## General
Cost Units | million CAD$
Assign supply technologies to a cost bucket:
SupplyTech | System
Anaerobic Digestion | Gas System
Battery Storage | Electricity System
Hydro Pumped Storage | Electricity System
O/CCGT - CH4 Existing | Electricity System
O/CCGT - CH4 New | Electricity System
O/CCGT - H2 New | Electricity System
Biomass | Electricity System
Fossil Fuel Thermal (Coal, Peat, Oil) | Electricity System
Generic - Generator | Electricity System
Hydro | Electricity System
Nuclear | Electricity System
Solar PV | Electricity System
Wind Offshore | Electricity System
Wind Onshore | Electricity System
Electrolyser 2020/2030 | Gas System
Electrolyser 2040 | Gas System
SMR CCS | Gas System
Electrolyser 2050 | Gas System

## Total Energy System Cost
Electric Scenario: Total Energy System Costs |  |  |  |  | Detailed Energy System Costs
Totals (Billion CAD) | 2020-2030 | 2030-2040 | 2040-2050 | TOTAL | Totals (Billion CAD) | 2020-2030 | 2030-2040 | 2040-2050 | TOTAL
End User Costs | 15.4549 | 51.0819 | 3.478 | 70.0148 | End User Costs | 15.4549 | 51.0819 | 3.478 | 70.0148
Electricity System | 120.7631 | 121.8174 | 114.007 | 356.5875 | Equipment | 13.8633 | 22.2 | 1.7315 | 37.7948
Gas System | 67.5062 | 155.3176 | 88.1209 | 310.9447 | Retrofits | 1.5916 | 28.8819 | 1.7465 | 32.22
Total | 203.7242 | 328.2168 | 205.6059 | 737.547 | Electricity System | 120.7631 | 121.8174 | 114.007 | 356.5875
Electricity + Gas | 188.2693 | 277.135 | 202.1279 | 667.5322 | Supply Tech Costs | 118.2117 | 113.9243 | 106.6307 | 338.7667
[5 empty] | Infra Dispatch (to) | 0.19364 | 0.69628 | 1.0739 | 1.9638
[5 empty] | Infra Dispatch (from) | -0.41316 | -0.29203 | -0.65063 | -1.3558
[5 empty] | Known Capacity | 2.771 | 7.4888 | 6.953 | 17.2128
[5 empty] | Gas System | 67.5062 | 155.3176 | 88.1209 | 310.9447
[5 empty] | Supply Tech Costs | 5.6266 | 10.8707 | 26.1094 | 42.6066
[5 empty] | Dispatch Import | 53.3277 | 136.3067 | 53.8876 | 243.522
[5 empty] | Infra Capacity | 0.023606 | 0.51171 | 1.407 | 1.9423
[5 empty] | Intra ON H2 Transmission OPEX | 0.11085 | 1.3028 | 3.2582 | 4.6719
[5 empty] | Intra ON CH4 Transmission OPEX | 8.4175 | 6.3257 | 3.4587 | 18.2019 | Includes dispatch (to) costs, on the assumption that the destination (receiving province) pays.
[5 empty] | Total | 203.7242 | 328.2168 | 205.6059 | 737.547
Totals (Billion CAD) | 2020-2030 | 2031-2040 | 2041-2050 | TOTAL
End User Costs | 15.4549 | 51.0819 | 3.478 | 70.0148
Electricity System | 120.7631 | 121.8174 | 114.007 | 356.5875
Emissions Costs | 27.5992 | 110.299 | 44.6209 | 182.5191
Gas System | 39.907 | 45.0185 | 43.5 | 128.4256
Total | 203.7242 | 328.2168 | 205.6059 | 737.547
Electricity + Gas | 188.2693 | 277.135 | 202.1279 | 667.5322

## Infrastructure CAPEX (hidden)
Motivation: The original study did not include gas CAPEX costs for T&D. This sheet calculates what they should have been |  |  |  |  | Sources:
Method: Original cost source is the Gas for climate study, as stated in the P2NZ report (see screenshots to the right). To get those values in $/MW-km, we use the sweden study (whose source is the gas for climate - see screenshot to the right of the P2NZ screenshot). They are the same numbers, but calculated in terms of capacity in the sweden study. | [5 empty] | Pathways to Net Zero Emissions for Ontario (enbridgegas.com) | Report link: guidehouse_energiforsk_report_draft-2 | Estimating Hydrogen Transmission length based on supply (wind near lake Huron) and demand centers (Golden Horseshoe + eastern Ontario) |  |  |  | Hydrogen Distribution Costs
[6 empty] | Page A-8 to A-9: |  | Map 1 | 315 | km | Lake huron -> Toronto -> Hamilton -> Niagara | Path-to-Hydrogen-Competitiveness_Full-Study-1.pdf (hydrogencouncil.com)
Normalized Transmission Costs for New Hydrogen Pipelines | 263 | Euros/MW-km | [5 empty] | Map 2 | 174 | km | Kingston -> Ottawa |  | 2020 | 2030
| 394.5 | $CAD/MW-km | [5 empty] | Map 3 | 337 | km | Kitchener/Guelph -> Markham/Vaughan -> Kingston | $USD/kg | 1.6 | 0.4
Source: P2NZ Report (see screenshots to the right - original source is Gas for Climate but values are pulled from Sweden study)
[8 empty] | Div. Scenario: | 826 | km | Assume diversified scenario needs all main population centers connected
Existing Transmission System Pipeline Length | 5500 | km | [5 empty] | Elec. Scenario: | 315 | km | Assume electrification scenario only needs connection to Golden Horseshoe (Toronto/Hamilton/Niagara… etc ~54% of Ontario population)
Existing Distribution System Pipeline Length | 148000 | km
Source: P2NZ Report (see screenshot to the right)
% of Buildings that have hydrogen service in 2050
Diversified Scenario: Residential Buildings | 47%
Diversified Scenario: Commercial Buildings | 30%
Electrification Scenario: Residential Buildings | 4%
Electrification Scenario: Commercial Buildings | 16%
Source: Demand Forecast. Tab: Diverse_Scenario_Results, Electric_Scenario_Results, Com_Diverse_Results, Com_Electric_Results. Link: https://accesshub.sharepoint.com/:x:/r/sites/engf0juqctjfa1lh/Shared%20Documents/03_Data%20Collection%20and%20Scenarios/01%20Scenario%20Development/20220317_Scenario_development_ETSA.xlsx?d=we49b3268a2d54552b766ad9a64a83b6c&csf=1&web=1&e=dkDqdg
Map - Enbridge Inc.
| Diversified Scenario | Electrification Scenario
Future H2 Transmission System Pipeline Length (km) | 826 | 315
Future H2 Distribution System Pipeline Length (km) | 69560 | 5920
Cost of H2 Transmission ($CAD/MW) | 325857 | 124267.5
Cost of H2 Distribution ($CAD/MW)
Capacity of Hydrogen Infra | 2020 | 2030 | 2040 | 2050
Diversified Scenario
Electrified Scenario
Page 12
Note on B13: [Threaded comment] Your version of Excel allows you to read this threaded comment; however, any edits to it will get removed if the file is opened in a newer version of Excel. Learn more: https://go.microsoft.com/fwlink/?linkid=870924 Comment: These percentages come from the demand forecast. They are the % of buildings with Hydrogen space heating. This operates on the assumption that homes with hydrogen for any other end use also have hydrogen heating.

## End-User Costs
Total Number of Households (IESO APO) | [6 empty] | $US to $CAD conversion: | 1.3
| 2020 | 2030 | 2040 | 2050
Households (#millions) | 5.8157 | 6.56 | 7.19 | 7.9647
New Builds (#millions) | 0 | 0.74426 | 0.63 | 0.77468
Space Heating | Percent of households per technology type
| 2020 | 2030 | 2040 | 2050
RNG + H2 (New) Gas HP | 0% | 4% | 6% | 10%
Electric ASHP | 6.954% | 14% | 52% | 75%
Electric GSHP | 0% | 3.5% | 7% | 10%
Hybrid | 0% | 0% | 0% | 0%
Other | 11.43% | 10% | 8% | 5%
Natural Gas Furnace | 81.61% | 68% | 27% | 0%
Total | 100% | 99.5% | 100% | 100%
Percent of new builds per technology type
RNG + H2 (New) Gas HP | 10.17%
Electric ASHP | 60.17%
Electric GSHP | 29.65%
Hybrid | 0%
Total | 100%
Space Heating | Cumulative number of total households per technology type (millions)
| 2020 | 2030 | 2040 | 2050
RNG + H2 (New) Gas HP | 0 | 0.2624 | 0.4314 | 0.79647
Electric ASHP | 0.4044 | 0.9184 | 3.7388 | 5.9735
Electric GSHP | 0 | 0.2296 | 0.5033 | 0.79647
Hybrid | 0 | 0 | 0 | 0
Other | 0.6649 | 0.656 | 0.5752 | 0.39823
Natural Gas Furnace | 4.7464 | 4.4608 | 1.9413 | 0
Total | 5.8157 | 6.5272 | 7.19 | 7.9647
Space Heating | Incremental number of new households per technology type each year (millions)
| 2020 | 2030 | 2040 | 2050
RNG + H2 (New) Gas HP | 0 | 0.075727 | 0.064101 | 0.078822
Electric ASHP | 0 | 0.44786 | 0.3791 | 0.46616
Electric GSHP | 0 | 0.22068 | 0.1868 | 0.2297
Check | TRUE | TRUE | TRUE | TRUE
Total cost of space heating technology
Space Heating | Incremental number of existing households switching to each technology type (million) |  |  |  | Incremental number of new builds per technology type (million households)
| 2020 | 2030 | 2040 | 2050 | 2020 | 2030 | 2040 | 2050
RNG + H2 (New) Gas HP |  | 0.18667 | 0.1049 | 0.28625 |  | 0.075727 | 0.064101 | 0.078822
Electric ASHP |  | 0.066142 | 2.4413 | 1.7685 |  | 0.44786 | 0.3791 | 0.46616
Electric GSHP |  | 0.0089219 | 0.086902 | 0.06347 |  | 0.22068 | 0.1868 | 0.2297
Hybrid |  | 0 | 0 | 0 |  | 0 | 0 | 0
Total |  | 0.26174 | 2.6331 | 2.1183 |  | 0.74426 | 0.63 | 0.77468 |  |  | Source: | The Economic Value of Ground Source Heat Pumps for Building Sector Decarbonization (Dunsky, 2020)
Costs (CAD$/unit)
| Existing Home | New Construction | Assumptions | Source |  | Year | Reduction in HP Cost
Cold Climate HP with electric resistance backup | 11100 | 11100 | Includes installation cost | Pages 347-348, link: https://www.rds.oeb.ca/CMWebDrawer/Record/732115/File/document |  | 2030 | 5%
Hybrid Heating with Smart Controls | 11350 | 11350 | Includes installation cost | Pages 347-348, link: https://www.rds.oeb.ca/CMWebDrawer/Record/732115/File/document |  | 2040 | 10%
Gas Heat Pump | 12200 | 12200 | See blue stars on chart to the right for estimates. 8000 is the cost of the gas heat pump + 4200 for a low-capacity A/C system | Page 397, link: https://www.rds.oeb.ca/CMWebDrawer/Record/732115/File/document |  | 2050 | 15%
Electric GSHP | 27500 | 24655.3442 | 3.4 ton heating capacity | Dunsky report, see screenshot to the right
Space Heating | Total cost (billion CAD$) |  |  |  |  | $USD | GSHP Cost (equip + install) [$/ton] | Source
| 2020 | 2030 | 2040 | 2050 |  | New Construction | 9520.6906 | Massachusetts Clean Energy Center: Ground Source Heat Pump Program. Available: https://www.masscec.com/public-records-requests | 12376.8978 | 42081.4524
RNG + H2 (New) Gas HP |  | 3.0412 | 1.8556 | 3.7858 |  | Retrofit | 10619.1578 |  | 13804.9052 | 46936.6776
Electric ASHP |  | 5.4201 | 28.1758 | 21.0845 |  | Difference | 111.5%
Electric GSHP |  | 5.4019 | 6.2958 | 6.2974
Hybrid |  | 0 | 0 | 0
Total |  | 13.8633 | 36.3273 | 31.1677
[11 empty] | Source: | Page 397, link: https://www.rds.oeb.ca/CMWebDrawer/Record/732115/File/document
Retrofit Costs
(Thousand £) | 2020 | 2030 | 2040 | 2050
Low-Medium | 7.82 | 7.089 | 6.528 | 5.967
Medium - High | 18.496 | 16.796 | 15.538 | 14.28
CAD$/Pound | 1.7
Thousand CAD$ | 2020 | 2030 | 2040 | 2050
Moderate Retrofit | 13.294 | 12.0513 | 11.0976 | 10.1439
Deep Retrofit | 31.4432 | 28.5532 | 26.4146 | 24.276
[12 empty] | Shares (%) | 2018
[12 empty] | Before 1946 | 11.8
| Existing Homes Retrofit Assumptions | [10 empty] | 1946–1960 | 7.9
| Moderate Retrofit | Deep Retrofit | [9 empty] | 1961–1977 | 17.6
Electric ASHP | 33.9% | 66.2% | [9 empty] | 1978–1983 | 8.6
Electric GSHP | 66.2% | 0% | [9 empty] | 1984–1995 | 20.3
[12 empty] | 1996–2000 | 5.6
[12 empty] | 2001–2005 | 8.1
| Total cost (billion CAD$) | [10 empty] | 2006–2010 | 6.9
| 2020 | 2030 | 2040 | 2050 | [7 empty] | 2011–2015 | 6.5
Moderate Retrofit |  | 0.34139 | 9.8228 | 6.5079 | [7 empty] | 2016–2018 | 6.8
Deep Retrofit |  | 1.2502 | 42.6897 | 28.4218 | [7 empty] | Source: | Residential Sector Ontario Table 15: Housing Stock by Building Type and Vintage ¦ Natural Resources Canada (rncan.gc.ca)
Total end user cost
| Total cost of retrofits (billion CAD$) WITHOUT SALVAGE | [7 empty] | DiscountSalvage
| 2020 | 2030 | 2040 | 2050 |  |  | Lifetime |  | SimYr | Equipment | Retrofits
Equipment |  | 13.8633 | 36.3273 | 31.1677 |  | Equipment | 18 |  | 2020 | 1 | 1
Retrofits |  | 1.5916 | 52.5125 | 34.9297 |  | Retrofits | 20 |  | 2030 | 1 | 1
Total |  | 15.4549 | 88.8398 | 66.0974 |  |  |  |  | 2040 | 0.61111 | 0.55
[9 empty] | 2050 | 0.055556 | 0.05
Total cost of retrofits (billion CAD$) WITH SALVAGE
| 2020 | 2030 | 2040 | 2050
Equipment |  | 13.8633 | 22.2 | 1.7315
Retrofits |  | 1.5916 | 28.8819 | 1.7465
Total |  | 15.4549 | 51.0819 | 3.478
Cost per household (CAD$) |  | 2355.9304 | 7104.5709 | 436.6807
Equipment Conversion Pathways:
Assume costs of all HPs come down 12-15% from 2020 to 2050 due to tech improvement over time and installer familiarity with the equipment as penetration increases.
Cost to upgrade system: ETM Model Insulation Table 11 (https://docs.energytransitionmodel.com/main/insulation)
Cost to upgrade system: ETM Model Insulation Table 11 (https://docs.energytransitionmodel.com/main/insulation)
See New End-user Costs Updated 11-08.xlsx. Tab "Balanced" for detailed calculations
Retrofit Assumptions
All existing homes switching to ASHPs receive a retrofit.
  Homes built before 1995 require a deep retrofit
  Homes built after 1995 require a moderate retrofit.
Older existing homes switching to GSHPs receive a retrofit
  Homes built before 1995 switching to GSHPs receive a moderate retrofit
All other technologies do not require retrofits beyond current EE programs.
NEW HOMES DO NOT GET RETROFITTED
New Home Assumptions:
80% of added GSHPs are installed in new construction homes, the rest are retrofitted into existing homes
Of the remaining new construction homes, 50% install an ASHP and 50% install a gas HP

## Emissons Costs
Year Range: | 2020-2030 | 2020-2030 | 2020-2030 | 2020-2030 | 2020-2030 | 2020-2030 | 2020-2030 | 2020-2030 | 2020-2030 | 2020-2030 | 2020-2030 | 2030-2040 | 2030-2040 | 2030-2040 | 2030-2040 | 2030-2040 | 2030-2040 | 2030-2040 | 2030-2040 | 2030-2040 | 2030-2040 | 2040-2050 | 2040-2050 | 2040-2050 | 2040-2050 | 2040-2050 | 2040-2050 | 2040-2050 | 2040-2050 | 2040-2050 | 2040-2050
ScenarioName | LCP_Inputs_ON_Electric_IEA_2023_05_05
var_type | (All)
Sum of SolutionCost | Column Labels
Row Labels | 2020 | 2021 | 2022 | 2023 | 2024 | 2025 | 2026 | 2027 | 2028 | 2029 | 2030 | 2031 | 2032 | 2033 | 2034 | 2035 | 2036 | 2037 | 2038 | 2039 | 2040 | 2041 | 2042 | 2043 | 2044 | 2045 | 2046 | 2047 | 2048 | 2049 | 2050 | Grand Total
Anaerobic Digestion | 0 | 0 | 0 | 0 | 0 | 0 | 0 | 0 | 0 | 0 | 0 | 0 | 0 | 0 | 0 | 0 | 0 | 0 | 0 | 0 | 4244873.9669 | 4244873.9669 | 4244873.9669 | 4244873.9669 | 4244873.9669 | 4244873.9669 | 4244873.9669 | 4244873.9669 | 4244873.9669 | 4244873.9669 | 5202558.9473 | 47651298.6166
CH4 + CCS | 0 | 0 | 0 | 0 | 0 | 0 | 0 | 0 | 0 | 0 | 0 | 0 | 0 | 0 | 0 | 0 | 0 | 0 | 0 | 0 | 84395478.3721 | 84395478.3721 | 84395478.3721 | 84395478.3721 | 84395478.3721 | 84395478.3721 | 84395478.3721 | 84395478.3721 | 84395478.3721 | 84395478.3721 | 135542652.6469 | 979497436.3675
CH4 Import - NY 2020 | 282343065.1873 | 282343065.1873 | 282343065.1873 | 282343065.1873 | 282343065.1873 | 282343065.1873 | 282343065.1873 | 282343065.1873 | 282343065.1873 | 282343065.1873 | 0 | 0 | 0 | 0 | 0 | 0 | 0 | 0 | 0 | 0 | 0 | 0 | 0 | 0 | 0 | 0 | 0 | 0 | 0 | 0 | 0 | 2823430651.8726
CH4 Import - NY 2030 | 0 | 0 | 0 | 0 | 0 | 0 | 0 | 0 | 0 | 0 | 2371206202.7872 | 2371206202.7872 | 2371206202.7872 | 2371206202.7872 | 2371206202.7872 | 2371206202.7872 | 2371206202.7872 | 2371206202.7872 | 2371206202.7872 | 2371206202.7872 | 0 | 0 | 0 | 0 | 0 | 0 | 0 | 0 | 0 | 0 | 0 | 23712062027.8722
CH4 Import - NY 2040 | 0 | 0 | 0 | 0 | 0 | 0 | 0 | 0 | 0 | 0 | 0 | 0 | 0 | 0 | 0 | 0 | 0 | 0 | 0 | 0 | 2422180073.5024 | 2422180073.5024 | 2422180073.5024 | 2422180073.5024 | 2422180073.5024 | 2422180073.5024 | 2422180073.5024 | 2422180073.5024 | 2422180073.5024 | 2422180073.5024 | 0 | 24221800735.024
CH4 Import - NY 2050 | 0 | 0 | 0 | 0 | 0 | 0 | 0 | 0 | 0 | 0 | 0 | 0 | 0 | 0 | 0 | 0 | 0 | 0 | 0 | 0 | 0 | 0 | 0 | 0 | 0 | 0 | 0 | 0 | 0 | 0 | 0 | 0
CH4 Import - WC 2020 | 1306945408.6229 | 1306945408.6229 | 1306945408.6229 | 1306945408.6229 | 1306945408.6229 | 1306945408.6229 | 1306945408.6229 | 1306945408.6229 | 1306945408.6229 | 1306945408.6229 | 0 | 0 | 0 | 0 | 0 | 0 | 0 | 0 | 0 | 0 | 0 | 0 | 0 | 0 | 0 | 0 | 0 | 0 | 0 | 0 | 0 | 13069454086.2287
CH4 Import - WC 2030 | 0 | 0 | 0 | 0 | 0 | 0 | 0 | 0 | 0 | 0 | 9015205651.9119 | 9015205651.9119 | 9015205651.9119 | 9015205651.9119 | 9015205651.9119 | 9015205651.9119 | 9015205651.9119 | 9015205651.9119 | 9015205651.9119 | 9015205651.9119 | 0 | 0 | 0 | 0 | 0 | 0 | 0 | 0 | 0 | 0 | 0 | 90152056519.119
CH4 Import - WC 2040 | 0 | 0 | 0 | 0 | 0 | 0 | 0 | 0 | 0 | 0 | 0 | 0 | 0 | 0 | 0 | 0 | 0 | 0 | 0 | 0 | 2104525662.7863 | 2104525662.7863 | 2104525662.7863 | 2104525662.7863 | 2104525662.7863 | 2104525662.7863 | 2104525662.7863 | 2104525662.7863 | 2104525662.7863 | 2104525662.7863 | 0 | 21045256627.8633
CH4 Import - WC 2050 | 0 | 0 | 0 | 0 | 0 | 0 | 0 | 0 | 0 | 0 | 0 | 0 | 0 | 0 | 0 | 0 | 0 | 0 | 0 | 0 | 0 | 0 | 0 | 0 | 0 | 0 | 0 | 0 | 0 | 0 | 0 | 0
CH4 Salt Cavern Storage - ON | 0 | 0 | 0 | 0 | 0 | 0 | 0 | 0 | 0 | 0 | 0 | 0 | 0 | 0 | 0 | 0 | 0 | 0 | 0 | 0 | 0 | 0 | 0 | 0 | 0 | 0 | 0 | 0 | 0 | 0 | 0 | 0
Electrolyser 2020/2030 | 0 | 0 | 0 | 0 | 0 | 0 | 0 | 0 | 0 | 0 | 0 | 0 | 0 | 0 | 0 | 0 | 0 | 0 | 0 | 0 | 0 | 0 | 0 | 0 | 0 | 0 | 0 | 0 | 0 | 0 | 0 | 0
Electrolyser 2040 | 0 | 0 | 0 | 0 | 0 | 0 | 0 | 0 | 0 | 0 | 0 | 0 | 0 | 0 | 0 | 0 | 0 | 0 | 0 | 0 | 0 | 0 | 0 | 0 | 0 | 0 | 0 | 0 | 0 | 0 | 0 | 0
Electrolyser 2050 | 0 | 0 | 0 | 0 | 0 | 0 | 0 | 0 | 0 | 0 | 0 | 0 | 0 | 0 | 0 | 0 | 0 | 0 | 0 | 0 | 0 | 0 | 0 | 0 | 0 | 0 | 0 | 0 | 0 | 0 | 0 | 0
H2 Import - QC | 0 | 0 | 0 | 0 | 0 | 0 | 0 | 0 | 0 | 0 | 0 | 0 | 0 | 0 | 0 | 0 | 0 | 0 | 0 | 0 | 0 | 0 | 0 | 0 | 0 | 0 | 0 | 0 | 0 | 0 | 0 | 0
H2 Import - WC | 0 | 0 | 0 | 0 | 0 | 0 | 0 | 0 | 0 | 0 | 0 | 0 | 0 | 0 | 0 | 0 | 0 | 0 | 0 | 0 | 0 | 0 | 0 | 0 | 0 | 0 | 0 | 0 | 0 | 0 | 0 | 0
H2 Salt Cavern Storage - ON | 0 | 0 | 0 | 0 | 0 | 0 | 0 | 0 | 0 | 0 | 0 | 0 | 0 | 0 | 0 | 0 | 0 | 0 | 0 | 0 | 0 | 0 | 0 | 0 | 0 | 0 | 0 | 0 | 0 | 0 | 0 | 0
SMR CCS | 0 | 0 | 0 | 0 | 0 | 0 | 0 | 0 | 0 | 0 | 319911904.076 | 319911904.076 | 319911904.076 | 319911904.076 | 319911904.076 | 319911904.076 | 319911904.076 | 319911904.076 | 319911904.076 | 319911904.076 | 326789057.1551 | 326789057.1551 | 326789057.1551 | 326789057.1551 | 326789057.1551 | 326789057.1551 | 326789057.1551 | 326789057.1551 | 326789057.1551 | 326789057.1551 | 895312.4854 | 6467904924.7966
Grand Total | 1589288473.8101 | 1589288473.8101 | 1589288473.8101 | 1589288473.8101 | 1589288473.8101 | 1589288473.8101 | 1589288473.8101 | 1589288473.8101 | 1589288473.8101 | 1589288473.8101 | 11706323758.7751 | 11706323758.7751 | 11706323758.7751 | 11706323758.7751 | 11706323758.7751 | 11706323758.7751 | 11706323758.7751 | 11706323758.7751 | 11706323758.7751 | 11706323758.7751 | 4942135145.7828 | 4942135145.7828 | 4942135145.7828 | 4942135145.7828 | 4942135145.7828 | 4942135145.7828 | 4942135145.7828 | 4942135145.7828 | 4942135145.7828 | 4942135145.7828 | 141640524.0795 | 182519114307.7605
Note: These emissions costs include only those associated with the gas system.

## SupplyTechCosts Gas
Year Range: | 2020-2030 | 2020-2030 | 2020-2030 | 2020-2030 | 2020-2030 | 2020-2030 | 2020-2030 | 2020-2030 | 2020-2030 | 2020-2030 | 2020-2030 | 2030-2040 | 2030-2040 | 2030-2040 | 2030-2040 | 2030-2040 | 2030-2040 | 2030-2040 | 2030-2040 | 2030-2040 | 2030-2040 | 2040-2050 | 2040-2050 | 2040-2050 | 2040-2050 | 2040-2050 | 2040-2050 | 2040-2050 | 2040-2050 | 2040-2050 | 2040-2050
ScenarioName | LCP_Inputs_ON_Electric_IEA_2023_05_05
var_type | (Multiple Items)
SubRegion | ON
Sum of SolutionCost | Column Labels
Row Labels | 2020 | 2021 | 2022 | 2023 | 2024 | 2025 | 2026 | 2027 | 2028 | 2029 | 2030 | 2031 | 2032 | 2033 | 2034 | 2035 | 2036 | 2037 | 2038 | 2039 | 2040 | 2041 | 2042 | 2043 | 2044 | 2045 | 2046 | 2047 | 2048 | 2049 | 2050 | Grand Total
Anaerobic Digestion | 0 | 0 | 0 | 0 | 0 | 0 | 0 | 0 | 0 | 0 | 0 | 0 | 0 | 0 | 0 | 0 | 0 | 0 | 0 | 0 | 1665170534.7777 | 1297104716.8542 | 1297104716.8542 | 1297104716.8542 | 1297104716.8542 | 1297104716.8542 | 1297104716.8542 | 1297104716.8542 | 1297104716.8542 | 1297104716.8542 | 1567143217.4211 | 14906256203.8862
CONE | [10 empty] | 0 | [9 empty] | 368065817.9235 | [9 empty] | 7549021.7645 | 375614839.688
EmissionsCost | 0 | 0 | 0 | 0 | 0 | 0 | 0 | 0 | 0 | 0 | 0 | 0 | 0 | 0 | 0 | 0 | 0 | 0 | 0 | 0 | 4244873.9669 | 4244873.9669 | 4244873.9669 | 4244873.9669 | 4244873.9669 | 4244873.9669 | 4244873.9669 | 4244873.9669 | 4244873.9669 | 4244873.9669 | 5202558.9473 | 47651298.6166
Flex Adder | [10 empty] | 0 | 0 | 0 | 0 | 0 | 0 | 0 | 0 | 0 | 0 | 0 | 0 | 0 | 0 | 0 | 0 | 0 | 0 | 0 | 0 | 0 | 0
FOM | [10 empty] | 0 | 0 | 0 | 0 | 0 | 0 | 0 | 0 | 0 | 0 | 167819842.8872 | 167819842.8872 | 167819842.8872 | 167819842.8872 | 167819842.8872 | 167819842.8872 | 167819842.8872 | 167819842.8872 | 167819842.8872 | 167819842.8872 | 205681636.7093 | 1883880065.5816
FuelCost | 0 | 0 | 0 | 0 | 0 | 0 | 0 | 0 | 0 | 0 | 0 | 0 | 0 | 0 | 0 | 0 | 0 | 0 | 0 | 0 | 0 | 0 | 0 | 0 | 0 | 0 | 0 | 0 | 0 | 0 | 0 | 0
VOM | 0 | 0 | 0 | 0 | 0 | 0 | 0 | 0 | 0 | 0 | 0 | 0 | 0 | 0 | 0 | 0 | 0 | 0 | 0 | 0 | 1125040000 | 1125040000 | 1125040000 | 1125040000 | 1125040000 | 1125040000 | 1125040000 | 1125040000 | 1125040000 | 1125040000 | 1348710000 | 12599110000
CH4 + CCS | 0 | 0 | 0 | 0 | 0 | 0 | 0 | 0 | 0 | 0 | 0 | 0 | 0 | 0 | 0 | 0 | 0 | 0 | 0 | 0 | 381695662.0079 | 381695653.017 | 381695653.017 | 381695653.017 | 381695653.017 | 381695653.017 | 381695653.017 | 381695653.017 | 381695653.017 | 381695653.017 | 613019117.4083 | 4429975656.5692
CONE | [10 empty] | 0 | [9 empty] | 8.9909 | [9 empty] | 4.1613 | 13.1521
EmissionsCost | 0 | 0 | 0 | 0 | 0 | 0 | 0 | 0 | 0 | 0 | 0 | 0 | 0 | 0 | 0 | 0 | 0 | 0 | 0 | 0 | 84395478.3721 | 84395478.3721 | 84395478.3721 | 84395478.3721 | 84395478.3721 | 84395478.3721 | 84395478.3721 | 84395478.3721 | 84395478.3721 | 84395478.3721 | 135542652.6469 | 979497436.3675
Flex Adder | [10 empty] | 0 | 0 | 0 | 0 | 0 | 0 | 0 | 0 | 0 | 0 | 0 | 0 | 0 | 0 | 0 | 0 | 0 | 0 | 0 | 0 | 0 | 0
FOM | [10 empty] | 0 | 0 | 0 | 0 | 0 | 0 | 0 | 0 | 0 | 0 | 0 | 0 | 0 | 0 | 0 | 0 | 0 | 0 | 0 | 0 | 0 | 0
FuelCost | 0 | 0 | 0 | 0 | 0 | 0 | 0 | 0 | 0 | 0 | 0 | 0 | 0 | 0 | 0 | 0 | 0 | 0 | 0 | 0 | 271488076.3116 | 271488076.3116 | 271488076.3116 | 271488076.3116 | 271488076.3116 | 271488076.3116 | 271488076.3116 | 271488076.3116 | 271488076.3116 | 271488076.3116 | 436021155.8141 | 3150901918.9301
VOM | 0 | 0 | 0 | 0 | 0 | 0 | 0 | 0 | 0 | 0 | 0 | 0 | 0 | 0 | 0 | 0 | 0 | 0 | 0 | 0 | 25812098.3333 | 25812098.3333 | 25812098.3333 | 25812098.3333 | 25812098.3333 | 25812098.3333 | 25812098.3333 | 25812098.3333 | 25812098.3333 | 25812098.3333 | 41455304.7861 | 299576288.1194
CH4 Salt Cavern Storage - ON | 691417.653 | 691417.653 | 691417.653 | 691417.653 | 691417.653 | 691417.653 | 691417.653 | 691417.653 | 691417.653 | 691417.653 | 2132066.7953 | 2132066.7953 | 2132066.7953 | 2132066.7953 | 2132066.7953 | 2132066.7953 | 2132066.7953 | 2132066.7953 | 2132066.7953 | 2132066.7953 | 0 | 0 | 0 | 0 | 0 | 0 | 0 | 0 | 0 | 0 | 0 | 28234844.483
EmissionsCost | 0 | 0 | 0 | 0 | 0 | 0 | 0 | 0 | 0 | 0 | 0 | 0 | 0 | 0 | 0 | 0 | 0 | 0 | 0 | 0 | 0 | 0 | 0 | 0 | 0 | 0 | 0 | 0 | 0 | 0 | 0 | 0
FuelCost | 0 | 0 | 0 | 0 | 0 | 0 | 0 | 0 | 0 | 0 | 0 | 0 | 0 | 0 | 0 | 0 | 0 | 0 | 0 | 0 | 0 | 0 | 0 | 0 | 0 | 0 | 0 | 0 | 0 | 0 | 0 | 0
O&M | 0 | [9 empty] | 0 | [9 empty] | 0 | [9 empty] | 0 | 0
VOM | 691417.653 | 691417.653 | 691417.653 | 691417.653 | 691417.653 | 691417.653 | 691417.653 | 691417.653 | 691417.653 | 691417.653 | 2132066.7953 | 2132066.7953 | 2132066.7953 | 2132066.7953 | 2132066.7953 | 2132066.7953 | 2132066.7953 | 2132066.7953 | 2132066.7953 | 2132066.7953 | 0 | 0 | 0 | 0 | 0 | 0 | 0 | 0 | 0 | 0 | 0 | 28234844.483
Electrolyser 2020/2030 | 0 | 0 | 0 | 0 | 0 | 0 | 0 | 0 | 0 | 0 | 0 | 0 | 0 | 0 | 0 | 0 | 0 | 0 | 0 | 0 | 0 | 0 | 0 | 0 | 0 | 0 | 0 | 0 | 0 | 0 | 0 | 0
CONE | [10 empty] | 0 | [20 empty] | 0
EmissionsCost | 0 | 0 | 0 | 0 | 0 | 0 | 0 | 0 | 0 | 0 | 0 | 0 | 0 | 0 | 0 | 0 | 0 | 0 | 0 | 0 | 0 | 0 | 0 | 0 | 0 | 0 | 0 | 0 | 0 | 0 | 0 | 0
Flex Adder | [10 empty] | 0 | 0 | 0 | 0 | 0 | 0 | 0 | 0 | 0 | 0 | 0 | 0 | 0 | 0 | 0 | 0 | 0 | 0 | 0 | 0 | 0 | 0
FOM | [10 empty] | 0 | 0 | 0 | 0 | 0 | 0 | 0 | 0 | 0 | 0 | 0 | 0 | 0 | 0 | 0 | 0 | 0 | 0 | 0 | 0 | 0 | 0
FuelCost | 0 | 0 | 0 | 0 | 0 | 0 | 0 | 0 | 0 | 0 | 0 | 0 | 0 | 0 | 0 | 0 | 0 | 0 | 0 | 0 | 0 | 0 | 0 | 0 | 0 | 0 | 0 | 0 | 0 | 0 | 0 | 0
VOM | 0 | 0 | 0 | 0 | 0 | 0 | 0 | 0 | 0 | 0 | 0 | 0 | 0 | 0 | 0 | 0 | 0 | 0 | 0 | 0 | 0 | 0 | 0 | 0 | 0 | 0 | 0 | 0 | 0 | 0 | 0 | 0
Electrolyser 2040 | 0 | 0 | 0 | 0 | 0 | 0 | 0 | 0 | 0 | 0 | 0 | 0 | 0 | 0 | 0 | 0 | 0 | 0 | 0 | 0 | 707955252.7115 | 53401797.0795 | 53401797.0795 | 53401797.0795 | 53401797.0795 | 53401797.0795 | 53401797.0795 | 53401797.0795 | 53401797.0795 | 53401797.0795 | 53401797.0795 | 1241973223.5068
CONE | [20 empty] | 654553455.6319 | [10 empty] | 654553455.6319
EmissionsCost | 0 | 0 | 0 | 0 | 0 | 0 | 0 | 0 | 0 | 0 | 0 | 0 | 0 | 0 | 0 | 0 | 0 | 0 | 0 | 0 | 0 | 0 | 0 | 0 | 0 | 0 | 0 | 0 | 0 | 0 | 0 | 0
Flex Adder | [20 empty] | 0 | 0 | 0 | 0 | 0 | 0 | 0 | 0 | 0 | 0 | 0 | 0
FOM | [20 empty] | 53401797.0795 | 53401797.0795 | 53401797.0795 | 53401797.0795 | 53401797.0795 | 53401797.0795 | 53401797.0795 | 53401797.0795 | 53401797.0795 | 53401797.0795 | 53401797.0795 | 587419767.8748
FuelCost | 0 | 0 | 0 | 0 | 0 | 0 | 0 | 0 | 0 | 0 | 0 | 0 | 0 | 0 | 0 | 0 | 0 | 0 | 0 | 0 | 0 | 0 | 0 | 0 | 0 | 0 | 0 | 0 | 0 | 0 | 0 | 0
VOM | 0 | 0 | 0 | 0 | 0 | 0 | 0 | 0 | 0 | 0 | 0 | 0 | 0 | 0 | 0 | 0 | 0 | 0 | 0 | 0 | 0 | 0 | 0 | 0 | 0 | 0 | 0 | 0 | 0 | 0 | 0 | 0
Electrolyser 2050 | 0 | 0 | 0 | 0 | 0 | 0 | 0 | 0 | 0 | 0 | 0 | 0 | 0 | 0 | 0 | 0 | 0 | 0 | 0 | 0 | 0 | 0 | 0 | 0 | 0 | 0 | 0 | 0 | 0 | 0 | 106035316.7879 | 106035316.7879
CONE | [30 empty] | 57837445.5207 | 57837445.5207
EmissionsCost | 0 | 0 | 0 | 0 | 0 | 0 | 0 | 0 | 0 | 0 | 0 | 0 | 0 | 0 | 0 | 0 | 0 | 0 | 0 | 0 | 0 | 0 | 0 | 0 | 0 | 0 | 0 | 0 | 0 | 0 | 0 | 0
Flex Adder | [30 empty] | 0 | 0
FOM | [30 empty] | 48197871.2672 | 48197871.2672
FuelCost | 0 | 0 | 0 | 0 | 0 | 0 | 0 | 0 | 0 | 0 | 0 | 0 | 0 | 0 | 0 | 0 | 0 | 0 | 0 | 0 | 0 | 0 | 0 | 0 | 0 | 0 | 0 | 0 | 0 | 0 | 0 | 0
VOM | 0 | 0 | 0 | 0 | 0 | 0 | 0 | 0 | 0 | 0 | 0 | 0 | 0 | 0 | 0 | 0 | 0 | 0 | 0 | 0 | 0 | 0 | 0 | 0 | 0 | 0 | 0 | 0 | 0 | 0 | 0 | 0
H2 Salt Cavern Storage - ON | 0 | 0 | 0 | 0 | 0 | 0 | 0 | 0 | 0 | 0 | 12004528.7434 | 12004507.7434 | 12004507.7434 | 12004507.7434 | 12004507.7434 | 12004507.7434 | 12004507.7434 | 12004507.7434 | 12004507.7434 | 12004507.7434 | 32223482.3009 | 32223438.3009 | 32223438.3009 | 32223438.3009 | 32223438.3009 | 32223438.3009 | 32223438.3009 | 32223438.3009 | 32223438.3009 | 32223438.3009 | 72945865.0513 | 515225390.4942
CONE | [10 empty] | 21 | [9 empty] | 44 | [9 empty] | 2.2 | 67.2
EmissionsCost | 0 | 0 | 0 | 0 | 0 | 0 | 0 | 0 | 0 | 0 | 0 | 0 | 0 | 0 | 0 | 0 | 0 | 0 | 0 | 0 | 0 | 0 | 0 | 0 | 0 | 0 | 0 | 0 | 0 | 0 | 0 | 0
Flex Adder | [10 empty] | 0 | 0 | 0 | 0 | 0 | 0 | 0 | 0 | 0 | 0 | 0 | 0 | 0 | 0 | 0 | 0 | 0 | 0 | 0 | 0 | 0 | 0
FOM | [10 empty] | 0 | 0 | 0 | 0 | 0 | 0 | 0 | 0 | 0 | 0 | 0 | 0 | 0 | 0 | 0 | 0 | 0 | 0 | 0 | 0 | 0 | 0
FuelCost | 0 | 0 | 0 | 0 | 0 | 0 | 0 | 0 | 0 | 0 | 0 | 0 | 0 | 0 | 0 | 0 | 0 | 0 | 0 | 0 | 0 | 0 | 0 | 0 | 0 | 0 | 0 | 0 | 0 | 0 | 0 | 0
O&M | 0 | [9 empty] | 0 | [9 empty] | 0 | [9 empty] | 0 | 0
VOM | 0 | 0 | 0 | 0 | 0 | 0 | 0 | 0 | 0 | 0 | 12004507.7434 | 12004507.7434 | 12004507.7434 | 12004507.7434 | 12004507.7434 | 12004507.7434 | 12004507.7434 | 12004507.7434 | 12004507.7434 | 12004507.7434 | 32223438.3009 | 32223438.3009 | 32223438.3009 | 32223438.3009 | 32223438.3009 | 32223438.3009 | 32223438.3009 | 32223438.3009 | 32223438.3009 | 32223438.3009 | 72945862.8513 | 515225323.2942
SMR CCS | 0 | 0 | 0 | 0 | 0 | 0 | 0 | 0 | 0 | 0 | 5605521282.2793 | 789684287.7628 | 789684287.7628 | 789684287.7628 | 789684287.7628 | 789684287.7628 | 789684287.7628 | 789684287.7628 | 789684287.7628 | 789684287.7628 | 849240190.7082 | 849240190.7082 | 849240190.7082 | 849240190.7082 | 849240190.7082 | 849240190.7082 | 849240190.7082 | 849240190.7082 | 849240190.7082 | 849240190.7082 | 173849646.9025 | 21378931426.1298
CONE | [10 empty] | 4815836994.5165 | [9 empty] | 0 | [9 empty] | 0 | 4815836994.5165
EmissionsCost | 0 | 0 | 0 | 0 | 0 | 0 | 0 | 0 | 0 | 0 | 319911904.076 | 319911904.076 | 319911904.076 | 319911904.076 | 319911904.076 | 319911904.076 | 319911904.076 | 319911904.076 | 319911904.076 | 319911904.076 | 326789057.1551 | 326789057.1551 | 326789057.1551 | 326789057.1551 | 326789057.1551 | 326789057.1551 | 326789057.1551 | 326789057.1551 | 326789057.1551 | 326789057.1551 | 895312.4854 | 6467904924.7966
Flex Adder | [10 empty] | 0 | 0 | 0 | 0 | 0 | 0 | 0 | 0 | 0 | 0 | 0 | 0 | 0 | 0 | 0 | 0 | 0 | 0 | 0 | 0 | 0 | 0
FOM | [10 empty] | 171994178.3756 | 171994178.3756 | 171994178.3756 | 171994178.3756 | 171994178.3756 | 171994178.3756 | 171994178.3756 | 171994178.3756 | 171994178.3756 | 171994178.3756 | 171994178.3756 | 171994178.3756 | 171994178.3756 | 171994178.3756 | 171994178.3756 | 171994178.3756 | 171994178.3756 | 171994178.3756 | 171994178.3756 | 171994178.3756 | 171994178.3756 | 3611877745.8873
FuelCost | 0 | 0 | 0 | 0 | 0 | 0 | 0 | 0 | 0 | 0 | 297778205.3112 | 297778205.3112 | 297778205.3112 | 297778205.3112 | 297778205.3112 | 297778205.3112 | 297778205.3112 | 297778205.3112 | 297778205.3112 | 297778205.3112 | 350456955.1775 | 350456955.1775 | 350456955.1775 | 350456955.1775 | 350456955.1775 | 350456955.1775 | 350456955.1775 | 350456955.1775 | 350456955.1775 | 350456955.1775 | 960156.0416 | 6483311760.9294
VOM | 0 | 0 | 0 | 0 | 0 | 0 | 0 | 0 | 0 | 0 | 0 | 0 | 0 | 0 | 0 | 0 | 0 | 0 | 0 | 0 | 0 | 0 | 0 | 0 | 0 | 0 | 0 | 0 | 0 | 0 | 0 | 0
Grand Total | 691417.653 | 691417.653 | 691417.653 | 691417.653 | 691417.653 | 691417.653 | 691417.653 | 691417.653 | 691417.653 | 691417.653 | 5619657877.818 | 803820862.3015 | 803820862.3015 | 803820862.3015 | 803820862.3015 | 803820862.3015 | 803820862.3015 | 803820862.3015 | 803820862.3015 | 803820862.3015 | 3636285122.5061 | 2613665795.9598 | 2613665795.9598 | 2613665795.9598 | 2613665795.9598 | 2613665795.9598 | 2613665795.9598 | 2613665795.9598 | 2613665795.9598 | 2613665795.9598 | 2586394960.6507 | 42606632061.857
Total Emissions Cost | 0 | 0 | 0 | 0 | 0 | 0 | 0 | 0 | 0 | 0 | 319911904.076 | 319911904.076 | 319911904.076 | 319911904.076 | 319911904.076 | 319911904.076 | 319911904.076 | 319911904.076 | 319911904.076 | 319911904.076 | 415429409.4941 | 415429409.4941 | 415429409.4941 | 415429409.4941 | 415429409.4941 | 415429409.4941 | 415429409.4941 | 415429409.4941 | 415429409.4941 | 415429409.4941 | 141640524.0795 | 7495053659.7807
Note: These costs are not discounted. They are the real dollars subtracted by the salvage value at the end of the study period (if applicable). They do not include the cost of known capacity build outs, only modeled capacity build outs.

## SupplyTechCosts Elec
Year Range: | 2020-2030 | 2020-2030 | 2020-2030 | 2020-2030 | 2020-2030 | 2020-2030 | 2020-2030 | 2020-2030 | 2020-2030 | 2020-2030 | 2020-2030 | 2030-2040 | 2030-2040 | 2030-2040 | 2030-2040 | 2030-2040 | 2030-2040 | 2030-2040 | 2030-2040 | 2030-2040 | 2030-2040 | 2040-2050 | 2040-2050 | 2040-2050 | 2040-2050 | 2040-2050 | 2040-2050 | 2040-2050 | 2040-2050 | 2040-2050 | 2040-2050
ScenarioName | LCP_Inputs_ON_Electric_IEA_2023_05_05
var_type | (Multiple Items)
SubRegion | ON
Sum of SolutionCost | Column Labels
Row Labels | 2020 | 2021 | 2022 | 2023 | 2024 | 2025 | 2026 | 2027 | 2028 | 2029 | 2030 | 2031 | 2032 | 2033 | 2034 | 2035 | 2036 | 2037 | 2038 | 2039 | 2040 | 2041 | 2042 | 2043 | 2044 | 2045 | 2046 | 2047 | 2048 | 2049 | 2050 | Grand Total
Battery Storage | 0 | 0 | 0 | 0 | 0 | 0 | 0 | 0 | 0 | 0 | 0 | 0 | 0 | 0 | 0 | 0 | 0 | 0 | 0 | 0 | 0 | 0 | 0 | 0 | 0 | 0 | 0 | 0 | 0 | 0 | 0 | 0
Biomass | 0 | 0 | 0 | 0 | 0 | 0 | 0 | 0 | 0 | 0 | 2531032.9331 | 2531032.9331 | 2531032.9331 | 2531032.9331 | 2531032.9331 | 2531032.9331 | 2531032.9331 | 2531032.9331 | 2531032.9331 | 2531032.9331 | 2480543.0073 | 2480543.0073 | 2480543.0073 | 2480543.0073 | 2480543.0073 | 2480543.0073 | 2480543.0073 | 2480543.0073 | 2480543.0073 | 2480543.0073 | 1136915.545 | 51252674.9486
Biomass + CCS | 0 | 0 | 0 | 0 | 0 | 0 | 0 | 0 | 0 | 0 | 0 | 0 | 0 | 0 | 0 | 0 | 0 | 0 | 0 | 0 | 687383430.3228 | -26556389.6772 | -26556389.6772 | -26556389.6772 | -26556389.6772 | -26556389.6772 | -26556389.6772 | -26556389.6772 | -26556389.6772 | -26556389.6772 | 11790840.6455 | 460166763.8731
Fossil Fuel Thermal (Coal, Peat, Oil) | 0 | 0 | 0 | 0 | 0 | 0 | 0 | 0 | 0 | 0 | 0 | 0 | 0 | 0 | 0 | 0 | 0 | 0 | 0 | 0 | 0 | 0 | 0 | 0 | 0 | 0 | 0 | 0 | 0 | 0 | 0 | 0
Generic - Generator | 0 | 0 | 0 | 0 | 0 | 0 | 0 | 0 | 0 | 0 | 0 | 0 | 0 | 0 | 0 | 0 | 0 | 0 | 0 | 0 | 0 | 0 | 0 | 0 | 0 | 0 | 0 | 0 | 0 | 0 | 0 | 0
Hydro | 0 | 0 | 0 | 0 | 0 | 0 | 0 | 0 | 0 | 0 | 0 | 0 | 0 | 0 | 0 | 0 | 0 | 0 | 0 | 0 | 13341760766.2285 | 510340575.7574 | 510340575.7574 | 510340575.7574 | 510340575.7574 | 510340575.7574 | 510340575.7574 | 510340575.7574 | 510340575.7574 | 510340575.7574 | 510340575.7574 | 18445166523.8022
Hydro Pumped Storage | 0 | 0 | 0 | 0 | 0 | 0 | 0 | 0 | 0 | 0 | 0 | 0 | 0 | 0 | 0 | 0 | 0 | 0 | 0 | 0 | 0 | 0 | 0 | 0 | 0 | 0 | 0 | 0 | 0 | 0 | 0 | 0
Nuclear | 8790266640.96 | 8790266640.96 | 8790266640.96 | 8790266640.96 | 8790266640.96 | 8790266640.96 | 8790266640.96 | 8790266640.96 | 8790266640.96 | 8790266640.96 | 7207536051.9834 | 7207536051.9834 | 7207536051.9834 | 7207536051.9834 | 7207536051.9834 | 7207536051.9834 | 7207536051.9834 | 7207536051.9834 | 7207536051.9834 | 7207536051.9834 | 7823178339.984 | 7823178339.984 | 7823178339.984 | 7823178339.984 | 7823178339.984 | 7823178339.984 | 7823178339.984 | 7823178339.984 | 7823178339.984 | 7823178339.984 | 7823178339.984 | 246032988669.2585
O/CCGT - CH4 Existing | 0 | 0 | 0 | 0 | 0 | 0 | 0 | 0 | 0 | 0 | 11353367.8436 | 11353367.8436 | 11353367.8436 | 11353367.8436 | 11353367.8436 | 11353367.8436 | 11353367.8436 | 11353367.8436 | 11353367.8436 | 11353367.8436 | 4347428.4394 | 4347428.4394 | 4347428.4394 | 4347428.4394 | 4347428.4394 | 4347428.4394 | 4347428.4394 | 4347428.4394 | 4347428.4394 | 4347428.4394 | 0 | 157007962.83
O/CCGT - CH4 New | 0 | 0 | 0 | 0 | 0 | 0 | 0 | 0 | 0 | 0 | 890363.7687 | 890363.7687 | 890363.7687 | 890363.7687 | 890363.7687 | 890363.7687 | 890363.7687 | 890363.7687 | 890363.7687 | 890363.7687 | 1582488.9683 | 1582488.9683 | 1582488.9683 | 1582488.9683 | 1582488.9683 | 1582488.9683 | 1582488.9683 | 1582488.9683 | 1582488.9683 | 1582488.9683 | 0 | 24728527.3704
O/CCGT - H2 New | 0 | 0 | 0 | 0 | 0 | 0 | 0 | 0 | 0 | 0 | 1966859982.3744 | 69176718.9995 | 69176718.9995 | 69176718.9995 | 69176718.9995 | 69176718.9995 | 69176718.9995 | 69176718.9995 | 69176718.9995 | 69176718.9995 | 5424027768.1283 | 414627768.1283 | 414627768.1283 | 414627768.1283 | 414627768.1283 | 414627768.1283 | 414627768.1283 | 414627768.1283 | 414627768.1283 | 414627768.1283 | 1215951396.1392 | 12961079530.7922
Solar PV | 0 | 0 | 0 | 0 | 0 | 0 | 0 | 0 | 0 | 0 | 2923597357.0727 | 70308359.4558 | 70308359.4558 | 70308359.4558 | 70308359.4558 | 70308359.4558 | 70308359.4558 | 70308359.4558 | 70308359.4558 | 70308359.4558 | 669622733.9299 | 99024526.0951 | 99024526.0951 | 99024526.0951 | 99024526.0951 | 99024526.0951 | 99024526.0951 | 99024526.0951 | 99024526.0951 | 99024526.0951 | 99024526.0951 | 5216240587.0563
Wind Offshore | 0 | 0 | 0 | 0 | 0 | 0 | 0 | 0 | 0 | 0 | 0 | 0 | 0 | 0 | 0 | 0 | 0 | 0 | 0 | 0 | 0 | 0 | 0 | 0 | 0 | 0 | 0 | 0 | 0 | 0 | 0 | 0
Wind Onshore | 0 | 0 | 0 | 0 | 0 | 0 | 0 | 0 | 0 | 0 | 18177225000 | 375000000 | 375000000 | 375000000 | 375000000 | 375000000 | 375000000 | 375000000 | 375000000 | 375000000 | 11548300000 | 875000000 | 875000000 | 875000000 | 875000000 | 875000000 | 875000000 | 875000000 | 875000000 | 875000000 | 2878724623.3642 | 43854249623.3642
Nuclear SMR | 0 | 0 | 0 | 0 | 0 | 0 | 0 | 0 | 0 | 0 | 19000000.8 | 19000000.8 | 19000000.8 | 19000000.8 | 19000000.8 | 19000000.8 | 19000000.8 | 19000000.8 | 19000000.8 | 19000000.8 | 4619436044.4 | 659436044.4 | 659436044.4 | 659436044.4 | 659436044.4 | 659436044.4 | 659436044.4 | 659436044.4 | 659436044.4 | 659436044.4 | 819414510.4366 | 11563774962.4366
Grand Total | 8790266640.96 | 8790266640.96 | 8790266640.96 | 8790266640.96 | 8790266640.96 | 8790266640.96 | 8790266640.96 | 8790266640.96 | 8790266640.96 | 8790266640.96 | 30308993156.776 | 7755795895.7843 | 7755795895.7843 | 7755795895.7843 | 7755795895.7843 | 7755795895.7843 | 7755795895.7843 | 7755795895.7843 | 7755795895.7843 | 7755795895.7843 | 44122119543.4084 | 10363461325.1025 | 10363461325.1025 | 10363461325.1025 | 10363461325.1025 | 10363461325.1025 | 10363461325.1025 | 10363461325.1025 | 10363461325.1025 | 10363461325.1025 | 13359561727.9669 | 338766655825.732
Note: These costs are not discounted. They are the real dollars subtracted by the salvage value at the end of the study period (if applicable). They do not include the cost of known capacity build outs, only modeled capacity build outs.

## Known Capacity Costs
ScenarioName | LCP_Inputs_ON_Electric_IEA_2023_05_05
known_modeled | known
SubRegion | ON
Sum of Capacity | Column Labels |  |  |  | Year Range: | 2020-2030 | 2030-2040 | 2040-2050
Row Labels | 2020 | 2030 | 2040 | 2050 | CONE Costs | 2030 | 2040 | 2050
Anaerobic Digestion | 0 | 0 | 0 | 0 | Anaerobic Digestion | 0 | 0 | 0
Battery Storage | 0 | 1298 | 3700 | 6300 | Battery Storage | 1557600000 | 2642200000 | 2470000000
Biomass | 561.45 | 561.45 | 550.25 | 550.25 | Biomass | 0 | 0 | 0
Biomass + CCS | 0 | 0 | 0 | 0 | Biomass + CCS | 0 | 0 | 0
CH4 + CCS | 0 | 0 | 0 | 0 | CH4 + CCS | 0 | 0 | 0
CH4 Import - NY 2020 | 0 | 0 | 0 | 0 | CH4 Import - NY 2020 | 0 | 0 | 0
CH4 Import - NY 2030 | 0 | 0 | 0 | 0 | CH4 Import - NY 2030 | 0 | 0 | 0
CH4 Import - NY 2040 | 0 | 0 | 0 | 0 | CH4 Import - NY 2040 | 0 | 0 | 0
CH4 Import - NY 2050 | 0 | 0 | 0 | 0 | CH4 Import - NY 2050 | 0 | 0 | 0
CH4 Import - WC 2020 | 0 | 0 | 0 | 0 | CH4 Import - WC 2020 | 0 | 0 | 0
CH4 Import - WC 2030 | 0 | 0 | 0 | 0 | CH4 Import - WC 2030 | 0 | 0 | 0
CH4 Import - WC 2040 | 0 | 0 | 0 | 0 | CH4 Import - WC 2040 | 0 | 0 | 0
CH4 Import - WC 2050 | 0 | 0 | 0 | 0 | CH4 Import - WC 2050 | 0 | 0 | 0
CH4 Salt Cavern Storage - ON | 36000 | 36000 | 36000 | 36000 | CH4 Salt Cavern Storage - ON | 0 | 0 | 0
Electrolyser 2020/2030 | 0 | 0 | 0 | 0 | Electrolyser 2020/2030 | 0 | 0 | 0
Electrolyser 2040 | 0 | 0 | 0 | 0 | Electrolyser 2040 | 0 | 0 | 0
Electrolyser 2050 | 0 | 0 | 0 | 0 | Electrolyser 2050 | 0 | 0 | 0
Fossil Fuel Thermal (Coal, Peat, Oil) | 45.5 | 0 | 0 | 0 | Fossil Fuel Thermal (Coal, Peat, Oil) | 0 | 0 | 0
Generic - Generator | 0 | 0 | 0 | 0 | Generic - Generator | 0 | 0 | 0
H2 Import - QC | 0 | 0 | 0 | 0 | H2 Import - QC | 0 | 0 | 0
H2 Import - WC | 0 | 0 | 0 | 0 | H2 Import - WC | 0 | 0 | 0
H2 Salt Cavern Storage - ON | 0 | 0 | 0 | 0 | H2 Salt Cavern Storage - ON | 0 | 0 | 0
Hydro | 9254.9 | 9271.9 | 9271.9 | 9271.9 | Hydro | 117165938.1002 | 0 | 0
Hydro Pumped Storage | 174.6 | 174.6 | 174.6 | 174.6 | Hydro Pumped Storage | 0 | 0 | 0
Nuclear | 13089 | 10007 | 11641 | 11641 | Nuclear | 0 | 16.34 | 0
O/CCGT - CH4 Existing | 10769.59 | 7179.7267 | 3589.8633 | 0 | O/CCGT - CH4 Existing | 0 | 0 | 0
O/CCGT - CH4 New | 0 | 1000 | 1600 | 0 | O/CCGT - CH4 New | 660000000 | 396000000 | 0
O/CCGT - H2 New | 0 | 0 | 0 | 0 | O/CCGT - H2 New | 0 | 0 | 0
SMR CCS | 0 | 0 | 0 | 0 | SMR CCS | 0 | 0 | 0
Solar PV | 478 | 689 | 2807 | 5349 | Solar PV | 224266625 | 1721669250 | 1812128250
Wind Offshore | 0 | 0 | 0 | 0 | Wind Offshore | 0 | 0 | 0
Wind Onshore | 5533.94 | 5683.94 | 7933.94 | 10333.94 | Wind Onshore | 211931250 | 2728968750 | 2670900000
Nuclear SMR | 0 | 300 | 300 | 300 | Total | 2770963813.1002 | 7488838016.34 | 6953028250
Note: Known capacity costs are cumulative, so need to subtract to make them incremental

## Dispatch Import Costs
Year Range: | 2020-2030 | 2020-2030 | 2020-2030 | 2020-2030 | 2020-2030 | 2020-2030 | 2020-2030 | 2020-2030 | 2020-2030 | 2020-2030 | 2020-2030 | 2030-2040 | 2030-2040 | 2030-2040 | 2030-2040 | 2030-2040 | 2030-2040 | 2030-2040 | 2030-2040 | 2030-2040 | 2030-2040 | 2040-2050 | 2040-2050 | 2040-2050 | 2040-2050 | 2040-2050 | 2040-2050 | 2040-2050 | 2040-2050 | 2040-2050 | 2040-2050
ScenarioName | LCP_Inputs_ON_Electric_IEA_2023_05_05
var_type | Dispatch-Import
Sum of SolutionCost | Column Labels
Row Labels | 2020 | 2021 | 2022 | 2023 | 2024 | 2025 | 2026 | 2027 | 2028 | 2029 | 2030 | 2031 | 2032 | 2033 | 2034 | 2035 | 2036 | 2037 | 2038 | 2039 | 2040 | 2041 | 2042 | 2043 | 2044 | 2045 | 2046 | 2047 | 2048 | 2049 | 2050 | Grand Total
CH4 Import - NY 2020 | 690133208.2715 | 690133208.2715 | 690133208.2715 | 690133208.2715 | 690133208.2715 | 690133208.2715 | 690133208.2715 | 690133208.2715 | 690133208.2715 | 690133208.2715 | 0 | 0 | 0 | 0 | 0 | 0 | 0 | 0 | 0 | 0 | 0 | 0 | 0 | 0 | 0 | 0 | 0 | 0 | 0 | 0 | 0 | 6901332082.7152
NY | 690133208.2715 | 690133208.2715 | 690133208.2715 | 690133208.2715 | 690133208.2715 | 690133208.2715 | 690133208.2715 | 690133208.2715 | 690133208.2715 | 690133208.2715 | 0 | 0 | 0 | 0 | 0 | 0 | 0 | 0 | 0 | 0 | 0 | 0 | 0 | 0 | 0 | 0 | 0 | 0 | 0 | 0 | 0 | 6901332082.7152
EmissionsCost | 282343065.1873 | 282343065.1873 | 282343065.1873 | 282343065.1873 | 282343065.1873 | 282343065.1873 | 282343065.1873 | 282343065.1873 | 282343065.1873 | 282343065.1873 | 0 | 0 | 0 | 0 | 0 | 0 | 0 | 0 | 0 | 0 | 0 | 0 | 0 | 0 | 0 | 0 | 0 | 0 | 0 | 0 | 0 | 2823430651.8726
FuelCost | 407790143.0843 | 407790143.0843 | 407790143.0843 | 407790143.0843 | 407790143.0843 | 407790143.0843 | 407790143.0843 | 407790143.0843 | 407790143.0843 | 407790143.0843 | 0 | 0 | 0 | 0 | 0 | 0 | 0 | 0 | 0 | 0 | 0 | 0 | 0 | 0 | 0 | 0 | 0 | 0 | 0 | 0 | 0 | 4077901430.8426
VOM | 0 | 0 | 0 | 0 | 0 | 0 | 0 | 0 | 0 | 0 | 0 | 0 | 0 | 0 | 0 | 0 | 0 | 0 | 0 | 0 | 0 | 0 | 0 | 0 | 0 | 0 | 0 | 0 | 0 | 0 | 0 | 0
WC | 0 | 0 | 0 | 0 | 0 | 0 | 0 | 0 | 0 | 0 | 0 | 0 | 0 | 0 | 0 | 0 | 0 | 0 | 0 | 0 | 0 | 0 | 0 | 0 | 0 | 0 | 0 | 0 | 0 | 0 | 0 | 0
EmissionsCost | 0 | 0 | 0 | 0 | 0 | 0 | 0 | 0 | 0 | 0 | 0 | 0 | 0 | 0 | 0 | 0 | 0 | 0 | 0 | 0 | 0 | 0 | 0 | 0 | 0 | 0 | 0 | 0 | 0 | 0 | 0 | 0
FuelCost | 0 | 0 | 0 | 0 | 0 | 0 | 0 | 0 | 0 | 0 | 0 | 0 | 0 | 0 | 0 | 0 | 0 | 0 | 0 | 0 | 0 | 0 | 0 | 0 | 0 | 0 | 0 | 0 | 0 | 0 | 0 | 0
VOM | 0 | 0 | 0 | 0 | 0 | 0 | 0 | 0 | 0 | 0 | 0 | 0 | 0 | 0 | 0 | 0 | 0 | 0 | 0 | 0 | 0 | 0 | 0 | 0 | 0 | 0 | 0 | 0 | 0 | 0 | 0 | 0
CH4 Import - NY 2030 | 0 | 0 | 0 | 0 | 0 | 0 | 0 | 0 | 0 | 0 | 3015562323.6139 | 3015562323.6139 | 3015562323.6139 | 3015562323.6139 | 3015562323.6139 | 3015562323.6139 | 3015562323.6139 | 3015562323.6139 | 3015562323.6139 | 3015562323.6139 | 0 | 0 | 0 | 0 | 0 | 0 | 0 | 0 | 0 | 0 | 0 | 30155623236.1393
NY | 0 | 0 | 0 | 0 | 0 | 0 | 0 | 0 | 0 | 0 | 3015562323.6139 | 3015562323.6139 | 3015562323.6139 | 3015562323.6139 | 3015562323.6139 | 3015562323.6139 | 3015562323.6139 | 3015562323.6139 | 3015562323.6139 | 3015562323.6139 | 0 | 0 | 0 | 0 | 0 | 0 | 0 | 0 | 0 | 0 | 0 | 30155623236.1393
EmissionsCost | 0 | 0 | 0 | 0 | 0 | 0 | 0 | 0 | 0 | 0 | 2371206202.7872 | 2371206202.7872 | 2371206202.7872 | 2371206202.7872 | 2371206202.7872 | 2371206202.7872 | 2371206202.7872 | 2371206202.7872 | 2371206202.7872 | 2371206202.7872 | 0 | 0 | 0 | 0 | 0 | 0 | 0 | 0 | 0 | 0 | 0 | 23712062027.8722
FuelCost | 0 | 0 | 0 | 0 | 0 | 0 | 0 | 0 | 0 | 0 | 644356120.8267 | 644356120.8267 | 644356120.8267 | 644356120.8267 | 644356120.8267 | 644356120.8267 | 644356120.8267 | 644356120.8267 | 644356120.8267 | 644356120.8267 | 0 | 0 | 0 | 0 | 0 | 0 | 0 | 0 | 0 | 0 | 0 | 6443561208.2671
VOM | 0 | 0 | 0 | 0 | 0 | 0 | 0 | 0 | 0 | 0 | 0 | 0 | 0 | 0 | 0 | 0 | 0 | 0 | 0 | 0 | 0 | 0 | 0 | 0 | 0 | 0 | 0 | 0 | 0 | 0 | 0 | 0
WC | 0 | 0 | 0 | 0 | 0 | 0 | 0 | 0 | 0 | 0 | 0 | 0 | 0 | 0 | 0 | 0 | 0 | 0 | 0 | 0 | 0 | 0 | 0 | 0 | 0 | 0 | 0 | 0 | 0 | 0 | 0 | 0
EmissionsCost | 0 | 0 | 0 | 0 | 0 | 0 | 0 | 0 | 0 | 0 | 0 | 0 | 0 | 0 | 0 | 0 | 0 | 0 | 0 | 0 | 0 | 0 | 0 | 0 | 0 | 0 | 0 | 0 | 0 | 0 | 0 | 0
FuelCost | 0 | 0 | 0 | 0 | 0 | 0 | 0 | 0 | 0 | 0 | 0 | 0 | 0 | 0 | 0 | 0 | 0 | 0 | 0 | 0 | 0 | 0 | 0 | 0 | 0 | 0 | 0 | 0 | 0 | 0 | 0 | 0
VOM | 0 | 0 | 0 | 0 | 0 | 0 | 0 | 0 | 0 | 0 | 0 | 0 | 0 | 0 | 0 | 0 | 0 | 0 | 0 | 0 | 0 | 0 | 0 | 0 | 0 | 0 | 0 | 0 | 0 | 0 | 0 | 0
CH4 Import - NY 2040 | 0 | 0 | 0 | 0 | 0 | 0 | 0 | 0 | 0 | 0 | 0 | 0 | 0 | 0 | 0 | 0 | 0 | 0 | 0 | 0 | 3180526655.3784 | 3180526655.3784 | 3180526655.3784 | 3180526655.3784 | 3180526655.3784 | 3180526655.3784 | 3180526655.3784 | 3180526655.3784 | 3180526655.3784 | 3180526655.3784 | 0 | 31805266553.7839
NY | 0 | 0 | 0 | 0 | 0 | 0 | 0 | 0 | 0 | 0 | 0 | 0 | 0 | 0 | 0 | 0 | 0 | 0 | 0 | 0 | 3180526655.3784 | 3180526655.3784 | 3180526655.3784 | 3180526655.3784 | 3180526655.3784 | 3180526655.3784 | 3180526655.3784 | 3180526655.3784 | 3180526655.3784 | 3180526655.3784 | 0 | 31805266553.7839
EmissionsCost | 0 | 0 | 0 | 0 | 0 | 0 | 0 | 0 | 0 | 0 | 0 | 0 | 0 | 0 | 0 | 0 | 0 | 0 | 0 | 0 | 2422180073.5024 | 2422180073.5024 | 2422180073.5024 | 2422180073.5024 | 2422180073.5024 | 2422180073.5024 | 2422180073.5024 | 2422180073.5024 | 2422180073.5024 | 2422180073.5024 | 0 | 24221800735.024
FuelCost | 0 | 0 | 0 | 0 | 0 | 0 | 0 | 0 | 0 | 0 | 0 | 0 | 0 | 0 | 0 | 0 | 0 | 0 | 0 | 0 | 758346581.876 | 758346581.876 | 758346581.876 | 758346581.876 | 758346581.876 | 758346581.876 | 758346581.876 | 758346581.876 | 758346581.876 | 758346581.876 | 0 | 7583465818.7599
VOM | 0 | 0 | 0 | 0 | 0 | 0 | 0 | 0 | 0 | 0 | 0 | 0 | 0 | 0 | 0 | 0 | 0 | 0 | 0 | 0 | 0 | 0 | 0 | 0 | 0 | 0 | 0 | 0 | 0 | 0 | 0 | 0
WC | 0 | 0 | 0 | 0 | 0 | 0 | 0 | 0 | 0 | 0 | 0 | 0 | 0 | 0 | 0 | 0 | 0 | 0 | 0 | 0 | 0 | 0 | 0 | 0 | 0 | 0 | 0 | 0 | 0 | 0 | 0 | 0
EmissionsCost | 0 | 0 | 0 | 0 | 0 | 0 | 0 | 0 | 0 | 0 | 0 | 0 | 0 | 0 | 0 | 0 | 0 | 0 | 0 | 0 | 0 | 0 | 0 | 0 | 0 | 0 | 0 | 0 | 0 | 0 | 0 | 0
FuelCost | 0 | 0 | 0 | 0 | 0 | 0 | 0 | 0 | 0 | 0 | 0 | 0 | 0 | 0 | 0 | 0 | 0 | 0 | 0 | 0 | 0 | 0 | 0 | 0 | 0 | 0 | 0 | 0 | 0 | 0 | 0 | 0
VOM | 0 | 0 | 0 | 0 | 0 | 0 | 0 | 0 | 0 | 0 | 0 | 0 | 0 | 0 | 0 | 0 | 0 | 0 | 0 | 0 | 0 | 0 | 0 | 0 | 0 | 0 | 0 | 0 | 0 | 0 | 0 | 0
CH4 Import - NY 2050 | 0 | 0 | 0 | 0 | 0 | 0 | 0 | 0 | 0 | 0 | 0 | 0 | 0 | 0 | 0 | 0 | 0 | 0 | 0 | 0 | 0 | 0 | 0 | 0 | 0 | 0 | 0 | 0 | 0 | 0 | 0 | 0
NY | 0 | 0 | 0 | 0 | 0 | 0 | 0 | 0 | 0 | 0 | 0 | 0 | 0 | 0 | 0 | 0 | 0 | 0 | 0 | 0 | 0 | 0 | 0 | 0 | 0 | 0 | 0 | 0 | 0 | 0 | 0 | 0
EmissionsCost | 0 | 0 | 0 | 0 | 0 | 0 | 0 | 0 | 0 | 0 | 0 | 0 | 0 | 0 | 0 | 0 | 0 | 0 | 0 | 0 | 0 | 0 | 0 | 0 | 0 | 0 | 0 | 0 | 0 | 0 | 0 | 0
FuelCost | 0 | 0 | 0 | 0 | 0 | 0 | 0 | 0 | 0 | 0 | 0 | 0 | 0 | 0 | 0 | 0 | 0 | 0 | 0 | 0 | 0 | 0 | 0 | 0 | 0 | 0 | 0 | 0 | 0 | 0 | 0 | 0
VOM | 0 | 0 | 0 | 0 | 0 | 0 | 0 | 0 | 0 | 0 | 0 | 0 | 0 | 0 | 0 | 0 | 0 | 0 | 0 | 0 | 0 | 0 | 0 | 0 | 0 | 0 | 0 | 0 | 0 | 0 | 0 | 0
WC | 0 | 0 | 0 | 0 | 0 | 0 | 0 | 0 | 0 | 0 | 0 | 0 | 0 | 0 | 0 | 0 | 0 | 0 | 0 | 0 | 0 | 0 | 0 | 0 | 0 | 0 | 0 | 0 | 0 | 0 | 0 | 0
EmissionsCost | 0 | 0 | 0 | 0 | 0 | 0 | 0 | 0 | 0 | 0 | 0 | 0 | 0 | 0 | 0 | 0 | 0 | 0 | 0 | 0 | 0 | 0 | 0 | 0 | 0 | 0 | 0 | 0 | 0 | 0 | 0 | 0
FuelCost | 0 | 0 | 0 | 0 | 0 | 0 | 0 | 0 | 0 | 0 | 0 | 0 | 0 | 0 | 0 | 0 | 0 | 0 | 0 | 0 | 0 | 0 | 0 | 0 | 0 | 0 | 0 | 0 | 0 | 0 | 0 | 0
VOM | 0 | 0 | 0 | 0 | 0 | 0 | 0 | 0 | 0 | 0 | 0 | 0 | 0 | 0 | 0 | 0 | 0 | 0 | 0 | 0 | 0 | 0 | 0 | 0 | 0 | 0 | 0 | 0 | 0 | 0 | 0 | 0
CH4 Import - WC 2020 | 3194576170.2715 | 3194576170.2715 | 3194576170.2715 | 3194576170.2715 | 3194576170.2715 | 3194576170.2715 | 3194576170.2715 | 3194576170.2715 | 3194576170.2715 | 3194576170.2715 | 0 | 0 | 0 | 0 | 0 | 0 | 0 | 0 | 0 | 0 | 0 | 0 | 0 | 0 | 0 | 0 | 0 | 0 | 0 | 0 | 0 | 31945761702.7151
NY | 0 | 0 | 0 | 0 | 0 | 0 | 0 | 0 | 0 | 0 | 0 | 0 | 0 | 0 | 0 | 0 | 0 | 0 | 0 | 0 | 0 | 0 | 0 | 0 | 0 | 0 | 0 | 0 | 0 | 0 | 0 | 0
EmissionsCost | 0 | 0 | 0 | 0 | 0 | 0 | 0 | 0 | 0 | 0 | 0 | 0 | 0 | 0 | 0 | 0 | 0 | 0 | 0 | 0 | 0 | 0 | 0 | 0 | 0 | 0 | 0 | 0 | 0 | 0 | 0 | 0
FuelCost | 0 | 0 | 0 | 0 | 0 | 0 | 0 | 0 | 0 | 0 | 0 | 0 | 0 | 0 | 0 | 0 | 0 | 0 | 0 | 0 | 0 | 0 | 0 | 0 | 0 | 0 | 0 | 0 | 0 | 0 | 0 | 0
VOM | 0 | 0 | 0 | 0 | 0 | 0 | 0 | 0 | 0 | 0 | 0 | 0 | 0 | 0 | 0 | 0 | 0 | 0 | 0 | 0 | 0 | 0 | 0 | 0 | 0 | 0 | 0 | 0 | 0 | 0 | 0 | 0
WC | 3194576170.2715 | 3194576170.2715 | 3194576170.2715 | 3194576170.2715 | 3194576170.2715 | 3194576170.2715 | 3194576170.2715 | 3194576170.2715 | 3194576170.2715 | 3194576170.2715 | 0 | 0 | 0 | 0 | 0 | 0 | 0 | 0 | 0 | 0 | 0 | 0 | 0 | 0 | 0 | 0 | 0 | 0 | 0 | 0 | 0 | 31945761702.7151
EmissionsCost | 1306945408.6229 | 1306945408.6229 | 1306945408.6229 | 1306945408.6229 | 1306945408.6229 | 1306945408.6229 | 1306945408.6229 | 1306945408.6229 | 1306945408.6229 | 1306945408.6229 | 0 | 0 | 0 | 0 | 0 | 0 | 0 | 0 | 0 | 0 | 0 | 0 | 0 | 0 | 0 | 0 | 0 | 0 | 0 | 0 | 0 | 13069454086.2287
FuelCost | 1887630761.6486 | 1887630761.6486 | 1887630761.6486 | 1887630761.6486 | 1887630761.6486 | 1887630761.6486 | 1887630761.6486 | 1887630761.6486 | 1887630761.6486 | 1887630761.6486 | 0 | 0 | 0 | 0 | 0 | 0 | 0 | 0 | 0 | 0 | 0 | 0 | 0 | 0 | 0 | 0 | 0 | 0 | 0 | 0 | 0 | 18876307616.4864
VOM | 0 | 0 | 0 | 0 | 0 | 0 | 0 | 0 | 0 | 0 | 0 | 0 | 0 | 0 | 0 | 0 | 0 | 0 | 0 | 0 | 0 | 0 | 0 | 0 | 0 | 0 | 0 | 0 | 0 | 0 | 0 | 0
CH4 Import - WC 2030 | 0 | 0 | 0 | 0 | 0 | 0 | 0 | 0 | 0 | 0 | 11465014924.2952 | 11465014924.2952 | 11465014924.2952 | 11465014924.2952 | 11465014924.2952 | 11465014924.2952 | 11465014924.2952 | 11465014924.2952 | 11465014924.2952 | 11465014924.2952 | 0 | 0 | 0 | 0 | 0 | 0 | 0 | 0 | 0 | 0 | 0 | 114650149242.9522
NY | 0 | 0 | 0 | 0 | 0 | 0 | 0 | 0 | 0 | 0 | 0 | 0 | 0 | 0 | 0 | 0 | 0 | 0 | 0 | 0 | 0 | 0 | 0 | 0 | 0 | 0 | 0 | 0 | 0 | 0 | 0 | 0
EmissionsCost | 0 | 0 | 0 | 0 | 0 | 0 | 0 | 0 | 0 | 0 | 0 | 0 | 0 | 0 | 0 | 0 | 0 | 0 | 0 | 0 | 0 | 0 | 0 | 0 | 0 | 0 | 0 | 0 | 0 | 0 | 0 | 0
FuelCost | 0 | 0 | 0 | 0 | 0 | 0 | 0 | 0 | 0 | 0 | 0 | 0 | 0 | 0 | 0 | 0 | 0 | 0 | 0 | 0 | 0 | 0 | 0 | 0 | 0 | 0 | 0 | 0 | 0 | 0 | 0 | 0
VOM | 0 | 0 | 0 | 0 | 0 | 0 | 0 | 0 | 0 | 0 | 0 | 0 | 0 | 0 | 0 | 0 | 0 | 0 | 0 | 0 | 0 | 0 | 0 | 0 | 0 | 0 | 0 | 0 | 0 | 0 | 0 | 0
WC | 0 | 0 | 0 | 0 | 0 | 0 | 0 | 0 | 0 | 0 | 11465014924.2952 | 11465014924.2952 | 11465014924.2952 | 11465014924.2952 | 11465014924.2952 | 11465014924.2952 | 11465014924.2952 | 11465014924.2952 | 11465014924.2952 | 11465014924.2952 | 0 | 0 | 0 | 0 | 0 | 0 | 0 | 0 | 0 | 0 | 0 | 114650149242.9522
EmissionsCost | 0 | 0 | 0 | 0 | 0 | 0 | 0 | 0 | 0 | 0 | 9015205651.9119 | 9015205651.9119 | 9015205651.9119 | 9015205651.9119 | 9015205651.9119 | 9015205651.9119 | 9015205651.9119 | 9015205651.9119 | 9015205651.9119 | 9015205651.9119 | 0 | 0 | 0 | 0 | 0 | 0 | 0 | 0 | 0 | 0 | 0 | 90152056519.119
FuelCost | 0 | 0 | 0 | 0 | 0 | 0 | 0 | 0 | 0 | 0 | 2449809272.3833 | 2449809272.3833 | 2449809272.3833 | 2449809272.3833 | 2449809272.3833 | 2449809272.3833 | 2449809272.3833 | 2449809272.3833 | 2449809272.3833 | 2449809272.3833 | 0 | 0 | 0 | 0 | 0 | 0 | 0 | 0 | 0 | 0 | 0 | 24498092723.8332
VOM | 0 | 0 | 0 | 0 | 0 | 0 | 0 | 0 | 0 | 0 | 0 | 0 | 0 | 0 | 0 | 0 | 0 | 0 | 0 | 0 | 0 | 0 | 0 | 0 | 0 | 0 | 0 | 0 | 0 | 0 | 0 | 0
CH4 Import - WC 2040 | 0 | 0 | 0 | 0 | 0 | 0 | 0 | 0 | 0 | 0 | 0 | 0 | 0 | 0 | 0 | 0 | 0 | 0 | 0 | 0 | 2763419632.0265 | 2763419632.0265 | 2763419632.0265 | 2763419632.0265 | 2763419632.0265 | 2763419632.0265 | 2763419632.0265 | 2763419632.0265 | 2763419632.0265 | 2763419632.0265 | 0 | 27634196320.2645
NY | 0 | 0 | 0 | 0 | 0 | 0 | 0 | 0 | 0 | 0 | 0 | 0 | 0 | 0 | 0 | 0 | 0 | 0 | 0 | 0 | 0 | 0 | 0 | 0 | 0 | 0 | 0 | 0 | 0 | 0 | 0 | 0
EmissionsCost | 0 | 0 | 0 | 0 | 0 | 0 | 0 | 0 | 0 | 0 | 0 | 0 | 0 | 0 | 0 | 0 | 0 | 0 | 0 | 0 | 0 | 0 | 0 | 0 | 0 | 0 | 0 | 0 | 0 | 0 | 0 | 0
FuelCost | 0 | 0 | 0 | 0 | 0 | 0 | 0 | 0 | 0 | 0 | 0 | 0 | 0 | 0 | 0 | 0 | 0 | 0 | 0 | 0 | 0 | 0 | 0 | 0 | 0 | 0 | 0 | 0 | 0 | 0 | 0 | 0
VOM | 0 | 0 | 0 | 0 | 0 | 0 | 0 | 0 | 0 | 0 | 0 | 0 | 0 | 0 | 0 | 0 | 0 | 0 | 0 | 0 | 0 | 0 | 0 | 0 | 0 | 0 | 0 | 0 | 0 | 0 | 0 | 0
WC | 0 | 0 | 0 | 0 | 0 | 0 | 0 | 0 | 0 | 0 | 0 | 0 | 0 | 0 | 0 | 0 | 0 | 0 | 0 | 0 | 2763419632.0265 | 2763419632.0265 | 2763419632.0265 | 2763419632.0265 | 2763419632.0265 | 2763419632.0265 | 2763419632.0265 | 2763419632.0265 | 2763419632.0265 | 2763419632.0265 | 0 | 27634196320.2645
EmissionsCost | 0 | 0 | 0 | 0 | 0 | 0 | 0 | 0 | 0 | 0 | 0 | 0 | 0 | 0 | 0 | 0 | 0 | 0 | 0 | 0 | 2104525662.7863 | 2104525662.7863 | 2104525662.7863 | 2104525662.7863 | 2104525662.7863 | 2104525662.7863 | 2104525662.7863 | 2104525662.7863 | 2104525662.7863 | 2104525662.7863 | 0 | 21045256627.8633
FuelCost | 0 | 0 | 0 | 0 | 0 | 0 | 0 | 0 | 0 | 0 | 0 | 0 | 0 | 0 | 0 | 0 | 0 | 0 | 0 | 0 | 658893969.2401 | 658893969.2401 | 658893969.2401 | 658893969.2401 | 658893969.2401 | 658893969.2401 | 658893969.2401 | 658893969.2401 | 658893969.2401 | 658893969.2401 | 0 | 6588939692.4012
VOM | 0 | 0 | 0 | 0 | 0 | 0 | 0 | 0 | 0 | 0 | 0 | 0 | 0 | 0 | 0 | 0 | 0 | 0 | 0 | 0 | 0 | 0 | 0 | 0 | 0 | 0 | 0 | 0 | 0 | 0 | 0 | 0
CH4 Import - WC 2050 | 0 | 0 | 0 | 0 | 0 | 0 | 0 | 0 | 0 | 0 | 0 | 0 | 0 | 0 | 0 | 0 | 0 | 0 | 0 | 0 | 0 | 0 | 0 | 0 | 0 | 0 | 0 | 0 | 0 | 0 | 0 | 0
NY | 0 | 0 | 0 | 0 | 0 | 0 | 0 | 0 | 0 | 0 | 0 | 0 | 0 | 0 | 0 | 0 | 0 | 0 | 0 | 0 | 0 | 0 | 0 | 0 | 0 | 0 | 0 | 0 | 0 | 0 | 0 | 0
EmissionsCost | 0 | 0 | 0 | 0 | 0 | 0 | 0 | 0 | 0 | 0 | 0 | 0 | 0 | 0 | 0 | 0 | 0 | 0 | 0 | 0 | 0 | 0 | 0 | 0 | 0 | 0 | 0 | 0 | 0 | 0 | 0 | 0
FuelCost | 0 | 0 | 0 | 0 | 0 | 0 | 0 | 0 | 0 | 0 | 0 | 0 | 0 | 0 | 0 | 0 | 0 | 0 | 0 | 0 | 0 | 0 | 0 | 0 | 0 | 0 | 0 | 0 | 0 | 0 | 0 | 0
VOM | 0 | 0 | 0 | 0 | 0 | 0 | 0 | 0 | 0 | 0 | 0 | 0 | 0 | 0 | 0 | 0 | 0 | 0 | 0 | 0 | 0 | 0 | 0 | 0 | 0 | 0 | 0 | 0 | 0 | 0 | 0 | 0
WC | 0 | 0 | 0 | 0 | 0 | 0 | 0 | 0 | 0 | 0 | 0 | 0 | 0 | 0 | 0 | 0 | 0 | 0 | 0 | 0 | 0 | 0 | 0 | 0 | 0 | 0 | 0 | 0 | 0 | 0 | 0 | 0
EmissionsCost | 0 | 0 | 0 | 0 | 0 | 0 | 0 | 0 | 0 | 0 | 0 | 0 | 0 | 0 | 0 | 0 | 0 | 0 | 0 | 0 | 0 | 0 | 0 | 0 | 0 | 0 | 0 | 0 | 0 | 0 | 0 | 0
FuelCost | 0 | 0 | 0 | 0 | 0 | 0 | 0 | 0 | 0 | 0 | 0 | 0 | 0 | 0 | 0 | 0 | 0 | 0 | 0 | 0 | 0 | 0 | 0 | 0 | 0 | 0 | 0 | 0 | 0 | 0 | 0 | 0
VOM | 0 | 0 | 0 | 0 | 0 | 0 | 0 | 0 | 0 | 0 | 0 | 0 | 0 | 0 | 0 | 0 | 0 | 0 | 0 | 0 | 0 | 0 | 0 | 0 | 0 | 0 | 0 | 0 | 0 | 0 | 0 | 0
H2 Import - QC | 0 | 0 | 0 | 0 | 0 | 0 | 0 | 0 | 0 | 0 | 0 | 0 | 0 | 0 | 0 | 0 | 0 | 0 | 0 | 0 | 0 | 0 | 0 | 0 | 0 | 0 | 0 | 0 | 0 | 0 | 0 | 0
NY | 0 | 0 | 0 | 0 | 0 | 0 | 0 | 0 | 0 | 0 | 0 | 0 | 0 | 0 | 0 | 0 | 0 | 0 | 0 | 0 | 0 | 0 | 0 | 0 | 0 | 0 | 0 | 0 | 0 | 0 | 0 | 0
EmissionsCost | 0 | 0 | 0 | 0 | 0 | 0 | 0 | 0 | 0 | 0 | 0 | 0 | 0 | 0 | 0 | 0 | 0 | 0 | 0 | 0 | 0 | 0 | 0 | 0 | 0 | 0 | 0 | 0 | 0 | 0 | 0 | 0
FuelCost | 0 | 0 | 0 | 0 | 0 | 0 | 0 | 0 | 0 | 0 | 0 | 0 | 0 | 0 | 0 | 0 | 0 | 0 | 0 | 0 | 0 | 0 | 0 | 0 | 0 | 0 | 0 | 0 | 0 | 0 | 0 | 0
VOM | 0 | 0 | 0 | 0 | 0 | 0 | 0 | 0 | 0 | 0 | 0 | 0 | 0 | 0 | 0 | 0 | 0 | 0 | 0 | 0 | 0 | 0 | 0 | 0 | 0 | 0 | 0 | 0 | 0 | 0 | 0 | 0
WC | 0 | 0 | 0 | 0 | 0 | 0 | 0 | 0 | 0 | 0 | 0 | 0 | 0 | 0 | 0 | 0 | 0 | 0 | 0 | 0 | 0 | 0 | 0 | 0 | 0 | 0 | 0 | 0 | 0 | 0 | 0 | 0
EmissionsCost | 0 | 0 | 0 | 0 | 0 | 0 | 0 | 0 | 0 | 0 | 0 | 0 | 0 | 0 | 0 | 0 | 0 | 0 | 0 | 0 | 0 | 0 | 0 | 0 | 0 | 0 | 0 | 0 | 0 | 0 | 0 | 0
FuelCost | 0 | 0 | 0 | 0 | 0 | 0 | 0 | 0 | 0 | 0 | 0 | 0 | 0 | 0 | 0 | 0 | 0 | 0 | 0 | 0 | 0 | 0 | 0 | 0 | 0 | 0 | 0 | 0 | 0 | 0 | 0 | 0
VOM | 0 | 0 | 0 | 0 | 0 | 0 | 0 | 0 | 0 | 0 | 0 | 0 | 0 | 0 | 0 | 0 | 0 | 0 | 0 | 0 | 0 | 0 | 0 | 0 | 0 | 0 | 0 | 0 | 0 | 0 | 0 | 0
H2 Import - WC | 0 | 0 | 0 | 0 | 0 | 0 | 0 | 0 | 0 | 0 | 0 | 0 | 0 | 0 | 0 | 0 | 0 | 0 | 0 | 0 | 37560895.7592 | 37560895.7592 | 37560895.7592 | 37560895.7592 | 37560895.7592 | 37560895.7592 | 37560895.7592 | 37560895.7592 | 37560895.7592 | 37560895.7592 | 54047487.845 | 429656445.4366
NY | 0 | 0 | 0 | 0 | 0 | 0 | 0 | 0 | 0 | 0 | 0 | 0 | 0 | 0 | 0 | 0 | 0 | 0 | 0 | 0 | 0 | 0 | 0 | 0 | 0 | 0 | 0 | 0 | 0 | 0 | 0 | 0
EmissionsCost | 0 | 0 | 0 | 0 | 0 | 0 | 0 | 0 | 0 | 0 | 0 | 0 | 0 | 0 | 0 | 0 | 0 | 0 | 0 | 0 | 0 | 0 | 0 | 0 | 0 | 0 | 0 | 0 | 0 | 0 | 0 | 0
FuelCost | 0 | 0 | 0 | 0 | 0 | 0 | 0 | 0 | 0 | 0 | 0 | 0 | 0 | 0 | 0 | 0 | 0 | 0 | 0 | 0 | 0 | 0 | 0 | 0 | 0 | 0 | 0 | 0 | 0 | 0 | 0 | 0
VOM | 0 | 0 | 0 | 0 | 0 | 0 | 0 | 0 | 0 | 0 | 0 | 0 | 0 | 0 | 0 | 0 | 0 | 0 | 0 | 0 | 0 | 0 | 0 | 0 | 0 | 0 | 0 | 0 | 0 | 0 | 0 | 0
WC | 0 | 0 | 0 | 0 | 0 | 0 | 0 | 0 | 0 | 0 | 0 | 0 | 0 | 0 | 0 | 0 | 0 | 0 | 0 | 0 | 37560895.7592 | 37560895.7592 | 37560895.7592 | 37560895.7592 | 37560895.7592 | 37560895.7592 | 37560895.7592 | 37560895.7592 | 37560895.7592 | 37560895.7592 | 54047487.845 | 429656445.4366
EmissionsCost | 0 | 0 | 0 | 0 | 0 | 0 | 0 | 0 | 0 | 0 | 0 | 0 | 0 | 0 | 0 | 0 | 0 | 0 | 0 | 0 | 0 | 0 | 0 | 0 | 0 | 0 | 0 | 0 | 0 | 0 | 0 | 0
FuelCost | 0 | 0 | 0 | 0 | 0 | 0 | 0 | 0 | 0 | 0 | 0 | 0 | 0 | 0 | 0 | 0 | 0 | 0 | 0 | 0 | 37560895.7592 | 37560895.7592 | 37560895.7592 | 37560895.7592 | 37560895.7592 | 37560895.7592 | 37560895.7592 | 37560895.7592 | 37560895.7592 | 37560895.7592 | 54047487.845 | 429656445.4366
VOM | 0 | 0 | 0 | 0 | 0 | 0 | 0 | 0 | 0 | 0 | 0 | 0 | 0 | 0 | 0 | 0 | 0 | 0 | 0 | 0 | 0 | 0 | 0 | 0 | 0 | 0 | 0 | 0 | 0 | 0 | 0 | 0
Grand Total | 3884709378.543 | 3884709378.543 | 3884709378.543 | 3884709378.543 | 3884709378.543 | 3884709378.543 | 3884709378.543 | 3884709378.543 | 3884709378.543 | 3884709378.543 | 14480577247.9091 | 14480577247.9091 | 14480577247.9091 | 14480577247.9091 | 14480577247.9091 | 14480577247.9091 | 14480577247.9091 | 14480577247.9091 | 14480577247.9091 | 14480577247.9091 | 5981507183.164 | 5981507183.164 | 5981507183.164 | 5981507183.164 | 5981507183.164 | 5981507183.164 | 5981507183.164 | 5981507183.164 | 5981507183.164 | 5981507183.164 | 54047487.845 | 243521985584.0068
Total Emissions Costs | 1589288473.8101 | 1589288473.8101 | 1589288473.8101 | 1589288473.8101 | 1589288473.8101 | 1589288473.8101 | 1589288473.8101 | 1589288473.8101 | 1589288473.8101 | 1589288473.8101 | 11386411854.6991 | 11386411854.6991 | 11386411854.6991 | 11386411854.6991 | 11386411854.6991 | 11386411854.6991 | 11386411854.6991 | 11386411854.6991 | 11386411854.6991 | 11386411854.6991 | 4526705736.2887 | 4526705736.2887 | 4526705736.2887 | 4526705736.2887 | 4526705736.2887 | 4526705736.2887 | 4526705736.2887 | 4526705736.2887 | 4526705736.2887 | 4526705736.2887 | 0 | 175024060647.9798

## InfraTech Dispatch Costs (to)
Year Range: | 2020-2030 | 2020-2030 | 2020-2030 | 2020-2030 | 2020-2030 | 2020-2030 | 2020-2030 | 2020-2030 | 2020-2030 | 2020-2030 | 2020-2030 | 2030-2040 | 2030-2040 | 2030-2040 | 2030-2040 | 2030-2040 | 2030-2040 | 2030-2040 | 2030-2040 | 2030-2040 | 2030-2040 | 2040-2050 | 2040-2050 | 2040-2050 | 2040-2050 | 2040-2050 | 2040-2050 | 2040-2050 | 2040-2050 | 2040-2050 | 2040-2050
ScenarioName | LCP_Inputs_ON_Electric_IEA_2023_05_05
var_type | (Multiple Items)
SubRegion_To | ON
Sum of SolutionCost | Column Labels
Row Labels | 2020 | 2021 | 2022 | 2023 | 2024 | 2025 | 2026 | 2027 | 2028 | 2029 | 2030 | 2031 | 2032 | 2033 | 2034 | 2035 | 2036 | 2037 | 2038 | 2039 | 2040 | 2041 | 2042 | 2043 | 2044 | 2045 | 2046 | 2047 | 2048 | 2049 | 2050 | Grand Total
Electricity | 12790493.821 | 12790493.821 | 12790493.821 | 12790493.821 | 12790493.821 | 12790493.821 | 12790493.821 | 12790493.821 | 12790493.821 | 12790493.821 | 65734734.4652 | 65734734.4652 | 65734734.4652 | 65734734.4652 | 65734734.4652 | 65734734.4652 | 65734734.4652 | 65734734.4652 | 65734734.4652 | 65734734.4652 | 104664405.5164 | 104664405.5164 | 104664405.5164 | 104664405.5164 | 104664405.5164 | 104664405.5164 | 104664405.5164 | 104664405.5164 | 104664405.5164 | 104664405.5164 | 131940961.3722 | 1963837299.3984
Electricity Transmission Line | 12790493.821 | 12790493.821 | 12790493.821 | 12790493.821 | 12790493.821 | 12790493.821 | 12790493.821 | 12790493.821 | 12790493.821 | 12790493.821 | 65734734.4652 | 65734734.4652 | 65734734.4652 | 65734734.4652 | 65734734.4652 | 65734734.4652 | 65734734.4652 | 65734734.4652 | 65734734.4652 | 65734734.4652 | 104664405.5164 | 104664405.5164 | 104664405.5164 | 104664405.5164 | 104664405.5164 | 104664405.5164 | 104664405.5164 | 104664405.5164 | 104664405.5164 | 104664405.5164 | 131940961.3722 | 1963837299.3984
MI | 1042952.0895 | 1042952.0895 | 1042952.0895 | 1042952.0895 | 1042952.0895 | 1042952.0895 | 1042952.0895 | 1042952.0895 | 1042952.0895 | 1042952.0895 | 22022064.1709 | 22022064.1709 | 22022064.1709 | 22022064.1709 | 22022064.1709 | 22022064.1709 | 22022064.1709 | 22022064.1709 | 22022064.1709 | 22022064.1709 | 29346546.775 | 29346546.775 | 29346546.775 | 29346546.775 | 29346546.775 | 29346546.775 | 29346546.775 | 29346546.775 | 29346546.775 | 29346546.775 | 38545109.4427 | 562660739.7959
NY | 5307924.4987 | 5307924.4987 | 5307924.4987 | 5307924.4987 | 5307924.4987 | 5307924.4987 | 5307924.4987 | 5307924.4987 | 5307924.4987 | 5307924.4987 | 16930964.5203 | 16930964.5203 | 16930964.5203 | 16930964.5203 | 16930964.5203 | 16930964.5203 | 16930964.5203 | 16930964.5203 | 16930964.5203 | 16930964.5203 | 33121092.4793 | 33121092.4793 | 33121092.4793 | 33121092.4793 | 33121092.4793 | 33121092.4793 | 33121092.4793 | 33121092.4793 | 33121092.4793 | 33121092.4793 | 39385228.5869 | 592985043.5698
ON | 0 | 0 | 0 | 0 | 0 | 0 | 0 | 0 | 0 | 0 | 0 | 0 | 0 | 0 | 0 | 0 | 0 | 0 | 0 | 0 | 0 | 0 | 0 | 0 | 0 | 0 | 0 | 0 | 0 | 0 | 0 | 0
PJ | 0 | 0 | 0 | 0 | 0 | 0 | 0 | 0 | 0 | 0 | 10019782.5418 | 10019782.5418 | 10019782.5418 | 10019782.5418 | 10019782.5418 | 10019782.5418 | 10019782.5418 | 10019782.5418 | 10019782.5418 | 10019782.5418 | 20249777.8854 | 20249777.8854 | 20249777.8854 | 20249777.8854 | 20249777.8854 | 20249777.8854 | 20249777.8854 | 20249777.8854 | 20249777.8854 | 20249777.8854 | 34551884.8681 | 337247489.1402
QC | 6033405.9492 | 6033405.9492 | 6033405.9492 | 6033405.9492 | 6033405.9492 | 6033405.9492 | 6033405.9492 | 6033405.9492 | 6033405.9492 | 6033405.9492 | 11319447.7655 | 11319447.7655 | 11319447.7655 | 11319447.7655 | 11319447.7655 | 11319447.7655 | 11319447.7655 | 11319447.7655 | 11319447.7655 | 11319447.7655 | 9909223.3135 | 9909223.3135 | 9909223.3135 | 9909223.3135 | 9909223.3135 | 9909223.3135 | 9909223.3135 | 9909223.3135 | 9909223.3135 | 9909223.3135 | 11096206.5029 | 283716976.7857
WC | 406211.2837 | 406211.2837 | 406211.2837 | 406211.2837 | 406211.2837 | 406211.2837 | 406211.2837 | 406211.2837 | 406211.2837 | 406211.2837 | 5442475.4667 | 5442475.4667 | 5442475.4667 | 5442475.4667 | 5442475.4667 | 5442475.4667 | 5442475.4667 | 5442475.4667 | 5442475.4667 | 5442475.4667 | 12037765.0632 | 12037765.0632 | 12037765.0632 | 12037765.0632 | 12037765.0632 | 12037765.0632 | 12037765.0632 | 12037765.0632 | 12037765.0632 | 12037765.0632 | 8362531.9716 | 187227050.1068
Hydrogen | 0 | 0 | 0 | 0 | 0 | 0 | 0 | 0 | 0 | 0 | 110846468.6684 | 110846468.6684 | 110846468.6684 | 110846468.6684 | 110846468.6684 | 110846468.6684 | 110846468.6684 | 110846468.6684 | 110846468.6684 | 110846468.6684 | 305168522.8171 | 305168522.8171 | 305168522.8171 | 305168522.8171 | 305168522.8171 | 305168522.8171 | 305168522.8171 | 305168522.8171 | 305168522.8171 | 305168522.8171 | 511715728.5138 | 4671865643.3693
H2 Pipeline - New | 0 | 0 | 0 | 0 | 0 | 0 | 0 | 0 | 0 | 0 | 0 | 0 | 0 | 0 | 0 | 0 | 0 | 0 | 0 | 0 | 0 | 0 | 0 | 0 | 0 | 0 | 0 | 0 | 0 | 0 | 0 | 0
MI | 0 | 0 | 0 | 0 | 0 | 0 | 0 | 0 | 0 | 0 | 0 | 0 | 0 | 0 | 0 | 0 | 0 | 0 | 0 | 0 | 0 | 0 | 0 | 0 | 0 | 0 | 0 | 0 | 0 | 0 | 0 | 0
NY | 0 | 0 | 0 | 0 | 0 | 0 | 0 | 0 | 0 | 0 | 0 | 0 | 0 | 0 | 0 | 0 | 0 | 0 | 0 | 0 | 0 | 0 | 0 | 0 | 0 | 0 | 0 | 0 | 0 | 0 | 0 | 0
ON | 0 | 0 | 0 | 0 | 0 | 0 | 0 | 0 | 0 | 0 | 0 | 0 | 0 | 0 | 0 | 0 | 0 | 0 | 0 | 0 | 0 | 0 | 0 | 0 | 0 | 0 | 0 | 0 | 0 | 0 | 0 | 0
PJ | 0 | 0 | 0 | 0 | 0 | 0 | 0 | 0 | 0 | 0 | 0 | 0 | 0 | 0 | 0 | 0 | 0 | 0 | 0 | 0 | 0 | 0 | 0 | 0 | 0 | 0 | 0 | 0 | 0 | 0 | 0 | 0
QC | 0 | 0 | 0 | 0 | 0 | 0 | 0 | 0 | 0 | 0 | 0 | 0 | 0 | 0 | 0 | 0 | 0 | 0 | 0 | 0 | 0 | 0 | 0 | 0 | 0 | 0 | 0 | 0 | 0 | 0 | 0 | 0
WC | 0 | 0 | 0 | 0 | 0 | 0 | 0 | 0 | 0 | 0 | 0 | 0 | 0 | 0 | 0 | 0 | 0 | 0 | 0 | 0 | 0 | 0 | 0 | 0 | 0 | 0 | 0 | 0 | 0 | 0 | 0 | 0
H2 Pipeline - Repurposed | 0 | 0 | 0 | 0 | 0 | 0 | 0 | 0 | 0 | 0 | 110846468.6684 | 110846468.6684 | 110846468.6684 | 110846468.6684 | 110846468.6684 | 110846468.6684 | 110846468.6684 | 110846468.6684 | 110846468.6684 | 110846468.6684 | 305168522.8171 | 305168522.8171 | 305168522.8171 | 305168522.8171 | 305168522.8171 | 305168522.8171 | 305168522.8171 | 305168522.8171 | 305168522.8171 | 305168522.8171 | 511715728.5138 | 4671865643.3693
MI | 0 | 0 | 0 | 0 | 0 | 0 | 0 | 0 | 0 | 0 | 0 | 0 | 0 | 0 | 0 | 0 | 0 | 0 | 0 | 0 | 0 | 0 | 0 | 0 | 0 | 0 | 0 | 0 | 0 | 0 | 0 | 0
NY | 0 | 0 | 0 | 0 | 0 | 0 | 0 | 0 | 0 | 0 | 0 | 0 | 0 | 0 | 0 | 0 | 0 | 0 | 0 | 0 | 0 | 0 | 0 | 0 | 0 | 0 | 0 | 0 | 0 | 0 | 0 | 0
ON | 0 | 0 | 0 | 0 | 0 | 0 | 0 | 0 | 0 | 0 | 110846468.6684 | 110846468.6684 | 110846468.6684 | 110846468.6684 | 110846468.6684 | 110846468.6684 | 110846468.6684 | 110846468.6684 | 110846468.6684 | 110846468.6684 | 305168522.8171 | 305168522.8171 | 305168522.8171 | 305168522.8171 | 305168522.8171 | 305168522.8171 | 305168522.8171 | 305168522.8171 | 305168522.8171 | 305168522.8171 | 511715728.5138 | 4671865643.3693
PJ | 0 | 0 | 0 | 0 | 0 | 0 | 0 | 0 | 0 | 0 | 0 | 0 | 0 | 0 | 0 | 0 | 0 | 0 | 0 | 0 | 0 | 0 | 0 | 0 | 0 | 0 | 0 | 0 | 0 | 0 | 0 | 0
QC | 0 | 0 | 0 | 0 | 0 | 0 | 0 | 0 | 0 | 0 | 0 | 0 | 0 | 0 | 0 | 0 | 0 | 0 | 0 | 0 | 0 | 0 | 0 | 0 | 0 | 0 | 0 | 0 | 0 | 0 | 0 | 0
WC | 0 | 0 | 0 | 0 | 0 | 0 | 0 | 0 | 0 | 0 | 0 | 0 | 0 | 0 | 0 | 0 | 0 | 0 | 0 | 0 | 0 | 0 | 0 | 0 | 0 | 0 | 0 | 0 | 0 | 0 | 0 | 0
Methane | 775556540.7665 | 775556540.7665 | 775556540.7665 | 775556540.7665 | 775556540.7665 | 775556540.7665 | 775556540.7665 | 775556540.7665 | 775556540.7665 | 775556540.7665 | 661976965.2959 | 661976965.2959 | 661976965.2959 | 661976965.2959 | 661976965.2959 | 661976965.2959 | 661976965.2959 | 661976965.2959 | 661976965.2959 | 661976965.2959 | 367923131.7518 | 367923131.7518 | 367923131.7518 | 367923131.7518 | 367923131.7518 | 367923131.7518 | 367923131.7518 | 367923131.7518 | 367923131.7518 | 367923131.7518 | 147381227.8336 | 18201947605.9754
CH4 Pipeline | 775556540.7665 | 775556540.7665 | 775556540.7665 | 775556540.7665 | 775556540.7665 | 775556540.7665 | 775556540.7665 | 775556540.7665 | 775556540.7665 | 775556540.7665 | 661976965.2959 | 661976965.2959 | 661976965.2959 | 661976965.2959 | 661976965.2959 | 661976965.2959 | 661976965.2959 | 661976965.2959 | 661976965.2959 | 661976965.2959 | 367923131.7518 | 367923131.7518 | 367923131.7518 | 367923131.7518 | 367923131.7518 | 367923131.7518 | 367923131.7518 | 367923131.7518 | 367923131.7518 | 367923131.7518 | 147381227.8336 | 18201947605.9754
MI | 0 | 0 | 0 | 0 | 0 | 0 | 0 | 0 | 0 | 0 | 0 | 0 | 0 | 0 | 0 | 0 | 0 | 0 | 0 | 0 | 0 | 0 | 0 | 0 | 0 | 0 | 0 | 0 | 0 | 0 | 0 | 0
NY | 0 | 0 | 0 | 0 | 0 | 0 | 0 | 0 | 0 | 0 | 0 | 0 | 0 | 0 | 0 | 0 | 0 | 0 | 0 | 0 | 0 | 0 | 0 | 0 | 0 | 0 | 0 | 0 | 0 | 0 | 0 | 0
ON | 775556540.7665 | 775556540.7665 | 775556540.7665 | 775556540.7665 | 775556540.7665 | 775556540.7665 | 775556540.7665 | 775556540.7665 | 775556540.7665 | 775556540.7665 | 661976965.2959 | 661976965.2959 | 661976965.2959 | 661976965.2959 | 661976965.2959 | 661976965.2959 | 661976965.2959 | 661976965.2959 | 661976965.2959 | 661976965.2959 | 367923131.7518 | 367923131.7518 | 367923131.7518 | 367923131.7518 | 367923131.7518 | 367923131.7518 | 367923131.7518 | 367923131.7518 | 367923131.7518 | 367923131.7518 | 147381227.8336 | 18201947605.9754
PJ | 0 | 0 | 0 | 0 | 0 | 0 | 0 | 0 | 0 | 0 | 0 | 0 | 0 | 0 | 0 | 0 | 0 | 0 | 0 | 0 | 0 | 0 | 0 | 0 | 0 | 0 | 0 | 0 | 0 | 0 | 0 | 0
QC | 0 | 0 | 0 | 0 | 0 | 0 | 0 | 0 | 0 | 0 | 0 | 0 | 0 | 0 | 0 | 0 | 0 | 0 | 0 | 0 | 0 | 0 | 0 | 0 | 0 | 0 | 0 | 0 | 0 | 0 | 0 | 0
WC | 0 | 0 | 0 | 0 | 0 | 0 | 0 | 0 | 0 | 0 | 0 | 0 | 0 | 0 | 0 | 0 | 0 | 0 | 0 | 0 | 0 | 0 | 0 | 0 | 0 | 0 | 0 | 0 | 0 | 0 | 0 | 0
Grand Total | 788347034.5876 | 788347034.5876 | 788347034.5876 | 788347034.5876 | 788347034.5876 | 788347034.5876 | 788347034.5876 | 788347034.5876 | 788347034.5876 | 788347034.5876 | 838558168.4295 | 838558168.4295 | 838558168.4295 | 838558168.4295 | 838558168.4295 | 838558168.4295 | 838558168.4295 | 838558168.4295 | 838558168.4295 | 838558168.4295 | 777756060.0852 | 777756060.0852 | 777756060.0852 | 777756060.0852 | 777756060.0852 | 777756060.0852 | 777756060.0852 | 777756060.0852 | 777756060.0852 | 777756060.0852 | 791037917.7196 | 24837650548.7431

## InfraTech Dispatch Costs (from)
Year Range: | 2020-2030 | 2020-2030 | 2020-2030 | 2020-2030 | 2020-2030 | 2020-2030 | 2020-2030 | 2020-2030 | 2020-2030 | 2020-2030 | 2020-2030 | 2030-2040 | 2030-2040 | 2030-2040 | 2030-2040 | 2030-2040 | 2030-2040 | 2030-2040 | 2030-2040 | 2030-2040 | 2030-2040 | 2040-2050 | 2040-2050 | 2040-2050 | 2040-2050 | 2040-2050 | 2040-2050 | 2040-2050 | 2040-2050 | 2040-2050 | 2040-2050
ScenarioName | LCP_Inputs_ON_Electric_IEA_2023_05_05
var_type | (Multiple Items)
SubRegion_From | ON
Sum of SolutionCost | Column Labels
Row Labels | 2020 | 2021 | 2022 | 2023 | 2024 | 2025 | 2026 | 2027 | 2028 | 2029 | 2030 | 2031 | 2032 | 2033 | 2034 | 2035 | 2036 | 2037 | 2038 | 2039 | 2040 | 2041 | 2042 | 2043 | 2044 | 2045 | 2046 | 2047 | 2048 | 2049 | 2050 | Grand Total
Electricity | 38799574.7396 | 38799574.7396 | 38799574.7396 | 38799574.7396 | 38799574.7396 | 38799574.7396 | 38799574.7396 | 38799574.7396 | 38799574.7396 | 38799574.7396 | 25163384.3876 | 25163384.3876 | 25163384.3876 | 25163384.3876 | 25163384.3876 | 25163384.3876 | 25163384.3876 | 25163384.3876 | 25163384.3876 | 25163384.3876 | 65555606.802 | 65555606.802 | 65555606.802 | 65555606.802 | 65555606.802 | 65555606.802 | 65555606.802 | 65555606.802 | 65555606.802 | 65555606.802 | 60634260.7385 | 1355819920.0305
Electricity Transmission Line | 38799574.7396 | 38799574.7396 | 38799574.7396 | 38799574.7396 | 38799574.7396 | 38799574.7396 | 38799574.7396 | 38799574.7396 | 38799574.7396 | 38799574.7396 | 25163384.3876 | 25163384.3876 | 25163384.3876 | 25163384.3876 | 25163384.3876 | 25163384.3876 | 25163384.3876 | 25163384.3876 | 25163384.3876 | 25163384.3876 | 65555606.802 | 65555606.802 | 65555606.802 | 65555606.802 | 65555606.802 | 65555606.802 | 65555606.802 | 65555606.802 | 65555606.802 | 65555606.802 | 60634260.7385 | 1355819920.0305
MI | 19222585.3256 | 19222585.3256 | 19222585.3256 | 19222585.3256 | 19222585.3256 | 19222585.3256 | 19222585.3256 | 19222585.3256 | 19222585.3256 | 19222585.3256 | 615797.1585 | 615797.1585 | 615797.1585 | 615797.1585 | 615797.1585 | 615797.1585 | 615797.1585 | 615797.1585 | 615797.1585 | 615797.1585 | 15941896.9753 | 15941896.9753 | 15941896.9753 | 15941896.9753 | 15941896.9753 | 15941896.9753 | 15941896.9753 | 15941896.9753 | 15941896.9753 | 15941896.9753 | 8565427.2924 | 366368221.8874
NY | 16219015.0853 | 16219015.0853 | 16219015.0853 | 16219015.0853 | 16219015.0853 | 16219015.0853 | 16219015.0853 | 16219015.0853 | 16219015.0853 | 16219015.0853 | 10532729.3127 | 10532729.3127 | 10532729.3127 | 10532729.3127 | 10532729.3127 | 10532729.3127 | 10532729.3127 | 10532729.3127 | 10532729.3127 | 10532729.3127 | 15322279.2445 | 15322279.2445 | 15322279.2445 | 15322279.2445 | 15322279.2445 | 15322279.2445 | 15322279.2445 | 15322279.2445 | 15322279.2445 | 15322279.2445 | 16353365.7051 | 437093602.1296
ON | 0 | 0 | 0 | 0 | 0 | 0 | 0 | 0 | 0 | 0 | 0 | 0 | 0 | 0 | 0 | 0 | 0 | 0 | 0 | 0 | 0 | 0 | 0 | 0 | 0 | 0 | 0 | 0 | 0 | 0 | 0 | 0
PJ | 0 | 0 | 0 | 0 | 0 | 0 | 0 | 0 | 0 | 0 | 6317446.3821 | 6317446.3821 | 6317446.3821 | 6317446.3821 | 6317446.3821 | 6317446.3821 | 6317446.3821 | 6317446.3821 | 6317446.3821 | 6317446.3821 | 22603541.3143 | 22603541.3143 | 22603541.3143 | 22603541.3143 | 22603541.3143 | 22603541.3143 | 22603541.3143 | 22603541.3143 | 22603541.3143 | 22603541.3143 | 27346960.9737 | 316556837.9383
QC | 3255394.417 | 3255394.417 | 3255394.417 | 3255394.417 | 3255394.417 | 3255394.417 | 3255394.417 | 3255394.417 | 3255394.417 | 3255394.417 | 7697411.5343 | 7697411.5343 | 7697411.5343 | 7697411.5343 | 7697411.5343 | 7697411.5343 | 7697411.5343 | 7697411.5343 | 7697411.5343 | 7697411.5343 | 10531940.584 | 10531940.584 | 10531940.584 | 10531940.584 | 10531940.584 | 10531940.584 | 10531940.584 | 10531940.584 | 10531940.584 | 10531940.584 | 8368506.7673 | 223215972.1202
WC | 102579.9117 | 102579.9117 | 102579.9117 | 102579.9117 | 102579.9117 | 102579.9117 | 102579.9117 | 102579.9117 | 102579.9117 | 102579.9117 | 0 | 0 | 0 | 0 | 0 | 0 | 0 | 0 | 0 | 0 | 1155948.6838 | 1155948.6838 | 1155948.6838 | 1155948.6838 | 1155948.6838 | 1155948.6838 | 1155948.6838 | 1155948.6838 | 1155948.6838 | 1155948.6838 | 0 | 12585285.9551
Hydrogen | 0 | 0 | 0 | 0 | 0 | 0 | 0 | 0 | 0 | 0 | 110846468.6684 | 110846468.6684 | 110846468.6684 | 110846468.6684 | 110846468.6684 | 110846468.6684 | 110846468.6684 | 110846468.6684 | 110846468.6684 | 110846468.6684 | 305168522.8171 | 305168522.8171 | 305168522.8171 | 305168522.8171 | 305168522.8171 | 305168522.8171 | 305168522.8171 | 305168522.8171 | 305168522.8171 | 305168522.8171 | 511715728.5138 | 4671865643.3693
H2 Pipeline - New | 0 | 0 | 0 | 0 | 0 | 0 | 0 | 0 | 0 | 0 | 0 | 0 | 0 | 0 | 0 | 0 | 0 | 0 | 0 | 0 | 0 | 0 | 0 | 0 | 0 | 0 | 0 | 0 | 0 | 0 | 0 | 0
MI | 0 | 0 | 0 | 0 | 0 | 0 | 0 | 0 | 0 | 0 | 0 | 0 | 0 | 0 | 0 | 0 | 0 | 0 | 0 | 0 | 0 | 0 | 0 | 0 | 0 | 0 | 0 | 0 | 0 | 0 | 0 | 0
NY | 0 | 0 | 0 | 0 | 0 | 0 | 0 | 0 | 0 | 0 | 0 | 0 | 0 | 0 | 0 | 0 | 0 | 0 | 0 | 0 | 0 | 0 | 0 | 0 | 0 | 0 | 0 | 0 | 0 | 0 | 0 | 0
ON | 0 | 0 | 0 | 0 | 0 | 0 | 0 | 0 | 0 | 0 | 0 | 0 | 0 | 0 | 0 | 0 | 0 | 0 | 0 | 0 | 0 | 0 | 0 | 0 | 0 | 0 | 0 | 0 | 0 | 0 | 0 | 0
PJ | 0 | 0 | 0 | 0 | 0 | 0 | 0 | 0 | 0 | 0 | 0 | 0 | 0 | 0 | 0 | 0 | 0 | 0 | 0 | 0 | 0 | 0 | 0 | 0 | 0 | 0 | 0 | 0 | 0 | 0 | 0 | 0
QC | 0 | 0 | 0 | 0 | 0 | 0 | 0 | 0 | 0 | 0 | 0 | 0 | 0 | 0 | 0 | 0 | 0 | 0 | 0 | 0 | 0 | 0 | 0 | 0 | 0 | 0 | 0 | 0 | 0 | 0 | 0 | 0
WC | 0 | 0 | 0 | 0 | 0 | 0 | 0 | 0 | 0 | 0 | 0 | 0 | 0 | 0 | 0 | 0 | 0 | 0 | 0 | 0 | 0 | 0 | 0 | 0 | 0 | 0 | 0 | 0 | 0 | 0 | 0 | 0
H2 Pipeline - Repurposed | 0 | 0 | 0 | 0 | 0 | 0 | 0 | 0 | 0 | 0 | 110846468.6684 | 110846468.6684 | 110846468.6684 | 110846468.6684 | 110846468.6684 | 110846468.6684 | 110846468.6684 | 110846468.6684 | 110846468.6684 | 110846468.6684 | 305168522.8171 | 305168522.8171 | 305168522.8171 | 305168522.8171 | 305168522.8171 | 305168522.8171 | 305168522.8171 | 305168522.8171 | 305168522.8171 | 305168522.8171 | 511715728.5138 | 4671865643.3693
MI | 0 | 0 | 0 | 0 | 0 | 0 | 0 | 0 | 0 | 0 | 0 | 0 | 0 | 0 | 0 | 0 | 0 | 0 | 0 | 0 | 0 | 0 | 0 | 0 | 0 | 0 | 0 | 0 | 0 | 0 | 0 | 0
NY | 0 | 0 | 0 | 0 | 0 | 0 | 0 | 0 | 0 | 0 | 0 | 0 | 0 | 0 | 0 | 0 | 0 | 0 | 0 | 0 | 0 | 0 | 0 | 0 | 0 | 0 | 0 | 0 | 0 | 0 | 0 | 0
ON | 0 | 0 | 0 | 0 | 0 | 0 | 0 | 0 | 0 | 0 | 110846468.6684 | 110846468.6684 | 110846468.6684 | 110846468.6684 | 110846468.6684 | 110846468.6684 | 110846468.6684 | 110846468.6684 | 110846468.6684 | 110846468.6684 | 305168522.8171 | 305168522.8171 | 305168522.8171 | 305168522.8171 | 305168522.8171 | 305168522.8171 | 305168522.8171 | 305168522.8171 | 305168522.8171 | 305168522.8171 | 511715728.5138 | 4671865643.3693
PJ | 0 | 0 | 0 | 0 | 0 | 0 | 0 | 0 | 0 | 0 | 0 | 0 | 0 | 0 | 0 | 0 | 0 | 0 | 0 | 0 | 0 | 0 | 0 | 0 | 0 | 0 | 0 | 0 | 0 | 0 | 0 | 0
QC | 0 | 0 | 0 | 0 | 0 | 0 | 0 | 0 | 0 | 0 | 0 | 0 | 0 | 0 | 0 | 0 | 0 | 0 | 0 | 0 | 0 | 0 | 0 | 0 | 0 | 0 | 0 | 0 | 0 | 0 | 0 | 0
WC | 0 | 0 | 0 | 0 | 0 | 0 | 0 | 0 | 0 | 0 | 0 | 0 | 0 | 0 | 0 | 0 | 0 | 0 | 0 | 0 | 0 | 0 | 0 | 0 | 0 | 0 | 0 | 0 | 0 | 0 | 0 | 0
Methane | 775556540.7665 | 775556540.7665 | 775556540.7665 | 775556540.7665 | 775556540.7665 | 775556540.7665 | 775556540.7665 | 775556540.7665 | 775556540.7665 | 775556540.7665 | 661976965.2959 | 661976965.2959 | 661976965.2959 | 661976965.2959 | 661976965.2959 | 661976965.2959 | 661976965.2959 | 661976965.2959 | 661976965.2959 | 661976965.2959 | 367923131.7518 | 367923131.7518 | 367923131.7518 | 367923131.7518 | 367923131.7518 | 367923131.7518 | 367923131.7518 | 367923131.7518 | 367923131.7518 | 367923131.7518 | 147381227.8336 | 18201947605.9754
CH4 Pipeline | 775556540.7665 | 775556540.7665 | 775556540.7665 | 775556540.7665 | 775556540.7665 | 775556540.7665 | 775556540.7665 | 775556540.7665 | 775556540.7665 | 775556540.7665 | 661976965.2959 | 661976965.2959 | 661976965.2959 | 661976965.2959 | 661976965.2959 | 661976965.2959 | 661976965.2959 | 661976965.2959 | 661976965.2959 | 661976965.2959 | 367923131.7518 | 367923131.7518 | 367923131.7518 | 367923131.7518 | 367923131.7518 | 367923131.7518 | 367923131.7518 | 367923131.7518 | 367923131.7518 | 367923131.7518 | 147381227.8336 | 18201947605.9754
MI | 0 | 0 | 0 | 0 | 0 | 0 | 0 | 0 | 0 | 0 | 0 | 0 | 0 | 0 | 0 | 0 | 0 | 0 | 0 | 0 | 0 | 0 | 0 | 0 | 0 | 0 | 0 | 0 | 0 | 0 | 0 | 0
NY | 0 | 0 | 0 | 0 | 0 | 0 | 0 | 0 | 0 | 0 | 0 | 0 | 0 | 0 | 0 | 0 | 0 | 0 | 0 | 0 | 0 | 0 | 0 | 0 | 0 | 0 | 0 | 0 | 0 | 0 | 0 | 0
ON | 775556540.7665 | 775556540.7665 | 775556540.7665 | 775556540.7665 | 775556540.7665 | 775556540.7665 | 775556540.7665 | 775556540.7665 | 775556540.7665 | 775556540.7665 | 661976965.2959 | 661976965.2959 | 661976965.2959 | 661976965.2959 | 661976965.2959 | 661976965.2959 | 661976965.2959 | 661976965.2959 | 661976965.2959 | 661976965.2959 | 367923131.7518 | 367923131.7518 | 367923131.7518 | 367923131.7518 | 367923131.7518 | 367923131.7518 | 367923131.7518 | 367923131.7518 | 367923131.7518 | 367923131.7518 | 147381227.8336 | 18201947605.9754
PJ | 0 | 0 | 0 | 0 | 0 | 0 | 0 | 0 | 0 | 0 | 0 | 0 | 0 | 0 | 0 | 0 | 0 | 0 | 0 | 0 | 0 | 0 | 0 | 0 | 0 | 0 | 0 | 0 | 0 | 0 | 0 | 0
QC | 0 | 0 | 0 | 0 | 0 | 0 | 0 | 0 | 0 | 0 | 0 | 0 | 0 | 0 | 0 | 0 | 0 | 0 | 0 | 0 | 0 | 0 | 0 | 0 | 0 | 0 | 0 | 0 | 0 | 0 | 0 | 0
WC | 0 | 0 | 0 | 0 | 0 | 0 | 0 | 0 | 0 | 0 | 0 | 0 | 0 | 0 | 0 | 0 | 0 | 0 | 0 | 0 | 0 | 0 | 0 | 0 | 0 | 0 | 0 | 0 | 0 | 0 | 0 | 0
Grand Total | 814356115.5061 | 814356115.5061 | 814356115.5061 | 814356115.5061 | 814356115.5061 | 814356115.5061 | 814356115.5061 | 814356115.5061 | 814356115.5061 | 814356115.5061 | 797986818.3519 | 797986818.3519 | 797986818.3519 | 797986818.3519 | 797986818.3519 | 797986818.3519 | 797986818.3519 | 797986818.3519 | 797986818.3519 | 797986818.3519 | 738647261.3709 | 738647261.3709 | 738647261.3709 | 738647261.3709 | 738647261.3709 | 738647261.3709 | 738647261.3709 | 738647261.3709 | 738647261.3709 | 738647261.3709 | 719731217.0859 | 24229633169.3752

## InfraTech Capacity Costs
Year Range: | 2020-2030 | 2020-2030 | 2020-2030 | 2020-2030 | 2020-2030 | 2020-2030 | 2020-2030 | 2020-2030 | 2020-2030 | 2020-2030 | 2020-2030 | 2030-2040 | 2030-2040 | 2030-2040 | 2030-2040 | 2030-2040 | 2030-2040 | 2030-2040 | 2030-2040 | 2030-2040 | 2030-2040 | 2040-2050 | 2040-2050 | 2040-2050 | 2040-2050 | 2040-2050 | 2040-2050 | 2040-2050 | 2040-2050 | 2040-2050 | 2040-2050
ScenarioName | LCP_Inputs_ON_Electric_IEA_2023_05_05
var_type | (Multiple Items)
SubRegion1 | ON
Sum of SolutionCost | Column Labels
Row Labels | 2020 | 2021 | 2022 | 2023 | 2024 | 2025 | 2026 | 2027 | 2028 | 2029 | 2030 | 2031 | 2032 | 2033 | 2034 | 2035 | 2036 | 2037 | 2038 | 2039 | 2040 | 2041 | 2042 | 2043 | 2044 | 2045 | 2046 | 2047 | 2048 | 2049 | 2050 | Grand Total
Electricity | 0 | 0 | 0 | 0 | 0 | 0 | 0 | 0 | 0 | 0 | 1594089926.1913 | 20881875 | 20881875 | 20881875 | 20881875 | 20881875 | 20881875 | 20881875 | 20881875 | 20881875 | 1308623611.2666 | 42892500 | 42892500 | 42892500 | 42892500 | 42892500 | 42892500 | 42892500 | 42892500 | 42892500 | 134575619.3123 | 3611258531.7702
Electricity Transmission Line | 0 | 0 | 0 | 0 | 0 | 0 | 0 | 0 | 0 | 0 | 1594089926.1913 | 20881875 | 20881875 | 20881875 | 20881875 | 20881875 | 20881875 | 20881875 | 20881875 | 20881875 | 1308623611.2666 | 42892500 | 42892500 | 42892500 | 42892500 | 42892500 | 42892500 | 42892500 | 42892500 | 42892500 | 134575619.3123 | 3611258531.7702
MI | 0 | 0 | 0 | 0 | 0 | 0 | 0 | 0 | 0 | 0 | 87478125 | 2821875 | 2821875 | 2821875 | 2821875 | 2821875 | 2821875 | 2821875 | 2821875 | 2821875 | 49987500 | 5643750 | 5643750 | 5643750 | 5643750 | 5643750 | 5643750 | 5643750 | 5643750 | 5643750 | 12496875 | 226153125
NY | 0 | 0 | 0 | 0 | 0 | 0 | 0 | 0 | 0 | 0 | 87478125 | 2821875 | 2821875 | 2821875 | 2821875 | 2821875 | 2821875 | 2821875 | 2821875 | 2821875 | 49987500 | 5643750 | 5643750 | 5643750 | 5643750 | 5643750 | 5643750 | 5643750 | 5643750 | 5643750 | 12496875 | 226153125
ON | 0 | 0 | 0 | 0 | 0 | 0 | 0 | 0 | 0 | 0 | 946751801.1913 | 0 | 0 | 0 | 0 | 0 | 0 | 0 | 0 | 0 | 919849861.2666 | 0 | 0 | 0 | 0 | 0 | 0 | 0 | 0 | 0 | 38228744.3123 | 1904830406.7702
PJ | 0 | 0 | 0 | 0 | 0 | 0 | 0 | 0 | 0 | 0 | 0 | 0 | 0 | 0 | 0 | 0 | 0 | 0 | 0 | 0 | 18866250 | 1128750 | 1128750 | 1128750 | 1128750 | 1128750 | 1128750 | 1128750 | 1128750 | 1128750 | 3870000 | 32895000
QC | 0 | 0 | 0 | 0 | 0 | 0 | 0 | 0 | 0 | 0 | 122469375 | 3950625 | 3950625 | 3950625 | 3950625 | 3950625 | 3950625 | 3950625 | 3950625 | 3950625 | 69982500 | 7901250 | 7901250 | 7901250 | 7901250 | 7901250 | 7901250 | 7901250 | 7901250 | 7901250 | 17495625 | 316614375
WC | 0 | 0 | 0 | 0 | 0 | 0 | 0 | 0 | 0 | 0 | 349912500 | 11287500 | 11287500 | 11287500 | 11287500 | 11287500 | 11287500 | 11287500 | 11287500 | 11287500 | 199950000 | 22575000 | 22575000 | 22575000 | 22575000 | 22575000 | 22575000 | 22575000 | 22575000 | 22575000 | 49987500 | 904612500
Hydrogen | 0 | 0 | 0 | 0 | 0 | 0 | 0 | 0 | 0 | 0 | 23605582.0234 | 0 | 0 | 0 | 0 | 0 | 0 | 0 | 0 | 0 | 511706144.6135 | 127473208.6733 | 127473208.6733 | 127473208.6733 | 127473208.6733 | 127473208.6733 | 127473208.6733 | 127473208.6733 | 127473208.6733 | 127473208.6733 | 259712331.7328 | 1942282936.429
H2 Pipeline - New | 0 | 0 | 0 | 0 | 0 | 0 | 0 | 0 | 0 | 0 | 0 | 0 | 0 | 0 | 0 | 0 | 0 | 0 | 0 | 0 | 0 | 0 | 0 | 0 | 0 | 0 | 0 | 0 | 0 | 0 | 0 | 0
MI | 0 | 0 | 0 | 0 | 0 | 0 | 0 | 0 | 0 | 0 | 0 | 0 | 0 | 0 | 0 | 0 | 0 | 0 | 0 | 0 | 0 | 0 | 0 | 0 | 0 | 0 | 0 | 0 | 0 | 0 | 0 | 0
NY | 0 | 0 | 0 | 0 | 0 | 0 | 0 | 0 | 0 | 0 | 0 | 0 | 0 | 0 | 0 | 0 | 0 | 0 | 0 | 0 | 0 | 0 | 0 | 0 | 0 | 0 | 0 | 0 | 0 | 0 | 0 | 0
ON | 0 | 0 | 0 | 0 | 0 | 0 | 0 | 0 | 0 | 0 | 0 | 0 | 0 | 0 | 0 | 0 | 0 | 0 | 0 | 0 | 0 | 0 | 0 | 0 | 0 | 0 | 0 | 0 | 0 | 0 | 0 | 0
PJ | 0 | 0 | 0 | 0 | 0 | 0 | 0 | 0 | 0 | 0 | 0 | 0 | 0 | 0 | 0 | 0 | 0 | 0 | 0 | 0 | 0 | 0 | 0 | 0 | 0 | 0 | 0 | 0 | 0 | 0 | 0 | 0
QC | 0 | 0 | 0 | 0 | 0 | 0 | 0 | 0 | 0 | 0 | 0 | 0 | 0 | 0 | 0 | 0 | 0 | 0 | 0 | 0 | 0 | 0 | 0 | 0 | 0 | 0 | 0 | 0 | 0 | 0 | 0 | 0
WC | 0 | 0 | 0 | 0 | 0 | 0 | 0 | 0 | 0 | 0 | 0 | 0 | 0 | 0 | 0 | 0 | 0 | 0 | 0 | 0 | 0 | 0 | 0 | 0 | 0 | 0 | 0 | 0 | 0 | 0 | 0 | 0
H2 Pipeline - Repurposed | 0 | 0 | 0 | 0 | 0 | 0 | 0 | 0 | 0 | 0 | 23605582.0234 | 0 | 0 | 0 | 0 | 0 | 0 | 0 | 0 | 0 | 511706144.6135 | 127473208.6733 | 127473208.6733 | 127473208.6733 | 127473208.6733 | 127473208.6733 | 127473208.6733 | 127473208.6733 | 127473208.6733 | 127473208.6733 | 259712331.7328 | 1942282936.429
MI | 0 | 0 | 0 | 0 | 0 | 0 | 0 | 0 | 0 | 0 | 0 | 0 | 0 | 0 | 0 | 0 | 0 | 0 | 0 | 0 | 0 | 0 | 0 | 0 | 0 | 0 | 0 | 0 | 0 | 0 | 0 | 0
NY | 0 | 0 | 0 | 0 | 0 | 0 | 0 | 0 | 0 | 0 | 0 | 0 | 0 | 0 | 0 | 0 | 0 | 0 | 0 | 0 | 0 | 0 | 0 | 0 | 0 | 0 | 0 | 0 | 0 | 0 | 0 | 0
ON | 0 | 0 | 0 | 0 | 0 | 0 | 0 | 0 | 0 | 0 | 23605582.0234 | 0 | 0 | 0 | 0 | 0 | 0 | 0 | 0 | 0 | 23665859.9788 | 0 | 0 | 0 | 0 | 0 | 0 | 0 | 0 | 0 | 2255881.1706 | 49527323.1728
PJ | 0 | 0 | 0 | 0 | 0 | 0 | 0 | 0 | 0 | 0 | 0 | 0 | 0 | 0 | 0 | 0 | 0 | 0 | 0 | 0 | 0 | 0 | 0 | 0 | 0 | 0 | 0 | 0 | 0 | 0 | 0 | 0
QC | 0 | 0 | 0 | 0 | 0 | 0 | 0 | 0 | 0 | 0 | 0 | 0 | 0 | 0 | 0 | 0 | 0 | 0 | 0 | 0 | 0 | 0 | 0 | 0 | 0 | 0 | 0 | 0 | 0 | 0 | 4936074.7253 | 4936074.7253
WC | 0 | 0 | 0 | 0 | 0 | 0 | 0 | 0 | 0 | 0 | 0 | 0 | 0 | 0 | 0 | 0 | 0 | 0 | 0 | 0 | 488040284.6347 | 127473208.6733 | 127473208.6733 | 127473208.6733 | 127473208.6733 | 127473208.6733 | 127473208.6733 | 127473208.6733 | 127473208.6733 | 127473208.6733 | 252520375.8369 | 1887819538.5309
Methane | 0 | 0 | 0 | 0 | 0 | 0 | 0 | 0 | 0 | 0 | 0 | 0 | 0 | 0 | 0 | 0 | 0 | 0 | 0 | 0 | 0 | 0 | 0 | 0 | 0 | 0 | 0 | 0 | 0 | 0 | 0 | 0
CH4 Pipeline | 0 | 0 | 0 | 0 | 0 | 0 | 0 | 0 | 0 | 0 | 0 | 0 | 0 | 0 | 0 | 0 | 0 | 0 | 0 | 0 | 0 | 0 | 0 | 0 | 0 | 0 | 0 | 0 | 0 | 0 | 0 | 0
MI | 0 | 0 | 0 | 0 | 0 | 0 | 0 | 0 | 0 | 0 | 0 | 0 | 0 | 0 | 0 | 0 | 0 | 0 | 0 | 0 | 0 | 0 | 0 | 0 | 0 | 0 | 0 | 0 | 0 | 0 | 0 | 0
NY | 0 | 0 | 0 | 0 | 0 | 0 | 0 | 0 | 0 | 0 | 0 | 0 | 0 | 0 | 0 | 0 | 0 | 0 | 0 | 0 | 0 | 0 | 0 | 0 | 0 | 0 | 0 | 0 | 0 | 0 | 0 | 0
ON | 0 | 0 | 0 | 0 | 0 | 0 | 0 | 0 | 0 | 0 | 0 | 0 | 0 | 0 | 0 | 0 | 0 | 0 | 0 | 0 | 0 | 0 | 0 | 0 | 0 | 0 | 0 | 0 | 0 | 0 | 0 | 0
PJ | 0 | 0 | 0 | 0 | 0 | 0 | 0 | 0 | 0 | 0 | 0 | 0 | 0 | 0 | 0 | 0 | 0 | 0 | 0 | 0 | 0 | 0 | 0 | 0 | 0 | 0 | 0 | 0 | 0 | 0 | 0 | 0
QC | 0 | 0 | 0 | 0 | 0 | 0 | 0 | 0 | 0 | 0 | 0 | 0 | 0 | 0 | 0 | 0 | 0 | 0 | 0 | 0 | 0 | 0 | 0 | 0 | 0 | 0 | 0 | 0 | 0 | 0 | 0 | 0
WC | 0 | 0 | 0 | 0 | 0 | 0 | 0 | 0 | 0 | 0 | 0 | 0 | 0 | 0 | 0 | 0 | 0 | 0 | 0 | 0 | 0 | 0 | 0 | 0 | 0 | 0 | 0 | 0 | 0 | 0 | 0 | 0
Grand Total | 0 | 0 | 0 | 0 | 0 | 0 | 0 | 0 | 0 | 0 | 1617695508.2147 | 20881875 | 20881875 | 20881875 | 20881875 | 20881875 | 20881875 | 20881875 | 20881875 | 20881875 | 1820329755.8801 | 170365708.6733 | 170365708.6733 | 170365708.6733 | 170365708.6733 | 170365708.6733 | 170365708.6733 | 170365708.6733 | 170365708.6733 | 170365708.6733 | 394287951.0451 | 5553541468.1992
Note: These costs are the CONE and FOM interconnections and intraconnection infratructure in real 2020 dollars.

## Carbon Offset Costs (hidden)
ScenarioName | LCP_Inputs_ON_Diverse_2023_04_03
var_type | (Multiple Items)
Sum of SolutionCost | Column Labels
Row Labels | Grand Total
Grand Total

## InfraTech Capacity Cost by Type
Year Range: | 2020-2030 | 2020-2030 | 2020-2030 | 2020-2030 | 2020-2030 | 2020-2030 | 2020-2030 | 2020-2030 | 2020-2030 | 2020-2030 | 2020-2030 | 2030-2040 | 2030-2040 | 2030-2040 | 2030-2040 | 2030-2040 | 2030-2040 | 2030-2040 | 2030-2040 | 2030-2040 | 2030-2040 | 2040-2050 | 2040-2050 | 2040-2050 | 2040-2050 | 2040-2050 | 2040-2050 | 2040-2050 | 2040-2050 | 2040-2050 | 2040-2050
ScenarioName | LCP_Inputs_ON_Electric_IEA_2023_05_05
var_type | (Multiple Items)
SubRegion1 | ON
Sum of SolutionCost | Column Labels
Row Labels | 2020 | 2021 | 2022 | 2023 | 2024 | 2025 | 2026 | 2027 | 2028 | 2029 | 2030 | 2031 | 2032 | 2033 | 2034 | 2035 | 2036 | 2037 | 2038 | 2039 | 2040 | 2041 | 2042 | 2043 | 2044 | 2045 | 2046 | 2047 | 2048 | 2049 | 2050 | Grand Total
Electricity | 0 | 0 | 0 | 0 | 0 | 0 | 0 | 0 | 0 | 0 | 1594089926.1913 | 20881875 | 20881875 | 20881875 | 20881875 | 20881875 | 20881875 | 20881875 | 20881875 | 20881875 | 1308623611.2666 | 42892500 | 42892500 | 42892500 | 42892500 | 42892500 | 42892500 | 42892500 | 42892500 | 42892500 | 134575619.3123 | 3611258531.7702
Electricity Transmission Line | 0 | 0 | 0 | 0 | 0 | 0 | 0 | 0 | 0 | 0 | 1594089926.1913 | 20881875 | 20881875 | 20881875 | 20881875 | 20881875 | 20881875 | 20881875 | 20881875 | 20881875 | 1308623611.2666 | 42892500 | 42892500 | 42892500 | 42892500 | 42892500 | 42892500 | 42892500 | 42892500 | 42892500 | 134575619.3123 | 3611258531.7702
MI | 0 | 0 | 0 | 0 | 0 | 0 | 0 | 0 | 0 | 0 | 87478125 | 2821875 | 2821875 | 2821875 | 2821875 | 2821875 | 2821875 | 2821875 | 2821875 | 2821875 | 49987500 | 5643750 | 5643750 | 5643750 | 5643750 | 5643750 | 5643750 | 5643750 | 5643750 | 5643750 | 12496875 | 226153125
CONE | 0 | [9 empty] | 84656250 | [9 empty] | 44343750 | [9 empty] | 4031250 | 133031250
FOM | 0 | 0 | 0 | 0 | 0 | 0 | 0 | 0 | 0 | 0 | 2821875 | 2821875 | 2821875 | 2821875 | 2821875 | 2821875 | 2821875 | 2821875 | 2821875 | 2821875 | 5643750 | 5643750 | 5643750 | 5643750 | 5643750 | 5643750 | 5643750 | 5643750 | 5643750 | 5643750 | 8465625 | 93121875
NY | 0 | 0 | 0 | 0 | 0 | 0 | 0 | 0 | 0 | 0 | 87478125 | 2821875 | 2821875 | 2821875 | 2821875 | 2821875 | 2821875 | 2821875 | 2821875 | 2821875 | 49987500 | 5643750 | 5643750 | 5643750 | 5643750 | 5643750 | 5643750 | 5643750 | 5643750 | 5643750 | 12496875 | 226153125
CONE | 0 | [9 empty] | 84656250 | [9 empty] | 44343750 | [9 empty] | 4031250 | 133031250
FOM | 0 | 0 | 0 | 0 | 0 | 0 | 0 | 0 | 0 | 0 | 2821875 | 2821875 | 2821875 | 2821875 | 2821875 | 2821875 | 2821875 | 2821875 | 2821875 | 2821875 | 5643750 | 5643750 | 5643750 | 5643750 | 5643750 | 5643750 | 5643750 | 5643750 | 5643750 | 5643750 | 8465625 | 93121875
ON | 0 | 0 | 0 | 0 | 0 | 0 | 0 | 0 | 0 | 0 | 946751801.1913 | 0 | 0 | 0 | 0 | 0 | 0 | 0 | 0 | 0 | 919849861.2666 | 0 | 0 | 0 | 0 | 0 | 0 | 0 | 0 | 0 | 38228744.3123 | 1904830406.7702
CONE | 0 | [9 empty] | 946751801.1913 | [9 empty] | 919849861.2666 | [9 empty] | 38228744.3123 | 1904830406.7702
FOM | 0 | 0 | 0 | 0 | 0 | 0 | 0 | 0 | 0 | 0 | 0 | 0 | 0 | 0 | 0 | 0 | 0 | 0 | 0 | 0 | 0 | 0 | 0 | 0 | 0 | 0 | 0 | 0 | 0 | 0 | 0 | 0
PJ | 0 | 0 | 0 | 0 | 0 | 0 | 0 | 0 | 0 | 0 | 0 | 0 | 0 | 0 | 0 | 0 | 0 | 0 | 0 | 0 | 18866250 | 1128750 | 1128750 | 1128750 | 1128750 | 1128750 | 1128750 | 1128750 | 1128750 | 1128750 | 3870000 | 32895000
CONE | 0 | [9 empty] | 0 | [9 empty] | 17737500 | [9 empty] | 1612500 | 19350000
FOM | 0 | 0 | 0 | 0 | 0 | 0 | 0 | 0 | 0 | 0 | 0 | 0 | 0 | 0 | 0 | 0 | 0 | 0 | 0 | 0 | 1128750 | 1128750 | 1128750 | 1128750 | 1128750 | 1128750 | 1128750 | 1128750 | 1128750 | 1128750 | 2257500 | 13545000
QC | 0 | 0 | 0 | 0 | 0 | 0 | 0 | 0 | 0 | 0 | 122469375 | 3950625 | 3950625 | 3950625 | 3950625 | 3950625 | 3950625 | 3950625 | 3950625 | 3950625 | 69982500 | 7901250 | 7901250 | 7901250 | 7901250 | 7901250 | 7901250 | 7901250 | 7901250 | 7901250 | 17495625 | 316614375
CONE | 0 | [9 empty] | 118518750 | [9 empty] | 62081250 | [9 empty] | 5643750 | 186243750
FOM | 0 | 0 | 0 | 0 | 0 | 0 | 0 | 0 | 0 | 0 | 3950625 | 3950625 | 3950625 | 3950625 | 3950625 | 3950625 | 3950625 | 3950625 | 3950625 | 3950625 | 7901250 | 7901250 | 7901250 | 7901250 | 7901250 | 7901250 | 7901250 | 7901250 | 7901250 | 7901250 | 11851875 | 130370625
WC | 0 | 0 | 0 | 0 | 0 | 0 | 0 | 0 | 0 | 0 | 349912500 | 11287500 | 11287500 | 11287500 | 11287500 | 11287500 | 11287500 | 11287500 | 11287500 | 11287500 | 199950000 | 22575000 | 22575000 | 22575000 | 22575000 | 22575000 | 22575000 | 22575000 | 22575000 | 22575000 | 49987500 | 904612500
CONE | 0 | [9 empty] | 338625000 | [9 empty] | 177375000 | [9 empty] | 16125000 | 532125000
FOM | 0 | 0 | 0 | 0 | 0 | 0 | 0 | 0 | 0 | 0 | 11287500 | 11287500 | 11287500 | 11287500 | 11287500 | 11287500 | 11287500 | 11287500 | 11287500 | 11287500 | 22575000 | 22575000 | 22575000 | 22575000 | 22575000 | 22575000 | 22575000 | 22575000 | 22575000 | 22575000 | 33862500 | 372487500
Hydrogen | 0 | 0 | 0 | 0 | 0 | 0 | 0 | 0 | 0 | 0 | 23605582.0234 | 0 | 0 | 0 | 0 | 0 | 0 | 0 | 0 | 0 | 511706144.6135 | 127473208.6733 | 127473208.6733 | 127473208.6733 | 127473208.6733 | 127473208.6733 | 127473208.6733 | 127473208.6733 | 127473208.6733 | 127473208.6733 | 259712331.7328 | 1942282936.429
H2 Pipeline - New | 0 | 0 | 0 | 0 | 0 | 0 | 0 | 0 | 0 | 0 | 0 | 0 | 0 | 0 | 0 | 0 | 0 | 0 | 0 | 0 | 0 | 0 | 0 | 0 | 0 | 0 | 0 | 0 | 0 | 0 | 0 | 0
MI | 0 | 0 | 0 | 0 | 0 | 0 | 0 | 0 | 0 | 0 | 0 | 0 | 0 | 0 | 0 | 0 | 0 | 0 | 0 | 0 | 0 | 0 | 0 | 0 | 0 | 0 | 0 | 0 | 0 | 0 | 0 | 0
CONE | 0 | [9 empty] | 0 | [9 empty] | 0 | [9 empty] | 0 | 0
FOM | 0 | 0 | 0 | 0 | 0 | 0 | 0 | 0 | 0 | 0 | 0 | 0 | 0 | 0 | 0 | 0 | 0 | 0 | 0 | 0 | 0 | 0 | 0 | 0 | 0 | 0 | 0 | 0 | 0 | 0 | 0 | 0
NY | 0 | 0 | 0 | 0 | 0 | 0 | 0 | 0 | 0 | 0 | 0 | 0 | 0 | 0 | 0 | 0 | 0 | 0 | 0 | 0 | 0 | 0 | 0 | 0 | 0 | 0 | 0 | 0 | 0 | 0 | 0 | 0
CONE | 0 | [9 empty] | 0 | [9 empty] | 0 | [9 empty] | 0 | 0
FOM | 0 | 0 | 0 | 0 | 0 | 0 | 0 | 0 | 0 | 0 | 0 | 0 | 0 | 0 | 0 | 0 | 0 | 0 | 0 | 0 | 0 | 0 | 0 | 0 | 0 | 0 | 0 | 0 | 0 | 0 | 0 | 0
ON | 0 | 0 | 0 | 0 | 0 | 0 | 0 | 0 | 0 | 0 | 0 | 0 | 0 | 0 | 0 | 0 | 0 | 0 | 0 | 0 | 0 | 0 | 0 | 0 | 0 | 0 | 0 | 0 | 0 | 0 | 0 | 0
CONE | 0 | [9 empty] | 0 | [9 empty] | 0 | [9 empty] | 0 | 0
FOM | 0 | 0 | 0 | 0 | 0 | 0 | 0 | 0 | 0 | 0 | 0 | 0 | 0 | 0 | 0 | 0 | 0 | 0 | 0 | 0 | 0 | 0 | 0 | 0 | 0 | 0 | 0 | 0 | 0 | 0 | 0 | 0
PJ | 0 | 0 | 0 | 0 | 0 | 0 | 0 | 0 | 0 | 0 | 0 | 0 | 0 | 0 | 0 | 0 | 0 | 0 | 0 | 0 | 0 | 0 | 0 | 0 | 0 | 0 | 0 | 0 | 0 | 0 | 0 | 0
CONE | 0 | [9 empty] | 0 | [9 empty] | 0 | [9 empty] | 0 | 0
FOM | 0 | 0 | 0 | 0 | 0 | 0 | 0 | 0 | 0 | 0 | 0 | 0 | 0 | 0 | 0 | 0 | 0 | 0 | 0 | 0 | 0 | 0 | 0 | 0 | 0 | 0 | 0 | 0 | 0 | 0 | 0 | 0
QC | 0 | 0 | 0 | 0 | 0 | 0 | 0 | 0 | 0 | 0 | 0 | 0 | 0 | 0 | 0 | 0 | 0 | 0 | 0 | 0 | 0 | 0 | 0 | 0 | 0 | 0 | 0 | 0 | 0 | 0 | 0 | 0
CONE | 0 | [9 empty] | 0 | [9 empty] | 0 | [9 empty] | 0 | 0
FOM | 0 | 0 | 0 | 0 | 0 | 0 | 0 | 0 | 0 | 0 | 0 | 0 | 0 | 0 | 0 | 0 | 0 | 0 | 0 | 0 | 0 | 0 | 0 | 0 | 0 | 0 | 0 | 0 | 0 | 0 | 0 | 0
WC | 0 | 0 | 0 | 0 | 0 | 0 | 0 | 0 | 0 | 0 | 0 | 0 | 0 | 0 | 0 | 0 | 0 | 0 | 0 | 0 | 0 | 0 | 0 | 0 | 0 | 0 | 0 | 0 | 0 | 0 | 0 | 0
CONE | 0 | [9 empty] | 0 | [9 empty] | 0 | [9 empty] | 0 | 0
FOM | 0 | 0 | 0 | 0 | 0 | 0 | 0 | 0 | 0 | 0 | 0 | 0 | 0 | 0 | 0 | 0 | 0 | 0 | 0 | 0 | 0 | 0 | 0 | 0 | 0 | 0 | 0 | 0 | 0 | 0 | 0 | 0
H2 Pipeline - Repurposed | 0 | 0 | 0 | 0 | 0 | 0 | 0 | 0 | 0 | 0 | 23605582.0234 | 0 | 0 | 0 | 0 | 0 | 0 | 0 | 0 | 0 | 511706144.6135 | 127473208.6733 | 127473208.6733 | 127473208.6733 | 127473208.6733 | 127473208.6733 | 127473208.6733 | 127473208.6733 | 127473208.6733 | 127473208.6733 | 259712331.7328 | 1942282936.429
MI | 0 | 0 | 0 | 0 | 0 | 0 | 0 | 0 | 0 | 0 | 0 | 0 | 0 | 0 | 0 | 0 | 0 | 0 | 0 | 0 | 0 | 0 | 0 | 0 | 0 | 0 | 0 | 0 | 0 | 0 | 0 | 0
CONE | 0 | [9 empty] | 0 | [9 empty] | 0 | [9 empty] | 0 | 0
FOM | 0 | 0 | 0 | 0 | 0 | 0 | 0 | 0 | 0 | 0 | 0 | 0 | 0 | 0 | 0 | 0 | 0 | 0 | 0 | 0 | 0 | 0 | 0 | 0 | 0 | 0 | 0 | 0 | 0 | 0 | 0 | 0
NY | 0 | 0 | 0 | 0 | 0 | 0 | 0 | 0 | 0 | 0 | 0 | 0 | 0 | 0 | 0 | 0 | 0 | 0 | 0 | 0 | 0 | 0 | 0 | 0 | 0 | 0 | 0 | 0 | 0 | 0 | 0 | 0
CONE | 0 | [9 empty] | 0 | [9 empty] | 0 | [9 empty] | 0 | 0
FOM | 0 | 0 | 0 | 0 | 0 | 0 | 0 | 0 | 0 | 0 | 0 | 0 | 0 | 0 | 0 | 0 | 0 | 0 | 0 | 0 | 0 | 0 | 0 | 0 | 0 | 0 | 0 | 0 | 0 | 0 | 0 | 0
ON | 0 | 0 | 0 | 0 | 0 | 0 | 0 | 0 | 0 | 0 | 23605582.0234 | 0 | 0 | 0 | 0 | 0 | 0 | 0 | 0 | 0 | 23665859.9788 | 0 | 0 | 0 | 0 | 0 | 0 | 0 | 0 | 0 | 2255881.1706 | 49527323.1728
CONE | 0 | [9 empty] | 23605582.0234 | [9 empty] | 23665859.9788 | [9 empty] | 2255881.1706 | 49527323.1728
FOM | 0 | 0 | 0 | 0 | 0 | 0 | 0 | 0 | 0 | 0 | 0 | 0 | 0 | 0 | 0 | 0 | 0 | 0 | 0 | 0 | 0 | 0 | 0 | 0 | 0 | 0 | 0 | 0 | 0 | 0 | 0 | 0
PJ | 0 | 0 | 0 | 0 | 0 | 0 | 0 | 0 | 0 | 0 | 0 | 0 | 0 | 0 | 0 | 0 | 0 | 0 | 0 | 0 | 0 | 0 | 0 | 0 | 0 | 0 | 0 | 0 | 0 | 0 | 0 | 0
CONE | 0 | [9 empty] | 0 | [9 empty] | 0 | [9 empty] | 0 | 0
FOM | 0 | 0 | 0 | 0 | 0 | 0 | 0 | 0 | 0 | 0 | 0 | 0 | 0 | 0 | 0 | 0 | 0 | 0 | 0 | 0 | 0 | 0 | 0 | 0 | 0 | 0 | 0 | 0 | 0 | 0 | 0 | 0
QC | 0 | 0 | 0 | 0 | 0 | 0 | 0 | 0 | 0 | 0 | 0 | 0 | 0 | 0 | 0 | 0 | 0 | 0 | 0 | 0 | 0 | 0 | 0 | 0 | 0 | 0 | 0 | 0 | 0 | 0 | 4936074.7253 | 4936074.7253
CONE | 0 | [9 empty] | 0 | [9 empty] | 0 | [9 empty] | 1009651.6484 | 1009651.6484
FOM | 0 | 0 | 0 | 0 | 0 | 0 | 0 | 0 | 0 | 0 | 0 | 0 | 0 | 0 | 0 | 0 | 0 | 0 | 0 | 0 | 0 | 0 | 0 | 0 | 0 | 0 | 0 | 0 | 0 | 0 | 3926423.0769 | 3926423.0769
WC | 0 | 0 | 0 | 0 | 0 | 0 | 0 | 0 | 0 | 0 | 0 | 0 | 0 | 0 | 0 | 0 | 0 | 0 | 0 | 0 | 488040284.6347 | 127473208.6733 | 127473208.6733 | 127473208.6733 | 127473208.6733 | 127473208.6733 | 127473208.6733 | 127473208.6733 | 127473208.6733 | 127473208.6733 | 252520375.8369 | 1887819538.5309
CONE | 0 | [9 empty] | 0 | [9 empty] | 360567075.9615 | [9 empty] | 25577829.6471 | 386144905.6086
FOM | 0 | 0 | 0 | 0 | 0 | 0 | 0 | 0 | 0 | 0 | 0 | 0 | 0 | 0 | 0 | 0 | 0 | 0 | 0 | 0 | 127473208.6733 | 127473208.6733 | 127473208.6733 | 127473208.6733 | 127473208.6733 | 127473208.6733 | 127473208.6733 | 127473208.6733 | 127473208.6733 | 127473208.6733 | 226942546.1898 | 1501674632.9223
Methane | 0 | 0 | 0 | 0 | 0 | 0 | 0 | 0 | 0 | 0 | 0 | 0 | 0 | 0 | 0 | 0 | 0 | 0 | 0 | 0 | 0 | 0 | 0 | 0 | 0 | 0 | 0 | 0 | 0 | 0 | 0 | 0
CH4 Pipeline | 0 | 0 | 0 | 0 | 0 | 0 | 0 | 0 | 0 | 0 | 0 | 0 | 0 | 0 | 0 | 0 | 0 | 0 | 0 | 0 | 0 | 0 | 0 | 0 | 0 | 0 | 0 | 0 | 0 | 0 | 0 | 0
MI | 0 | 0 | 0 | 0 | 0 | 0 | 0 | 0 | 0 | 0 | 0 | 0 | 0 | 0 | 0 | 0 | 0 | 0 | 0 | 0 | 0 | 0 | 0 | 0 | 0 | 0 | 0 | 0 | 0 | 0 | 0 | 0
CONE | 0 | [9 empty] | 0 | [9 empty] | 0 | [9 empty] | 0 | 0
FOM | 0 | 0 | 0 | 0 | 0 | 0 | 0 | 0 | 0 | 0 | 0 | 0 | 0 | 0 | 0 | 0 | 0 | 0 | 0 | 0 | 0 | 0 | 0 | 0 | 0 | 0 | 0 | 0 | 0 | 0 | 0 | 0
NY | 0 | 0 | 0 | 0 | 0 | 0 | 0 | 0 | 0 | 0 | 0 | 0 | 0 | 0 | 0 | 0 | 0 | 0 | 0 | 0 | 0 | 0 | 0 | 0 | 0 | 0 | 0 | 0 | 0 | 0 | 0 | 0
CONE | 0 | [9 empty] | 0 | [9 empty] | 0 | [9 empty] | 0 | 0
FOM | 0 | 0 | 0 | 0 | 0 | 0 | 0 | 0 | 0 | 0 | 0 | 0 | 0 | 0 | 0 | 0 | 0 | 0 | 0 | 0 | 0 | 0 | 0 | 0 | 0 | 0 | 0 | 0 | 0 | 0 | 0 | 0
ON | 0 | 0 | 0 | 0 | 0 | 0 | 0 | 0 | 0 | 0 | 0 | 0 | 0 | 0 | 0 | 0 | 0 | 0 | 0 | 0 | 0 | 0 | 0 | 0 | 0 | 0 | 0 | 0 | 0 | 0 | 0 | 0
CONE | 0 | [9 empty] | 0 | [9 empty] | 0 | [9 empty] | 0 | 0
FOM | 0 | 0 | 0 | 0 | 0 | 0 | 0 | 0 | 0 | 0 | 0 | 0 | 0 | 0 | 0 | 0 | 0 | 0 | 0 | 0 | 0 | 0 | 0 | 0 | 0 | 0 | 0 | 0 | 0 | 0 | 0 | 0
PJ | 0 | 0 | 0 | 0 | 0 | 0 | 0 | 0 | 0 | 0 | 0 | 0 | 0 | 0 | 0 | 0 | 0 | 0 | 0 | 0 | 0 | 0 | 0 | 0 | 0 | 0 | 0 | 0 | 0 | 0 | 0 | 0
CONE | 0 | [9 empty] | 0 | [9 empty] | 0 | [9 empty] | 0 | 0
FOM | 0 | 0 | 0 | 0 | 0 | 0 | 0 | 0 | 0 | 0 | 0 | 0 | 0 | 0 | 0 | 0 | 0 | 0 | 0 | 0 | 0 | 0 | 0 | 0 | 0 | 0 | 0 | 0 | 0 | 0 | 0 | 0
QC | 0 | 0 | 0 | 0 | 0 | 0 | 0 | 0 | 0 | 0 | 0 | 0 | 0 | 0 | 0 | 0 | 0 | 0 | 0 | 0 | 0 | 0 | 0 | 0 | 0 | 0 | 0 | 0 | 0 | 0 | 0 | 0
CONE | 0 | [9 empty] | 0 | [9 empty] | 0 | [9 empty] | 0 | 0
FOM | 0 | 0 | 0 | 0 | 0 | 0 | 0 | 0 | 0 | 0 | 0 | 0 | 0 | 0 | 0 | 0 | 0 | 0 | 0 | 0 | 0 | 0 | 0 | 0 | 0 | 0 | 0 | 0 | 0 | 0 | 0 | 0
WC | 0 | 0 | 0 | 0 | 0 | 0 | 0 | 0 | 0 | 0 | 0 | 0 | 0 | 0 | 0 | 0 | 0 | 0 | 0 | 0 | 0 | 0 | 0 | 0 | 0 | 0 | 0 | 0 | 0 | 0 | 0 | 0
CONE | 0 | [9 empty] | 0 | [9 empty] | 0 | [9 empty] | 0 | 0
FOM | 0 | 0 | 0 | 0 | 0 | 0 | 0 | 0 | 0 | 0 | 0 | 0 | 0 | 0 | 0 | 0 | 0 | 0 | 0 | 0 | 0 | 0 | 0 | 0 | 0 | 0 | 0 | 0 | 0 | 0 | 0 | 0
Grand Total | 0 | 0 | 0 | 0 | 0 | 0 | 0 | 0 | 0 | 0 | 1617695508.2147 | 20881875 | 20881875 | 20881875 | 20881875 | 20881875 | 20881875 | 20881875 | 20881875 | 20881875 | 1820329755.8801 | 170365708.6733 | 170365708.6733 | 170365708.6733 | 170365708.6733 | 170365708.6733 | 170365708.6733 | 170365708.6733 | 170365708.6733 | 170365708.6733 | 394287951.0451 | 5553541468.1992
Note: These costs are the CONE and FOM interconnections and intraconnection infratructure in real 2020 dollars.

## CF_all_discounted
ScenarioName | ModelYr | SupplyTechnology | SupplyTechType | GENtoDISFuel | SubRegion | var_type | CostType | SolutionCost | SubRegion_From | SubRegion_To | InfraTechnology | SubRegion1 | SubRegion2 | CarbonOffset | DiscountVector | PV_SolutionCost
LCP_Inputs_ON_Electric_IEA_2023_05_05 | 2020 | Anaerobic Digestion | Generation | Methane | MI | Dispatch-Generation | EmissionsCost | 0 | [6 empty] | 1 | 0
LCP_Inputs_ON_Electric_IEA_2023_05_05 | 2020 | Anaerobic Digestion | Generation | Methane | MI | Dispatch-Generation | FuelCost | 0 | [6 empty] | 1 | 0
LCP_Inputs_ON_Electric_IEA_2023_05_05 | 2020 | Anaerobic Digestion | Generation | Methane | MI | Dispatch-Generation | VOM | 0 | [6 empty] | 1 | 0
LCP_Inputs_ON_Electric_IEA_2023_05_05 | 2020 | Anaerobic Digestion | Generation | Methane | NY | Dispatch-Generation | EmissionsCost | 0 | [6 empty] | 1 | 0
LCP_Inputs_ON_Electric_IEA_2023_05_05 | 2020 | Anaerobic Digestion | Generation | Methane | NY | Dispatch-Generation | FuelCost | 0 | [6 empty] | 1 | 0
LCP_Inputs_ON_Electric_IEA_2023_05_05 | 2020 | Anaerobic Digestion | Generation | Methane | NY | Dispatch-Generation | VOM | 0 | [6 empty] | 1 | 0
LCP_Inputs_ON_Electric_IEA_2023_05_05 | 2020 | Anaerobic Digestion | Generation | Methane | ON | Dispatch-Generation | EmissionsCost | 0 | [6 empty] | 1 | 0
LCP_Inputs_ON_Electric_IEA_2023_05_05 | 2020 | Anaerobic Digestion | Generation | Methane | ON | Dispatch-Generation | FuelCost | 0 | [6 empty] | 1 | 0
LCP_Inputs_ON_Electric_IEA_2023_05_05 | 2020 | Anaerobic Digestion | Generation | Methane | ON | Dispatch-Generation | VOM | 0 | [6 empty] | 1 | 0
LCP_Inputs_ON_Electric_IEA_2023_05_05 | 2020 | Anaerobic Digestion | Generation | Methane | PJ | Dispatch-Generation | EmissionsCost | 0 | [6 empty] | 1 | 0
LCP_Inputs_ON_Electric_IEA_2023_05_05 | 2020 | Anaerobic Digestion | Generation | Methane | PJ | Dispatch-Generation | FuelCost | 0 | [6 empty] | 1 | 0
LCP_Inputs_ON_Electric_IEA_2023_05_05 | 2020 | Anaerobic Digestion | Generation | Methane | PJ | Dispatch-Generation | VOM | 0 | [6 empty] | 1 | 0
LCP_Inputs_ON_Electric_IEA_2023_05_05 | 2020 | Anaerobic Digestion | Generation | Methane | QC | Dispatch-Generation | EmissionsCost | 0 | [6 empty] | 1 | 0
LCP_Inputs_ON_Electric_IEA_2023_05_05 | 2020 | Anaerobic Digestion | Generation | Methane | QC | Dispatch-Generation | FuelCost | 0 | [6 empty] | 1 | 0
LCP_Inputs_ON_Electric_IEA_2023_05_05 | 2020 | Anaerobic Digestion | Generation | Methane | QC | Dispatch-Generation | VOM | 0 | [6 empty] | 1 | 0
LCP_Inputs_ON_Electric_IEA_2023_05_05 | 2020 | Anaerobic Digestion | Generation | Methane | WC | Dispatch-Generation | EmissionsCost | 0 | [6 empty] | 1 | 0
LCP_Inputs_ON_Electric_IEA_2023_05_05 | 2020 | Anaerobic Digestion | Generation | Methane | WC | Dispatch-Generation | FuelCost | 0 | [6 empty] | 1 | 0
LCP_Inputs_ON_Electric_IEA_2023_05_05 | 2020 | Anaerobic Digestion | Generation | Methane | WC | Dispatch-Generation | VOM | 0 | [6 empty] | 1 | 0
LCP_Inputs_ON_Electric_IEA_2023_05_05 | 2020 | Battery Storage | Storage | Electricity | MI | Dispatch-Storage | EmissionsCost | 0 | [6 empty] | 1 | 0
LCP_Inputs_ON_Electric_IEA_2023_05_05 | 2020 | Battery Storage | Storage | Electricity | MI | Dispatch-Storage | FuelCost | 0 | [6 empty] | 1 | 0
LCP_Inputs_ON_Electric_IEA_2023_05_05 | 2020 | Battery Storage | Storage | Electricity | MI | Dispatch-Storage | VOM | 0 | [6 empty] | 1 | 0
LCP_Inputs_ON_Electric_IEA_2023_05_05 | 2020 | Battery Storage | Storage | Electricity | NY | Dispatch-Storage | EmissionsCost | 0 | [6 empty] | 1 | 0
LCP_Inputs_ON_Electric_IEA_2023_05_05 | 2020 | Battery Storage | Storage | Electricity | NY | Dispatch-Storage | FuelCost | 0 | [6 empty] | 1 | 0
LCP_Inputs_ON_Electric_IEA_2023_05_05 | 2020 | Battery Storage | Storage | Electricity | NY | Dispatch-Storage | VOM | 0 | [6 empty] | 1 | 0
LCP_Inputs_ON_Electric_IEA_2023_05_05 | 2020 | Battery Storage | Storage | Electricity | ON | Dispatch-Storage | EmissionsCost | 0 | [6 empty] | 1 | 0
LCP_Inputs_ON_Electric_IEA_2023_05_05 | 2020 | Battery Storage | Storage | Electricity | ON | Dispatch-Storage | FuelCost | 0 | [6 empty] | 1 | 0
LCP_Inputs_ON_Electric_IEA_2023_05_05 | 2020 | Battery Storage | Storage | Electricity | ON | Dispatch-Storage | VOM | 0 | [6 empty] | 1 | 0
LCP_Inputs_ON_Electric_IEA_2023_05_05 | 2020 | Battery Storage | Storage | Electricity | PJ | Dispatch-Storage | EmissionsCost | 0 | [6 empty] | 1 | 0
LCP_Inputs_ON_Electric_IEA_2023_05_05 | 2020 | Battery Storage | Storage | Electricity | PJ | Dispatch-Storage | FuelCost | 0 | [6 empty] | 1 | 0
LCP_Inputs_ON_Electric_IEA_2023_05_05 | 2020 | Battery Storage | Storage | Electricity | PJ | Dispatch-Storage | VOM | 0 | [6 empty] | 1 | 0
LCP_Inputs_ON_Electric_IEA_2023_05_05 | 2020 | Battery Storage | Storage | Electricity | QC | Dispatch-Storage | EmissionsCost | 0 | [6 empty] | 1 | 0
LCP_Inputs_ON_Electric_IEA_2023_05_05 | 2020 | Battery Storage | Storage | Electricity | QC | Dispatch-Storage | FuelCost | 0 | [6 empty] | 1 | 0
LCP_Inputs_ON_Electric_IEA_2023_05_05 | 2020 | Battery Storage | Storage | Electricity | QC | Dispatch-Storage | VOM | 0 | [6 empty] | 1 | 0
LCP_Inputs_ON_Electric_IEA_2023_05_05 | 2020 | Battery Storage | Storage | Electricity | WC | Dispatch-Storage | EmissionsCost | 0 | [6 empty] | 1 | 0
LCP_Inputs_ON_Electric_IEA_2023_05_05 | 2020 | Battery Storage | Storage | Electricity | WC | Dispatch-Storage | FuelCost | 0 | [6 empty] | 1 | 0
LCP_Inputs_ON_Electric_IEA_2023_05_05 | 2020 | Battery Storage | Storage | Electricity | WC | Dispatch-Storage | VOM | 0 | [6 empty] | 1 | 0
LCP_Inputs_ON_Electric_IEA_2023_05_05 | 2020 | Biomass | Generation | Electricity | MI | Dispatch-Generation | EmissionsCost | 0 | [6 empty] | 1 | 0
LCP_Inputs_ON_Electric_IEA_2023_05_05 | 2020 | Biomass | Generation | Electricity | MI | Dispatch-Generation | FuelCost | 0 | [6 empty] | 1 | 0
LCP_Inputs_ON_Electric_IEA_2023_05_05 | 2020 | Biomass | Generation | Electricity | MI | Dispatch-Generation | VOM | 0 | [6 empty] | 1 | 0
LCP_Inputs_ON_Electric_IEA_2023_05_05 | 2020 | Biomass | Generation | Electricity | NY | Dispatch-Generation | EmissionsCost | 0 | [6 empty] | 1 | 0
LCP_Inputs_ON_Electric_IEA_2023_05_05 | 2020 | Biomass | Generation | Electricity | NY | Dispatch-Generation | FuelCost | 0 | [6 empty] | 1 | 0
LCP_Inputs_ON_Electric_IEA_2023_05_05 | 2020 | Biomass | Generation | Electricity | NY | Dispatch-Generation | VOM | 0 | [6 empty] | 1 | 0
LCP_Inputs_ON_Electric_IEA_2023_05_05 | 2020 | Biomass | Generation | Electricity | ON | Dispatch-Generation | EmissionsCost | 0 | [6 empty] | 1 | 0
LCP_Inputs_ON_Electric_IEA_2023_05_05 | 2020 | Biomass | Generation | Electricity | ON | Dispatch-Generation | FuelCost | 0 | [6 empty] | 1 | 0
LCP_Inputs_ON_Electric_IEA_2023_05_05 | 2020 | Biomass | Generation | Electricity | ON | Dispatch-Generation | VOM | 0 | [6 empty] | 1 | 0
LCP_Inputs_ON_Electric_IEA_2023_05_05 | 2020 | Biomass | Generation | Electricity | PJ | Dispatch-Generation | EmissionsCost | 0 | [6 empty] | 1 | 0
LCP_Inputs_ON_Electric_IEA_2023_05_05 | 2020 | Biomass | Generation | Electricity | PJ | Dispatch-Generation | FuelCost | 0 | [6 empty] | 1 | 0
LCP_Inputs_ON_Electric_IEA_2023_05_05 | 2020 | Biomass | Generation | Electricity | PJ | Dispatch-Generation | VOM | 0 | [6 empty] | 1 | 0
LCP_Inputs_ON_Electric_IEA_2023_05_05 | 2020 | Biomass | Generation | Electricity | QC | Dispatch-Generation | EmissionsCost | 0 | [6 empty] | 1 | 0
LCP_Inputs_ON_Electric_IEA_2023_05_05 | 2020 | Biomass | Generation | Electricity | QC | Dispatch-Generation | FuelCost | 0 | [6 empty] | 1 | 0
LCP_Inputs_ON_Electric_IEA_2023_05_05 | 2020 | Biomass | Generation | Electricity | QC | Dispatch-Generation | VOM | 0 | [6 empty] | 1 | 0
LCP_Inputs_ON_Electric_IEA_2023_05_05 | 2020 | Biomass | Generation | Electricity | WC | Dispatch-Generation | EmissionsCost | 0 | [6 empty] | 1 | 0
LCP_Inputs_ON_Electric_IEA_2023_05_05 | 2020 | Biomass | Generation | Electricity | WC | Dispatch-Generation | FuelCost | 0 | [6 empty] | 1 | 0
LCP_Inputs_ON_Electric_IEA_2023_05_05 | 2020 | Biomass | Generation | Electricity | WC | Dispatch-Generation | VOM | 0 | [6 empty] | 1 | 0
LCP_Inputs_ON_Electric_IEA_2023_05_05 | 2020 | Biomass + CCS | Generation | Electricity | MI | Dispatch-Generation | EmissionsCost | 0 | [6 empty] | 1 | 0
LCP_Inputs_ON_Electric_IEA_2023_05_05 | 2020 | Biomass + CCS | Generation | Electricity | MI | Dispatch-Generation | FuelCost | 0 | [6 empty] | 1 | 0
LCP_Inputs_ON_Electric_IEA_2023_05_05 | 2020 | Biomass + CCS | Generation | Electricity | MI | Dispatch-Generation | VOM | 0 | [6 empty] | 1 | 0
LCP_Inputs_ON_Electric_IEA_2023_05_05 | 2020 | Biomass + CCS | Generation | Electricity | NY | Dispatch-Generation | EmissionsCost | 0 | [6 empty] | 1 | 0
LCP_Inputs_ON_Electric_IEA_2023_05_05 | 2020 | Biomass + CCS | Generation | Electricity | NY | Dispatch-Generation | FuelCost | 0 | [6 empty] | 1 | 0
LCP_Inputs_ON_Electric_IEA_2023_05_05 | 2020 | Biomass + CCS | Generation | Electricity | NY | Dispatch-Generation | VOM | 0 | [6 empty] | 1 | 0
LCP_Inputs_ON_Electric_IEA_2023_05_05 | 2020 | Biomass + CCS | Generation | Electricity | ON | Dispatch-Generation | EmissionsCost | 0 | [6 empty] | 1 | 0
LCP_Inputs_ON_Electric_IEA_2023_05_05 | 2020 | Biomass + CCS | Generation | Electricity | ON | Dispatch-Generation | FuelCost | 0 | [6 empty] | 1 | 0
LCP_Inputs_ON_Electric_IEA_2023_05_05 | 2020 | Biomass + CCS | Generation | Electricity | ON | Dispatch-Generation | VOM | 0 | [6 empty] | 1 | 0
LCP_Inputs_ON_Electric_IEA_2023_05_05 | 2020 | Biomass + CCS | Generation | Electricity | PJ | Dispatch-Generation | EmissionsCost | 0 | [6 empty] | 1 | 0
LCP_Inputs_ON_Electric_IEA_2023_05_05 | 2020 | Biomass + CCS | Generation | Electricity | PJ | Dispatch-Generation | FuelCost | 0 | [6 empty] | 1 | 0
LCP_Inputs_ON_Electric_IEA_2023_05_05 | 2020 | Biomass + CCS | Generation | Electricity | PJ | Dispatch-Generation | VOM | 0 | [6 empty] | 1 | 0
LCP_Inputs_ON_Electric_IEA_2023_05_05 | 2020 | Biomass + CCS | Generation | Electricity | QC | Dispatch-Generation | EmissionsCost | 0 | [6 empty] | 1 | 0
LCP_Inputs_ON_Electric_IEA_2023_05_05 | 2020 | Biomass + CCS | Generation | Electricity | QC | Dispatch-Generation | FuelCost | 0 | [6 empty] | 1 | 0
LCP_Inputs_ON_Electric_IEA_2023_05_05 | 2020 | Biomass + CCS | Generation | Electricity | QC | Dispatch-Generation | VOM | 0 | [6 empty] | 1 | 0
LCP_Inputs_ON_Electric_IEA_2023_05_05 | 2020 | Biomass + CCS | Generation | Electricity | WC | Dispatch-Generation | EmissionsCost | 0 | [6 empty] | 1 | 0
LCP_Inputs_ON_Electric_IEA_2023_05_05 | 2020 | Biomass + CCS | Generation | Electricity | WC | Dispatch-Generation | FuelCost | 0 | [6 empty] | 1 | 0
LCP_Inputs_ON_Electric_IEA_2023_05_05 | 2020 | Biomass + CCS | Generation | Electricity | WC | Dispatch-Generation | VOM | 0 | [6 empty] | 1 | 0
LCP_Inputs_ON_Electric_IEA_2023_05_05 | 2020 | CH4 + CCS | Generation | Methane | MI | Dispatch-Generation | EmissionsCost | 0 | [6 empty] | 1 | 0
LCP_Inputs_ON_Electric_IEA_2023_05_05 | 2020 | CH4 + CCS | Generation | Methane | MI | Dispatch-Generation | FuelCost | 0 | [6 empty] | 1 | 0
LCP_Inputs_ON_Electric_IEA_2023_05_05 | 2020 | CH4 + CCS | Generation | Methane | MI | Dispatch-Generation | VOM | 0 | [6 empty] | 1 | 0
LCP_Inputs_ON_Electric_IEA_2023_05_05 | 2020 | CH4 + CCS | Generation | Methane | NY | Dispatch-Generation | EmissionsCost | 0 | [6 empty] | 1 | 0
LCP_Inputs_ON_Electric_IEA_2023_05_05 | 2020 | CH4 + CCS | Generation | Methane | NY | Dispatch-Generation | FuelCost | 0 | [6 empty] | 1 | 0
LCP_Inputs_ON_Electric_IEA_2023_05_05 | 2020 | CH4 + CCS | Generation | Methane | NY | Dispatch-Generation | VOM | 0 | [6 empty] | 1 | 0
LCP_Inputs_ON_Electric_IEA_2023_05_05 | 2020 | CH4 + CCS | Generation | Methane | ON | Dispatch-Generation | EmissionsCost | 0 | [6 empty] | 1 | 0
LCP_Inputs_ON_Electric_IEA_2023_05_05 | 2020 | CH4 + CCS | Generation | Methane | ON | Dispatch-Generation | FuelCost | 0 | [6 empty] | 1 | 0
LCP_Inputs_ON_Electric_IEA_2023_05_05 | 2020 | CH4 + CCS | Generation | Methane | ON | Dispatch-Generation | VOM | 0 | [6 empty] | 1 | 0
LCP_Inputs_ON_Electric_IEA_2023_05_05 | 2020 | CH4 + CCS | Generation | Methane | PJ | Dispatch-Generation | EmissionsCost | 0 | [6 empty] | 1 | 0
LCP_Inputs_ON_Electric_IEA_2023_05_05 | 2020 | CH4 + CCS | Generation | Methane | PJ | Dispatch-Generation | FuelCost | 0 | [6 empty] | 1 | 0
LCP_Inputs_ON_Electric_IEA_2023_05_05 | 2020 | CH4 + CCS | Generation | Methane | PJ | Dispatch-Generation | VOM | 0 | [6 empty] | 1 | 0
LCP_Inputs_ON_Electric_IEA_2023_05_05 | 2020 | CH4 + CCS | Generation | Methane | QC | Dispatch-Generation | EmissionsCost | 0 | [6 empty] | 1 | 0
LCP_Inputs_ON_Electric_IEA_2023_05_05 | 2020 | CH4 + CCS | Generation | Methane | QC | Dispatch-Generation | FuelCost | 0 | [6 empty] | 1 | 0
LCP_Inputs_ON_Electric_IEA_2023_05_05 | 2020 | CH4 + CCS | Generation | Methane | QC | Dispatch-Generation | VOM | 0 | [6 empty] | 1 | 0
LCP_Inputs_ON_Electric_IEA_2023_05_05 | 2020 | CH4 + CCS | Generation | Methane | WC | Dispatch-Generation | EmissionsCost | 0 | [6 empty] | 1 | 0
LCP_Inputs_ON_Electric_IEA_2023_05_05 | 2020 | CH4 + CCS | Generation | Methane | WC | Dispatch-Generation | FuelCost | 0 | [6 empty] | 1 | 0
LCP_Inputs_ON_Electric_IEA_2023_05_05 | 2020 | CH4 + CCS | Generation | Methane | WC | Dispatch-Generation | VOM | 0 | [6 empty] | 1 | 0
LCP_Inputs_ON_Electric_IEA_2023_05_05 | 2020 | CH4 Import - NY 2020 | Import | Methane | MI | Dispatch-Import | EmissionsCost | 0 | [6 empty] | 1 | 0
LCP_Inputs_ON_Electric_IEA_2023_05_05 | 2020 | CH4 Import - NY 2020 | Import | Methane | MI | Dispatch-Import | FuelCost | 0 | [6 empty] | 1 | 0
LCP_Inputs_ON_Electric_IEA_2023_05_05 | 2020 | CH4 Import - NY 2020 | Import | Methane | MI | Dispatch-Import | VOM | 0 | [6 empty] | 1 | 0
LCP_Inputs_ON_Electric_IEA_2023_05_05 | 2020 | CH4 Import - NY 2020 | Import | Methane | NY | Dispatch-Import | EmissionsCost | 282343065.1873 | [6 empty] | 1 | 282343065.1873
LCP_Inputs_ON_Electric_IEA_2023_05_05 | 2020 | CH4 Import - NY 2020 | Import | Methane | NY | Dispatch-Import | FuelCost | 407790143.0843 | [6 empty] | 1 | 407790143.0843
LCP_Inputs_ON_Electric_IEA_2023_05_05 | 2020 | CH4 Import - NY 2020 | Import | Methane | NY | Dispatch-Import | VOM | 0 | [6 empty] | 1 | 0
LCP_Inputs_ON_Electric_IEA_2023_05_05 | 2020 | CH4 Import - NY 2020 | Import | Methane | ON | Dispatch-Import | EmissionsCost | 0 | [6 empty] | 1 | 0
LCP_Inputs_ON_Electric_IEA_2023_05_05 | 2020 | CH4 Import - NY 2020 | Import | Methane | ON | Dispatch-Import | FuelCost | 0 | [6 empty] | 1 | 0
LCP_Inputs_ON_Electric_IEA_2023_05_05 | 2020 | CH4 Import - NY 2020 | Import | Methane | ON | Dispatch-Import | VOM | 0 | [6 empty] | 1 | 0
LCP_Inputs_ON_Electric_IEA_2023_05_05 | 2020 | CH4 Import - NY 2020 | Import | Methane | PJ | Dispatch-Import | EmissionsCost | 0 | [6 empty] | 1 | 0
LCP_Inputs_ON_Electric_IEA_2023_05_05 | 2020 | CH4 Import - NY 2020 | Import | Methane | PJ | Dispatch-Import | FuelCost | 0 | [6 empty] | 1 | 0
LCP_Inputs_ON_Electric_IEA_2023_05_05 | 2020 | CH4 Import - NY 2020 | Import | Methane | PJ | Dispatch-Import | VOM | 0 | [6 empty] | 1 | 0
LCP_Inputs_ON_Electric_IEA_2023_05_05 | 2020 | CH4 Import - NY 2020 | Import | Methane | QC | Dispatch-Import | EmissionsCost | 0 | [6 empty] | 1 | 0
LCP_Inputs_ON_Electric_IEA_2023_05_05 | 2020 | CH4 Import - NY 2020 | Import | Methane | QC | Dispatch-Import | FuelCost | 0 | [6 empty] | 1 | 0
LCP_Inputs_ON_Electric_IEA_2023_05_05 | 2020 | CH4 Import - NY 2020 | Import | Methane | QC | Dispatch-Import | VOM | 0 | [6 empty] | 1 | 0
LCP_Inputs_ON_Electric_IEA_2023_05_05 | 2020 | CH4 Import - NY 2020 | Import | Methane | WC | Dispatch-Import | EmissionsCost | 0 | [6 empty] | 1 | 0
LCP_Inputs_ON_Electric_IEA_2023_05_05 | 2020 | CH4 Import - NY 2020 | Import | Methane | WC | Dispatch-Import | FuelCost | 0 | [6 empty] | 1 | 0
LCP_Inputs_ON_Electric_IEA_2023_05_05 | 2020 | CH4 Import - NY 2020 | Import | Methane | WC | Dispatch-Import | VOM | 0 | [6 empty] | 1 | 0
LCP_Inputs_ON_Electric_IEA_2023_05_05 | 2020 | CH4 Import - NY 2030 | Import | Methane | MI | Dispatch-Import | EmissionsCost | 0 | [6 empty] | 1 | 0
LCP_Inputs_ON_Electric_IEA_2023_05_05 | 2020 | CH4 Import - NY 2030 | Import | Methane | MI | Dispatch-Import | FuelCost | 0 | [6 empty] | 1 | 0
LCP_Inputs_ON_Electric_IEA_2023_05_05 | 2020 | CH4 Import - NY 2030 | Import | Methane | MI | Dispatch-Import | VOM | 0 | [6 empty] | 1 | 0
LCP_Inputs_ON_Electric_IEA_2023_05_05 | 2020 | CH4 Import - NY 2030 | Import | Methane | NY | Dispatch-Import | EmissionsCost | 0 | [6 empty] | 1 | 0
LCP_Inputs_ON_Electric_IEA_2023_05_05 | 2020 | CH4 Import - NY 2030 | Import | Methane | NY | Dispatch-Import | FuelCost | 0 | [6 empty] | 1 | 0
LCP_Inputs_ON_Electric_IEA_2023_05_05 | 2020 | CH4 Import - NY 2030 | Import | Methane | NY | Dispatch-Import | VOM | 0 | [6 empty] | 1 | 0
LCP_Inputs_ON_Electric_IEA_2023_05_05 | 2020 | CH4 Import - NY 2030 | Import | Methane | ON | Dispatch-Import | EmissionsCost | 0 | [6 empty] | 1 | 0
LCP_Inputs_ON_Electric_IEA_2023_05_05 | 2020 | CH4 Import - NY 2030 | Import | Methane | ON | Dispatch-Import | FuelCost | 0 | [6 empty] | 1 | 0
LCP_Inputs_ON_Electric_IEA_2023_05_05 | 2020 | CH4 Import - NY 2030 | Import | Methane | ON | Dispatch-Import | VOM | 0 | [6 empty] | 1 | 0
LCP_Inputs_ON_Electric_IEA_2023_05_05 | 2020 | CH4 Import - NY 2030 | Import | Methane | PJ | Dispatch-Import | EmissionsCost | 0 | [6 empty] | 1 | 0
LCP_Inputs_ON_Electric_IEA_2023_05_05 | 2020 | CH4 Import - NY 2030 | Import | Methane | PJ | Dispatch-Import | FuelCost | 0 | [6 empty] | 1 | 0
LCP_Inputs_ON_Electric_IEA_2023_05_05 | 2020 | CH4 Import - NY 2030 | Import | Methane | PJ | Dispatch-Import | VOM | 0 | [6 empty] | 1 | 0
LCP_Inputs_ON_Electric_IEA_2023_05_05 | 2020 | CH4 Import - NY 2030 | Import | Methane | QC | Dispatch-Import | EmissionsCost | 0 | [6 empty] | 1 | 0
LCP_Inputs_ON_Electric_IEA_2023_05_05 | 2020 | CH4 Import - NY 2030 | Import | Methane | QC | Dispatch-Import | FuelCost | 0 | [6 empty] | 1 | 0
LCP_Inputs_ON_Electric_IEA_2023_05_05 | 2020 | CH4 Import - NY 2030 | Import | Methane | QC | Dispatch-Import | VOM | 0 | [6 empty] | 1 | 0
LCP_Inputs_ON_Electric_IEA_2023_05_05 | 2020 | CH4 Import - NY 2030 | Import | Methane | WC | Dispatch-Import | EmissionsCost | 0 | [6 empty] | 1 | 0
LCP_Inputs_ON_Electric_IEA_2023_05_05 | 2020 | CH4 Import - NY 2030 | Import | Methane | WC | Dispatch-Import | FuelCost | 0 | [6 empty] | 1 | 0
LCP_Inputs_ON_Electric_IEA_2023_05_05 | 2020 | CH4 Import - NY 2030 | Import | Methane | WC | Dispatch-Import | VOM | 0 | [6 empty] | 1 | 0
LCP_Inputs_ON_Electric_IEA_2023_05_05 | 2020 | CH4 Import - NY 2040 | Import | Methane | MI | Dispatch-Import | EmissionsCost | 0 | [6 empty] | 1 | 0
LCP_Inputs_ON_Electric_IEA_2023_05_05 | 2020 | CH4 Import - NY 2040 | Import | Methane | MI | Dispatch-Import | FuelCost | 0 | [6 empty] | 1 | 0
LCP_Inputs_ON_Electric_IEA_2023_05_05 | 2020 | CH4 Import - NY 2040 | Import | Methane | MI | Dispatch-Import | VOM | 0 | [6 empty] | 1 | 0
LCP_Inputs_ON_Electric_IEA_2023_05_05 | 2020 | CH4 Import - NY 2040 | Import | Methane | NY | Dispatch-Import | EmissionsCost | 0 | [6 empty] | 1 | 0
LCP_Inputs_ON_Electric_IEA_2023_05_05 | 2020 | CH4 Import - NY 2040 | Import | Methane | NY | Dispatch-Import | FuelCost | 0 | [6 empty] | 1 | 0
LCP_Inputs_ON_Electric_IEA_2023_05_05 | 2020 | CH4 Import - NY 2040 | Import | Methane | NY | Dispatch-Import | VOM | 0 | [6 empty] | 1 | 0
LCP_Inputs_ON_Electric_IEA_2023_05_05 | 2020 | CH4 Import - NY 2040 | Import | Methane | ON | Dispatch-Import | EmissionsCost | 0 | [6 empty] | 1 | 0
LCP_Inputs_ON_Electric_IEA_2023_05_05 | 2020 | CH4 Import - NY 2040 | Import | Methane | ON | Dispatch-Import | FuelCost | 0 | [6 empty] | 1 | 0
LCP_Inputs_ON_Electric_IEA_2023_05_05 | 2020 | CH4 Import - NY 2040 | Import | Methane | ON | Dispatch-Import | VOM | 0 | [6 empty] | 1 | 0
LCP_Inputs_ON_Electric_IEA_2023_05_05 | 2020 | CH4 Import - NY 2040 | Import | Methane | PJ | Dispatch-Import | EmissionsCost | 0 | [6 empty] | 1 | 0
LCP_Inputs_ON_Electric_IEA_2023_05_05 | 2020 | CH4 Import - NY 2040 | Import | Methane | PJ | Dispatch-Import | FuelCost | 0 | [6 empty] | 1 | 0
LCP_Inputs_ON_Electric_IEA_2023_05_05 | 2020 | CH4 Import - NY 2040 | Import | Methane | PJ | Dispatch-Import | VOM | 0 | [6 empty] | 1 | 0
LCP_Inputs_ON_Electric_IEA_2023_05_05 | 2020 | CH4 Import - NY 2040 | Import | Methane | QC | Dispatch-Import | EmissionsCost | 0 | [6 empty] | 1 | 0
LCP_Inputs_ON_Electric_IEA_2023_05_05 | 2020 | CH4 Import - NY 2040 | Import | Methane | QC | Dispatch-Import | FuelCost | 0 | [6 empty] | 1 | 0
LCP_Inputs_ON_Electric_IEA_2023_05_05 | 2020 | CH4 Import - NY 2040 | Import | Methane | QC | Dispatch-Import | VOM | 0 | [6 empty] | 1 | 0
LCP_Inputs_ON_Electric_IEA_2023_05_05 | 2020 | CH4 Import - NY 2040 | Import | Methane | WC | Dispatch-Import | EmissionsCost | 0 | [6 empty] | 1 | 0
LCP_Inputs_ON_Electric_IEA_2023_05_05 | 2020 | CH4 Import - NY 2040 | Import | Methane | WC | Dispatch-Import | FuelCost | 0 | [6 empty] | 1 | 0
LCP_Inputs_ON_Electric_IEA_2023_05_05 | 2020 | CH4 Import - NY 2040 | Import | Methane | WC | Dispatch-Import | VOM | 0 | [6 empty] | 1 | 0
LCP_Inputs_ON_Electric_IEA_2023_05_05 | 2020 | CH4 Import - NY 2050 | Import | Methane | MI | Dispatch-Import | EmissionsCost | 0 | [6 empty] | 1 | 0
LCP_Inputs_ON_Electric_IEA_2023_05_05 | 2020 | CH4 Import - NY 2050 | Import | Methane | MI | Dispatch-Import | FuelCost | 0 | [6 empty] | 1 | 0
LCP_Inputs_ON_Electric_IEA_2023_05_05 | 2020 | CH4 Import - NY 2050 | Import | Methane | MI | Dispatch-Import | VOM | 0 | [6 empty] | 1 | 0
LCP_Inputs_ON_Electric_IEA_2023_05_05 | 2020 | CH4 Import - NY 2050 | Import | Methane | NY | Dispatch-Import | EmissionsCost | 0 | [6 empty] | 1 | 0
LCP_Inputs_ON_Electric_IEA_2023_05_05 | 2020 | CH4 Import - NY 2050 | Import | Methane | NY | Dispatch-Import | FuelCost | 0 | [6 empty] | 1 | 0
LCP_Inputs_ON_Electric_IEA_2023_05_05 | 2020 | CH4 Import - NY 2050 | Import | Methane | NY | Dispatch-Import | VOM | 0 | [6 empty] | 1 | 0
LCP_Inputs_ON_Electric_IEA_2023_05_05 | 2020 | CH4 Import - NY 2050 | Import | Methane | ON | Dispatch-Import | EmissionsCost | 0 | [6 empty] | 1 | 0
LCP_Inputs_ON_Electric_IEA_2023_05_05 | 2020 | CH4 Import - NY 2050 | Import | Methane | ON | Dispatch-Import | FuelCost | 0 | [6 empty] | 1 | 0
LCP_Inputs_ON_Electric_IEA_2023_05_05 | 2020 | CH4 Import - NY 2050 | Import | Methane | ON | Dispatch-Import | VOM | 0 | [6 empty] | 1 | 0
LCP_Inputs_ON_Electric_IEA_2023_05_05 | 2020 | CH4 Import - NY 2050 | Import | Methane | PJ | Dispatch-Import | EmissionsCost | 0 | [6 empty] | 1 | 0
LCP_Inputs_ON_Electric_IEA_2023_05_05 | 2020 | CH4 Import - NY 2050 | Import | Methane | PJ | Dispatch-Import | FuelCost | 0 | [6 empty] | 1 | 0
LCP_Inputs_ON_Electric_IEA_2023_05_05 | 2020 | CH4 Import - NY 2050 | Import | Methane | PJ | Dispatch-Import | VOM | 0 | [6 empty] | 1 | 0
LCP_Inputs_ON_Electric_IEA_2023_05_05 | 2020 | CH4 Import - NY 2050 | Import | Methane | QC | Dispatch-Import | EmissionsCost | 0 | [6 empty] | 1 | 0
LCP_Inputs_ON_Electric_IEA_2023_05_05 | 2020 | CH4 Import - NY 2050 | Import | Methane | QC | Dispatch-Import | FuelCost | 0 | [6 empty] | 1 | 0
LCP_Inputs_ON_Electric_IEA_2023_05_05 | 2020 | CH4 Import - NY 2050 | Import | Methane | QC | Dispatch-Import | VOM | 0 | [6 empty] | 1 | 0
LCP_Inputs_ON_Electric_IEA_2023_05_05 | 2020 | CH4 Import - NY 2050 | Import | Methane | WC | Dispatch-Import | EmissionsCost | 0 | [6 empty] | 1 | 0
LCP_Inputs_ON_Electric_IEA_2023_05_05 | 2020 | CH4 Import - NY 2050 | Import | Methane | WC | Dispatch-Import | FuelCost | 0 | [6 empty] | 1 | 0
LCP_Inputs_ON_Electric_IEA_2023_05_05 | 2020 | CH4 Import - NY 2050 | Import | Methane | WC | Dispatch-Import | VOM | 0 | [6 empty] | 1 | 0
LCP_Inputs_ON_Electric_IEA_2023_05_05 | 2020 | CH4 Import - WC 2020 | Import | Methane | MI | Dispatch-Import | EmissionsCost | 0 | [6 empty] | 1 | 0
LCP_Inputs_ON_Electric_IEA_2023_05_05 | 2020 | CH4 Import - WC 2020 | Import | Methane | MI | Dispatch-Import | FuelCost | 0 | [6 empty] | 1 | 0
LCP_Inputs_ON_Electric_IEA_2023_05_05 | 2020 | CH4 Import - WC 2020 | Import | Methane | MI | Dispatch-Import | VOM | 0 | [6 empty] | 1 | 0
LCP_Inputs_ON_Electric_IEA_2023_05_05 | 2020 | CH4 Import - WC 2020 | Import | Methane | NY | Dispatch-Import | EmissionsCost | 0 | [6 empty] | 1 | 0
LCP_Inputs_ON_Electric_IEA_2023_05_05 | 2020 | CH4 Import - WC 2020 | Import | Methane | NY | Dispatch-Import | FuelCost | 0 | [6 empty] | 1 | 0
LCP_Inputs_ON_Electric_IEA_2023_05_05 | 2020 | CH4 Import - WC 2020 | Import | Methane | NY | Dispatch-Import | VOM | 0 | [6 empty] | 1 | 0
LCP_Inputs_ON_Electric_IEA_2023_05_05 | 2020 | CH4 Import - WC 2020 | Import | Methane | ON | Dispatch-Import | EmissionsCost | 0 | [6 empty] | 1 | 0
LCP_Inputs_ON_Electric_IEA_2023_05_05 | 2020 | CH4 Import - WC 2020 | Import | Methane | ON | Dispatch-Import | FuelCost | 0 | [6 empty] | 1 | 0
LCP_Inputs_ON_Electric_IEA_2023_05_05 | 2020 | CH4 Import - WC 2020 | Import | Methane | ON | Dispatch-Import | VOM | 0 | [6 empty] | 1 | 0
LCP_Inputs_ON_Electric_IEA_2023_05_05 | 2020 | CH4 Import - WC 2020 | Import | Methane | PJ | Dispatch-Import | EmissionsCost | 0 | [6 empty] | 1 | 0
LCP_Inputs_ON_Electric_IEA_2023_05_05 | 2020 | CH4 Import - WC 2020 | Import | Methane | PJ | Dispatch-Import | FuelCost | 0 | [6 empty] | 1 | 0
LCP_Inputs_ON_Electric_IEA_2023_05_05 | 2020 | CH4 Import - WC 2020 | Import | Methane | PJ | Dispatch-Import | VOM | 0 | [6 empty] | 1 | 0
LCP_Inputs_ON_Electric_IEA_2023_05_05 | 2020 | CH4 Import - WC 2020 | Import | Methane | QC | Dispatch-Import | EmissionsCost | 0 | [6 empty] | 1 | 0
LCP_Inputs_ON_Electric_IEA_2023_05_05 | 2020 | CH4 Import - WC 2020 | Import | Methane | QC | Dispatch-Import | FuelCost | 0 | [6 empty] | 1 | 0
LCP_Inputs_ON_Electric_IEA_2023_05_05 | 2020 | CH4 Import - WC 2020 | Import | Methane | QC | Dispatch-Import | VOM | 0 | [6 empty] | 1 | 0
LCP_Inputs_ON_Electric_IEA_2023_05_05 | 2020 | CH4 Import - WC 2020 | Import | Methane | WC | Dispatch-Import | EmissionsCost | 1306945408.6229 | [6 empty] | 1 | 1306945408.6229
LCP_Inputs_ON_Electric_IEA_2023_05_05 | 2020 | CH4 Import - WC 2020 | Import | Methane | WC | Dispatch-Import | FuelCost | 1887630761.6486 | [6 empty] | 1 | 1887630761.6486
LCP_Inputs_ON_Electric_IEA_2023_05_05 | 2020 | CH4 Import - WC 2020 | Import | Methane | WC | Dispatch-Import | VOM | 0 | [6 empty] | 1 | 0
LCP_Inputs_ON_Electric_IEA_2023_05_05 | 2020 | CH4 Import - WC 2030 | Import | Methane | MI | Dispatch-Import | EmissionsCost | 0 | [6 empty] | 1 | 0
LCP_Inputs_ON_Electric_IEA_2023_05_05 | 2020 | CH4 Import - WC 2030 | Import | Methane | MI | Dispatch-Import | FuelCost | 0 | [6 empty] | 1 | 0
LCP_Inputs_ON_Electric_IEA_2023_05_05 | 2020 | CH4 Import - WC 2030 | Import | Methane | MI | Dispatch-Import | VOM | 0 | [6 empty] | 1 | 0
LCP_Inputs_ON_Electric_IEA_2023_05_05 | 2020 | CH4 Import - WC 2030 | Import | Methane | NY | Dispatch-Import | EmissionsCost | 0 | [6 empty] | 1 | 0
LCP_Inputs_ON_Electric_IEA_2023_05_05 | 2020 | CH4 Import - WC 2030 | Import | Methane | NY | Dispatch-Import | FuelCost | 0 | [6 empty] | 1 | 0
LCP_Inputs_ON_Electric_IEA_2023_05_05 | 2020 | CH4 Import - WC 2030 | Import | Methane | NY | Dispatch-Import | VOM | 0 | [6 empty] | 1 | 0
LCP_Inputs_ON_Electric_IEA_2023_05_05 | 2020 | CH4 Import - WC 2030 | Import | Methane | ON | Dispatch-Import | EmissionsCost | 0 | [6 empty] | 1 | 0
LCP_Inputs_ON_Electric_IEA_2023_05_05 | 2020 | CH4 Import - WC 2030 | Import | Methane | ON | Dispatch-Import | FuelCost | 0 | [6 empty] | 1 | 0
LCP_Inputs_ON_Electric_IEA_2023_05_05 | 2020 | CH4 Import - WC 2030 | Import | Methane | ON | Dispatch-Import | VOM | 0 | [6 empty] | 1 | 0
LCP_Inputs_ON_Electric_IEA_2023_05_05 | 2020 | CH4 Import - WC 2030 | Import | Methane | PJ | Dispatch-Import | EmissionsCost | 0 | [6 empty] | 1 | 0
LCP_Inputs_ON_Electric_IEA_2023_05_05 | 2020 | CH4 Import - WC 2030 | Import | Methane | PJ | Dispatch-Import | FuelCost | 0 | [6 empty] | 1 | 0
LCP_Inputs_ON_Electric_IEA_2023_05_05 | 2020 | CH4 Import - WC 2030 | Import | Methane | PJ | Dispatch-Import | VOM | 0 | [6 empty] | 1 | 0
LCP_Inputs_ON_Electric_IEA_2023_05_05 | 2020 | CH4 Import - WC 2030 | Import | Methane | QC | Dispatch-Import | EmissionsCost | 0 | [6 empty] | 1 | 0
LCP_Inputs_ON_Electric_IEA_2023_05_05 | 2020 | CH4 Import - WC 2030 | Import | Methane | QC | Dispatch-Import | FuelCost | 0 | [6 empty] | 1 | 0
LCP_Inputs_ON_Electric_IEA_2023_05_05 | 2020 | CH4 Import - WC 2030 | Import | Methane | QC | Dispatch-Import | VOM | 0 | [6 empty] | 1 | 0
LCP_Inputs_ON_Electric_IEA_2023_05_05 | 2020 | CH4 Import - WC 2030 | Import | Methane | WC | Dispatch-Import | EmissionsCost | 0 | [6 empty] | 1 | 0
LCP_Inputs_ON_Electric_IEA_2023_05_05 | 2020 | CH4 Import - WC 2030 | Import | Methane | WC | Dispatch-Import | FuelCost | 0 | [6 empty] | 1 | 0
LCP_Inputs_ON_Electric_IEA_2023_05_05 | 2020 | CH4 Import - WC 2030 | Import | Methane | WC | Dispatch-Import | VOM | 0 | [6 empty] | 1 | 0
LCP_Inputs_ON_Electric_IEA_2023_05_05 | 2020 | CH4 Import - WC 2040 | Import | Methane | MI | Dispatch-Import | EmissionsCost | 0 | [6 empty] | 1 | 0
LCP_Inputs_ON_Electric_IEA_2023_05_05 | 2020 | CH4 Import - WC 2040 | Import | Methane | MI | Dispatch-Import | FuelCost | 0 | [6 empty] | 1 | 0
LCP_Inputs_ON_Electric_IEA_2023_05_05 | 2020 | CH4 Import - WC 2040 | Import | Methane | MI | Dispatch-Import | VOM | 0 | [6 empty] | 1 | 0
LCP_Inputs_ON_Electric_IEA_2023_05_05 | 2020 | CH4 Import - WC 2040 | Import | Methane | NY | Dispatch-Import | EmissionsCost | 0 | [6 empty] | 1 | 0
LCP_Inputs_ON_Electric_IEA_2023_05_05 | 2020 | CH4 Import - WC 2040 | Import | Methane | NY | Dispatch-Import | FuelCost | 0 | [6 empty] | 1 | 0
LCP_Inputs_ON_Electric_IEA_2023_05_05 | 2020 | CH4 Import - WC 2040 | Import | Methane | NY | Dispatch-Import | VOM | 0 | [6 empty] | 1 | 0
LCP_Inputs_ON_Electric_IEA_2023_05_05 | 2020 | CH4 Import - WC 2040 | Import | Methane | ON | Dispatch-Import | EmissionsCost | 0 | [6 empty] | 1 | 0
LCP_Inputs_ON_Electric_IEA_2023_05_05 | 2020 | CH4 Import - WC 2040 | Import | Methane | ON | Dispatch-Import | FuelCost | 0 | [6 empty] | 1 | 0
LCP_Inputs_ON_Electric_IEA_2023_05_05 | 2020 | CH4 Import - WC 2040 | Import | Methane | ON | Dispatch-Import | VOM | 0 | [6 empty] | 1 | 0
LCP_Inputs_ON_Electric_IEA_2023_05_05 | 2020 | CH4 Import - WC 2040 | Import | Methane | PJ | Dispatch-Import | EmissionsCost | 0 | [6 empty] | 1 | 0
LCP_Inputs_ON_Electric_IEA_2023_05_05 | 2020 | CH4 Import - WC 2040 | Import | Methane | PJ | Dispatch-Import | FuelCost | 0 | [6 empty] | 1 | 0
LCP_Inputs_ON_Electric_IEA_2023_05_05 | 2020 | CH4 Import - WC 2040 | Import | Methane | PJ | Dispatch-Import | VOM | 0 | [6 empty] | 1 | 0
LCP_Inputs_ON_Electric_IEA_2023_05_05 | 2020 | CH4 Import - WC 2040 | Import | Methane | QC | Dispatch-Import | EmissionsCost | 0 | [6 empty] | 1 | 0
LCP_Inputs_ON_Electric_IEA_2023_05_05 | 2020 | CH4 Import - WC 2040 | Import | Methane | QC | Dispatch-Import | FuelCost | 0 | [6 empty] | 1 | 0
LCP_Inputs_ON_Electric_IEA_2023_05_05 | 2020 | CH4 Import - WC 2040 | Import | Methane | QC | Dispatch-Import | VOM | 0 | [6 empty] | 1 | 0
LCP_Inputs_ON_Electric_IEA_2023_05_05 | 2020 | CH4 Import - WC 2040 | Import | Methane | WC | Dispatch-Import | EmissionsCost | 0 | [6 empty] | 1 | 0
LCP_Inputs_ON_Electric_IEA_2023_05_05 | 2020 | CH4 Import - WC 2040 | Import | Methane | WC | Dispatch-Import | FuelCost | 0 | [6 empty] | 1 | 0
LCP_Inputs_ON_Electric_IEA_2023_05_05 | 2020 | CH4 Import - WC 2040 | Import | Methane | WC | Dispatch-Import | VOM | 0 | [6 empty] | 1 | 0
LCP_Inputs_ON_Electric_IEA_2023_05_05 | 2020 | CH4 Import - WC 2050 | Import | Methane | MI | Dispatch-Import | EmissionsCost | 0 | [6 empty] | 1 | 0
LCP_Inputs_ON_Electric_IEA_2023_05_05 | 2020 | CH4 Import - WC 2050 | Import | Methane | MI | Dispatch-Import | FuelCost | 0 | [6 empty] | 1 | 0
LCP_Inputs_ON_Electric_IEA_2023_05_05 | 2020 | CH4 Import - WC 2050 | Import | Methane | MI | Dispatch-Import | VOM | 0 | [6 empty] | 1 | 0
LCP_Inputs_ON_Electric_IEA_2023_05_05 | 2020 | CH4 Import - WC 2050 | Import | Methane | NY | Dispatch-Import | EmissionsCost | 0 | [6 empty] | 1 | 0
LCP_Inputs_ON_Electric_IEA_2023_05_05 | 2020 | CH4 Import - WC 2050 | Import | Methane | NY | Dispatch-Import | FuelCost | 0 | [6 empty] | 1 | 0
LCP_Inputs_ON_Electric_IEA_2023_05_05 | 2020 | CH4 Import - WC 2050 | Import | Methane | NY | Dispatch-Import | VOM | 0 | [6 empty] | 1 | 0
LCP_Inputs_ON_Electric_IEA_2023_05_05 | 2020 | CH4 Import - WC 2050 | Import | Methane | ON | Dispatch-Import | EmissionsCost | 0 | [6 empty] | 1 | 0
LCP_Inputs_ON_Electric_IEA_2023_05_05 | 2020 | CH4 Import - WC 2050 | Import | Methane | ON | Dispatch-Import | FuelCost | 0 | [6 empty] | 1 | 0
LCP_Inputs_ON_Electric_IEA_2023_05_05 | 2020 | CH4 Import - WC 2050 | Import | Methane | ON | Dispatch-Import | VOM | 0 | [6 empty] | 1 | 0
LCP_Inputs_ON_Electric_IEA_2023_05_05 | 2020 | CH4 Import - WC 2050 | Import | Methane | PJ | Dispatch-Import | EmissionsCost | 0 | [6 empty] | 1 | 0
LCP_Inputs_ON_Electric_IEA_2023_05_05 | 2020 | CH4 Import - WC 2050 | Import | Methane | PJ | Dispatch-Import | FuelCost | 0 | [6 empty] | 1 | 0
LCP_Inputs_ON_Electric_IEA_2023_05_05 | 2020 | CH4 Import - WC 2050 | Import | Methane | PJ | Dispatch-Import | VOM | 0 | [6 empty] | 1 | 0
LCP_Inputs_ON_Electric_IEA_2023_05_05 | 2020 | CH4 Import - WC 2050 | Import | Methane | QC | Dispatch-Import | EmissionsCost | 0 | [6 empty] | 1 | 0
LCP_Inputs_ON_Electric_IEA_2023_05_05 | 2020 | CH4 Import - WC 2050 | Import | Methane | QC | Dispatch-Import | FuelCost | 0 | [6 empty] | 1 | 0
LCP_Inputs_ON_Electric_IEA_2023_05_05 | 2020 | CH4 Import - WC 2050 | Import | Methane | QC | Dispatch-Import | VOM | 0 | [6 empty] | 1 | 0
LCP_Inputs_ON_Electric_IEA_2023_05_05 | 2020 | CH4 Import - WC 2050 | Import | Methane | WC | Dispatch-Import | EmissionsCost | 0 | [6 empty] | 1 | 0
LCP_Inputs_ON_Electric_IEA_2023_05_05 | 2020 | CH4 Import - WC 2050 | Import | Methane | WC | Dispatch-Import | FuelCost | 0 | [6 empty] | 1 | 0
LCP_Inputs_ON_Electric_IEA_2023_05_05 | 2020 | CH4 Import - WC 2050 | Import | Methane | WC | Dispatch-Import | VOM | 0 | [6 empty] | 1 | 0
LCP_Inputs_ON_Electric_IEA_2023_05_05 | 2020 | CH4 Salt Cavern Storage - ON | Storage | Methane | MI | Dispatch-Storage | EmissionsCost | 0 | [6 empty] | 1 | 0
LCP_Inputs_ON_Electric_IEA_2023_05_05 | 2020 | CH4 Salt Cavern Storage - ON | Storage | Methane | MI | Dispatch-Storage | FuelCost | 0 | [6 empty] | 1 | 0
LCP_Inputs_ON_Electric_IEA_2023_05_05 | 2020 | CH4 Salt Cavern Storage - ON | Storage | Methane | MI | Dispatch-Storage | VOM | 0 | [6 empty] | 1 | 0
LCP_Inputs_ON_Electric_IEA_2023_05_05 | 2020 | CH4 Salt Cavern Storage - ON | Storage | Methane | NY | Dispatch-Storage | EmissionsCost | 0 | [6 empty] | 1 | 0
LCP_Inputs_ON_Electric_IEA_2023_05_05 | 2020 | CH4 Salt Cavern Storage - ON | Storage | Methane | NY | Dispatch-Storage | FuelCost | 0 | [6 empty] | 1 | 0
LCP_Inputs_ON_Electric_IEA_2023_05_05 | 2020 | CH4 Salt Cavern Storage - ON | Storage | Methane | NY | Dispatch-Storage | VOM | 0 | [6 empty] | 1 | 0
LCP_Inputs_ON_Electric_IEA_2023_05_05 | 2020 | CH4 Salt Cavern Storage - ON | Storage | Methane | ON | Dispatch-Storage | EmissionsCost | 0 | [6 empty] | 1 | 0
LCP_Inputs_ON_Electric_IEA_2023_05_05 | 2020 | CH4 Salt Cavern Storage - ON | Storage | Methane | ON | Dispatch-Storage | FuelCost | 0 | [6 empty] | 1 | 0
LCP_Inputs_ON_Electric_IEA_2023_05_05 | 2020 | CH4 Salt Cavern Storage - ON | Storage | Methane | ON | Dispatch-Storage | VOM | 691417.653 | [6 empty] | 1 | 691417.653
LCP_Inputs_ON_Electric_IEA_2023_05_05 | 2020 | CH4 Salt Cavern Storage - ON | Storage | Methane | PJ | Dispatch-Storage | EmissionsCost | 0 | [6 empty] | 1 | 0
LCP_Inputs_ON_Electric_IEA_2023_05_05 | 2020 | CH4 Salt Cavern Storage - ON | Storage | Methane | PJ | Dispatch-Storage | FuelCost | 0 | [6 empty] | 1 | 0
LCP_Inputs_ON_Electric_IEA_2023_05_05 | 2020 | CH4 Salt Cavern Storage - ON | Storage | Methane | PJ | Dispatch-Storage | VOM | 0 | [6 empty] | 1 | 0
LCP_Inputs_ON_Electric_IEA_2023_05_05 | 2020 | CH4 Salt Cavern Storage - ON | Storage | Methane | QC | Dispatch-Storage | EmissionsCost | 0 | [6 empty] | 1 | 0
LCP_Inputs_ON_Electric_IEA_2023_05_05 | 2020 | CH4 Salt Cavern Storage - ON | Storage | Methane | QC | Dispatch-Storage | FuelCost | 0 | [6 empty] | 1 | 0
LCP_Inputs_ON_Electric_IEA_2023_05_05 | 2020 | CH4 Salt Cavern Storage - ON | Storage | Methane | QC | Dispatch-Storage | VOM | 0 | [6 empty] | 1 | 0
LCP_Inputs_ON_Electric_IEA_2023_05_05 | 2020 | CH4 Salt Cavern Storage - ON | Storage | Methane | WC | Dispatch-Storage | EmissionsCost | 0 | [6 empty] | 1 | 0
LCP_Inputs_ON_Electric_IEA_2023_05_05 | 2020 | CH4 Salt Cavern Storage - ON | Storage | Methane | WC | Dispatch-Storage | FuelCost | 0 | [6 empty] | 1 | 0
LCP_Inputs_ON_Electric_IEA_2023_05_05 | 2020 | CH4 Salt Cavern Storage - ON | Storage | Methane | WC | Dispatch-Storage | VOM | 0 | [6 empty] | 1 | 0
LCP_Inputs_ON_Electric_IEA_2023_05_05 | 2020 | Electrolyser 2020/2030 | Crossload | Hydrogen | MI | Dispatch-Crossload | EmissionsCost | 0 | [6 empty] | 1 | 0
LCP_Inputs_ON_Electric_IEA_2023_05_05 | 2020 | Electrolyser 2020/2030 | Crossload | Hydrogen | MI | Dispatch-Crossload | FuelCost | 0 | [6 empty] | 1 | 0
LCP_Inputs_ON_Electric_IEA_2023_05_05 | 2020 | Electrolyser 2020/2030 | Crossload | Hydrogen | MI | Dispatch-Crossload | VOM | 0 | [6 empty] | 1 | 0
LCP_Inputs_ON_Electric_IEA_2023_05_05 | 2020 | Electrolyser 2020/2030 | Crossload | Hydrogen | NY | Dispatch-Crossload | EmissionsCost | 0 | [6 empty] | 1 | 0
LCP_Inputs_ON_Electric_IEA_2023_05_05 | 2020 | Electrolyser 2020/2030 | Crossload | Hydrogen | NY | Dispatch-Crossload | FuelCost | 0 | [6 empty] | 1 | 0
LCP_Inputs_ON_Electric_IEA_2023_05_05 | 2020 | Electrolyser 2020/2030 | Crossload | Hydrogen | NY | Dispatch-Crossload | VOM | 0 | [6 empty] | 1 | 0
LCP_Inputs_ON_Electric_IEA_2023_05_05 | 2020 | Electrolyser 2020/2030 | Crossload | Hydrogen | ON | Dispatch-Crossload | EmissionsCost | 0 | [6 empty] | 1 | 0
LCP_Inputs_ON_Electric_IEA_2023_05_05 | 2020 | Electrolyser 2020/2030 | Crossload | Hydrogen | ON | Dispatch-Crossload | FuelCost | 0 | [6 empty] | 1 | 0
LCP_Inputs_ON_Electric_IEA_2023_05_05 | 2020 | Electrolyser 2020/2030 | Crossload | Hydrogen | ON | Dispatch-Crossload | VOM | 0 | [6 empty] | 1 | 0
LCP_Inputs_ON_Electric_IEA_2023_05_05 | 2020 | Electrolyser 2020/2030 | Crossload | Hydrogen | PJ | Dispatch-Crossload | EmissionsCost | 0 | [6 empty] | 1 | 0
LCP_Inputs_ON_Electric_IEA_2023_05_05 | 2020 | Electrolyser 2020/2030 | Crossload | Hydrogen | PJ | Dispatch-Crossload | FuelCost | 0 | [6 empty] | 1 | 0
LCP_Inputs_ON_Electric_IEA_2023_05_05 | 2020 | Electrolyser 2020/2030 | Crossload | Hydrogen | PJ | Dispatch-Crossload | VOM | 0 | [6 empty] | 1 | 0
LCP_Inputs_ON_Electric_IEA_2023_05_05 | 2020 | Electrolyser 2020/2030 | Crossload | Hydrogen | QC | Dispatch-Crossload | EmissionsCost | 0 | [6 empty] | 1 | 0
LCP_Inputs_ON_Electric_IEA_2023_05_05 | 2020 | Electrolyser 2020/2030 | Crossload | Hydrogen | QC | Dispatch-Crossload | FuelCost | 0 | [6 empty] | 1 | 0
LCP_Inputs_ON_Electric_IEA_2023_05_05 | 2020 | Electrolyser 2020/2030 | Crossload | Hydrogen | QC | Dispatch-Crossload | VOM | 0 | [6 empty] | 1 | 0
LCP_Inputs_ON_Electric_IEA_2023_05_05 | 2020 | Electrolyser 2020/2030 | Crossload | Hydrogen | WC | Dispatch-Crossload | EmissionsCost | 0 | [6 empty] | 1 | 0
LCP_Inputs_ON_Electric_IEA_2023_05_05 | 2020 | Electrolyser 2020/2030 | Crossload | Hydrogen | WC | Dispatch-Crossload | FuelCost | 0 | [6 empty] | 1 | 0
LCP_Inputs_ON_Electric_IEA_2023_05_05 | 2020 | Electrolyser 2020/2030 | Crossload | Hydrogen | WC | Dispatch-Crossload | VOM | 0 | [6 empty] | 1 | 0
LCP_Inputs_ON_Electric_IEA_2023_05_05 | 2020 | Electrolyser 2040 | Crossload | Hydrogen | MI | Dispatch-Crossload | EmissionsCost | 0 | [6 empty] | 1 | 0
LCP_Inputs_ON_Electric_IEA_2023_05_05 | 2020 | Electrolyser 2040 | Crossload | Hydrogen | MI | Dispatch-Crossload | FuelCost | 0 | [6 empty] | 1 | 0
LCP_Inputs_ON_Electric_IEA_2023_05_05 | 2020 | Electrolyser 2040 | Crossload | Hydrogen | MI | Dispatch-Crossload | VOM | 0 | [6 empty] | 1 | 0
LCP_Inputs_ON_Electric_IEA_2023_05_05 | 2020 | Electrolyser 2040 | Crossload | Hydrogen | NY | Dispatch-Crossload | EmissionsCost | 0 | [6 empty] | 1 | 0
LCP_Inputs_ON_Electric_IEA_2023_05_05 | 2020 | Electrolyser 2040 | Crossload | Hydrogen | NY | Dispatch-Crossload | FuelCost | 0 | [6 empty] | 1 | 0
LCP_Inputs_ON_Electric_IEA_2023_05_05 | 2020 | Electrolyser 2040 | Crossload | Hydrogen | NY | Dispatch-Crossload | VOM | 0 | [6 empty] | 1 | 0
LCP_Inputs_ON_Electric_IEA_2023_05_05 | 2020 | Electrolyser 2040 | Crossload | Hydrogen | ON | Dispatch-Crossload | EmissionsCost | 0 | [6 empty] | 1 | 0
LCP_Inputs_ON_Electric_IEA_2023_05_05 | 2020 | Electrolyser 2040 | Crossload | Hydrogen | ON | Dispatch-Crossload | FuelCost | 0 | [6 empty] | 1 | 0
LCP_Inputs_ON_Electric_IEA_2023_05_05 | 2020 | Electrolyser 2040 | Crossload | Hydrogen | ON | Dispatch-Crossload | VOM | 0 | [6 empty] | 1 | 0
LCP_Inputs_ON_Electric_IEA_2023_05_05 | 2020 | Electrolyser 2040 | Crossload | Hydrogen | PJ | Dispatch-Crossload | EmissionsCost | 0 | [6 empty] | 1 | 0
LCP_Inputs_ON_Electric_IEA_2023_05_05 | 2020 | Electrolyser 2040 | Crossload | Hydrogen | PJ | Dispatch-Crossload | FuelCost | 0 | [6 empty] | 1 | 0
LCP_Inputs_ON_Electric_IEA_2023_05_05 | 2020 | Electrolyser 2040 | Crossload | Hydrogen | PJ | Dispatch-Crossload | VOM | 0 | [6 empty] | 1 | 0
LCP_Inputs_ON_Electric_IEA_2023_05_05 | 2020 | Electrolyser 2040 | Crossload | Hydrogen | QC | Dispatch-Crossload | EmissionsCost | 0 | [6 empty] | 1 | 0
LCP_Inputs_ON_Electric_IEA_2023_05_05 | 2020 | Electrolyser 2040 | Crossload | Hydrogen | QC | Dispatch-Crossload | FuelCost | 0 | [6 empty] | 1 | 0
LCP_Inputs_ON_Electric_IEA_2023_05_05 | 2020 | Electrolyser 2040 | Crossload | Hydrogen | QC | Dispatch-Crossload | VOM | 0 | [6 empty] | 1 | 0
LCP_Inputs_ON_Electric_IEA_2023_05_05 | 2020 | Electrolyser 2040 | Crossload | Hydrogen | WC | Dispatch-Crossload | EmissionsCost | 0 | [6 empty] | 1 | 0
LCP_Inputs_ON_Electric_IEA_2023_05_05 | 2020 | Electrolyser 2040 | Crossload | Hydrogen | WC | Dispatch-Crossload | FuelCost | 0 | [6 empty] | 1 | 0
LCP_Inputs_ON_Electric_IEA_2023_05_05 | 2020 | Electrolyser 2040 | Crossload | Hydrogen | WC | Dispatch-Crossload | VOM | 0 | [6 empty] | 1 | 0
LCP_Inputs_ON_Electric_IEA_2023_05_05 | 2020 | Electrolyser 2050 | Crossload | Hydrogen | MI | Dispatch-Crossload | EmissionsCost | 0 | [6 empty] | 1 | 0
LCP_Inputs_ON_Electric_IEA_2023_05_05 | 2020 | Electrolyser 2050 | Crossload | Hydrogen | MI | Dispatch-Crossload | FuelCost | 0 | [6 empty] | 1 | 0
LCP_Inputs_ON_Electric_IEA_2023_05_05 | 2020 | Electrolyser 2050 | Crossload | Hydrogen | MI | Dispatch-Crossload | VOM | 0 | [6 empty] | 1 | 0
LCP_Inputs_ON_Electric_IEA_2023_05_05 | 2020 | Electrolyser 2050 | Crossload | Hydrogen | NY | Dispatch-Crossload | EmissionsCost | 0 | [6 empty] | 1 | 0
LCP_Inputs_ON_Electric_IEA_2023_05_05 | 2020 | Electrolyser 2050 | Crossload | Hydrogen | NY | Dispatch-Crossload | FuelCost | 0 | [6 empty] | 1 | 0
LCP_Inputs_ON_Electric_IEA_2023_05_05 | 2020 | Electrolyser 2050 | Crossload | Hydrogen | NY | Dispatch-Crossload | VOM | 0 | [6 empty] | 1 | 0
LCP_Inputs_ON_Electric_IEA_2023_05_05 | 2020 | Electrolyser 2050 | Crossload | Hydrogen | ON | Dispatch-Crossload | EmissionsCost | 0 | [6 empty] | 1 | 0
LCP_Inputs_ON_Electric_IEA_2023_05_05 | 2020 | Electrolyser 2050 | Crossload | Hydrogen | ON | Dispatch-Crossload | FuelCost | 0 | [6 empty] | 1 | 0
LCP_Inputs_ON_Electric_IEA_2023_05_05 | 2020 | Electrolyser 2050 | Crossload | Hydrogen | ON | Dispatch-Crossload | VOM | 0 | [6 empty] | 1 | 0
LCP_Inputs_ON_Electric_IEA_2023_05_05 | 2020 | Electrolyser 2050 | Crossload | Hydrogen | PJ | Dispatch-Crossload | EmissionsCost | 0 | [6 empty] | 1 | 0
LCP_Inputs_ON_Electric_IEA_2023_05_05 | 2020 | Electrolyser 2050 | Crossload | Hydrogen | PJ | Dispatch-Crossload | FuelCost | 0 | [6 empty] | 1 | 0
LCP_Inputs_ON_Electric_IEA_2023_05_05 | 2020 | Electrolyser 2050 | Crossload | Hydrogen | PJ | Dispatch-Crossload | VOM | 0 | [6 empty] | 1 | 0
LCP_Inputs_ON_Electric_IEA_2023_05_05 | 2020 | Electrolyser 2050 | Crossload | Hydrogen | QC | Dispatch-Crossload | EmissionsCost | 0 | [6 empty] | 1 | 0
LCP_Inputs_ON_Electric_IEA_2023_05_05 | 2020 | Electrolyser 2050 | Crossload | Hydrogen | QC | Dispatch-Crossload | FuelCost | 0 | [6 empty] | 1 | 0
LCP_Inputs_ON_Electric_IEA_2023_05_05 | 2020 | Electrolyser 2050 | Crossload | Hydrogen | QC | Dispatch-Crossload | VOM | 0 | [6 empty] | 1 | 0
LCP_Inputs_ON_Electric_IEA_2023_05_05 | 2020 | Electrolyser 2050 | Crossload | Hydrogen | WC | Dispatch-Crossload | EmissionsCost | 0 | [6 empty] | 1 | 0
LCP_Inputs_ON_Electric_IEA_2023_05_05 | 2020 | Electrolyser 2050 | Crossload | Hydrogen | WC | Dispatch-Crossload | FuelCost | 0 | [6 empty] | 1 | 0
LCP_Inputs_ON_Electric_IEA_2023_05_05 | 2020 | Electrolyser 2050 | Crossload | Hydrogen | WC | Dispatch-Crossload | VOM | 0 | [6 empty] | 1 | 0
LCP_Inputs_ON_Electric_IEA_2023_05_05 | 2020 | Fossil Fuel Thermal (Coal, Peat, Oil) | Generation | Electricity | MI | Dispatch-Generation | EmissionsCost | 0 | [6 empty] | 1 | 0
LCP_Inputs_ON_Electric_IEA_2023_05_05 | 2020 | Fossil Fuel Thermal (Coal, Peat, Oil) | Generation | Electricity | MI | Dispatch-Generation | FuelCost | 0 | [6 empty] | 1 | 0
LCP_Inputs_ON_Electric_IEA_2023_05_05 | 2020 | Fossil Fuel Thermal (Coal, Peat, Oil) | Generation | Electricity | MI | Dispatch-Generation | VOM | 0 | [6 empty] | 1 | 0
LCP_Inputs_ON_Electric_IEA_2023_05_05 | 2020 | Fossil Fuel Thermal (Coal, Peat, Oil) | Generation | Electricity | NY | Dispatch-Generation | EmissionsCost | 0 | [6 empty] | 1 | 0
LCP_Inputs_ON_Electric_IEA_2023_05_05 | 2020 | Fossil Fuel Thermal (Coal, Peat, Oil) | Generation | Electricity | NY | Dispatch-Generation | FuelCost | 0 | [6 empty] | 1 | 0
LCP_Inputs_ON_Electric_IEA_2023_05_05 | 2020 | Fossil Fuel Thermal (Coal, Peat, Oil) | Generation | Electricity | NY | Dispatch-Generation | VOM | 0 | [6 empty] | 1 | 0
LCP_Inputs_ON_Electric_IEA_2023_05_05 | 2020 | Fossil Fuel Thermal (Coal, Peat, Oil) | Generation | Electricity | ON | Dispatch-Generation | EmissionsCost | 0 | [6 empty] | 1 | 0
LCP_Inputs_ON_Electric_IEA_2023_05_05 | 2020 | Fossil Fuel Thermal (Coal, Peat, Oil) | Generation | Electricity | ON | Dispatch-Generation | FuelCost | 0 | [6 empty] | 1 | 0
LCP_Inputs_ON_Electric_IEA_2023_05_05 | 2020 | Fossil Fuel Thermal (Coal, Peat, Oil) | Generation | Electricity | ON | Dispatch-Generation | VOM | 0 | [6 empty] | 1 | 0
LCP_Inputs_ON_Electric_IEA_2023_05_05 | 2020 | Fossil Fuel Thermal (Coal, Peat, Oil) | Generation | Electricity | PJ | Dispatch-Generation | EmissionsCost | 0 | [6 empty] | 1 | 0
LCP_Inputs_ON_Electric_IEA_2023_05_05 | 2020 | Fossil Fuel Thermal (Coal, Peat, Oil) | Generation | Electricity | PJ | Dispatch-Generation | FuelCost | 0 | [6 empty] | 1 | 0
LCP_Inputs_ON_Electric_IEA_2023_05_05 | 2020 | Fossil Fuel Thermal (Coal, Peat, Oil) | Generation | Electricity | PJ | Dispatch-Generation | VOM | 0 | [6 empty] | 1 | 0
LCP_Inputs_ON_Electric_IEA_2023_05_05 | 2020 | Fossil Fuel Thermal (Coal, Peat, Oil) | Generation | Electricity | QC | Dispatch-Generation | EmissionsCost | 0 | [6 empty] | 1 | 0
LCP_Inputs_ON_Electric_IEA_2023_05_05 | 2020 | Fossil Fuel Thermal (Coal, Peat, Oil) | Generation | Electricity | QC | Dispatch-Generation | FuelCost | 0 | [6 empty] | 1 | 0
LCP_Inputs_ON_Electric_IEA_2023_05_05 | 2020 | Fossil Fuel Thermal (Coal, Peat, Oil) | Generation | Electricity | QC | Dispatch-Generation | VOM | 0 | [6 empty] | 1 | 0
LCP_Inputs_ON_Electric_IEA_2023_05_05 | 2020 | Fossil Fuel Thermal (Coal, Peat, Oil) | Generation | Electricity | WC | Dispatch-Generation | EmissionsCost | 0 | [6 empty] | 1 | 0
LCP_Inputs_ON_Electric_IEA_2023_05_05 | 2020 | Fossil Fuel Thermal (Coal, Peat, Oil) | Generation | Electricity | WC | Dispatch-Generation | FuelCost | 0 | [6 empty] | 1 | 0
LCP_Inputs_ON_Electric_IEA_2023_05_05 | 2020 | Fossil Fuel Thermal (Coal, Peat, Oil) | Generation | Electricity | WC | Dispatch-Generation | VOM | 0 | [6 empty] | 1 | 0
LCP_Inputs_ON_Electric_IEA_2023_05_05 | 2020 | Generic - Generator | Generation | Electricity | MI | Dispatch-Generation | EmissionsCost | 0 | [6 empty] | 1 | 0
LCP_Inputs_ON_Electric_IEA_2023_05_05 | 2020 | Generic - Generator | Generation | Electricity | MI | Dispatch-Generation | FuelCost | 3901073927.6151 | [6 empty] | 1 | 3901073927.6151
LCP_Inputs_ON_Electric_IEA_2023_05_05 | 2020 | Generic - Generator | Generation | Electricity | MI | Dispatch-Generation | VOM | 403598428.6705 | [6 empty] | 1 | 403598428.6705
LCP_Inputs_ON_Electric_IEA_2023_05_05 | 2020 | Generic - Generator | Generation | Electricity | NY | Dispatch-Generation | EmissionsCost | 0 | [6 empty] | 1 | 0
LCP_Inputs_ON_Electric_IEA_2023_05_05 | 2020 | Generic - Generator | Generation | Electricity | NY | Dispatch-Generation | FuelCost | 1646102808.8249 | [6 empty] | 1 | 1646102808.8249
LCP_Inputs_ON_Electric_IEA_2023_05_05 | 2020 | Generic - Generator | Generation | Electricity | NY | Dispatch-Generation | VOM | 170302977.9489 | [6 empty] | 1 | 170302977.9489
LCP_Inputs_ON_Electric_IEA_2023_05_05 | 2020 | Generic - Generator | Generation | Electricity | ON | Dispatch-Generation | EmissionsCost | 0 | [6 empty] | 1 | 0
LCP_Inputs_ON_Electric_IEA_2023_05_05 | 2020 | Generic - Generator | Generation | Electricity | ON | Dispatch-Generation | FuelCost | 0 | [6 empty] | 1 | 0
LCP_Inputs_ON_Electric_IEA_2023_05_05 | 2020 | Generic - Generator | Generation | Electricity | ON | Dispatch-Generation | VOM | 0 | [6 empty] | 1 | 0
LCP_Inputs_ON_Electric_IEA_2023_05_05 | 2020 | Generic - Generator | Generation | Electricity | PJ | Dispatch-Generation | EmissionsCost | 0 | [6 empty] | 1 | 0
LCP_Inputs_ON_Electric_IEA_2023_05_05 | 2020 | Generic - Generator | Generation | Electricity | PJ | Dispatch-Generation | FuelCost | 14422259590.9655 | [6 empty] | 1 | 14422259590.9655
LCP_Inputs_ON_Electric_IEA_2023_05_05 | 2020 | Generic - Generator | Generation | Electricity | PJ | Dispatch-Generation | VOM | 1492102281.7812 | [6 empty] | 1 | 1492102281.7812
LCP_Inputs_ON_Electric_IEA_2023_05_05 | 2020 | Generic - Generator | Generation | Electricity | QC | Dispatch-Generation | EmissionsCost | 0 | [6 empty] | 1 | 0
LCP_Inputs_ON_Electric_IEA_2023_05_05 | 2020 | Generic - Generator | Generation | Electricity | QC | Dispatch-Generation | FuelCost | 0 | [6 empty] | 1 | 0
LCP_Inputs_ON_Electric_IEA_2023_05_05 | 2020 | Generic - Generator | Generation | Electricity | QC | Dispatch-Generation | VOM | 0 | [6 empty] | 1 | 0
LCP_Inputs_ON_Electric_IEA_2023_05_05 | 2020 | Generic - Generator | Generation | Electricity | WC | Dispatch-Generation | EmissionsCost | 0 | [6 empty] | 1 | 0
LCP_Inputs_ON_Electric_IEA_2023_05_05 | 2020 | Generic - Generator | Generation | Electricity | WC | Dispatch-Generation | FuelCost | 1069473.0011 | [6 empty] | 1 | 1069473.0011
LCP_Inputs_ON_Electric_IEA_2023_05_05 | 2020 | Generic - Generator | Generation | Electricity | WC | Dispatch-Generation | VOM | 110645.8454 | [6 empty] | 1 | 110645.8454
LCP_Inputs_ON_Electric_IEA_2023_05_05 | 2020 | H2 Import - QC | Import | Hydrogen | MI | Dispatch-Import | EmissionsCost | 0 | [6 empty] | 1 | 0
LCP_Inputs_ON_Electric_IEA_2023_05_05 | 2020 | H2 Import - QC | Import | Hydrogen | MI | Dispatch-Import | FuelCost | 0 | [6 empty] | 1 | 0
LCP_Inputs_ON_Electric_IEA_2023_05_05 | 2020 | H2 Import - QC | Import | Hydrogen | MI | Dispatch-Import | VOM | 0 | [6 empty] | 1 | 0
LCP_Inputs_ON_Electric_IEA_2023_05_05 | 2020 | H2 Import - QC | Import | Hydrogen | NY | Dispatch-Import | EmissionsCost | 0 | [6 empty] | 1 | 0
LCP_Inputs_ON_Electric_IEA_2023_05_05 | 2020 | H2 Import - QC | Import | Hydrogen | NY | Dispatch-Import | FuelCost | 0 | [6 empty] | 1 | 0
LCP_Inputs_ON_Electric_IEA_2023_05_05 | 2020 | H2 Import - QC | Import | Hydrogen | NY | Dispatch-Import | VOM | 0 | [6 empty] | 1 | 0
LCP_Inputs_ON_Electric_IEA_2023_05_05 | 2020 | H2 Import - QC | Import | Hydrogen | ON | Dispatch-Import | EmissionsCost | 0 | [6 empty] | 1 | 0
LCP_Inputs_ON_Electric_IEA_2023_05_05 | 2020 | H2 Import - QC | Import | Hydrogen | ON | Dispatch-Import | FuelCost | 0 | [6 empty] | 1 | 0
LCP_Inputs_ON_Electric_IEA_2023_05_05 | 2020 | H2 Import - QC | Import | Hydrogen | ON | Dispatch-Import | VOM | 0 | [6 empty] | 1 | 0
LCP_Inputs_ON_Electric_IEA_2023_05_05 | 2020 | H2 Import - QC | Import | Hydrogen | PJ | Dispatch-Import | EmissionsCost | 0 | [6 empty] | 1 | 0
LCP_Inputs_ON_Electric_IEA_2023_05_05 | 2020 | H2 Import - QC | Import | Hydrogen | PJ | Dispatch-Import | FuelCost | 0 | [6 empty] | 1 | 0
LCP_Inputs_ON_Electric_IEA_2023_05_05 | 2020 | H2 Import - QC | Import | Hydrogen | PJ | Dispatch-Import | VOM | 0 | [6 empty] | 1 | 0
LCP_Inputs_ON_Electric_IEA_2023_05_05 | 2020 | H2 Import - QC | Import | Hydrogen | QC | Dispatch-Import | EmissionsCost | 0 | [6 empty] | 1 | 0
LCP_Inputs_ON_Electric_IEA_2023_05_05 | 2020 | H2 Import - QC | Import | Hydrogen | QC | Dispatch-Import | FuelCost | 0 | [6 empty] | 1 | 0
LCP_Inputs_ON_Electric_IEA_2023_05_05 | 2020 | H2 Import - QC | Import | Hydrogen | QC | Dispatch-Import | VOM | 0 | [6 empty] | 1 | 0
LCP_Inputs_ON_Electric_IEA_2023_05_05 | 2020 | H2 Import - QC | Import | Hydrogen | WC | Dispatch-Import | EmissionsCost | 0 | [6 empty] | 1 | 0
LCP_Inputs_ON_Electric_IEA_2023_05_05 | 2020 | H2 Import - QC | Import | Hydrogen | WC | Dispatch-Import | FuelCost | 0 | [6 empty] | 1 | 0
LCP_Inputs_ON_Electric_IEA_2023_05_05 | 2020 | H2 Import - QC | Import | Hydrogen | WC | Dispatch-Import | VOM | 0 | [6 empty] | 1 | 0
LCP_Inputs_ON_Electric_IEA_2023_05_05 | 2020 | H2 Import - WC | Import | Hydrogen | MI | Dispatch-Import | EmissionsCost | 0 | [6 empty] | 1 | 0
LCP_Inputs_ON_Electric_IEA_2023_05_05 | 2020 | H2 Import - WC | Import | Hydrogen | MI | Dispatch-Import | FuelCost | 0 | [6 empty] | 1 | 0
LCP_Inputs_ON_Electric_IEA_2023_05_05 | 2020 | H2 Import - WC | Import | Hydrogen | MI | Dispatch-Import | VOM | 0 | [6 empty] | 1 | 0
LCP_Inputs_ON_Electric_IEA_2023_05_05 | 2020 | H2 Import - WC | Import | Hydrogen | NY | Dispatch-Import | EmissionsCost | 0 | [6 empty] | 1 | 0
LCP_Inputs_ON_Electric_IEA_2023_05_05 | 2020 | H2 Import - WC | Import | Hydrogen | NY | Dispatch-Import | FuelCost | 0 | [6 empty] | 1 | 0
LCP_Inputs_ON_Electric_IEA_2023_05_05 | 2020 | H2 Import - WC | Import | Hydrogen | NY | Dispatch-Import | VOM | 0 | [6 empty] | 1 | 0
LCP_Inputs_ON_Electric_IEA_2023_05_05 | 2020 | H2 Import - WC | Import | Hydrogen | ON | Dispatch-Import | EmissionsCost | 0 | [6 empty] | 1 | 0
LCP_Inputs_ON_Electric_IEA_2023_05_05 | 2020 | H2 Import - WC | Import | Hydrogen | ON | Dispatch-Import | FuelCost | 0 | [6 empty] | 1 | 0
LCP_Inputs_ON_Electric_IEA_2023_05_05 | 2020 | H2 Import - WC | Import | Hydrogen | ON | Dispatch-Import | VOM | 0 | [6 empty] | 1 | 0
LCP_Inputs_ON_Electric_IEA_2023_05_05 | 2020 | H2 Import - WC | Import | Hydrogen | PJ | Dispatch-Import | EmissionsCost | 0 | [6 empty] | 1 | 0
LCP_Inputs_ON_Electric_IEA_2023_05_05 | 2020 | H2 Import - WC | Import | Hydrogen | PJ | Dispatch-Import | FuelCost | 0 | [6 empty] | 1 | 0
LCP_Inputs_ON_Electric_IEA_2023_05_05 | 2020 | H2 Import - WC | Import | Hydrogen | PJ | Dispatch-Import | VOM | 0 | [6 empty] | 1 | 0
LCP_Inputs_ON_Electric_IEA_2023_05_05 | 2020 | H2 Import - WC | Import | Hydrogen | QC | Dispatch-Import | EmissionsCost | 0 | [6 empty] | 1 | 0
LCP_Inputs_ON_Electric_IEA_2023_05_05 | 2020 | H2 Import - WC | Import | Hydrogen | QC | Dispatch-Import | FuelCost | 0 | [6 empty] | 1 | 0
LCP_Inputs_ON_Electric_IEA_2023_05_05 | 2020 | H2 Import - WC | Import | Hydrogen | QC | Dispatch-Import | VOM | 0 | [6 empty] | 1 | 0
LCP_Inputs_ON_Electric_IEA_2023_05_05 | 2020 | H2 Import - WC | Import | Hydrogen | WC | Dispatch-Import | EmissionsCost | 0 | [6 empty] | 1 | 0
LCP_Inputs_ON_Electric_IEA_2023_05_05 | 2020 | H2 Import - WC | Import | Hydrogen | WC | Dispatch-Import | FuelCost | 0 | [6 empty] | 1 | 0
LCP_Inputs_ON_Electric_IEA_2023_05_05 | 2020 | H2 Import - WC | Import | Hydrogen | WC | Dispatch-Import | VOM | 0 | [6 empty] | 1 | 0
LCP_Inputs_ON_Electric_IEA_2023_05_05 | 2020 | H2 Salt Cavern Storage - ON | Storage | Hydrogen | MI | Dispatch-Storage | EmissionsCost | 0 | [6 empty] | 1 | 0
LCP_Inputs_ON_Electric_IEA_2023_05_05 | 2020 | H2 Salt Cavern Storage - ON | Storage | Hydrogen | MI | Dispatch-Storage | FuelCost | 0 | [6 empty] | 1 | 0
LCP_Inputs_ON_Electric_IEA_2023_05_05 | 2020 | H2 Salt Cavern Storage - ON | Storage | Hydrogen | MI | Dispatch-Storage | VOM | 0 | [6 empty] | 1 | 0
LCP_Inputs_ON_Electric_IEA_2023_05_05 | 2020 | H2 Salt Cavern Storage - ON | Storage | Hydrogen | NY | Dispatch-Storage | EmissionsCost | 0 | [6 empty] | 1 | 0
LCP_Inputs_ON_Electric_IEA_2023_05_05 | 2020 | H2 Salt Cavern Storage - ON | Storage | Hydrogen | NY | Dispatch-Storage | FuelCost | 0 | [6 empty] | 1 | 0
LCP_Inputs_ON_Electric_IEA_2023_05_05 | 2020 | H2 Salt Cavern Storage - ON | Storage | Hydrogen | NY | Dispatch-Storage | VOM | 0 | [6 empty] | 1 | 0
LCP_Inputs_ON_Electric_IEA_2023_05_05 | 2020 | H2 Salt Cavern Storage - ON | Storage | Hydrogen | ON | Dispatch-Storage | EmissionsCost | 0 | [6 empty] | 1 | 0
LCP_Inputs_ON_Electric_IEA_2023_05_05 | 2020 | H2 Salt Cavern Storage - ON | Storage | Hydrogen | ON | Dispatch-Storage | FuelCost | 0 | [6 empty] | 1 | 0
LCP_Inputs_ON_Electric_IEA_2023_05_05 | 2020 | H2 Salt Cavern Storage - ON | Storage | Hydrogen | ON | Dispatch-Storage | VOM | 0 | [6 empty] | 1 | 0
LCP_Inputs_ON_Electric_IEA_2023_05_05 | 2020 | H2 Salt Cavern Storage - ON | Storage | Hydrogen | PJ | Dispatch-Storage | EmissionsCost | 0 | [6 empty] | 1 | 0
LCP_Inputs_ON_Electric_IEA_2023_05_05 | 2020 | H2 Salt Cavern Storage - ON | Storage | Hydrogen | PJ | Dispatch-Storage | FuelCost | 0 | [6 empty] | 1 | 0
LCP_Inputs_ON_Electric_IEA_2023_05_05 | 2020 | H2 Salt Cavern Storage - ON | Storage | Hydrogen | PJ | Dispatch-Storage | VOM | 0 | [6 empty] | 1 | 0
LCP_Inputs_ON_Electric_IEA_2023_05_05 | 2020 | H2 Salt Cavern Storage - ON | Storage | Hydrogen | QC | Dispatch-Storage | EmissionsCost | 0 | [6 empty] | 1 | 0
LCP_Inputs_ON_Electric_IEA_2023_05_05 | 2020 | H2 Salt Cavern Storage - ON | Storage | Hydrogen | QC | Dispatch-Storage | FuelCost | 0 | [6 empty] | 1 | 0
LCP_Inputs_ON_Electric_IEA_2023_05_05 | 2020 | H2 Salt Cavern Storage - ON | Storage | Hydrogen | QC | Dispatch-Storage | VOM | 0 | [6 empty] | 1 | 0
LCP_Inputs_ON_Electric_IEA_2023_05_05 | 2020 | H2 Salt Cavern Storage - ON | Storage | Hydrogen | WC | Dispatch-Storage | EmissionsCost | 0 | [6 empty] | 1 | 0
LCP_Inputs_ON_Electric_IEA_2023_05_05 | 2020 | H2 Salt Cavern Storage - ON | Storage | Hydrogen | WC | Dispatch-Storage | FuelCost | 0 | [6 empty] | 1 | 0
LCP_Inputs_ON_Electric_IEA_2023_05_05 | 2020 | H2 Salt Cavern Storage - ON | Storage | Hydrogen | WC | Dispatch-Storage | VOM | 0 | [6 empty] | 1 | 0
LCP_Inputs_ON_Electric_IEA_2023_05_05 | 2020 | Hydro | Generation | Electricity | MI | Dispatch-Generation | EmissionsCost | 0 | [6 empty] | 1 | 0
LCP_Inputs_ON_Electric_IEA_2023_05_05 | 2020 | Hydro | Generation | Electricity | MI | Dispatch-Generation | FuelCost | 0 | [6 empty] | 1 | 0
LCP_Inputs_ON_Electric_IEA_2023_05_05 | 2020 | Hydro | Generation | Electricity | MI | Dispatch-Generation | VOM | 0 | [6 empty] | 1 | 0
LCP_Inputs_ON_Electric_IEA_2023_05_05 | 2020 | Hydro | Generation | Electricity | NY | Dispatch-Generation | EmissionsCost | 0 | [6 empty] | 1 | 0
LCP_Inputs_ON_Electric_IEA_2023_05_05 | 2020 | Hydro | Generation | Electricity | NY | Dispatch-Generation | FuelCost | 0 | [6 empty] | 1 | 0
LCP_Inputs_ON_Electric_IEA_2023_05_05 | 2020 | Hydro | Generation | Electricity | NY | Dispatch-Generation | VOM | 0 | [6 empty] | 1 | 0
LCP_Inputs_ON_Electric_IEA_2023_05_05 | 2020 | Hydro | Generation | Electricity | ON | Dispatch-Generation | EmissionsCost | 0 | [6 empty] | 1 | 0
LCP_Inputs_ON_Electric_IEA_2023_05_05 | 2020 | Hydro | Generation | Electricity | ON | Dispatch-Generation | FuelCost | 0 | [6 empty] | 1 | 0
LCP_Inputs_ON_Electric_IEA_2023_05_05 | 2020 | Hydro | Generation | Electricity | ON | Dispatch-Generation | VOM | 0 | [6 empty] | 1 | 0
LCP_Inputs_ON_Electric_IEA_2023_05_05 | 2020 | Hydro | Generation | Electricity | PJ | Dispatch-Generation | EmissionsCost | 0 | [6 empty] | 1 | 0
LCP_Inputs_ON_Electric_IEA_2023_05_05 | 2020 | Hydro | Generation | Electricity | PJ | Dispatch-Generation | FuelCost | 0 | [6 empty] | 1 | 0
LCP_Inputs_ON_Electric_IEA_2023_05_05 | 2020 | Hydro | Generation | Electricity | PJ | Dispatch-Generation | VOM | 0 | [6 empty] | 1 | 0
LCP_Inputs_ON_Electric_IEA_2023_05_05 | 2020 | Hydro | Generation | Electricity | QC | Dispatch-Generation | EmissionsCost | 0 | [6 empty] | 1 | 0
LCP_Inputs_ON_Electric_IEA_2023_05_05 | 2020 | Hydro | Generation | Electricity | QC | Dispatch-Generation | FuelCost | 0 | [6 empty] | 1 | 0
LCP_Inputs_ON_Electric_IEA_2023_05_05 | 2020 | Hydro | Generation | Electricity | QC | Dispatch-Generation | VOM | 0 | [6 empty] | 1 | 0
LCP_Inputs_ON_Electric_IEA_2023_05_05 | 2020 | Hydro | Generation | Electricity | WC | Dispatch-Generation | EmissionsCost | 0 | [6 empty] | 1 | 0
LCP_Inputs_ON_Electric_IEA_2023_05_05 | 2020 | Hydro | Generation | Electricity | WC | Dispatch-Generation | FuelCost | 0 | [6 empty] | 1 | 0
LCP_Inputs_ON_Electric_IEA_2023_05_05 | 2020 | Hydro | Generation | Electricity | WC | Dispatch-Generation | VOM | 0 | [6 empty] | 1 | 0
LCP_Inputs_ON_Electric_IEA_2023_05_05 | 2020 | Hydro Pumped Storage | Storage | Electricity | MI | Dispatch-Storage | EmissionsCost | 0 | [6 empty] | 1 | 0
LCP_Inputs_ON_Electric_IEA_2023_05_05 | 2020 | Hydro Pumped Storage | Storage | Electricity | MI | Dispatch-Storage | FuelCost | 0 | [6 empty] | 1 | 0
LCP_Inputs_ON_Electric_IEA_2023_05_05 | 2020 | Hydro Pumped Storage | Storage | Electricity | MI | Dispatch-Storage | VOM | 0 | [6 empty] | 1 | 0
LCP_Inputs_ON_Electric_IEA_2023_05_05 | 2020 | Hydro Pumped Storage | Storage | Electricity | NY | Dispatch-Storage | EmissionsCost | 0 | [6 empty] | 1 | 0
LCP_Inputs_ON_Electric_IEA_2023_05_05 | 2020 | Hydro Pumped Storage | Storage | Electricity | NY | Dispatch-Storage | FuelCost | 0 | [6 empty] | 1 | 0
LCP_Inputs_ON_Electric_IEA_2023_05_05 | 2020 | Hydro Pumped Storage | Storage | Electricity | NY | Dispatch-Storage | VOM | 0 | [6 empty] | 1 | 0
LCP_Inputs_ON_Electric_IEA_2023_05_05 | 2020 | Hydro Pumped Storage | Storage | Electricity | ON | Dispatch-Storage | EmissionsCost | 0 | [6 empty] | 1 | 0
LCP_Inputs_ON_Electric_IEA_2023_05_05 | 2020 | Hydro Pumped Storage | Storage | Electricity | ON | Dispatch-Storage | FuelCost | 0 | [6 empty] | 1 | 0
LCP_Inputs_ON_Electric_IEA_2023_05_05 | 2020 | Hydro Pumped Storage | Storage | Electricity | ON | Dispatch-Storage | VOM | 0 | [6 empty] | 1 | 0
LCP_Inputs_ON_Electric_IEA_2023_05_05 | 2020 | Hydro Pumped Storage | Storage | Electricity | PJ | Dispatch-Storage | EmissionsCost | 0 | [6 empty] | 1 | 0
LCP_Inputs_ON_Electric_IEA_2023_05_05 | 2020 | Hydro Pumped Storage | Storage | Electricity | PJ | Dispatch-Storage | FuelCost | 0 | [6 empty] | 1 | 0
LCP_Inputs_ON_Electric_IEA_2023_05_05 | 2020 | Hydro Pumped Storage | Storage | Electricity | PJ | Dispatch-Storage | VOM | 0 | [6 empty] | 1 | 0
LCP_Inputs_ON_Electric_IEA_2023_05_05 | 2020 | Hydro Pumped Storage | Storage | Electricity | QC | Dispatch-Storage | EmissionsCost | 0 | [6 empty] | 1 | 0
LCP_Inputs_ON_Electric_IEA_2023_05_05 | 2020 | Hydro Pumped Storage | Storage | Electricity | QC | Dispatch-Storage | FuelCost | 0 | [6 empty] | 1 | 0
LCP_Inputs_ON_Electric_IEA_2023_05_05 | 2020 | Hydro Pumped Storage | Storage | Electricity | QC | Dispatch-Storage | VOM | 0 | [6 empty] | 1 | 0
LCP_Inputs_ON_Electric_IEA_2023_05_05 | 2020 | Hydro Pumped Storage | Storage | Electricity | WC | Dispatch-Storage | EmissionsCost | 0 | [6 empty] | 1 | 0
LCP_Inputs_ON_Electric_IEA_2023_05_05 | 2020 | Hydro Pumped Storage | Storage | Electricity | WC | Dispatch-Storage | FuelCost | 0 | [6 empty] | 1 | 0
LCP_Inputs_ON_Electric_IEA_2023_05_05 | 2020 | Hydro Pumped Storage | Storage | Electricity | WC | Dispatch-Storage | VOM | 0 | [6 empty] | 1 | 0
LCP_Inputs_ON_Electric_IEA_2023_05_05 | 2020 | Nuclear | Generation | Electricity | MI | Dispatch-Generation | EmissionsCost | 0 | [6 empty] | 1 | 0
LCP_Inputs_ON_Electric_IEA_2023_05_05 | 2020 | Nuclear | Generation | Electricity | MI | Dispatch-Generation | FuelCost | 0 | [6 empty] | 1 | 0
LCP_Inputs_ON_Electric_IEA_2023_05_05 | 2020 | Nuclear | Generation | Electricity | MI | Dispatch-Generation | VOM | 3301336446.912 | [6 empty] | 1 | 3301336446.912
LCP_Inputs_ON_Electric_IEA_2023_05_05 | 2020 | Nuclear | Generation | Electricity | NY | Dispatch-Generation | EmissionsCost | 0 | [6 empty] | 1 | 0
LCP_Inputs_ON_Electric_IEA_2023_05_05 | 2020 | Nuclear | Generation | Electricity | NY | Dispatch-Generation | FuelCost | 0 | [6 empty] | 1 | 0
LCP_Inputs_ON_Electric_IEA_2023_05_05 | 2020 | Nuclear | Generation | Electricity | NY | Dispatch-Generation | VOM | 2246155230.144 | [6 empty] | 1 | 2246155230.144
LCP_Inputs_ON_Electric_IEA_2023_05_05 | 2020 | Nuclear | Generation | Electricity | ON | Dispatch-Generation | EmissionsCost | 0 | [6 empty] | 1 | 0
LCP_Inputs_ON_Electric_IEA_2023_05_05 | 2020 | Nuclear | Generation | Electricity | ON | Dispatch-Generation | FuelCost | 0 | [6 empty] | 1 | 0
LCP_Inputs_ON_Electric_IEA_2023_05_05 | 2020 | Nuclear | Generation | Electricity | ON | Dispatch-Generation | VOM | 8790266640.96 | [6 empty] | 1 | 8790266640.96
LCP_Inputs_ON_Electric_IEA_2023_05_05 | 2020 | Nuclear | Generation | Electricity | PJ | Dispatch-Generation | EmissionsCost | 0 | [6 empty] | 1 | 0
LCP_Inputs_ON_Electric_IEA_2023_05_05 | 2020 | Nuclear | Generation | Electricity | PJ | Dispatch-Generation | FuelCost | 0 | [6 empty] | 1 | 0
LCP_Inputs_ON_Electric_IEA_2023_05_05 | 2020 | Nuclear | Generation | Electricity | PJ | Dispatch-Generation | VOM | 9110487814.4448 | [6 empty] | 1 | 9110487814.4448
LCP_Inputs_ON_Electric_IEA_2023_05_05 | 2020 | Nuclear | Generation | Electricity | QC | Dispatch-Generation | EmissionsCost | 0 | [6 empty] | 1 | 0
LCP_Inputs_ON_Electric_IEA_2023_05_05 | 2020 | Nuclear | Generation | Electricity | QC | Dispatch-Generation | FuelCost | 0 | [6 empty] | 1 | 0
LCP_Inputs_ON_Electric_IEA_2023_05_05 | 2020 | Nuclear | Generation | Electricity | QC | Dispatch-Generation | VOM | 0 | [6 empty] | 1 | 0
LCP_Inputs_ON_Electric_IEA_2023_05_05 | 2020 | Nuclear | Generation | Electricity | WC | Dispatch-Generation | EmissionsCost | 0 | [6 empty] | 1 | 0
LCP_Inputs_ON_Electric_IEA_2023_05_05 | 2020 | Nuclear | Generation | Electricity | WC | Dispatch-Generation | FuelCost | 0 | [6 empty] | 1 | 0
LCP_Inputs_ON_Electric_IEA_2023_05_05 | 2020 | Nuclear | Generation | Electricity | WC | Dispatch-Generation | VOM | 0 | [6 empty] | 1 | 0
LCP_Inputs_ON_Electric_IEA_2023_05_05 | 2020 | Nuclear SMR | Generation | Electricity | MI | Dispatch-Generation | EmissionsCost | 0 | [6 empty] | 1 | 0
LCP_Inputs_ON_Electric_IEA_2023_05_05 | 2020 | Nuclear SMR | Generation | Electricity | MI | Dispatch-Generation | FuelCost | 0 | [6 empty] | 1 | 0
LCP_Inputs_ON_Electric_IEA_2023_05_05 | 2020 | Nuclear SMR | Generation | Electricity | MI | Dispatch-Generation | VOM | 0 | [6 empty] | 1 | 0
LCP_Inputs_ON_Electric_IEA_2023_05_05 | 2020 | Nuclear SMR | Generation | Electricity | NY | Dispatch-Generation | EmissionsCost | 0 | [6 empty] | 1 | 0
LCP_Inputs_ON_Electric_IEA_2023_05_05 | 2020 | Nuclear SMR | Generation | Electricity | NY | Dispatch-Generation | FuelCost | 0 | [6 empty] | 1 | 0
LCP_Inputs_ON_Electric_IEA_2023_05_05 | 2020 | Nuclear SMR | Generation | Electricity | NY | Dispatch-Generation | VOM | 0 | [6 empty] | 1 | 0
LCP_Inputs_ON_Electric_IEA_2023_05_05 | 2020 | Nuclear SMR | Generation | Electricity | ON | Dispatch-Generation | EmissionsCost | 0 | [6 empty] | 1 | 0
LCP_Inputs_ON_Electric_IEA_2023_05_05 | 2020 | Nuclear SMR | Generation | Electricity | ON | Dispatch-Generation | FuelCost | 0 | [6 empty] | 1 | 0
LCP_Inputs_ON_Electric_IEA_2023_05_05 | 2020 | Nuclear SMR | Generation | Electricity | ON | Dispatch-Generation | VOM | 0 | [6 empty] | 1 | 0
LCP_Inputs_ON_Electric_IEA_2023_05_05 | 2020 | Nuclear SMR | Generation | Electricity | PJ | Dispatch-Generation | EmissionsCost | 0 | [6 empty] | 1 | 0
LCP_Inputs_ON_Electric_IEA_2023_05_05 | 2020 | Nuclear SMR | Generation | Electricity | PJ | Dispatch-Generation | FuelCost | 0 | [6 empty] | 1 | 0
LCP_Inputs_ON_Electric_IEA_2023_05_05 | 2020 | Nuclear SMR | Generation | Electricity | PJ | Dispatch-Generation | VOM | 0 | [6 empty] | 1 | 0
LCP_Inputs_ON_Electric_IEA_2023_05_05 | 2020 | Nuclear SMR | Generation | Electricity | QC | Dispatch-Generation | EmissionsCost | 0 | [6 empty] | 1 | 0
LCP_Inputs_ON_Electric_IEA_2023_05_05 | 2020 | Nuclear SMR | Generation | Electricity | QC | Dispatch-Generation | FuelCost | 0 | [6 empty] | 1 | 0
LCP_Inputs_ON_Electric_IEA_2023_05_05 | 2020 | Nuclear SMR | Generation | Electricity | QC | Dispatch-Generation | VOM | 0 | [6 empty] | 1 | 0
LCP_Inputs_ON_Electric_IEA_2023_05_05 | 2020 | Nuclear SMR | Generation | Electricity | WC | Dispatch-Generation | EmissionsCost | 0 | [6 empty] | 1 | 0
LCP_Inputs_ON_Electric_IEA_2023_05_05 | 2020 | Nuclear SMR | Generation | Electricity | WC | Dispatch-Generation | FuelCost | 0 | [6 empty] | 1 | 0
LCP_Inputs_ON_Electric_IEA_2023_05_05 | 2020 | Nuclear SMR | Generation | Electricity | WC | Dispatch-Generation | VOM | 0 | [6 empty] | 1 | 0
LCP_Inputs_ON_Electric_IEA_2023_05_05 | 2020 | O/CCGT - CH4 Existing | Crossload | Electricity | MI | Dispatch-Crossload | EmissionsCost | 0 | [6 empty] | 1 | 0
LCP_Inputs_ON_Electric_IEA_2023_05_05 | 2020 | O/CCGT - CH4 Existing | Crossload | Electricity | MI | Dispatch-Crossload | FuelCost | 0 | [6 empty] | 1 | 0
LCP_Inputs_ON_Electric_IEA_2023_05_05 | 2020 | O/CCGT - CH4 Existing | Crossload | Electricity | MI | Dispatch-Crossload | VOM | 0 | [6 empty] | 1 | 0
LCP_Inputs_ON_Electric_IEA_2023_05_05 | 2020 | O/CCGT - CH4 Existing | Crossload | Electricity | NY | Dispatch-Crossload | EmissionsCost | 0 | [6 empty] | 1 | 0
LCP_Inputs_ON_Electric_IEA_2023_05_05 | 2020 | O/CCGT - CH4 Existing | Crossload | Electricity | NY | Dispatch-Crossload | FuelCost | 0 | [6 empty] | 1 | 0
LCP_Inputs_ON_Electric_IEA_2023_05_05 | 2020 | O/CCGT - CH4 Existing | Crossload | Electricity | NY | Dispatch-Crossload | VOM | 0 | [6 empty] | 1 | 0
LCP_Inputs_ON_Electric_IEA_2023_05_05 | 2020 | O/CCGT - CH4 Existing | Crossload | Electricity | ON | Dispatch-Crossload | EmissionsCost | 0 | [6 empty] | 1 | 0
LCP_Inputs_ON_Electric_IEA_2023_05_05 | 2020 | O/CCGT - CH4 Existing | Crossload | Electricity | ON | Dispatch-Crossload | FuelCost | 0 | [6 empty] | 1 | 0
LCP_Inputs_ON_Electric_IEA_2023_05_05 | 2020 | O/CCGT - CH4 Existing | Crossload | Electricity | ON | Dispatch-Crossload | VOM | 0 | [6 empty] | 1 | 0
LCP_Inputs_ON_Electric_IEA_2023_05_05 | 2020 | O/CCGT - CH4 Existing | Crossload | Electricity | PJ | Dispatch-Crossload | EmissionsCost | 0 | [6 empty] | 1 | 0
LCP_Inputs_ON_Electric_IEA_2023_05_05 | 2020 | O/CCGT - CH4 Existing | Crossload | Electricity | PJ | Dispatch-Crossload | FuelCost | 0 | [6 empty] | 1 | 0
LCP_Inputs_ON_Electric_IEA_2023_05_05 | 2020 | O/CCGT - CH4 Existing | Crossload | Electricity | PJ | Dispatch-Crossload | VOM | 0 | [6 empty] | 1 | 0
LCP_Inputs_ON_Electric_IEA_2023_05_05 | 2020 | O/CCGT - CH4 Existing | Crossload | Electricity | QC | Dispatch-Crossload | EmissionsCost | 0 | [6 empty] | 1 | 0
LCP_Inputs_ON_Electric_IEA_2023_05_05 | 2020 | O/CCGT - CH4 Existing | Crossload | Electricity | QC | Dispatch-Crossload | FuelCost | 0 | [6 empty] | 1 | 0
LCP_Inputs_ON_Electric_IEA_2023_05_05 | 2020 | O/CCGT - CH4 Existing | Crossload | Electricity | QC | Dispatch-Crossload | VOM | 0 | [6 empty] | 1 | 0
LCP_Inputs_ON_Electric_IEA_2023_05_05 | 2020 | O/CCGT - CH4 Existing | Crossload | Electricity | WC | Dispatch-Crossload | EmissionsCost | 0 | [6 empty] | 1 | 0
LCP_Inputs_ON_Electric_IEA_2023_05_05 | 2020 | O/CCGT - CH4 Existing | Crossload | Electricity | WC | Dispatch-Crossload | FuelCost | 0 | [6 empty] | 1 | 0
LCP_Inputs_ON_Electric_IEA_2023_05_05 | 2020 | O/CCGT - CH4 Existing | Crossload | Electricity | WC | Dispatch-Crossload | VOM | 0 | [6 empty] | 1 | 0
LCP_Inputs_ON_Electric_IEA_2023_05_05 | 2020 | O/CCGT - CH4 New | Crossload | Electricity | MI | Dispatch-Crossload | EmissionsCost | 0 | [6 empty] | 1 | 0
LCP_Inputs_ON_Electric_IEA_2023_05_05 | 2020 | O/CCGT - CH4 New | Crossload | Electricity | MI | Dispatch-Crossload | FuelCost | 0 | [6 empty] | 1 | 0
LCP_Inputs_ON_Electric_IEA_2023_05_05 | 2020 | O/CCGT - CH4 New | Crossload | Electricity | MI | Dispatch-Crossload | VOM | 0 | [6 empty] | 1 | 0
LCP_Inputs_ON_Electric_IEA_2023_05_05 | 2020 | O/CCGT - CH4 New | Crossload | Electricity | NY | Dispatch-Crossload | EmissionsCost | 0 | [6 empty] | 1 | 0
LCP_Inputs_ON_Electric_IEA_2023_05_05 | 2020 | O/CCGT - CH4 New | Crossload | Electricity | NY | Dispatch-Crossload | FuelCost | 0 | [6 empty] | 1 | 0
LCP_Inputs_ON_Electric_IEA_2023_05_05 | 2020 | O/CCGT - CH4 New | Crossload | Electricity | NY | Dispatch-Crossload | VOM | 0 | [6 empty] | 1 | 0
LCP_Inputs_ON_Electric_IEA_2023_05_05 | 2020 | O/CCGT - CH4 New | Crossload | Electricity | ON | Dispatch-Crossload | EmissionsCost | 0 | [6 empty] | 1 | 0
LCP_Inputs_ON_Electric_IEA_2023_05_05 | 2020 | O/CCGT - CH4 New | Crossload | Electricity | ON | Dispatch-Crossload | FuelCost | 0 | [6 empty] | 1 | 0
LCP_Inputs_ON_Electric_IEA_2023_05_05 | 2020 | O/CCGT - CH4 New | Crossload | Electricity | ON | Dispatch-Crossload | VOM | 0 | [6 empty] | 1 | 0
LCP_Inputs_ON_Electric_IEA_2023_05_05 | 2020 | O/CCGT - CH4 New | Crossload | Electricity | PJ | Dispatch-Crossload | EmissionsCost | 0 | [6 empty] | 1 | 0
LCP_Inputs_ON_Electric_IEA_2023_05_05 | 2020 | O/CCGT - CH4 New | Crossload | Electricity | PJ | Dispatch-Crossload | FuelCost | 0 | [6 empty] | 1 | 0
LCP_Inputs_ON_Electric_IEA_2023_05_05 | 2020 | O/CCGT - CH4 New | Crossload | Electricity | PJ | Dispatch-Crossload | VOM | 0 | [6 empty] | 1 | 0
LCP_Inputs_ON_Electric_IEA_2023_05_05 | 2020 | O/CCGT - CH4 New | Crossload | Electricity | QC | Dispatch-Crossload | EmissionsCost | 0 | [6 empty] | 1 | 0
LCP_Inputs_ON_Electric_IEA_2023_05_05 | 2020 | O/CCGT - CH4 New | Crossload | Electricity | QC | Dispatch-Crossload | FuelCost | 0 | [6 empty] | 1 | 0
LCP_Inputs_ON_Electric_IEA_2023_05_05 | 2020 | O/CCGT - CH4 New | Crossload | Electricity | QC | Dispatch-Crossload | VOM | 0 | [6 empty] | 1 | 0
LCP_Inputs_ON_Electric_IEA_2023_05_05 | 2020 | O/CCGT - CH4 New | Crossload | Electricity | WC | Dispatch-Crossload | EmissionsCost | 0 | [6 empty] | 1 | 0
LCP_Inputs_ON_Electric_IEA_2023_05_05 | 2020 | O/CCGT - CH4 New | Crossload | Electricity | WC | Dispatch-Crossload | FuelCost | 0 | [6 empty] | 1 | 0
LCP_Inputs_ON_Electric_IEA_2023_05_05 | 2020 | O/CCGT - CH4 New | Crossload | Electricity | WC | Dispatch-Crossload | VOM | 0 | [6 empty] | 1 | 0
LCP_Inputs_ON_Electric_IEA_2023_05_05 | 2020 | O/CCGT - H2 New | Crossload | Electricity | MI | Dispatch-Crossload | EmissionsCost | 0 | [6 empty] | 1 | 0
LCP_Inputs_ON_Electric_IEA_2023_05_05 | 2020 | O/CCGT - H2 New | Crossload | Electricity | MI | Dispatch-Crossload | FuelCost | 0 | [6 empty] | 1 | 0
LCP_Inputs_ON_Electric_IEA_2023_05_05 | 2020 | O/CCGT - H2 New | Crossload | Electricity | MI | Dispatch-Crossload | VOM | 0 | [6 empty] | 1 | 0
LCP_Inputs_ON_Electric_IEA_2023_05_05 | 2020 | O/CCGT - H2 New | Crossload | Electricity | NY | Dispatch-Crossload | EmissionsCost | 0 | [6 empty] | 1 | 0
LCP_Inputs_ON_Electric_IEA_2023_05_05 | 2020 | O/CCGT - H2 New | Crossload | Electricity | NY | Dispatch-Crossload | FuelCost | 0 | [6 empty] | 1 | 0
LCP_Inputs_ON_Electric_IEA_2023_05_05 | 2020 | O/CCGT - H2 New | Crossload | Electricity | NY | Dispatch-Crossload | VOM | 0 | [6 empty] | 1 | 0
LCP_Inputs_ON_Electric_IEA_2023_05_05 | 2020 | O/CCGT - H2 New | Crossload | Electricity | ON | Dispatch-Crossload | EmissionsCost | 0 | [6 empty] | 1 | 0
LCP_Inputs_ON_Electric_IEA_2023_05_05 | 2020 | O/CCGT - H2 New | Crossload | Electricity | ON | Dispatch-Crossload | FuelCost | 0 | [6 empty] | 1 | 0
LCP_Inputs_ON_Electric_IEA_2023_05_05 | 2020 | O/CCGT - H2 New | Crossload | Electricity | ON | Dispatch-Crossload | VOM | 0 | [6 empty] | 1 | 0
LCP_Inputs_ON_Electric_IEA_2023_05_05 | 2020 | O/CCGT - H2 New | Crossload | Electricity | PJ | Dispatch-Crossload | EmissionsCost | 0 | [6 empty] | 1 | 0
LCP_Inputs_ON_Electric_IEA_2023_05_05 | 2020 | O/CCGT - H2 New | Crossload | Electricity | PJ | Dispatch-Crossload | FuelCost | 0 | [6 empty] | 1 | 0
LCP_Inputs_ON_Electric_IEA_2023_05_05 | 2020 | O/CCGT - H2 New | Crossload | Electricity | PJ | Dispatch-Crossload | VOM | 0 | [6 empty] | 1 | 0
LCP_Inputs_ON_Electric_IEA_2023_05_05 | 2020 | O/CCGT - H2 New | Crossload | Electricity | QC | Dispatch-Crossload | EmissionsCost | 0 | [6 empty] | 1 | 0
LCP_Inputs_ON_Electric_IEA_2023_05_05 | 2020 | O/CCGT - H2 New | Crossload | Electricity | QC | Dispatch-Crossload | FuelCost | 0 | [6 empty] | 1 | 0
LCP_Inputs_ON_Electric_IEA_2023_05_05 | 2020 | O/CCGT - H2 New | Crossload | Electricity | QC | Dispatch-Crossload | VOM | 0 | [6 empty] | 1 | 0
LCP_Inputs_ON_Electric_IEA_2023_05_05 | 2020 | O/CCGT - H2 New | Crossload | Electricity | WC | Dispatch-Crossload | EmissionsCost | 0 | [6 empty] | 1 | 0
LCP_Inputs_ON_Electric_IEA_2023_05_05 | 2020 | O/CCGT - H2 New | Crossload | Electricity | WC | Dispatch-Crossload | FuelCost | 0 | [6 empty] | 1 | 0
LCP_Inputs_ON_Electric_IEA_2023_05_05 | 2020 | O/CCGT - H2 New | Crossload | Electricity | WC | Dispatch-Crossload | VOM | 0 | [6 empty] | 1 | 0
LCP_Inputs_ON_Electric_IEA_2023_05_05 | 2020 | SMR CCS | Generation | Hydrogen | MI | Dispatch-Generation | EmissionsCost | 0 | [6 empty] | 1 | 0
LCP_Inputs_ON_Electric_IEA_2023_05_05 | 2020 | SMR CCS | Generation | Hydrogen | MI | Dispatch-Generation | FuelCost | 0 | [6 empty] | 1 | 0
LCP_Inputs_ON_Electric_IEA_2023_05_05 | 2020 | SMR CCS | Generation | Hydrogen | MI | Dispatch-Generation | VOM | 0 | [6 empty] | 1 | 0
LCP_Inputs_ON_Electric_IEA_2023_05_05 | 2020 | SMR CCS | Generation | Hydrogen | NY | Dispatch-Generation | EmissionsCost | 0 | [6 empty] | 1 | 0
LCP_Inputs_ON_Electric_IEA_2023_05_05 | 2020 | SMR CCS | Generation | Hydrogen | NY | Dispatch-Generation | FuelCost | 0 | [6 empty] | 1 | 0
LCP_Inputs_ON_Electric_IEA_2023_05_05 | 2020 | SMR CCS | Generation | Hydrogen | NY | Dispatch-Generation | VOM | 0 | [6 empty] | 1 | 0
LCP_Inputs_ON_Electric_IEA_2023_05_05 | 2020 | SMR CCS | Generation | Hydrogen | ON | Dispatch-Generation | EmissionsCost | 0 | [6 empty] | 1 | 0
LCP_Inputs_ON_Electric_IEA_2023_05_05 | 2020 | SMR CCS | Generation | Hydrogen | ON | Dispatch-Generation | FuelCost | 0 | [6 empty] | 1 | 0
LCP_Inputs_ON_Electric_IEA_2023_05_05 | 2020 | SMR CCS | Generation | Hydrogen | ON | Dispatch-Generation | VOM | 0 | [6 empty] | 1 | 0
LCP_Inputs_ON_Electric_IEA_2023_05_05 | 2020 | SMR CCS | Generation | Hydrogen | PJ | Dispatch-Generation | EmissionsCost | 0 | [6 empty] | 1 | 0
LCP_Inputs_ON_Electric_IEA_2023_05_05 | 2020 | SMR CCS | Generation | Hydrogen | PJ | Dispatch-Generation | FuelCost | 0 | [6 empty] | 1 | 0
LCP_Inputs_ON_Electric_IEA_2023_05_05 | 2020 | SMR CCS | Generation | Hydrogen | PJ | Dispatch-Generation | VOM | 0 | [6 empty] | 1 | 0
LCP_Inputs_ON_Electric_IEA_2023_05_05 | 2020 | SMR CCS | Generation | Hydrogen | QC | Dispatch-Generation | EmissionsCost | 0 | [6 empty] | 1 | 0
LCP_Inputs_ON_Electric_IEA_2023_05_05 | 2020 | SMR CCS | Generation | Hydrogen | QC | Dispatch-Generation | FuelCost | 0 | [6 empty] | 1 | 0
LCP_Inputs_ON_Electric_IEA_2023_05_05 | 2020 | SMR CCS | Generation | Hydrogen | QC | Dispatch-Generation | VOM | 0 | [6 empty] | 1 | 0
LCP_Inputs_ON_Electric_IEA_2023_05_05 | 2020 | SMR CCS | Generation | Hydrogen | WC | Dispatch-Generation | EmissionsCost | 0 | [6 empty] | 1 | 0
LCP_Inputs_ON_Electric_IEA_2023_05_05 | 2020 | SMR CCS | Generation | Hydrogen | WC | Dispatch-Generation | FuelCost | 0 | [6 empty] | 1 | 0
LCP_Inputs_ON_Electric_IEA_2023_05_05 | 2020 | SMR CCS | Generation | Hydrogen | WC | Dispatch-Generation | VOM | 0 | [6 empty] | 1 | 0
LCP_Inputs_ON_Electric_IEA_2023_05_05 | 2020 | Solar PV | Generation | Electricity | MI | Dispatch-Generation | EmissionsCost | 0 | [6 empty] | 1 | 0
LCP_Inputs_ON_Electric_IEA_2023_05_05 | 2020 | Solar PV | Generation | Electricity | MI | Dispatch-Generation | FuelCost | 0 | [6 empty] | 1 | 0
LCP_Inputs_ON_Electric_IEA_2023_05_05 | 2020 | Solar PV | Generation | Electricity | MI | Dispatch-Generation | VOM | 0 | [6 empty] | 1 | 0
LCP_Inputs_ON_Electric_IEA_2023_05_05 | 2020 | Solar PV | Generation | Electricity | NY | Dispatch-Generation | EmissionsCost | 0 | [6 empty] | 1 | 0
LCP_Inputs_ON_Electric_IEA_2023_05_05 | 2020 | Solar PV | Generation | Electricity | NY | Dispatch-Generation | FuelCost | 0 | [6 empty] | 1 | 0
LCP_Inputs_ON_Electric_IEA_2023_05_05 | 2020 | Solar PV | Generation | Electricity | NY | Dispatch-Generation | VOM | 0 | [6 empty] | 1 | 0
LCP_Inputs_ON_Electric_IEA_2023_05_05 | 2020 | Solar PV | Generation | Electricity | ON | Dispatch-Generation | EmissionsCost | 0 | [6 empty] | 1 | 0
LCP_Inputs_ON_Electric_IEA_2023_05_05 | 2020 | Solar PV | Generation | Electricity | ON | Dispatch-Generation | FuelCost | 0 | [6 empty] | 1 | 0
LCP_Inputs_ON_Electric_IEA_2023_05_05 | 2020 | Solar PV | Generation | Electricity | ON | Dispatch-Generation | VOM | 0 | [6 empty] | 1 | 0
LCP_Inputs_ON_Electric_IEA_2023_05_05 | 2020 | Solar PV | Generation | Electricity | PJ | Dispatch-Generation | EmissionsCost | 0 | [6 empty] | 1 | 0
LCP_Inputs_ON_Electric_IEA_2023_05_05 | 2020 | Solar PV | Generation | Electricity | PJ | Dispatch-Generation | FuelCost | 0 | [6 empty] | 1 | 0
LCP_Inputs_ON_Electric_IEA_2023_05_05 | 2020 | Solar PV | Generation | Electricity | PJ | Dispatch-Generation | VOM | 0 | [6 empty] | 1 | 0
LCP_Inputs_ON_Electric_IEA_2023_05_05 | 2020 | Solar PV | Generation | Electricity | QC | Dispatch-Generation | EmissionsCost | 0 | [6 empty] | 1 | 0
LCP_Inputs_ON_Electric_IEA_2023_05_05 | 2020 | Solar PV | Generation | Electricity | QC | Dispatch-Generation | FuelCost | 0 | [6 empty] | 1 | 0
LCP_Inputs_ON_Electric_IEA_2023_05_05 | 2020 | Solar PV | Generation | Electricity | QC | Dispatch-Generation | VOM | 0 | [6 empty] | 1 | 0
LCP_Inputs_ON_Electric_IEA_2023_05_05 | 2020 | Solar PV | Generation | Electricity | WC | Dispatch-Generation | EmissionsCost | 0 | [6 empty] | 1 | 0
LCP_Inputs_ON_Electric_IEA_2023_05_05 | 2020 | Solar PV | Generation | Electricity | WC | Dispatch-Generation | FuelCost | 0 | [6 empty] | 1 | 0
LCP_Inputs_ON_Electric_IEA_2023_05_05 | 2020 | Solar PV | Generation | Electricity | WC | Dispatch-Generation | VOM | 0 | [6 empty] | 1 | 0
LCP_Inputs_ON_Electric_IEA_2023_05_05 | 2020 | Wind Offshore | Generation | Electricity | MI | Dispatch-Generation | EmissionsCost | 0 | [6 empty] | 1 | 0
LCP_Inputs_ON_Electric_IEA_2023_05_05 | 2020 | Wind Offshore | Generation | Electricity | MI | Dispatch-Generation | FuelCost | 0 | [6 empty] | 1 | 0
LCP_Inputs_ON_Electric_IEA_2023_05_05 | 2020 | Wind Offshore | Generation | Electricity | MI | Dispatch-Generation | VOM | 0 | [6 empty] | 1 | 0
LCP_Inputs_ON_Electric_IEA_2023_05_05 | 2020 | Wind Offshore | Generation | Electricity | NY | Dispatch-Generation | EmissionsCost | 0 | [6 empty] | 1 | 0
LCP_Inputs_ON_Electric_IEA_2023_05_05 | 2020 | Wind Offshore | Generation | Electricity | NY | Dispatch-Generation | FuelCost | 0 | [6 empty] | 1 | 0
LCP_Inputs_ON_Electric_IEA_2023_05_05 | 2020 | Wind Offshore | Generation | Electricity | NY | Dispatch-Generation | VOM | 0 | [6 empty] | 1 | 0
LCP_Inputs_ON_Electric_IEA_2023_05_05 | 2020 | Wind Offshore | Generation | Electricity | ON | Dispatch-Generation | EmissionsCost | 0 | [6 empty] | 1 | 0
LCP_Inputs_ON_Electric_IEA_2023_05_05 | 2020 | Wind Offshore | Generation | Electricity | ON | Dispatch-Generation | FuelCost | 0 | [6 empty] | 1 | 0
LCP_Inputs_ON_Electric_IEA_2023_05_05 | 2020 | Wind Offshore | Generation | Electricity | ON | Dispatch-Generation | VOM | 0 | [6 empty] | 1 | 0
LCP_Inputs_ON_Electric_IEA_2023_05_05 | 2020 | Wind Offshore | Generation | Electricity | PJ | Dispatch-Generation | EmissionsCost | 0 | [6 empty] | 1 | 0
LCP_Inputs_ON_Electric_IEA_2023_05_05 | 2020 | Wind Offshore | Generation | Electricity | PJ | Dispatch-Generation | FuelCost | 0 | [6 empty] | 1 | 0
LCP_Inputs_ON_Electric_IEA_2023_05_05 | 2020 | Wind Offshore | Generation | Electricity | PJ | Dispatch-Generation | VOM | 0 | [6 empty] | 1 | 0
LCP_Inputs_ON_Electric_IEA_2023_05_05 | 2020 | Wind Offshore | Generation | Electricity | QC | Dispatch-Generation | EmissionsCost | 0 | [6 empty] | 1 | 0
LCP_Inputs_ON_Electric_IEA_2023_05_05 | 2020 | Wind Offshore | Generation | Electricity | QC | Dispatch-Generation | FuelCost | 0 | [6 empty] | 1 | 0
LCP_Inputs_ON_Electric_IEA_2023_05_05 | 2020 | Wind Offshore | Generation | Electricity | QC | Dispatch-Generation | VOM | 0 | [6 empty] | 1 | 0
LCP_Inputs_ON_Electric_IEA_2023_05_05 | 2020 | Wind Offshore | Generation | Electricity | WC | Dispatch-Generation | EmissionsCost | 0 | [6 empty] | 1 | 0
LCP_Inputs_ON_Electric_IEA_2023_05_05 | 2020 | Wind Offshore | Generation | Electricity | WC | Dispatch-Generation | FuelCost | 0 | [6 empty] | 1 | 0
LCP_Inputs_ON_Electric_IEA_2023_05_05 | 2020 | Wind Offshore | Generation | Electricity | WC | Dispatch-Generation | VOM | 0 | [6 empty] | 1 | 0
LCP_Inputs_ON_Electric_IEA_2023_05_05 | 2020 | Wind Onshore | Generation | Electricity | MI | Dispatch-Generation | EmissionsCost | 0 | [6 empty] | 1 | 0
LCP_Inputs_ON_Electric_IEA_2023_05_05 | 2020 | Wind Onshore | Generation | Electricity | MI | Dispatch-Generation | FuelCost | 0 | [6 empty] | 1 | 0
LCP_Inputs_ON_Electric_IEA_2023_05_05 | 2020 | Wind Onshore | Generation | Electricity | MI | Dispatch-Generation | VOM | 0 | [6 empty] | 1 | 0
LCP_Inputs_ON_Electric_IEA_2023_05_05 | 2020 | Wind Onshore | Generation | Electricity | NY | Dispatch-Generation | EmissionsCost | 0 | [6 empty] | 1 | 0
LCP_Inputs_ON_Electric_IEA_2023_05_05 | 2020 | Wind Onshore | Generation | Electricity | NY | Dispatch-Generation | FuelCost | 0 | [6 empty] | 1 | 0
LCP_Inputs_ON_Electric_IEA_2023_05_05 | 2020 | Wind Onshore | Generation | Electricity | NY | Dispatch-Generation | VOM | 0 | [6 empty] | 1 | 0
LCP_Inputs_ON_Electric_IEA_2023_05_05 | 2020 | Wind Onshore | Generation | Electricity | ON | Dispatch-Generation | EmissionsCost | 0 | [6 empty] | 1 | 0
LCP_Inputs_ON_Electric_IEA_2023_05_05 | 2020 | Wind Onshore | Generation | Electricity | ON | Dispatch-Generation | FuelCost | 0 | [6 empty] | 1 | 0
LCP_Inputs_ON_Electric_IEA_2023_05_05 | 2020 | Wind Onshore | Generation | Electricity | ON | Dispatch-Generation | VOM | 0 | [6 empty] | 1 | 0
LCP_Inputs_ON_Electric_IEA_2023_05_05 | 2020 | Wind Onshore | Generation | Electricity | PJ | Dispatch-Generation | EmissionsCost | 0 | [6 empty] | 1 | 0
LCP_Inputs_ON_Electric_IEA_2023_05_05 | 2020 | Wind Onshore | Generation | Electricity | PJ | Dispatch-Generation | FuelCost | 0 | [6 empty] | 1 | 0
LCP_Inputs_ON_Electric_IEA_2023_05_05 | 2020 | Wind Onshore | Generation | Electricity | PJ | Dispatch-Generation | VOM | 0 | [6 empty] | 1 | 0
LCP_Inputs_ON_Electric_IEA_2023_05_05 | 2020 | Wind Onshore | Generation | Electricity | QC | Dispatch-Generation | EmissionsCost | 0 | [6 empty] | 1 | 0
LCP_Inputs_ON_Electric_IEA_2023_05_05 | 2020 | Wind Onshore | Generation | Electricity | QC | Dispatch-Generation | FuelCost | 0 | [6 empty] | 1 | 0
LCP_Inputs_ON_Electric_IEA_2023_05_05 | 2020 | Wind Onshore | Generation | Electricity | QC | Dispatch-Generation | VOM | 0 | [6 empty] | 1 | 0
LCP_Inputs_ON_Electric_IEA_2023_05_05 | 2020 | Wind Onshore | Generation | Electricity | WC | Dispatch-Generation | EmissionsCost | 0 | [6 empty] | 1 | 0
LCP_Inputs_ON_Electric_IEA_2023_05_05 | 2020 | Wind Onshore | Generation | Electricity | WC | Dispatch-Generation | FuelCost | 0 | [6 empty] | 1 | 0
LCP_Inputs_ON_Electric_IEA_2023_05_05 | 2020 | Wind Onshore | Generation | Electricity | WC | Dispatch-Generation | VOM | 0 | [6 empty] | 1 | 0
LCP_Inputs_ON_Electric_IEA_2023_05_05 | 2021 | Anaerobic Digestion | Generation | Methane | MI | Dispatch-Generation | EmissionsCost | 0 | [6 empty] | 0.96154 | 0
LCP_Inputs_ON_Electric_IEA_2023_05_05 | 2021 | Anaerobic Digestion | Generation | Methane | MI | Dispatch-Generation | FuelCost | 0 | [6 empty] | 0.96154 | 0
LCP_Inputs_ON_Electric_IEA_2023_05_05 | 2021 | Anaerobic Digestion | Generation | Methane | MI | Dispatch-Generation | VOM | 0 | [6 empty] | 0.96154 | 0
LCP_Inputs_ON_Electric_IEA_2023_05_05 | 2021 | Anaerobic Digestion | Generation | Methane | NY | Dispatch-Generation | EmissionsCost | 0 | [6 empty] | 0.96154 | 0
LCP_Inputs_ON_Electric_IEA_2023_05_05 | 2021 | Anaerobic Digestion | Generation | Methane | NY | Dispatch-Generation | FuelCost | 0 | [6 empty] | 0.96154 | 0
LCP_Inputs_ON_Electric_IEA_2023_05_05 | 2021 | Anaerobic Digestion | Generation | Methane | NY | Dispatch-Generation | VOM | 0 | [6 empty] | 0.96154 | 0
LCP_Inputs_ON_Electric_IEA_2023_05_05 | 2021 | Anaerobic Digestion | Generation | Methane | ON | Dispatch-Generation | EmissionsCost | 0 | [6 empty] | 0.96154 | 0
LCP_Inputs_ON_Electric_IEA_2023_05_05 | 2021 | Anaerobic Digestion | Generation | Methane | ON | Dispatch-Generation | FuelCost | 0 | [6 empty] | 0.96154 | 0
LCP_Inputs_ON_Electric_IEA_2023_05_05 | 2021 | Anaerobic Digestion | Generation | Methane | ON | Dispatch-Generation | VOM | 0 | [6 empty] | 0.96154 | 0
LCP_Inputs_ON_Electric_IEA_2023_05_05 | 2021 | Anaerobic Digestion | Generation | Methane | PJ | Dispatch-Generation | EmissionsCost | 0 | [6 empty] | 0.96154 | 0
LCP_Inputs_ON_Electric_IEA_2023_05_05 | 2021 | Anaerobic Digestion | Generation | Methane | PJ | Dispatch-Generation | FuelCost | 0 | [6 empty] | 0.96154 | 0
LCP_Inputs_ON_Electric_IEA_2023_05_05 | 2021 | Anaerobic Digestion | Generation | Methane | PJ | Dispatch-Generation | VOM | 0 | [6 empty] | 0.96154 | 0
LCP_Inputs_ON_Electric_IEA_2023_05_05 | 2021 | Anaerobic Digestion | Generation | Methane | QC | Dispatch-Generation | EmissionsCost | 0 | [6 empty] | 0.96154 | 0
LCP_Inputs_ON_Electric_IEA_2023_05_05 | 2021 | Anaerobic Digestion | Generation | Methane | QC | Dispatch-Generation | FuelCost | 0 | [6 empty] | 0.96154 | 0
LCP_Inputs_ON_Electric_IEA_2023_05_05 | 2021 | Anaerobic Digestion | Generation | Methane | QC | Dispatch-Generation | VOM | 0 | [6 empty] | 0.96154 | 0
LCP_Inputs_ON_Electric_IEA_2023_05_05 | 2021 | Anaerobic Digestion | Generation | Methane | WC | Dispatch-Generation | EmissionsCost | 0 | [6 empty] | 0.96154 | 0
LCP_Inputs_ON_Electric_IEA_2023_05_05 | 2021 | Anaerobic Digestion | Generation | Methane | WC | Dispatch-Generation | FuelCost | 0 | [6 empty] | 0.96154 | 0
LCP_Inputs_ON_Electric_IEA_2023_05_05 | 2021 | Anaerobic Digestion | Generation | Methane | WC | Dispatch-Generation | VOM | 0 | [6 empty] | 0.96154 | 0
LCP_Inputs_ON_Electric_IEA_2023_05_05 | 2021 | Battery Storage | Storage | Electricity | MI | Dispatch-Storage | EmissionsCost | 0 | [6 empty] | 0.96154 | 0
LCP_Inputs_ON_Electric_IEA_2023_05_05 | 2021 | Battery Storage | Storage | Electricity | MI | Dispatch-Storage | FuelCost | 0 | [6 empty] | 0.96154 | 0
LCP_Inputs_ON_Electric_IEA_2023_05_05 | 2021 | Battery Storage | Storage | Electricity | MI | Dispatch-Storage | VOM | 0 | [6 empty] | 0.96154 | 0
LCP_Inputs_ON_Electric_IEA_2023_05_05 | 2021 | Battery Storage | Storage | Electricity | NY | Dispatch-Storage | EmissionsCost | 0 | [6 empty] | 0.96154 | 0
LCP_Inputs_ON_Electric_IEA_2023_05_05 | 2021 | Battery Storage | Storage | Electricity | NY | Dispatch-Storage | FuelCost | 0 | [6 empty] | 0.96154 | 0
LCP_Inputs_ON_Electric_IEA_2023_05_05 | 2021 | Battery Storage | Storage | Electricity | NY | Dispatch-Storage | VOM | 0 | [6 empty] | 0.96154 | 0
LCP_Inputs_ON_Electric_IEA_2023_05_05 | 2021 | Battery Storage | Storage | Electricity | ON | Dispatch-Storage | EmissionsCost | 0 | [6 empty] | 0.96154 | 0
LCP_Inputs_ON_Electric_IEA_2023_05_05 | 2021 | Battery Storage | Storage | Electricity | ON | Dispatch-Storage | FuelCost | 0 | [6 empty] | 0.96154 | 0
LCP_Inputs_ON_Electric_IEA_2023_05_05 | 2021 | Battery Storage | Storage | Electricity | ON | Dispatch-Storage | VOM | 0 | [6 empty] | 0.96154 | 0
LCP_Inputs_ON_Electric_IEA_2023_05_05 | 2021 | Battery Storage | Storage | Electricity | PJ | Dispatch-Storage | EmissionsCost | 0 | [6 empty] | 0.96154 | 0
LCP_Inputs_ON_Electric_IEA_2023_05_05 | 2021 | Battery Storage | Storage | Electricity | PJ | Dispatch-Storage | FuelCost | 0 | [6 empty] | 0.96154 | 0
LCP_Inputs_ON_Electric_IEA_2023_05_05 | 2021 | Battery Storage | Storage | Electricity | PJ | Dispatch-Storage | VOM | 0 | [6 empty] | 0.96154 | 0
LCP_Inputs_ON_Electric_IEA_2023_05_05 | 2021 | Battery Storage | Storage | Electricity | QC | Dispatch-Storage | EmissionsCost | 0 | [6 empty] | 0.96154 | 0
LCP_Inputs_ON_Electric_IEA_2023_05_05 | 2021 | Battery Storage | Storage | Electricity | QC | Dispatch-Storage | FuelCost | 0 | [6 empty] | 0.96154 | 0
LCP_Inputs_ON_Electric_IEA_2023_05_05 | 2021 | Battery Storage | Storage | Electricity | QC | Dispatch-Storage | VOM | 0 | [6 empty] | 0.96154 | 0
LCP_Inputs_ON_Electric_IEA_2023_05_05 | 2021 | Battery Storage | Storage | Electricity | WC | Dispatch-Storage | EmissionsCost | 0 | [6 empty] | 0.96154 | 0
LCP_Inputs_ON_Electric_IEA_2023_05_05 | 2021 | Battery Storage | Storage | Electricity | WC | Dispatch-Storage | FuelCost | 0 | [6 empty] | 0.96154 | 0
LCP_Inputs_ON_Electric_IEA_2023_05_05 | 2021 | Battery Storage | Storage | Electricity | WC | Dispatch-Storage | VOM | 0 | [6 empty] | 0.96154 | 0
LCP_Inputs_ON_Electric_IEA_2023_05_05 | 2021 | Biomass | Generation | Electricity | MI | Dispatch-Generation | EmissionsCost | 0 | [6 empty] | 0.96154 | 0
LCP_Inputs_ON_Electric_IEA_2023_05_05 | 2021 | Biomass | Generation | Electricity | MI | Dispatch-Generation | FuelCost | 0 | [6 empty] | 0.96154 | 0
LCP_Inputs_ON_Electric_IEA_2023_05_05 | 2021 | Biomass | Generation | Electricity | MI | Dispatch-Generation | VOM | 0 | [6 empty] | 0.96154 | 0
LCP_Inputs_ON_Electric_IEA_2023_05_05 | 2021 | Biomass | Generation | Electricity | NY | Dispatch-Generation | EmissionsCost | 0 | [6 empty] | 0.96154 | 0
LCP_Inputs_ON_Electric_IEA_2023_05_05 | 2021 | Biomass | Generation | Electricity | NY | Dispatch-Generation | FuelCost | 0 | [6 empty] | 0.96154 | 0
LCP_Inputs_ON_Electric_IEA_2023_05_05 | 2021 | Biomass | Generation | Electricity | NY | Dispatch-Generation | VOM | 0 | [6 empty] | 0.96154 | 0
LCP_Inputs_ON_Electric_IEA_2023_05_05 | 2021 | Biomass | Generation | Electricity | ON | Dispatch-Generation | EmissionsCost | 0 | [6 empty] | 0.96154 | 0
LCP_Inputs_ON_Electric_IEA_2023_05_05 | 2021 | Biomass | Generation | Electricity | ON | Dispatch-Generation | FuelCost | 0 | [6 empty] | 0.96154 | 0
LCP_Inputs_ON_Electric_IEA_2023_05_05 | 2021 | Biomass | Generation | Electricity | ON | Dispatch-Generation | VOM | 0 | [6 empty] | 0.96154 | 0
LCP_Inputs_ON_Electric_IEA_2023_05_05 | 2021 | Biomass | Generation | Electricity | PJ | Dispatch-Generation | EmissionsCost | 0 | [6 empty] | 0.96154 | 0
LCP_Inputs_ON_Electric_IEA_2023_05_05 | 2021 | Biomass | Generation | Electricity | PJ | Dispatch-Generation | FuelCost | 0 | [6 empty] | 0.96154 | 0
LCP_Inputs_ON_Electric_IEA_2023_05_05 | 2021 | Biomass | Generation | Electricity | PJ | Dispatch-Generation | VOM | 0 | [6 empty] | 0.96154 | 0
LCP_Inputs_ON_Electric_IEA_2023_05_05 | 2021 | Biomass | Generation | Electricity | QC | Dispatch-Generation | EmissionsCost | 0 | [6 empty] | 0.96154 | 0
LCP_Inputs_ON_Electric_IEA_2023_05_05 | 2021 | Biomass | Generation | Electricity | QC | Dispatch-Generation | FuelCost | 0 | [6 empty] | 0.96154 | 0
LCP_Inputs_ON_Electric_IEA_2023_05_05 | 2021 | Biomass | Generation | Electricity | QC | Dispatch-Generation | VOM | 0 | [6 empty] | 0.96154 | 0
LCP_Inputs_ON_Electric_IEA_2023_05_05 | 2021 | Biomass | Generation | Electricity | WC | Dispatch-Generation | EmissionsCost | 0 | [6 empty] | 0.96154 | 0
LCP_Inputs_ON_Electric_IEA_2023_05_05 | 2021 | Biomass | Generation | Electricity | WC | Dispatch-Generation | FuelCost | 0 | [6 empty] | 0.96154 | 0
LCP_Inputs_ON_Electric_IEA_2023_05_05 | 2021 | Biomass | Generation | Electricity | WC | Dispatch-Generation | VOM | 0 | [6 empty] | 0.96154 | 0
LCP_Inputs_ON_Electric_IEA_2023_05_05 | 2021 | Biomass + CCS | Generation | Electricity | MI | Dispatch-Generation | EmissionsCost | 0 | [6 empty] | 0.96154 | 0
LCP_Inputs_ON_Electric_IEA_2023_05_05 | 2021 | Biomass + CCS | Generation | Electricity | MI | Dispatch-Generation | FuelCost | 0 | [6 empty] | 0.96154 | 0
LCP_Inputs_ON_Electric_IEA_2023_05_05 | 2021 | Biomass + CCS | Generation | Electricity | MI | Dispatch-Generation | VOM | 0 | [6 empty] | 0.96154 | 0
LCP_Inputs_ON_Electric_IEA_2023_05_05 | 2021 | Biomass + CCS | Generation | Electricity | NY | Dispatch-Generation | EmissionsCost | 0 | [6 empty] | 0.96154 | 0
LCP_Inputs_ON_Electric_IEA_2023_05_05 | 2021 | Biomass + CCS | Generation | Electricity | NY | Dispatch-Generation | FuelCost | 0 | [6 empty] | 0.96154 | 0
LCP_Inputs_ON_Electric_IEA_2023_05_05 | 2021 | Biomass + CCS | Generation | Electricity | NY | Dispatch-Generation | VOM | 0 | [6 empty] | 0.96154 | 0
LCP_Inputs_ON_Electric_IEA_2023_05_05 | 2021 | Biomass + CCS | Generation | Electricity | ON | Dispatch-Generation | EmissionsCost | 0 | [6 empty] | 0.96154 | 0
LCP_Inputs_ON_Electric_IEA_2023_05_05 | 2021 | Biomass + CCS | Generation | Electricity | ON | Dispatch-Generation | FuelCost | 0 | [6 empty] | 0.96154 | 0
LCP_Inputs_ON_Electric_IEA_2023_05_05 | 2021 | Biomass + CCS | Generation | Electricity | ON | Dispatch-Generation | VOM | 0 | [6 empty] | 0.96154 | 0
LCP_Inputs_ON_Electric_IEA_2023_05_05 | 2021 | Biomass + CCS | Generation | Electricity | PJ | Dispatch-Generation | EmissionsCost | 0 | [6 empty] | 0.96154 | 0
LCP_Inputs_ON_Electric_IEA_2023_05_05 | 2021 | Biomass + CCS | Generation | Electricity | PJ | Dispatch-Generation | FuelCost | 0 | [6 empty] | 0.96154 | 0
LCP_Inputs_ON_Electric_IEA_2023_05_05 | 2021 | Biomass + CCS | Generation | Electricity | PJ | Dispatch-Generation | VOM | 0 | [6 empty] | 0.96154 | 0
LCP_Inputs_ON_Electric_IEA_2023_05_05 | 2021 | Biomass + CCS | Generation | Electricity | QC | Dispatch-Generation | EmissionsCost | 0 | [6 empty] | 0.96154 | 0
LCP_Inputs_ON_Electric_IEA_2023_05_05 | 2021 | Biomass + CCS | Generation | Electricity | QC | Dispatch-Generation | FuelCost | 0 | [6 empty] | 0.96154 | 0
LCP_Inputs_ON_Electric_IEA_2023_05_05 | 2021 | Biomass + CCS | Generation | Electricity | QC | Dispatch-Generation | VOM | 0 | [6 empty] | 0.96154 | 0
LCP_Inputs_ON_Electric_IEA_2023_05_05 | 2021 | Biomass + CCS | Generation | Electricity | WC | Dispatch-Generation | EmissionsCost | 0 | [6 empty] | 0.96154 | 0
LCP_Inputs_ON_Electric_IEA_2023_05_05 | 2021 | Biomass + CCS | Generation | Electricity | WC | Dispatch-Generation | FuelCost | 0 | [6 empty] | 0.96154 | 0
LCP_Inputs_ON_Electric_IEA_2023_05_05 | 2021 | Biomass + CCS | Generation | Electricity | WC | Dispatch-Generation | VOM | 0 | [6 empty] | 0.96154 | 0
LCP_Inputs_ON_Electric_IEA_2023_05_05 | 2021 | CH4 + CCS | Generation | Methane | MI | Dispatch-Generation | EmissionsCost | 0 | [6 empty] | 0.96154 | 0
LCP_Inputs_ON_Electric_IEA_2023_05_05 | 2021 | CH4 + CCS | Generation | Methane | MI | Dispatch-Generation | FuelCost | 0 | [6 empty] | 0.96154 | 0
LCP_Inputs_ON_Electric_IEA_2023_05_05 | 2021 | CH4 + CCS | Generation | Methane | MI | Dispatch-Generation | VOM | 0 | [6 empty] | 0.96154 | 0
LCP_Inputs_ON_Electric_IEA_2023_05_05 | 2021 | CH4 + CCS | Generation | Methane | NY | Dispatch-Generation | EmissionsCost | 0 | [6 empty] | 0.96154 | 0
LCP_Inputs_ON_Electric_IEA_2023_05_05 | 2021 | CH4 + CCS | Generation | Methane | NY | Dispatch-Generation | FuelCost | 0 | [6 empty] | 0.96154 | 0
LCP_Inputs_ON_Electric_IEA_2023_05_05 | 2021 | CH4 + CCS | Generation | Methane | NY | Dispatch-Generation | VOM | 0 | [6 empty] | 0.96154 | 0
LCP_Inputs_ON_Electric_IEA_2023_05_05 | 2021 | CH4 + CCS | Generation | Methane | ON | Dispatch-Generation | EmissionsCost | 0 | [6 empty] | 0.96154 | 0
LCP_Inputs_ON_Electric_IEA_2023_05_05 | 2021 | CH4 + CCS | Generation | Methane | ON | Dispatch-Generation | FuelCost | 0 | [6 empty] | 0.96154 | 0
LCP_Inputs_ON_Electric_IEA_2023_05_05 | 2021 | CH4 + CCS | Generation | Methane | ON | Dispatch-Generation | VOM | 0 | [6 empty] | 0.96154 | 0
LCP_Inputs_ON_Electric_IEA_2023_05_05 | 2021 | CH4 + CCS | Generation | Methane | PJ | Dispatch-Generation | EmissionsCost | 0 | [6 empty] | 0.96154 | 0
LCP_Inputs_ON_Electric_IEA_2023_05_05 | 2021 | CH4 + CCS | Generation | Methane | PJ | Dispatch-Generation | FuelCost | 0 | [6 empty] | 0.96154 | 0
LCP_Inputs_ON_Electric_IEA_2023_05_05 | 2021 | CH4 + CCS | Generation | Methane | PJ | Dispatch-Generation | VOM | 0 | [6 empty] | 0.96154 | 0
LCP_Inputs_ON_Electric_IEA_2023_05_05 | 2021 | CH4 + CCS | Generation | Methane | QC | Dispatch-Generation | EmissionsCost | 0 | [6 empty] | 0.96154 | 0
LCP_Inputs_ON_Electric_IEA_2023_05_05 | 2021 | CH4 + CCS | Generation | Methane | QC | Dispatch-Generation | FuelCost | 0 | [6 empty] | 0.96154 | 0
LCP_Inputs_ON_Electric_IEA_2023_05_05 | 2021 | CH4 + CCS | Generation | Methane | QC | Dispatch-Generation | VOM | 0 | [6 empty] | 0.96154 | 0
LCP_Inputs_ON_Electric_IEA_2023_05_05 | 2021 | CH4 + CCS | Generation | Methane | WC | Dispatch-Generation | EmissionsCost | 0 | [6 empty] | 0.96154 | 0
LCP_Inputs_ON_Electric_IEA_2023_05_05 | 2021 | CH4 + CCS | Generation | Methane | WC | Dispatch-Generation | FuelCost | 0 | [6 empty] | 0.96154 | 0
LCP_Inputs_ON_Electric_IEA_2023_05_05 | 2021 | CH4 + CCS | Generation | Methane | WC | Dispatch-Generation | VOM | 0 | [6 empty] | 0.96154 | 0
LCP_Inputs_ON_Electric_IEA_2023_05_05 | 2021 | CH4 Import - NY 2020 | Import | Methane | MI | Dispatch-Import | EmissionsCost | 0 | [6 empty] | 0.96154 | 0
LCP_Inputs_ON_Electric_IEA_2023_05_05 | 2021 | CH4 Import - NY 2020 | Import | Methane | MI | Dispatch-Import | FuelCost | 0 | [6 empty] | 0.96154 | 0
LCP_Inputs_ON_Electric_IEA_2023_05_05 | 2021 | CH4 Import - NY 2020 | Import | Methane | MI | Dispatch-Import | VOM | 0 | [6 empty] | 0.96154 | 0
LCP_Inputs_ON_Electric_IEA_2023_05_05 | 2021 | CH4 Import - NY 2020 | Import | Methane | NY | Dispatch-Import | EmissionsCost | 282343065.1873 | [6 empty] | 0.96154 | 271483716.5262
LCP_Inputs_ON_Electric_IEA_2023_05_05 | 2021 | CH4 Import - NY 2020 | Import | Methane | NY | Dispatch-Import | FuelCost | 407790143.0843 | [6 empty] | 0.96154 | 392105906.8118
LCP_Inputs_ON_Electric_IEA_2023_05_05 | 2021 | CH4 Import - NY 2020 | Import | Methane | NY | Dispatch-Import | VOM | 0 | [6 empty] | 0.96154 | 0
LCP_Inputs_ON_Electric_IEA_2023_05_05 | 2021 | CH4 Import - NY 2020 | Import | Methane | ON | Dispatch-Import | EmissionsCost | 0 | [6 empty] | 0.96154 | 0
LCP_Inputs_ON_Electric_IEA_2023_05_05 | 2021 | CH4 Import - NY 2020 | Import | Methane | ON | Dispatch-Import | FuelCost | 0 | [6 empty] | 0.96154 | 0
LCP_Inputs_ON_Electric_IEA_2023_05_05 | 2021 | CH4 Import - NY 2020 | Import | Methane | ON | Dispatch-Import | VOM | 0 | [6 empty] | 0.96154 | 0
LCP_Inputs_ON_Electric_IEA_2023_05_05 | 2021 | CH4 Import - NY 2020 | Import | Methane | PJ | Dispatch-Import | EmissionsCost | 0 | [6 empty] | 0.96154 | 0
LCP_Inputs_ON_Electric_IEA_2023_05_05 | 2021 | CH4 Import - NY 2020 | Import | Methane | PJ | Dispatch-Import | FuelCost | 0 | [6 empty] | 0.96154 | 0
LCP_Inputs_ON_Electric_IEA_2023_05_05 | 2021 | CH4 Import - NY 2020 | Import | Methane | PJ | Dispatch-Import | VOM | 0 | [6 empty] | 0.96154 | 0
LCP_Inputs_ON_Electric_IEA_2023_05_05 | 2021 | CH4 Import - NY 2020 | Import | Methane | QC | Dispatch-Import | EmissionsCost | 0 | [6 empty] | 0.96154 | 0
LCP_Inputs_ON_Electric_IEA_2023_05_05 | 2021 | CH4 Import - NY 2020 | Import | Methane | QC | Dispatch-Import | FuelCost | 0 | [6 empty] | 0.96154 | 0
LCP_Inputs_ON_Electric_IEA_2023_05_05 | 2021 | CH4 Import - NY 2020 | Import | Methane | QC | Dispatch-Import | VOM | 0 | [6 empty] | 0.96154 | 0
LCP_Inputs_ON_Electric_IEA_2023_05_05 | 2021 | CH4 Import - NY 2020 | Import | Methane | WC | Dispatch-Import | EmissionsCost | 0 | [6 empty] | 0.96154 | 0
LCP_Inputs_ON_Electric_IEA_2023_05_05 | 2021 | CH4 Import - NY 2020 | Import | Methane | WC | Dispatch-Import | FuelCost | 0 | [6 empty] | 0.96154 | 0
LCP_Inputs_ON_Electric_IEA_2023_05_05 | 2021 | CH4 Import - NY 2020 | Import | Methane | WC | Dispatch-Import | VOM | 0 | [6 empty] | 0.96154 | 0
LCP_Inputs_ON_Electric_IEA_2023_05_05 | 2021 | CH4 Import - NY 2030 | Import | Methane | MI | Dispatch-Import | EmissionsCost | 0 | [6 empty] | 0.96154 | 0
LCP_Inputs_ON_Electric_IEA_2023_05_05 | 2021 | CH4 Import - NY 2030 | Import | Methane | MI | Dispatch-Import | FuelCost | 0 | [6 empty] | 0.96154 | 0
LCP_Inputs_ON_Electric_IEA_2023_05_05 | 2021 | CH4 Import - NY 2030 | Import | Methane | MI | Dispatch-Import | VOM | 0 | [6 empty] | 0.96154 | 0
LCP_Inputs_ON_Electric_IEA_2023_05_05 | 2021 | CH4 Import - NY 2030 | Import | Methane | NY | Dispatch-Import | EmissionsCost | 0 | [6 empty] | 0.96154 | 0
LCP_Inputs_ON_Electric_IEA_2023_05_05 | 2021 | CH4 Import - NY 2030 | Import | Methane | NY | Dispatch-Import | FuelCost | 0 | [6 empty] | 0.96154 | 0
LCP_Inputs_ON_Electric_IEA_2023_05_05 | 2021 | CH4 Import - NY 2030 | Import | Methane | NY | Dispatch-Import | VOM | 0 | [6 empty] | 0.96154 | 0
LCP_Inputs_ON_Electric_IEA_2023_05_05 | 2021 | CH4 Import - NY 2030 | Import | Methane | ON | Dispatch-Import | EmissionsCost | 0 | [6 empty] | 0.96154 | 0
LCP_Inputs_ON_Electric_IEA_2023_05_05 | 2021 | CH4 Import - NY 2030 | Import | Methane | ON | Dispatch-Import | FuelCost | 0 | [6 empty] | 0.96154 | 0
LCP_Inputs_ON_Electric_IEA_2023_05_05 | 2021 | CH4 Import - NY 2030 | Import | Methane | ON | Dispatch-Import | VOM | 0 | [6 empty] | 0.96154 | 0
LCP_Inputs_ON_Electric_IEA_2023_05_05 | 2021 | CH4 Import - NY 2030 | Import | Methane | PJ | Dispatch-Import | EmissionsCost | 0 | [6 empty] | 0.96154 | 0
LCP_Inputs_ON_Electric_IEA_2023_05_05 | 2021 | CH4 Import - NY 2030 | Import | Methane | PJ | Dispatch-Import | FuelCost | 0 | [6 empty] | 0.96154 | 0
LCP_Inputs_ON_Electric_IEA_2023_05_05 | 2021 | CH4 Import - NY 2030 | Import | Methane | PJ | Dispatch-Import | VOM | 0 | [6 empty] | 0.96154 | 0
LCP_Inputs_ON_Electric_IEA_2023_05_05 | 2021 | CH4 Import - NY 2030 | Import | Methane | QC | Dispatch-Import | EmissionsCost | 0 | [6 empty] | 0.96154 | 0
LCP_Inputs_ON_Electric_IEA_2023_05_05 | 2021 | CH4 Import - NY 2030 | Import | Methane | QC | Dispatch-Import | FuelCost | 0 | [6 empty] | 0.96154 | 0
LCP_Inputs_ON_Electric_IEA_2023_05_05 | 2021 | CH4 Import - NY 2030 | Import | Methane | QC | Dispatch-Import | VOM | 0 | [6 empty] | 0.96154 | 0
LCP_Inputs_ON_Electric_IEA_2023_05_05 | 2021 | CH4 Import - NY 2030 | Import | Methane | WC | Dispatch-Import | EmissionsCost | 0 | [6 empty] | 0.96154 | 0
LCP_Inputs_ON_Electric_IEA_2023_05_05 | 2021 | CH4 Import - NY 2030 | Import | Methane | WC | Dispatch-Import | FuelCost | 0 | [6 empty] | 0.96154 | 0
LCP_Inputs_ON_Electric_IEA_2023_05_05 | 2021 | CH4 Import - NY 2030 | Import | Methane | WC | Dispatch-Import | VOM | 0 | [6 empty] | 0.96154 | 0
LCP_Inputs_ON_Electric_IEA_2023_05_05 | 2021 | CH4 Import - NY 2040 | Import | Methane | MI | Dispatch-Import | EmissionsCost | 0 | [6 empty] | 0.96154 | 0
LCP_Inputs_ON_Electric_IEA_2023_05_05 | 2021 | CH4 Import - NY 2040 | Import | Methane | MI | Dispatch-Import | FuelCost | 0 | [6 empty] | 0.96154 | 0
LCP_Inputs_ON_Electric_IEA_2023_05_05 | 2021 | CH4 Import - NY 2040 | Import | Methane | MI | Dispatch-Import | VOM | 0 | [6 empty] | 0.96154 | 0
LCP_Inputs_ON_Electric_IEA_2023_05_05 | 2021 | CH4 Import - NY 2040 | Import | Methane | NY | Dispatch-Import | EmissionsCost | 0 | [6 empty] | 0.96154 | 0
LCP_Inputs_ON_Electric_IEA_2023_05_05 | 2021 | CH4 Import - NY 2040 | Import | Methane | NY | Dispatch-Import | FuelCost | 0 | [6 empty] | 0.96154 | 0
LCP_Inputs_ON_Electric_IEA_2023_05_05 | 2021 | CH4 Import - NY 2040 | Import | Methane | NY | Dispatch-Import | VOM | 0 | [6 empty] | 0.96154 | 0
LCP_Inputs_ON_Electric_IEA_2023_05_05 | 2021 | CH4 Import - NY 2040 | Import | Methane | ON | Dispatch-Import | EmissionsCost | 0 | [6 empty] | 0.96154 | 0
LCP_Inputs_ON_Electric_IEA_2023_05_05 | 2021 | CH4 Import - NY 2040 | Import | Methane | ON | Dispatch-Import | FuelCost | 0 | [6 empty] | 0.96154 | 0
LCP_Inputs_ON_Electric_IEA_2023_05_05 | 2021 | CH4 Import - NY 2040 | Import | Methane | ON | Dispatch-Import | VOM | 0 | [6 empty] | 0.96154 | 0
LCP_Inputs_ON_Electric_IEA_2023_05_05 | 2021 | CH4 Import - NY 2040 | Import | Methane | PJ | Dispatch-Import | EmissionsCost | 0 | [6 empty] | 0.96154 | 0
LCP_Inputs_ON_Electric_IEA_2023_05_05 | 2021 | CH4 Import - NY 2040 | Import | Methane | PJ | Dispatch-Import | FuelCost | 0 | [6 empty] | 0.96154 | 0
LCP_Inputs_ON_Electric_IEA_2023_05_05 | 2021 | CH4 Import - NY 2040 | Import | Methane | PJ | Dispatch-Import | VOM | 0 | [6 empty] | 0.96154 | 0
LCP_Inputs_ON_Electric_IEA_2023_05_05 | 2021 | CH4 Import - NY 2040 | Import | Methane | QC | Dispatch-Import | EmissionsCost | 0 | [6 empty] | 0.96154 | 0
LCP_Inputs_ON_Electric_IEA_2023_05_05 | 2021 | CH4 Import - NY 2040 | Import | Methane | QC | Dispatch-Import | FuelCost | 0 | [6 empty] | 0.96154 | 0
LCP_Inputs_ON_Electric_IEA_2023_05_05 | 2021 | CH4 Import - NY 2040 | Import | Methane | QC | Dispatch-Import | VOM | 0 | [6 empty] | 0.96154 | 0
LCP_Inputs_ON_Electric_IEA_2023_05_05 | 2021 | CH4 Import - NY 2040 | Import | Methane | WC | Dispatch-Import | EmissionsCost | 0 | [6 empty] | 0.96154 | 0
LCP_Inputs_ON_Electric_IEA_2023_05_05 | 2021 | CH4 Import - NY 2040 | Import | Methane | WC | Dispatch-Import | FuelCost | 0 | [6 empty] | 0.96154 | 0
LCP_Inputs_ON_Electric_IEA_2023_05_05 | 2021 | CH4 Import - NY 2040 | Import | Methane | WC | Dispatch-Import | VOM | 0 | [6 empty] | 0.96154 | 0
LCP_Inputs_ON_Electric_IEA_2023_05_05 | 2021 | CH4 Import - NY 2050 | Import | Methane | MI | Dispatch-Import | EmissionsCost | 0 | [6 empty] | 0.96154 | 0
LCP_Inputs_ON_Electric_IEA_2023_05_05 | 2021 | CH4 Import - NY 2050 | Import | Methane | MI | Dispatch-Import | FuelCost | 0 | [6 empty] | 0.96154 | 0
LCP_Inputs_ON_Electric_IEA_2023_05_05 | 2021 | CH4 Import - NY 2050 | Import | Methane | MI | Dispatch-Import | VOM | 0 | [6 empty] | 0.96154 | 0
LCP_Inputs_ON_Electric_IEA_2023_05_05 | 2021 | CH4 Import - NY 2050 | Import | Methane | NY | Dispatch-Import | EmissionsCost | 0 | [6 empty] | 0.96154 | 0
LCP_Inputs_ON_Electric_IEA_2023_05_05 | 2021 | CH4 Import - NY 2050 | Import | Methane | NY | Dispatch-Import | FuelCost | 0 | [6 empty] | 0.96154 | 0
LCP_Inputs_ON_Electric_IEA_2023_05_05 | 2021 | CH4 Import - NY 2050 | Import | Methane | NY | Dispatch-Import | VOM | 0 | [6 empty] | 0.96154 | 0
LCP_Inputs_ON_Electric_IEA_2023_05_05 | 2021 | CH4 Import - NY 2050 | Import | Methane | ON | Dispatch-Import | EmissionsCost | 0 | [6 empty] | 0.96154 | 0
LCP_Inputs_ON_Electric_IEA_2023_05_05 | 2021 | CH4 Import - NY 2050 | Import | Methane | ON | Dispatch-Import | FuelCost | 0 | [6 empty] | 0.96154 | 0
LCP_Inputs_ON_Electric_IEA_2023_05_05 | 2021 | CH4 Import - NY 2050 | Import | Methane | ON | Dispatch-Import | VOM | 0 | [6 empty] | 0.96154 | 0
LCP_Inputs_ON_Electric_IEA_2023_05_05 | 2021 | CH4 Import - NY 2050 | Import | Methane | PJ | Dispatch-Import | EmissionsCost | 0 | [6 empty] | 0.96154 | 0
LCP_Inputs_ON_Electric_IEA_2023_05_05 | 2021 | CH4 Import - NY 2050 | Import | Methane | PJ | Dispatch-Import | FuelCost | 0 | [6 empty] | 0.96154 | 0
LCP_Inputs_ON_Electric_IEA_2023_05_05 | 2021 | CH4 Import - NY 2050 | Import | Methane | PJ | Dispatch-Import | VOM | 0 | [6 empty] | 0.96154 | 0
LCP_Inputs_ON_Electric_IEA_2023_05_05 | 2021 | CH4 Import - NY 2050 | Import | Methane | QC | Dispatch-Import | EmissionsCost | 0 | [6 empty] | 0.96154 | 0
LCP_Inputs_ON_Electric_IEA_2023_05_05 | 2021 | CH4 Import - NY 2050 | Import | Methane | QC | Dispatch-Import | FuelCost | 0 | [6 empty] | 0.96154 | 0
LCP_Inputs_ON_Electric_IEA_2023_05_05 | 2021 | CH4 Import - NY 2050 | Import | Methane | QC | Dispatch-Import | VOM | 0 | [6 empty] | 0.96154 | 0
LCP_Inputs_ON_Electric_IEA_2023_05_05 | 2021 | CH4 Import - NY 2050 | Import | Methane | WC | Dispatch-Import | EmissionsCost | 0 | [6 empty] | 0.96154 | 0
LCP_Inputs_ON_Electric_IEA_2023_05_05 | 2021 | CH4 Import - NY 2050 | Import | Methane | WC | Dispatch-Import | FuelCost | 0 | [6 empty] | 0.96154 | 0
LCP_Inputs_ON_Electric_IEA_2023_05_05 | 2021 | CH4 Import - NY 2050 | Import | Methane | WC | Dispatch-Import | VOM | 0 | [6 empty] | 0.96154 | 0
LCP_Inputs_ON_Electric_IEA_2023_05_05 | 2021 | CH4 Import - WC 2020 | Import | Methane | MI | Dispatch-Import | EmissionsCost | 0 | [6 empty] | 0.96154 | 0
LCP_Inputs_ON_Electric_IEA_2023_05_05 | 2021 | CH4 Import - WC 2020 | Import | Methane | MI | Dispatch-Import | FuelCost | 0 | [6 empty] | 0.96154 | 0
LCP_Inputs_ON_Electric_IEA_2023_05_05 | 2021 | CH4 Import - WC 2020 | Import | Methane | MI | Dispatch-Import | VOM | 0 | [6 empty] | 0.96154 | 0
LCP_Inputs_ON_Electric_IEA_2023_05_05 | 2021 | CH4 Import - WC 2020 | Import | Methane | NY | Dispatch-Import | EmissionsCost | 0 | [6 empty] | 0.96154 | 0
LCP_Inputs_ON_Electric_IEA_2023_05_05 | 2021 | CH4 Import - WC 2020 | Import | Methane | NY | Dispatch-Import | FuelCost | 0 | [6 empty] | 0.96154 | 0
LCP_Inputs_ON_Electric_IEA_2023_05_05 | 2021 | CH4 Import - WC 2020 | Import | Methane | NY | Dispatch-Import | VOM | 0 | [6 empty] | 0.96154 | 0
LCP_Inputs_ON_Electric_IEA_2023_05_05 | 2021 | CH4 Import - WC 2020 | Import | Methane | ON | Dispatch-Import | EmissionsCost | 0 | [6 empty] | 0.96154 | 0
LCP_Inputs_ON_Electric_IEA_2023_05_05 | 2021 | CH4 Import - WC 2020 | Import | Methane | ON | Dispatch-Import | FuelCost | 0 | [6 empty] | 0.96154 | 0
LCP_Inputs_ON_Electric_IEA_2023_05_05 | 2021 | CH4 Import - WC 2020 | Import | Methane | ON | Dispatch-Import | VOM | 0 | [6 empty] | 0.96154 | 0
LCP_Inputs_ON_Electric_IEA_2023_05_05 | 2021 | CH4 Import - WC 2020 | Import | Methane | PJ | Dispatch-Import | EmissionsCost | 0 | [6 empty] | 0.96154 | 0
LCP_Inputs_ON_Electric_IEA_2023_05_05 | 2021 | CH4 Import - WC 2020 | Import | Methane | PJ | Dispatch-Import | FuelCost | 0 | [6 empty] | 0.96154 | 0
LCP_Inputs_ON_Electric_IEA_2023_05_05 | 2021 | CH4 Import - WC 2020 | Import | Methane | PJ | Dispatch-Import | VOM | 0 | [6 empty] | 0.96154 | 0
LCP_Inputs_ON_Electric_IEA_2023_05_05 | 2021 | CH4 Import - WC 2020 | Import | Methane | QC | Dispatch-Import | EmissionsCost | 0 | [6 empty] | 0.96154 | 0
LCP_Inputs_ON_Electric_IEA_2023_05_05 | 2021 | CH4 Import - WC 2020 | Import | Methane | QC | Dispatch-Import | FuelCost | 0 | [6 empty] | 0.96154 | 0
LCP_Inputs_ON_Electric_IEA_2023_05_05 | 2021 | CH4 Import - WC 2020 | Import | Methane | QC | Dispatch-Import | VOM | 0 | [6 empty] | 0.96154 | 0
LCP_Inputs_ON_Electric_IEA_2023_05_05 | 2021 | CH4 Import - WC 2020 | Import | Methane | WC | Dispatch-Import | EmissionsCost | 1306945408.6229 | [6 empty] | 0.96154 | 1256678277.522
LCP_Inputs_ON_Electric_IEA_2023_05_05 | 2021 | CH4 Import - WC 2020 | Import | Methane | WC | Dispatch-Import | FuelCost | 1887630761.6486 | [6 empty] | 0.96154 | 1815029578.5083
LCP_Inputs_ON_Electric_IEA_2023_05_05 | 2021 | CH4 Import - WC 2020 | Import | Methane | WC | Dispatch-Import | VOM | 0 | [6 empty] | 0.96154 | 0
LCP_Inputs_ON_Electric_IEA_2023_05_05 | 2021 | CH4 Import - WC 2030 | Import | Methane | MI | Dispatch-Import | EmissionsCost | 0 | [6 empty] | 0.96154 | 0
LCP_Inputs_ON_Electric_IEA_2023_05_05 | 2021 | CH4 Import - WC 2030 | Import | Methane | MI | Dispatch-Import | FuelCost | 0 | [6 empty] | 0.96154 | 0
LCP_Inputs_ON_Electric_IEA_2023_05_05 | 2021 | CH4 Import - WC 2030 | Import | Methane | MI | Dispatch-Import | VOM | 0 | [6 empty] | 0.96154 | 0
LCP_Inputs_ON_Electric_IEA_2023_05_05 | 2021 | CH4 Import - WC 2030 | Import | Methane | NY | Dispatch-Import | EmissionsCost | 0 | [6 empty] | 0.96154 | 0
LCP_Inputs_ON_Electric_IEA_2023_05_05 | 2021 | CH4 Import - WC 2030 | Import | Methane | NY | Dispatch-Import | FuelCost | 0 | [6 empty] | 0.96154 | 0
LCP_Inputs_ON_Electric_IEA_2023_05_05 | 2021 | CH4 Import - WC 2030 | Import | Methane | NY | Dispatch-Import | VOM | 0 | [6 empty] | 0.96154 | 0
LCP_Inputs_ON_Electric_IEA_2023_05_05 | 2021 | CH4 Import - WC 2030 | Import | Methane | ON | Dispatch-Import | EmissionsCost | 0 | [6 empty] | 0.96154 | 0
LCP_Inputs_ON_Electric_IEA_2023_05_05 | 2021 | CH4 Import - WC 2030 | Import | Methane | ON | Dispatch-Import | FuelCost | 0 | [6 empty] | 0.96154 | 0
LCP_Inputs_ON_Electric_IEA_2023_05_05 | 2021 | CH4 Import - WC 2030 | Import | Methane | ON | Dispatch-Import | VOM | 0 | [6 empty] | 0.96154 | 0
LCP_Inputs_ON_Electric_IEA_2023_05_05 | 2021 | CH4 Import - WC 2030 | Import | Methane | PJ | Dispatch-Import | EmissionsCost | 0 | [6 empty] | 0.96154 | 0
LCP_Inputs_ON_Electric_IEA_2023_05_05 | 2021 | CH4 Import - WC 2030 | Import | Methane | PJ | Dispatch-Import | FuelCost | 0 | [6 empty] | 0.96154 | 0
LCP_Inputs_ON_Electric_IEA_2023_05_05 | 2021 | CH4 Import - WC 2030 | Import | Methane | PJ | Dispatch-Import | VOM | 0 | [6 empty] | 0.96154 | 0
LCP_Inputs_ON_Electric_IEA_2023_05_05 | 2021 | CH4 Import - WC 2030 | Import | Methane | QC | Dispatch-Import | EmissionsCost | 0 | [6 empty] | 0.96154 | 0
LCP_Inputs_ON_Electric_IEA_2023_05_05 | 2021 | CH4 Import - WC 2030 | Import | Methane | QC | Dispatch-Import | FuelCost | 0 | [6 empty] | 0.96154 | 0
LCP_Inputs_ON_Electric_IEA_2023_05_05 | 2021 | CH4 Import - WC 2030 | Import | Methane | QC | Dispatch-Import | VOM | 0 | [6 empty] | 0.96154 | 0
LCP_Inputs_ON_Electric_IEA_2023_05_05 | 2021 | CH4 Import - WC 2030 | Import | Methane | WC | Dispatch-Import | EmissionsCost | 0 | [6 empty] | 0.96154 | 0
LCP_Inputs_ON_Electric_IEA_2023_05_05 | 2021 | CH4 Import - WC 2030 | Import | Methane | WC | Dispatch-Import | FuelCost | 0 | [6 empty] | 0.96154 | 0
LCP_Inputs_ON_Electric_IEA_2023_05_05 | 2021 | CH4 Import - WC 2030 | Import | Methane | WC | Dispatch-Import | VOM | 0 | [6 empty] | 0.96154 | 0
LCP_Inputs_ON_Electric_IEA_2023_05_05 | 2021 | CH4 Import - WC 2040 | Import | Methane | MI | Dispatch-Import | EmissionsCost | 0 | [6 empty] | 0.96154 | 0
LCP_Inputs_ON_Electric_IEA_2023_05_05 | 2021 | CH4 Import - WC 2040 | Import | Methane | MI | Dispatch-Import | FuelCost | 0 | [6 empty] | 0.96154 | 0
LCP_Inputs_ON_Electric_IEA_2023_05_05 | 2021 | CH4 Import - WC 2040 | Import | Methane | MI | Dispatch-Import | VOM | 0 | [6 empty] | 0.96154 | 0
LCP_Inputs_ON_Electric_IEA_2023_05_05 | 2021 | CH4 Import - WC 2040 | Import | Methane | NY | Dispatch-Import | EmissionsCost | 0 | [6 empty] | 0.96154 | 0
LCP_Inputs_ON_Electric_IEA_2023_05_05 | 2021 | CH4 Import - WC 2040 | Import | Methane | NY | Dispatch-Import | FuelCost | 0 | [6 empty] | 0.96154 | 0
LCP_Inputs_ON_Electric_IEA_2023_05_05 | 2021 | CH4 Import - WC 2040 | Import | Methane | NY | Dispatch-Import | VOM | 0 | [6 empty] | 0.96154 | 0
LCP_Inputs_ON_Electric_IEA_2023_05_05 | 2021 | CH4 Import - WC 2040 | Import | Methane | ON | Dispatch-Import | EmissionsCost | 0 | [6 empty] | 0.96154 | 0
LCP_Inputs_ON_Electric_IEA_2023_05_05 | 2021 | CH4 Import - WC 2040 | Import | Methane | ON | Dispatch-Import | FuelCost | 0 | [6 empty] | 0.96154 | 0
LCP_Inputs_ON_Electric_IEA_2023_05_05 | 2021 | CH4 Import - WC 2040 | Import | Methane | ON | Dispatch-Import | VOM | 0 | [6 empty] | 0.96154 | 0
LCP_Inputs_ON_Electric_IEA_2023_05_05 | 2021 | CH4 Import - WC 2040 | Import | Methane | PJ | Dispatch-Import | EmissionsCost | 0 | [6 empty] | 0.96154 | 0
LCP_Inputs_ON_Electric_IEA_2023_05_05 | 2021 | CH4 Import - WC 2040 | Import | Methane | PJ | Dispatch-Import | FuelCost | 0 | [6 empty] | 0.96154 | 0
LCP_Inputs_ON_Electric_IEA_2023_05_05 | 2021 | CH4 Import - WC 2040 | Import | Methane | PJ | Dispatch-Import | VOM | 0 | [6 empty] | 0.96154 | 0
LCP_Inputs_ON_Electric_IEA_2023_05_05 | 2021 | CH4 Import - WC 2040 | Import | Methane | QC | Dispatch-Import | EmissionsCost | 0 | [6 empty] | 0.96154 | 0
LCP_Inputs_ON_Electric_IEA_2023_05_05 | 2021 | CH4 Import - WC 2040 | Import | Methane | QC | Dispatch-Import | FuelCost | 0 | [6 empty] | 0.96154 | 0
LCP_Inputs_ON_Electric_IEA_2023_05_05 | 2021 | CH4 Import - WC 2040 | Import | Methane | QC | Dispatch-Import | VOM | 0 | [6 empty] | 0.96154 | 0
LCP_Inputs_ON_Electric_IEA_2023_05_05 | 2021 | CH4 Import - WC 2040 | Import | Methane | WC | Dispatch-Import | EmissionsCost | 0 | [6 empty] | 0.96154 | 0
LCP_Inputs_ON_Electric_IEA_2023_05_05 | 2021 | CH4 Import - WC 2040 | Import | Methane | WC | Dispatch-Import | FuelCost | 0 | [6 empty] | 0.96154 | 0
LCP_Inputs_ON_Electric_IEA_2023_05_05 | 2021 | CH4 Import - WC 2040 | Import | Methane | WC | Dispatch-Import | VOM | 0 | [6 empty] | 0.96154 | 0
LCP_Inputs_ON_Electric_IEA_2023_05_05 | 2021 | CH4 Import - WC 2050 | Import | Methane | MI | Dispatch-Import | EmissionsCost | 0 | [6 empty] | 0.96154 | 0
LCP_Inputs_ON_Electric_IEA_2023_05_05 | 2021 | CH4 Import - WC 2050 | Import | Methane | MI | Dispatch-Import | FuelCost | 0 | [6 empty] | 0.96154 | 0
LCP_Inputs_ON_Electric_IEA_2023_05_05 | 2021 | CH4 Import - WC 2050 | Import | Methane | MI | Dispatch-Import | VOM | 0 | [6 empty] | 0.96154 | 0
LCP_Inputs_ON_Electric_IEA_2023_05_05 | 2021 | CH4 Import - WC 2050 | Import | Methane | NY | Dispatch-Import | EmissionsCost | 0 | [6 empty] | 0.96154 | 0
LCP_Inputs_ON_Electric_IEA_2023_05_05 | 2021 | CH4 Import - WC 2050 | Import | Methane | NY | Dispatch-Import | FuelCost | 0 | [6 empty] | 0.96154 | 0
LCP_Inputs_ON_Electric_IEA_2023_05_05 | 2021 | CH4 Import - WC 2050 | Import | Methane | NY | Dispatch-Import | VOM | 0 | [6 empty] | 0.96154 | 0
LCP_Inputs_ON_Electric_IEA_2023_05_05 | 2021 | CH4 Import - WC 2050 | Import | Methane | ON | Dispatch-Import | EmissionsCost | 0 | [6 empty] | 0.96154 | 0
LCP_Inputs_ON_Electric_IEA_2023_05_05 | 2021 | CH4 Import - WC 2050 | Import | Methane | ON | Dispatch-Import | FuelCost | 0 | [6 empty] | 0.96154 | 0
LCP_Inputs_ON_Electric_IEA_2023_05_05 | 2021 | CH4 Import - WC 2050 | Import | Methane | ON | Dispatch-Import | VOM | 0 | [6 empty] | 0.96154 | 0
LCP_Inputs_ON_Electric_IEA_2023_05_05 | 2021 | CH4 Import - WC 2050 | Import | Methane | PJ | Dispatch-Import | EmissionsCost | 0 | [6 empty] | 0.96154 | 0
LCP_Inputs_ON_Electric_IEA_2023_05_05 | 2021 | CH4 Import - WC 2050 | Import | Methane | PJ | Dispatch-Import | FuelCost | 0 | [6 empty] | 0.96154 | 0
LCP_Inputs_ON_Electric_IEA_2023_05_05 | 2021 | CH4 Import - WC 2050 | Import | Methane | PJ | Dispatch-Import | VOM | 0 | [6 empty] | 0.96154 | 0
LCP_Inputs_ON_Electric_IEA_2023_05_05 | 2021 | CH4 Import - WC 2050 | Import | Methane | QC | Dispatch-Import | EmissionsCost | 0 | [6 empty] | 0.96154 | 0
LCP_Inputs_ON_Electric_IEA_2023_05_05 | 2021 | CH4 Import - WC 2050 | Import | Methane | QC | Dispatch-Import | FuelCost | 0 | [6 empty] | 0.96154 | 0
LCP_Inputs_ON_Electric_IEA_2023_05_05 | 2021 | CH4 Import - WC 2050 | Import | Methane | QC | Dispatch-Import | VOM | 0 | [6 empty] | 0.96154 | 0
LCP_Inputs_ON_Electric_IEA_2023_05_05 | 2021 | CH4 Import - WC 2050 | Import | Methane | WC | Dispatch-Import | EmissionsCost | 0 | [6 empty] | 0.96154 | 0
LCP_Inputs_ON_Electric_IEA_2023_05_05 | 2021 | CH4 Import - WC 2050 | Import | Methane | WC | Dispatch-Import | FuelCost | 0 | [6 empty] | 0.96154 | 0
LCP_Inputs_ON_Electric_IEA_2023_05_05 | 2021 | CH4 Import - WC 2050 | Import | Methane | WC | Dispatch-Import | VOM | 0 | [6 empty] | 0.96154 | 0
LCP_Inputs_ON_Electric_IEA_2023_05_05 | 2021 | CH4 Salt Cavern Storage - ON | Storage | Methane | MI | Dispatch-Storage | EmissionsCost | 0 | [6 empty] | 0.96154 | 0
LCP_Inputs_ON_Electric_IEA_2023_05_05 | 2021 | CH4 Salt Cavern Storage - ON | Storage | Methane | MI | Dispatch-Storage | FuelCost | 0 | [6 empty] | 0.96154 | 0
LCP_Inputs_ON_Electric_IEA_2023_05_05 | 2021 | CH4 Salt Cavern Storage - ON | Storage | Methane | MI | Dispatch-Storage | VOM | 0 | [6 empty] | 0.96154 | 0
LCP_Inputs_ON_Electric_IEA_2023_05_05 | 2021 | CH4 Salt Cavern Storage - ON | Storage | Methane | NY | Dispatch-Storage | EmissionsCost | 0 | [6 empty] | 0.96154 | 0
LCP_Inputs_ON_Electric_IEA_2023_05_05 | 2021 | CH4 Salt Cavern Storage - ON | Storage | Methane | NY | Dispatch-Storage | FuelCost | 0 | [6 empty] | 0.96154 | 0
LCP_Inputs_ON_Electric_IEA_2023_05_05 | 2021 | CH4 Salt Cavern Storage - ON | Storage | Methane | NY | Dispatch-Storage | VOM | 0 | [6 empty] | 0.96154 | 0
LCP_Inputs_ON_Electric_IEA_2023_05_05 | 2021 | CH4 Salt Cavern Storage - ON | Storage | Methane | ON | Dispatch-Storage | EmissionsCost | 0 | [6 empty] | 0.96154 | 0
LCP_Inputs_ON_Electric_IEA_2023_05_05 | 2021 | CH4 Salt Cavern Storage - ON | Storage | Methane | ON | Dispatch-Storage | FuelCost | 0 | [6 empty] | 0.96154 | 0
LCP_Inputs_ON_Electric_IEA_2023_05_05 | 2021 | CH4 Salt Cavern Storage - ON | Storage | Methane | ON | Dispatch-Storage | VOM | 691417.653 | [6 empty] | 0.96154 | 664824.6664
LCP_Inputs_ON_Electric_IEA_2023_05_05 | 2021 | CH4 Salt Cavern Storage - ON | Storage | Methane | PJ | Dispatch-Storage | EmissionsCost | 0 | [6 empty] | 0.96154 | 0
LCP_Inputs_ON_Electric_IEA_2023_05_05 | 2021 | CH4 Salt Cavern Storage - ON | Storage | Methane | PJ | Dispatch-Storage | FuelCost | 0 | [6 empty] | 0.96154 | 0
LCP_Inputs_ON_Electric_IEA_2023_05_05 | 2021 | CH4 Salt Cavern Storage - ON | Storage | Methane | PJ | Dispatch-Storage | VOM | 0 | [6 empty] | 0.96154 | 0
LCP_Inputs_ON_Electric_IEA_2023_05_05 | 2021 | CH4 Salt Cavern Storage - ON | Storage | Methane | QC | Dispatch-Storage | EmissionsCost | 0 | [6 empty] | 0.96154 | 0
LCP_Inputs_ON_Electric_IEA_2023_05_05 | 2021 | CH4 Salt Cavern Storage - ON | Storage | Methane | QC | Dispatch-Storage | FuelCost | 0 | [6 empty] | 0.96154 | 0
LCP_Inputs_ON_Electric_IEA_2023_05_05 | 2021 | CH4 Salt Cavern Storage - ON | Storage | Methane | QC | Dispatch-Storage | VOM | 0 | [6 empty] | 0.96154 | 0
LCP_Inputs_ON_Electric_IEA_2023_05_05 | 2021 | CH4 Salt Cavern Storage - ON | Storage | Methane | WC | Dispatch-Storage | EmissionsCost | 0 | [6 empty] | 0.96154 | 0
LCP_Inputs_ON_Electric_IEA_2023_05_05 | 2021 | CH4 Salt Cavern Storage - ON | Storage | Methane | WC | Dispatch-Storage | FuelCost | 0 | [6 empty] | 0.96154 | 0
LCP_Inputs_ON_Electric_IEA_2023_05_05 | 2021 | CH4 Salt Cavern Storage - ON | Storage | Methane | WC | Dispatch-Storage | VOM | 0 | [6 empty] | 0.96154 | 0
LCP_Inputs_ON_Electric_IEA_2023_05_05 | 2021 | Electrolyser 2020/2030 | Crossload | Hydrogen | MI | Dispatch-Crossload | EmissionsCost | 0 | [6 empty] | 0.96154 | 0
LCP_Inputs_ON_Electric_IEA_2023_05_05 | 2021 | Electrolyser 2020/2030 | Crossload | Hydrogen | MI | Dispatch-Crossload | FuelCost | 0 | [6 empty] | 0.96154 | 0
LCP_Inputs_ON_Electric_IEA_2023_05_05 | 2021 | Electrolyser 2020/2030 | Crossload | Hydrogen | MI | Dispatch-Crossload | VOM | 0 | [6 empty] | 0.96154 | 0
LCP_Inputs_ON_Electric_IEA_2023_05_05 | 2021 | Electrolyser 2020/2030 | Crossload | Hydrogen | NY | Dispatch-Crossload | EmissionsCost | 0 | [6 empty] | 0.96154 | 0
LCP_Inputs_ON_Electric_IEA_2023_05_05 | 2021 | Electrolyser 2020/2030 | Crossload | Hydrogen | NY | Dispatch-Crossload | FuelCost | 0 | [6 empty] | 0.96154 | 0
LCP_Inputs_ON_Electric_IEA_2023_05_05 | 2021 | Electrolyser 2020/2030 | Crossload | Hydrogen | NY | Dispatch-Crossload | VOM | 0 | [6 empty] | 0.96154 | 0
LCP_Inputs_ON_Electric_IEA_2023_05_05 | 2021 | Electrolyser 2020/2030 | Crossload | Hydrogen | ON | Dispatch-Crossload | EmissionsCost | 0 | [6 empty] | 0.96154 | 0
LCP_Inputs_ON_Electric_IEA_2023_05_05 | 2021 | Electrolyser 2020/2030 | Crossload | Hydrogen | ON | Dispatch-Crossload | FuelCost | 0 | [6 empty] | 0.96154 | 0
LCP_Inputs_ON_Electric_IEA_2023_05_05 | 2021 | Electrolyser 2020/2030 | Crossload | Hydrogen | ON | Dispatch-Crossload | VOM | 0 | [6 empty] | 0.96154 | 0
LCP_Inputs_ON_Electric_IEA_2023_05_05 | 2021 | Electrolyser 2020/2030 | Crossload | Hydrogen | PJ | Dispatch-Crossload | EmissionsCost | 0 | [6 empty] | 0.96154 | 0
LCP_Inputs_ON_Electric_IEA_2023_05_05 | 2021 | Electrolyser 2020/2030 | Crossload | Hydrogen | PJ | Dispatch-Crossload | FuelCost | 0 | [6 empty] | 0.96154 | 0
LCP_Inputs_ON_Electric_IEA_2023_05_05 | 2021 | Electrolyser 2020/2030 | Crossload | Hydrogen | PJ | Dispatch-Crossload | VOM | 0 | [6 empty] | 0.96154 | 0
LCP_Inputs_ON_Electric_IEA_2023_05_05 | 2021 | Electrolyser 2020/2030 | Crossload | Hydrogen | QC | Dispatch-Crossload | EmissionsCost | 0 | [6 empty] | 0.96154 | 0
LCP_Inputs_ON_Electric_IEA_2023_05_05 | 2021 | Electrolyser 2020/2030 | Crossload | Hydrogen | QC | Dispatch-Crossload | FuelCost | 0 | [6 empty] | 0.96154 | 0
LCP_Inputs_ON_Electric_IEA_2023_05_05 | 2021 | Electrolyser 2020/2030 | Crossload | Hydrogen | QC | Dispatch-Crossload | VOM | 0 | [6 empty] | 0.96154 | 0
LCP_Inputs_ON_Electric_IEA_2023_05_05 | 2021 | Electrolyser 2020/2030 | Crossload | Hydrogen | WC | Dispatch-Crossload | EmissionsCost | 0 | [6 empty] | 0.96154 | 0
LCP_Inputs_ON_Electric_IEA_2023_05_05 | 2021 | Electrolyser 2020/2030 | Crossload | Hydrogen | WC | Dispatch-Crossload | FuelCost | 0 | [6 empty] | 0.96154 | 0
LCP_Inputs_ON_Electric_IEA_2023_05_05 | 2021 | Electrolyser 2020/2030 | Crossload | Hydrogen | WC | Dispatch-Crossload | VOM | 0 | [6 empty] | 0.96154 | 0
LCP_Inputs_ON_Electric_IEA_2023_05_05 | 2021 | Electrolyser 2040 | Crossload | Hydrogen | MI | Dispatch-Crossload | EmissionsCost | 0 | [6 empty] | 0.96154 | 0
LCP_Inputs_ON_Electric_IEA_2023_05_05 | 2021 | Electrolyser 2040 | Crossload | Hydrogen | MI | Dispatch-Crossload | FuelCost | 0 | [6 empty] | 0.96154 | 0
LCP_Inputs_ON_Electric_IEA_2023_05_05 | 2021 | Electrolyser 2040 | Crossload | Hydrogen | MI | Dispatch-Crossload | VOM | 0 | [6 empty] | 0.96154 | 0
LCP_Inputs_ON_Electric_IEA_2023_05_05 | 2021 | Electrolyser 2040 | Crossload | Hydrogen | NY | Dispatch-Crossload | EmissionsCost | 0 | [6 empty] | 0.96154 | 0
LCP_Inputs_ON_Electric_IEA_2023_05_05 | 2021 | Electrolyser 2040 | Crossload | Hydrogen | NY | Dispatch-Crossload | FuelCost | 0 | [6 empty] | 0.96154 | 0
LCP_Inputs_ON_Electric_IEA_2023_05_05 | 2021 | Electrolyser 2040 | Crossload | Hydrogen | NY | Dispatch-Crossload | VOM | 0 | [6 empty] | 0.96154 | 0
LCP_Inputs_ON_Electric_IEA_2023_05_05 | 2021 | Electrolyser 2040 | Crossload | Hydrogen | ON | Dispatch-Crossload | EmissionsCost | 0 | [6 empty] | 0.96154 | 0
LCP_Inputs_ON_Electric_IEA_2023_05_05 | 2021 | Electrolyser 2040 | Crossload | Hydrogen | ON | Dispatch-Crossload | FuelCost | 0 | [6 empty] | 0.96154 | 0
LCP_Inputs_ON_Electric_IEA_2023_05_05 | 2021 | Electrolyser 2040 | Crossload | Hydrogen | ON | Dispatch-Crossload | VOM | 0 | [6 empty] | 0.96154 | 0
LCP_Inputs_ON_Electric_IEA_2023_05_05 | 2021 | Electrolyser 2040 | Crossload | Hydrogen | PJ | Dispatch-Crossload | EmissionsCost | 0 | [6 empty] | 0.96154 | 0
LCP_Inputs_ON_Electric_IEA_2023_05_05 | 2021 | Electrolyser 2040 | Crossload | Hydrogen | PJ | Dispatch-Crossload | FuelCost | 0 | [6 empty] | 0.96154 | 0
LCP_Inputs_ON_Electric_IEA_2023_05_05 | 2021 | Electrolyser 2040 | Crossload | Hydrogen | PJ | Dispatch-Crossload | VOM | 0 | [6 empty] | 0.96154 | 0
LCP_Inputs_ON_Electric_IEA_2023_05_05 | 2021 | Electrolyser 2040 | Crossload | Hydrogen | QC | Dispatch-Crossload | EmissionsCost | 0 | [6 empty] | 0.96154 | 0
LCP_Inputs_ON_Electric_IEA_2023_05_05 | 2021 | Electrolyser 2040 | Crossload | Hydrogen | QC | Dispatch-Crossload | FuelCost | 0 | [6 empty] | 0.96154 | 0
LCP_Inputs_ON_Electric_IEA_2023_05_05 | 2021 | Electrolyser 2040 | Crossload | Hydrogen | QC | Dispatch-Crossload | VOM | 0 | [6 empty] | 0.96154 | 0
LCP_Inputs_ON_Electric_IEA_2023_05_05 | 2021 | Electrolyser 2040 | Crossload | Hydrogen | WC | Dispatch-Crossload | EmissionsCost | 0 | [6 empty] | 0.96154 | 0
LCP_Inputs_ON_Electric_IEA_2023_05_05 | 2021 | Electrolyser 2040 | Crossload | Hydrogen | WC | Dispatch-Crossload | FuelCost | 0 | [6 empty] | 0.96154 | 0
LCP_Inputs_ON_Electric_IEA_2023_05_05 | 2021 | Electrolyser 2040 | Crossload | Hydrogen | WC | Dispatch-Crossload | VOM | 0 | [6 empty] | 0.96154 | 0
LCP_Inputs_ON_Electric_IEA_2023_05_05 | 2021 | Electrolyser 2050 | Crossload | Hydrogen | MI | Dispatch-Crossload | EmissionsCost | 0 | [6 empty] | 0.96154 | 0
LCP_Inputs_ON_Electric_IEA_2023_05_05 | 2021 | Electrolyser 2050 | Crossload | Hydrogen | MI | Dispatch-Crossload | FuelCost | 0 | [6 empty] | 0.96154 | 0
LCP_Inputs_ON_Electric_IEA_2023_05_05 | 2021 | Electrolyser 2050 | Crossload | Hydrogen | MI | Dispatch-Crossload | VOM | 0 | [6 empty] | 0.96154 | 0
LCP_Inputs_ON_Electric_IEA_2023_05_05 | 2021 | Electrolyser 2050 | Crossload | Hydrogen | NY | Dispatch-Crossload | EmissionsCost | 0 | [6 empty] | 0.96154 | 0
LCP_Inputs_ON_Electric_IEA_2023_05_05 | 2021 | Electrolyser 2050 | Crossload | Hydrogen | NY | Dispatch-Crossload | FuelCost | 0 | [6 empty] | 0.96154 | 0
LCP_Inputs_ON_Electric_IEA_2023_05_05 | 2021 | Electrolyser 2050 | Crossload | Hydrogen | NY | Dispatch-Crossload | VOM | 0 | [6 empty] | 0.96154 | 0
LCP_Inputs_ON_Electric_IEA_2023_05_05 | 2021 | Electrolyser 2050 | Crossload | Hydrogen | ON | Dispatch-Crossload | EmissionsCost | 0 | [6 empty] | 0.96154 | 0
LCP_Inputs_ON_Electric_IEA_2023_05_05 | 2021 | Electrolyser 2050 | Crossload | Hydrogen | ON | Dispatch-Crossload | FuelCost | 0 | [6 empty] | 0.96154 | 0
LCP_Inputs_ON_Electric_IEA_2023_05_05 | 2021 | Electrolyser 2050 | Crossload | Hydrogen | ON | Dispatch-Crossload | VOM | 0 | [6 empty] | 0.96154 | 0
LCP_Inputs_ON_Electric_IEA_2023_05_05 | 2021 | Electrolyser 2050 | Crossload | Hydrogen | PJ | Dispatch-Crossload | EmissionsCost | 0 | [6 empty] | 0.96154 | 0
LCP_Inputs_ON_Electric_IEA_2023_05_05 | 2021 | Electrolyser 2050 | Crossload | Hydrogen | PJ | Dispatch-Crossload | FuelCost | 0 | [6 empty] | 0.96154 | 0
LCP_Inputs_ON_Electric_IEA_2023_05_05 | 2021 | Electrolyser 2050 | Crossload | Hydrogen | PJ | Dispatch-Crossload | VOM | 0 | [6 empty] | 0.96154 | 0
LCP_Inputs_ON_Electric_IEA_2023_05_05 | 2021 | Electrolyser 2050 | Crossload | Hydrogen | QC | Dispatch-Crossload | EmissionsCost | 0 | [6 empty] | 0.96154 | 0
LCP_Inputs_ON_Electric_IEA_2023_05_05 | 2021 | Electrolyser 2050 | Crossload | Hydrogen | QC | Dispatch-Crossload | FuelCost | 0 | [6 empty] | 0.96154 | 0
LCP_Inputs_ON_Electric_IEA_2023_05_05 | 2021 | Electrolyser 2050 | Crossload | Hydrogen | QC | Dispatch-Crossload | VOM | 0 | [6 empty] | 0.96154 | 0
LCP_Inputs_ON_Electric_IEA_2023_05_05 | 2021 | Electrolyser 2050 | Crossload | Hydrogen | WC | Dispatch-Crossload | EmissionsCost | 0 | [6 empty] | 0.96154 | 0
LCP_Inputs_ON_Electric_IEA_2023_05_05 | 2021 | Electrolyser 2050 | Crossload | Hydrogen | WC | Dispatch-Crossload | FuelCost | 0 | [6 empty] | 0.96154 | 0
LCP_Inputs_ON_Electric_IEA_2023_05_05 | 2021 | Electrolyser 2050 | Crossload | Hydrogen | WC | Dispatch-Crossload | VOM | 0 | [6 empty] | 0.96154 | 0
LCP_Inputs_ON_Electric_IEA_2023_05_05 | 2021 | Fossil Fuel Thermal (Coal, Peat, Oil) | Generation | Electricity | MI | Dispatch-Generation | EmissionsCost | 0 | [6 empty] | 0.96154 | 0
LCP_Inputs_ON_Electric_IEA_2023_05_05 | 2021 | Fossil Fuel Thermal (Coal, Peat, Oil) | Generation | Electricity | MI | Dispatch-Generation | FuelCost | 0 | [6 empty] | 0.96154 | 0
LCP_Inputs_ON_Electric_IEA_2023_05_05 | 2021 | Fossil Fuel Thermal (Coal, Peat, Oil) | Generation | Electricity | MI | Dispatch-Generation | VOM | 0 | [6 empty] | 0.96154 | 0
LCP_Inputs_ON_Electric_IEA_2023_05_05 | 2021 | Fossil Fuel Thermal (Coal, Peat, Oil) | Generation | Electricity | NY | Dispatch-Generation | EmissionsCost | 0 | [6 empty] | 0.96154 | 0
LCP_Inputs_ON_Electric_IEA_2023_05_05 | 2021 | Fossil Fuel Thermal (Coal, Peat, Oil) | Generation | Electricity | NY | Dispatch-Generation | FuelCost | 0 | [6 empty] | 0.96154 | 0
LCP_Inputs_ON_Electric_IEA_2023_05_05 | 2021 | Fossil Fuel Thermal (Coal, Peat, Oil) | Generation | Electricity | NY | Dispatch-Generation | VOM | 0 | [6 empty] | 0.96154 | 0
LCP_Inputs_ON_Electric_IEA_2023_05_05 | 2021 | Fossil Fuel Thermal (Coal, Peat, Oil) | Generation | Electricity | ON | Dispatch-Generation | EmissionsCost | 0 | [6 empty] | 0.96154 | 0
LCP_Inputs_ON_Electric_IEA_2023_05_05 | 2021 | Fossil Fuel Thermal (Coal, Peat, Oil) | Generation | Electricity | ON | Dispatch-Generation | FuelCost | 0 | [6 empty] | 0.96154 | 0
LCP_Inputs_ON_Electric_IEA_2023_05_05 | 2021 | Fossil Fuel Thermal (Coal, Peat, Oil) | Generation | Electricity | ON | Dispatch-Generation | VOM | 0 | [6 empty] | 0.96154 | 0
LCP_Inputs_ON_Electric_IEA_2023_05_05 | 2021 | Fossil Fuel Thermal (Coal, Peat, Oil) | Generation | Electricity | PJ | Dispatch-Generation | EmissionsCost | 0 | [6 empty] | 0.96154 | 0
LCP_Inputs_ON_Electric_IEA_2023_05_05 | 2021 | Fossil Fuel Thermal (Coal, Peat, Oil) | Generation | Electricity | PJ | Dispatch-Generation | FuelCost | 0 | [6 empty] | 0.96154 | 0
LCP_Inputs_ON_Electric_IEA_2023_05_05 | 2021 | Fossil Fuel Thermal (Coal, Peat, Oil) | Generation | Electricity | PJ | Dispatch-Generation | VOM | 0 | [6 empty] | 0.96154 | 0
LCP_Inputs_ON_Electric_IEA_2023_05_05 | 2021 | Fossil Fuel Thermal (Coal, Peat, Oil) | Generation | Electricity | QC | Dispatch-Generation | EmissionsCost | 0 | [6 empty] | 0.96154 | 0
LCP_Inputs_ON_Electric_IEA_2023_05_05 | 2021 | Fossil Fuel Thermal (Coal, Peat, Oil) | Generation | Electricity | QC | Dispatch-Generation | FuelCost | 0 | [6 empty] | 0.96154 | 0
LCP_Inputs_ON_Electric_IEA_2023_05_05 | 2021 | Fossil Fuel Thermal (Coal, Peat, Oil) | Generation | Electricity | QC | Dispatch-Generation | VOM | 0 | [6 empty] | 0.96154 | 0
LCP_Inputs_ON_Electric_IEA_2023_05_05 | 2021 | Fossil Fuel Thermal (Coal, Peat, Oil) | Generation | Electricity | WC | Dispatch-Generation | EmissionsCost | 0 | [6 empty] | 0.96154 | 0
LCP_Inputs_ON_Electric_IEA_2023_05_05 | 2021 | Fossil Fuel Thermal (Coal, Peat, Oil) | Generation | Electricity | WC | Dispatch-Generation | FuelCost | 0 | [6 empty] | 0.96154 | 0
LCP_Inputs_ON_Electric_IEA_2023_05_05 | 2021 | Fossil Fuel Thermal (Coal, Peat, Oil) | Generation | Electricity | WC | Dispatch-Generation | VOM | 0 | [6 empty] | 0.96154 | 0
LCP_Inputs_ON_Electric_IEA_2023_05_05 | 2021 | Generic - Generator | Generation | Electricity | MI | Dispatch-Generation | EmissionsCost | 0 | [6 empty] | 0.96154 | 0
LCP_Inputs_ON_Electric_IEA_2023_05_05 | 2021 | Generic - Generator | Generation | Electricity | MI | Dispatch-Generation | FuelCost | 3901073927.6151 | [6 empty] | 0.96154 | 3751032622.7069
LCP_Inputs_ON_Electric_IEA_2023_05_05 | 2021 | Generic - Generator | Generation | Electricity | MI | Dispatch-Generation | VOM | 403598428.6705 | [6 empty] | 0.96154 | 388075412.1832
LCP_Inputs_ON_Electric_IEA_2023_05_05 | 2021 | Generic - Generator | Generation | Electricity | NY | Dispatch-Generation | EmissionsCost | 0 | [6 empty] | 0.96154 | 0
LCP_Inputs_ON_Electric_IEA_2023_05_05 | 2021 | Generic - Generator | Generation | Electricity | NY | Dispatch-Generation | FuelCost | 1646102808.8249 | [6 empty] | 0.96154 | 1582791162.3317
LCP_Inputs_ON_Electric_IEA_2023_05_05 | 2021 | Generic - Generator | Generation | Electricity | NY | Dispatch-Generation | VOM | 170302977.9489 | [6 empty] | 0.96154 | 163752863.4124
LCP_Inputs_ON_Electric_IEA_2023_05_05 | 2021 | Generic - Generator | Generation | Electricity | ON | Dispatch-Generation | EmissionsCost | 0 | [6 empty] | 0.96154 | 0
LCP_Inputs_ON_Electric_IEA_2023_05_05 | 2021 | Generic - Generator | Generation | Electricity | ON | Dispatch-Generation | FuelCost | 0 | [6 empty] | 0.96154 | 0
LCP_Inputs_ON_Electric_IEA_2023_05_05 | 2021 | Generic - Generator | Generation | Electricity | ON | Dispatch-Generation | VOM | 0 | [6 empty] | 0.96154 | 0
LCP_Inputs_ON_Electric_IEA_2023_05_05 | 2021 | Generic - Generator | Generation | Electricity | PJ | Dispatch-Generation | EmissionsCost | 0 | [6 empty] | 0.96154 | 0
LCP_Inputs_ON_Electric_IEA_2023_05_05 | 2021 | Generic - Generator | Generation | Electricity | PJ | Dispatch-Generation | FuelCost | 14422259590.9655 | [6 empty] | 0.96154 | 13867557299.0053
LCP_Inputs_ON_Electric_IEA_2023_05_05 | 2021 | Generic - Generator | Generation | Electricity | PJ | Dispatch-Generation | VOM | 1492102281.7812 | [6 empty] | 0.96154 | 1434713732.482
LCP_Inputs_ON_Electric_IEA_2023_05_05 | 2021 | Generic - Generator | Generation | Electricity | QC | Dispatch-Generation | EmissionsCost | 0 | [6 empty] | 0.96154 | 0
LCP_Inputs_ON_Electric_IEA_2023_05_05 | 2021 | Generic - Generator | Generation | Electricity | QC | Dispatch-Generation | FuelCost | 0 | [6 empty] | 0.96154 | 0
LCP_Inputs_ON_Electric_IEA_2023_05_05 | 2021 | Generic - Generator | Generation | Electricity | QC | Dispatch-Generation | VOM | 0 | [6 empty] | 0.96154 | 0
LCP_Inputs_ON_Electric_IEA_2023_05_05 | 2021 | Generic - Generator | Generation | Electricity | WC | Dispatch-Generation | EmissionsCost | 0 | [6 empty] | 0.96154 | 0
LCP_Inputs_ON_Electric_IEA_2023_05_05 | 2021 | Generic - Generator | Generation | Electricity | WC | Dispatch-Generation | FuelCost | 1069473.0011 | [6 empty] | 0.96154 | 1028339.4241
LCP_Inputs_ON_Electric_IEA_2023_05_05 | 2021 | Generic - Generator | Generation | Electricity | WC | Dispatch-Generation | VOM | 110645.8454 | [6 empty] | 0.96154 | 106390.236
LCP_Inputs_ON_Electric_IEA_2023_05_05 | 2021 | H2 Import - QC | Import | Hydrogen | MI | Dispatch-Import | EmissionsCost | 0 | [6 empty] | 0.96154 | 0
LCP_Inputs_ON_Electric_IEA_2023_05_05 | 2021 | H2 Import - QC | Import | Hydrogen | MI | Dispatch-Import | FuelCost | 0 | [6 empty] | 0.96154 | 0
LCP_Inputs_ON_Electric_IEA_2023_05_05 | 2021 | H2 Import - QC | Import | Hydrogen | MI | Dispatch-Import | VOM | 0 | [6 empty] | 0.96154 | 0
LCP_Inputs_ON_Electric_IEA_2023_05_05 | 2021 | H2 Import - QC | Import | Hydrogen | NY | Dispatch-Import | EmissionsCost | 0 | [6 empty] | 0.96154 | 0
LCP_Inputs_ON_Electric_IEA_2023_05_05 | 2021 | H2 Import - QC | Import | Hydrogen | NY | Dispatch-Import | FuelCost | 0 | [6 empty] | 0.96154 | 0
LCP_Inputs_ON_Electric_IEA_2023_05_05 | 2021 | H2 Import - QC | Import | Hydrogen | NY | Dispatch-Import | VOM | 0 | [6 empty] | 0.96154 | 0
LCP_Inputs_ON_Electric_IEA_2023_05_05 | 2021 | H2 Import - QC | Import | Hydrogen | ON | Dispatch-Import | EmissionsCost | 0 | [6 empty] | 0.96154 | 0
LCP_Inputs_ON_Electric_IEA_2023_05_05 | 2021 | H2 Import - QC | Import | Hydrogen | ON | Dispatch-Import | FuelCost | 0 | [6 empty] | 0.96154 | 0
LCP_Inputs_ON_Electric_IEA_2023_05_05 | 2021 | H2 Import - QC | Import | Hydrogen | ON | Dispatch-Import | VOM | 0 | [6 empty] | 0.96154 | 0
LCP_Inputs_ON_Electric_IEA_2023_05_05 | 2021 | H2 Import - QC | Import | Hydrogen | PJ | Dispatch-Import | EmissionsCost | 0 | [6 empty] | 0.96154 | 0
LCP_Inputs_ON_Electric_IEA_2023_05_05 | 2021 | H2 Import - QC | Import | Hydrogen | PJ | Dispatch-Import | FuelCost | 0 | [6 empty] | 0.96154 | 0
LCP_Inputs_ON_Electric_IEA_2023_05_05 | 2021 | H2 Import - QC | Import | Hydrogen | PJ | Dispatch-Import | VOM | 0 | [6 empty] | 0.96154 | 0
LCP_Inputs_ON_Electric_IEA_2023_05_05 | 2021 | H2 Import - QC | Import | Hydrogen | QC | Dispatch-Import | EmissionsCost | 0 | [6 empty] | 0.96154 | 0
LCP_Inputs_ON_Electric_IEA_2023_05_05 | 2021 | H2 Import - QC | Import | Hydrogen | QC | Dispatch-Import | FuelCost | 0 | [6 empty] | 0.96154 | 0
LCP_Inputs_ON_Electric_IEA_2023_05_05 | 2021 | H2 Import - QC | Import | Hydrogen | QC | Dispatch-Import | VOM | 0 | [6 empty] | 0.96154 | 0
LCP_Inputs_ON_Electric_IEA_2023_05_05 | 2021 | H2 Import - QC | Import | Hydrogen | WC | Dispatch-Import | EmissionsCost | 0 | [6 empty] | 0.96154 | 0
LCP_Inputs_ON_Electric_IEA_2023_05_05 | 2021 | H2 Import - QC | Import | Hydrogen | WC | Dispatch-Import | FuelCost | 0 | [6 empty] | 0.96154 | 0
LCP_Inputs_ON_Electric_IEA_2023_05_05 | 2021 | H2 Import - QC | Import | Hydrogen | WC | Dispatch-Import | VOM | 0 | [6 empty] | 0.96154 | 0
LCP_Inputs_ON_Electric_IEA_2023_05_05 | 2021 | H2 Import - WC | Import | Hydrogen | MI | Dispatch-Import | EmissionsCost | 0 | [6 empty] | 0.96154 | 0
LCP_Inputs_ON_Electric_IEA_2023_05_05 | 2021 | H2 Import - WC | Import | Hydrogen | MI | Dispatch-Import | FuelCost | 0 | [6 empty] | 0.96154 | 0
LCP_Inputs_ON_Electric_IEA_2023_05_05 | 2021 | H2 Import - WC | Import | Hydrogen | MI | Dispatch-Import | VOM | 0 | [6 empty] | 0.96154 | 0
LCP_Inputs_ON_Electric_IEA_2023_05_05 | 2021 | H2 Import - WC | Import | Hydrogen | NY | Dispatch-Import | EmissionsCost | 0 | [6 empty] | 0.96154 | 0
LCP_Inputs_ON_Electric_IEA_2023_05_05 | 2021 | H2 Import - WC | Import | Hydrogen | NY | Dispatch-Import | FuelCost | 0 | [6 empty] | 0.96154 | 0
LCP_Inputs_ON_Electric_IEA_2023_05_05 | 2021 | H2 Import - WC | Import | Hydrogen | NY | Dispatch-Import | VOM | 0 | [6 empty] | 0.96154 | 0
LCP_Inputs_ON_Electric_IEA_2023_05_05 | 2021 | H2 Import - WC | Import | Hydrogen | ON | Dispatch-Import | EmissionsCost | 0 | [6 empty] | 0.96154 | 0
LCP_Inputs_ON_Electric_IEA_2023_05_05 | 2021 | H2 Import - WC | Import | Hydrogen | ON | Dispatch-Import | FuelCost | 0 | [6 empty] | 0.96154 | 0
LCP_Inputs_ON_Electric_IEA_2023_05_05 | 2021 | H2 Import - WC | Import | Hydrogen | ON | Dispatch-Import | VOM | 0 | [6 empty] | 0.96154 | 0
LCP_Inputs_ON_Electric_IEA_2023_05_05 | 2021 | H2 Import - WC | Import | Hydrogen | PJ | Dispatch-Import | EmissionsCost | 0 | [6 empty] | 0.96154 | 0
LCP_Inputs_ON_Electric_IEA_2023_05_05 | 2021 | H2 Import - WC | Import | Hydrogen | PJ | Dispatch-Import | FuelCost | 0 | [6 empty] | 0.96154 | 0
LCP_Inputs_ON_Electric_IEA_2023_05_05 | 2021 | H2 Import - WC | Import | Hydrogen | PJ | Dispatch-Import | VOM | 0 | [6 empty] | 0.96154 | 0
LCP_Inputs_ON_Electric_IEA_2023_05_05 | 2021 | H2 Import - WC | Import | Hydrogen | QC | Dispatch-Import | EmissionsCost | 0 | [6 empty] | 0.96154 | 0
LCP_Inputs_ON_Electric_IEA_2023_05_05 | 2021 | H2 Import - WC | Import | Hydrogen | QC | Dispatch-Import | FuelCost | 0 | [6 empty] | 0.96154 | 0
LCP_Inputs_ON_Electric_IEA_2023_05_05 | 2021 | H2 Import - WC | Import | Hydrogen | QC | Dispatch-Import | VOM | 0 | [6 empty] | 0.96154 | 0
LCP_Inputs_ON_Electric_IEA_2023_05_05 | 2021 | H2 Import - WC | Import | Hydrogen | WC | Dispatch-Import | EmissionsCost | 0 | [6 empty] | 0.96154 | 0
LCP_Inputs_ON_Electric_IEA_2023_05_05 | 2021 | H2 Import - WC | Import | Hydrogen | WC | Dispatch-Import | FuelCost | 0 | [6 empty] | 0.96154 | 0
LCP_Inputs_ON_Electric_IEA_2023_05_05 | 2021 | H2 Import - WC | Import | Hydrogen | WC | Dispatch-Import | VOM | 0 | [6 empty] | 0.96154 | 0
LCP_Inputs_ON_Electric_IEA_2023_05_05 | 2021 | H2 Salt Cavern Storage - ON | Storage | Hydrogen | MI | Dispatch-Storage | EmissionsCost | 0 | [6 empty] | 0.96154 | 0
LCP_Inputs_ON_Electric_IEA_2023_05_05 | 2021 | H2 Salt Cavern Storage - ON | Storage | Hydrogen | MI | Dispatch-Storage | FuelCost | 0 | [6 empty] | 0.96154 | 0
LCP_Inputs_ON_Electric_IEA_2023_05_05 | 2021 | H2 Salt Cavern Storage - ON | Storage | Hydrogen | MI | Dispatch-Storage | VOM | 0 | [6 empty] | 0.96154 | 0
LCP_Inputs_ON_Electric_IEA_2023_05_05 | 2021 | H2 Salt Cavern Storage - ON | Storage | Hydrogen | NY | Dispatch-Storage | EmissionsCost | 0 | [6 empty] | 0.96154 | 0
LCP_Inputs_ON_Electric_IEA_2023_05_05 | 2021 | H2 Salt Cavern Storage - ON | Storage | Hydrogen | NY | Dispatch-Storage | FuelCost | 0 | [6 empty] | 0.96154 | 0
LCP_Inputs_ON_Electric_IEA_2023_05_05 | 2021 | H2 Salt Cavern Storage - ON | Storage | Hydrogen | NY | Dispatch-Storage | VOM | 0 | [6 empty] | 0.96154 | 0
LCP_Inputs_ON_Electric_IEA_2023_05_05 | 2021 | H2 Salt Cavern Storage - ON | Storage | Hydrogen | ON | Dispatch-Storage | EmissionsCost | 0 | [6 empty] | 0.96154 | 0
LCP_Inputs_ON_Electric_IEA_2023_05_05 | 2021 | H2 Salt Cavern Storage - ON | Storage | Hydrogen | ON | Dispatch-Storage | FuelCost | 0 | [6 empty] | 0.96154 | 0
LCP_Inputs_ON_Electric_IEA_2023_05_05 | 2021 | H2 Salt Cavern Storage - ON | Storage | Hydrogen | ON | Dispatch-Storage | VOM | 0 | [6 empty] | 0.96154 | 0
LCP_Inputs_ON_Electric_IEA_2023_05_05 | 2021 | H2 Salt Cavern Storage - ON | Storage | Hydrogen | PJ | Dispatch-Storage | EmissionsCost | 0 | [6 empty] | 0.96154 | 0
LCP_Inputs_ON_Electric_IEA_2023_05_05 | 2021 | H2 Salt Cavern Storage - ON | Storage | Hydrogen | PJ | Dispatch-Storage | FuelCost | 0 | [6 empty] | 0.96154 | 0
LCP_Inputs_ON_Electric_IEA_2023_05_05 | 2021 | H2 Salt Cavern Storage - ON | Storage | Hydrogen | PJ | Dispatch-Storage | VOM | 0 | [6 empty] | 0.96154 | 0
LCP_Inputs_ON_Electric_IEA_2023_05_05 | 2021 | H2 Salt Cavern Storage - ON | Storage | Hydrogen | QC | Dispatch-Storage | EmissionsCost | 0 | [6 empty] | 0.96154 | 0
LCP_Inputs_ON_Electric_IEA_2023_05_05 | 2021 | H2 Salt Cavern Storage - ON | Storage | Hydrogen | QC | Dispatch-Storage | FuelCost | 0 | [6 empty] | 0.96154 | 0
LCP_Inputs_ON_Electric_IEA_2023_05_05 | 2021 | H2 Salt Cavern Storage - ON | Storage | Hydrogen | QC | Dispatch-Storage | VOM | 0 | [6 empty] | 0.96154 | 0
LCP_Inputs_ON_Electric_IEA_2023_05_05 | 2021 | H2 Salt Cavern Storage - ON | Storage | Hydrogen | WC | Dispatch-Storage | EmissionsCost | 0 | [6 empty] | 0.96154 | 0
LCP_Inputs_ON_Electric_IEA_2023_05_05 | 2021 | H2 Salt Cavern Storage - ON | Storage | Hydrogen | WC | Dispatch-Storage | FuelCost | 0 | [6 empty] | 0.96154 | 0
LCP_Inputs_ON_Electric_IEA_2023_05_05 | 2021 | H2 Salt Cavern Storage - ON | Storage | Hydrogen | WC | Dispatch-Storage | VOM | 0 | [6 empty] | 0.96154 | 0
LCP_Inputs_ON_Electric_IEA_2023_05_05 | 2021 | Hydro | Generation | Electricity | MI | Dispatch-Generation | EmissionsCost | 0 | [6 empty] | 0.96154 | 0
LCP_Inputs_ON_Electric_IEA_2023_05_05 | 2021 | Hydro | Generation | Electricity | MI | Dispatch-Generation | FuelCost | 0 | [6 empty] | 0.96154 | 0
LCP_Inputs_ON_Electric_IEA_2023_05_05 | 2021 | Hydro | Generation | Electricity | MI | Dispatch-Generation | VOM | 0 | [6 empty] | 0.96154 | 0
LCP_Inputs_ON_Electric_IEA_2023_05_05 | 2021 | Hydro | Generation | Electricity | NY | Dispatch-Generation | EmissionsCost | 0 | [6 empty] | 0.96154 | 0
LCP_Inputs_ON_Electric_IEA_2023_05_05 | 2021 | Hydro | Generation | Electricity | NY | Dispatch-Generation | FuelCost | 0 | [6 empty] | 0.96154 | 0
LCP_Inputs_ON_Electric_IEA_2023_05_05 | 2021 | Hydro | Generation | Electricity | NY | Dispatch-Generation | VOM | 0 | [6 empty] | 0.96154 | 0
LCP_Inputs_ON_Electric_IEA_2023_05_05 | 2021 | Hydro | Generation | Electricity | ON | Dispatch-Generation | EmissionsCost | 0 | [6 empty] | 0.96154 | 0
LCP_Inputs_ON_Electric_IEA_2023_05_05 | 2021 | Hydro | Generation | Electricity | ON | Dispatch-Generation | FuelCost | 0 | [6 empty] | 0.96154 | 0
LCP_Inputs_ON_Electric_IEA_2023_05_05 | 2021 | Hydro | Generation | Electricity | ON | Dispatch-Generation | VOM | 0 | [6 empty] | 0.96154 | 0
LCP_Inputs_ON_Electric_IEA_2023_05_05 | 2021 | Hydro | Generation | Electricity | PJ | Dispatch-Generation | EmissionsCost | 0 | [6 empty] | 0.96154 | 0
LCP_Inputs_ON_Electric_IEA_2023_05_05 | 2021 | Hydro | Generation | Electricity | PJ | Dispatch-Generation | FuelCost | 0 | [6 empty] | 0.96154 | 0
LCP_Inputs_ON_Electric_IEA_2023_05_05 | 2021 | Hydro | Generation | Electricity | PJ | Dispatch-Generation | VOM | 0 | [6 empty] | 0.96154 | 0
LCP_Inputs_ON_Electric_IEA_2023_05_05 | 2021 | Hydro | Generation | Electricity | QC | Dispatch-Generation | EmissionsCost | 0 | [6 empty] | 0.96154 | 0
LCP_Inputs_ON_Electric_IEA_2023_05_05 | 2021 | Hydro | Generation | Electricity | QC | Dispatch-Generation | FuelCost | 0 | [6 empty] | 0.96154 | 0
LCP_Inputs_ON_Electric_IEA_2023_05_05 | 2021 | Hydro | Generation | Electricity | QC | Dispatch-Generation | VOM | 0 | [6 empty] | 0.96154 | 0
LCP_Inputs_ON_Electric_IEA_2023_05_05 | 2021 | Hydro | Generation | Electricity | WC | Dispatch-Generation | EmissionsCost | 0 | [6 empty] | 0.96154 | 0
LCP_Inputs_ON_Electric_IEA_2023_05_05 | 2021 | Hydro | Generation | Electricity | WC | Dispatch-Generation | FuelCost | 0 | [6 empty] | 0.96154 | 0
LCP_Inputs_ON_Electric_IEA_2023_05_05 | 2021 | Hydro | Generation | Electricity | WC | Dispatch-Generation | VOM | 0 | [6 empty] | 0.96154 | 0
LCP_Inputs_ON_Electric_IEA_2023_05_05 | 2021 | Hydro Pumped Storage | Storage | Electricity | MI | Dispatch-Storage | EmissionsCost | 0 | [6 empty] | 0.96154 | 0
LCP_Inputs_ON_Electric_IEA_2023_05_05 | 2021 | Hydro Pumped Storage | Storage | Electricity | MI | Dispatch-Storage | FuelCost | 0 | [6 empty] | 0.96154 | 0
LCP_Inputs_ON_Electric_IEA_2023_05_05 | 2021 | Hydro Pumped Storage | Storage | Electricity | MI | Dispatch-Storage | VOM | 0 | [6 empty] | 0.96154 | 0
LCP_Inputs_ON_Electric_IEA_2023_05_05 | 2021 | Hydro Pumped Storage | Storage | Electricity | NY | Dispatch-Storage | EmissionsCost | 0 | [6 empty] | 0.96154 | 0
LCP_Inputs_ON_Electric_IEA_2023_05_05 | 2021 | Hydro Pumped Storage | Storage | Electricity | NY | Dispatch-Storage | FuelCost | 0 | [6 empty] | 0.96154 | 0
LCP_Inputs_ON_Electric_IEA_2023_05_05 | 2021 | Hydro Pumped Storage | Storage | Electricity | NY | Dispatch-Storage | VOM | 0 | [6 empty] | 0.96154 | 0
LCP_Inputs_ON_Electric_IEA_2023_05_05 | 2021 | Hydro Pumped Storage | Storage | Electricity | ON | Dispatch-Storage | EmissionsCost | 0 | [6 empty] | 0.96154 | 0
LCP_Inputs_ON_Electric_IEA_2023_05_05 | 2021 | Hydro Pumped Storage | Storage | Electricity | ON | Dispatch-Storage | FuelCost | 0 | [6 empty] | 0.96154 | 0
LCP_Inputs_ON_Electric_IEA_2023_05_05 | 2021 | Hydro Pumped Storage | Storage | Electricity | ON | Dispatch-Storage | VOM | 0 | [6 empty] | 0.96154 | 0
LCP_Inputs_ON_Electric_IEA_2023_05_05 | 2021 | Hydro Pumped Storage | Storage | Electricity | PJ | Dispatch-Storage | EmissionsCost | 0 | [6 empty] | 0.96154 | 0
LCP_Inputs_ON_Electric_IEA_2023_05_05 | 2021 | Hydro Pumped Storage | Storage | Electricity | PJ | Dispatch-Storage | FuelCost | 0 | [6 empty] | 0.96154 | 0
LCP_Inputs_ON_Electric_IEA_2023_05_05 | 2021 | Hydro Pumped Storage | Storage | Electricity | PJ | Dispatch-Storage | VOM | 0 | [6 empty] | 0.96154 | 0
LCP_Inputs_ON_Electric_IEA_2023_05_05 | 2021 | Hydro Pumped Storage | Storage | Electricity | QC | Dispatch-Storage | EmissionsCost | 0 | [6 empty] | 0.96154 | 0
LCP_Inputs_ON_Electric_IEA_2023_05_05 | 2021 | Hydro Pumped Storage | Storage | Electricity | QC | Dispatch-Storage | FuelCost | 0 | [6 empty] | 0.96154 | 0
LCP_Inputs_ON_Electric_IEA_2023_05_05 | 2021 | Hydro Pumped Storage | Storage | Electricity | QC | Dispatch-Storage | VOM | 0 | [6 empty] | 0.96154 | 0
LCP_Inputs_ON_Electric_IEA_2023_05_05 | 2021 | Hydro Pumped Storage | Storage | Electricity | WC | Dispatch-Storage | EmissionsCost | 0 | [6 empty] | 0.96154 | 0
LCP_Inputs_ON_Electric_IEA_2023_05_05 | 2021 | Hydro Pumped Storage | Storage | Electricity | WC | Dispatch-Storage | FuelCost | 0 | [6 empty] | 0.96154 | 0
LCP_Inputs_ON_Electric_IEA_2023_05_05 | 2021 | Hydro Pumped Storage | Storage | Electricity | WC | Dispatch-Storage | VOM | 0 | [6 empty] | 0.96154 | 0
LCP_Inputs_ON_Electric_IEA_2023_05_05 | 2021 | Nuclear | Generation | Electricity | MI | Dispatch-Generation | EmissionsCost | 0 | [6 empty] | 0.96154 | 0
LCP_Inputs_ON_Electric_IEA_2023_05_05 | 2021 | Nuclear | Generation | Electricity | MI | Dispatch-Generation | FuelCost | 0 | [6 empty] | 0.96154 | 0
LCP_Inputs_ON_Electric_IEA_2023_05_05 | 2021 | Nuclear | Generation | Electricity | MI | Dispatch-Generation | VOM | 3301336446.912 | [6 empty] | 0.96154 | 3174361968.1846
LCP_Inputs_ON_Electric_IEA_2023_05_05 | 2021 | Nuclear | Generation | Electricity | NY | Dispatch-Generation | EmissionsCost | 0 | [6 empty] | 0.96154 | 0
LCP_Inputs_ON_Electric_IEA_2023_05_05 | 2021 | Nuclear | Generation | Electricity | NY | Dispatch-Generation | FuelCost | 0 | [6 empty] | 0.96154 | 0
LCP_Inputs_ON_Electric_IEA_2023_05_05 | 2021 | Nuclear | Generation | Electricity | NY | Dispatch-Generation | VOM | 2246155230.144 | [6 empty] | 0.96154 | 2159764644.3692
LCP_Inputs_ON_Electric_IEA_2023_05_05 | 2021 | Nuclear | Generation | Electricity | ON | Dispatch-Generation | EmissionsCost | 0 | [6 empty] | 0.96154 | 0
LCP_Inputs_ON_Electric_IEA_2023_05_05 | 2021 | Nuclear | Generation | Electricity | ON | Dispatch-Generation | FuelCost | 0 | [6 empty] | 0.96154 | 0
LCP_Inputs_ON_Electric_IEA_2023_05_05 | 2021 | Nuclear | Generation | Electricity | ON | Dispatch-Generation | VOM | 8790266640.96 | [6 empty] | 0.96154 | 8452179462.4615
LCP_Inputs_ON_Electric_IEA_2023_05_05 | 2021 | Nuclear | Generation | Electricity | PJ | Dispatch-Generation | EmissionsCost | 0 | [6 empty] | 0.96154 | 0
LCP_Inputs_ON_Electric_IEA_2023_05_05 | 2021 | Nuclear | Generation | Electricity | PJ | Dispatch-Generation | FuelCost | 0 | [6 empty] | 0.96154 | 0
LCP_Inputs_ON_Electric_IEA_2023_05_05 | 2021 | Nuclear | Generation | Electricity | PJ | Dispatch-Generation | VOM | 9110487814.4448 | [6 empty] | 0.96154 | 8760084436.9662
LCP_Inputs_ON_Electric_IEA_2023_05_05 | 2021 | Nuclear | Generation | Electricity | QC | Dispatch-Generation | EmissionsCost | 0 | [6 empty] | 0.96154 | 0
LCP_Inputs_ON_Electric_IEA_2023_05_05 | 2021 | Nuclear | Generation | Electricity | QC | Dispatch-Generation | FuelCost | 0 | [6 empty] | 0.96154 | 0
LCP_Inputs_ON_Electric_IEA_2023_05_05 | 2021 | Nuclear | Generation | Electricity | QC | Dispatch-Generation | VOM | 0 | [6 empty] | 0.96154 | 0
LCP_Inputs_ON_Electric_IEA_2023_05_05 | 2021 | Nuclear | Generation | Electricity | WC | Dispatch-Generation | EmissionsCost | 0 | [6 empty] | 0.96154 | 0
LCP_Inputs_ON_Electric_IEA_2023_05_05 | 2021 | Nuclear | Generation | Electricity | WC | Dispatch-Generation | FuelCost | 0 | [6 empty] | 0.96154 | 0
LCP_Inputs_ON_Electric_IEA_2023_05_05 | 2021 | Nuclear | Generation | Electricity | WC | Dispatch-Generation | VOM | 0 | [6 empty] | 0.96154 | 0
LCP_Inputs_ON_Electric_IEA_2023_05_05 | 2021 | Nuclear SMR | Generation | Electricity | MI | Dispatch-Generation | EmissionsCost | 0 | [6 empty] | 0.96154 | 0
LCP_Inputs_ON_Electric_IEA_2023_05_05 | 2021 | Nuclear SMR | Generation | Electricity | MI | Dispatch-Generation | FuelCost | 0 | [6 empty] | 0.96154 | 0
LCP_Inputs_ON_Electric_IEA_2023_05_05 | 2021 | Nuclear SMR | Generation | Electricity | MI | Dispatch-Generation | VOM | 0 | [6 empty] | 0.96154 | 0
LCP_Inputs_ON_Electric_IEA_2023_05_05 | 2021 | Nuclear SMR | Generation | Electricity | NY | Dispatch-Generation | EmissionsCost | 0 | [6 empty] | 0.96154 | 0
LCP_Inputs_ON_Electric_IEA_2023_05_05 | 2021 | Nuclear SMR | Generation | Electricity | NY | Dispatch-Generation | FuelCost | 0 | [6 empty] | 0.96154 | 0
LCP_Inputs_ON_Electric_IEA_2023_05_05 | 2021 | Nuclear SMR | Generation | Electricity | NY | Dispatch-Generation | VOM | 0 | [6 empty] | 0.96154 | 0
LCP_Inputs_ON_Electric_IEA_2023_05_05 | 2021 | Nuclear SMR | Generation | Electricity | ON | Dispatch-Generation | EmissionsCost | 0 | [6 empty] | 0.96154 | 0
LCP_Inputs_ON_Electric_IEA_2023_05_05 | 2021 | Nuclear SMR | Generation | Electricity | ON | Dispatch-Generation | FuelCost | 0 | [6 empty] | 0.96154 | 0
LCP_Inputs_ON_Electric_IEA_2023_05_05 | 2021 | Nuclear SMR | Generation | Electricity | ON | Dispatch-Generation | VOM | 0 | [6 empty] | 0.96154 | 0
LCP_Inputs_ON_Electric_IEA_2023_05_05 | 2021 | Nuclear SMR | Generation | Electricity | PJ | Dispatch-Generation | EmissionsCost | 0 | [6 empty] | 0.96154 | 0
LCP_Inputs_ON_Electric_IEA_2023_05_05 | 2021 | Nuclear SMR | Generation | Electricity | PJ | Dispatch-Generation | FuelCost | 0 | [6 empty] | 0.96154 | 0
LCP_Inputs_ON_Electric_IEA_2023_05_05 | 2021 | Nuclear SMR | Generation | Electricity | PJ | Dispatch-Generation | VOM | 0 | [6 empty] | 0.96154 | 0
LCP_Inputs_ON_Electric_IEA_2023_05_05 | 2021 | Nuclear SMR | Generation | Electricity | QC | Dispatch-Generation | EmissionsCost | 0 | [6 empty] | 0.96154 | 0
LCP_Inputs_ON_Electric_IEA_2023_05_05 | 2021 | Nuclear SMR | Generation | Electricity | QC | Dispatch-Generation | FuelCost | 0 | [6 empty] | 0.96154 | 0
LCP_Inputs_ON_Electric_IEA_2023_05_05 | 2021 | Nuclear SMR | Generation | Electricity | QC | Dispatch-Generation | VOM | 0 | [6 empty] | 0.96154 | 0
LCP_Inputs_ON_Electric_IEA_2023_05_05 | 2021 | Nuclear SMR | Generation | Electricity | WC | Dispatch-Generation | EmissionsCost | 0 | [6 empty] | 0.96154 | 0
LCP_Inputs_ON_Electric_IEA_2023_05_05 | 2021 | Nuclear SMR | Generation | Electricity | WC | Dispatch-Generation | FuelCost | 0 | [6 empty] | 0.96154 | 0
LCP_Inputs_ON_Electric_IEA_2023_05_05 | 2021 | Nuclear SMR | Generation | Electricity | WC | Dispatch-Generation | VOM | 0 | [6 empty] | 0.96154 | 0
LCP_Inputs_ON_Electric_IEA_2023_05_05 | 2021 | O/CCGT - CH4 Existing | Crossload | Electricity | MI | Dispatch-Crossload | EmissionsCost | 0 | [6 empty] | 0.96154 | 0
LCP_Inputs_ON_Electric_IEA_2023_05_05 | 2021 | O/CCGT - CH4 Existing | Crossload | Electricity | MI | Dispatch-Crossload | FuelCost | 0 | [6 empty] | 0.96154 | 0
LCP_Inputs_ON_Electric_IEA_2023_05_05 | 2021 | O/CCGT - CH4 Existing | Crossload | Electricity | MI | Dispatch-Crossload | VOM | 0 | [6 empty] | 0.96154 | 0
LCP_Inputs_ON_Electric_IEA_2023_05_05 | 2021 | O/CCGT - CH4 Existing | Crossload | Electricity | NY | Dispatch-Crossload | EmissionsCost | 0 | [6 empty] | 0.96154 | 0
LCP_Inputs_ON_Electric_IEA_2023_05_05 | 2021 | O/CCGT - CH4 Existing | Crossload | Electricity | NY | Dispatch-Crossload | FuelCost | 0 | [6 empty] | 0.96154 | 0
LCP_Inputs_ON_Electric_IEA_2023_05_05 | 2021 | O/CCGT - CH4 Existing | Crossload | Electricity | NY | Dispatch-Crossload | VOM | 0 | [6 empty] | 0.96154 | 0
LCP_Inputs_ON_Electric_IEA_2023_05_05 | 2021 | O/CCGT - CH4 Existing | Crossload | Electricity | ON | Dispatch-Crossload | EmissionsCost | 0 | [6 empty] | 0.96154 | 0
LCP_Inputs_ON_Electric_IEA_2023_05_05 | 2021 | O/CCGT - CH4 Existing | Crossload | Electricity | ON | Dispatch-Crossload | FuelCost | 0 | [6 empty] | 0.96154 | 0
LCP_Inputs_ON_Electric_IEA_2023_05_05 | 2021 | O/CCGT - CH4 Existing | Crossload | Electricity | ON | Dispatch-Crossload | VOM | 0 | [6 empty] | 0.96154 | 0
LCP_Inputs_ON_Electric_IEA_2023_05_05 | 2021 | O/CCGT - CH4 Existing | Crossload | Electricity | PJ | Dispatch-Crossload | EmissionsCost | 0 | [6 empty] | 0.96154 | 0
LCP_Inputs_ON_Electric_IEA_2023_05_05 | 2021 | O/CCGT - CH4 Existing | Crossload | Electricity | PJ | Dispatch-Crossload | FuelCost | 0 | [6 empty] | 0.96154 | 0
LCP_Inputs_ON_Electric_IEA_2023_05_05 | 2021 | O/CCGT - CH4 Existing | Crossload | Electricity | PJ | Dispatch-Crossload | VOM | 0 | [6 empty] | 0.96154 | 0
LCP_Inputs_ON_Electric_IEA_2023_05_05 | 2021 | O/CCGT - CH4 Existing | Crossload | Electricity | QC | Dispatch-Crossload | EmissionsCost | 0 | [6 empty] | 0.96154 | 0
LCP_Inputs_ON_Electric_IEA_2023_05_05 | 2021 | O/CCGT - CH4 Existing | Crossload | Electricity | QC | Dispatch-Crossload | FuelCost | 0 | [6 empty] | 0.96154 | 0
LCP_Inputs_ON_Electric_IEA_2023_05_05 | 2021 | O/CCGT - CH4 Existing | Crossload | Electricity | QC | Dispatch-Crossload | VOM | 0 | [6 empty] | 0.96154 | 0
LCP_Inputs_ON_Electric_IEA_2023_05_05 | 2021 | O/CCGT - CH4 Existing | Crossload | Electricity | WC | Dispatch-Crossload | EmissionsCost | 0 | [6 empty] | 0.96154 | 0
LCP_Inputs_ON_Electric_IEA_2023_05_05 | 2021 | O/CCGT - CH4 Existing | Crossload | Electricity | WC | Dispatch-Crossload | FuelCost | 0 | [6 empty] | 0.96154 | 0
LCP_Inputs_ON_Electric_IEA_2023_05_05 | 2021 | O/CCGT - CH4 Existing | Crossload | Electricity | WC | Dispatch-Crossload | VOM | 0 | [6 empty] | 0.96154 | 0
LCP_Inputs_ON_Electric_IEA_2023_05_05 | 2021 | O/CCGT - CH4 New | Crossload | Electricity | MI | Dispatch-Crossload | EmissionsCost | 0 | [6 empty] | 0.96154 | 0
LCP_Inputs_ON_Electric_IEA_2023_05_05 | 2021 | O/CCGT - CH4 New | Crossload | Electricity | MI | Dispatch-Crossload | FuelCost | 0 | [6 empty] | 0.96154 | 0
LCP_Inputs_ON_Electric_IEA_2023_05_05 | 2021 | O/CCGT - CH4 New | Crossload | Electricity | MI | Dispatch-Crossload | VOM | 0 | [6 empty] | 0.96154 | 0
LCP_Inputs_ON_Electric_IEA_2023_05_05 | 2021 | O/CCGT - CH4 New | Crossload | Electricity | NY | Dispatch-Crossload | EmissionsCost | 0 | [6 empty] | 0.96154 | 0
LCP_Inputs_ON_Electric_IEA_2023_05_05 | 2021 | O/CCGT - CH4 New | Crossload | Electricity | NY | Dispatch-Crossload | FuelCost | 0 | [6 empty] | 0.96154 | 0
LCP_Inputs_ON_Electric_IEA_2023_05_05 | 2021 | O/CCGT - CH4 New | Crossload | Electricity | NY | Dispatch-Crossload | VOM | 0 | [6 empty] | 0.96154 | 0
LCP_Inputs_ON_Electric_IEA_2023_05_05 | 2021 | O/CCGT - CH4 New | Crossload | Electricity | ON | Dispatch-Crossload | EmissionsCost | 0 | [6 empty] | 0.96154 | 0
LCP_Inputs_ON_Electric_IEA_2023_05_05 | 2021 | O/CCGT - CH4 New | Crossload | Electricity | ON | Dispatch-Crossload | FuelCost | 0 | [6 empty] | 0.96154 | 0
LCP_Inputs_ON_Electric_IEA_2023_05_05 | 2021 | O/CCGT - CH4 New | Crossload | Electricity | ON | Dispatch-Crossload | VOM | 0 | [6 empty] | 0.96154 | 0
LCP_Inputs_ON_Electric_IEA_2023_05_05 | 2021 | O/CCGT - CH4 New | Crossload | Electricity | PJ | Dispatch-Crossload | EmissionsCost | 0 | [6 empty] | 0.96154 | 0
LCP_Inputs_ON_Electric_IEA_2023_05_05 | 2021 | O/CCGT - CH4 New | Crossload | Electricity | PJ | Dispatch-Crossload | FuelCost | 0 | [6 empty] | 0.96154 | 0
LCP_Inputs_ON_Electric_IEA_2023_05_05 | 2021 | O/CCGT - CH4 New | Crossload | Electricity | PJ | Dispatch-Crossload | VOM | 0 | [6 empty] | 0.96154 | 0
LCP_Inputs_ON_Electric_IEA_2023_05_05 | 2021 | O/CCGT - CH4 New | Crossload | Electricity | QC | Dispatch-Crossload | EmissionsCost | 0 | [6 empty] | 0.96154 | 0
LCP_Inputs_ON_Electric_IEA_2023_05_05 | 2021 | O/CCGT - CH4 New | Crossload | Electricity | QC | Dispatch-Crossload | FuelCost | 0 | [6 empty] | 0.96154 | 0
LCP_Inputs_ON_Electric_IEA_2023_05_05 | 2021 | O/CCGT - CH4 New | Crossload | Electricity | QC | Dispatch-Crossload | VOM | 0 | [6 empty] | 0.96154 | 0
LCP_Inputs_ON_Electric_IEA_2023_05_05 | 2021 | O/CCGT - CH4 New | Crossload | Electricity | WC | Dispatch-Crossload | EmissionsCost | 0 | [6 empty] | 0.96154 | 0
LCP_Inputs_ON_Electric_IEA_2023_05_05 | 2021 | O/CCGT - CH4 New | Crossload | Electricity | WC | Dispatch-Crossload | FuelCost | 0 | [6 empty] | 0.96154 | 0
LCP_Inputs_ON_Electric_IEA_2023_05_05 | 2021 | O/CCGT - CH4 New | Crossload | Electricity | WC | Dispatch-Crossload | VOM | 0 | [6 empty] | 0.96154 | 0
LCP_Inputs_ON_Electric_IEA_2023_05_05 | 2021 | O/CCGT - H2 New | Crossload | Electricity | MI | Dispatch-Crossload | EmissionsCost | 0 | [6 empty] | 0.96154 | 0
LCP_Inputs_ON_Electric_IEA_2023_05_05 | 2021 | O/CCGT - H2 New | Crossload | Electricity | MI | Dispatch-Crossload | FuelCost | 0 | [6 empty] | 0.96154 | 0
LCP_Inputs_ON_Electric_IEA_2023_05_05 | 2021 | O/CCGT - H2 New | Crossload | Electricity | MI | Dispatch-Crossload | VOM | 0 | [6 empty] | 0.96154 | 0
LCP_Inputs_ON_Electric_IEA_2023_05_05 | 2021 | O/CCGT - H2 New | Crossload | Electricity | NY | Dispatch-Crossload | EmissionsCost | 0 | [6 empty] | 0.96154 | 0
LCP_Inputs_ON_Electric_IEA_2023_05_05 | 2021 | O/CCGT - H2 New | Crossload | Electricity | NY | Dispatch-Crossload | FuelCost | 0 | [6 empty] | 0.96154 | 0
LCP_Inputs_ON_Electric_IEA_2023_05_05 | 2021 | O/CCGT - H2 New | Crossload | Electricity | NY | Dispatch-Crossload | VOM | 0 | [6 empty] | 0.96154 | 0
LCP_Inputs_ON_Electric_IEA_2023_05_05 | 2021 | O/CCGT - H2 New | Crossload | Electricity | ON | Dispatch-Crossload | EmissionsCost | 0 | [6 empty] | 0.96154 | 0
LCP_Inputs_ON_Electric_IEA_2023_05_05 | 2021 | O/CCGT - H2 New | Crossload | Electricity | ON | Dispatch-Crossload | FuelCost | 0 | [6 empty] | 0.96154 | 0
LCP_Inputs_ON_Electric_IEA_2023_05_05 | 2021 | O/CCGT - H2 New | Crossload | Electricity | ON | Dispatch-Crossload | VOM | 0 | [6 empty] | 0.96154 | 0
LCP_Inputs_ON_Electric_IEA_2023_05_05 | 2021 | O/CCGT - H2 New | Crossload | Electricity | PJ | Dispatch-Crossload | EmissionsCost | 0 | [6 empty] | 0.96154 | 0
LCP_Inputs_ON_Electric_IEA_2023_05_05 | 2021 | O/CCGT - H2 New | Crossload | Electricity | PJ | Dispatch-Crossload | FuelCost | 0 | [6 empty] | 0.96154 | 0
LCP_Inputs_ON_Electric_IEA_2023_05_05 | 2021 | O/CCGT - H2 New | Crossload | Electricity | PJ | Dispatch-Crossload | VOM | 0 | [6 empty] | 0.96154 | 0
LCP_Inputs_ON_Electric_IEA_2023_05_05 | 2021 | O/CCGT - H2 New | Crossload | Electricity | QC | Dispatch-Crossload | EmissionsCost | 0 | [6 empty] | 0.96154 | 0
LCP_Inputs_ON_Electric_IEA_2023_05_05 | 2021 | O/CCGT - H2 New | Crossload | Electricity | QC | Dispatch-Crossload | FuelCost | 0 | [6 empty] | 0.96154 | 0
LCP_Inputs_ON_Electric_IEA_2023_05_05 | 2021 | O/CCGT - H2 New | Crossload | Electricity | QC | Dispatch-Crossload | VOM | 0 | [6 empty] | 0.96154 | 0
LCP_Inputs_ON_Electric_IEA_2023_05_05 | 2021 | O/CCGT - H2 New | Crossload | Electricity | WC | Dispatch-Crossload | EmissionsCost | 0 | [6 empty] | 0.96154 | 0
LCP_Inputs_ON_Electric_IEA_2023_05_05 | 2021 | O/CCGT - H2 New | Crossload | Electricity | WC | Dispatch-Crossload | FuelCost | 0 | [6 empty] | 0.96154 | 0
LCP_Inputs_ON_Electric_IEA_2023_05_05 | 2021 | O/CCGT - H2 New | Crossload | Electricity | WC | Dispatch-Crossload | VOM | 0 | [6 empty] | 0.96154 | 0
LCP_Inputs_ON_Electric_IEA_2023_05_05 | 2021 | SMR CCS | Generation | Hydrogen | MI | Dispatch-Generation | EmissionsCost | 0 | [6 empty] | 0.96154 | 0
LCP_Inputs_ON_Electric_IEA_2023_05_05 | 2021 | SMR CCS | Generation | Hydrogen | MI | Dispatch-Generation | FuelCost | 0 | [6 empty] | 0.96154 | 0
LCP_Inputs_ON_Electric_IEA_2023_05_05 | 2021 | SMR CCS | Generation | Hydrogen | MI | Dispatch-Generation | VOM | 0 | [6 empty] | 0.96154 | 0
LCP_Inputs_ON_Electric_IEA_2023_05_05 | 2021 | SMR CCS | Generation | Hydrogen | NY | Dispatch-Generation | EmissionsCost | 0 | [6 empty] | 0.96154 | 0
LCP_Inputs_ON_Electric_IEA_2023_05_05 | 2021 | SMR CCS | Generation | Hydrogen | NY | Dispatch-Generation | FuelCost | 0 | [6 empty] | 0.96154 | 0
LCP_Inputs_ON_Electric_IEA_2023_05_05 | 2021 | SMR CCS | Generation | Hydrogen | NY | Dispatch-Generation | VOM | 0 | [6 empty] | 0.96154 | 0
LCP_Inputs_ON_Electric_IEA_2023_05_05 | 2021 | SMR CCS | Generation | Hydrogen | ON | Dispatch-Generation | EmissionsCost | 0 | [6 empty] | 0.96154 | 0
LCP_Inputs_ON_Electric_IEA_2023_05_05 | 2021 | SMR CCS | Generation | Hydrogen | ON | Dispatch-Generation | FuelCost | 0 | [6 empty] | 0.96154 | 0
LCP_Inputs_ON_Electric_IEA_2023_05_05 | 2021 | SMR CCS | Generation | Hydrogen | ON | Dispatch-Generation | VOM | 0 | [6 empty] | 0.96154 | 0
LCP_Inputs_ON_Electric_IEA_2023_05_05 | 2021 | SMR CCS | Generation | Hydrogen | PJ | Dispatch-Generation | EmissionsCost | 0 | [6 empty] | 0.96154 | 0
LCP_Inputs_ON_Electric_IEA_2023_05_05 | 2021 | SMR CCS | Generation | Hydrogen | PJ | Dispatch-Generation | FuelCost | 0 | [6 empty] | 0.96154 | 0
LCP_Inputs_ON_Electric_IEA_2023_05_05 | 2021 | SMR CCS | Generation | Hydrogen | PJ | Dispatch-Generation | VOM | 0 | [6 empty] | 0.96154 | 0
LCP_Inputs_ON_Electric_IEA_2023_05_05 | 2021 | SMR CCS | Generation | Hydrogen | QC | Dispatch-Generation | EmissionsCost | 0 | [6 empty] | 0.96154 | 0
LCP_Inputs_ON_Electric_IEA_2023_05_05 | 2021 | SMR CCS | Generation | Hydrogen | QC | Dispatch-Generation | FuelCost | 0 | [6 empty] | 0.96154 | 0
LCP_Inputs_ON_Electric_IEA_2023_05_05 | 2021 | SMR CCS | Generation | Hydrogen | QC | Dispatch-Generation | VOM | 0 | [6 empty] | 0.96154 | 0
LCP_Inputs_ON_Electric_IEA_2023_05_05 | 2021 | SMR CCS | Generation | Hydrogen | WC | Dispatch-Generation | EmissionsCost | 0 | [6 empty] | 0.96154 | 0
LCP_Inputs_ON_Electric_IEA_2023_05_05 | 2021 | SMR CCS | Generation | Hydrogen | WC | Dispatch-Generation | FuelCost | 0 | [6 empty] | 0.96154 | 0
LCP_Inputs_ON_Electric_IEA_2023_05_05 | 2021 | SMR CCS | Generation | Hydrogen | WC | Dispatch-Generation | VOM | 0 | [6 empty] | 0.96154 | 0
LCP_Inputs_ON_Electric_IEA_2023_05_05 | 2021 | Solar PV | Generation | Electricity | MI | Dispatch-Generation | EmissionsCost | 0 | [6 empty] | 0.96154 | 0
LCP_Inputs_ON_Electric_IEA_2023_05_05 | 2021 | Solar PV | Generation | Electricity | MI | Dispatch-Generation | FuelCost | 0 | [6 empty] | 0.96154 | 0
LCP_Inputs_ON_Electric_IEA_2023_05_05 | 2021 | Solar PV | Generation | Electricity | MI | Dispatch-Generation | VOM | 0 | [6 empty] | 0.96154 | 0
LCP_Inputs_ON_Electric_IEA_2023_05_05 | 2021 | Solar PV | Generation | Electricity | NY | Dispatch-Generation | EmissionsCost | 0 | [6 empty] | 0.96154 | 0
LCP_Inputs_ON_Electric_IEA_2023_05_05 | 2021 | Solar PV | Generation | Electricity | NY | Dispatch-Generation | FuelCost | 0 | [6 empty] | 0.96154 | 0
LCP_Inputs_ON_Electric_IEA_2023_05_05 | 2021 | Solar PV | Generation | Electricity | NY | Dispatch-Generation | VOM | 0 | [6 empty] | 0.96154 | 0
LCP_Inputs_ON_Electric_IEA_2023_05_05 | 2021 | Solar PV | Generation | Electricity | ON | Dispatch-Generation | EmissionsCost | 0 | [6 empty] | 0.96154 | 0
LCP_Inputs_ON_Electric_IEA_2023_05_05 | 2021 | Solar PV | Generation | Electricity | ON | Dispatch-Generation | FuelCost | 0 | [6 empty] | 0.96154 | 0
LCP_Inputs_ON_Electric_IEA_2023_05_05 | 2021 | Solar PV | Generation | Electricity | ON | Dispatch-Generation | VOM | 0 | [6 empty] | 0.96154 | 0
LCP_Inputs_ON_Electric_IEA_2023_05_05 | 2021 | Solar PV | Generation | Electricity | PJ | Dispatch-Generation | EmissionsCost | 0 | [6 empty] | 0.96154 | 0
LCP_Inputs_ON_Electric_IEA_2023_05_05 | 2021 | Solar PV | Generation | Electricity | PJ | Dispatch-Generation | FuelCost | 0 | [6 empty] | 0.96154 | 0
LCP_Inputs_ON_Electric_IEA_2023_05_05 | 2021 | Solar PV | Generation | Electricity | PJ | Dispatch-Generation | VOM | 0 | [6 empty] | 0.96154 | 0
LCP_Inputs_ON_Electric_IEA_2023_05_05 | 2021 | Solar PV | Generation | Electricity | QC | Dispatch-Generation | EmissionsCost | 0 | [6 empty] | 0.96154 | 0
LCP_Inputs_ON_Electric_IEA_2023_05_05 | 2021 | Solar PV | Generation | Electricity | QC | Dispatch-Generation | FuelCost | 0 | [6 empty] | 0.96154 | 0
LCP_Inputs_ON_Electric_IEA_2023_05_05 | 2021 | Solar PV | Generation | Electricity | QC | Dispatch-Generation | VOM | 0 | [6 empty] | 0.96154 | 0
LCP_Inputs_ON_Electric_IEA_2023_05_05 | 2021 | Solar PV | Generation | Electricity | WC | Dispatch-Generation | EmissionsCost | 0 | [6 empty] | 0.96154 | 0
LCP_Inputs_ON_Electric_IEA_2023_05_05 | 2021 | Solar PV | Generation | Electricity | WC | Dispatch-Generation | FuelCost | 0 | [6 empty] | 0.96154 | 0
LCP_Inputs_ON_Electric_IEA_2023_05_05 | 2021 | Solar PV | Generation | Electricity | WC | Dispatch-Generation | VOM | 0 | [6 empty] | 0.96154 | 0
LCP_Inputs_ON_Electric_IEA_2023_05_05 | 2021 | Wind Offshore | Generation | Electricity | MI | Dispatch-Generation | EmissionsCost | 0 | [6 empty] | 0.96154 | 0
LCP_Inputs_ON_Electric_IEA_2023_05_05 | 2021 | Wind Offshore | Generation | Electricity | MI | Dispatch-Generation | FuelCost | 0 | [6 empty] | 0.96154 | 0
LCP_Inputs_ON_Electric_IEA_2023_05_05 | 2021 | Wind Offshore | Generation | Electricity | MI | Dispatch-Generation | VOM | 0 | [6 empty] | 0.96154 | 0
LCP_Inputs_ON_Electric_IEA_2023_05_05 | 2021 | Wind Offshore | Generation | Electricity | NY | Dispatch-Generation | EmissionsCost | 0 | [6 empty] | 0.96154 | 0
LCP_Inputs_ON_Electric_IEA_2023_05_05 | 2021 | Wind Offshore | Generation | Electricity | NY | Dispatch-Generation | FuelCost | 0 | [6 empty] | 0.96154 | 0
LCP_Inputs_ON_Electric_IEA_2023_05_05 | 2021 | Wind Offshore | Generation | Electricity | NY | Dispatch-Generation | VOM | 0 | [6 empty] | 0.96154 | 0
LCP_Inputs_ON_Electric_IEA_2023_05_05 | 2021 | Wind Offshore | Generation | Electricity | ON | Dispatch-Generation | EmissionsCost | 0 | [6 empty] | 0.96154 | 0
LCP_Inputs_ON_Electric_IEA_2023_05_05 | 2021 | Wind Offshore | Generation | Electricity | ON | Dispatch-Generation | FuelCost | 0 | [6 empty] | 0.96154 | 0
LCP_Inputs_ON_Electric_IEA_2023_05_05 | 2021 | Wind Offshore | Generation | Electricity | ON | Dispatch-Generation | VOM | 0 | [6 empty] | 0.96154 | 0
LCP_Inputs_ON_Electric_IEA_2023_05_05 | 2021 | Wind Offshore | Generation | Electricity | PJ | Dispatch-Generation | EmissionsCost | 0 | [6 empty] | 0.96154 | 0
LCP_Inputs_ON_Electric_IEA_2023_05_05 | 2021 | Wind Offshore | Generation | Electricity | PJ | Dispatch-Generation | FuelCost | 0 | [6 empty] | 0.96154 | 0
LCP_Inputs_ON_Electric_IEA_2023_05_05 | 2021 | Wind Offshore | Generation | Electricity | PJ | Dispatch-Generation | VOM | 0 | [6 empty] | 0.96154 | 0
LCP_Inputs_ON_Electric_IEA_2023_05_05 | 2021 | Wind Offshore | Generation | Electricity | QC | Dispatch-Generation | EmissionsCost | 0 | [6 empty] | 0.96154 | 0
LCP_Inputs_ON_Electric_IEA_2023_05_05 | 2021 | Wind Offshore | Generation | Electricity | QC | Dispatch-Generation | FuelCost | 0 | [6 empty] | 0.96154 | 0
LCP_Inputs_ON_Electric_IEA_2023_05_05 | 2021 | Wind Offshore | Generation | Electricity | QC | Dispatch-Generation | VOM | 0 | [6 empty] | 0.96154 | 0
LCP_Inputs_ON_Electric_IEA_2023_05_05 | 2021 | Wind Offshore | Generation | Electricity | WC | Dispatch-Generation | EmissionsCost | 0 | [6 empty] | 0.96154 | 0
LCP_Inputs_ON_Electric_IEA_2023_05_05 | 2021 | Wind Offshore | Generation | Electricity | WC | Dispatch-Generation | FuelCost | 0 | [6 empty] | 0.96154 | 0
LCP_Inputs_ON_Electric_IEA_2023_05_05 | 2021 | Wind Offshore | Generation | Electricity | WC | Dispatch-Generation | VOM | 0 | [6 empty] | 0.96154 | 0
LCP_Inputs_ON_Electric_IEA_2023_05_05 | 2021 | Wind Onshore | Generation | Electricity | MI | Dispatch-Generation | EmissionsCost | 0 | [6 empty] | 0.96154 | 0
LCP_Inputs_ON_Electric_IEA_2023_05_05 | 2021 | Wind Onshore | Generation | Electricity | MI | Dispatch-Generation | FuelCost | 0 | [6 empty] | 0.96154 | 0
LCP_Inputs_ON_Electric_IEA_2023_05_05 | 2021 | Wind Onshore | Generation | Electricity | MI | Dispatch-Generation | VOM | 0 | [6 empty] | 0.96154 | 0
LCP_Inputs_ON_Electric_IEA_2023_05_05 | 2021 | Wind Onshore | Generation | Electricity | NY | Dispatch-Generation | EmissionsCost | 0 | [6 empty] | 0.96154 | 0
LCP_Inputs_ON_Electric_IEA_2023_05_05 | 2021 | Wind Onshore | Generation | Electricity | NY | Dispatch-Generation | FuelCost | 0 | [6 empty] | 0.96154 | 0
LCP_Inputs_ON_Electric_IEA_2023_05_05 | 2021 | Wind Onshore | Generation | Electricity | NY | Dispatch-Generation | VOM | 0 | [6 empty] | 0.96154 | 0
LCP_Inputs_ON_Electric_IEA_2023_05_05 | 2021 | Wind Onshore | Generation | Electricity | ON | Dispatch-Generation | EmissionsCost | 0 | [6 empty] | 0.96154 | 0
LCP_Inputs_ON_Electric_IEA_2023_05_05 | 2021 | Wind Onshore | Generation | Electricity | ON | Dispatch-Generation | FuelCost | 0 | [6 empty] | 0.96154 | 0
LCP_Inputs_ON_Electric_IEA_2023_05_05 | 2021 | Wind Onshore | Generation | Electricity | ON | Dispatch-Generation | VOM | 0 | [6 empty] | 0.96154 | 0
LCP_Inputs_ON_Electric_IEA_2023_05_05 | 2021 | Wind Onshore | Generation | Electricity | PJ | Dispatch-Generation | EmissionsCost | 0 | [6 empty] | 0.96154 | 0
LCP_Inputs_ON_Electric_IEA_2023_05_05 | 2021 | Wind Onshore | Generation | Electricity | PJ | Dispatch-Generation | FuelCost | 0 | [6 empty] | 0.96154 | 0
LCP_Inputs_ON_Electric_IEA_2023_05_05 | 2021 | Wind Onshore | Generation | Electricity | PJ | Dispatch-Generation | VOM | 0 | [6 empty] | 0.96154 | 0
LCP_Inputs_ON_Electric_IEA_2023_05_05 | 2021 | Wind Onshore | Generation | Electricity | QC | Dispatch-Generation | EmissionsCost | 0 | [6 empty] | 0.96154 | 0
LCP_Inputs_ON_Electric_IEA_2023_05_05 | 2021 | Wind Onshore | Generation | Electricity | QC | Dispatch-Generation | FuelCost | 0 | [6 empty] | 0.96154 | 0
LCP_Inputs_ON_Electric_IEA_2023_05_05 | 2021 | Wind Onshore | Generation | Electricity | QC | Dispatch-Generation | VOM | 0 | [6 empty] | 0.96154 | 0
LCP_Inputs_ON_Electric_IEA_2023_05_05 | 2021 | Wind Onshore | Generation | Electricity | WC | Dispatch-Generation | EmissionsCost | 0 | [6 empty] | 0.96154 | 0
LCP_Inputs_ON_Electric_IEA_2023_05_05 | 2021 | Wind Onshore | Generation | Electricity | WC | Dispatch-Generation | FuelCost | 0 | [6 empty] | 0.96154 | 0
LCP_Inputs_ON_Electric_IEA_2023_05_05 | 2021 | Wind Onshore | Generation | Electricity | WC | Dispatch-Generation | VOM | 0 | [6 empty] | 0.96154 | 0
LCP_Inputs_ON_Electric_IEA_2023_05_05 | 2022 | Anaerobic Digestion | Generation | Methane | MI | Dispatch-Generation | EmissionsCost | 0 | [6 empty] | 0.92456 | 0
LCP_Inputs_ON_Electric_IEA_2023_05_05 | 2022 | Anaerobic Digestion | Generation | Methane | MI | Dispatch-Generation | FuelCost | 0 | [6 empty] | 0.92456 | 0
LCP_Inputs_ON_Electric_IEA_2023_05_05 | 2022 | Anaerobic Digestion | Generation | Methane | MI | Dispatch-Generation | VOM | 0 | [6 empty] | 0.92456 | 0
LCP_Inputs_ON_Electric_IEA_2023_05_05 | 2022 | Anaerobic Digestion | Generation | Methane | NY | Dispatch-Generation | EmissionsCost | 0 | [6 empty] | 0.92456 | 0
LCP_Inputs_ON_Electric_IEA_2023_05_05 | 2022 | Anaerobic Digestion | Generation | Methane | NY | Dispatch-Generation | FuelCost | 0 | [6 empty] | 0.92456 | 0
LCP_Inputs_ON_Electric_IEA_2023_05_05 | 2022 | Anaerobic Digestion | Generation | Methane | NY | Dispatch-Generation | VOM | 0 | [6 empty] | 0.92456 | 0
LCP_Inputs_ON_Electric_IEA_2023_05_05 | 2022 | Anaerobic Digestion | Generation | Methane | ON | Dispatch-Generation | EmissionsCost | 0 | [6 empty] | 0.92456 | 0
LCP_Inputs_ON_Electric_IEA_2023_05_05 | 2022 | Anaerobic Digestion | Generation | Methane | ON | Dispatch-Generation | FuelCost | 0 | [6 empty] | 0.92456 | 0
LCP_Inputs_ON_Electric_IEA_2023_05_05 | 2022 | Anaerobic Digestion | Generation | Methane | ON | Dispatch-Generation | VOM | 0 | [6 empty] | 0.92456 | 0
LCP_Inputs_ON_Electric_IEA_2023_05_05 | 2022 | Anaerobic Digestion | Generation | Methane | PJ | Dispatch-Generation | EmissionsCost | 0 | [6 empty] | 0.92456 | 0
LCP_Inputs_ON_Electric_IEA_2023_05_05 | 2022 | Anaerobic Digestion | Generation | Methane | PJ | Dispatch-Generation | FuelCost | 0 | [6 empty] | 0.92456 | 0
LCP_Inputs_ON_Electric_IEA_2023_05_05 | 2022 | Anaerobic Digestion | Generation | Methane | PJ | Dispatch-Generation | VOM | 0 | [6 empty] | 0.92456 | 0
LCP_Inputs_ON_Electric_IEA_2023_05_05 | 2022 | Anaerobic Digestion | Generation | Methane | QC | Dispatch-Generation | EmissionsCost | 0 | [6 empty] | 0.92456 | 0
LCP_Inputs_ON_Electric_IEA_2023_05_05 | 2022 | Anaerobic Digestion | Generation | Methane | QC | Dispatch-Generation | FuelCost | 0 | [6 empty] | 0.92456 | 0
LCP_Inputs_ON_Electric_IEA_2023_05_05 | 2022 | Anaerobic Digestion | Generation | Methane | QC | Dispatch-Generation | VOM | 0 | [6 empty] | 0.92456 | 0
LCP_Inputs_ON_Electric_IEA_2023_05_05 | 2022 | Anaerobic Digestion | Generation | Methane | WC | Dispatch-Generation | EmissionsCost | 0 | [6 empty] | 0.92456 | 0
LCP_Inputs_ON_Electric_IEA_2023_05_05 | 2022 | Anaerobic Digestion | Generation | Methane | WC | Dispatch-Generation | FuelCost | 0 | [6 empty] | 0.92456 | 0
LCP_Inputs_ON_Electric_IEA_2023_05_05 | 2022 | Anaerobic Digestion | Generation | Methane | WC | Dispatch-Generation | VOM | 0 | [6 empty] | 0.92456 | 0
LCP_Inputs_ON_Electric_IEA_2023_05_05 | 2022 | Battery Storage | Storage | Electricity | MI | Dispatch-Storage | EmissionsCost | 0 | [6 empty] | 0.92456 | 0
LCP_Inputs_ON_Electric_IEA_2023_05_05 | 2022 | Battery Storage | Storage | Electricity | MI | Dispatch-Storage | FuelCost | 0 | [6 empty] | 0.92456 | 0
LCP_Inputs_ON_Electric_IEA_2023_05_05 | 2022 | Battery Storage | Storage | Electricity | MI | Dispatch-Storage | VOM | 0 | [6 empty] | 0.92456 | 0
LCP_Inputs_ON_Electric_IEA_2023_05_05 | 2022 | Battery Storage | Storage | Electricity | NY | Dispatch-Storage | EmissionsCost | 0 | [6 empty] | 0.92456 | 0
LCP_Inputs_ON_Electric_IEA_2023_05_05 | 2022 | Battery Storage | Storage | Electricity | NY | Dispatch-Storage | FuelCost | 0 | [6 empty] | 0.92456 | 0
LCP_Inputs_ON_Electric_IEA_2023_05_05 | 2022 | Battery Storage | Storage | Electricity | NY | Dispatch-Storage | VOM | 0 | [6 empty] | 0.92456 | 0
LCP_Inputs_ON_Electric_IEA_2023_05_05 | 2022 | Battery Storage | Storage | Electricity | ON | Dispatch-Storage | EmissionsCost | 0 | [6 empty] | 0.92456 | 0
LCP_Inputs_ON_Electric_IEA_2023_05_05 | 2022 | Battery Storage | Storage | Electricity | ON | Dispatch-Storage | FuelCost | 0 | [6 empty] | 0.92456 | 0
LCP_Inputs_ON_Electric_IEA_2023_05_05 | 2022 | Battery Storage | Storage | Electricity | ON | Dispatch-Storage | VOM | 0 | [6 empty] | 0.92456 | 0
LCP_Inputs_ON_Electric_IEA_2023_05_05 | 2022 | Battery Storage | Storage | Electricity | PJ | Dispatch-Storage | EmissionsCost | 0 | [6 empty] | 0.92456 | 0
LCP_Inputs_ON_Electric_IEA_2023_05_05 | 2022 | Battery Storage | Storage | Electricity | PJ | Dispatch-Storage | FuelCost | 0 | [6 empty] | 0.92456 | 0
LCP_Inputs_ON_Electric_IEA_2023_05_05 | 2022 | Battery Storage | Storage | Electricity | PJ | Dispatch-Storage | VOM | 0 | [6 empty] | 0.92456 | 0
LCP_Inputs_ON_Electric_IEA_2023_05_05 | 2022 | Battery Storage | Storage | Electricity | QC | Dispatch-Storage | EmissionsCost | 0 | [6 empty] | 0.92456 | 0
LCP_Inputs_ON_Electric_IEA_2023_05_05 | 2022 | Battery Storage | Storage | Electricity | QC | Dispatch-Storage | FuelCost | 0 | [6 empty] | 0.92456 | 0
LCP_Inputs_ON_Electric_IEA_2023_05_05 | 2022 | Battery Storage | Storage | Electricity | QC | Dispatch-Storage | VOM | 0 | [6 empty] | 0.92456 | 0
LCP_Inputs_ON_Electric_IEA_2023_05_05 | 2022 | Battery Storage | Storage | Electricity | WC | Dispatch-Storage | EmissionsCost | 0 | [6 empty] | 0.92456 | 0
LCP_Inputs_ON_Electric_IEA_2023_05_05 | 2022 | Battery Storage | Storage | Electricity | WC | Dispatch-Storage | FuelCost | 0 | [6 empty] | 0.92456 | 0
LCP_Inputs_ON_Electric_IEA_2023_05_05 | 2022 | Battery Storage | Storage | Electricity | WC | Dispatch-Storage | VOM | 0 | [6 empty] | 0.92456 | 0
LCP_Inputs_ON_Electric_IEA_2023_05_05 | 2022 | Biomass | Generation | Electricity | MI | Dispatch-Generation | EmissionsCost | 0 | [6 empty] | 0.92456 | 0
LCP_Inputs_ON_Electric_IEA_2023_05_05 | 2022 | Biomass | Generation | Electricity | MI | Dispatch-Generation | FuelCost | 0 | [6 empty] | 0.92456 | 0
LCP_Inputs_ON_Electric_IEA_2023_05_05 | 2022 | Biomass | Generation | Electricity | MI | Dispatch-Generation | VOM | 0 | [6 empty] | 0.92456 | 0
LCP_Inputs_ON_Electric_IEA_2023_05_05 | 2022 | Biomass | Generation | Electricity | NY | Dispatch-Generation | EmissionsCost | 0 | [6 empty] | 0.92456 | 0
LCP_Inputs_ON_Electric_IEA_2023_05_05 | 2022 | Biomass | Generation | Electricity | NY | Dispatch-Generation | FuelCost | 0 | [6 empty] | 0.92456 | 0
LCP_Inputs_ON_Electric_IEA_2023_05_05 | 2022 | Biomass | Generation | Electricity | NY | Dispatch-Generation | VOM | 0 | [6 empty] | 0.92456 | 0
LCP_Inputs_ON_Electric_IEA_2023_05_05 | 2022 | Biomass | Generation | Electricity | ON | Dispatch-Generation | EmissionsCost | 0 | [6 empty] | 0.92456 | 0
LCP_Inputs_ON_Electric_IEA_2023_05_05 | 2022 | Biomass | Generation | Electricity | ON | Dispatch-Generation | FuelCost | 0 | [6 empty] | 0.92456 | 0
LCP_Inputs_ON_Electric_IEA_2023_05_05 | 2022 | Biomass | Generation | Electricity | ON | Dispatch-Generation | VOM | 0 | [6 empty] | 0.92456 | 0
LCP_Inputs_ON_Electric_IEA_2023_05_05 | 2022 | Biomass | Generation | Electricity | PJ | Dispatch-Generation | EmissionsCost | 0 | [6 empty] | 0.92456 | 0
LCP_Inputs_ON_Electric_IEA_2023_05_05 | 2022 | Biomass | Generation | Electricity | PJ | Dispatch-Generation | FuelCost | 0 | [6 empty] | 0.92456 | 0
LCP_Inputs_ON_Electric_IEA_2023_05_05 | 2022 | Biomass | Generation | Electricity | PJ | Dispatch-Generation | VOM | 0 | [6 empty] | 0.92456 | 0
LCP_Inputs_ON_Electric_IEA_2023_05_05 | 2022 | Biomass | Generation | Electricity | QC | Dispatch-Generation | EmissionsCost | 0 | [6 empty] | 0.92456 | 0
LCP_Inputs_ON_Electric_IEA_2023_05_05 | 2022 | Biomass | Generation | Electricity | QC | Dispatch-Generation | FuelCost | 0 | [6 empty] | 0.92456 | 0
LCP_Inputs_ON_Electric_IEA_2023_05_05 | 2022 | Biomass | Generation | Electricity | QC | Dispatch-Generation | VOM | 0 | [6 empty] | 0.92456 | 0
LCP_Inputs_ON_Electric_IEA_2023_05_05 | 2022 | Biomass | Generation | Electricity | WC | Dispatch-Generation | EmissionsCost | 0 | [6 empty] | 0.92456 | 0
LCP_Inputs_ON_Electric_IEA_2023_05_05 | 2022 | Biomass | Generation | Electricity | WC | Dispatch-Generation | FuelCost | 0 | [6 empty] | 0.92456 | 0
LCP_Inputs_ON_Electric_IEA_2023_05_05 | 2022 | Biomass | Generation | Electricity | WC | Dispatch-Generation | VOM | 0 | [6 empty] | 0.92456 | 0
LCP_Inputs_ON_Electric_IEA_2023_05_05 | 2022 | Biomass + CCS | Generation | Electricity | MI | Dispatch-Generation | EmissionsCost | 0 | [6 empty] | 0.92456 | 0
LCP_Inputs_ON_Electric_IEA_2023_05_05 | 2022 | Biomass + CCS | Generation | Electricity | MI | Dispatch-Generation | FuelCost | 0 | [6 empty] | 0.92456 | 0
LCP_Inputs_ON_Electric_IEA_2023_05_05 | 2022 | Biomass + CCS | Generation | Electricity | MI | Dispatch-Generation | VOM | 0 | [6 empty] | 0.92456 | 0
LCP_Inputs_ON_Electric_IEA_2023_05_05 | 2022 | Biomass + CCS | Generation | Electricity | NY | Dispatch-Generation | EmissionsCost | 0 | [6 empty] | 0.92456 | 0
LCP_Inputs_ON_Electric_IEA_2023_05_05 | 2022 | Biomass + CCS | Generation | Electricity | NY | Dispatch-Generation | FuelCost | 0 | [6 empty] | 0.92456 | 0
LCP_Inputs_ON_Electric_IEA_2023_05_05 | 2022 | Biomass + CCS | Generation | Electricity | NY | Dispatch-Generation | VOM | 0 | [6 empty] | 0.92456 | 0
LCP_Inputs_ON_Electric_IEA_2023_05_05 | 2022 | Biomass + CCS | Generation | Electricity | ON | Dispatch-Generation | EmissionsCost | 0 | [6 empty] | 0.92456 | 0
LCP_Inputs_ON_Electric_IEA_2023_05_05 | 2022 | Biomass + CCS | Generation | Electricity | ON | Dispatch-Generation | FuelCost | 0 | [6 empty] | 0.92456 | 0
LCP_Inputs_ON_Electric_IEA_2023_05_05 | 2022 | Biomass + CCS | Generation | Electricity | ON | Dispatch-Generation | VOM | 0 | [6 empty] | 0.92456 | 0
LCP_Inputs_ON_Electric_IEA_2023_05_05 | 2022 | Biomass + CCS | Generation | Electricity | PJ | Dispatch-Generation | EmissionsCost | 0 | [6 empty] | 0.92456 | 0
LCP_Inputs_ON_Electric_IEA_2023_05_05 | 2022 | Biomass + CCS | Generation | Electricity | PJ | Dispatch-Generation | FuelCost | 0 | [6 empty] | 0.92456 | 0
LCP_Inputs_ON_Electric_IEA_2023_05_05 | 2022 | Biomass + CCS | Generation | Electricity | PJ | Dispatch-Generation | VOM | 0 | [6 empty] | 0.92456 | 0
LCP_Inputs_ON_Electric_IEA_2023_05_05 | 2022 | Biomass + CCS | Generation | Electricity | QC | Dispatch-Generation | EmissionsCost | 0 | [6 empty] | 0.92456 | 0
LCP_Inputs_ON_Electric_IEA_2023_05_05 | 2022 | Biomass + CCS | Generation | Electricity | QC | Dispatch-Generation | FuelCost | 0 | [6 empty] | 0.92456 | 0
LCP_Inputs_ON_Electric_IEA_2023_05_05 | 2022 | Biomass + CCS | Generation | Electricity | QC | Dispatch-Generation | VOM | 0 | [6 empty] | 0.92456 | 0
LCP_Inputs_ON_Electric_IEA_2023_05_05 | 2022 | Biomass + CCS | Generation | Electricity | WC | Dispatch-Generation | EmissionsCost | 0 | [6 empty] | 0.92456 | 0
LCP_Inputs_ON_Electric_IEA_2023_05_05 | 2022 | Biomass + CCS | Generation | Electricity | WC | Dispatch-Generation | FuelCost | 0 | [6 empty] | 0.92456 | 0
LCP_Inputs_ON_Electric_IEA_2023_05_05 | 2022 | Biomass + CCS | Generation | Electricity | WC | Dispatch-Generation | VOM | 0 | [6 empty] | 0.92456 | 0
LCP_Inputs_ON_Electric_IEA_2023_05_05 | 2022 | CH4 + CCS | Generation | Methane | MI | Dispatch-Generation | EmissionsCost | 0 | [6 empty] | 0.92456 | 0
LCP_Inputs_ON_Electric_IEA_2023_05_05 | 2022 | CH4 + CCS | Generation | Methane | MI | Dispatch-Generation | FuelCost | 0 | [6 empty] | 0.92456 | 0
LCP_Inputs_ON_Electric_IEA_2023_05_05 | 2022 | CH4 + CCS | Generation | Methane | MI | Dispatch-Generation | VOM | 0 | [6 empty] | 0.92456 | 0
LCP_Inputs_ON_Electric_IEA_2023_05_05 | 2022 | CH4 + CCS | Generation | Methane | NY | Dispatch-Generation | EmissionsCost | 0 | [6 empty] | 0.92456 | 0
LCP_Inputs_ON_Electric_IEA_2023_05_05 | 2022 | CH4 + CCS | Generation | Methane | NY | Dispatch-Generation | FuelCost | 0 | [6 empty] | 0.92456 | 0
LCP_Inputs_ON_Electric_IEA_2023_05_05 | 2022 | CH4 + CCS | Generation | Methane | NY | Dispatch-Generation | VOM | 0 | [6 empty] | 0.92456 | 0
LCP_Inputs_ON_Electric_IEA_2023_05_05 | 2022 | CH4 + CCS | Generation | Methane | ON | Dispatch-Generation | EmissionsCost | 0 | [6 empty] | 0.92456 | 0
LCP_Inputs_ON_Electric_IEA_2023_05_05 | 2022 | CH4 + CCS | Generation | Methane | ON | Dispatch-Generation | FuelCost | 0 | [6 empty] | 0.92456 | 0
LCP_Inputs_ON_Electric_IEA_2023_05_05 | 2022 | CH4 + CCS | Generation | Methane | ON | Dispatch-Generation | VOM | 0 | [6 empty] | 0.92456 | 0
LCP_Inputs_ON_Electric_IEA_2023_05_05 | 2022 | CH4 + CCS | Generation | Methane | PJ | Dispatch-Generation | EmissionsCost | 0 | [6 empty] | 0.92456 | 0
LCP_Inputs_ON_Electric_IEA_2023_05_05 | 2022 | CH4 + CCS | Generation | Methane | PJ | Dispatch-Generation | FuelCost | 0 | [6 empty] | 0.92456 | 0
LCP_Inputs_ON_Electric_IEA_2023_05_05 | 2022 | CH4 + CCS | Generation | Methane | PJ | Dispatch-Generation | VOM | 0 | [6 empty] | 0.92456 | 0
LCP_Inputs_ON_Electric_IEA_2023_05_05 | 2022 | CH4 + CCS | Generation | Methane | QC | Dispatch-Generation | EmissionsCost | 0 | [6 empty] | 0.92456 | 0
LCP_Inputs_ON_Electric_IEA_2023_05_05 | 2022 | CH4 + CCS | Generation | Methane | QC | Dispatch-Generation | FuelCost | 0 | [6 empty] | 0.92456 | 0
LCP_Inputs_ON_Electric_IEA_2023_05_05 | 2022 | CH4 + CCS | Generation | Methane | QC | Dispatch-Generation | VOM | 0 | [6 empty] | 0.92456 | 0
LCP_Inputs_ON_Electric_IEA_2023_05_05 | 2022 | CH4 + CCS | Generation | Methane | WC | Dispatch-Generation | EmissionsCost | 0 | [6 empty] | 0.92456 | 0
LCP_Inputs_ON_Electric_IEA_2023_05_05 | 2022 | CH4 + CCS | Generation | Methane | WC | Dispatch-Generation | FuelCost | 0 | [6 empty] | 0.92456 | 0
LCP_Inputs_ON_Electric_IEA_2023_05_05 | 2022 | CH4 + CCS | Generation | Methane | WC | Dispatch-Generation | VOM | 0 | [6 empty] | 0.92456 | 0
LCP_Inputs_ON_Electric_IEA_2023_05_05 | 2022 | CH4 Import - NY 2020 | Import | Methane | MI | Dispatch-Import | EmissionsCost | 0 | [6 empty] | 0.92456 | 0
LCP_Inputs_ON_Electric_IEA_2023_05_05 | 2022 | CH4 Import - NY 2020 | Import | Methane | MI | Dispatch-Import | FuelCost | 0 | [6 empty] | 0.92456 | 0
LCP_Inputs_ON_Electric_IEA_2023_05_05 | 2022 | CH4 Import - NY 2020 | Import | Methane | MI | Dispatch-Import | VOM | 0 | [6 empty] | 0.92456 | 0
LCP_Inputs_ON_Electric_IEA_2023_05_05 | 2022 | CH4 Import - NY 2020 | Import | Methane | NY | Dispatch-Import | EmissionsCost | 282343065.1873 | [6 empty] | 0.92456 | 261042035.1214
LCP_Inputs_ON_Electric_IEA_2023_05_05 | 2022 | CH4 Import - NY 2020 | Import | Methane | NY | Dispatch-Import | FuelCost | 407790143.0843 | [6 empty] | 0.92456 | 377024910.396
LCP_Inputs_ON_Electric_IEA_2023_05_05 | 2022 | CH4 Import - NY 2020 | Import | Methane | NY | Dispatch-Import | VOM | 0 | [6 empty] | 0.92456 | 0
LCP_Inputs_ON_Electric_IEA_2023_05_05 | 2022 | CH4 Import - NY 2020 | Import | Methane | ON | Dispatch-Import | EmissionsCost | 0 | [6 empty] | 0.92456 | 0
LCP_Inputs_ON_Electric_IEA_2023_05_05 | 2022 | CH4 Import - NY 2020 | Import | Methane | ON | Dispatch-Import | FuelCost | 0 | [6 empty] | 0.92456 | 0
LCP_Inputs_ON_Electric_IEA_2023_05_05 | 2022 | CH4 Import - NY 2020 | Import | Methane | ON | Dispatch-Import | VOM | 0 | [6 empty] | 0.92456 | 0
LCP_Inputs_ON_Electric_IEA_2023_05_05 | 2022 | CH4 Import - NY 2020 | Import | Methane | PJ | Dispatch-Import | EmissionsCost | 0 | [6 empty] | 0.92456 | 0
LCP_Inputs_ON_Electric_IEA_2023_05_05 | 2022 | CH4 Import - NY 2020 | Import | Methane | PJ | Dispatch-Import | FuelCost | 0 | [6 empty] | 0.92456 | 0
LCP_Inputs_ON_Electric_IEA_2023_05_05 | 2022 | CH4 Import - NY 2020 | Import | Methane | PJ | Dispatch-Import | VOM | 0 | [6 empty] | 0.92456 | 0
LCP_Inputs_ON_Electric_IEA_2023_05_05 | 2022 | CH4 Import - NY 2020 | Import | Methane | QC | Dispatch-Import | EmissionsCost | 0 | [6 empty] | 0.92456 | 0
LCP_Inputs_ON_Electric_IEA_2023_05_05 | 2022 | CH4 Import - NY 2020 | Import | Methane | QC | Dispatch-Import | FuelCost | 0 | [6 empty] | 0.92456 | 0
LCP_Inputs_ON_Electric_IEA_2023_05_05 | 2022 | CH4 Import - NY 2020 | Import | Methane | QC | Dispatch-Import | VOM | 0 | [6 empty] | 0.92456 | 0
LCP_Inputs_ON_Electric_IEA_2023_05_05 | 2022 | CH4 Import - NY 2020 | Import | Methane | WC | Dispatch-Import | EmissionsCost | 0 | [6 empty] | 0.92456 | 0
LCP_Inputs_ON_Electric_IEA_2023_05_05 | 2022 | CH4 Import - NY 2020 | Import | Methane | WC | Dispatch-Import | FuelCost | 0 | [6 empty] | 0.92456 | 0
LCP_Inputs_ON_Electric_IEA_2023_05_05 | 2022 | CH4 Import - NY 2020 | Import | Methane | WC | Dispatch-Import | VOM | 0 | [6 empty] | 0.92456 | 0
LCP_Inputs_ON_Electric_IEA_2023_05_05 | 2022 | CH4 Import - NY 2030 | Import | Methane | MI | Dispatch-Import | EmissionsCost | 0 | [6 empty] | 0.92456 | 0
LCP_Inputs_ON_Electric_IEA_2023_05_05 | 2022 | CH4 Import - NY 2030 | Import | Methane | MI | Dispatch-Import | FuelCost | 0 | [6 empty] | 0.92456 | 0
LCP_Inputs_ON_Electric_IEA_2023_05_05 | 2022 | CH4 Import - NY 2030 | Import | Methane | MI | Dispatch-Import | VOM | 0 | [6 empty] | 0.92456 | 0
LCP_Inputs_ON_Electric_IEA_2023_05_05 | 2022 | CH4 Import - NY 2030 | Import | Methane | NY | Dispatch-Import | EmissionsCost | 0 | [6 empty] | 0.92456 | 0
LCP_Inputs_ON_Electric_IEA_2023_05_05 | 2022 | CH4 Import - NY 2030 | Import | Methane | NY | Dispatch-Import | FuelCost | 0 | [6 empty] | 0.92456 | 0
LCP_Inputs_ON_Electric_IEA_2023_05_05 | 2022 | CH4 Import - NY 2030 | Import | Methane | NY | Dispatch-Import | VOM | 0 | [6 empty] | 0.92456 | 0
LCP_Inputs_ON_Electric_IEA_2023_05_05 | 2022 | CH4 Import - NY 2030 | Import | Methane | ON | Dispatch-Import | EmissionsCost | 0 | [6 empty] | 0.92456 | 0
LCP_Inputs_ON_Electric_IEA_2023_05_05 | 2022 | CH4 Import - NY 2030 | Import | Methane | ON | Dispatch-Import | FuelCost | 0 | [6 empty] | 0.92456 | 0
LCP_Inputs_ON_Electric_IEA_2023_05_05 | 2022 | CH4 Import - NY 2030 | Import | Methane | ON | Dispatch-Import | VOM | 0 | [6 empty] | 0.92456 | 0
LCP_Inputs_ON_Electric_IEA_2023_05_05 | 2022 | CH4 Import - NY 2030 | Import | Methane | PJ | Dispatch-Import | EmissionsCost | 0 | [6 empty] | 0.92456 | 0
LCP_Inputs_ON_Electric_IEA_2023_05_05 | 2022 | CH4 Import - NY 2030 | Import | Methane | PJ | Dispatch-Import | FuelCost | 0 | [6 empty] | 0.92456 | 0
LCP_Inputs_ON_Electric_IEA_2023_05_05 | 2022 | CH4 Import - NY 2030 | Import | Methane | PJ | Dispatch-Import | VOM | 0 | [6 empty] | 0.92456 | 0
LCP_Inputs_ON_Electric_IEA_2023_05_05 | 2022 | CH4 Import - NY 2030 | Import | Methane | QC | Dispatch-Import | EmissionsCost | 0 | [6 empty] | 0.92456 | 0
LCP_Inputs_ON_Electric_IEA_2023_05_05 | 2022 | CH4 Import - NY 2030 | Import | Methane | QC | Dispatch-Import | FuelCost | 0 | [6 empty] | 0.92456 | 0
LCP_Inputs_ON_Electric_IEA_2023_05_05 | 2022 | CH4 Import - NY 2030 | Import | Methane | QC | Dispatch-Import | VOM | 0 | [6 empty] | 0.92456 | 0
LCP_Inputs_ON_Electric_IEA_2023_05_05 | 2022 | CH4 Import - NY 2030 | Import | Methane | WC | Dispatch-Import | EmissionsCost | 0 | [6 empty] | 0.92456 | 0
LCP_Inputs_ON_Electric_IEA_2023_05_05 | 2022 | CH4 Import - NY 2030 | Import | Methane | WC | Dispatch-Import | FuelCost | 0 | [6 empty] | 0.92456 | 0
LCP_Inputs_ON_Electric_IEA_2023_05_05 | 2022 | CH4 Import - NY 2030 | Import | Methane | WC | Dispatch-Import | VOM | 0 | [6 empty] | 0.92456 | 0
LCP_Inputs_ON_Electric_IEA_2023_05_05 | 2022 | CH4 Import - NY 2040 | Import | Methane | MI | Dispatch-Import | EmissionsCost | 0 | [6 empty] | 0.92456 | 0
LCP_Inputs_ON_Electric_IEA_2023_05_05 | 2022 | CH4 Import - NY 2040 | Import | Methane | MI | Dispatch-Import | FuelCost | 0 | [6 empty] | 0.92456 | 0
LCP_Inputs_ON_Electric_IEA_2023_05_05 | 2022 | CH4 Import - NY 2040 | Import | Methane | MI | Dispatch-Import | VOM | 0 | [6 empty] | 0.92456 | 0
LCP_Inputs_ON_Electric_IEA_2023_05_05 | 2022 | CH4 Import - NY 2040 | Import | Methane | NY | Dispatch-Import | EmissionsCost | 0 | [6 empty] | 0.92456 | 0
LCP_Inputs_ON_Electric_IEA_2023_05_05 | 2022 | CH4 Import - NY 2040 | Import | Methane | NY | Dispatch-Import | FuelCost | 0 | [6 empty] | 0.92456 | 0
LCP_Inputs_ON_Electric_IEA_2023_05_05 | 2022 | CH4 Import - NY 2040 | Import | Methane | NY | Dispatch-Import | VOM | 0 | [6 empty] | 0.92456 | 0
LCP_Inputs_ON_Electric_IEA_2023_05_05 | 2022 | CH4 Import - NY 2040 | Import | Methane | ON | Dispatch-Import | EmissionsCost | 0 | [6 empty] | 0.92456 | 0
LCP_Inputs_ON_Electric_IEA_2023_05_05 | 2022 | CH4 Import - NY 2040 | Import | Methane | ON | Dispatch-Import | FuelCost | 0 | [6 empty] | 0.92456 | 0
LCP_Inputs_ON_Electric_IEA_2023_05_05 | 2022 | CH4 Import - NY 2040 | Import | Methane | ON | Dispatch-Import | VOM | 0 | [6 empty] | 0.92456 | 0
LCP_Inputs_ON_Electric_IEA_2023_05_05 | 2022 | CH4 Import - NY 2040 | Import | Methane | PJ | Dispatch-Import | EmissionsCost | 0 | [6 empty] | 0.92456 | 0
LCP_Inputs_ON_Electric_IEA_2023_05_05 | 2022 | CH4 Import - NY 2040 | Import | Methane | PJ | Dispatch-Import | FuelCost | 0 | [6 empty] | 0.92456 | 0
LCP_Inputs_ON_Electric_IEA_2023_05_05 | 2022 | CH4 Import - NY 2040 | Import | Methane | PJ | Dispatch-Import | VOM | 0 | [6 empty] | 0.92456 | 0
LCP_Inputs_ON_Electric_IEA_2023_05_05 | 2022 | CH4 Import - NY 2040 | Import | Methane | QC | Dispatch-Import | EmissionsCost | 0 | [6 empty] | 0.92456 | 0
LCP_Inputs_ON_Electric_IEA_2023_05_05 | 2022 | CH4 Import - NY 2040 | Import | Methane | QC | Dispatch-Import | FuelCost | 0 | [6 empty] | 0.92456 | 0
LCP_Inputs_ON_Electric_IEA_2023_05_05 | 2022 | CH4 Import - NY 2040 | Import | Methane | QC | Dispatch-Import | VOM | 0 | [6 empty] | 0.92456 | 0
LCP_Inputs_ON_Electric_IEA_2023_05_05 | 2022 | CH4 Import - NY 2040 | Import | Methane | WC | Dispatch-Import | EmissionsCost | 0 | [6 empty] | 0.92456 | 0
LCP_Inputs_ON_Electric_IEA_2023_05_05 | 2022 | CH4 Import - NY 2040 | Import | Methane | WC | Dispatch-Import | FuelCost | 0 | [6 empty] | 0.92456 | 0
LCP_Inputs_ON_Electric_IEA_2023_05_05 | 2022 | CH4 Import - NY 2040 | Import | Methane | WC | Dispatch-Import | VOM | 0 | [6 empty] | 0.92456 | 0
LCP_Inputs_ON_Electric_IEA_2023_05_05 | 2022 | CH4 Import - NY 2050 | Import | Methane | MI | Dispatch-Import | EmissionsCost | 0 | [6 empty] | 0.92456 | 0
LCP_Inputs_ON_Electric_IEA_2023_05_05 | 2022 | CH4 Import - NY 2050 | Import | Methane | MI | Dispatch-Import | FuelCost | 0 | [6 empty] | 0.92456 | 0
LCP_Inputs_ON_Electric_IEA_2023_05_05 | 2022 | CH4 Import - NY 2050 | Import | Methane | MI | Dispatch-Import | VOM | 0 | [6 empty] | 0.92456 | 0
LCP_Inputs_ON_Electric_IEA_2023_05_05 | 2022 | CH4 Import - NY 2050 | Import | Methane | NY | Dispatch-Import | EmissionsCost | 0 | [6 empty] | 0.92456 | 0
LCP_Inputs_ON_Electric_IEA_2023_05_05 | 2022 | CH4 Import - NY 2050 | Import | Methane | NY | Dispatch-Import | FuelCost | 0 | [6 empty] | 0.92456 | 0
LCP_Inputs_ON_Electric_IEA_2023_05_05 | 2022 | CH4 Import - NY 2050 | Import | Methane | NY | Dispatch-Import | VOM | 0 | [6 empty] | 0.92456 | 0
LCP_Inputs_ON_Electric_IEA_2023_05_05 | 2022 | CH4 Import - NY 2050 | Import | Methane | ON | Dispatch-Import | EmissionsCost | 0 | [6 empty] | 0.92456 | 0
LCP_Inputs_ON_Electric_IEA_2023_05_05 | 2022 | CH4 Import - NY 2050 | Import | Methane | ON | Dispatch-Import | FuelCost | 0 | [6 empty] | 0.92456 | 0
LCP_Inputs_ON_Electric_IEA_2023_05_05 | 2022 | CH4 Import - NY 2050 | Import | Methane | ON | Dispatch-Import | VOM | 0 | [6 empty] | 0.92456 | 0
LCP_Inputs_ON_Electric_IEA_2023_05_05 | 2022 | CH4 Import - NY 2050 | Import | Methane | PJ | Dispatch-Import | EmissionsCost | 0 | [6 empty] | 0.92456 | 0
LCP_Inputs_ON_Electric_IEA_2023_05_05 | 2022 | CH4 Import - NY 2050 | Import | Methane | PJ | Dispatch-Import | FuelCost | 0 | [6 empty] | 0.92456 | 0
LCP_Inputs_ON_Electric_IEA_2023_05_05 | 2022 | CH4 Import - NY 2050 | Import | Methane | PJ | Dispatch-Import | VOM | 0 | [6 empty] | 0.92456 | 0
LCP_Inputs_ON_Electric_IEA_2023_05_05 | 2022 | CH4 Import - NY 2050 | Import | Methane | QC | Dispatch-Import | EmissionsCost | 0 | [6 empty] | 0.92456 | 0
LCP_Inputs_ON_Electric_IEA_2023_05_05 | 2022 | CH4 Import - NY 2050 | Import | Methane | QC | Dispatch-Import | FuelCost | 0 | [6 empty] | 0.92456 | 0
LCP_Inputs_ON_Electric_IEA_2023_05_05 | 2022 | CH4 Import - NY 2050 | Import | Methane | QC | Dispatch-Import | VOM | 0 | [6 empty] | 0.92456 | 0
LCP_Inputs_ON_Electric_IEA_2023_05_05 | 2022 | CH4 Import - NY 2050 | Import | Methane | WC | Dispatch-Import | EmissionsCost | 0 | [6 empty] | 0.92456 | 0
LCP_Inputs_ON_Electric_IEA_2023_05_05 | 2022 | CH4 Import - NY 2050 | Import | Methane | WC | Dispatch-Import | FuelCost | 0 | [6 empty] | 0.92456 | 0
LCP_Inputs_ON_Electric_IEA_2023_05_05 | 2022 | CH4 Import - NY 2050 | Import | Methane | WC | Dispatch-Import | VOM | 0 | [6 empty] | 0.92456 | 0
LCP_Inputs_ON_Electric_IEA_2023_05_05 | 2022 | CH4 Import - WC 2020 | Import | Methane | MI | Dispatch-Import | EmissionsCost | 0 | [6 empty] | 0.92456 | 0
LCP_Inputs_ON_Electric_IEA_2023_05_05 | 2022 | CH4 Import - WC 2020 | Import | Methane | MI | Dispatch-Import | FuelCost | 0 | [6 empty] | 0.92456 | 0
LCP_Inputs_ON_Electric_IEA_2023_05_05 | 2022 | CH4 Import - WC 2020 | Import | Methane | MI | Dispatch-Import | VOM | 0 | [6 empty] | 0.92456 | 0
LCP_Inputs_ON_Electric_IEA_2023_05_05 | 2022 | CH4 Import - WC 2020 | Import | Methane | NY | Dispatch-Import | EmissionsCost | 0 | [6 empty] | 0.92456 | 0
LCP_Inputs_ON_Electric_IEA_2023_05_05 | 2022 | CH4 Import - WC 2020 | Import | Methane | NY | Dispatch-Import | FuelCost | 0 | [6 empty] | 0.92456 | 0
LCP_Inputs_ON_Electric_IEA_2023_05_05 | 2022 | CH4 Import - WC 2020 | Import | Methane | NY | Dispatch-Import | VOM | 0 | [6 empty] | 0.92456 | 0
LCP_Inputs_ON_Electric_IEA_2023_05_05 | 2022 | CH4 Import - WC 2020 | Import | Methane | ON | Dispatch-Import | EmissionsCost | 0 | [6 empty] | 0.92456 | 0
LCP_Inputs_ON_Electric_IEA_2023_05_05 | 2022 | CH4 Import - WC 2020 | Import | Methane | ON | Dispatch-Import | FuelCost | 0 | [6 empty] | 0.92456 | 0
LCP_Inputs_ON_Electric_IEA_2023_05_05 | 2022 | CH4 Import - WC 2020 | Import | Methane | ON | Dispatch-Import | VOM | 0 | [6 empty] | 0.92456 | 0
LCP_Inputs_ON_Electric_IEA_2023_05_05 | 2022 | CH4 Import - WC 2020 | Import | Methane | PJ | Dispatch-Import | EmissionsCost | 0 | [6 empty] | 0.92456 | 0
LCP_Inputs_ON_Electric_IEA_2023_05_05 | 2022 | CH4 Import - WC 2020 | Import | Methane | PJ | Dispatch-Import | FuelCost | 0 | [6 empty] | 0.92456 | 0
LCP_Inputs_ON_Electric_IEA_2023_05_05 | 2022 | CH4 Import - WC 2020 | Import | Methane | PJ | Dispatch-Import | VOM | 0 | [6 empty] | 0.92456 | 0
LCP_Inputs_ON_Electric_IEA_2023_05_05 | 2022 | CH4 Import - WC 2020 | Import | Methane | QC | Dispatch-Import | EmissionsCost | 0 | [6 empty] | 0.92456 | 0
LCP_Inputs_ON_Electric_IEA_2023_05_05 | 2022 | CH4 Import - WC 2020 | Import | Methane | QC | Dispatch-Import | FuelCost | 0 | [6 empty] | 0.92456 | 0
LCP_Inputs_ON_Electric_IEA_2023_05_05 | 2022 | CH4 Import - WC 2020 | Import | Methane | QC | Dispatch-Import | VOM | 0 | [6 empty] | 0.92456 | 0
LCP_Inputs_ON_Electric_IEA_2023_05_05 | 2022 | CH4 Import - WC 2020 | Import | Methane | WC | Dispatch-Import | EmissionsCost | 1306945408.6229 | [6 empty] | 0.92456 | 1208344497.6173
LCP_Inputs_ON_Electric_IEA_2023_05_05 | 2022 | CH4 Import - WC 2020 | Import | Methane | WC | Dispatch-Import | FuelCost | 1887630761.6486 | [6 empty] | 0.92456 | 1745220748.5657
LCP_Inputs_ON_Electric_IEA_2023_05_05 | 2022 | CH4 Import - WC 2020 | Import | Methane | WC | Dispatch-Import | VOM | 0 | [6 empty] | 0.92456 | 0
LCP_Inputs_ON_Electric_IEA_2023_05_05 | 2022 | CH4 Import - WC 2030 | Import | Methane | MI | Dispatch-Import | EmissionsCost | 0 | [6 empty] | 0.92456 | 0
LCP_Inputs_ON_Electric_IEA_2023_05_05 | 2022 | CH4 Import - WC 2030 | Import | Methane | MI | Dispatch-Import | FuelCost | 0 | [6 empty] | 0.92456 | 0
LCP_Inputs_ON_Electric_IEA_2023_05_05 | 2022 | CH4 Import - WC 2030 | Import | Methane | MI | Dispatch-Import | VOM | 0 | [6 empty] | 0.92456 | 0
LCP_Inputs_ON_Electric_IEA_2023_05_05 | 2022 | CH4 Import - WC 2030 | Import | Methane | NY | Dispatch-Import | EmissionsCost | 0 | [6 empty] | 0.92456 | 0
LCP_Inputs_ON_Electric_IEA_2023_05_05 | 2022 | CH4 Import - WC 2030 | Import | Methane | NY | Dispatch-Import | FuelCost | 0 | [6 empty] | 0.92456 | 0
LCP_Inputs_ON_Electric_IEA_2023_05_05 | 2022 | CH4 Import - WC 2030 | Import | Methane | NY | Dispatch-Import | VOM | 0 | [6 empty] | 0.92456 | 0
LCP_Inputs_ON_Electric_IEA_2023_05_05 | 2022 | CH4 Import - WC 2030 | Import | Methane | ON | Dispatch-Import | EmissionsCost | 0 | [6 empty] | 0.92456 | 0
LCP_Inputs_ON_Electric_IEA_2023_05_05 | 2022 | CH4 Import - WC 2030 | Import | Methane | ON | Dispatch-Import | FuelCost | 0 | [6 empty] | 0.92456 | 0
LCP_Inputs_ON_Electric_IEA_2023_05_05 | 2022 | CH4 Import - WC 2030 | Import | Methane | ON | Dispatch-Import | VOM | 0 | [6 empty] | 0.92456 | 0
LCP_Inputs_ON_Electric_IEA_2023_05_05 | 2022 | CH4 Import - WC 2030 | Import | Methane | PJ | Dispatch-Import | EmissionsCost | 0 | [6 empty] | 0.92456 | 0
LCP_Inputs_ON_Electric_IEA_2023_05_05 | 2022 | CH4 Import - WC 2030 | Import | Methane | PJ | Dispatch-Import | FuelCost | 0 | [6 empty] | 0.92456 | 0
LCP_Inputs_ON_Electric_IEA_2023_05_05 | 2022 | CH4 Import - WC 2030 | Import | Methane | PJ | Dispatch-Import | VOM | 0 | [6 empty] | 0.92456 | 0
LCP_Inputs_ON_Electric_IEA_2023_05_05 | 2022 | CH4 Import - WC 2030 | Import | Methane | QC | Dispatch-Import | EmissionsCost | 0 | [6 empty] | 0.92456 | 0
LCP_Inputs_ON_Electric_IEA_2023_05_05 | 2022 | CH4 Import - WC 2030 | Import | Methane | QC | Dispatch-Import | FuelCost | 0 | [6 empty] | 0.92456 | 0
LCP_Inputs_ON_Electric_IEA_2023_05_05 | 2022 | CH4 Import - WC 2030 | Import | Methane | QC | Dispatch-Import | VOM | 0 | [6 empty] | 0.92456 | 0
LCP_Inputs_ON_Electric_IEA_2023_05_05 | 2022 | CH4 Import - WC 2030 | Import | Methane | WC | Dispatch-Import | EmissionsCost | 0 | [6 empty] | 0.92456 | 0
LCP_Inputs_ON_Electric_IEA_2023_05_05 | 2022 | CH4 Import - WC 2030 | Import | Methane | WC | Dispatch-Import | FuelCost | 0 | [6 empty] | 0.92456 | 0
LCP_Inputs_ON_Electric_IEA_2023_05_05 | 2022 | CH4 Import - WC 2030 | Import | Methane | WC | Dispatch-Import | VOM | 0 | [6 empty] | 0.92456 | 0
LCP_Inputs_ON_Electric_IEA_2023_05_05 | 2022 | CH4 Import - WC 2040 | Import | Methane | MI | Dispatch-Import | EmissionsCost | 0 | [6 empty] | 0.92456 | 0
LCP_Inputs_ON_Electric_IEA_2023_05_05 | 2022 | CH4 Import - WC 2040 | Import | Methane | MI | Dispatch-Import | FuelCost | 0 | [6 empty] | 0.92456 | 0
LCP_Inputs_ON_Electric_IEA_2023_05_05 | 2022 | CH4 Import - WC 2040 | Import | Methane | MI | Dispatch-Import | VOM | 0 | [6 empty] | 0.92456 | 0
LCP_Inputs_ON_Electric_IEA_2023_05_05 | 2022 | CH4 Import - WC 2040 | Import | Methane | NY | Dispatch-Import | EmissionsCost | 0 | [6 empty] | 0.92456 | 0
LCP_Inputs_ON_Electric_IEA_2023_05_05 | 2022 | CH4 Import - WC 2040 | Import | Methane | NY | Dispatch-Import | FuelCost | 0 | [6 empty] | 0.92456 | 0
LCP_Inputs_ON_Electric_IEA_2023_05_05 | 2022 | CH4 Import - WC 2040 | Import | Methane | NY | Dispatch-Import | VOM | 0 | [6 empty] | 0.92456 | 0
LCP_Inputs_ON_Electric_IEA_2023_05_05 | 2022 | CH4 Import - WC 2040 | Import | Methane | ON | Dispatch-Import | EmissionsCost | 0 | [6 empty] | 0.92456 | 0
LCP_Inputs_ON_Electric_IEA_2023_05_05 | 2022 | CH4 Import - WC 2040 | Import | Methane | ON | Dispatch-Import | FuelCost | 0 | [6 empty] | 0.92456 | 0
LCP_Inputs_ON_Electric_IEA_2023_05_05 | 2022 | CH4 Import - WC 2040 | Import | Methane | ON | Dispatch-Import | VOM | 0 | [6 empty] | 0.92456 | 0
LCP_Inputs_ON_Electric_IEA_2023_05_05 | 2022 | CH4 Import - WC 2040 | Import | Methane | PJ | Dispatch-Import | EmissionsCost | 0 | [6 empty] | 0.92456 | 0
LCP_Inputs_ON_Electric_IEA_2023_05_05 | 2022 | CH4 Import - WC 2040 | Import | Methane | PJ | Dispatch-Import | FuelCost | 0 | [6 empty] | 0.92456 | 0
LCP_Inputs_ON_Electric_IEA_2023_05_05 | 2022 | CH4 Import - WC 2040 | Import | Methane | PJ | Dispatch-Import | VOM | 0 | [6 empty] | 0.92456 | 0
LCP_Inputs_ON_Electric_IEA_2023_05_05 | 2022 | CH4 Import - WC 2040 | Import | Methane | QC | Dispatch-Import | EmissionsCost | 0 | [6 empty] | 0.92456 | 0
LCP_Inputs_ON_Electric_IEA_2023_05_05 | 2022 | CH4 Import - WC 2040 | Import | Methane | QC | Dispatch-Import | FuelCost | 0 | [6 empty] | 0.92456 | 0
LCP_Inputs_ON_Electric_IEA_2023_05_05 | 2022 | CH4 Import - WC 2040 | Import | Methane | QC | Dispatch-Import | VOM | 0 | [6 empty] | 0.92456 | 0
LCP_Inputs_ON_Electric_IEA_2023_05_05 | 2022 | CH4 Import - WC 2040 | Import | Methane | WC | Dispatch-Import | EmissionsCost | 0 | [6 empty] | 0.92456 | 0
LCP_Inputs_ON_Electric_IEA_2023_05_05 | 2022 | CH4 Import - WC 2040 | Import | Methane | WC | Dispatch-Import | FuelCost | 0 | [6 empty] | 0.92456 | 0
LCP_Inputs_ON_Electric_IEA_2023_05_05 | 2022 | CH4 Import - WC 2040 | Import | Methane | WC | Dispatch-Import | VOM | 0 | [6 empty] | 0.92456 | 0
LCP_Inputs_ON_Electric_IEA_2023_05_05 | 2022 | CH4 Import - WC 2050 | Import | Methane | MI | Dispatch-Import | EmissionsCost | 0 | [6 empty] | 0.92456 | 0
LCP_Inputs_ON_Electric_IEA_2023_05_05 | 2022 | CH4 Import - WC 2050 | Import | Methane | MI | Dispatch-Import | FuelCost | 0 | [6 empty] | 0.92456 | 0
LCP_Inputs_ON_Electric_IEA_2023_05_05 | 2022 | CH4 Import - WC 2050 | Import | Methane | MI | Dispatch-Import | VOM | 0 | [6 empty] | 0.92456 | 0
LCP_Inputs_ON_Electric_IEA_2023_05_05 | 2022 | CH4 Import - WC 2050 | Import | Methane | NY | Dispatch-Import | EmissionsCost | 0 | [6 empty] | 0.92456 | 0
LCP_Inputs_ON_Electric_IEA_2023_05_05 | 2022 | CH4 Import - WC 2050 | Import | Methane | NY | Dispatch-Import | FuelCost | 0 | [6 empty] | 0.92456 | 0
LCP_Inputs_ON_Electric_IEA_2023_05_05 | 2022 | CH4 Import - WC 2050 | Import | Methane | NY | Dispatch-Import | VOM | 0 | [6 empty] | 0.92456 | 0
LCP_Inputs_ON_Electric_IEA_2023_05_05 | 2022 | CH4 Import - WC 2050 | Import | Methane | ON | Dispatch-Import | EmissionsCost | 0 | [6 empty] | 0.92456 | 0
LCP_Inputs_ON_Electric_IEA_2023_05_05 | 2022 | CH4 Import - WC 2050 | Import | Methane | ON | Dispatch-Import | FuelCost | 0 | [6 empty] | 0.92456 | 0
LCP_Inputs_ON_Electric_IEA_2023_05_05 | 2022 | CH4 Import - WC 2050 | Import | Methane | ON | Dispatch-Import | VOM | 0 | [6 empty] | 0.92456 | 0
LCP_Inputs_ON_Electric_IEA_2023_05_05 | 2022 | CH4 Import - WC 2050 | Import | Methane | PJ | Dispatch-Import | EmissionsCost | 0 | [6 empty] | 0.92456 | 0
LCP_Inputs_ON_Electric_IEA_2023_05_05 | 2022 | CH4 Import - WC 2050 | Import | Methane | PJ | Dispatch-Import | FuelCost | 0 | [6 empty] | 0.92456 | 0
LCP_Inputs_ON_Electric_IEA_2023_05_05 | 2022 | CH4 Import - WC 2050 | Import | Methane | PJ | Dispatch-Import | VOM | 0 | [6 empty] | 0.92456 | 0
LCP_Inputs_ON_Electric_IEA_2023_05_05 | 2022 | CH4 Import - WC 2050 | Import | Methane | QC | Dispatch-Import | EmissionsCost | 0 | [6 empty] | 0.92456 | 0
LCP_Inputs_ON_Electric_IEA_2023_05_05 | 2022 | CH4 Import - WC 2050 | Import | Methane | QC | Dispatch-Import | FuelCost | 0 | [6 empty] | 0.92456 | 0
LCP_Inputs_ON_Electric_IEA_2023_05_05 | 2022 | CH4 Import - WC 2050 | Import | Methane | QC | Dispatch-Import | VOM | 0 | [6 empty] | 0.92456 | 0
LCP_Inputs_ON_Electric_IEA_2023_05_05 | 2022 | CH4 Import - WC 2050 | Import | Methane | WC | Dispatch-Import | EmissionsCost | 0 | [6 empty] | 0.92456 | 0
LCP_Inputs_ON_Electric_IEA_2023_05_05 | 2022 | CH4 Import - WC 2050 | Import | Methane | WC | Dispatch-Import | FuelCost | 0 | [6 empty] | 0.92456 | 0
LCP_Inputs_ON_Electric_IEA_2023_05_05 | 2022 | CH4 Import - WC 2050 | Import | Methane | WC | Dispatch-Import | VOM | 0 | [6 empty] | 0.92456 | 0
LCP_Inputs_ON_Electric_IEA_2023_05_05 | 2022 | CH4 Salt Cavern Storage - ON | Storage | Methane | MI | Dispatch-Storage | EmissionsCost | 0 | [6 empty] | 0.92456 | 0
LCP_Inputs_ON_Electric_IEA_2023_05_05 | 2022 | CH4 Salt Cavern Storage - ON | Storage | Methane | MI | Dispatch-Storage | FuelCost | 0 | [6 empty] | 0.92456 | 0
LCP_Inputs_ON_Electric_IEA_2023_05_05 | 2022 | CH4 Salt Cavern Storage - ON | Storage | Methane | MI | Dispatch-Storage | VOM | 0 | [6 empty] | 0.92456 | 0
LCP_Inputs_ON_Electric_IEA_2023_05_05 | 2022 | CH4 Salt Cavern Storage - ON | Storage | Methane | NY | Dispatch-Storage | EmissionsCost | 0 | [6 empty] | 0.92456 | 0
LCP_Inputs_ON_Electric_IEA_2023_05_05 | 2022 | CH4 Salt Cavern Storage - ON | Storage | Methane | NY | Dispatch-Storage | FuelCost | 0 | [6 empty] | 0.92456 | 0
LCP_Inputs_ON_Electric_IEA_2023_05_05 | 2022 | CH4 Salt Cavern Storage - ON | Storage | Methane | NY | Dispatch-Storage | VOM | 0 | [6 empty] | 0.92456 | 0
LCP_Inputs_ON_Electric_IEA_2023_05_05 | 2022 | CH4 Salt Cavern Storage - ON | Storage | Methane | ON | Dispatch-Storage | EmissionsCost | 0 | [6 empty] | 0.92456 | 0
LCP_Inputs_ON_Electric_IEA_2023_05_05 | 2022 | CH4 Salt Cavern Storage - ON | Storage | Methane | ON | Dispatch-Storage | FuelCost | 0 | [6 empty] | 0.92456 | 0
LCP_Inputs_ON_Electric_IEA_2023_05_05 | 2022 | CH4 Salt Cavern Storage - ON | Storage | Methane | ON | Dispatch-Storage | VOM | 691417.653 | [6 empty] | 0.92456 | 639254.4869
LCP_Inputs_ON_Electric_IEA_2023_05_05 | 2022 | CH4 Salt Cavern Storage - ON | Storage | Methane | PJ | Dispatch-Storage | EmissionsCost | 0 | [6 empty] | 0.92456 | 0
LCP_Inputs_ON_Electric_IEA_2023_05_05 | 2022 | CH4 Salt Cavern Storage - ON | Storage | Methane | PJ | Dispatch-Storage | FuelCost | 0 | [6 empty] | 0.92456 | 0
LCP_Inputs_ON_Electric_IEA_2023_05_05 | 2022 | CH4 Salt Cavern Storage - ON | Storage | Methane | PJ | Dispatch-Storage | VOM | 0 | [6 empty] | 0.92456 | 0
LCP_Inputs_ON_Electric_IEA_2023_05_05 | 2022 | CH4 Salt Cavern Storage - ON | Storage | Methane | QC | Dispatch-Storage | EmissionsCost | 0 | [6 empty] | 0.92456 | 0
LCP_Inputs_ON_Electric_IEA_2023_05_05 | 2022 | CH4 Salt Cavern Storage - ON | Storage | Methane | QC | Dispatch-Storage | FuelCost | 0 | [6 empty] | 0.92456 | 0
LCP_Inputs_ON_Electric_IEA_2023_05_05 | 2022 | CH4 Salt Cavern Storage - ON | Storage | Methane | QC | Dispatch-Storage | VOM | 0 | [6 empty] | 0.92456 | 0
LCP_Inputs_ON_Electric_IEA_2023_05_05 | 2022 | CH4 Salt Cavern Storage - ON | Storage | Methane | WC | Dispatch-Storage | EmissionsCost | 0 | [6 empty] | 0.92456 | 0
LCP_Inputs_ON_Electric_IEA_2023_05_05 | 2022 | CH4 Salt Cavern Storage - ON | Storage | Methane | WC | Dispatch-Storage | FuelCost | 0 | [6 empty] | 0.92456 | 0
LCP_Inputs_ON_Electric_IEA_2023_05_05 | 2022 | CH4 Salt Cavern Storage - ON | Storage | Methane | WC | Dispatch-Storage | VOM | 0 | [6 empty] | 0.92456 | 0
LCP_Inputs_ON_Electric_IEA_2023_05_05 | 2022 | Electrolyser 2020/2030 | Crossload | Hydrogen | MI | Dispatch-Crossload | EmissionsCost | 0 | [6 empty] | 0.92456 | 0
LCP_Inputs_ON_Electric_IEA_2023_05_05 | 2022 | Electrolyser 2020/2030 | Crossload | Hydrogen | MI | Dispatch-Crossload | FuelCost | 0 | [6 empty] | 0.92456 | 0
LCP_Inputs_ON_Electric_IEA_2023_05_05 | 2022 | Electrolyser 2020/2030 | Crossload | Hydrogen | MI | Dispatch-Crossload | VOM | 0 | [6 empty] | 0.92456 | 0
LCP_Inputs_ON_Electric_IEA_2023_05_05 | 2022 | Electrolyser 2020/2030 | Crossload | Hydrogen | NY | Dispatch-Crossload | EmissionsCost | 0 | [6 empty] | 0.92456 | 0
LCP_Inputs_ON_Electric_IEA_2023_05_05 | 2022 | Electrolyser 2020/2030 | Crossload | Hydrogen | NY | Dispatch-Crossload | FuelCost | 0 | [6 empty] | 0.92456 | 0
LCP_Inputs_ON_Electric_IEA_2023_05_05 | 2022 | Electrolyser 2020/2030 | Crossload | Hydrogen | NY | Dispatch-Crossload | VOM | 0 | [6 empty] | 0.92456 | 0
LCP_Inputs_ON_Electric_IEA_2023_05_05 | 2022 | Electrolyser 2020/2030 | Crossload | Hydrogen | ON | Dispatch-Crossload | EmissionsCost | 0 | [6 empty] | 0.92456 | 0
LCP_Inputs_ON_Electric_IEA_2023_05_05 | 2022 | Electrolyser 2020/2030 | Crossload | Hydrogen | ON | Dispatch-Crossload | FuelCost | 0 | [6 empty] | 0.92456 | 0
LCP_Inputs_ON_Electric_IEA_2023_05_05 | 2022 | Electrolyser 2020/2030 | Crossload | Hydrogen | ON | Dispatch-Crossload | VOM | 0 | [6 empty] | 0.92456 | 0
LCP_Inputs_ON_Electric_IEA_2023_05_05 | 2022 | Electrolyser 2020/2030 | Crossload | Hydrogen | PJ | Dispatch-Crossload | EmissionsCost | 0 | [6 empty] | 0.92456 | 0
LCP_Inputs_ON_Electric_IEA_2023_05_05 | 2022 | Electrolyser 2020/2030 | Crossload | Hydrogen | PJ | Dispatch-Crossload | FuelCost | 0 | [6 empty] | 0.92456 | 0
LCP_Inputs_ON_Electric_IEA_2023_05_05 | 2022 | Electrolyser 2020/2030 | Crossload | Hydrogen | PJ | Dispatch-Crossload | VOM | 0 | [6 empty] | 0.92456 | 0
LCP_Inputs_ON_Electric_IEA_2023_05_05 | 2022 | Electrolyser 2020/2030 | Crossload | Hydrogen | QC | Dispatch-Crossload | EmissionsCost | 0 | [6 empty] | 0.92456 | 0
LCP_Inputs_ON_Electric_IEA_2023_05_05 | 2022 | Electrolyser 2020/2030 | Crossload | Hydrogen | QC | Dispatch-Crossload | FuelCost | 0 | [6 empty] | 0.92456 | 0
LCP_Inputs_ON_Electric_IEA_2023_05_05 | 2022 | Electrolyser 2020/2030 | Crossload | Hydrogen | QC | Dispatch-Crossload | VOM | 0 | [6 empty] | 0.92456 | 0
LCP_Inputs_ON_Electric_IEA_2023_05_05 | 2022 | Electrolyser 2020/2030 | Crossload | Hydrogen | WC | Dispatch-Crossload | EmissionsCost | 0 | [6 empty] | 0.92456 | 0
LCP_Inputs_ON_Electric_IEA_2023_05_05 | 2022 | Electrolyser 2020/2030 | Crossload | Hydrogen | WC | Dispatch-Crossload | FuelCost | 0 | [6 empty] | 0.92456 | 0
LCP_Inputs_ON_Electric_IEA_2023_05_05 | 2022 | Electrolyser 2020/2030 | Crossload | Hydrogen | WC | Dispatch-Crossload | VOM | 0 | [6 empty] | 0.92456 | 0
LCP_Inputs_ON_Electric_IEA_2023_05_05 | 2022 | Electrolyser 2040 | Crossload | Hydrogen | MI | Dispatch-Crossload | EmissionsCost | 0 | [6 empty] | 0.92456 | 0
LCP_Inputs_ON_Electric_IEA_2023_05_05 | 2022 | Electrolyser 2040 | Crossload | Hydrogen | MI | Dispatch-Crossload | FuelCost | 0 | [6 empty] | 0.92456 | 0
LCP_Inputs_ON_Electric_IEA_2023_05_05 | 2022 | Electrolyser 2040 | Crossload | Hydrogen | MI | Dispatch-Crossload | VOM | 0 | [6 empty] | 0.92456 | 0
LCP_Inputs_ON_Electric_IEA_2023_05_05 | 2022 | Electrolyser 2040 | Crossload | Hydrogen | NY | Dispatch-Crossload | EmissionsCost | 0 | [6 empty] | 0.92456 | 0
LCP_Inputs_ON_Electric_IEA_2023_05_05 | 2022 | Electrolyser 2040 | Crossload | Hydrogen | NY | Dispatch-Crossload | FuelCost | 0 | [6 empty] | 0.92456 | 0
LCP_Inputs_ON_Electric_IEA_2023_05_05 | 2022 | Electrolyser 2040 | Crossload | Hydrogen | NY | Dispatch-Crossload | VOM | 0 | [6 empty] | 0.92456 | 0
LCP_Inputs_ON_Electric_IEA_2023_05_05 | 2022 | Electrolyser 2040 | Crossload | Hydrogen | ON | Dispatch-Crossload | EmissionsCost | 0 | [6 empty] | 0.92456 | 0
LCP_Inputs_ON_Electric_IEA_2023_05_05 | 2022 | Electrolyser 2040 | Crossload | Hydrogen | ON | Dispatch-Crossload | FuelCost | 0 | [6 empty] | 0.92456 | 0
LCP_Inputs_ON_Electric_IEA_2023_05_05 | 2022 | Electrolyser 2040 | Crossload | Hydrogen | ON | Dispatch-Crossload | VOM | 0 | [6 empty] | 0.92456 | 0
LCP_Inputs_ON_Electric_IEA_2023_05_05 | 2022 | Electrolyser 2040 | Crossload | Hydrogen | PJ | Dispatch-Crossload | EmissionsCost | 0 | [6 empty] | 0.92456 | 0
LCP_Inputs_ON_Electric_IEA_2023_05_05 | 2022 | Electrolyser 2040 | Crossload | Hydrogen | PJ | Dispatch-Crossload | FuelCost | 0 | [6 empty] | 0.92456 | 0
LCP_Inputs_ON_Electric_IEA_2023_05_05 | 2022 | Electrolyser 2040 | Crossload | Hydrogen | PJ | Dispatch-Crossload | VOM | 0 | [6 empty] | 0.92456 | 0
LCP_Inputs_ON_Electric_IEA_2023_05_05 | 2022 | Electrolyser 2040 | Crossload | Hydrogen | QC | Dispatch-Crossload | EmissionsCost | 0 | [6 empty] | 0.92456 | 0
LCP_Inputs_ON_Electric_IEA_2023_05_05 | 2022 | Electrolyser 2040 | Crossload | Hydrogen | QC | Dispatch-Crossload | FuelCost | 0 | [6 empty] | 0.92456 | 0
LCP_Inputs_ON_Electric_IEA_2023_05_05 | 2022 | Electrolyser 2040 | Crossload | Hydrogen | QC | Dispatch-Crossload | VOM | 0 | [6 empty] | 0.92456 | 0
LCP_Inputs_ON_Electric_IEA_2023_05_05 | 2022 | Electrolyser 2040 | Crossload | Hydrogen | WC | Dispatch-Crossload | EmissionsCost | 0 | [6 empty] | 0.92456 | 0
LCP_Inputs_ON_Electric_IEA_2023_05_05 | 2022 | Electrolyser 2040 | Crossload | Hydrogen | WC | Dispatch-Crossload | FuelCost | 0 | [6 empty] | 0.92456 | 0
LCP_Inputs_ON_Electric_IEA_2023_05_05 | 2022 | Electrolyser 2040 | Crossload | Hydrogen | WC | Dispatch-Crossload | VOM | 0 | [6 empty] | 0.92456 | 0
LCP_Inputs_ON_Electric_IEA_2023_05_05 | 2022 | Electrolyser 2050 | Crossload | Hydrogen | MI | Dispatch-Crossload | EmissionsCost | 0 | [6 empty] | 0.92456 | 0
LCP_Inputs_ON_Electric_IEA_2023_05_05 | 2022 | Electrolyser 2050 | Crossload | Hydrogen | MI | Dispatch-Crossload | FuelCost | 0 | [6 empty] | 0.92456 | 0
LCP_Inputs_ON_Electric_IEA_2023_05_05 | 2022 | Electrolyser 2050 | Crossload | Hydrogen | MI | Dispatch-Crossload | VOM | 0 | [6 empty] | 0.92456 | 0
LCP_Inputs_ON_Electric_IEA_2023_05_05 | 2022 | Electrolyser 2050 | Crossload | Hydrogen | NY | Dispatch-Crossload | EmissionsCost | 0 | [6 empty] | 0.92456 | 0
LCP_Inputs_ON_Electric_IEA_2023_05_05 | 2022 | Electrolyser 2050 | Crossload | Hydrogen | NY | Dispatch-Crossload | FuelCost | 0 | [6 empty] | 0.92456 | 0
LCP_Inputs_ON_Electric_IEA_2023_05_05 | 2022 | Electrolyser 2050 | Crossload | Hydrogen | NY | Dispatch-Crossload | VOM | 0 | [6 empty] | 0.92456 | 0
LCP_Inputs_ON_Electric_IEA_2023_05_05 | 2022 | Electrolyser 2050 | Crossload | Hydrogen | ON | Dispatch-Crossload | EmissionsCost | 0 | [6 empty] | 0.92456 | 0
LCP_Inputs_ON_Electric_IEA_2023_05_05 | 2022 | Electrolyser 2050 | Crossload | Hydrogen | ON | Dispatch-Crossload | FuelCost | 0 | [6 empty] | 0.92456 | 0
LCP_Inputs_ON_Electric_IEA_2023_05_05 | 2022 | Electrolyser 2050 | Crossload | Hydrogen | ON | Dispatch-Crossload | VOM | 0 | [6 empty] | 0.92456 | 0
LCP_Inputs_ON_Electric_IEA_2023_05_05 | 2022 | Electrolyser 2050 | Crossload | Hydrogen | PJ | Dispatch-Crossload | EmissionsCost | 0 | [6 empty] | 0.92456 | 0
LCP_Inputs_ON_Electric_IEA_2023_05_05 | 2022 | Electrolyser 2050 | Crossload | Hydrogen | PJ | Dispatch-Crossload | FuelCost | 0 | [6 empty] | 0.92456 | 0
LCP_Inputs_ON_Electric_IEA_2023_05_05 | 2022 | Electrolyser 2050 | Crossload | Hydrogen | PJ | Dispatch-Crossload | VOM | 0 | [6 empty] | 0.92456 | 0
LCP_Inputs_ON_Electric_IEA_2023_05_05 | 2022 | Electrolyser 2050 | Crossload | Hydrogen | QC | Dispatch-Crossload | EmissionsCost | 0 | [6 empty] | 0.92456 | 0
LCP_Inputs_ON_Electric_IEA_2023_05_05 | 2022 | Electrolyser 2050 | Crossload | Hydrogen | QC | Dispatch-Crossload | FuelCost | 0 | [6 empty] | 0.92456 | 0
LCP_Inputs_ON_Electric_IEA_2023_05_05 | 2022 | Electrolyser 2050 | Crossload | Hydrogen | QC | Dispatch-Crossload | VOM | 0 | [6 empty] | 0.92456 | 0
LCP_Inputs_ON_Electric_IEA_2023_05_05 | 2022 | Electrolyser 2050 | Crossload | Hydrogen | WC | Dispatch-Crossload | EmissionsCost | 0 | [6 empty] | 0.92456 | 0
LCP_Inputs_ON_Electric_IEA_2023_05_05 | 2022 | Electrolyser 2050 | Crossload | Hydrogen | WC | Dispatch-Crossload | FuelCost | 0 | [6 empty] | 0.92456 | 0
LCP_Inputs_ON_Electric_IEA_2023_05_05 | 2022 | Electrolyser 2050 | Crossload | Hydrogen | WC | Dispatch-Crossload | VOM | 0 | [6 empty] | 0.92456 | 0
LCP_Inputs_ON_Electric_IEA_2023_05_05 | 2022 | Fossil Fuel Thermal (Coal, Peat, Oil) | Generation | Electricity | MI | Dispatch-Generation | EmissionsCost | 0 | [6 empty] | 0.92456 | 0
LCP_Inputs_ON_Electric_IEA_2023_05_05 | 2022 | Fossil Fuel Thermal (Coal, Peat, Oil) | Generation | Electricity | MI | Dispatch-Generation | FuelCost | 0 | [6 empty] | 0.92456 | 0
LCP_Inputs_ON_Electric_IEA_2023_05_05 | 2022 | Fossil Fuel Thermal (Coal, Peat, Oil) | Generation | Electricity | MI | Dispatch-Generation | VOM | 0 | [6 empty] | 0.92456 | 0
LCP_Inputs_ON_Electric_IEA_2023_05_05 | 2022 | Fossil Fuel Thermal (Coal, Peat, Oil) | Generation | Electricity | NY | Dispatch-Generation | EmissionsCost | 0 | [6 empty] | 0.92456 | 0
LCP_Inputs_ON_Electric_IEA_2023_05_05 | 2022 | Fossil Fuel Thermal (Coal, Peat, Oil) | Generation | Electricity | NY | Dispatch-Generation | FuelCost | 0 | [6 empty] | 0.92456 | 0
LCP_Inputs_ON_Electric_IEA_2023_05_05 | 2022 | Fossil Fuel Thermal (Coal, Peat, Oil) | Generation | Electricity | NY | Dispatch-Generation | VOM | 0 | [6 empty] | 0.92456 | 0
LCP_Inputs_ON_Electric_IEA_2023_05_05 | 2022 | Fossil Fuel Thermal (Coal, Peat, Oil) | Generation | Electricity | ON | Dispatch-Generation | EmissionsCost | 0 | [6 empty] | 0.92456 | 0
LCP_Inputs_ON_Electric_IEA_2023_05_05 | 2022 | Fossil Fuel Thermal (Coal, Peat, Oil) | Generation | Electricity | ON | Dispatch-Generation | FuelCost | 0 | [6 empty] | 0.92456 | 0
LCP_Inputs_ON_Electric_IEA_2023_05_05 | 2022 | Fossil Fuel Thermal (Coal, Peat, Oil) | Generation | Electricity | ON | Dispatch-Generation | VOM | 0 | [6 empty] | 0.92456 | 0
LCP_Inputs_ON_Electric_IEA_2023_05_05 | 2022 | Fossil Fuel Thermal (Coal, Peat, Oil) | Generation | Electricity | PJ | Dispatch-Generation | EmissionsCost | 0 | [6 empty] | 0.92456 | 0
LCP_Inputs_ON_Electric_IEA_2023_05_05 | 2022 | Fossil Fuel Thermal (Coal, Peat, Oil) | Generation | Electricity | PJ | Dispatch-Generation | FuelCost | 0 | [6 empty] | 0.92456 | 0
LCP_Inputs_ON_Electric_IEA_2023_05_05 | 2022 | Fossil Fuel Thermal (Coal, Peat, Oil) | Generation | Electricity | PJ | Dispatch-Generation | VOM | 0 | [6 empty] | 0.92456 | 0
LCP_Inputs_ON_Electric_IEA_2023_05_05 | 2022 | Fossil Fuel Thermal (Coal, Peat, Oil) | Generation | Electricity | QC | Dispatch-Generation | EmissionsCost | 0 | [6 empty] | 0.92456 | 0
LCP_Inputs_ON_Electric_IEA_2023_05_05 | 2022 | Fossil Fuel Thermal (Coal, Peat, Oil) | Generation | Electricity | QC | Dispatch-Generation | FuelCost | 0 | [6 empty] | 0.92456 | 0
LCP_Inputs_ON_Electric_IEA_2023_05_05 | 2022 | Fossil Fuel Thermal (Coal, Peat, Oil) | Generation | Electricity | QC | Dispatch-Generation | VOM | 0 | [6 empty] | 0.92456 | 0
LCP_Inputs_ON_Electric_IEA_2023_05_05 | 2022 | Fossil Fuel Thermal (Coal, Peat, Oil) | Generation | Electricity | WC | Dispatch-Generation | EmissionsCost | 0 | [6 empty] | 0.92456 | 0
LCP_Inputs_ON_Electric_IEA_2023_05_05 | 2022 | Fossil Fuel Thermal (Coal, Peat, Oil) | Generation | Electricity | WC | Dispatch-Generation | FuelCost | 0 | [6 empty] | 0.92456 | 0
LCP_Inputs_ON_Electric_IEA_2023_05_05 | 2022 | Fossil Fuel Thermal (Coal, Peat, Oil) | Generation | Electricity | WC | Dispatch-Generation | VOM | 0 | [6 empty] | 0.92456 | 0
LCP_Inputs_ON_Electric_IEA_2023_05_05 | 2022 | Generic - Generator | Generation | Electricity | MI | Dispatch-Generation | EmissionsCost | 0 | [6 empty] | 0.92456 | 0
LCP_Inputs_ON_Electric_IEA_2023_05_05 | 2022 | Generic - Generator | Generation | Electricity | MI | Dispatch-Generation | FuelCost | 3901073927.6151 | [6 empty] | 0.92456 | 3606762137.2181
LCP_Inputs_ON_Electric_IEA_2023_05_05 | 2022 | Generic - Generator | Generation | Electricity | MI | Dispatch-Generation | VOM | 403598428.6705 | [6 empty] | 0.92456 | 373149434.7915
LCP_Inputs_ON_Electric_IEA_2023_05_05 | 2022 | Generic - Generator | Generation | Electricity | NY | Dispatch-Generation | EmissionsCost | 0 | [6 empty] | 0.92456 | 0
LCP_Inputs_ON_Electric_IEA_2023_05_05 | 2022 | Generic - Generator | Generation | Electricity | NY | Dispatch-Generation | FuelCost | 1646102808.8249 | [6 empty] | 0.92456 | 1521914579.1651
LCP_Inputs_ON_Electric_IEA_2023_05_05 | 2022 | Generic - Generator | Generation | Electricity | NY | Dispatch-Generation | VOM | 170302977.9489 | [6 empty] | 0.92456 | 157454676.3581
LCP_Inputs_ON_Electric_IEA_2023_05_05 | 2022 | Generic - Generator | Generation | Electricity | ON | Dispatch-Generation | EmissionsCost | 0 | [6 empty] | 0.92456 | 0
LCP_Inputs_ON_Electric_IEA_2023_05_05 | 2022 | Generic - Generator | Generation | Electricity | ON | Dispatch-Generation | FuelCost | 0 | [6 empty] | 0.92456 | 0
LCP_Inputs_ON_Electric_IEA_2023_05_05 | 2022 | Generic - Generator | Generation | Electricity | ON | Dispatch-Generation | VOM | 0 | [6 empty] | 0.92456 | 0
LCP_Inputs_ON_Electric_IEA_2023_05_05 | 2022 | Generic - Generator | Generation | Electricity | PJ | Dispatch-Generation | EmissionsCost | 0 | [6 empty] | 0.92456 | 0
LCP_Inputs_ON_Electric_IEA_2023_05_05 | 2022 | Generic - Generator | Generation | Electricity | PJ | Dispatch-Generation | FuelCost | 14422259590.9655 | [6 empty] | 0.92456 | 13334189710.582
LCP_Inputs_ON_Electric_IEA_2023_05_05 | 2022 | Generic - Generator | Generation | Electricity | PJ | Dispatch-Generation | VOM | 1492102281.7812 | [6 empty] | 0.92456 | 1379532435.0788
LCP_Inputs_ON_Electric_IEA_2023_05_05 | 2022 | Generic - Generator | Generation | Electricity | QC | Dispatch-Generation | EmissionsCost | 0 | [6 empty] | 0.92456 | 0
LCP_Inputs_ON_Electric_IEA_2023_05_05 | 2022 | Generic - Generator | Generation | Electricity | QC | Dispatch-Generation | FuelCost | 0 | [6 empty] | 0.92456 | 0
LCP_Inputs_ON_Electric_IEA_2023_05_05 | 2022 | Generic - Generator | Generation | Electricity | QC | Dispatch-Generation | VOM | 0 | [6 empty] | 0.92456 | 0
LCP_Inputs_ON_Electric_IEA_2023_05_05 | 2022 | Generic - Generator | Generation | Electricity | WC | Dispatch-Generation | EmissionsCost | 0 | [6 empty] | 0.92456 | 0
LCP_Inputs_ON_Electric_IEA_2023_05_05 | 2022 | Generic - Generator | Generation | Electricity | WC | Dispatch-Generation | FuelCost | 1069473.0011 | [6 empty] | 0.92456 | 988787.9078
LCP_Inputs_ON_Electric_IEA_2023_05_05 | 2022 | Generic - Generator | Generation | Electricity | WC | Dispatch-Generation | VOM | 110645.8454 | [6 empty] | 0.92456 | 102298.3038
LCP_Inputs_ON_Electric_IEA_2023_05_05 | 2022 | H2 Import - QC | Import | Hydrogen | MI | Dispatch-Import | EmissionsCost | 0 | [6 empty] | 0.92456 | 0
LCP_Inputs_ON_Electric_IEA_2023_05_05 | 2022 | H2 Import - QC | Import | Hydrogen | MI | Dispatch-Import | FuelCost | 0 | [6 empty] | 0.92456 | 0
LCP_Inputs_ON_Electric_IEA_2023_05_05 | 2022 | H2 Import - QC | Import | Hydrogen | MI | Dispatch-Import | VOM | 0 | [6 empty] | 0.92456 | 0
LCP_Inputs_ON_Electric_IEA_2023_05_05 | 2022 | H2 Import - QC | Import | Hydrogen | NY | Dispatch-Import | EmissionsCost | 0 | [6 empty] | 0.92456 | 0
LCP_Inputs_ON_Electric_IEA_2023_05_05 | 2022 | H2 Import - QC | Import | Hydrogen | NY | Dispatch-Import | FuelCost | 0 | [6 empty] | 0.92456 | 0
LCP_Inputs_ON_Electric_IEA_2023_05_05 | 2022 | H2 Import - QC | Import | Hydrogen | NY | Dispatch-Import | VOM | 0 | [6 empty] | 0.92456 | 0
LCP_Inputs_ON_Electric_IEA_2023_05_05 | 2022 | H2 Import - QC | Import | Hydrogen | ON | Dispatch-Import | EmissionsCost | 0 | [6 empty] | 0.92456 | 0
LCP_Inputs_ON_Electric_IEA_2023_05_05 | 2022 | H2 Import - QC | Import | Hydrogen | ON | Dispatch-Import | FuelCost | 0 | [6 empty] | 0.92456 | 0
LCP_Inputs_ON_Electric_IEA_2023_05_05 | 2022 | H2 Import - QC | Import | Hydrogen | ON | Dispatch-Import | VOM | 0 | [6 empty] | 0.92456 | 0
LCP_Inputs_ON_Electric_IEA_2023_05_05 | 2022 | H2 Import - QC | Import | Hydrogen | PJ | Dispatch-Import | EmissionsCost | 0 | [6 empty] | 0.92456 | 0
LCP_Inputs_ON_Electric_IEA_2023_05_05 | 2022 | H2 Import - QC | Import | Hydrogen | PJ | Dispatch-Import | FuelCost | 0 | [6 empty] | 0.92456 | 0
LCP_Inputs_ON_Electric_IEA_2023_05_05 | 2022 | H2 Import - QC | Import | Hydrogen | PJ | Dispatch-Import | VOM | 0 | [6 empty] | 0.92456 | 0
LCP_Inputs_ON_Electric_IEA_2023_05_05 | 2022 | H2 Import - QC | Import | Hydrogen | QC | Dispatch-Import | EmissionsCost | 0 | [6 empty] | 0.92456 | 0
LCP_Inputs_ON_Electric_IEA_2023_05_05 | 2022 | H2 Import - QC | Import | Hydrogen | QC | Dispatch-Import | FuelCost | 0 | [6 empty] | 0.92456 | 0
LCP_Inputs_ON_Electric_IEA_2023_05_05 | 2022 | H2 Import - QC | Import | Hydrogen | QC | Dispatch-Import | VOM | 0 | [6 empty] | 0.92456 | 0
LCP_Inputs_ON_Electric_IEA_2023_05_05 | 2022 | H2 Import - QC | Import | Hydrogen | WC | Dispatch-Import | EmissionsCost | 0 | [6 empty] | 0.92456 | 0
LCP_Inputs_ON_Electric_IEA_2023_05_05 | 2022 | H2 Import - QC | Import | Hydrogen | WC | Dispatch-Import | FuelCost | 0 | [6 empty] | 0.92456 | 0
LCP_Inputs_ON_Electric_IEA_2023_05_05 | 2022 | H2 Import - QC | Import | Hydrogen | WC | Dispatch-Import | VOM | 0 | [6 empty] | 0.92456 | 0
LCP_Inputs_ON_Electric_IEA_2023_05_05 | 2022 | H2 Import - WC | Import | Hydrogen | MI | Dispatch-Import | EmissionsCost | 0 | [6 empty] | 0.92456 | 0
LCP_Inputs_ON_Electric_IEA_2023_05_05 | 2022 | H2 Import - WC | Import | Hydrogen | MI | Dispatch-Import | FuelCost | 0 | [6 empty] | 0.92456 | 0
LCP_Inputs_ON_Electric_IEA_2023_05_05 | 2022 | H2 Import - WC | Import | Hydrogen | MI | Dispatch-Import | VOM | 0 | [6 empty] | 0.92456 | 0
LCP_Inputs_ON_Electric_IEA_2023_05_05 | 2022 | H2 Import - WC | Import | Hydrogen | NY | Dispatch-Import | EmissionsCost | 0 | [6 empty] | 0.92456 | 0
LCP_Inputs_ON_Electric_IEA_2023_05_05 | 2022 | H2 Import - WC | Import | Hydrogen | NY | Dispatch-Import | FuelCost | 0 | [6 empty] | 0.92456 | 0
LCP_Inputs_ON_Electric_IEA_2023_05_05 | 2022 | H2 Import - WC | Import | Hydrogen | NY | Dispatch-Import | VOM | 0 | [6 empty] | 0.92456 | 0
LCP_Inputs_ON_Electric_IEA_2023_05_05 | 2022 | H2 Import - WC | Import | Hydrogen | ON | Dispatch-Import | EmissionsCost | 0 | [6 empty] | 0.92456 | 0
LCP_Inputs_ON_Electric_IEA_2023_05_05 | 2022 | H2 Import - WC | Import | Hydrogen | ON | Dispatch-Import | FuelCost | 0 | [6 empty] | 0.92456 | 0
LCP_Inputs_ON_Electric_IEA_2023_05_05 | 2022 | H2 Import - WC | Import | Hydrogen | ON | Dispatch-Import | VOM | 0 | [6 empty] | 0.92456 | 0
LCP_Inputs_ON_Electric_IEA_2023_05_05 | 2022 | H2 Import - WC | Import | Hydrogen | PJ | Dispatch-Import | EmissionsCost | 0 | [6 empty] | 0.92456 | 0
LCP_Inputs_ON_Electric_IEA_2023_05_05 | 2022 | H2 Import - WC | Import | Hydrogen | PJ | Dispatch-Import | FuelCost | 0 | [6 empty] | 0.92456 | 0
LCP_Inputs_ON_Electric_IEA_2023_05_05 | 2022 | H2 Import - WC | Import | Hydrogen | PJ | Dispatch-Import | VOM | 0 | [6 empty] | 0.92456 | 0
LCP_Inputs_ON_Electric_IEA_2023_05_05 | 2022 | H2 Import - WC | Import | Hydrogen | QC | Dispatch-Import | EmissionsCost | 0 | [6 empty] | 0.92456 | 0
LCP_Inputs_ON_Electric_IEA_2023_05_05 | 2022 | H2 Import - WC | Import | Hydrogen | QC | Dispatch-Import | FuelCost | 0 | [6 empty] | 0.92456 | 0
LCP_Inputs_ON_Electric_IEA_2023_05_05 | 2022 | H2 Import - WC | Import | Hydrogen | QC | Dispatch-Import | VOM | 0 | [6 empty] | 0.92456 | 0
LCP_Inputs_ON_Electric_IEA_2023_05_05 | 2022 | H2 Import - WC | Import | Hydrogen | WC | Dispatch-Import | EmissionsCost | 0 | [6 empty] | 0.92456 | 0
LCP_Inputs_ON_Electric_IEA_2023_05_05 | 2022 | H2 Import - WC | Import | Hydrogen | WC | Dispatch-Import | FuelCost | 0 | [6 empty] | 0.92456 | 0
LCP_Inputs_ON_Electric_IEA_2023_05_05 | 2022 | H2 Import - WC | Import | Hydrogen | WC | Dispatch-Import | VOM | 0 | [6 empty] | 0.92456 | 0
LCP_Inputs_ON_Electric_IEA_2023_05_05 | 2022 | H2 Salt Cavern Storage - ON | Storage | Hydrogen | MI | Dispatch-Storage | EmissionsCost | 0 | [6 empty] | 0.92456 | 0
LCP_Inputs_ON_Electric_IEA_2023_05_05 | 2022 | H2 Salt Cavern Storage - ON | Storage | Hydrogen | MI | Dispatch-Storage | FuelCost | 0 | [6 empty] | 0.92456 | 0
LCP_Inputs_ON_Electric_IEA_2023_05_05 | 2022 | H2 Salt Cavern Storage - ON | Storage | Hydrogen | MI | Dispatch-Storage | VOM | 0 | [6 empty] | 0.92456 | 0
LCP_Inputs_ON_Electric_IEA_2023_05_05 | 2022 | H2 Salt Cavern Storage - ON | Storage | Hydrogen | NY | Dispatch-Storage | EmissionsCost | 0 | [6 empty] | 0.92456 | 0
LCP_Inputs_ON_Electric_IEA_2023_05_05 | 2022 | H2 Salt Cavern Storage - ON | Storage | Hydrogen | NY | Dispatch-Storage | FuelCost | 0 | [6 empty] | 0.92456 | 0
LCP_Inputs_ON_Electric_IEA_2023_05_05 | 2022 | H2 Salt Cavern Storage - ON | Storage | Hydrogen | NY | Dispatch-Storage | VOM | 0 | [6 empty] | 0.92456 | 0
LCP_Inputs_ON_Electric_IEA_2023_05_05 | 2022 | H2 Salt Cavern Storage - ON | Storage | Hydrogen | ON | Dispatch-Storage | EmissionsCost | 0 | [6 empty] | 0.92456 | 0
LCP_Inputs_ON_Electric_IEA_2023_05_05 | 2022 | H2 Salt Cavern Storage - ON | Storage | Hydrogen | ON | Dispatch-Storage | FuelCost | 0 | [6 empty] | 0.92456 | 0
LCP_Inputs_ON_Electric_IEA_2023_05_05 | 2022 | H2 Salt Cavern Storage - ON | Storage | Hydrogen | ON | Dispatch-Storage | VOM | 0 | [6 empty] | 0.92456 | 0
LCP_Inputs_ON_Electric_IEA_2023_05_05 | 2022 | H2 Salt Cavern Storage - ON | Storage | Hydrogen | PJ | Dispatch-Storage | EmissionsCost | 0 | [6 empty] | 0.92456 | 0
LCP_Inputs_ON_Electric_IEA_2023_05_05 | 2022 | H2 Salt Cavern Storage - ON | Storage | Hydrogen | PJ | Dispatch-Storage | FuelCost | 0 | [6 empty] | 0.92456 | 0
LCP_Inputs_ON_Electric_IEA_2023_05_05 | 2022 | H2 Salt Cavern Storage - ON | Storage | Hydrogen | PJ | Dispatch-Storage | VOM | 0 | [6 empty] | 0.92456 | 0
LCP_Inputs_ON_Electric_IEA_2023_05_05 | 2022 | H2 Salt Cavern Storage - ON | Storage | Hydrogen | QC | Dispatch-Storage | EmissionsCost | 0 | [6 empty] | 0.92456 | 0
LCP_Inputs_ON_Electric_IEA_2023_05_05 | 2022 | H2 Salt Cavern Storage - ON | Storage | Hydrogen | QC | Dispatch-Storage | FuelCost | 0 | [6 empty] | 0.92456 | 0
LCP_Inputs_ON_Electric_IEA_2023_05_05 | 2022 | H2 Salt Cavern Storage - ON | Storage | Hydrogen | QC | Dispatch-Storage | VOM | 0 | [6 empty] | 0.92456 | 0
LCP_Inputs_ON_Electric_IEA_2023_05_05 | 2022 | H2 Salt Cavern Storage - ON | Storage | Hydrogen | WC | Dispatch-Storage | EmissionsCost | 0 | [6 empty] | 0.92456 | 0
LCP_Inputs_ON_Electric_IEA_2023_05_05 | 2022 | H2 Salt Cavern Storage - ON | Storage | Hydrogen | WC | Dispatch-Storage | FuelCost | 0 | [6 empty] | 0.92456 | 0
LCP_Inputs_ON_Electric_IEA_2023_05_05 | 2022 | H2 Salt Cavern Storage - ON | Storage | Hydrogen | WC | Dispatch-Storage | VOM | 0 | [6 empty] | 0.92456 | 0
LCP_Inputs_ON_Electric_IEA_2023_05_05 | 2022 | Hydro | Generation | Electricity | MI | Dispatch-Generation | EmissionsCost | 0 | [6 empty] | 0.92456 | 0
LCP_Inputs_ON_Electric_IEA_2023_05_05 | 2022 | Hydro | Generation | Electricity | MI | Dispatch-Generation | FuelCost | 0 | [6 empty] | 0.92456 | 0
LCP_Inputs_ON_Electric_IEA_2023_05_05 | 2022 | Hydro | Generation | Electricity | MI | Dispatch-Generation | VOM | 0 | [6 empty] | 0.92456 | 0
LCP_Inputs_ON_Electric_IEA_2023_05_05 | 2022 | Hydro | Generation | Electricity | NY | Dispatch-Generation | EmissionsCost | 0 | [6 empty] | 0.92456 | 0
LCP_Inputs_ON_Electric_IEA_2023_05_05 | 2022 | Hydro | Generation | Electricity | NY | Dispatch-Generation | FuelCost | 0 | [6 empty] | 0.92456 | 0
LCP_Inputs_ON_Electric_IEA_2023_05_05 | 2022 | Hydro | Generation | Electricity | NY | Dispatch-Generation | VOM | 0 | [6 empty] | 0.92456 | 0
LCP_Inputs_ON_Electric_IEA_2023_05_05 | 2022 | Hydro | Generation | Electricity | ON | Dispatch-Generation | EmissionsCost | 0 | [6 empty] | 0.92456 | 0
LCP_Inputs_ON_Electric_IEA_2023_05_05 | 2022 | Hydro | Generation | Electricity | ON | Dispatch-Generation | FuelCost | 0 | [6 empty] | 0.92456 | 0
LCP_Inputs_ON_Electric_IEA_2023_05_05 | 2022 | Hydro | Generation | Electricity | ON | Dispatch-Generation | VOM | 0 | [6 empty] | 0.92456 | 0
LCP_Inputs_ON_Electric_IEA_2023_05_05 | 2022 | Hydro | Generation | Electricity | PJ | Dispatch-Generation | EmissionsCost | 0 | [6 empty] | 0.92456 | 0
LCP_Inputs_ON_Electric_IEA_2023_05_05 | 2022 | Hydro | Generation | Electricity | PJ | Dispatch-Generation | FuelCost | 0 | [6 empty] | 0.92456 | 0
LCP_Inputs_ON_Electric_IEA_2023_05_05 | 2022 | Hydro | Generation | Electricity | PJ | Dispatch-Generation | VOM | 0 | [6 empty] | 0.92456 | 0
LCP_Inputs_ON_Electric_IEA_2023_05_05 | 2022 | Hydro | Generation | Electricity | QC | Dispatch-Generation | EmissionsCost | 0 | [6 empty] | 0.92456 | 0
LCP_Inputs_ON_Electric_IEA_2023_05_05 | 2022 | Hydro | Generation | Electricity | QC | Dispatch-Generation | FuelCost | 0 | [6 empty] | 0.92456 | 0
LCP_Inputs_ON_Electric_IEA_2023_05_05 | 2022 | Hydro | Generation | Electricity | QC | Dispatch-Generation | VOM | 0 | [6 empty] | 0.92456 | 0
LCP_Inputs_ON_Electric_IEA_2023_05_05 | 2022 | Hydro | Generation | Electricity | WC | Dispatch-Generation | EmissionsCost | 0 | [6 empty] | 0.92456 | 0
LCP_Inputs_ON_Electric_IEA_2023_05_05 | 2022 | Hydro | Generation | Electricity | WC | Dispatch-Generation | FuelCost | 0 | [6 empty] | 0.92456 | 0
LCP_Inputs_ON_Electric_IEA_2023_05_05 | 2022 | Hydro | Generation | Electricity | WC | Dispatch-Generation | VOM | 0 | [6 empty] | 0.92456 | 0
LCP_Inputs_ON_Electric_IEA_2023_05_05 | 2022 | Hydro Pumped Storage | Storage | Electricity | MI | Dispatch-Storage | EmissionsCost | 0 | [6 empty] | 0.92456 | 0
LCP_Inputs_ON_Electric_IEA_2023_05_05 | 2022 | Hydro Pumped Storage | Storage | Electricity | MI | Dispatch-Storage | FuelCost | 0 | [6 empty] | 0.92456 | 0
LCP_Inputs_ON_Electric_IEA_2023_05_05 | 2022 | Hydro Pumped Storage | Storage | Electricity | MI | Dispatch-Storage | VOM | 0 | [6 empty] | 0.92456 | 0
LCP_Inputs_ON_Electric_IEA_2023_05_05 | 2022 | Hydro Pumped Storage | Storage | Electricity | NY | Dispatch-Storage | EmissionsCost | 0 | [6 empty] | 0.92456 | 0
LCP_Inputs_ON_Electric_IEA_2023_05_05 | 2022 | Hydro Pumped Storage | Storage | Electricity | NY | Dispatch-Storage | FuelCost | 0 | [6 empty] | 0.92456 | 0
LCP_Inputs_ON_Electric_IEA_2023_05_05 | 2022 | Hydro Pumped Storage | Storage | Electricity | NY | Dispatch-Storage | VOM | 0 | [6 empty] | 0.92456 | 0
LCP_Inputs_ON_Electric_IEA_2023_05_05 | 2022 | Hydro Pumped Storage | Storage | Electricity | ON | Dispatch-Storage | EmissionsCost | 0 | [6 empty] | 0.92456 | 0
LCP_Inputs_ON_Electric_IEA_2023_05_05 | 2022 | Hydro Pumped Storage | Storage | Electricity | ON | Dispatch-Storage | FuelCost | 0 | [6 empty] | 0.92456 | 0
LCP_Inputs_ON_Electric_IEA_2023_05_05 | 2022 | Hydro Pumped Storage | Storage | Electricity | ON | Dispatch-Storage | VOM | 0 | [6 empty] | 0.92456 | 0
LCP_Inputs_ON_Electric_IEA_2023_05_05 | 2022 | Hydro Pumped Storage | Storage | Electricity | PJ | Dispatch-Storage | EmissionsCost | 0 | [6 empty] | 0.92456 | 0
LCP_Inputs_ON_Electric_IEA_2023_05_05 | 2022 | Hydro Pumped Storage | Storage | Electricity | PJ | Dispatch-Storage | FuelCost | 0 | [6 empty] | 0.92456 | 0
LCP_Inputs_ON_Electric_IEA_2023_05_05 | 2022 | Hydro Pumped Storage | Storage | Electricity | PJ | Dispatch-Storage | VOM | 0 | [6 empty] | 0.92456 | 0
LCP_Inputs_ON_Electric_IEA_2023_05_05 | 2022 | Hydro Pumped Storage | Storage | Electricity | QC | Dispatch-Storage | EmissionsCost | 0 | [6 empty] | 0.92456 | 0
LCP_Inputs_ON_Electric_IEA_2023_05_05 | 2022 | Hydro Pumped Storage | Storage | Electricity | QC | Dispatch-Storage | FuelCost | 0 | [6 empty] | 0.92456 | 0
LCP_Inputs_ON_Electric_IEA_2023_05_05 | 2022 | Hydro Pumped Storage | Storage | Electricity | QC | Dispatch-Storage | VOM | 0 | [6 empty] | 0.92456 | 0
LCP_Inputs_ON_Electric_IEA_2023_05_05 | 2022 | Hydro Pumped Storage | Storage | Electricity | WC | Dispatch-Storage | EmissionsCost | 0 | [6 empty] | 0.92456 | 0
LCP_Inputs_ON_Electric_IEA_2023_05_05 | 2022 | Hydro Pumped Storage | Storage | Electricity | WC | Dispatch-Storage | FuelCost | 0 | [6 empty] | 0.92456 | 0
LCP_Inputs_ON_Electric_IEA_2023_05_05 | 2022 | Hydro Pumped Storage | Storage | Electricity | WC | Dispatch-Storage | VOM | 0 | [6 empty] | 0.92456 | 0
LCP_Inputs_ON_Electric_IEA_2023_05_05 | 2022 | Nuclear | Generation | Electricity | MI | Dispatch-Generation | EmissionsCost | 0 | [6 empty] | 0.92456 | 0
LCP_Inputs_ON_Electric_IEA_2023_05_05 | 2022 | Nuclear | Generation | Electricity | MI | Dispatch-Generation | FuelCost | 0 | [6 empty] | 0.92456 | 0
LCP_Inputs_ON_Electric_IEA_2023_05_05 | 2022 | Nuclear | Generation | Electricity | MI | Dispatch-Generation | VOM | 3301336446.912 | [6 empty] | 0.92456 | 3052271123.2544
LCP_Inputs_ON_Electric_IEA_2023_05_05 | 2022 | Nuclear | Generation | Electricity | NY | Dispatch-Generation | EmissionsCost | 0 | [6 empty] | 0.92456 | 0
LCP_Inputs_ON_Electric_IEA_2023_05_05 | 2022 | Nuclear | Generation | Electricity | NY | Dispatch-Generation | FuelCost | 0 | [6 empty] | 0.92456 | 0
LCP_Inputs_ON_Electric_IEA_2023_05_05 | 2022 | Nuclear | Generation | Electricity | NY | Dispatch-Generation | VOM | 2246155230.144 | [6 empty] | 0.92456 | 2076696773.432
LCP_Inputs_ON_Electric_IEA_2023_05_05 | 2022 | Nuclear | Generation | Electricity | ON | Dispatch-Generation | EmissionsCost | 0 | [6 empty] | 0.92456 | 0
LCP_Inputs_ON_Electric_IEA_2023_05_05 | 2022 | Nuclear | Generation | Electricity | ON | Dispatch-Generation | FuelCost | 0 | [6 empty] | 0.92456 | 0
LCP_Inputs_ON_Electric_IEA_2023_05_05 | 2022 | Nuclear | Generation | Electricity | ON | Dispatch-Generation | VOM | 8790266640.96 | [6 empty] | 0.92456 | 8127095636.9823
LCP_Inputs_ON_Electric_IEA_2023_05_05 | 2022 | Nuclear | Generation | Electricity | PJ | Dispatch-Generation | EmissionsCost | 0 | [6 empty] | 0.92456 | 0
LCP_Inputs_ON_Electric_IEA_2023_05_05 | 2022 | Nuclear | Generation | Electricity | PJ | Dispatch-Generation | FuelCost | 0 | [6 empty] | 0.92456 | 0
LCP_Inputs_ON_Electric_IEA_2023_05_05 | 2022 | Nuclear | Generation | Electricity | PJ | Dispatch-Generation | VOM | 9110487814.4448 | [6 empty] | 0.92456 | 8423158112.4675
LCP_Inputs_ON_Electric_IEA_2023_05_05 | 2022 | Nuclear | Generation | Electricity | QC | Dispatch-Generation | EmissionsCost | 0 | [6 empty] | 0.92456 | 0
LCP_Inputs_ON_Electric_IEA_2023_05_05 | 2022 | Nuclear | Generation | Electricity | QC | Dispatch-Generation | FuelCost | 0 | [6 empty] | 0.92456 | 0
LCP_Inputs_ON_Electric_IEA_2023_05_05 | 2022 | Nuclear | Generation | Electricity | QC | Dispatch-Generation | VOM | 0 | [6 empty] | 0.92456 | 0
LCP_Inputs_ON_Electric_IEA_2023_05_05 | 2022 | Nuclear | Generation | Electricity | WC | Dispatch-Generation | EmissionsCost | 0 | [6 empty] | 0.92456 | 0
LCP_Inputs_ON_Electric_IEA_2023_05_05 | 2022 | Nuclear | Generation | Electricity | WC | Dispatch-Generation | FuelCost | 0 | [6 empty] | 0.92456 | 0
LCP_Inputs_ON_Electric_IEA_2023_05_05 | 2022 | Nuclear | Generation | Electricity | WC | Dispatch-Generation | VOM | 0 | [6 empty] | 0.92456 | 0
LCP_Inputs_ON_Electric_IEA_2023_05_05 | 2022 | Nuclear SMR | Generation | Electricity | MI | Dispatch-Generation | EmissionsCost | 0 | [6 empty] | 0.92456 | 0
LCP_Inputs_ON_Electric_IEA_2023_05_05 | 2022 | Nuclear SMR | Generation | Electricity | MI | Dispatch-Generation | FuelCost | 0 | [6 empty] | 0.92456 | 0
LCP_Inputs_ON_Electric_IEA_2023_05_05 | 2022 | Nuclear SMR | Generation | Electricity | MI | Dispatch-Generation | VOM | 0 | [6 empty] | 0.92456 | 0
LCP_Inputs_ON_Electric_IEA_2023_05_05 | 2022 | Nuclear SMR | Generation | Electricity | NY | Dispatch-Generation | EmissionsCost | 0 | [6 empty] | 0.92456 | 0
LCP_Inputs_ON_Electric_IEA_2023_05_05 | 2022 | Nuclear SMR | Generation | Electricity | NY | Dispatch-Generation | FuelCost | 0 | [6 empty] | 0.92456 | 0
LCP_Inputs_ON_Electric_IEA_2023_05_05 | 2022 | Nuclear SMR | Generation | Electricity | NY | Dispatch-Generation | VOM | 0 | [6 empty] | 0.92456 | 0
LCP_Inputs_ON_Electric_IEA_2023_05_05 | 2022 | Nuclear SMR | Generation | Electricity | ON | Dispatch-Generation | EmissionsCost | 0 | [6 empty] | 0.92456 | 0
LCP_Inputs_ON_Electric_IEA_2023_05_05 | 2022 | Nuclear SMR | Generation | Electricity | ON | Dispatch-Generation | FuelCost | 0 | [6 empty] | 0.92456 | 0
LCP_Inputs_ON_Electric_IEA_2023_05_05 | 2022 | Nuclear SMR | Generation | Electricity | ON | Dispatch-Generation | VOM | 0 | [6 empty] | 0.92456 | 0
LCP_Inputs_ON_Electric_IEA_2023_05_05 | 2022 | Nuclear SMR | Generation | Electricity | PJ | Dispatch-Generation | EmissionsCost | 0 | [6 empty] | 0.92456 | 0
LCP_Inputs_ON_Electric_IEA_2023_05_05 | 2022 | Nuclear SMR | Generation | Electricity | PJ | Dispatch-Generation | FuelCost | 0 | [6 empty] | 0.92456 | 0
LCP_Inputs_ON_Electric_IEA_2023_05_05 | 2022 | Nuclear SMR | Generation | Electricity | PJ | Dispatch-Generation | VOM | 0 | [6 empty] | 0.92456 | 0
LCP_Inputs_ON_Electric_IEA_2023_05_05 | 2022 | Nuclear SMR | Generation | Electricity | QC | Dispatch-Generation | EmissionsCost | 0 | [6 empty] | 0.92456 | 0
LCP_Inputs_ON_Electric_IEA_2023_05_05 | 2022 | Nuclear SMR | Generation | Electricity | QC | Dispatch-Generation | FuelCost | 0 | [6 empty] | 0.92456 | 0
LCP_Inputs_ON_Electric_IEA_2023_05_05 | 2022 | Nuclear SMR | Generation | Electricity | QC | Dispatch-Generation | VOM | 0 | [6 empty] | 0.92456 | 0
LCP_Inputs_ON_Electric_IEA_2023_05_05 | 2022 | Nuclear SMR | Generation | Electricity | WC | Dispatch-Generation | EmissionsCost | 0 | [6 empty] | 0.92456 | 0
LCP_Inputs_ON_Electric_IEA_2023_05_05 | 2022 | Nuclear SMR | Generation | Electricity | WC | Dispatch-Generation | FuelCost | 0 | [6 empty] | 0.92456 | 0
LCP_Inputs_ON_Electric_IEA_2023_05_05 | 2022 | Nuclear SMR | Generation | Electricity | WC | Dispatch-Generation | VOM | 0 | [6 empty] | 0.92456 | 0
LCP_Inputs_ON_Electric_IEA_2023_05_05 | 2022 | O/CCGT - CH4 Existing | Crossload | Electricity | MI | Dispatch-Crossload | EmissionsCost | 0 | [6 empty] | 0.92456 | 0
LCP_Inputs_ON_Electric_IEA_2023_05_05 | 2022 | O/CCGT - CH4 Existing | Crossload | Electricity | MI | Dispatch-Crossload | FuelCost | 0 | [6 empty] | 0.92456 | 0
LCP_Inputs_ON_Electric_IEA_2023_05_05 | 2022 | O/CCGT - CH4 Existing | Crossload | Electricity | MI | Dispatch-Crossload | VOM | 0 | [6 empty] | 0.92456 | 0
LCP_Inputs_ON_Electric_IEA_2023_05_05 | 2022 | O/CCGT - CH4 Existing | Crossload | Electricity | NY | Dispatch-Crossload | EmissionsCost | 0 | [6 empty] | 0.92456 | 0
LCP_Inputs_ON_Electric_IEA_2023_05_05 | 2022 | O/CCGT - CH4 Existing | Crossload | Electricity | NY | Dispatch-Crossload | FuelCost | 0 | [6 empty] | 0.92456 | 0
LCP_Inputs_ON_Electric_IEA_2023_05_05 | 2022 | O/CCGT - CH4 Existing | Crossload | Electricity | NY | Dispatch-Crossload | VOM | 0 | [6 empty] | 0.92456 | 0
LCP_Inputs_ON_Electric_IEA_2023_05_05 | 2022 | O/CCGT - CH4 Existing | Crossload | Electricity | ON | Dispatch-Crossload | EmissionsCost | 0 | [6 empty] | 0.92456 | 0
LCP_Inputs_ON_Electric_IEA_2023_05_05 | 2022 | O/CCGT - CH4 Existing | Crossload | Electricity | ON | Dispatch-Crossload | FuelCost | 0 | [6 empty] | 0.92456 | 0
LCP_Inputs_ON_Electric_IEA_2023_05_05 | 2022 | O/CCGT - CH4 Existing | Crossload | Electricity | ON | Dispatch-Crossload | VOM | 0 | [6 empty] | 0.92456 | 0
LCP_Inputs_ON_Electric_IEA_2023_05_05 | 2022 | O/CCGT - CH4 Existing | Crossload | Electricity | PJ | Dispatch-Crossload | EmissionsCost | 0 | [6 empty] | 0.92456 | 0
LCP_Inputs_ON_Electric_IEA_2023_05_05 | 2022 | O/CCGT - CH4 Existing | Crossload | Electricity | PJ | Dispatch-Crossload | FuelCost | 0 | [6 empty] | 0.92456 | 0
LCP_Inputs_ON_Electric_IEA_2023_05_05 | 2022 | O/CCGT - CH4 Existing | Crossload | Electricity | PJ | Dispatch-Crossload | VOM | 0 | [6 empty] | 0.92456 | 0
LCP_Inputs_ON_Electric_IEA_2023_05_05 | 2022 | O/CCGT - CH4 Existing | Crossload | Electricity | QC | Dispatch-Crossload | EmissionsCost | 0 | [6 empty] | 0.92456 | 0
LCP_Inputs_ON_Electric_IEA_2023_05_05 | 2022 | O/CCGT - CH4 Existing | Crossload | Electricity | QC | Dispatch-Crossload | FuelCost | 0 | [6 empty] | 0.92456 | 0
LCP_Inputs_ON_Electric_IEA_2023_05_05 | 2022 | O/CCGT - CH4 Existing | Crossload | Electricity | QC | Dispatch-Crossload | VOM | 0 | [6 empty] | 0.92456 | 0
LCP_Inputs_ON_Electric_IEA_2023_05_05 | 2022 | O/CCGT - CH4 Existing | Crossload | Electricity | WC | Dispatch-Crossload | EmissionsCost | 0 | [6 empty] | 0.92456 | 0
LCP_Inputs_ON_Electric_IEA_2023_05_05 | 2022 | O/CCGT - CH4 Existing | Crossload | Electricity | WC | Dispatch-Crossload | FuelCost | 0 | [6 empty] | 0.92456 | 0
LCP_Inputs_ON_Electric_IEA_2023_05_05 | 2022 | O/CCGT - CH4 Existing | Crossload | Electricity | WC | Dispatch-Crossload | VOM | 0 | [6 empty] | 0.92456 | 0
LCP_Inputs_ON_Electric_IEA_2023_05_05 | 2022 | O/CCGT - CH4 New | Crossload | Electricity | MI | Dispatch-Crossload | EmissionsCost | 0 | [6 empty] | 0.92456 | 0
LCP_Inputs_ON_Electric_IEA_2023_05_05 | 2022 | O/CCGT - CH4 New | Crossload | Electricity | MI | Dispatch-Crossload | FuelCost | 0 | [6 empty] | 0.92456 | 0
LCP_Inputs_ON_Electric_IEA_2023_05_05 | 2022 | O/CCGT - CH4 New | Crossload | Electricity | MI | Dispatch-Crossload | VOM | 0 | [6 empty] | 0.92456 | 0
LCP_Inputs_ON_Electric_IEA_2023_05_05 | 2022 | O/CCGT - CH4 New | Crossload | Electricity | NY | Dispatch-Crossload | EmissionsCost | 0 | [6 empty] | 0.92456 | 0
LCP_Inputs_ON_Electric_IEA_2023_05_05 | 2022 | O/CCGT - CH4 New | Crossload | Electricity | NY | Dispatch-Crossload | FuelCost | 0 | [6 empty] | 0.92456 | 0
LCP_Inputs_ON_Electric_IEA_2023_05_05 | 2022 | O/CCGT - CH4 New | Crossload | Electricity | NY | Dispatch-Crossload | VOM | 0 | [6 empty] | 0.92456 | 0
LCP_Inputs_ON_Electric_IEA_2023_05_05 | 2022 | O/CCGT - CH4 New | Crossload | Electricity | ON | Dispatch-Crossload | EmissionsCost | 0 | [6 empty] | 0.92456 | 0
LCP_Inputs_ON_Electric_IEA_2023_05_05 | 2022 | O/CCGT - CH4 New | Crossload | Electricity | ON | Dispatch-Crossload | FuelCost | 0 | [6 empty] | 0.92456 | 0
LCP_Inputs_ON_Electric_IEA_2023_05_05 | 2022 | O/CCGT - CH4 New | Crossload | Electricity | ON | Dispatch-Crossload | VOM | 0 | [6 empty] | 0.92456 | 0
LCP_Inputs_ON_Electric_IEA_2023_05_05 | 2022 | O/CCGT - CH4 New | Crossload | Electricity | PJ | Dispatch-Crossload | EmissionsCost | 0 | [6 empty] | 0.92456 | 0
LCP_Inputs_ON_Electric_IEA_2023_05_05 | 2022 | O/CCGT - CH4 New | Crossload | Electricity | PJ | Dispatch-Crossload | FuelCost | 0 | [6 empty] | 0.92456 | 0
LCP_Inputs_ON_Electric_IEA_2023_05_05 | 2022 | O/CCGT - CH4 New | Crossload | Electricity | PJ | Dispatch-Crossload | VOM | 0 | [6 empty] | 0.92456 | 0
LCP_Inputs_ON_Electric_IEA_2023_05_05 | 2022 | O/CCGT - CH4 New | Crossload | Electricity | QC | Dispatch-Crossload | EmissionsCost | 0 | [6 empty] | 0.92456 | 0
LCP_Inputs_ON_Electric_IEA_2023_05_05 | 2022 | O/CCGT - CH4 New | Crossload | Electricity | QC | Dispatch-Crossload | FuelCost | 0 | [6 empty] | 0.92456 | 0
LCP_Inputs_ON_Electric_IEA_2023_05_05 | 2022 | O/CCGT - CH4 New | Crossload | Electricity | QC | Dispatch-Crossload | VOM | 0 | [6 empty] | 0.92456 | 0
LCP_Inputs_ON_Electric_IEA_2023_05_05 | 2022 | O/CCGT - CH4 New | Crossload | Electricity | WC | Dispatch-Crossload | EmissionsCost | 0 | [6 empty] | 0.92456 | 0
LCP_Inputs_ON_Electric_IEA_2023_05_05 | 2022 | O/CCGT - CH4 New | Crossload | Electricity | WC | Dispatch-Crossload | FuelCost | 0 | [6 empty] | 0.92456 | 0
LCP_Inputs_ON_Electric_IEA_2023_05_05 | 2022 | O/CCGT - CH4 New | Crossload | Electricity | WC | Dispatch-Crossload | VOM | 0 | [6 empty] | 0.92456 | 0
LCP_Inputs_ON_Electric_IEA_2023_05_05 | 2022 | O/CCGT - H2 New | Crossload | Electricity | MI | Dispatch-Crossload | EmissionsCost | 0 | [6 empty] | 0.92456 | 0
LCP_Inputs_ON_Electric_IEA_2023_05_05 | 2022 | O/CCGT - H2 New | Crossload | Electricity | MI | Dispatch-Crossload | FuelCost | 0 | [6 empty] | 0.92456 | 0
LCP_Inputs_ON_Electric_IEA_2023_05_05 | 2022 | O/CCGT - H2 New | Crossload | Electricity | MI | Dispatch-Crossload | VOM | 0 | [6 empty] | 0.92456 | 0
LCP_Inputs_ON_Electric_IEA_2023_05_05 | 2022 | O/CCGT - H2 New | Crossload | Electricity | NY | Dispatch-Crossload | EmissionsCost | 0 | [6 empty] | 0.92456 | 0
LCP_Inputs_ON_Electric_IEA_2023_05_05 | 2022 | O/CCGT - H2 New | Crossload | Electricity | NY | Dispatch-Crossload | FuelCost | 0 | [6 empty] | 0.92456 | 0
LCP_Inputs_ON_Electric_IEA_2023_05_05 | 2022 | O/CCGT - H2 New | Crossload | Electricity | NY | Dispatch-Crossload | VOM | 0 | [6 empty] | 0.92456 | 0
LCP_Inputs_ON_Electric_IEA_2023_05_05 | 2022 | O/CCGT - H2 New | Crossload | Electricity | ON | Dispatch-Crossload | EmissionsCost | 0 | [6 empty] | 0.92456 | 0
LCP_Inputs_ON_Electric_IEA_2023_05_05 | 2022 | O/CCGT - H2 New | Crossload | Electricity | ON | Dispatch-Crossload | FuelCost | 0 | [6 empty] | 0.92456 | 0
LCP_Inputs_ON_Electric_IEA_2023_05_05 | 2022 | O/CCGT - H2 New | Crossload | Electricity | ON | Dispatch-Crossload | VOM | 0 | [6 empty] | 0.92456 | 0
LCP_Inputs_ON_Electric_IEA_2023_05_05 | 2022 | O/CCGT - H2 New | Crossload | Electricity | PJ | Dispatch-Crossload | EmissionsCost | 0 | [6 empty] | 0.92456 | 0
LCP_Inputs_ON_Electric_IEA_2023_05_05 | 2022 | O/CCGT - H2 New | Crossload | Electricity | PJ | Dispatch-Crossload | FuelCost | 0 | [6 empty] | 0.92456 | 0
LCP_Inputs_ON_Electric_IEA_2023_05_05 | 2022 | O/CCGT - H2 New | Crossload | Electricity | PJ | Dispatch-Crossload | VOM | 0 | [6 empty] | 0.92456 | 0
LCP_Inputs_ON_Electric_IEA_2023_05_05 | 2022 | O/CCGT - H2 New | Crossload | Electricity | QC | Dispatch-Crossload | EmissionsCost | 0 | [6 empty] | 0.92456 | 0
LCP_Inputs_ON_Electric_IEA_2023_05_05 | 2022 | O/CCGT - H2 New | Crossload | Electricity | QC | Dispatch-Crossload | FuelCost | 0 | [6 empty] | 0.92456 | 0
LCP_Inputs_ON_Electric_IEA_2023_05_05 | 2022 | O/CCGT - H2 New | Crossload | Electricity | QC | Dispatch-Crossload | VOM | 0 | [6 empty] | 0.92456 | 0
LCP_Inputs_ON_Electric_IEA_2023_05_05 | 2022 | O/CCGT - H2 New | Crossload | Electricity | WC | Dispatch-Crossload | EmissionsCost | 0 | [6 empty] | 0.92456 | 0
LCP_Inputs_ON_Electric_IEA_2023_05_05 | 2022 | O/CCGT - H2 New | Crossload | Electricity | WC | Dispatch-Crossload | FuelCost | 0 | [6 empty] | 0.92456 | 0
LCP_Inputs_ON_Electric_IEA_2023_05_05 | 2022 | O/CCGT - H2 New | Crossload | Electricity | WC | Dispatch-Crossload | VOM | 0 | [6 empty] | 0.92456 | 0
LCP_Inputs_ON_Electric_IEA_2023_05_05 | 2022 | SMR CCS | Generation | Hydrogen | MI | Dispatch-Generation | EmissionsCost | 0 | [6 empty] | 0.92456 | 0
LCP_Inputs_ON_Electric_IEA_2023_05_05 | 2022 | SMR CCS | Generation | Hydrogen | MI | Dispatch-Generation | FuelCost | 0 | [6 empty] | 0.92456 | 0
LCP_Inputs_ON_Electric_IEA_2023_05_05 | 2022 | SMR CCS | Generation | Hydrogen | MI | Dispatch-Generation | VOM | 0 | [6 empty] | 0.92456 | 0
LCP_Inputs_ON_Electric_IEA_2023_05_05 | 2022 | SMR CCS | Generation | Hydrogen | NY | Dispatch-Generation | EmissionsCost | 0 | [6 empty] | 0.92456 | 0
LCP_Inputs_ON_Electric_IEA_2023_05_05 | 2022 | SMR CCS | Generation | Hydrogen | NY | Dispatch-Generation | FuelCost | 0 | [6 empty] | 0.92456 | 0
LCP_Inputs_ON_Electric_IEA_2023_05_05 | 2022 | SMR CCS | Generation | Hydrogen | NY | Dispatch-Generation | VOM | 0 | [6 empty] | 0.92456 | 0
LCP_Inputs_ON_Electric_IEA_2023_05_05 | 2022 | SMR CCS | Generation | Hydrogen | ON | Dispatch-Generation | EmissionsCost | 0 | [6 empty] | 0.92456 | 0
LCP_Inputs_ON_Electric_IEA_2023_05_05 | 2022 | SMR CCS | Generation | Hydrogen | ON | Dispatch-Generation | FuelCost | 0 | [6 empty] | 0.92456 | 0
LCP_Inputs_ON_Electric_IEA_2023_05_05 | 2022 | SMR CCS | Generation | Hydrogen | ON | Dispatch-Generation | VOM | 0 | [6 empty] | 0.92456 | 0
LCP_Inputs_ON_Electric_IEA_2023_05_05 | 2022 | SMR CCS | Generation | Hydrogen | PJ | Dispatch-Generation | EmissionsCost | 0 | [6 empty] | 0.92456 | 0
LCP_Inputs_ON_Electric_IEA_2023_05_05 | 2022 | SMR CCS | Generation | Hydrogen | PJ | Dispatch-Generation | FuelCost | 0 | [6 empty] | 0.92456 | 0
LCP_Inputs_ON_Electric_IEA_2023_05_05 | 2022 | SMR CCS | Generation | Hydrogen | PJ | Dispatch-Generation | VOM | 0 | [6 empty] | 0.92456 | 0
LCP_Inputs_ON_Electric_IEA_2023_05_05 | 2022 | SMR CCS | Generation | Hydrogen | QC | Dispatch-Generation | EmissionsCost | 0 | [6 empty] | 0.92456 | 0
LCP_Inputs_ON_Electric_IEA_2023_05_05 | 2022 | SMR CCS | Generation | Hydrogen | QC | Dispatch-Generation | FuelCost | 0 | [6 empty] | 0.92456 | 0
LCP_Inputs_ON_Electric_IEA_2023_05_05 | 2022 | SMR CCS | Generation | Hydrogen | QC | Dispatch-Generation | VOM | 0 | [6 empty] | 0.92456 | 0
LCP_Inputs_ON_Electric_IEA_2023_05_05 | 2022 | SMR CCS | Generation | Hydrogen | WC | Dispatch-Generation | EmissionsCost | 0 | [6 empty] | 0.92456 | 0
LCP_Inputs_ON_Electric_IEA_2023_05_05 | 2022 | SMR CCS | Generation | Hydrogen | WC | Dispatch-Generation | FuelCost | 0 | [6 empty] | 0.92456 | 0
LCP_Inputs_ON_Electric_IEA_2023_05_05 | 2022 | SMR CCS | Generation | Hydrogen | WC | Dispatch-Generation | VOM | 0 | [6 empty] | 0.92456 | 0
LCP_Inputs_ON_Electric_IEA_2023_05_05 | 2022 | Solar PV | Generation | Electricity | MI | Dispatch-Generation | EmissionsCost | 0 | [6 empty] | 0.92456 | 0
LCP_Inputs_ON_Electric_IEA_2023_05_05 | 2022 | Solar PV | Generation | Electricity | MI | Dispatch-Generation | FuelCost | 0 | [6 empty] | 0.92456 | 0
LCP_Inputs_ON_Electric_IEA_2023_05_05 | 2022 | Solar PV | Generation | Electricity | MI | Dispatch-Generation | VOM | 0 | [6 empty] | 0.92456 | 0
LCP_Inputs_ON_Electric_IEA_2023_05_05 | 2022 | Solar PV | Generation | Electricity | NY | Dispatch-Generation | EmissionsCost | 0 | [6 empty] | 0.92456 | 0
LCP_Inputs_ON_Electric_IEA_2023_05_05 | 2022 | Solar PV | Generation | Electricity | NY | Dispatch-Generation | FuelCost | 0 | [6 empty] | 0.92456 | 0
LCP_Inputs_ON_Electric_IEA_2023_05_05 | 2022 | Solar PV | Generation | Electricity | NY | Dispatch-Generation | VOM | 0 | [6 empty] | 0.92456 | 0
LCP_Inputs_ON_Electric_IEA_2023_05_05 | 2022 | Solar PV | Generation | Electricity | ON | Dispatch-Generation | EmissionsCost | 0 | [6 empty] | 0.92456 | 0
LCP_Inputs_ON_Electric_IEA_2023_05_05 | 2022 | Solar PV | Generation | Electricity | ON | Dispatch-Generation | FuelCost | 0 | [6 empty] | 0.92456 | 0
LCP_Inputs_ON_Electric_IEA_2023_05_05 | 2022 | Solar PV | Generation | Electricity | ON | Dispatch-Generation | VOM | 0 | [6 empty] | 0.92456 | 0
LCP_Inputs_ON_Electric_IEA_2023_05_05 | 2022 | Solar PV | Generation | Electricity | PJ | Dispatch-Generation | EmissionsCost | 0 | [6 empty] | 0.92456 | 0
LCP_Inputs_ON_Electric_IEA_2023_05_05 | 2022 | Solar PV | Generation | Electricity | PJ | Dispatch-Generation | FuelCost | 0 | [6 empty] | 0.92456 | 0
LCP_Inputs_ON_Electric_IEA_2023_05_05 | 2022 | Solar PV | Generation | Electricity | PJ | Dispatch-Generation | VOM | 0 | [6 empty] | 0.92456 | 0
LCP_Inputs_ON_Electric_IEA_2023_05_05 | 2022 | Solar PV | Generation | Electricity | QC | Dispatch-Generation | EmissionsCost | 0 | [6 empty] | 0.92456 | 0
LCP_Inputs_ON_Electric_IEA_2023_05_05 | 2022 | Solar PV | Generation | Electricity | QC | Dispatch-Generation | FuelCost | 0 | [6 empty] | 0.92456 | 0
LCP_Inputs_ON_Electric_IEA_2023_05_05 | 2022 | Solar PV | Generation | Electricity | QC | Dispatch-Generation | VOM | 0 | [6 empty] | 0.92456 | 0
LCP_Inputs_ON_Electric_IEA_2023_05_05 | 2022 | Solar PV | Generation | Electricity | WC | Dispatch-Generation | EmissionsCost | 0 | [6 empty] | 0.92456 | 0
LCP_Inputs_ON_Electric_IEA_2023_05_05 | 2022 | Solar PV | Generation | Electricity | WC | Dispatch-Generation | FuelCost | 0 | [6 empty] | 0.92456 | 0
LCP_Inputs_ON_Electric_IEA_2023_05_05 | 2022 | Solar PV | Generation | Electricity | WC | Dispatch-Generation | VOM | 0 | [6 empty] | 0.92456 | 0
LCP_Inputs_ON_Electric_IEA_2023_05_05 | 2022 | Wind Offshore | Generation | Electricity | MI | Dispatch-Generation | EmissionsCost | 0 | [6 empty] | 0.92456 | 0
LCP_Inputs_ON_Electric_IEA_2023_05_05 | 2022 | Wind Offshore | Generation | Electricity | MI | Dispatch-Generation | FuelCost | 0 | [6 empty] | 0.92456 | 0
LCP_Inputs_ON_Electric_IEA_2023_05_05 | 2022 | Wind Offshore | Generation | Electricity | MI | Dispatch-Generation | VOM | 0 | [6 empty] | 0.92456 | 0
LCP_Inputs_ON_Electric_IEA_2023_05_05 | 2022 | Wind Offshore | Generation | Electricity | NY | Dispatch-Generation | EmissionsCost | 0 | [6 empty] | 0.92456 | 0
LCP_Inputs_ON_Electric_IEA_2023_05_05 | 2022 | Wind Offshore | Generation | Electricity | NY | Dispatch-Generation | FuelCost | 0 | [6 empty] | 0.92456 | 0
LCP_Inputs_ON_Electric_IEA_2023_05_05 | 2022 | Wind Offshore | Generation | Electricity | NY | Dispatch-Generation | VOM | 0 | [6 empty] | 0.92456 | 0
LCP_Inputs_ON_Electric_IEA_2023_05_05 | 2022 | Wind Offshore | Generation | Electricity | ON | Dispatch-Generation | EmissionsCost | 0 | [6 empty] | 0.92456 | 0
LCP_Inputs_ON_Electric_IEA_2023_05_05 | 2022 | Wind Offshore | Generation | Electricity | ON | Dispatch-Generation | FuelCost | 0 | [6 empty] | 0.92456 | 0
LCP_Inputs_ON_Electric_IEA_2023_05_05 | 2022 | Wind Offshore | Generation | Electricity | ON | Dispatch-Generation | VOM | 0 | [6 empty] | 0.92456 | 0
LCP_Inputs_ON_Electric_IEA_2023_05_05 | 2022 | Wind Offshore | Generation | Electricity | PJ | Dispatch-Generation | EmissionsCost | 0 | [6 empty] | 0.92456 | 0
LCP_Inputs_ON_Electric_IEA_2023_05_05 | 2022 | Wind Offshore | Generation | Electricity | PJ | Dispatch-Generation | FuelCost | 0 | [6 empty] | 0.92456 | 0
LCP_Inputs_ON_Electric_IEA_2023_05_05 | 2022 | Wind Offshore | Generation | Electricity | PJ | Dispatch-Generation | VOM | 0 | [6 empty] | 0.92456 | 0
LCP_Inputs_ON_Electric_IEA_2023_05_05 | 2022 | Wind Offshore | Generation | Electricity | QC | Dispatch-Generation | EmissionsCost | 0 | [6 empty] | 0.92456 | 0
LCP_Inputs_ON_Electric_IEA_2023_05_05 | 2022 | Wind Offshore | Generation | Electricity | QC | Dispatch-Generation | FuelCost | 0 | [6 empty] | 0.92456 | 0
LCP_Inputs_ON_Electric_IEA_2023_05_05 | 2022 | Wind Offshore | Generation | Electricity | QC | Dispatch-Generation | VOM | 0 | [6 empty] | 0.92456 | 0
LCP_Inputs_ON_Electric_IEA_2023_05_05 | 2022 | Wind Offshore | Generation | Electricity | WC | Dispatch-Generation | EmissionsCost | 0 | [6 empty] | 0.92456 | 0
LCP_Inputs_ON_Electric_IEA_2023_05_05 | 2022 | Wind Offshore | Generation | Electricity | WC | Dispatch-Generation | FuelCost | 0 | [6 empty] | 0.92456 | 0
LCP_Inputs_ON_Electric_IEA_2023_05_05 | 2022 | Wind Offshore | Generation | Electricity | WC | Dispatch-Generation | VOM | 0 | [6 empty] | 0.92456 | 0
LCP_Inputs_ON_Electric_IEA_2023_05_05 | 2022 | Wind Onshore | Generation | Electricity | MI | Dispatch-Generation | EmissionsCost | 0 | [6 empty] | 0.92456 | 0
LCP_Inputs_ON_Electric_IEA_2023_05_05 | 2022 | Wind Onshore | Generation | Electricity | MI | Dispatch-Generation | FuelCost | 0 | [6 empty] | 0.92456 | 0
LCP_Inputs_ON_Electric_IEA_2023_05_05 | 2022 | Wind Onshore | Generation | Electricity | MI | Dispatch-Generation | VOM | 0 | [6 empty] | 0.92456 | 0
LCP_Inputs_ON_Electric_IEA_2023_05_05 | 2022 | Wind Onshore | Generation | Electricity | NY | Dispatch-Generation | EmissionsCost | 0 | [6 empty] | 0.92456 | 0
LCP_Inputs_ON_Electric_IEA_2023_05_05 | 2022 | Wind Onshore | Generation | Electricity | NY | Dispatch-Generation | FuelCost | 0 | [6 empty] | 0.92456 | 0
LCP_Inputs_ON_Electric_IEA_2023_05_05 | 2022 | Wind Onshore | Generation | Electricity | NY | Dispatch-Generation | VOM | 0 | [6 empty] | 0.92456 | 0
LCP_Inputs_ON_Electric_IEA_2023_05_05 | 2022 | Wind Onshore | Generation | Electricity | ON | Dispatch-Generation | EmissionsCost | 0 | [6 empty] | 0.92456 | 0
LCP_Inputs_ON_Electric_IEA_2023_05_05 | 2022 | Wind Onshore | Generation | Electricity | ON | Dispatch-Generation | FuelCost | 0 | [6 empty] | 0.92456 | 0
LCP_Inputs_ON_Electric_IEA_2023_05_05 | 2022 | Wind Onshore | Generation | Electricity | ON | Dispatch-Generation | VOM | 0 | [6 empty] | 0.92456 | 0
LCP_Inputs_ON_Electric_IEA_2023_05_05 | 2022 | Wind Onshore | Generation | Electricity | PJ | Dispatch-Generation | EmissionsCost | 0 | [6 empty] | 0.92456 | 0
LCP_Inputs_ON_Electric_IEA_2023_05_05 | 2022 | Wind Onshore | Generation | Electricity | PJ | Dispatch-Generation | FuelCost | 0 | [6 empty] | 0.92456 | 0
LCP_Inputs_ON_Electric_IEA_2023_05_05 | 2022 | Wind Onshore | Generation | Electricity | PJ | Dispatch-Generation | VOM | 0 | [6 empty] | 0.92456 | 0
LCP_Inputs_ON_Electric_IEA_2023_05_05 | 2022 | Wind Onshore | Generation | Electricity | QC | Dispatch-Generation | EmissionsCost | 0 | [6 empty] | 0.92456 | 0
LCP_Inputs_ON_Electric_IEA_2023_05_05 | 2022 | Wind Onshore | Generation | Electricity | QC | Dispatch-Generation | FuelCost | 0 | [6 empty] | 0.92456 | 0
LCP_Inputs_ON_Electric_IEA_2023_05_05 | 2022 | Wind Onshore | Generation | Electricity | QC | Dispatch-Generation | VOM | 0 | [6 empty] | 0.92456 | 0
LCP_Inputs_ON_Electric_IEA_2023_05_05 | 2022 | Wind Onshore | Generation | Electricity | WC | Dispatch-Generation | EmissionsCost | 0 | [6 empty] | 0.92456 | 0
LCP_Inputs_ON_Electric_IEA_2023_05_05 | 2022 | Wind Onshore | Generation | Electricity | WC | Dispatch-Generation | FuelCost | 0 | [6 empty] | 0.92456 | 0
LCP_Inputs_ON_Electric_IEA_2023_05_05 | 2022 | Wind Onshore | Generation | Electricity | WC | Dispatch-Generation | VOM | 0 | [6 empty] | 0.92456 | 0
LCP_Inputs_ON_Electric_IEA_2023_05_05 | 2023 | Anaerobic Digestion | Generation | Methane | MI | Dispatch-Generation | EmissionsCost | 0 | [6 empty] | 0.889 | 0
LCP_Inputs_ON_Electric_IEA_2023_05_05 | 2023 | Anaerobic Digestion | Generation | Methane | MI | Dispatch-Generation | FuelCost | 0 | [6 empty] | 0.889 | 0
LCP_Inputs_ON_Electric_IEA_2023_05_05 | 2023 | Anaerobic Digestion | Generation | Methane | MI | Dispatch-Generation | VOM | 0 | [6 empty] | 0.889 | 0
LCP_Inputs_ON_Electric_IEA_2023_05_05 | 2023 | Anaerobic Digestion | Generation | Methane | NY | Dispatch-Generation | EmissionsCost | 0 | [6 empty] | 0.889 | 0
LCP_Inputs_ON_Electric_IEA_2023_05_05 | 2023 | Anaerobic Digestion | Generation | Methane | NY | Dispatch-Generation | FuelCost | 0 | [6 empty] | 0.889 | 0
LCP_Inputs_ON_Electric_IEA_2023_05_05 | 2023 | Anaerobic Digestion | Generation | Methane | NY | Dispatch-Generation | VOM | 0 | [6 empty] | 0.889 | 0
LCP_Inputs_ON_Electric_IEA_2023_05_05 | 2023 | Anaerobic Digestion | Generation | Methane | ON | Dispatch-Generation | EmissionsCost | 0 | [6 empty] | 0.889 | 0
LCP_Inputs_ON_Electric_IEA_2023_05_05 | 2023 | Anaerobic Digestion | Generation | Methane | ON | Dispatch-Generation | FuelCost | 0 | [6 empty] | 0.889 | 0
LCP_Inputs_ON_Electric_IEA_2023_05_05 | 2023 | Anaerobic Digestion | Generation | Methane | ON | Dispatch-Generation | VOM | 0 | [6 empty] | 0.889 | 0
LCP_Inputs_ON_Electric_IEA_2023_05_05 | 2023 | Anaerobic Digestion | Generation | Methane | PJ | Dispatch-Generation | EmissionsCost | 0 | [6 empty] | 0.889 | 0
LCP_Inputs_ON_Electric_IEA_2023_05_05 | 2023 | Anaerobic Digestion | Generation | Methane | PJ | Dispatch-Generation | FuelCost | 0 | [6 empty] | 0.889 | 0
LCP_Inputs_ON_Electric_IEA_2023_05_05 | 2023 | Anaerobic Digestion | Generation | Methane | PJ | Dispatch-Generation | VOM | 0 | [6 empty] | 0.889 | 0
LCP_Inputs_ON_Electric_IEA_2023_05_05 | 2023 | Anaerobic Digestion | Generation | Methane | QC | Dispatch-Generation | EmissionsCost | 0 | [6 empty] | 0.889 | 0
LCP_Inputs_ON_Electric_IEA_2023_05_05 | 2023 | Anaerobic Digestion | Generation | Methane | QC | Dispatch-Generation | FuelCost | 0 | [6 empty] | 0.889 | 0
LCP_Inputs_ON_Electric_IEA_2023_05_05 | 2023 | Anaerobic Digestion | Generation | Methane | QC | Dispatch-Generation | VOM | 0 | [6 empty] | 0.889 | 0
LCP_Inputs_ON_Electric_IEA_2023_05_05 | 2023 | Anaerobic Digestion | Generation | Methane | WC | Dispatch-Generation | EmissionsCost | 0 | [6 empty] | 0.889 | 0
LCP_Inputs_ON_Electric_IEA_2023_05_05 | 2023 | Anaerobic Digestion | Generation | Methane | WC | Dispatch-Generation | FuelCost | 0 | [6 empty] | 0.889 | 0
LCP_Inputs_ON_Electric_IEA_2023_05_05 | 2023 | Anaerobic Digestion | Generation | Methane | WC | Dispatch-Generation | VOM | 0 | [6 empty] | 0.889 | 0
LCP_Inputs_ON_Electric_IEA_2023_05_05 | 2023 | Battery Storage | Storage | Electricity | MI | Dispatch-Storage | EmissionsCost | 0 | [6 empty] | 0.889 | 0
LCP_Inputs_ON_Electric_IEA_2023_05_05 | 2023 | Battery Storage | Storage | Electricity | MI | Dispatch-Storage | FuelCost | 0 | [6 empty] | 0.889 | 0
LCP_Inputs_ON_Electric_IEA_2023_05_05 | 2023 | Battery Storage | Storage | Electricity | MI | Dispatch-Storage | VOM | 0 | [6 empty] | 0.889 | 0
LCP_Inputs_ON_Electric_IEA_2023_05_05 | 2023 | Battery Storage | Storage | Electricity | NY | Dispatch-Storage | EmissionsCost | 0 | [6 empty] | 0.889 | 0
LCP_Inputs_ON_Electric_IEA_2023_05_05 | 2023 | Battery Storage | Storage | Electricity | NY | Dispatch-Storage | FuelCost | 0 | [6 empty] | 0.889 | 0
LCP_Inputs_ON_Electric_IEA_2023_05_05 | 2023 | Battery Storage | Storage | Electricity | NY | Dispatch-Storage | VOM | 0 | [6 empty] | 0.889 | 0
LCP_Inputs_ON_Electric_IEA_2023_05_05 | 2023 | Battery Storage | Storage | Electricity | ON | Dispatch-Storage | EmissionsCost | 0 | [6 empty] | 0.889 | 0
LCP_Inputs_ON_Electric_IEA_2023_05_05 | 2023 | Battery Storage | Storage | Electricity | ON | Dispatch-Storage | FuelCost | 0 | [6 empty] | 0.889 | 0
LCP_Inputs_ON_Electric_IEA_2023_05_05 | 2023 | Battery Storage | Storage | Electricity | ON | Dispatch-Storage | VOM | 0 | [6 empty] | 0.889 | 0
LCP_Inputs_ON_Electric_IEA_2023_05_05 | 2023 | Battery Storage | Storage | Electricity | PJ | Dispatch-Storage | EmissionsCost | 0 | [6 empty] | 0.889 | 0
LCP_Inputs_ON_Electric_IEA_2023_05_05 | 2023 | Battery Storage | Storage | Electricity | PJ | Dispatch-Storage | FuelCost | 0 | [6 empty] | 0.889 | 0
LCP_Inputs_ON_Electric_IEA_2023_05_05 | 2023 | Battery Storage | Storage | Electricity | PJ | Dispatch-Storage | VOM | 0 | [6 empty] | 0.889 | 0
LCP_Inputs_ON_Electric_IEA_2023_05_05 | 2023 | Battery Storage | Storage | Electricity | QC | Dispatch-Storage | EmissionsCost | 0 | [6 empty] | 0.889 | 0
LCP_Inputs_ON_Electric_IEA_2023_05_05 | 2023 | Battery Storage | Storage | Electricity | QC | Dispatch-Storage | FuelCost | 0 | [6 empty] | 0.889 | 0
LCP_Inputs_ON_Electric_IEA_2023_05_05 | 2023 | Battery Storage | Storage | Electricity | QC | Dispatch-Storage | VOM | 0 | [6 empty] | 0.889 | 0
LCP_Inputs_ON_Electric_IEA_2023_05_05 | 2023 | Battery Storage | Storage | Electricity | WC | Dispatch-Storage | EmissionsCost | 0 | [6 empty] | 0.889 | 0
LCP_Inputs_ON_Electric_IEA_2023_05_05 | 2023 | Battery Storage | Storage | Electricity | WC | Dispatch-Storage | FuelCost | 0 | [6 empty] | 0.889 | 0
LCP_Inputs_ON_Electric_IEA_2023_05_05 | 2023 | Battery Storage | Storage | Electricity | WC | Dispatch-Storage | VOM | 0 | [6 empty] | 0.889 | 0
LCP_Inputs_ON_Electric_IEA_2023_05_05 | 2023 | Biomass | Generation | Electricity | MI | Dispatch-Generation | EmissionsCost | 0 | [6 empty] | 0.889 | 0
LCP_Inputs_ON_Electric_IEA_2023_05_05 | 2023 | Biomass | Generation | Electricity | MI | Dispatch-Generation | FuelCost | 0 | [6 empty] | 0.889 | 0
LCP_Inputs_ON_Electric_IEA_2023_05_05 | 2023 | Biomass | Generation | Electricity | MI | Dispatch-Generation | VOM | 0 | [6 empty] | 0.889 | 0
LCP_Inputs_ON_Electric_IEA_2023_05_05 | 2023 | Biomass | Generation | Electricity | NY | Dispatch-Generation | EmissionsCost | 0 | [6 empty] | 0.889 | 0
LCP_Inputs_ON_Electric_IEA_2023_05_05 | 2023 | Biomass | Generation | Electricity | NY | Dispatch-Generation | FuelCost | 0 | [6 empty] | 0.889 | 0
LCP_Inputs_ON_Electric_IEA_2023_05_05 | 2023 | Biomass | Generation | Electricity | NY | Dispatch-Generation | VOM | 0 | [6 empty] | 0.889 | 0
LCP_Inputs_ON_Electric_IEA_2023_05_05 | 2023 | Biomass | Generation | Electricity | ON | Dispatch-Generation | EmissionsCost | 0 | [6 empty] | 0.889 | 0
LCP_Inputs_ON_Electric_IEA_2023_05_05 | 2023 | Biomass | Generation | Electricity | ON | Dispatch-Generation | FuelCost | 0 | [6 empty] | 0.889 | 0
LCP_Inputs_ON_Electric_IEA_2023_05_05 | 2023 | Biomass | Generation | Electricity | ON | Dispatch-Generation | VOM | 0 | [6 empty] | 0.889 | 0
LCP_Inputs_ON_Electric_IEA_2023_05_05 | 2023 | Biomass | Generation | Electricity | PJ | Dispatch-Generation | EmissionsCost | 0 | [6 empty] | 0.889 | 0
LCP_Inputs_ON_Electric_IEA_2023_05_05 | 2023 | Biomass | Generation | Electricity | PJ | Dispatch-Generation | FuelCost | 0 | [6 empty] | 0.889 | 0
LCP_Inputs_ON_Electric_IEA_2023_05_05 | 2023 | Biomass | Generation | Electricity | PJ | Dispatch-Generation | VOM | 0 | [6 empty] | 0.889 | 0
LCP_Inputs_ON_Electric_IEA_2023_05_05 | 2023 | Biomass | Generation | Electricity | QC | Dispatch-Generation | EmissionsCost | 0 | [6 empty] | 0.889 | 0
LCP_Inputs_ON_Electric_IEA_2023_05_05 | 2023 | Biomass | Generation | Electricity | QC | Dispatch-Generation | FuelCost | 0 | [6 empty] | 0.889 | 0
LCP_Inputs_ON_Electric_IEA_2023_05_05 | 2023 | Biomass | Generation | Electricity | QC | Dispatch-Generation | VOM | 0 | [6 empty] | 0.889 | 0
LCP_Inputs_ON_Electric_IEA_2023_05_05 | 2023 | Biomass | Generation | Electricity | WC | Dispatch-Generation | EmissionsCost | 0 | [6 empty] | 0.889 | 0
LCP_Inputs_ON_Electric_IEA_2023_05_05 | 2023 | Biomass | Generation | Electricity | WC | Dispatch-Generation | FuelCost | 0 | [6 empty] | 0.889 | 0
LCP_Inputs_ON_Electric_IEA_2023_05_05 | 2023 | Biomass | Generation | Electricity | WC | Dispatch-Generation | VOM | 0 | [6 empty] | 0.889 | 0
LCP_Inputs_ON_Electric_IEA_2023_05_05 | 2023 | Biomass + CCS | Generation | Electricity | MI | Dispatch-Generation | EmissionsCost | 0 | [6 empty] | 0.889 | 0
LCP_Inputs_ON_Electric_IEA_2023_05_05 | 2023 | Biomass + CCS | Generation | Electricity | MI | Dispatch-Generation | FuelCost | 0 | [6 empty] | 0.889 | 0
LCP_Inputs_ON_Electric_IEA_2023_05_05 | 2023 | Biomass + CCS | Generation | Electricity | MI | Dispatch-Generation | VOM | 0 | [6 empty] | 0.889 | 0
LCP_Inputs_ON_Electric_IEA_2023_05_05 | 2023 | Biomass + CCS | Generation | Electricity | NY | Dispatch-Generation | EmissionsCost | 0 | [6 empty] | 0.889 | 0
LCP_Inputs_ON_Electric_IEA_2023_05_05 | 2023 | Biomass + CCS | Generation | Electricity | NY | Dispatch-Generation | FuelCost | 0 | [6 empty] | 0.889 | 0
LCP_Inputs_ON_Electric_IEA_2023_05_05 | 2023 | Biomass + CCS | Generation | Electricity | NY | Dispatch-Generation | VOM | 0 | [6 empty] | 0.889 | 0
LCP_Inputs_ON_Electric_IEA_2023_05_05 | 2023 | Biomass + CCS | Generation | Electricity | ON | Dispatch-Generation | EmissionsCost | 0 | [6 empty] | 0.889 | 0
LCP_Inputs_ON_Electric_IEA_2023_05_05 | 2023 | Biomass + CCS | Generation | Electricity | ON | Dispatch-Generation | FuelCost | 0 | [6 empty] | 0.889 | 0
LCP_Inputs_ON_Electric_IEA_2023_05_05 | 2023 | Biomass + CCS | Generation | Electricity | ON | Dispatch-Generation | VOM | 0 | [6 empty] | 0.889 | 0
LCP_Inputs_ON_Electric_IEA_2023_05_05 | 2023 | Biomass + CCS | Generation | Electricity | PJ | Dispatch-Generation | EmissionsCost | 0 | [6 empty] | 0.889 | 0
LCP_Inputs_ON_Electric_IEA_2023_05_05 | 2023 | Biomass + CCS | Generation | Electricity | PJ | Dispatch-Generation | FuelCost | 0 | [6 empty] | 0.889 | 0
LCP_Inputs_ON_Electric_IEA_2023_05_05 | 2023 | Biomass + CCS | Generation | Electricity | PJ | Dispatch-Generation | VOM | 0 | [6 empty] | 0.889 | 0
LCP_Inputs_ON_Electric_IEA_2023_05_05 | 2023 | Biomass + CCS | Generation | Electricity | QC | Dispatch-Generation | EmissionsCost | 0 | [6 empty] | 0.889 | 0
LCP_Inputs_ON_Electric_IEA_2023_05_05 | 2023 | Biomass + CCS | Generation | Electricity | QC | Dispatch-Generation | FuelCost | 0 | [6 empty] | 0.889 | 0
LCP_Inputs_ON_Electric_IEA_2023_05_05 | 2023 | Biomass + CCS | Generation | Electricity | QC | Dispatch-Generation | VOM | 0 | [6 empty] | 0.889 | 0
LCP_Inputs_ON_Electric_IEA_2023_05_05 | 2023 | Biomass + CCS | Generation | Electricity | WC | Dispatch-Generation | EmissionsCost | 0 | [6 empty] | 0.889 | 0
LCP_Inputs_ON_Electric_IEA_2023_05_05 | 2023 | Biomass + CCS | Generation | Electricity | WC | Dispatch-Generation | FuelCost | 0 | [6 empty] | 0.889 | 0
LCP_Inputs_ON_Electric_IEA_2023_05_05 | 2023 | Biomass + CCS | Generation | Electricity | WC | Dispatch-Generation | VOM | 0 | [6 empty] | 0.889 | 0
LCP_Inputs_ON_Electric_IEA_2023_05_05 | 2023 | CH4 + CCS | Generation | Methane | MI | Dispatch-Generation | EmissionsCost | 0 | [6 empty] | 0.889 | 0
LCP_Inputs_ON_Electric_IEA_2023_05_05 | 2023 | CH4 + CCS | Generation | Methane | MI | Dispatch-Generation | FuelCost | 0 | [6 empty] | 0.889 | 0
LCP_Inputs_ON_Electric_IEA_2023_05_05 | 2023 | CH4 + CCS | Generation | Methane | MI | Dispatch-Generation | VOM | 0 | [6 empty] | 0.889 | 0
LCP_Inputs_ON_Electric_IEA_2023_05_05 | 2023 | CH4 + CCS | Generation | Methane | NY | Dispatch-Generation | EmissionsCost | 0 | [6 empty] | 0.889 | 0
LCP_Inputs_ON_Electric_IEA_2023_05_05 | 2023 | CH4 + CCS | Generation | Methane | NY | Dispatch-Generation | FuelCost | 0 | [6 empty] | 0.889 | 0
LCP_Inputs_ON_Electric_IEA_2023_05_05 | 2023 | CH4 + CCS | Generation | Methane | NY | Dispatch-Generation | VOM | 0 | [6 empty] | 0.889 | 0
LCP_Inputs_ON_Electric_IEA_2023_05_05 | 2023 | CH4 + CCS | Generation | Methane | ON | Dispatch-Generation | EmissionsCost | 0 | [6 empty] | 0.889 | 0
LCP_Inputs_ON_Electric_IEA_2023_05_05 | 2023 | CH4 + CCS | Generation | Methane | ON | Dispatch-Generation | FuelCost | 0 | [6 empty] | 0.889 | 0
LCP_Inputs_ON_Electric_IEA_2023_05_05 | 2023 | CH4 + CCS | Generation | Methane | ON | Dispatch-Generation | VOM | 0 | [6 empty] | 0.889 | 0
LCP_Inputs_ON_Electric_IEA_2023_05_05 | 2023 | CH4 + CCS | Generation | Methane | PJ | Dispatch-Generation | EmissionsCost | 0 | [6 empty] | 0.889 | 0
LCP_Inputs_ON_Electric_IEA_2023_05_05 | 2023 | CH4 + CCS | Generation | Methane | PJ | Dispatch-Generation | FuelCost | 0 | [6 empty] | 0.889 | 0
LCP_Inputs_ON_Electric_IEA_2023_05_05 | 2023 | CH4 + CCS | Generation | Methane | PJ | Dispatch-Generation | VOM | 0 | [6 empty] | 0.889 | 0
LCP_Inputs_ON_Electric_IEA_2023_05_05 | 2023 | CH4 + CCS | Generation | Methane | QC | Dispatch-Generation | EmissionsCost | 0 | [6 empty] | 0.889 | 0
LCP_Inputs_ON_Electric_IEA_2023_05_05 | 2023 | CH4 + CCS | Generation | Methane | QC | Dispatch-Generation | FuelCost | 0 | [6 empty] | 0.889 | 0
LCP_Inputs_ON_Electric_IEA_2023_05_05 | 2023 | CH4 + CCS | Generation | Methane | QC | Dispatch-Generation | VOM | 0 | [6 empty] | 0.889 | 0
LCP_Inputs_ON_Electric_IEA_2023_05_05 | 2023 | CH4 + CCS | Generation | Methane | WC | Dispatch-Generation | EmissionsCost | 0 | [6 empty] | 0.889 | 0
LCP_Inputs_ON_Electric_IEA_2023_05_05 | 2023 | CH4 + CCS | Generation | Methane | WC | Dispatch-Generation | FuelCost | 0 | [6 empty] | 0.889 | 0
LCP_Inputs_ON_Electric_IEA_2023_05_05 | 2023 | CH4 + CCS | Generation | Methane | WC | Dispatch-Generation | VOM | 0 | [6 empty] | 0.889 | 0
LCP_Inputs_ON_Electric_IEA_2023_05_05 | 2023 | CH4 Import - NY 2020 | Import | Methane | MI | Dispatch-Import | EmissionsCost | 0 | [6 empty] | 0.889 | 0
LCP_Inputs_ON_Electric_IEA_2023_05_05 | 2023 | CH4 Import - NY 2020 | Import | Methane | MI | Dispatch-Import | FuelCost | 0 | [6 empty] | 0.889 | 0
LCP_Inputs_ON_Electric_IEA_2023_05_05 | 2023 | CH4 Import - NY 2020 | Import | Methane | MI | Dispatch-Import | VOM | 0 | [6 empty] | 0.889 | 0
LCP_Inputs_ON_Electric_IEA_2023_05_05 | 2023 | CH4 Import - NY 2020 | Import | Methane | NY | Dispatch-Import | EmissionsCost | 282343065.1873 | [6 empty] | 0.889 | 251001956.8475
LCP_Inputs_ON_Electric_IEA_2023_05_05 | 2023 | CH4 Import - NY 2020 | Import | Methane | NY | Dispatch-Import | FuelCost | 407790143.0843 | [6 empty] | 0.889 | 362523952.3038
LCP_Inputs_ON_Electric_IEA_2023_05_05 | 2023 | CH4 Import - NY 2020 | Import | Methane | NY | Dispatch-Import | VOM | 0 | [6 empty] | 0.889 | 0
LCP_Inputs_ON_Electric_IEA_2023_05_05 | 2023 | CH4 Import - NY 2020 | Import | Methane | ON | Dispatch-Import | EmissionsCost | 0 | [6 empty] | 0.889 | 0
LCP_Inputs_ON_Electric_IEA_2023_05_05 | 2023 | CH4 Import - NY 2020 | Import | Methane | ON | Dispatch-Import | FuelCost | 0 | [6 empty] | 0.889 | 0
LCP_Inputs_ON_Electric_IEA_2023_05_05 | 2023 | CH4 Import - NY 2020 | Import | Methane | ON | Dispatch-Import | VOM | 0 | [6 empty] | 0.889 | 0
LCP_Inputs_ON_Electric_IEA_2023_05_05 | 2023 | CH4 Import - NY 2020 | Import | Methane | PJ | Dispatch-Import | EmissionsCost | 0 | [6 empty] | 0.889 | 0
LCP_Inputs_ON_Electric_IEA_2023_05_05 | 2023 | CH4 Import - NY 2020 | Import | Methane | PJ | Dispatch-Import | FuelCost | 0 | [6 empty] | 0.889 | 0
LCP_Inputs_ON_Electric_IEA_2023_05_05 | 2023 | CH4 Import - NY 2020 | Import | Methane | PJ | Dispatch-Import | VOM | 0 | [6 empty] | 0.889 | 0
LCP_Inputs_ON_Electric_IEA_2023_05_05 | 2023 | CH4 Import - NY 2020 | Import | Methane | QC | Dispatch-Import | EmissionsCost | 0 | [6 empty] | 0.889 | 0
LCP_Inputs_ON_Electric_IEA_2023_05_05 | 2023 | CH4 Import - NY 2020 | Import | Methane | QC | Dispatch-Import | FuelCost | 0 | [6 empty] | 0.889 | 0
LCP_Inputs_ON_Electric_IEA_2023_05_05 | 2023 | CH4 Import - NY 2020 | Import | Methane | QC | Dispatch-Import | VOM | 0 | [6 empty] | 0.889 | 0
LCP_Inputs_ON_Electric_IEA_2023_05_05 | 2023 | CH4 Import - NY 2020 | Import | Methane | WC | Dispatch-Import | EmissionsCost | 0 | [6 empty] | 0.889 | 0
LCP_Inputs_ON_Electric_IEA_2023_05_05 | 2023 | CH4 Import - NY 2020 | Import | Methane | WC | Dispatch-Import | FuelCost | 0 | [6 empty] | 0.889 | 0
LCP_Inputs_ON_Electric_IEA_2023_05_05 | 2023 | CH4 Import - NY 2020 | Import | Methane | WC | Dispatch-Import | VOM | 0 | [6 empty] | 0.889 | 0
LCP_Inputs_ON_Electric_IEA_2023_05_05 | 2023 | CH4 Import - NY 2030 | Import | Methane | MI | Dispatch-Import | EmissionsCost | 0 | [6 empty] | 0.889 | 0
LCP_Inputs_ON_Electric_IEA_2023_05_05 | 2023 | CH4 Import - NY 2030 | Import | Methane | MI | Dispatch-Import | FuelCost | 0 | [6 empty] | 0.889 | 0
LCP_Inputs_ON_Electric_IEA_2023_05_05 | 2023 | CH4 Import - NY 2030 | Import | Methane | MI | Dispatch-Import | VOM | 0 | [6 empty] | 0.889 | 0
LCP_Inputs_ON_Electric_IEA_2023_05_05 | 2023 | CH4 Import - NY 2030 | Import | Methane | NY | Dispatch-Import | EmissionsCost | 0 | [6 empty] | 0.889 | 0
LCP_Inputs_ON_Electric_IEA_2023_05_05 | 2023 | CH4 Import - NY 2030 | Import | Methane | NY | Dispatch-Import | FuelCost | 0 | [6 empty] | 0.889 | 0
LCP_Inputs_ON_Electric_IEA_2023_05_05 | 2023 | CH4 Import - NY 2030 | Import | Methane | NY | Dispatch-Import | VOM | 0 | [6 empty] | 0.889 | 0
LCP_Inputs_ON_Electric_IEA_2023_05_05 | 2023 | CH4 Import - NY 2030 | Import | Methane | ON | Dispatch-Import | EmissionsCost | 0 | [6 empty] | 0.889 | 0
LCP_Inputs_ON_Electric_IEA_2023_05_05 | 2023 | CH4 Import - NY 2030 | Import | Methane | ON | Dispatch-Import | FuelCost | 0 | [6 empty] | 0.889 | 0
LCP_Inputs_ON_Electric_IEA_2023_05_05 | 2023 | CH4 Import - NY 2030 | Import | Methane | ON | Dispatch-Import | VOM | 0 | [6 empty] | 0.889 | 0
LCP_Inputs_ON_Electric_IEA_2023_05_05 | 2023 | CH4 Import - NY 2030 | Import | Methane | PJ | Dispatch-Import | EmissionsCost | 0 | [6 empty] | 0.889 | 0
LCP_Inputs_ON_Electric_IEA_2023_05_05 | 2023 | CH4 Import - NY 2030 | Import | Methane | PJ | Dispatch-Import | FuelCost | 0 | [6 empty] | 0.889 | 0
LCP_Inputs_ON_Electric_IEA_2023_05_05 | 2023 | CH4 Import - NY 2030 | Import | Methane | PJ | Dispatch-Import | VOM | 0 | [6 empty] | 0.889 | 0
LCP_Inputs_ON_Electric_IEA_2023_05_05 | 2023 | CH4 Import - NY 2030 | Import | Methane | QC | Dispatch-Import | EmissionsCost | 0 | [6 empty] | 0.889 | 0
LCP_Inputs_ON_Electric_IEA_2023_05_05 | 2023 | CH4 Import - NY 2030 | Import | Methane | QC | Dispatch-Import | FuelCost | 0 | [6 empty] | 0.889 | 0
LCP_Inputs_ON_Electric_IEA_2023_05_05 | 2023 | CH4 Import - NY 2030 | Import | Methane | QC | Dispatch-Import | VOM | 0 | [6 empty] | 0.889 | 0
LCP_Inputs_ON_Electric_IEA_2023_05_05 | 2023 | CH4 Import - NY 2030 | Import | Methane | WC | Dispatch-Import | EmissionsCost | 0 | [6 empty] | 0.889 | 0
LCP_Inputs_ON_Electric_IEA_2023_05_05 | 2023 | CH4 Import - NY 2030 | Import | Methane | WC | Dispatch-Import | FuelCost | 0 | [6 empty] | 0.889 | 0
LCP_Inputs_ON_Electric_IEA_2023_05_05 | 2023 | CH4 Import - NY 2030 | Import | Methane | WC | Dispatch-Import | VOM | 0 | [6 empty] | 0.889 | 0
LCP_Inputs_ON_Electric_IEA_2023_05_05 | 2023 | CH4 Import - NY 2040 | Import | Methane | MI | Dispatch-Import | EmissionsCost | 0 | [6 empty] | 0.889 | 0
LCP_Inputs_ON_Electric_IEA_2023_05_05 | 2023 | CH4 Import - NY 2040 | Import | Methane | MI | Dispatch-Import | FuelCost | 0 | [6 empty] | 0.889 | 0
LCP_Inputs_ON_Electric_IEA_2023_05_05 | 2023 | CH4 Import - NY 2040 | Import | Methane | MI | Dispatch-Import | VOM | 0 | [6 empty] | 0.889 | 0
LCP_Inputs_ON_Electric_IEA_2023_05_05 | 2023 | CH4 Import - NY 2040 | Import | Methane | NY | Dispatch-Import | EmissionsCost | 0 | [6 empty] | 0.889 | 0
LCP_Inputs_ON_Electric_IEA_2023_05_05 | 2023 | CH4 Import - NY 2040 | Import | Methane | NY | Dispatch-Import | FuelCost | 0 | [6 empty] | 0.889 | 0
LCP_Inputs_ON_Electric_IEA_2023_05_05 | 2023 | CH4 Import - NY 2040 | Import | Methane | NY | Dispatch-Import | VOM | 0 | [6 empty] | 0.889 | 0
LCP_Inputs_ON_Electric_IEA_2023_05_05 | 2023 | CH4 Import - NY 2040 | Import | Methane | ON | Dispatch-Import | EmissionsCost | 0 | [6 empty] | 0.889 | 0
LCP_Inputs_ON_Electric_IEA_2023_05_05 | 2023 | CH4 Import - NY 2040 | Import | Methane | ON | Dispatch-Import | FuelCost | 0 | [6 empty] | 0.889 | 0
LCP_Inputs_ON_Electric_IEA_2023_05_05 | 2023 | CH4 Import - NY 2040 | Import | Methane | ON | Dispatch-Import | VOM | 0 | [6 empty] | 0.889 | 0
LCP_Inputs_ON_Electric_IEA_2023_05_05 | 2023 | CH4 Import - NY 2040 | Import | Methane | PJ | Dispatch-Import | EmissionsCost | 0 | [6 empty] | 0.889 | 0
LCP_Inputs_ON_Electric_IEA_2023_05_05 | 2023 | CH4 Import - NY 2040 | Import | Methane | PJ | Dispatch-Import | FuelCost | 0 | [6 empty] | 0.889 | 0
LCP_Inputs_ON_Electric_IEA_2023_05_05 | 2023 | CH4 Import - NY 2040 | Import | Methane | PJ | Dispatch-Import | VOM | 0 | [6 empty] | 0.889 | 0
LCP_Inputs_ON_Electric_IEA_2023_05_05 | 2023 | CH4 Import - NY 2040 | Import | Methane | QC | Dispatch-Import | EmissionsCost | 0 | [6 empty] | 0.889 | 0
LCP_Inputs_ON_Electric_IEA_2023_05_05 | 2023 | CH4 Import - NY 2040 | Import | Methane | QC | Dispatch-Import | FuelCost | 0 | [6 empty] | 0.889 | 0
LCP_Inputs_ON_Electric_IEA_2023_05_05 | 2023 | CH4 Import - NY 2040 | Import | Methane | QC | Dispatch-Import | VOM | 0 | [6 empty] | 0.889 | 0
LCP_Inputs_ON_Electric_IEA_2023_05_05 | 2023 | CH4 Import - NY 2040 | Import | Methane | WC | Dispatch-Import | EmissionsCost | 0 | [6 empty] | 0.889 | 0
LCP_Inputs_ON_Electric_IEA_2023_05_05 | 2023 | CH4 Import - NY 2040 | Import | Methane | WC | Dispatch-Import | FuelCost | 0 | [6 empty] | 0.889 | 0
LCP_Inputs_ON_Electric_IEA_2023_05_05 | 2023 | CH4 Import - NY 2040 | Import | Methane | WC | Dispatch-Import | VOM | 0 | [6 empty] | 0.889 | 0
LCP_Inputs_ON_Electric_IEA_2023_05_05 | 2023 | CH4 Import - NY 2050 | Import | Methane | MI | Dispatch-Import | EmissionsCost | 0 | [6 empty] | 0.889 | 0
LCP_Inputs_ON_Electric_IEA_2023_05_05 | 2023 | CH4 Import - NY 2050 | Import | Methane | MI | Dispatch-Import | FuelCost | 0 | [6 empty] | 0.889 | 0
LCP_Inputs_ON_Electric_IEA_2023_05_05 | 2023 | CH4 Import - NY 2050 | Import | Methane | MI | Dispatch-Import | VOM | 0 | [6 empty] | 0.889 | 0
LCP_Inputs_ON_Electric_IEA_2023_05_05 | 2023 | CH4 Import - NY 2050 | Import | Methane | NY | Dispatch-Import | EmissionsCost | 0 | [6 empty] | 0.889 | 0
LCP_Inputs_ON_Electric_IEA_2023_05_05 | 2023 | CH4 Import - NY 2050 | Import | Methane | NY | Dispatch-Import | FuelCost | 0 | [6 empty] | 0.889 | 0
LCP_Inputs_ON_Electric_IEA_2023_05_05 | 2023 | CH4 Import - NY 2050 | Import | Methane | NY | Dispatch-Import | VOM | 0 | [6 empty] | 0.889 | 0
LCP_Inputs_ON_Electric_IEA_2023_05_05 | 2023 | CH4 Import - NY 2050 | Import | Methane | ON | Dispatch-Import | EmissionsCost | 0 | [6 empty] | 0.889 | 0
LCP_Inputs_ON_Electric_IEA_2023_05_05 | 2023 | CH4 Import - NY 2050 | Import | Methane | ON | Dispatch-Import | FuelCost | 0 | [6 empty] | 0.889 | 0
LCP_Inputs_ON_Electric_IEA_2023_05_05 | 2023 | CH4 Import - NY 2050 | Import | Methane | ON | Dispatch-Import | VOM | 0 | [6 empty] | 0.889 | 0
LCP_Inputs_ON_Electric_IEA_2023_05_05 | 2023 | CH4 Import - NY 2050 | Import | Methane | PJ | Dispatch-Import | EmissionsCost | 0 | [6 empty] | 0.889 | 0
LCP_Inputs_ON_Electric_IEA_2023_05_05 | 2023 | CH4 Import - NY 2050 | Import | Methane | PJ | Dispatch-Import | FuelCost | 0 | [6 empty] | 0.889 | 0
LCP_Inputs_ON_Electric_IEA_2023_05_05 | 2023 | CH4 Import - NY 2050 | Import | Methane | PJ | Dispatch-Import | VOM | 0 | [6 empty] | 0.889 | 0
LCP_Inputs_ON_Electric_IEA_2023_05_05 | 2023 | CH4 Import - NY 2050 | Import | Methane | QC | Dispatch-Import | EmissionsCost | 0 | [6 empty] | 0.889 | 0
LCP_Inputs_ON_Electric_IEA_2023_05_05 | 2023 | CH4 Import - NY 2050 | Import | Methane | QC | Dispatch-Import | FuelCost | 0 | [6 empty] | 0.889 | 0
LCP_Inputs_ON_Electric_IEA_2023_05_05 | 2023 | CH4 Import - NY 2050 | Import | Methane | QC | Dispatch-Import | VOM | 0 | [6 empty] | 0.889 | 0
LCP_Inputs_ON_Electric_IEA_2023_05_05 | 2023 | CH4 Import - NY 2050 | Import | Methane | WC | Dispatch-Import | EmissionsCost | 0 | [6 empty] | 0.889 | 0
LCP_Inputs_ON_Electric_IEA_2023_05_05 | 2023 | CH4 Import - NY 2050 | Import | Methane | WC | Dispatch-Import | FuelCost | 0 | [6 empty] | 0.889 | 0
LCP_Inputs_ON_Electric_IEA_2023_05_05 | 2023 | CH4 Import - NY 2050 | Import | Methane | WC | Dispatch-Import | VOM | 0 | [6 empty] | 0.889 | 0
LCP_Inputs_ON_Electric_IEA_2023_05_05 | 2023 | CH4 Import - WC 2020 | Import | Methane | MI | Dispatch-Import | EmissionsCost | 0 | [6 empty] | 0.889 | 0
LCP_Inputs_ON_Electric_IEA_2023_05_05 | 2023 | CH4 Import - WC 2020 | Import | Methane | MI | Dispatch-Import | FuelCost | 0 | [6 empty] | 0.889 | 0
LCP_Inputs_ON_Electric_IEA_2023_05_05 | 2023 | CH4 Import - WC 2020 | Import | Methane | MI | Dispatch-Import | VOM | 0 | [6 empty] | 0.889 | 0
LCP_Inputs_ON_Electric_IEA_2023_05_05 | 2023 | CH4 Import - WC 2020 | Import | Methane | NY | Dispatch-Import | EmissionsCost | 0 | [6 empty] | 0.889 | 0
LCP_Inputs_ON_Electric_IEA_2023_05_05 | 2023 | CH4 Import - WC 2020 | Import | Methane | NY | Dispatch-Import | FuelCost | 0 | [6 empty] | 0.889 | 0
LCP_Inputs_ON_Electric_IEA_2023_05_05 | 2023 | CH4 Import - WC 2020 | Import | Methane | NY | Dispatch-Import | VOM | 0 | [6 empty] | 0.889 | 0
LCP_Inputs_ON_Electric_IEA_2023_05_05 | 2023 | CH4 Import - WC 2020 | Import | Methane | ON | Dispatch-Import | EmissionsCost | 0 | [6 empty] | 0.889 | 0
LCP_Inputs_ON_Electric_IEA_2023_05_05 | 2023 | CH4 Import - WC 2020 | Import | Methane | ON | Dispatch-Import | FuelCost | 0 | [6 empty] | 0.889 | 0
LCP_Inputs_ON_Electric_IEA_2023_05_05 | 2023 | CH4 Import - WC 2020 | Import | Methane | ON | Dispatch-Import | VOM | 0 | [6 empty] | 0.889 | 0
LCP_Inputs_ON_Electric_IEA_2023_05_05 | 2023 | CH4 Import - WC 2020 | Import | Methane | PJ | Dispatch-Import | EmissionsCost | 0 | [6 empty] | 0.889 | 0
LCP_Inputs_ON_Electric_IEA_2023_05_05 | 2023 | CH4 Import - WC 2020 | Import | Methane | PJ | Dispatch-Import | FuelCost | 0 | [6 empty] | 0.889 | 0
LCP_Inputs_ON_Electric_IEA_2023_05_05 | 2023 | CH4 Import - WC 2020 | Import | Methane | PJ | Dispatch-Import | VOM | 0 | [6 empty] | 0.889 | 0
LCP_Inputs_ON_Electric_IEA_2023_05_05 | 2023 | CH4 Import - WC 2020 | Import | Methane | QC | Dispatch-Import | EmissionsCost | 0 | [6 empty] | 0.889 | 0
LCP_Inputs_ON_Electric_IEA_2023_05_05 | 2023 | CH4 Import - WC 2020 | Import | Methane | QC | Dispatch-Import | FuelCost | 0 | [6 empty] | 0.889 | 0
LCP_Inputs_ON_Electric_IEA_2023_05_05 | 2023 | CH4 Import - WC 2020 | Import | Methane | QC | Dispatch-Import | VOM | 0 | [6 empty] | 0.889 | 0
LCP_Inputs_ON_Electric_IEA_2023_05_05 | 2023 | CH4 Import - WC 2020 | Import | Methane | WC | Dispatch-Import | EmissionsCost | 1306945408.6229 | [6 empty] | 0.889 | 1161869709.2474
LCP_Inputs_ON_Electric_IEA_2023_05_05 | 2023 | CH4 Import - WC 2020 | Import | Methane | WC | Dispatch-Import | FuelCost | 1887630761.6486 | [6 empty] | 0.889 | 1678096873.6208
LCP_Inputs_ON_Electric_IEA_2023_05_05 | 2023 | CH4 Import - WC 2020 | Import | Methane | WC | Dispatch-Import | VOM | 0 | [6 empty] | 0.889 | 0
LCP_Inputs_ON_Electric_IEA_2023_05_05 | 2023 | CH4 Import - WC 2030 | Import | Methane | MI | Dispatch-Import | EmissionsCost | 0 | [6 empty] | 0.889 | 0
LCP_Inputs_ON_Electric_IEA_2023_05_05 | 2023 | CH4 Import - WC 2030 | Import | Methane | MI | Dispatch-Import | FuelCost | 0 | [6 empty] | 0.889 | 0
LCP_Inputs_ON_Electric_IEA_2023_05_05 | 2023 | CH4 Import - WC 2030 | Import | Methane | MI | Dispatch-Import | VOM | 0 | [6 empty] | 0.889 | 0
LCP_Inputs_ON_Electric_IEA_2023_05_05 | 2023 | CH4 Import - WC 2030 | Import | Methane | NY | Dispatch-Import | EmissionsCost | 0 | [6 empty] | 0.889 | 0
LCP_Inputs_ON_Electric_IEA_2023_05_05 | 2023 | CH4 Import - WC 2030 | Import | Methane | NY | Dispatch-Import | FuelCost | 0 | [6 empty] | 0.889 | 0
LCP_Inputs_ON_Electric_IEA_2023_05_05 | 2023 | CH4 Import - WC 2030 | Import | Methane | NY | Dispatch-Import | VOM | 0 | [6 empty] | 0.889 | 0
LCP_Inputs_ON_Electric_IEA_2023_05_05 | 2023 | CH4 Import - WC 2030 | Import | Methane | ON | Dispatch-Import | EmissionsCost | 0 | [6 empty] | 0.889 | 0
LCP_Inputs_ON_Electric_IEA_2023_05_05 | 2023 | CH4 Import - WC 2030 | Import | Methane | ON | Dispatch-Import | FuelCost | 0 | [6 empty] | 0.889 | 0
LCP_Inputs_ON_Electric_IEA_2023_05_05 | 2023 | CH4 Import - WC 2030 | Import | Methane | ON | Dispatch-Import | VOM | 0 | [6 empty] | 0.889 | 0
LCP_Inputs_ON_Electric_IEA_2023_05_05 | 2023 | CH4 Import - WC 2030 | Import | Methane | PJ | Dispatch-Import | EmissionsCost | 0 | [6 empty] | 0.889 | 0
LCP_Inputs_ON_Electric_IEA_2023_05_05 | 2023 | CH4 Import - WC 2030 | Import | Methane | PJ | Dispatch-Import | FuelCost | 0 | [6 empty] | 0.889 | 0
LCP_Inputs_ON_Electric_IEA_2023_05_05 | 2023 | CH4 Import - WC 2030 | Import | Methane | PJ | Dispatch-Import | VOM | 0 | [6 empty] | 0.889 | 0
LCP_Inputs_ON_Electric_IEA_2023_05_05 | 2023 | CH4 Import - WC 2030 | Import | Methane | QC | Dispatch-Import | EmissionsCost | 0 | [6 empty] | 0.889 | 0
LCP_Inputs_ON_Electric_IEA_2023_05_05 | 2023 | CH4 Import - WC 2030 | Import | Methane | QC | Dispatch-Import | FuelCost | 0 | [6 empty] | 0.889 | 0
LCP_Inputs_ON_Electric_IEA_2023_05_05 | 2023 | CH4 Import - WC 2030 | Import | Methane | QC | Dispatch-Import | VOM | 0 | [6 empty] | 0.889 | 0
LCP_Inputs_ON_Electric_IEA_2023_05_05 | 2023 | CH4 Import - WC 2030 | Import | Methane | WC | Dispatch-Import | EmissionsCost | 0 | [6 empty] | 0.889 | 0
LCP_Inputs_ON_Electric_IEA_2023_05_05 | 2023 | CH4 Import - WC 2030 | Import | Methane | WC | Dispatch-Import | FuelCost | 0 | [6 empty] | 0.889 | 0
LCP_Inputs_ON_Electric_IEA_2023_05_05 | 2023 | CH4 Import - WC 2030 | Import | Methane | WC | Dispatch-Import | VOM | 0 | [6 empty] | 0.889 | 0
LCP_Inputs_ON_Electric_IEA_2023_05_05 | 2023 | CH4 Import - WC 2040 | Import | Methane | MI | Dispatch-Import | EmissionsCost | 0 | [6 empty] | 0.889 | 0
LCP_Inputs_ON_Electric_IEA_2023_05_05 | 2023 | CH4 Import - WC 2040 | Import | Methane | MI | Dispatch-Import | FuelCost | 0 | [6 empty] | 0.889 | 0
LCP_Inputs_ON_Electric_IEA_2023_05_05 | 2023 | CH4 Import - WC 2040 | Import | Methane | MI | Dispatch-Import | VOM | 0 | [6 empty] | 0.889 | 0
LCP_Inputs_ON_Electric_IEA_2023_05_05 | 2023 | CH4 Import - WC 2040 | Import | Methane | NY | Dispatch-Import | EmissionsCost | 0 | [6 empty] | 0.889 | 0
LCP_Inputs_ON_Electric_IEA_2023_05_05 | 2023 | CH4 Import - WC 2040 | Import | Methane | NY | Dispatch-Import | FuelCost | 0 | [6 empty] | 0.889 | 0
LCP_Inputs_ON_Electric_IEA_2023_05_05 | 2023 | CH4 Import - WC 2040 | Import | Methane | NY | Dispatch-Import | VOM | 0 | [6 empty] | 0.889 | 0
LCP_Inputs_ON_Electric_IEA_2023_05_05 | 2023 | CH4 Import - WC 2040 | Import | Methane | ON | Dispatch-Import | EmissionsCost | 0 | [6 empty] | 0.889 | 0
LCP_Inputs_ON_Electric_IEA_2023_05_05 | 2023 | CH4 Import - WC 2040 | Import | Methane | ON | Dispatch-Import | FuelCost | 0 | [6 empty] | 0.889 | 0
LCP_Inputs_ON_Electric_IEA_2023_05_05 | 2023 | CH4 Import - WC 2040 | Import | Methane | ON | Dispatch-Import | VOM | 0 | [6 empty] | 0.889 | 0
LCP_Inputs_ON_Electric_IEA_2023_05_05 | 2023 | CH4 Import - WC 2040 | Import | Methane | PJ | Dispatch-Import | EmissionsCost | 0 | [6 empty] | 0.889 | 0
LCP_Inputs_ON_Electric_IEA_2023_05_05 | 2023 | CH4 Import - WC 2040 | Import | Methane | PJ | Dispatch-Import | FuelCost | 0 | [6 empty] | 0.889 | 0
LCP_Inputs_ON_Electric_IEA_2023_05_05 | 2023 | CH4 Import - WC 2040 | Import | Methane | PJ | Dispatch-Import | VOM | 0 | [6 empty] | 0.889 | 0
LCP_Inputs_ON_Electric_IEA_2023_05_05 | 2023 | CH4 Import - WC 2040 | Import | Methane | QC | Dispatch-Import | EmissionsCost | 0 | [6 empty] | 0.889 | 0
LCP_Inputs_ON_Electric_IEA_2023_05_05 | 2023 | CH4 Import - WC 2040 | Import | Methane | QC | Dispatch-Import | FuelCost | 0 | [6 empty] | 0.889 | 0
LCP_Inputs_ON_Electric_IEA_2023_05_05 | 2023 | CH4 Import - WC 2040 | Import | Methane | QC | Dispatch-Import | VOM | 0 | [6 empty] | 0.889 | 0
LCP_Inputs_ON_Electric_IEA_2023_05_05 | 2023 | CH4 Import - WC 2040 | Import | Methane | WC | Dispatch-Import | EmissionsCost | 0 | [6 empty] | 0.889 | 0
LCP_Inputs_ON_Electric_IEA_2023_05_05 | 2023 | CH4 Import - WC 2040 | Import | Methane | WC | Dispatch-Import | FuelCost | 0 | [6 empty] | 0.889 | 0
LCP_Inputs_ON_Electric_IEA_2023_05_05 | 2023 | CH4 Import - WC 2040 | Import | Methane | WC | Dispatch-Import | VOM | 0 | [6 empty] | 0.889 | 0
LCP_Inputs_ON_Electric_IEA_2023_05_05 | 2023 | CH4 Import - WC 2050 | Import | Methane | MI | Dispatch-Import | EmissionsCost | 0 | [6 empty] | 0.889 | 0
LCP_Inputs_ON_Electric_IEA_2023_05_05 | 2023 | CH4 Import - WC 2050 | Import | Methane | MI | Dispatch-Import | FuelCost | 0 | [6 empty] | 0.889 | 0
LCP_Inputs_ON_Electric_IEA_2023_05_05 | 2023 | CH4 Import - WC 2050 | Import | Methane | MI | Dispatch-Import | VOM | 0 | [6 empty] | 0.889 | 0
LCP_Inputs_ON_Electric_IEA_2023_05_05 | 2023 | CH4 Import - WC 2050 | Import | Methane | NY | Dispatch-Import | EmissionsCost | 0 | [6 empty] | 0.889 | 0
LCP_Inputs_ON_Electric_IEA_2023_05_05 | 2023 | CH4 Import - WC 2050 | Import | Methane | NY | Dispatch-Import | FuelCost | 0 | [6 empty] | 0.889 | 0
LCP_Inputs_ON_Electric_IEA_2023_05_05 | 2023 | CH4 Import - WC 2050 | Import | Methane | NY | Dispatch-Import | VOM | 0 | [6 empty] | 0.889 | 0
LCP_Inputs_ON_Electric_IEA_2023_05_05 | 2023 | CH4 Import - WC 2050 | Import | Methane | ON | Dispatch-Import | EmissionsCost | 0 | [6 empty] | 0.889 | 0
LCP_Inputs_ON_Electric_IEA_2023_05_05 | 2023 | CH4 Import - WC 2050 | Import | Methane | ON | Dispatch-Import | FuelCost | 0 | [6 empty] | 0.889 | 0
LCP_Inputs_ON_Electric_IEA_2023_05_05 | 2023 | CH4 Import - WC 2050 | Import | Methane | ON | Dispatch-Import | VOM | 0 | [6 empty] | 0.889 | 0
LCP_Inputs_ON_Electric_IEA_2023_05_05 | 2023 | CH4 Import - WC 2050 | Import | Methane | PJ | Dispatch-Import | EmissionsCost | 0 | [6 empty] | 0.889 | 0
LCP_Inputs_ON_Electric_IEA_2023_05_05 | 2023 | CH4 Import - WC 2050 | Import | Methane | PJ | Dispatch-Import | FuelCost | 0 | [6 empty] | 0.889 | 0
LCP_Inputs_ON_Electric_IEA_2023_05_05 | 2023 | CH4 Import - WC 2050 | Import | Methane | PJ | Dispatch-Import | VOM | 0 | [6 empty] | 0.889 | 0
LCP_Inputs_ON_Electric_IEA_2023_05_05 | 2023 | CH4 Import - WC 2050 | Import | Methane | QC | Dispatch-Import | EmissionsCost | 0 | [6 empty] | 0.889 | 0
LCP_Inputs_ON_Electric_IEA_2023_05_05 | 2023 | CH4 Import - WC 2050 | Import | Methane | QC | Dispatch-Import | FuelCost | 0 | [6 empty] | 0.889 | 0
LCP_Inputs_ON_Electric_IEA_2023_05_05 | 2023 | CH4 Import - WC 2050 | Import | Methane | QC | Dispatch-Import | VOM | 0 | [6 empty] | 0.889 | 0
LCP_Inputs_ON_Electric_IEA_2023_05_05 | 2023 | CH4 Import - WC 2050 | Import | Methane | WC | Dispatch-Import | EmissionsCost | 0 | [6 empty] | 0.889 | 0
LCP_Inputs_ON_Electric_IEA_2023_05_05 | 2023 | CH4 Import - WC 2050 | Import | Methane | WC | Dispatch-Import | FuelCost | 0 | [6 empty] | 0.889 | 0
LCP_Inputs_ON_Electric_IEA_2023_05_05 | 2023 | CH4 Import - WC 2050 | Import | Methane | WC | Dispatch-Import | VOM | 0 | [6 empty] | 0.889 | 0
LCP_Inputs_ON_Electric_IEA_2023_05_05 | 2023 | CH4 Salt Cavern Storage - ON | Storage | Methane | MI | Dispatch-Storage | EmissionsCost | 0 | [6 empty] | 0.889 | 0
LCP_Inputs_ON_Electric_IEA_2023_05_05 | 2023 | CH4 Salt Cavern Storage - ON | Storage | Methane | MI | Dispatch-Storage | FuelCost | 0 | [6 empty] | 0.889 | 0
LCP_Inputs_ON_Electric_IEA_2023_05_05 | 2023 | CH4 Salt Cavern Storage - ON | Storage | Methane | MI | Dispatch-Storage | VOM | 0 | [6 empty] | 0.889 | 0
LCP_Inputs_ON_Electric_IEA_2023_05_05 | 2023 | CH4 Salt Cavern Storage - ON | Storage | Methane | NY | Dispatch-Storage | EmissionsCost | 0 | [6 empty] | 0.889 | 0
LCP_Inputs_ON_Electric_IEA_2023_05_05 | 2023 | CH4 Salt Cavern Storage - ON | Storage | Methane | NY | Dispatch-Storage | FuelCost | 0 | [6 empty] | 0.889 | 0
LCP_Inputs_ON_Electric_IEA_2023_05_05 | 2023 | CH4 Salt Cavern Storage - ON | Storage | Methane | NY | Dispatch-Storage | VOM | 0 | [6 empty] | 0.889 | 0
LCP_Inputs_ON_Electric_IEA_2023_05_05 | 2023 | CH4 Salt Cavern Storage - ON | Storage | Methane | ON | Dispatch-Storage | EmissionsCost | 0 | [6 empty] | 0.889 | 0
LCP_Inputs_ON_Electric_IEA_2023_05_05 | 2023 | CH4 Salt Cavern Storage - ON | Storage | Methane | ON | Dispatch-Storage | FuelCost | 0 | [6 empty] | 0.889 | 0
LCP_Inputs_ON_Electric_IEA_2023_05_05 | 2023 | CH4 Salt Cavern Storage - ON | Storage | Methane | ON | Dispatch-Storage | VOM | 691417.653 | [6 empty] | 0.889 | 614667.7759
LCP_Inputs_ON_Electric_IEA_2023_05_05 | 2023 | CH4 Salt Cavern Storage - ON | Storage | Methane | PJ | Dispatch-Storage | EmissionsCost | 0 | [6 empty] | 0.889 | 0
LCP_Inputs_ON_Electric_IEA_2023_05_05 | 2023 | CH4 Salt Cavern Storage - ON | Storage | Methane | PJ | Dispatch-Storage | FuelCost | 0 | [6 empty] | 0.889 | 0
LCP_Inputs_ON_Electric_IEA_2023_05_05 | 2023 | CH4 Salt Cavern Storage - ON | Storage | Methane | PJ | Dispatch-Storage | VOM | 0 | [6 empty] | 0.889 | 0
LCP_Inputs_ON_Electric_IEA_2023_05_05 | 2023 | CH4 Salt Cavern Storage - ON | Storage | Methane | QC | Dispatch-Storage | EmissionsCost | 0 | [6 empty] | 0.889 | 0
LCP_Inputs_ON_Electric_IEA_2023_05_05 | 2023 | CH4 Salt Cavern Storage - ON | Storage | Methane | QC | Dispatch-Storage | FuelCost | 0 | [6 empty] | 0.889 | 0
LCP_Inputs_ON_Electric_IEA_2023_05_05 | 2023 | CH4 Salt Cavern Storage - ON | Storage | Methane | QC | Dispatch-Storage | VOM | 0 | [6 empty] | 0.889 | 0
LCP_Inputs_ON_Electric_IEA_2023_05_05 | 2023 | CH4 Salt Cavern Storage - ON | Storage | Methane | WC | Dispatch-Storage | EmissionsCost | 0 | [6 empty] | 0.889 | 0
LCP_Inputs_ON_Electric_IEA_2023_05_05 | 2023 | CH4 Salt Cavern Storage - ON | Storage | Methane | WC | Dispatch-Storage | FuelCost | 0 | [6 empty] | 0.889 | 0
LCP_Inputs_ON_Electric_IEA_2023_05_05 | 2023 | CH4 Salt Cavern Storage - ON | Storage | Methane | WC | Dispatch-Storage | VOM | 0 | [6 empty] | 0.889 | 0
LCP_Inputs_ON_Electric_IEA_2023_05_05 | 2023 | Electrolyser 2020/2030 | Crossload | Hydrogen | MI | Dispatch-Crossload | EmissionsCost | 0 | [6 empty] | 0.889 | 0
LCP_Inputs_ON_Electric_IEA_2023_05_05 | 2023 | Electrolyser 2020/2030 | Crossload | Hydrogen | MI | Dispatch-Crossload | FuelCost | 0 | [6 empty] | 0.889 | 0
LCP_Inputs_ON_Electric_IEA_2023_05_05 | 2023 | Electrolyser 2020/2030 | Crossload | Hydrogen | MI | Dispatch-Crossload | VOM | 0 | [6 empty] | 0.889 | 0
LCP_Inputs_ON_Electric_IEA_2023_05_05 | 2023 | Electrolyser 2020/2030 | Crossload | Hydrogen | NY | Dispatch-Crossload | EmissionsCost | 0 | [6 empty] | 0.889 | 0
LCP_Inputs_ON_Electric_IEA_2023_05_05 | 2023 | Electrolyser 2020/2030 | Crossload | Hydrogen | NY | Dispatch-Crossload | FuelCost | 0 | [6 empty] | 0.889 | 0
LCP_Inputs_ON_Electric_IEA_2023_05_05 | 2023 | Electrolyser 2020/2030 | Crossload | Hydrogen | NY | Dispatch-Crossload | VOM | 0 | [6 empty] | 0.889 | 0
LCP_Inputs_ON_Electric_IEA_2023_05_05 | 2023 | Electrolyser 2020/2030 | Crossload | Hydrogen | ON | Dispatch-Crossload | EmissionsCost | 0 | [6 empty] | 0.889 | 0
LCP_Inputs_ON_Electric_IEA_2023_05_05 | 2023 | Electrolyser 2020/2030 | Crossload | Hydrogen | ON | Dispatch-Crossload | FuelCost | 0 | [6 empty] | 0.889 | 0
LCP_Inputs_ON_Electric_IEA_2023_05_05 | 2023 | Electrolyser 2020/2030 | Crossload | Hydrogen | ON | Dispatch-Crossload | VOM | 0 | [6 empty] | 0.889 | 0
LCP_Inputs_ON_Electric_IEA_2023_05_05 | 2023 | Electrolyser 2020/2030 | Crossload | Hydrogen | PJ | Dispatch-Crossload | EmissionsCost | 0 | [6 empty] | 0.889 | 0
LCP_Inputs_ON_Electric_IEA_2023_05_05 | 2023 | Electrolyser 2020/2030 | Crossload | Hydrogen | PJ | Dispatch-Crossload | FuelCost | 0 | [6 empty] | 0.889 | 0
LCP_Inputs_ON_Electric_IEA_2023_05_05 | 2023 | Electrolyser 2020/2030 | Crossload | Hydrogen | PJ | Dispatch-Crossload | VOM | 0 | [6 empty] | 0.889 | 0
LCP_Inputs_ON_Electric_IEA_2023_05_05 | 2023 | Electrolyser 2020/2030 | Crossload | Hydrogen | QC | Dispatch-Crossload | EmissionsCost | 0 | [6 empty] | 0.889 | 0
LCP_Inputs_ON_Electric_IEA_2023_05_05 | 2023 | Electrolyser 2020/2030 | Crossload | Hydrogen | QC | Dispatch-Crossload | FuelCost | 0 | [6 empty] | 0.889 | 0
LCP_Inputs_ON_Electric_IEA_2023_05_05 | 2023 | Electrolyser 2020/2030 | Crossload | Hydrogen | QC | Dispatch-Crossload | VOM | 0 | [6 empty] | 0.889 | 0
LCP_Inputs_ON_Electric_IEA_2023_05_05 | 2023 | Electrolyser 2020/2030 | Crossload | Hydrogen | WC | Dispatch-Crossload | EmissionsCost | 0 | [6 empty] | 0.889 | 0
LCP_Inputs_ON_Electric_IEA_2023_05_05 | 2023 | Electrolyser 2020/2030 | Crossload | Hydrogen | WC | Dispatch-Crossload | FuelCost | 0 | [6 empty] | 0.889 | 0
LCP_Inputs_ON_Electric_IEA_2023_05_05 | 2023 | Electrolyser 2020/2030 | Crossload | Hydrogen | WC | Dispatch-Crossload | VOM | 0 | [6 empty] | 0.889 | 0
LCP_Inputs_ON_Electric_IEA_2023_05_05 | 2023 | Electrolyser 2040 | Crossload | Hydrogen | MI | Dispatch-Crossload | EmissionsCost | 0 | [6 empty] | 0.889 | 0
LCP_Inputs_ON_Electric_IEA_2023_05_05 | 2023 | Electrolyser 2040 | Crossload | Hydrogen | MI | Dispatch-Crossload | FuelCost | 0 | [6 empty] | 0.889 | 0
LCP_Inputs_ON_Electric_IEA_2023_05_05 | 2023 | Electrolyser 2040 | Crossload | Hydrogen | MI | Dispatch-Crossload | VOM | 0 | [6 empty] | 0.889 | 0
LCP_Inputs_ON_Electric_IEA_2023_05_05 | 2023 | Electrolyser 2040 | Crossload | Hydrogen | NY | Dispatch-Crossload | EmissionsCost | 0 | [6 empty] | 0.889 | 0
LCP_Inputs_ON_Electric_IEA_2023_05_05 | 2023 | Electrolyser 2040 | Crossload | Hydrogen | NY | Dispatch-Crossload | FuelCost | 0 | [6 empty] | 0.889 | 0
LCP_Inputs_ON_Electric_IEA_2023_05_05 | 2023 | Electrolyser 2040 | Crossload | Hydrogen | NY | Dispatch-Crossload | VOM | 0 | [6 empty] | 0.889 | 0
LCP_Inputs_ON_Electric_IEA_2023_05_05 | 2023 | Electrolyser 2040 | Crossload | Hydrogen | ON | Dispatch-Crossload | EmissionsCost | 0 | [6 empty] | 0.889 | 0
LCP_Inputs_ON_Electric_IEA_2023_05_05 | 2023 | Electrolyser 2040 | Crossload | Hydrogen | ON | Dispatch-Crossload | FuelCost | 0 | [6 empty] | 0.889 | 0
LCP_Inputs_ON_Electric_IEA_2023_05_05 | 2023 | Electrolyser 2040 | Crossload | Hydrogen | ON | Dispatch-Crossload | VOM | 0 | [6 empty] | 0.889 | 0
LCP_Inputs_ON_Electric_IEA_2023_05_05 | 2023 | Electrolyser 2040 | Crossload | Hydrogen | PJ | Dispatch-Crossload | EmissionsCost | 0 | [6 empty] | 0.889 | 0
LCP_Inputs_ON_Electric_IEA_2023_05_05 | 2023 | Electrolyser 2040 | Crossload | Hydrogen | PJ | Dispatch-Crossload | FuelCost | 0 | [6 empty] | 0.889 | 0
LCP_Inputs_ON_Electric_IEA_2023_05_05 | 2023 | Electrolyser 2040 | Crossload | Hydrogen | PJ | Dispatch-Crossload | VOM | 0 | [6 empty] | 0.889 | 0
LCP_Inputs_ON_Electric_IEA_2023_05_05 | 2023 | Electrolyser 2040 | Crossload | Hydrogen | QC | Dispatch-Crossload | EmissionsCost | 0 | [6 empty] | 0.889 | 0
LCP_Inputs_ON_Electric_IEA_2023_05_05 | 2023 | Electrolyser 2040 | Crossload | Hydrogen | QC | Dispatch-Crossload | FuelCost | 0 | [6 empty] | 0.889 | 0
LCP_Inputs_ON_Electric_IEA_2023_05_05 | 2023 | Electrolyser 2040 | Crossload | Hydrogen | QC | Dispatch-Crossload | VOM | 0 | [6 empty] | 0.889 | 0
LCP_Inputs_ON_Electric_IEA_2023_05_05 | 2023 | Electrolyser 2040 | Crossload | Hydrogen | WC | Dispatch-Crossload | EmissionsCost | 0 | [6 empty] | 0.889 | 0
LCP_Inputs_ON_Electric_IEA_2023_05_05 | 2023 | Electrolyser 2040 | Crossload | Hydrogen | WC | Dispatch-Crossload | FuelCost | 0 | [6 empty] | 0.889 | 0
LCP_Inputs_ON_Electric_IEA_2023_05_05 | 2023 | Electrolyser 2040 | Crossload | Hydrogen | WC | Dispatch-Crossload | VOM | 0 | [6 empty] | 0.889 | 0
LCP_Inputs_ON_Electric_IEA_2023_05_05 | 2023 | Electrolyser 2050 | Crossload | Hydrogen | MI | Dispatch-Crossload | EmissionsCost | 0 | [6 empty] | 0.889 | 0
LCP_Inputs_ON_Electric_IEA_2023_05_05 | 2023 | Electrolyser 2050 | Crossload | Hydrogen | MI | Dispatch-Crossload | FuelCost | 0 | [6 empty] | 0.889 | 0
LCP_Inputs_ON_Electric_IEA_2023_05_05 | 2023 | Electrolyser 2050 | Crossload | Hydrogen | MI | Dispatch-Crossload | VOM | 0 | [6 empty] | 0.889 | 0
LCP_Inputs_ON_Electric_IEA_2023_05_05 | 2023 | Electrolyser 2050 | Crossload | Hydrogen | NY | Dispatch-Crossload | EmissionsCost | 0 | [6 empty] | 0.889 | 0
LCP_Inputs_ON_Electric_IEA_2023_05_05 | 2023 | Electrolyser 2050 | Crossload | Hydrogen | NY | Dispatch-Crossload | FuelCost | 0 | [6 empty] | 0.889 | 0
LCP_Inputs_ON_Electric_IEA_2023_05_05 | 2023 | Electrolyser 2050 | Crossload | Hydrogen | NY | Dispatch-Crossload | VOM | 0 | [6 empty] | 0.889 | 0
LCP_Inputs_ON_Electric_IEA_2023_05_05 | 2023 | Electrolyser 2050 | Crossload | Hydrogen | ON | Dispatch-Crossload | EmissionsCost | 0 | [6 empty] | 0.889 | 0
LCP_Inputs_ON_Electric_IEA_2023_05_05 | 2023 | Electrolyser 2050 | Crossload | Hydrogen | ON | Dispatch-Crossload | FuelCost | 0 | [6 empty] | 0.889 | 0
LCP_Inputs_ON_Electric_IEA_2023_05_05 | 2023 | Electrolyser 2050 | Crossload | Hydrogen | ON | Dispatch-Crossload | VOM | 0 | [6 empty] | 0.889 | 0
LCP_Inputs_ON_Electric_IEA_2023_05_05 | 2023 | Electrolyser 2050 | Crossload | Hydrogen | PJ | Dispatch-Crossload | EmissionsCost | 0 | [6 empty] | 0.889 | 0
LCP_Inputs_ON_Electric_IEA_2023_05_05 | 2023 | Electrolyser 2050 | Crossload | Hydrogen | PJ | Dispatch-Crossload | FuelCost | 0 | [6 empty] | 0.889 | 0
LCP_Inputs_ON_Electric_IEA_2023_05_05 | 2023 | Electrolyser 2050 | Crossload | Hydrogen | PJ | Dispatch-Crossload | VOM | 0 | [6 empty] | 0.889 | 0
LCP_Inputs_ON_Electric_IEA_2023_05_05 | 2023 | Electrolyser 2050 | Crossload | Hydrogen | QC | Dispatch-Crossload | EmissionsCost | 0 | [6 empty] | 0.889 | 0
LCP_Inputs_ON_Electric_IEA_2023_05_05 | 2023 | Electrolyser 2050 | Crossload | Hydrogen | QC | Dispatch-Crossload | FuelCost | 0 | [6 empty] | 0.889 | 0
LCP_Inputs_ON_Electric_IEA_2023_05_05 | 2023 | Electrolyser 2050 | Crossload | Hydrogen | QC | Dispatch-Crossload | VOM | 0 | [6 empty] | 0.889 | 0
LCP_Inputs_ON_Electric_IEA_2023_05_05 | 2023 | Electrolyser 2050 | Crossload | Hydrogen | WC | Dispatch-Crossload | EmissionsCost | 0 | [6 empty] | 0.889 | 0
LCP_Inputs_ON_Electric_IEA_2023_05_05 | 2023 | Electrolyser 2050 | Crossload | Hydrogen | WC | Dispatch-Crossload | FuelCost | 0 | [6 empty] | 0.889 | 0
LCP_Inputs_ON_Electric_IEA_2023_05_05 | 2023 | Electrolyser 2050 | Crossload | Hydrogen | WC | Dispatch-Crossload | VOM | 0 | [6 empty] | 0.889 | 0
LCP_Inputs_ON_Electric_IEA_2023_05_05 | 2023 | Fossil Fuel Thermal (Coal, Peat, Oil) | Generation | Electricity | MI | Dispatch-Generation | EmissionsCost | 0 | [6 empty] | 0.889 | 0
LCP_Inputs_ON_Electric_IEA_2023_05_05 | 2023 | Fossil Fuel Thermal (Coal, Peat, Oil) | Generation | Electricity | MI | Dispatch-Generation | FuelCost | 0 | [6 empty] | 0.889 | 0
LCP_Inputs_ON_Electric_IEA_2023_05_05 | 2023 | Fossil Fuel Thermal (Coal, Peat, Oil) | Generation | Electricity | MI | Dispatch-Generation | VOM | 0 | [6 empty] | 0.889 | 0
LCP_Inputs_ON_Electric_IEA_2023_05_05 | 2023 | Fossil Fuel Thermal (Coal, Peat, Oil) | Generation | Electricity | NY | Dispatch-Generation | EmissionsCost | 0 | [6 empty] | 0.889 | 0
LCP_Inputs_ON_Electric_IEA_2023_05_05 | 2023 | Fossil Fuel Thermal (Coal, Peat, Oil) | Generation | Electricity | NY | Dispatch-Generation | FuelCost | 0 | [6 empty] | 0.889 | 0
LCP_Inputs_ON_Electric_IEA_2023_05_05 | 2023 | Fossil Fuel Thermal (Coal, Peat, Oil) | Generation | Electricity | NY | Dispatch-Generation | VOM | 0 | [6 empty] | 0.889 | 0
LCP_Inputs_ON_Electric_IEA_2023_05_05 | 2023 | Fossil Fuel Thermal (Coal, Peat, Oil) | Generation | Electricity | ON | Dispatch-Generation | EmissionsCost | 0 | [6 empty] | 0.889 | 0
LCP_Inputs_ON_Electric_IEA_2023_05_05 | 2023 | Fossil Fuel Thermal (Coal, Peat, Oil) | Generation | Electricity | ON | Dispatch-Generation | FuelCost | 0 | [6 empty] | 0.889 | 0
LCP_Inputs_ON_Electric_IEA_2023_05_05 | 2023 | Fossil Fuel Thermal (Coal, Peat, Oil) | Generation | Electricity | ON | Dispatch-Generation | VOM | 0 | [6 empty] | 0.889 | 0
LCP_Inputs_ON_Electric_IEA_2023_05_05 | 2023 | Fossil Fuel Thermal (Coal, Peat, Oil) | Generation | Electricity | PJ | Dispatch-Generation | EmissionsCost | 0 | [6 empty] | 0.889 | 0
LCP_Inputs_ON_Electric_IEA_2023_05_05 | 2023 | Fossil Fuel Thermal (Coal, Peat, Oil) | Generation | Electricity | PJ | Dispatch-Generation | FuelCost | 0 | [6 empty] | 0.889 | 0
LCP_Inputs_ON_Electric_IEA_2023_05_05 | 2023 | Fossil Fuel Thermal (Coal, Peat, Oil) | Generation | Electricity | PJ | Dispatch-Generation | VOM | 0 | [6 empty] | 0.889 | 0
LCP_Inputs_ON_Electric_IEA_2023_05_05 | 2023 | Fossil Fuel Thermal (Coal, Peat, Oil) | Generation | Electricity | QC | Dispatch-Generation | EmissionsCost | 0 | [6 empty] | 0.889 | 0
LCP_Inputs_ON_Electric_IEA_2023_05_05 | 2023 | Fossil Fuel Thermal (Coal, Peat, Oil) | Generation | Electricity | QC | Dispatch-Generation | FuelCost | 0 | [6 empty] | 0.889 | 0
LCP_Inputs_ON_Electric_IEA_2023_05_05 | 2023 | Fossil Fuel Thermal (Coal, Peat, Oil) | Generation | Electricity | QC | Dispatch-Generation | VOM | 0 | [6 empty] | 0.889 | 0
LCP_Inputs_ON_Electric_IEA_2023_05_05 | 2023 | Fossil Fuel Thermal (Coal, Peat, Oil) | Generation | Electricity | WC | Dispatch-Generation | EmissionsCost | 0 | [6 empty] | 0.889 | 0
LCP_Inputs_ON_Electric_IEA_2023_05_05 | 2023 | Fossil Fuel Thermal (Coal, Peat, Oil) | Generation | Electricity | WC | Dispatch-Generation | FuelCost | 0 | [6 empty] | 0.889 | 0
LCP_Inputs_ON_Electric_IEA_2023_05_05 | 2023 | Fossil Fuel Thermal (Coal, Peat, Oil) | Generation | Electricity | WC | Dispatch-Generation | VOM | 0 | [6 empty] | 0.889 | 0
LCP_Inputs_ON_Electric_IEA_2023_05_05 | 2023 | Generic - Generator | Generation | Electricity | MI | Dispatch-Generation | EmissionsCost | 0 | [6 empty] | 0.889 | 0
LCP_Inputs_ON_Electric_IEA_2023_05_05 | 2023 | Generic - Generator | Generation | Electricity | MI | Dispatch-Generation | FuelCost | 3901073927.6151 | [6 empty] | 0.889 | 3468040516.5559
LCP_Inputs_ON_Electric_IEA_2023_05_05 | 2023 | Generic - Generator | Generation | Electricity | MI | Dispatch-Generation | VOM | 403598428.6705 | [6 empty] | 0.889 | 358797533.4534
LCP_Inputs_ON_Electric_IEA_2023_05_05 | 2023 | Generic - Generator | Generation | Electricity | NY | Dispatch-Generation | EmissionsCost | 0 | [6 empty] | 0.889 | 0
LCP_Inputs_ON_Electric_IEA_2023_05_05 | 2023 | Generic - Generator | Generation | Electricity | NY | Dispatch-Generation | FuelCost | 1646102808.8249 | [6 empty] | 0.889 | 1463379403.0433
LCP_Inputs_ON_Electric_IEA_2023_05_05 | 2023 | Generic - Generator | Generation | Electricity | NY | Dispatch-Generation | VOM | 170302977.9489 | [6 empty] | 0.889 | 151398727.2674
LCP_Inputs_ON_Electric_IEA_2023_05_05 | 2023 | Generic - Generator | Generation | Electricity | ON | Dispatch-Generation | EmissionsCost | 0 | [6 empty] | 0.889 | 0
LCP_Inputs_ON_Electric_IEA_2023_05_05 | 2023 | Generic - Generator | Generation | Electricity | ON | Dispatch-Generation | FuelCost | 0 | [6 empty] | 0.889 | 0
LCP_Inputs_ON_Electric_IEA_2023_05_05 | 2023 | Generic - Generator | Generation | Electricity | ON | Dispatch-Generation | VOM | 0 | [6 empty] | 0.889 | 0
LCP_Inputs_ON_Electric_IEA_2023_05_05 | 2023 | Generic - Generator | Generation | Electricity | PJ | Dispatch-Generation | EmissionsCost | 0 | [6 empty] | 0.889 | 0
LCP_Inputs_ON_Electric_IEA_2023_05_05 | 2023 | Generic - Generator | Generation | Electricity | PJ | Dispatch-Generation | FuelCost | 14422259590.9655 | [6 empty] | 0.889 | 12821336260.175
LCP_Inputs_ON_Electric_IEA_2023_05_05 | 2023 | Generic - Generator | Generation | Electricity | PJ | Dispatch-Generation | VOM | 1492102281.7812 | [6 empty] | 0.889 | 1326473495.2681
LCP_Inputs_ON_Electric_IEA_2023_05_05 | 2023 | Generic - Generator | Generation | Electricity | QC | Dispatch-Generation | EmissionsCost | 0 | [6 empty] | 0.889 | 0
LCP_Inputs_ON_Electric_IEA_2023_05_05 | 2023 | Generic - Generator | Generation | Electricity | QC | Dispatch-Generation | FuelCost | 0 | [6 empty] | 0.889 | 0
LCP_Inputs_ON_Electric_IEA_2023_05_05 | 2023 | Generic - Generator | Generation | Electricity | QC | Dispatch-Generation | VOM | 0 | [6 empty] | 0.889 | 0
LCP_Inputs_ON_Electric_IEA_2023_05_05 | 2023 | Generic - Generator | Generation | Electricity | WC | Dispatch-Generation | EmissionsCost | 0 | [6 empty] | 0.889 | 0
LCP_Inputs_ON_Electric_IEA_2023_05_05 | 2023 | Generic - Generator | Generation | Electricity | WC | Dispatch-Generation | FuelCost | 1069473.0011 | [6 empty] | 0.889 | 950757.6037
LCP_Inputs_ON_Electric_IEA_2023_05_05 | 2023 | Generic - Generator | Generation | Electricity | WC | Dispatch-Generation | VOM | 110645.8454 | [6 empty] | 0.889 | 98363.7537
LCP_Inputs_ON_Electric_IEA_2023_05_05 | 2023 | H2 Import - QC | Import | Hydrogen | MI | Dispatch-Import | EmissionsCost | 0 | [6 empty] | 0.889 | 0
LCP_Inputs_ON_Electric_IEA_2023_05_05 | 2023 | H2 Import - QC | Import | Hydrogen | MI | Dispatch-Import | FuelCost | 0 | [6 empty] | 0.889 | 0
LCP_Inputs_ON_Electric_IEA_2023_05_05 | 2023 | H2 Import - QC | Import | Hydrogen | MI | Dispatch-Import | VOM | 0 | [6 empty] | 0.889 | 0
LCP_Inputs_ON_Electric_IEA_2023_05_05 | 2023 | H2 Import - QC | Import | Hydrogen | NY | Dispatch-Import | EmissionsCost | 0 | [6 empty] | 0.889 | 0
LCP_Inputs_ON_Electric_IEA_2023_05_05 | 2023 | H2 Import - QC | Import | Hydrogen | NY | Dispatch-Import | FuelCost | 0 | [6 empty] | 0.889 | 0
LCP_Inputs_ON_Electric_IEA_2023_05_05 | 2023 | H2 Import - QC | Import | Hydrogen | NY | Dispatch-Import | VOM | 0 | [6 empty] | 0.889 | 0
LCP_Inputs_ON_Electric_IEA_2023_05_05 | 2023 | H2 Import - QC | Import | Hydrogen | ON | Dispatch-Import | EmissionsCost | 0 | [6 empty] | 0.889 | 0
LCP_Inputs_ON_Electric_IEA_2023_05_05 | 2023 | H2 Import - QC | Import | Hydrogen | ON | Dispatch-Import | FuelCost | 0 | [6 empty] | 0.889 | 0
LCP_Inputs_ON_Electric_IEA_2023_05_05 | 2023 | H2 Import - QC | Import | Hydrogen | ON | Dispatch-Import | VOM | 0 | [6 empty] | 0.889 | 0
LCP_Inputs_ON_Electric_IEA_2023_05_05 | 2023 | H2 Import - QC | Import | Hydrogen | PJ | Dispatch-Import | EmissionsCost | 0 | [6 empty] | 0.889 | 0
LCP_Inputs_ON_Electric_IEA_2023_05_05 | 2023 | H2 Import - QC | Import | Hydrogen | PJ | Dispatch-Import | FuelCost | 0 | [6 empty] | 0.889 | 0
LCP_Inputs_ON_Electric_IEA_2023_05_05 | 2023 | H2 Import - QC | Import | Hydrogen | PJ | Dispatch-Import | VOM | 0 | [6 empty] | 0.889 | 0
LCP_Inputs_ON_Electric_IEA_2023_05_05 | 2023 | H2 Import - QC | Import | Hydrogen | QC | Dispatch-Import | EmissionsCost | 0 | [6 empty] | 0.889 | 0
LCP_Inputs_ON_Electric_IEA_2023_05_05 | 2023 | H2 Import - QC | Import | Hydrogen | QC | Dispatch-Import | FuelCost | 0 | [6 empty] | 0.889 | 0
LCP_Inputs_ON_Electric_IEA_2023_05_05 | 2023 | H2 Import - QC | Import | Hydrogen | QC | Dispatch-Import | VOM | 0 | [6 empty] | 0.889 | 0
LCP_Inputs_ON_Electric_IEA_2023_05_05 | 2023 | H2 Import - QC | Import | Hydrogen | WC | Dispatch-Import | EmissionsCost | 0 | [6 empty] | 0.889 | 0
LCP_Inputs_ON_Electric_IEA_2023_05_05 | 2023 | H2 Import - QC | Import | Hydrogen | WC | Dispatch-Import | FuelCost | 0 | [6 empty] | 0.889 | 0
LCP_Inputs_ON_Electric_IEA_2023_05_05 | 2023 | H2 Import - QC | Import | Hydrogen | WC | Dispatch-Import | VOM | 0 | [6 empty] | 0.889 | 0
LCP_Inputs_ON_Electric_IEA_2023_05_05 | 2023 | H2 Import - WC | Import | Hydrogen | MI | Dispatch-Import | EmissionsCost | 0 | [6 empty] | 0.889 | 0
LCP_Inputs_ON_Electric_IEA_2023_05_05 | 2023 | H2 Import - WC | Import | Hydrogen | MI | Dispatch-Import | FuelCost | 0 | [6 empty] | 0.889 | 0
LCP_Inputs_ON_Electric_IEA_2023_05_05 | 2023 | H2 Import - WC | Import | Hydrogen | MI | Dispatch-Import | VOM | 0 | [6 empty] | 0.889 | 0
LCP_Inputs_ON_Electric_IEA_2023_05_05 | 2023 | H2 Import - WC | Import | Hydrogen | NY | Dispatch-Import | EmissionsCost | 0 | [6 empty] | 0.889 | 0
LCP_Inputs_ON_Electric_IEA_2023_05_05 | 2023 | H2 Import - WC | Import | Hydrogen | NY | Dispatch-Import | FuelCost | 0 | [6 empty] | 0.889 | 0
LCP_Inputs_ON_Electric_IEA_2023_05_05 | 2023 | H2 Import - WC | Import | Hydrogen | NY | Dispatch-Import | VOM | 0 | [6 empty] | 0.889 | 0
LCP_Inputs_ON_Electric_IEA_2023_05_05 | 2023 | H2 Import - WC | Import | Hydrogen | ON | Dispatch-Import | EmissionsCost | 0 | [6 empty] | 0.889 | 0
LCP_Inputs_ON_Electric_IEA_2023_05_05 | 2023 | H2 Import - WC | Import | Hydrogen | ON | Dispatch-Import | FuelCost | 0 | [6 empty] | 0.889 | 0
LCP_Inputs_ON_Electric_IEA_2023_05_05 | 2023 | H2 Import - WC | Import | Hydrogen | ON | Dispatch-Import | VOM | 0 | [6 empty] | 0.889 | 0
LCP_Inputs_ON_Electric_IEA_2023_05_05 | 2023 | H2 Import - WC | Import | Hydrogen | PJ | Dispatch-Import | EmissionsCost | 0 | [6 empty] | 0.889 | 0
LCP_Inputs_ON_Electric_IEA_2023_05_05 | 2023 | H2 Import - WC | Import | Hydrogen | PJ | Dispatch-Import | FuelCost | 0 | [6 empty] | 0.889 | 0
LCP_Inputs_ON_Electric_IEA_2023_05_05 | 2023 | H2 Import - WC | Import | Hydrogen | PJ | Dispatch-Import | VOM | 0 | [6 empty] | 0.889 | 0
LCP_Inputs_ON_Electric_IEA_2023_05_05 | 2023 | H2 Import - WC | Import | Hydrogen | QC | Dispatch-Import | EmissionsCost | 0 | [6 empty] | 0.889 | 0
LCP_Inputs_ON_Electric_IEA_2023_05_05 | 2023 | H2 Import - WC | Import | Hydrogen | QC | Dispatch-Import | FuelCost | 0 | [6 empty] | 0.889 | 0
LCP_Inputs_ON_Electric_IEA_2023_05_05 | 2023 | H2 Import - WC | Import | Hydrogen | QC | Dispatch-Import | VOM | 0 | [6 empty] | 0.889 | 0
LCP_Inputs_ON_Electric_IEA_2023_05_05 | 2023 | H2 Import - WC | Import | Hydrogen | WC | Dispatch-Import | EmissionsCost | 0 | [6 empty] | 0.889 | 0
LCP_Inputs_ON_Electric_IEA_2023_05_05 | 2023 | H2 Import - WC | Import | Hydrogen | WC | Dispatch-Import | FuelCost | 0 | [6 empty] | 0.889 | 0
LCP_Inputs_ON_Electric_IEA_2023_05_05 | 2023 | H2 Import - WC | Import | Hydrogen | WC | Dispatch-Import | VOM | 0 | [6 empty] | 0.889 | 0
LCP_Inputs_ON_Electric_IEA_2023_05_05 | 2023 | H2 Salt Cavern Storage - ON | Storage | Hydrogen | MI | Dispatch-Storage | EmissionsCost | 0 | [6 empty] | 0.889 | 0
LCP_Inputs_ON_Electric_IEA_2023_05_05 | 2023 | H2 Salt Cavern Storage - ON | Storage | Hydrogen | MI | Dispatch-Storage | FuelCost | 0 | [6 empty] | 0.889 | 0
LCP_Inputs_ON_Electric_IEA_2023_05_05 | 2023 | H2 Salt Cavern Storage - ON | Storage | Hydrogen | MI | Dispatch-Storage | VOM | 0 | [6 empty] | 0.889 | 0
LCP_Inputs_ON_Electric_IEA_2023_05_05 | 2023 | H2 Salt Cavern Storage - ON | Storage | Hydrogen | NY | Dispatch-Storage | EmissionsCost | 0 | [6 empty] | 0.889 | 0
LCP_Inputs_ON_Electric_IEA_2023_05_05 | 2023 | H2 Salt Cavern Storage - ON | Storage | Hydrogen | NY | Dispatch-Storage | FuelCost | 0 | [6 empty] | 0.889 | 0
LCP_Inputs_ON_Electric_IEA_2023_05_05 | 2023 | H2 Salt Cavern Storage - ON | Storage | Hydrogen | NY | Dispatch-Storage | VOM | 0 | [6 empty] | 0.889 | 0
LCP_Inputs_ON_Electric_IEA_2023_05_05 | 2023 | H2 Salt Cavern Storage - ON | Storage | Hydrogen | ON | Dispatch-Storage | EmissionsCost | 0 | [6 empty] | 0.889 | 0
LCP_Inputs_ON_Electric_IEA_2023_05_05 | 2023 | H2 Salt Cavern Storage - ON | Storage | Hydrogen | ON | Dispatch-Storage | FuelCost | 0 | [6 empty] | 0.889 | 0
LCP_Inputs_ON_Electric_IEA_2023_05_05 | 2023 | H2 Salt Cavern Storage - ON | Storage | Hydrogen | ON | Dispatch-Storage | VOM | 0 | [6 empty] | 0.889 | 0
LCP_Inputs_ON_Electric_IEA_2023_05_05 | 2023 | H2 Salt Cavern Storage - ON | Storage | Hydrogen | PJ | Dispatch-Storage | EmissionsCost | 0 | [6 empty] | 0.889 | 0
LCP_Inputs_ON_Electric_IEA_2023_05_05 | 2023 | H2 Salt Cavern Storage - ON | Storage | Hydrogen | PJ | Dispatch-Storage | FuelCost | 0 | [6 empty] | 0.889 | 0
LCP_Inputs_ON_Electric_IEA_2023_05_05 | 2023 | H2 Salt Cavern Storage - ON | Storage | Hydrogen | PJ | Dispatch-Storage | VOM | 0 | [6 empty] | 0.889 | 0
LCP_Inputs_ON_Electric_IEA_2023_05_05 | 2023 | H2 Salt Cavern Storage - ON | Storage | Hydrogen | QC | Dispatch-Storage | EmissionsCost | 0 | [6 empty] | 0.889 | 0
LCP_Inputs_ON_Electric_IEA_2023_05_05 | 2023 | H2 Salt Cavern Storage - ON | Storage | Hydrogen | QC | Dispatch-Storage | FuelCost | 0 | [6 empty] | 0.889 | 0
LCP_Inputs_ON_Electric_IEA_2023_05_05 | 2023 | H2 Salt Cavern Storage - ON | Storage | Hydrogen | QC | Dispatch-Storage | VOM | 0 | [6 empty] | 0.889 | 0
LCP_Inputs_ON_Electric_IEA_2023_05_05 | 2023 | H2 Salt Cavern Storage - ON | Storage | Hydrogen | WC | Dispatch-Storage | EmissionsCost | 0 | [6 empty] | 0.889 | 0
LCP_Inputs_ON_Electric_IEA_2023_05_05 | 2023 | H2 Salt Cavern Storage - ON | Storage | Hydrogen | WC | Dispatch-Storage | FuelCost | 0 | [6 empty] | 0.889 | 0
LCP_Inputs_ON_Electric_IEA_2023_05_05 | 2023 | H2 Salt Cavern Storage - ON | Storage | Hydrogen | WC | Dispatch-Storage | VOM | 0 | [6 empty] | 0.889 | 0
LCP_Inputs_ON_Electric_IEA_2023_05_05 | 2023 | Hydro | Generation | Electricity | MI | Dispatch-Generation | EmissionsCost | 0 | [6 empty] | 0.889 | 0
LCP_Inputs_ON_Electric_IEA_2023_05_05 | 2023 | Hydro | Generation | Electricity | MI | Dispatch-Generation | FuelCost | 0 | [6 empty] | 0.889 | 0
LCP_Inputs_ON_Electric_IEA_2023_05_05 | 2023 | Hydro | Generation | Electricity | MI | Dispatch-Generation | VOM | 0 | [6 empty] | 0.889 | 0
LCP_Inputs_ON_Electric_IEA_2023_05_05 | 2023 | Hydro | Generation | Electricity | NY | Dispatch-Generation | EmissionsCost | 0 | [6 empty] | 0.889 | 0
LCP_Inputs_ON_Electric_IEA_2023_05_05 | 2023 | Hydro | Generation | Electricity | NY | Dispatch-Generation | FuelCost | 0 | [6 empty] | 0.889 | 0
LCP_Inputs_ON_Electric_IEA_2023_05_05 | 2023 | Hydro | Generation | Electricity | NY | Dispatch-Generation | VOM | 0 | [6 empty] | 0.889 | 0
LCP_Inputs_ON_Electric_IEA_2023_05_05 | 2023 | Hydro | Generation | Electricity | ON | Dispatch-Generation | EmissionsCost | 0 | [6 empty] | 0.889 | 0
LCP_Inputs_ON_Electric_IEA_2023_05_05 | 2023 | Hydro | Generation | Electricity | ON | Dispatch-Generation | FuelCost | 0 | [6 empty] | 0.889 | 0
LCP_Inputs_ON_Electric_IEA_2023_05_05 | 2023 | Hydro | Generation | Electricity | ON | Dispatch-Generation | VOM | 0 | [6 empty] | 0.889 | 0
LCP_Inputs_ON_Electric_IEA_2023_05_05 | 2023 | Hydro | Generation | Electricity | PJ | Dispatch-Generation | EmissionsCost | 0 | [6 empty] | 0.889 | 0
LCP_Inputs_ON_Electric_IEA_2023_05_05 | 2023 | Hydro | Generation | Electricity | PJ | Dispatch-Generation | FuelCost | 0 | [6 empty] | 0.889 | 0
LCP_Inputs_ON_Electric_IEA_2023_05_05 | 2023 | Hydro | Generation | Electricity | PJ | Dispatch-Generation | VOM | 0 | [6 empty] | 0.889 | 0
LCP_Inputs_ON_Electric_IEA_2023_05_05 | 2023 | Hydro | Generation | Electricity | QC | Dispatch-Generation | EmissionsCost | 0 | [6 empty] | 0.889 | 0
LCP_Inputs_ON_Electric_IEA_2023_05_05 | 2023 | Hydro | Generation | Electricity | QC | Dispatch-Generation | FuelCost | 0 | [6 empty] | 0.889 | 0
LCP_Inputs_ON_Electric_IEA_2023_05_05 | 2023 | Hydro | Generation | Electricity | QC | Dispatch-Generation | VOM | 0 | [6 empty] | 0.889 | 0
LCP_Inputs_ON_Electric_IEA_2023_05_05 | 2023 | Hydro | Generation | Electricity | WC | Dispatch-Generation | EmissionsCost | 0 | [6 empty] | 0.889 | 0
LCP_Inputs_ON_Electric_IEA_2023_05_05 | 2023 | Hydro | Generation | Electricity | WC | Dispatch-Generation | FuelCost | 0 | [6 empty] | 0.889 | 0
LCP_Inputs_ON_Electric_IEA_2023_05_05 | 2023 | Hydro | Generation | Electricity | WC | Dispatch-Generation | VOM | 0 | [6 empty] | 0.889 | 0
LCP_Inputs_ON_Electric_IEA_2023_05_05 | 2023 | Hydro Pumped Storage | Storage | Electricity | MI | Dispatch-Storage | EmissionsCost | 0 | [6 empty] | 0.889 | 0
LCP_Inputs_ON_Electric_IEA_2023_05_05 | 2023 | Hydro Pumped Storage | Storage | Electricity | MI | Dispatch-Storage | FuelCost | 0 | [6 empty] | 0.889 | 0
LCP_Inputs_ON_Electric_IEA_2023_05_05 | 2023 | Hydro Pumped Storage | Storage | Electricity | MI | Dispatch-Storage | VOM | 0 | [6 empty] | 0.889 | 0
LCP_Inputs_ON_Electric_IEA_2023_05_05 | 2023 | Hydro Pumped Storage | Storage | Electricity | NY | Dispatch-Storage | EmissionsCost | 0 | [6 empty] | 0.889 | 0
LCP_Inputs_ON_Electric_IEA_2023_05_05 | 2023 | Hydro Pumped Storage | Storage | Electricity | NY | Dispatch-Storage | FuelCost | 0 | [6 empty] | 0.889 | 0
LCP_Inputs_ON_Electric_IEA_2023_05_05 | 2023 | Hydro Pumped Storage | Storage | Electricity | NY | Dispatch-Storage | VOM | 0 | [6 empty] | 0.889 | 0
LCP_Inputs_ON_Electric_IEA_2023_05_05 | 2023 | Hydro Pumped Storage | Storage | Electricity | ON | Dispatch-Storage | EmissionsCost | 0 | [6 empty] | 0.889 | 0
LCP_Inputs_ON_Electric_IEA_2023_05_05 | 2023 | Hydro Pumped Storage | Storage | Electricity | ON | Dispatch-Storage | FuelCost | 0 | [6 empty] | 0.889 | 0
LCP_Inputs_ON_Electric_IEA_2023_05_05 | 2023 | Hydro Pumped Storage | Storage | Electricity | ON | Dispatch-Storage | VOM | 0 | [6 empty] | 0.889 | 0
LCP_Inputs_ON_Electric_IEA_2023_05_05 | 2023 | Hydro Pumped Storage | Storage | Electricity | PJ | Dispatch-Storage | EmissionsCost | 0 | [6 empty] | 0.889 | 0
LCP_Inputs_ON_Electric_IEA_2023_05_05 | 2023 | Hydro Pumped Storage | Storage | Electricity | PJ | Dispatch-Storage | FuelCost | 0 | [6 empty] | 0.889 | 0
LCP_Inputs_ON_Electric_IEA_2023_05_05 | 2023 | Hydro Pumped Storage | Storage | Electricity | PJ | Dispatch-Storage | VOM | 0 | [6 empty] | 0.889 | 0
LCP_Inputs_ON_Electric_IEA_2023_05_05 | 2023 | Hydro Pumped Storage | Storage | Electricity | QC | Dispatch-Storage | EmissionsCost | 0 | [6 empty] | 0.889 | 0
LCP_Inputs_ON_Electric_IEA_2023_05_05 | 2023 | Hydro Pumped Storage | Storage | Electricity | QC | Dispatch-Storage | FuelCost | 0 | [6 empty] | 0.889 | 0
LCP_Inputs_ON_Electric_IEA_2023_05_05 | 2023 | Hydro Pumped Storage | Storage | Electricity | QC | Dispatch-Storage | VOM | 0 | [6 empty] | 0.889 | 0
LCP_Inputs_ON_Electric_IEA_2023_05_05 | 2023 | Hydro Pumped Storage | Storage | Electricity | WC | Dispatch-Storage | EmissionsCost | 0 | [6 empty] | 0.889 | 0
LCP_Inputs_ON_Electric_IEA_2023_05_05 | 2023 | Hydro Pumped Storage | Storage | Electricity | WC | Dispatch-Storage | FuelCost | 0 | [6 empty] | 0.889 | 0
LCP_Inputs_ON_Electric_IEA_2023_05_05 | 2023 | Hydro Pumped Storage | Storage | Electricity | WC | Dispatch-Storage | VOM | 0 | [6 empty] | 0.889 | 0
LCP_Inputs_ON_Electric_IEA_2023_05_05 | 2023 | Nuclear | Generation | Electricity | MI | Dispatch-Generation | EmissionsCost | 0 | [6 empty] | 0.889 | 0
LCP_Inputs_ON_Electric_IEA_2023_05_05 | 2023 | Nuclear | Generation | Electricity | MI | Dispatch-Generation | FuelCost | 0 | [6 empty] | 0.889 | 0
LCP_Inputs_ON_Electric_IEA_2023_05_05 | 2023 | Nuclear | Generation | Electricity | MI | Dispatch-Generation | VOM | 3301336446.912 | [6 empty] | 0.889 | 2934876080.0523
LCP_Inputs_ON_Electric_IEA_2023_05_05 | 2023 | Nuclear | Generation | Electricity | NY | Dispatch-Generation | EmissionsCost | 0 | [6 empty] | 0.889 | 0
LCP_Inputs_ON_Electric_IEA_2023_05_05 | 2023 | Nuclear | Generation | Electricity | NY | Dispatch-Generation | FuelCost | 0 | [6 empty] | 0.889 | 0
LCP_Inputs_ON_Electric_IEA_2023_05_05 | 2023 | Nuclear | Generation | Electricity | NY | Dispatch-Generation | VOM | 2246155230.144 | [6 empty] | 0.889 | 1996823820.6077
LCP_Inputs_ON_Electric_IEA_2023_05_05 | 2023 | Nuclear | Generation | Electricity | ON | Dispatch-Generation | EmissionsCost | 0 | [6 empty] | 0.889 | 0
LCP_Inputs_ON_Electric_IEA_2023_05_05 | 2023 | Nuclear | Generation | Electricity | ON | Dispatch-Generation | FuelCost | 0 | [6 empty] | 0.889 | 0
LCP_Inputs_ON_Electric_IEA_2023_05_05 | 2023 | Nuclear | Generation | Electricity | ON | Dispatch-Generation | VOM | 8790266640.96 | [6 empty] | 0.889 | 7814515035.5599
LCP_Inputs_ON_Electric_IEA_2023_05_05 | 2023 | Nuclear | Generation | Electricity | PJ | Dispatch-Generation | EmissionsCost | 0 | [6 empty] | 0.889 | 0
LCP_Inputs_ON_Electric_IEA_2023_05_05 | 2023 | Nuclear | Generation | Electricity | PJ | Dispatch-Generation | FuelCost | 0 | [6 empty] | 0.889 | 0
LCP_Inputs_ON_Electric_IEA_2023_05_05 | 2023 | Nuclear | Generation | Electricity | PJ | Dispatch-Generation | VOM | 9110487814.4448 | [6 empty] | 0.889 | 8099190492.7572
LCP_Inputs_ON_Electric_IEA_2023_05_05 | 2023 | Nuclear | Generation | Electricity | QC | Dispatch-Generation | EmissionsCost | 0 | [6 empty] | 0.889 | 0
LCP_Inputs_ON_Electric_IEA_2023_05_05 | 2023 | Nuclear | Generation | Electricity | QC | Dispatch-Generation | FuelCost | 0 | [6 empty] | 0.889 | 0
LCP_Inputs_ON_Electric_IEA_2023_05_05 | 2023 | Nuclear | Generation | Electricity | QC | Dispatch-Generation | VOM | 0 | [6 empty] | 0.889 | 0
LCP_Inputs_ON_Electric_IEA_2023_05_05 | 2023 | Nuclear | Generation | Electricity | WC | Dispatch-Generation | EmissionsCost | 0 | [6 empty] | 0.889 | 0
LCP_Inputs_ON_Electric_IEA_2023_05_05 | 2023 | Nuclear | Generation | Electricity | WC | Dispatch-Generation | FuelCost | 0 | [6 empty] | 0.889 | 0
LCP_Inputs_ON_Electric_IEA_2023_05_05 | 2023 | Nuclear | Generation | Electricity | WC | Dispatch-Generation | VOM | 0 | [6 empty] | 0.889 | 0
LCP_Inputs_ON_Electric_IEA_2023_05_05 | 2023 | Nuclear SMR | Generation | Electricity | MI | Dispatch-Generation | EmissionsCost | 0 | [6 empty] | 0.889 | 0
LCP_Inputs_ON_Electric_IEA_2023_05_05 | 2023 | Nuclear SMR | Generation | Electricity | MI | Dispatch-Generation | FuelCost | 0 | [6 empty] | 0.889 | 0
LCP_Inputs_ON_Electric_IEA_2023_05_05 | 2023 | Nuclear SMR | Generation | Electricity | MI | Dispatch-Generation | VOM | 0 | [6 empty] | 0.889 | 0
LCP_Inputs_ON_Electric_IEA_2023_05_05 | 2023 | Nuclear SMR | Generation | Electricity | NY | Dispatch-Generation | EmissionsCost | 0 | [6 empty] | 0.889 | 0
LCP_Inputs_ON_Electric_IEA_2023_05_05 | 2023 | Nuclear SMR | Generation | Electricity | NY | Dispatch-Generation | FuelCost | 0 | [6 empty] | 0.889 | 0
LCP_Inputs_ON_Electric_IEA_2023_05_05 | 2023 | Nuclear SMR | Generation | Electricity | NY | Dispatch-Generation | VOM | 0 | [6 empty] | 0.889 | 0
LCP_Inputs_ON_Electric_IEA_2023_05_05 | 2023 | Nuclear SMR | Generation | Electricity | ON | Dispatch-Generation | EmissionsCost | 0 | [6 empty] | 0.889 | 0
LCP_Inputs_ON_Electric_IEA_2023_05_05 | 2023 | Nuclear SMR | Generation | Electricity | ON | Dispatch-Generation | FuelCost | 0 | [6 empty] | 0.889 | 0
LCP_Inputs_ON_Electric_IEA_2023_05_05 | 2023 | Nuclear SMR | Generation | Electricity | ON | Dispatch-Generation | VOM | 0 | [6 empty] | 0.889 | 0
LCP_Inputs_ON_Electric_IEA_2023_05_05 | 2023 | Nuclear SMR | Generation | Electricity | PJ | Dispatch-Generation | EmissionsCost | 0 | [6 empty] | 0.889 | 0
LCP_Inputs_ON_Electric_IEA_2023_05_05 | 2023 | Nuclear SMR | Generation | Electricity | PJ | Dispatch-Generation | FuelCost | 0 | [6 empty] | 0.889 | 0
LCP_Inputs_ON_Electric_IEA_2023_05_05 | 2023 | Nuclear SMR | Generation | Electricity | PJ | Dispatch-Generation | VOM | 0 | [6 empty] | 0.889 | 0
LCP_Inputs_ON_Electric_IEA_2023_05_05 | 2023 | Nuclear SMR | Generation | Electricity | QC | Dispatch-Generation | EmissionsCost | 0 | [6 empty] | 0.889 | 0
LCP_Inputs_ON_Electric_IEA_2023_05_05 | 2023 | Nuclear SMR | Generation | Electricity | QC | Dispatch-Generation | FuelCost | 0 | [6 empty] | 0.889 | 0
LCP_Inputs_ON_Electric_IEA_2023_05_05 | 2023 | Nuclear SMR | Generation | Electricity | QC | Dispatch-Generation | VOM | 0 | [6 empty] | 0.889 | 0
LCP_Inputs_ON_Electric_IEA_2023_05_05 | 2023 | Nuclear SMR | Generation | Electricity | WC | Dispatch-Generation | EmissionsCost | 0 | [6 empty] | 0.889 | 0
LCP_Inputs_ON_Electric_IEA_2023_05_05 | 2023 | Nuclear SMR | Generation | Electricity | WC | Dispatch-Generation | FuelCost | 0 | [6 empty] | 0.889 | 0
LCP_Inputs_ON_Electric_IEA_2023_05_05 | 2023 | Nuclear SMR | Generation | Electricity | WC | Dispatch-Generation | VOM | 0 | [6 empty] | 0.889 | 0
LCP_Inputs_ON_Electric_IEA_2023_05_05 | 2023 | O/CCGT - CH4 Existing | Crossload | Electricity | MI | Dispatch-Crossload | EmissionsCost | 0 | [6 empty] | 0.889 | 0
LCP_Inputs_ON_Electric_IEA_2023_05_05 | 2023 | O/CCGT - CH4 Existing | Crossload | Electricity | MI | Dispatch-Crossload | FuelCost | 0 | [6 empty] | 0.889 | 0
LCP_Inputs_ON_Electric_IEA_2023_05_05 | 2023 | O/CCGT - CH4 Existing | Crossload | Electricity | MI | Dispatch-Crossload | VOM | 0 | [6 empty] | 0.889 | 0
LCP_Inputs_ON_Electric_IEA_2023_05_05 | 2023 | O/CCGT - CH4 Existing | Crossload | Electricity | NY | Dispatch-Crossload | EmissionsCost | 0 | [6 empty] | 0.889 | 0
LCP_Inputs_ON_Electric_IEA_2023_05_05 | 2023 | O/CCGT - CH4 Existing | Crossload | Electricity | NY | Dispatch-Crossload | FuelCost | 0 | [6 empty] | 0.889 | 0
LCP_Inputs_ON_Electric_IEA_2023_05_05 | 2023 | O/CCGT - CH4 Existing | Crossload | Electricity | NY | Dispatch-Crossload | VOM | 0 | [6 empty] | 0.889 | 0
LCP_Inputs_ON_Electric_IEA_2023_05_05 | 2023 | O/CCGT - CH4 Existing | Crossload | Electricity | ON | Dispatch-Crossload | EmissionsCost | 0 | [6 empty] | 0.889 | 0
LCP_Inputs_ON_Electric_IEA_2023_05_05 | 2023 | O/CCGT - CH4 Existing | Crossload | Electricity | ON | Dispatch-Crossload | FuelCost | 0 | [6 empty] | 0.889 | 0
LCP_Inputs_ON_Electric_IEA_2023_05_05 | 2023 | O/CCGT - CH4 Existing | Crossload | Electricity | ON | Dispatch-Crossload | VOM | 0 | [6 empty] | 0.889 | 0
LCP_Inputs_ON_Electric_IEA_2023_05_05 | 2023 | O/CCGT - CH4 Existing | Crossload | Electricity | PJ | Dispatch-Crossload | EmissionsCost | 0 | [6 empty] | 0.889 | 0
LCP_Inputs_ON_Electric_IEA_2023_05_05 | 2023 | O/CCGT - CH4 Existing | Crossload | Electricity | PJ | Dispatch-Crossload | FuelCost | 0 | [6 empty] | 0.889 | 0
LCP_Inputs_ON_Electric_IEA_2023_05_05 | 2023 | O/CCGT - CH4 Existing | Crossload | Electricity | PJ | Dispatch-Crossload | VOM | 0 | [6 empty] | 0.889 | 0
LCP_Inputs_ON_Electric_IEA_2023_05_05 | 2023 | O/CCGT - CH4 Existing | Crossload | Electricity | QC | Dispatch-Crossload | EmissionsCost | 0 | [6 empty] | 0.889 | 0
LCP_Inputs_ON_Electric_IEA_2023_05_05 | 2023 | O/CCGT - CH4 Existing | Crossload | Electricity | QC | Dispatch-Crossload | FuelCost | 0 | [6 empty] | 0.889 | 0
LCP_Inputs_ON_Electric_IEA_2023_05_05 | 2023 | O/CCGT - CH4 Existing | Crossload | Electricity | QC | Dispatch-Crossload | VOM | 0 | [6 empty] | 0.889 | 0
LCP_Inputs_ON_Electric_IEA_2023_05_05 | 2023 | O/CCGT - CH4 Existing | Crossload | Electricity | WC | Dispatch-Crossload | EmissionsCost | 0 | [6 empty] | 0.889 | 0
LCP_Inputs_ON_Electric_IEA_2023_05_05 | 2023 | O/CCGT - CH4 Existing | Crossload | Electricity | WC | Dispatch-Crossload | FuelCost | 0 | [6 empty] | 0.889 | 0
LCP_Inputs_ON_Electric_IEA_2023_05_05 | 2023 | O/CCGT - CH4 Existing | Crossload | Electricity | WC | Dispatch-Crossload | VOM | 0 | [6 empty] | 0.889 | 0
LCP_Inputs_ON_Electric_IEA_2023_05_05 | 2023 | O/CCGT - CH4 New | Crossload | Electricity | MI | Dispatch-Crossload | EmissionsCost | 0 | [6 empty] | 0.889 | 0
LCP_Inputs_ON_Electric_IEA_2023_05_05 | 2023 | O/CCGT - CH4 New | Crossload | Electricity | MI | Dispatch-Crossload | FuelCost | 0 | [6 empty] | 0.889 | 0
LCP_Inputs_ON_Electric_IEA_2023_05_05 | 2023 | O/CCGT - CH4 New | Crossload | Electricity | MI | Dispatch-Crossload | VOM | 0 | [6 empty] | 0.889 | 0
LCP_Inputs_ON_Electric_IEA_2023_05_05 | 2023 | O/CCGT - CH4 New | Crossload | Electricity | NY | Dispatch-Crossload | EmissionsCost | 0 | [6 empty] | 0.889 | 0
LCP_Inputs_ON_Electric_IEA_2023_05_05 | 2023 | O/CCGT - CH4 New | Crossload | Electricity | NY | Dispatch-Crossload | FuelCost | 0 | [6 empty] | 0.889 | 0
LCP_Inputs_ON_Electric_IEA_2023_05_05 | 2023 | O/CCGT - CH4 New | Crossload | Electricity | NY | Dispatch-Crossload | VOM | 0 | [6 empty] | 0.889 | 0
LCP_Inputs_ON_Electric_IEA_2023_05_05 | 2023 | O/CCGT - CH4 New | Crossload | Electricity | ON | Dispatch-Crossload | EmissionsCost | 0 | [6 empty] | 0.889 | 0
LCP_Inputs_ON_Electric_IEA_2023_05_05 | 2023 | O/CCGT - CH4 New | Crossload | Electricity | ON | Dispatch-Crossload | FuelCost | 0 | [6 empty] | 0.889 | 0
LCP_Inputs_ON_Electric_IEA_2023_05_05 | 2023 | O/CCGT - CH4 New | Crossload | Electricity | ON | Dispatch-Crossload | VOM | 0 | [6 empty] | 0.889 | 0
LCP_Inputs_ON_Electric_IEA_2023_05_05 | 2023 | O/CCGT - CH4 New | Crossload | Electricity | PJ | Dispatch-Crossload | EmissionsCost | 0 | [6 empty] | 0.889 | 0
LCP_Inputs_ON_Electric_IEA_2023_05_05 | 2023 | O/CCGT - CH4 New | Crossload | Electricity | PJ | Dispatch-Crossload | FuelCost | 0 | [6 empty] | 0.889 | 0
LCP_Inputs_ON_Electric_IEA_2023_05_05 | 2023 | O/CCGT - CH4 New | Crossload | Electricity | PJ | Dispatch-Crossload | VOM | 0 | [6 empty] | 0.889 | 0
LCP_Inputs_ON_Electric_IEA_2023_05_05 | 2023 | O/CCGT - CH4 New | Crossload | Electricity | QC | Dispatch-Crossload | EmissionsCost | 0 | [6 empty] | 0.889 | 0
LCP_Inputs_ON_Electric_IEA_2023_05_05 | 2023 | O/CCGT - CH4 New | Crossload | Electricity | QC | Dispatch-Crossload | FuelCost | 0 | [6 empty] | 0.889 | 0
LCP_Inputs_ON_Electric_IEA_2023_05_05 | 2023 | O/CCGT - CH4 New | Crossload | Electricity | QC | Dispatch-Crossload | VOM | 0 | [6 empty] | 0.889 | 0
LCP_Inputs_ON_Electric_IEA_2023_05_05 | 2023 | O/CCGT - CH4 New | Crossload | Electricity | WC | Dispatch-Crossload | EmissionsCost | 0 | [6 empty] | 0.889 | 0
LCP_Inputs_ON_Electric_IEA_2023_05_05 | 2023 | O/CCGT - CH4 New | Crossload | Electricity | WC | Dispatch-Crossload | FuelCost | 0 | [6 empty] | 0.889 | 0
LCP_Inputs_ON_Electric_IEA_2023_05_05 | 2023 | O/CCGT - CH4 New | Crossload | Electricity | WC | Dispatch-Crossload | VOM | 0 | [6 empty] | 0.889 | 0
LCP_Inputs_ON_Electric_IEA_2023_05_05 | 2023 | O/CCGT - H2 New | Crossload | Electricity | MI | Dispatch-Crossload | EmissionsCost | 0 | [6 empty] | 0.889 | 0
LCP_Inputs_ON_Electric_IEA_2023_05_05 | 2023 | O/CCGT - H2 New | Crossload | Electricity | MI | Dispatch-Crossload | FuelCost | 0 | [6 empty] | 0.889 | 0
LCP_Inputs_ON_Electric_IEA_2023_05_05 | 2023 | O/CCGT - H2 New | Crossload | Electricity | MI | Dispatch-Crossload | VOM | 0 | [6 empty] | 0.889 | 0
LCP_Inputs_ON_Electric_IEA_2023_05_05 | 2023 | O/CCGT - H2 New | Crossload | Electricity | NY | Dispatch-Crossload | EmissionsCost | 0 | [6 empty] | 0.889 | 0
LCP_Inputs_ON_Electric_IEA_2023_05_05 | 2023 | O/CCGT - H2 New | Crossload | Electricity | NY | Dispatch-Crossload | FuelCost | 0 | [6 empty] | 0.889 | 0
LCP_Inputs_ON_Electric_IEA_2023_05_05 | 2023 | O/CCGT - H2 New | Crossload | Electricity | NY | Dispatch-Crossload | VOM | 0 | [6 empty] | 0.889 | 0
LCP_Inputs_ON_Electric_IEA_2023_05_05 | 2023 | O/CCGT - H2 New | Crossload | Electricity | ON | Dispatch-Crossload | EmissionsCost | 0 | [6 empty] | 0.889 | 0
LCP_Inputs_ON_Electric_IEA_2023_05_05 | 2023 | O/CCGT - H2 New | Crossload | Electricity | ON | Dispatch-Crossload | FuelCost | 0 | [6 empty] | 0.889 | 0
LCP_Inputs_ON_Electric_IEA_2023_05_05 | 2023 | O/CCGT - H2 New | Crossload | Electricity | ON | Dispatch-Crossload | VOM | 0 | [6 empty] | 0.889 | 0
LCP_Inputs_ON_Electric_IEA_2023_05_05 | 2023 | O/CCGT - H2 New | Crossload | Electricity | PJ | Dispatch-Crossload | EmissionsCost | 0 | [6 empty] | 0.889 | 0
LCP_Inputs_ON_Electric_IEA_2023_05_05 | 2023 | O/CCGT - H2 New | Crossload | Electricity | PJ | Dispatch-Crossload | FuelCost | 0 | [6 empty] | 0.889 | 0
LCP_Inputs_ON_Electric_IEA_2023_05_05 | 2023 | O/CCGT - H2 New | Crossload | Electricity | PJ | Dispatch-Crossload | VOM | 0 | [6 empty] | 0.889 | 0
LCP_Inputs_ON_Electric_IEA_2023_05_05 | 2023 | O/CCGT - H2 New | Crossload | Electricity | QC | Dispatch-Crossload | EmissionsCost | 0 | [6 empty] | 0.889 | 0
LCP_Inputs_ON_Electric_IEA_2023_05_05 | 2023 | O/CCGT - H2 New | Crossload | Electricity | QC | Dispatch-Crossload | FuelCost | 0 | [6 empty] | 0.889 | 0
LCP_Inputs_ON_Electric_IEA_2023_05_05 | 2023 | O/CCGT - H2 New | Crossload | Electricity | QC | Dispatch-Crossload | VOM | 0 | [6 empty] | 0.889 | 0
LCP_Inputs_ON_Electric_IEA_2023_05_05 | 2023 | O/CCGT - H2 New | Crossload | Electricity | WC | Dispatch-Crossload | EmissionsCost | 0 | [6 empty] | 0.889 | 0
LCP_Inputs_ON_Electric_IEA_2023_05_05 | 2023 | O/CCGT - H2 New | Crossload | Electricity | WC | Dispatch-Crossload | FuelCost | 0 | [6 empty] | 0.889 | 0
LCP_Inputs_ON_Electric_IEA_2023_05_05 | 2023 | O/CCGT - H2 New | Crossload | Electricity | WC | Dispatch-Crossload | VOM | 0 | [6 empty] | 0.889 | 0
LCP_Inputs_ON_Electric_IEA_2023_05_05 | 2023 | SMR CCS | Generation | Hydrogen | MI | Dispatch-Generation | EmissionsCost | 0 | [6 empty] | 0.889 | 0
LCP_Inputs_ON_Electric_IEA_2023_05_05 | 2023 | SMR CCS | Generation | Hydrogen | MI | Dispatch-Generation | FuelCost | 0 | [6 empty] | 0.889 | 0
LCP_Inputs_ON_Electric_IEA_2023_05_05 | 2023 | SMR CCS | Generation | Hydrogen | MI | Dispatch-Generation | VOM | 0 | [6 empty] | 0.889 | 0
LCP_Inputs_ON_Electric_IEA_2023_05_05 | 2023 | SMR CCS | Generation | Hydrogen | NY | Dispatch-Generation | EmissionsCost | 0 | [6 empty] | 0.889 | 0
LCP_Inputs_ON_Electric_IEA_2023_05_05 | 2023 | SMR CCS | Generation | Hydrogen | NY | Dispatch-Generation | FuelCost | 0 | [6 empty] | 0.889 | 0
LCP_Inputs_ON_Electric_IEA_2023_05_05 | 2023 | SMR CCS | Generation | Hydrogen | NY | Dispatch-Generation | VOM | 0 | [6 empty] | 0.889 | 0
LCP_Inputs_ON_Electric_IEA_2023_05_05 | 2023 | SMR CCS | Generation | Hydrogen | ON | Dispatch-Generation | EmissionsCost | 0 | [6 empty] | 0.889 | 0
LCP_Inputs_ON_Electric_IEA_2023_05_05 | 2023 | SMR CCS | Generation | Hydrogen | ON | Dispatch-Generation | FuelCost | 0 | [6 empty] | 0.889 | 0
LCP_Inputs_ON_Electric_IEA_2023_05_05 | 2023 | SMR CCS | Generation | Hydrogen | ON | Dispatch-Generation | VOM | 0 | [6 empty] | 0.889 | 0
LCP_Inputs_ON_Electric_IEA_2023_05_05 | 2023 | SMR CCS | Generation | Hydrogen | PJ | Dispatch-Generation | EmissionsCost | 0 | [6 empty] | 0.889 | 0
LCP_Inputs_ON_Electric_IEA_2023_05_05 | 2023 | SMR CCS | Generation | Hydrogen | PJ | Dispatch-Generation | FuelCost | 0 | [6 empty] | 0.889 | 0
LCP_Inputs_ON_Electric_IEA_2023_05_05 | 2023 | SMR CCS | Generation | Hydrogen | PJ | Dispatch-Generation | VOM | 0 | [6 empty] | 0.889 | 0
LCP_Inputs_ON_Electric_IEA_2023_05_05 | 2023 | SMR CCS | Generation | Hydrogen | QC | Dispatch-Generation | EmissionsCost | 0 | [6 empty] | 0.889 | 0
LCP_Inputs_ON_Electric_IEA_2023_05_05 | 2023 | SMR CCS | Generation | Hydrogen | QC | Dispatch-Generation | FuelCost | 0 | [6 empty] | 0.889 | 0
LCP_Inputs_ON_Electric_IEA_2023_05_05 | 2023 | SMR CCS | Generation | Hydrogen | QC | Dispatch-Generation | VOM | 0 | [6 empty] | 0.889 | 0
LCP_Inputs_ON_Electric_IEA_2023_05_05 | 2023 | SMR CCS | Generation | Hydrogen | WC | Dispatch-Generation | EmissionsCost | 0 | [6 empty] | 0.889 | 0
LCP_Inputs_ON_Electric_IEA_2023_05_05 | 2023 | SMR CCS | Generation | Hydrogen | WC | Dispatch-Generation | FuelCost | 0 | [6 empty] | 0.889 | 0
LCP_Inputs_ON_Electric_IEA_2023_05_05 | 2023 | SMR CCS | Generation | Hydrogen | WC | Dispatch-Generation | VOM | 0 | [6 empty] | 0.889 | 0
LCP_Inputs_ON_Electric_IEA_2023_05_05 | 2023 | Solar PV | Generation | Electricity | MI | Dispatch-Generation | EmissionsCost | 0 | [6 empty] | 0.889 | 0
LCP_Inputs_ON_Electric_IEA_2023_05_05 | 2023 | Solar PV | Generation | Electricity | MI | Dispatch-Generation | FuelCost | 0 | [6 empty] | 0.889 | 0
LCP_Inputs_ON_Electric_IEA_2023_05_05 | 2023 | Solar PV | Generation | Electricity | MI | Dispatch-Generation | VOM | 0 | [6 empty] | 0.889 | 0
LCP_Inputs_ON_Electric_IEA_2023_05_05 | 2023 | Solar PV | Generation | Electricity | NY | Dispatch-Generation | EmissionsCost | 0 | [6 empty] | 0.889 | 0
LCP_Inputs_ON_Electric_IEA_2023_05_05 | 2023 | Solar PV | Generation | Electricity | NY | Dispatch-Generation | FuelCost | 0 | [6 empty] | 0.889 | 0
LCP_Inputs_ON_Electric_IEA_2023_05_05 | 2023 | Solar PV | Generation | Electricity | NY | Dispatch-Generation | VOM | 0 | [6 empty] | 0.889 | 0
LCP_Inputs_ON_Electric_IEA_2023_05_05 | 2023 | Solar PV | Generation | Electricity | ON | Dispatch-Generation | EmissionsCost | 0 | [6 empty] | 0.889 | 0
LCP_Inputs_ON_Electric_IEA_2023_05_05 | 2023 | Solar PV | Generation | Electricity | ON | Dispatch-Generation | FuelCost | 0 | [6 empty] | 0.889 | 0
LCP_Inputs_ON_Electric_IEA_2023_05_05 | 2023 | Solar PV | Generation | Electricity | ON | Dispatch-Generation | VOM | 0 | [6 empty] | 0.889 | 0
LCP_Inputs_ON_Electric_IEA_2023_05_05 | 2023 | Solar PV | Generation | Electricity | PJ | Dispatch-Generation | EmissionsCost | 0 | [6 empty] | 0.889 | 0
LCP_Inputs_ON_Electric_IEA_2023_05_05 | 2023 | Solar PV | Generation | Electricity | PJ | Dispatch-Generation | FuelCost | 0 | [6 empty] | 0.889 | 0
LCP_Inputs_ON_Electric_IEA_2023_05_05 | 2023 | Solar PV | Generation | Electricity | PJ | Dispatch-Generation | VOM | 0 | [6 empty] | 0.889 | 0
LCP_Inputs_ON_Electric_IEA_2023_05_05 | 2023 | Solar PV | Generation | Electricity | QC | Dispatch-Generation | EmissionsCost | 0 | [6 empty] | 0.889 | 0
LCP_Inputs_ON_Electric_IEA_2023_05_05 | 2023 | Solar PV | Generation | Electricity | QC | Dispatch-Generation | FuelCost | 0 | [6 empty] | 0.889 | 0
LCP_Inputs_ON_Electric_IEA_2023_05_05 | 2023 | Solar PV | Generation | Electricity | QC | Dispatch-Generation | VOM | 0 | [6 empty] | 0.889 | 0
LCP_Inputs_ON_Electric_IEA_2023_05_05 | 2023 | Solar PV | Generation | Electricity | WC | Dispatch-Generation | EmissionsCost | 0 | [6 empty] | 0.889 | 0
LCP_Inputs_ON_Electric_IEA_2023_05_05 | 2023 | Solar PV | Generation | Electricity | WC | Dispatch-Generation | FuelCost | 0 | [6 empty] | 0.889 | 0
LCP_Inputs_ON_Electric_IEA_2023_05_05 | 2023 | Solar PV | Generation | Electricity | WC | Dispatch-Generation | VOM | 0 | [6 empty] | 0.889 | 0
LCP_Inputs_ON_Electric_IEA_2023_05_05 | 2023 | Wind Offshore | Generation | Electricity | MI | Dispatch-Generation | EmissionsCost | 0 | [6 empty] | 0.889 | 0
LCP_Inputs_ON_Electric_IEA_2023_05_05 | 2023 | Wind Offshore | Generation | Electricity | MI | Dispatch-Generation | FuelCost | 0 | [6 empty] | 0.889 | 0
LCP_Inputs_ON_Electric_IEA_2023_05_05 | 2023 | Wind Offshore | Generation | Electricity | MI | Dispatch-Generation | VOM | 0 | [6 empty] | 0.889 | 0
LCP_Inputs_ON_Electric_IEA_2023_05_05 | 2023 | Wind Offshore | Generation | Electricity | NY | Dispatch-Generation | EmissionsCost | 0 | [6 empty] | 0.889 | 0
LCP_Inputs_ON_Electric_IEA_2023_05_05 | 2023 | Wind Offshore | Generation | Electricity | NY | Dispatch-Generation | FuelCost | 0 | [6 empty] | 0.889 | 0
LCP_Inputs_ON_Electric_IEA_2023_05_05 | 2023 | Wind Offshore | Generation | Electricity | NY | Dispatch-Generation | VOM | 0 | [6 empty] | 0.889 | 0
LCP_Inputs_ON_Electric_IEA_2023_05_05 | 2023 | Wind Offshore | Generation | Electricity | ON | Dispatch-Generation | EmissionsCost | 0 | [6 empty] | 0.889 | 0
LCP_Inputs_ON_Electric_IEA_2023_05_05 | 2023 | Wind Offshore | Generation | Electricity | ON | Dispatch-Generation | FuelCost | 0 | [6 empty] | 0.889 | 0
LCP_Inputs_ON_Electric_IEA_2023_05_05 | 2023 | Wind Offshore | Generation | Electricity | ON | Dispatch-Generation | VOM | 0 | [6 empty] | 0.889 | 0
LCP_Inputs_ON_Electric_IEA_2023_05_05 | 2023 | Wind Offshore | Generation | Electricity | PJ | Dispatch-Generation | EmissionsCost | 0 | [6 empty] | 0.889 | 0
LCP_Inputs_ON_Electric_IEA_2023_05_05 | 2023 | Wind Offshore | Generation | Electricity | PJ | Dispatch-Generation | FuelCost | 0 | [6 empty] | 0.889 | 0
LCP_Inputs_ON_Electric_IEA_2023_05_05 | 2023 | Wind Offshore | Generation | Electricity | PJ | Dispatch-Generation | VOM | 0 | [6 empty] | 0.889 | 0
LCP_Inputs_ON_Electric_IEA_2023_05_05 | 2023 | Wind Offshore | Generation | Electricity | QC | Dispatch-Generation | EmissionsCost | 0 | [6 empty] | 0.889 | 0
LCP_Inputs_ON_Electric_IEA_2023_05_05 | 2023 | Wind Offshore | Generation | Electricity | QC | Dispatch-Generation | FuelCost | 0 | [6 empty] | 0.889 | 0
LCP_Inputs_ON_Electric_IEA_2023_05_05 | 2023 | Wind Offshore | Generation | Electricity | QC | Dispatch-Generation | VOM | 0 | [6 empty] | 0.889 | 0
LCP_Inputs_ON_Electric_IEA_2023_05_05 | 2023 | Wind Offshore | Generation | Electricity | WC | Dispatch-Generation | EmissionsCost | 0 | [6 empty] | 0.889 | 0
LCP_Inputs_ON_Electric_IEA_2023_05_05 | 2023 | Wind Offshore | Generation | Electricity | WC | Dispatch-Generation | FuelCost | 0 | [6 empty] | 0.889 | 0
LCP_Inputs_ON_Electric_IEA_2023_05_05 | 2023 | Wind Offshore | Generation | Electricity | WC | Dispatch-Generation | VOM | 0 | [6 empty] | 0.889 | 0
LCP_Inputs_ON_Electric_IEA_2023_05_05 | 2023 | Wind Onshore | Generation | Electricity | MI | Dispatch-Generation | EmissionsCost | 0 | [6 empty] | 0.889 | 0
LCP_Inputs_ON_Electric_IEA_2023_05_05 | 2023 | Wind Onshore | Generation | Electricity | MI | Dispatch-Generation | FuelCost | 0 | [6 empty] | 0.889 | 0
LCP_Inputs_ON_Electric_IEA_2023_05_05 | 2023 | Wind Onshore | Generation | Electricity | MI | Dispatch-Generation | VOM | 0 | [6 empty] | 0.889 | 0
LCP_Inputs_ON_Electric_IEA_2023_05_05 | 2023 | Wind Onshore | Generation | Electricity | NY | Dispatch-Generation | EmissionsCost | 0 | [6 empty] | 0.889 | 0
LCP_Inputs_ON_Electric_IEA_2023_05_05 | 2023 | Wind Onshore | Generation | Electricity | NY | Dispatch-Generation | FuelCost | 0 | [6 empty] | 0.889 | 0
LCP_Inputs_ON_Electric_IEA_2023_05_05 | 2023 | Wind Onshore | Generation | Electricity | NY | Dispatch-Generation | VOM | 0 | [6 empty] | 0.889 | 0
LCP_Inputs_ON_Electric_IEA_2023_05_05 | 2023 | Wind Onshore | Generation | Electricity | ON | Dispatch-Generation | EmissionsCost | 0 | [6 empty] | 0.889 | 0
LCP_Inputs_ON_Electric_IEA_2023_05_05 | 2023 | Wind Onshore | Generation | Electricity | ON | Dispatch-Generation | FuelCost | 0 | [6 empty] | 0.889 | 0
LCP_Inputs_ON_Electric_IEA_2023_05_05 | 2023 | Wind Onshore | Generation | Electricity | ON | Dispatch-Generation | VOM | 0 | [6 empty] | 0.889 | 0
LCP_Inputs_ON_Electric_IEA_2023_05_05 | 2023 | Wind Onshore | Generation | Electricity | PJ | Dispatch-Generation | EmissionsCost | 0 | [6 empty] | 0.889 | 0
LCP_Inputs_ON_Electric_IEA_2023_05_05 | 2023 | Wind Onshore | Generation | Electricity | PJ | Dispatch-Generation | FuelCost | 0 | [6 empty] | 0.889 | 0
LCP_Inputs_ON_Electric_IEA_2023_05_05 | 2023 | Wind Onshore | Generation | Electricity | PJ | Dispatch-Generation | VOM | 0 | [6 empty] | 0.889 | 0
LCP_Inputs_ON_Electric_IEA_2023_05_05 | 2023 | Wind Onshore | Generation | Electricity | QC | Dispatch-Generation | EmissionsCost | 0 | [6 empty] | 0.889 | 0
LCP_Inputs_ON_Electric_IEA_2023_05_05 | 2023 | Wind Onshore | Generation | Electricity | QC | Dispatch-Generation | FuelCost | 0 | [6 empty] | 0.889 | 0
LCP_Inputs_ON_Electric_IEA_2023_05_05 | 2023 | Wind Onshore | Generation | Electricity | QC | Dispatch-Generation | VOM | 0 | [6 empty] | 0.889 | 0
LCP_Inputs_ON_Electric_IEA_2023_05_05 | 2023 | Wind Onshore | Generation | Electricity | WC | Dispatch-Generation | EmissionsCost | 0 | [6 empty] | 0.889 | 0
LCP_Inputs_ON_Electric_IEA_2023_05_05 | 2023 | Wind Onshore | Generation | Electricity | WC | Dispatch-Generation | FuelCost | 0 | [6 empty] | 0.889 | 0
LCP_Inputs_ON_Electric_IEA_2023_05_05 | 2023 | Wind Onshore | Generation | Electricity | WC | Dispatch-Generation | VOM | 0 | [6 empty] | 0.889 | 0
LCP_Inputs_ON_Electric_IEA_2023_05_05 | 2024 | Anaerobic Digestion | Generation | Methane | MI | Dispatch-Generation | EmissionsCost | 0 | [6 empty] | 0.8548 | 0
LCP_Inputs_ON_Electric_IEA_2023_05_05 | 2024 | Anaerobic Digestion | Generation | Methane | MI | Dispatch-Generation | FuelCost | 0 | [6 empty] | 0.8548 | 0
LCP_Inputs_ON_Electric_IEA_2023_05_05 | 2024 | Anaerobic Digestion | Generation | Methane | MI | Dispatch-Generation | VOM | 0 | [6 empty] | 0.8548 | 0
LCP_Inputs_ON_Electric_IEA_2023_05_05 | 2024 | Anaerobic Digestion | Generation | Methane | NY | Dispatch-Generation | EmissionsCost | 0 | [6 empty] | 0.8548 | 0
LCP_Inputs_ON_Electric_IEA_2023_05_05 | 2024 | Anaerobic Digestion | Generation | Methane | NY | Dispatch-Generation | FuelCost | 0 | [6 empty] | 0.8548 | 0
LCP_Inputs_ON_Electric_IEA_2023_05_05 | 2024 | Anaerobic Digestion | Generation | Methane | NY | Dispatch-Generation | VOM | 0 | [6 empty] | 0.8548 | 0
LCP_Inputs_ON_Electric_IEA_2023_05_05 | 2024 | Anaerobic Digestion | Generation | Methane | ON | Dispatch-Generation | EmissionsCost | 0 | [6 empty] | 0.8548 | 0
LCP_Inputs_ON_Electric_IEA_2023_05_05 | 2024 | Anaerobic Digestion | Generation | Methane | ON | Dispatch-Generation | FuelCost | 0 | [6 empty] | 0.8548 | 0
LCP_Inputs_ON_Electric_IEA_2023_05_05 | 2024 | Anaerobic Digestion | Generation | Methane | ON | Dispatch-Generation | VOM | 0 | [6 empty] | 0.8548 | 0
LCP_Inputs_ON_Electric_IEA_2023_05_05 | 2024 | Anaerobic Digestion | Generation | Methane | PJ | Dispatch-Generation | EmissionsCost | 0 | [6 empty] | 0.8548 | 0
LCP_Inputs_ON_Electric_IEA_2023_05_05 | 2024 | Anaerobic Digestion | Generation | Methane | PJ | Dispatch-Generation | FuelCost | 0 | [6 empty] | 0.8548 | 0
LCP_Inputs_ON_Electric_IEA_2023_05_05 | 2024 | Anaerobic Digestion | Generation | Methane | PJ | Dispatch-Generation | VOM | 0 | [6 empty] | 0.8548 | 0
LCP_Inputs_ON_Electric_IEA_2023_05_05 | 2024 | Anaerobic Digestion | Generation | Methane | QC | Dispatch-Generation | EmissionsCost | 0 | [6 empty] | 0.8548 | 0
LCP_Inputs_ON_Electric_IEA_2023_05_05 | 2024 | Anaerobic Digestion | Generation | Methane | QC | Dispatch-Generation | FuelCost | 0 | [6 empty] | 0.8548 | 0
LCP_Inputs_ON_Electric_IEA_2023_05_05 | 2024 | Anaerobic Digestion | Generation | Methane | QC | Dispatch-Generation | VOM | 0 | [6 empty] | 0.8548 | 0
LCP_Inputs_ON_Electric_IEA_2023_05_05 | 2024 | Anaerobic Digestion | Generation | Methane | WC | Dispatch-Generation | EmissionsCost | 0 | [6 empty] | 0.8548 | 0
LCP_Inputs_ON_Electric_IEA_2023_05_05 | 2024 | Anaerobic Digestion | Generation | Methane | WC | Dispatch-Generation | FuelCost | 0 | [6 empty] | 0.8548 | 0
LCP_Inputs_ON_Electric_IEA_2023_05_05 | 2024 | Anaerobic Digestion | Generation | Methane | WC | Dispatch-Generation | VOM | 0 | [6 empty] | 0.8548 | 0
LCP_Inputs_ON_Electric_IEA_2023_05_05 | 2024 | Battery Storage | Storage | Electricity | MI | Dispatch-Storage | EmissionsCost | 0 | [6 empty] | 0.8548 | 0
LCP_Inputs_ON_Electric_IEA_2023_05_05 | 2024 | Battery Storage | Storage | Electricity | MI | Dispatch-Storage | FuelCost | 0 | [6 empty] | 0.8548 | 0
LCP_Inputs_ON_Electric_IEA_2023_05_05 | 2024 | Battery Storage | Storage | Electricity | MI | Dispatch-Storage | VOM | 0 | [6 empty] | 0.8548 | 0
LCP_Inputs_ON_Electric_IEA_2023_05_05 | 2024 | Battery Storage | Storage | Electricity | NY | Dispatch-Storage | EmissionsCost | 0 | [6 empty] | 0.8548 | 0
LCP_Inputs_ON_Electric_IEA_2023_05_05 | 2024 | Battery Storage | Storage | Electricity | NY | Dispatch-Storage | FuelCost | 0 | [6 empty] | 0.8548 | 0
LCP_Inputs_ON_Electric_IEA_2023_05_05 | 2024 | Battery Storage | Storage | Electricity | NY | Dispatch-Storage | VOM | 0 | [6 empty] | 0.8548 | 0
LCP_Inputs_ON_Electric_IEA_2023_05_05 | 2024 | Battery Storage | Storage | Electricity | ON | Dispatch-Storage | EmissionsCost | 0 | [6 empty] | 0.8548 | 0
LCP_Inputs_ON_Electric_IEA_2023_05_05 | 2024 | Battery Storage | Storage | Electricity | ON | Dispatch-Storage | FuelCost | 0 | [6 empty] | 0.8548 | 0
LCP_Inputs_ON_Electric_IEA_2023_05_05 | 2024 | Battery Storage | Storage | Electricity | ON | Dispatch-Storage | VOM | 0 | [6 empty] | 0.8548 | 0
LCP_Inputs_ON_Electric_IEA_2023_05_05 | 2024 | Battery Storage | Storage | Electricity | PJ | Dispatch-Storage | EmissionsCost | 0 | [6 empty] | 0.8548 | 0
LCP_Inputs_ON_Electric_IEA_2023_05_05 | 2024 | Battery Storage | Storage | Electricity | PJ | Dispatch-Storage | FuelCost | 0 | [6 empty] | 0.8548 | 0
LCP_Inputs_ON_Electric_IEA_2023_05_05 | 2024 | Battery Storage | Storage | Electricity | PJ | Dispatch-Storage | VOM | 0 | [6 empty] | 0.8548 | 0
LCP_Inputs_ON_Electric_IEA_2023_05_05 | 2024 | Battery Storage | Storage | Electricity | QC | Dispatch-Storage | EmissionsCost | 0 | [6 empty] | 0.8548 | 0
LCP_Inputs_ON_Electric_IEA_2023_05_05 | 2024 | Battery Storage | Storage | Electricity | QC | Dispatch-Storage | FuelCost | 0 | [6 empty] | 0.8548 | 0
LCP_Inputs_ON_Electric_IEA_2023_05_05 | 2024 | Battery Storage | Storage | Electricity | QC | Dispatch-Storage | VOM | 0 | [6 empty] | 0.8548 | 0
LCP_Inputs_ON_Electric_IEA_2023_05_05 | 2024 | Battery Storage | Storage | Electricity | WC | Dispatch-Storage | EmissionsCost | 0 | [6 empty] | 0.8548 | 0
LCP_Inputs_ON_Electric_IEA_2023_05_05 | 2024 | Battery Storage | Storage | Electricity | WC | Dispatch-Storage | FuelCost | 0 | [6 empty] | 0.8548 | 0
LCP_Inputs_ON_Electric_IEA_2023_05_05 | 2024 | Battery Storage | Storage | Electricity | WC | Dispatch-Storage | VOM | 0 | [6 empty] | 0.8548 | 0
LCP_Inputs_ON_Electric_IEA_2023_05_05 | 2024 | Biomass | Generation | Electricity | MI | Dispatch-Generation | EmissionsCost | 0 | [6 empty] | 0.8548 | 0
LCP_Inputs_ON_Electric_IEA_2023_05_05 | 2024 | Biomass | Generation | Electricity | MI | Dispatch-Generation | FuelCost | 0 | [6 empty] | 0.8548 | 0
LCP_Inputs_ON_Electric_IEA_2023_05_05 | 2024 | Biomass | Generation | Electricity | MI | Dispatch-Generation | VOM | 0 | [6 empty] | 0.8548 | 0
LCP_Inputs_ON_Electric_IEA_2023_05_05 | 2024 | Biomass | Generation | Electricity | NY | Dispatch-Generation | EmissionsCost | 0 | [6 empty] | 0.8548 | 0
LCP_Inputs_ON_Electric_IEA_2023_05_05 | 2024 | Biomass | Generation | Electricity | NY | Dispatch-Generation | FuelCost | 0 | [6 empty] | 0.8548 | 0
LCP_Inputs_ON_Electric_IEA_2023_05_05 | 2024 | Biomass | Generation | Electricity | NY | Dispatch-Generation | VOM | 0 | [6 empty] | 0.8548 | 0
LCP_Inputs_ON_Electric_IEA_2023_05_05 | 2024 | Biomass | Generation | Electricity | ON | Dispatch-Generation | EmissionsCost | 0 | [6 empty] | 0.8548 | 0
LCP_Inputs_ON_Electric_IEA_2023_05_05 | 2024 | Biomass | Generation | Electricity | ON | Dispatch-Generation | FuelCost | 0 | [6 empty] | 0.8548 | 0
LCP_Inputs_ON_Electric_IEA_2023_05_05 | 2024 | Biomass | Generation | Electricity | ON | Dispatch-Generation | VOM | 0 | [6 empty] | 0.8548 | 0
LCP_Inputs_ON_Electric_IEA_2023_05_05 | 2024 | Biomass | Generation | Electricity | PJ | Dispatch-Generation | EmissionsCost | 0 | [6 empty] | 0.8548 | 0
LCP_Inputs_ON_Electric_IEA_2023_05_05 | 2024 | Biomass | Generation | Electricity | PJ | Dispatch-Generation | FuelCost | 0 | [6 empty] | 0.8548 | 0
LCP_Inputs_ON_Electric_IEA_2023_05_05 | 2024 | Biomass | Generation | Electricity | PJ | Dispatch-Generation | VOM | 0 | [6 empty] | 0.8548 | 0
LCP_Inputs_ON_Electric_IEA_2023_05_05 | 2024 | Biomass | Generation | Electricity | QC | Dispatch-Generation | EmissionsCost | 0 | [6 empty] | 0.8548 | 0
LCP_Inputs_ON_Electric_IEA_2023_05_05 | 2024 | Biomass | Generation | Electricity | QC | Dispatch-Generation | FuelCost | 0 | [6 empty] | 0.8548 | 0
LCP_Inputs_ON_Electric_IEA_2023_05_05 | 2024 | Biomass | Generation | Electricity | QC | Dispatch-Generation | VOM | 0 | [6 empty] | 0.8548 | 0
LCP_Inputs_ON_Electric_IEA_2023_05_05 | 2024 | Biomass | Generation | Electricity | WC | Dispatch-Generation | EmissionsCost | 0 | [6 empty] | 0.8548 | 0
LCP_Inputs_ON_Electric_IEA_2023_05_05 | 2024 | Biomass | Generation | Electricity | WC | Dispatch-Generation | FuelCost | 0 | [6 empty] | 0.8548 | 0
LCP_Inputs_ON_Electric_IEA_2023_05_05 | 2024 | Biomass | Generation | Electricity | WC | Dispatch-Generation | VOM | 0 | [6 empty] | 0.8548 | 0
LCP_Inputs_ON_Electric_IEA_2023_05_05 | 2024 | Biomass + CCS | Generation | Electricity | MI | Dispatch-Generation | EmissionsCost | 0 | [6 empty] | 0.8548 | 0
LCP_Inputs_ON_Electric_IEA_2023_05_05 | 2024 | Biomass + CCS | Generation | Electricity | MI | Dispatch-Generation | FuelCost | 0 | [6 empty] | 0.8548 | 0
LCP_Inputs_ON_Electric_IEA_2023_05_05 | 2024 | Biomass + CCS | Generation | Electricity | MI | Dispatch-Generation | VOM | 0 | [6 empty] | 0.8548 | 0
LCP_Inputs_ON_Electric_IEA_2023_05_05 | 2024 | Biomass + CCS | Generation | Electricity | NY | Dispatch-Generation | EmissionsCost | 0 | [6 empty] | 0.8548 | 0
LCP_Inputs_ON_Electric_IEA_2023_05_05 | 2024 | Biomass + CCS | Generation | Electricity | NY | Dispatch-Generation | FuelCost | 0 | [6 empty] | 0.8548 | 0
LCP_Inputs_ON_Electric_IEA_2023_05_05 | 2024 | Biomass + CCS | Generation | Electricity | NY | Dispatch-Generation | VOM | 0 | [6 empty] | 0.8548 | 0
LCP_Inputs_ON_Electric_IEA_2023_05_05 | 2024 | Biomass + CCS | Generation | Electricity | ON | Dispatch-Generation | EmissionsCost | 0 | [6 empty] | 0.8548 | 0
LCP_Inputs_ON_Electric_IEA_2023_05_05 | 2024 | Biomass + CCS | Generation | Electricity | ON | Dispatch-Generation | FuelCost | 0 | [6 empty] | 0.8548 | 0
LCP_Inputs_ON_Electric_IEA_2023_05_05 | 2024 | Biomass + CCS | Generation | Electricity | ON | Dispatch-Generation | VOM | 0 | [6 empty] | 0.8548 | 0
LCP_Inputs_ON_Electric_IEA_2023_05_05 | 2024 | Biomass + CCS | Generation | Electricity | PJ | Dispatch-Generation | EmissionsCost | 0 | [6 empty] | 0.8548 | 0
LCP_Inputs_ON_Electric_IEA_2023_05_05 | 2024 | Biomass + CCS | Generation | Electricity | PJ | Dispatch-Generation | FuelCost | 0 | [6 empty] | 0.8548 | 0
LCP_Inputs_ON_Electric_IEA_2023_05_05 | 2024 | Biomass + CCS | Generation | Electricity | PJ | Dispatch-Generation | VOM | 0 | [6 empty] | 0.8548 | 0
LCP_Inputs_ON_Electric_IEA_2023_05_05 | 2024 | Biomass + CCS | Generation | Electricity | QC | Dispatch-Generation | EmissionsCost | 0 | [6 empty] | 0.8548 | 0
LCP_Inputs_ON_Electric_IEA_2023_05_05 | 2024 | Biomass + CCS | Generation | Electricity | QC | Dispatch-Generation | FuelCost | 0 | [6 empty] | 0.8548 | 0
LCP_Inputs_ON_Electric_IEA_2023_05_05 | 2024 | Biomass + CCS | Generation | Electricity | QC | Dispatch-Generation | VOM | 0 | [6 empty] | 0.8548 | 0
LCP_Inputs_ON_Electric_IEA_2023_05_05 | 2024 | Biomass + CCS | Generation | Electricity | WC | Dispatch-Generation | EmissionsCost | 0 | [6 empty] | 0.8548 | 0
LCP_Inputs_ON_Electric_IEA_2023_05_05 | 2024 | Biomass + CCS | Generation | Electricity | WC | Dispatch-Generation | FuelCost | 0 | [6 empty] | 0.8548 | 0
LCP_Inputs_ON_Electric_IEA_2023_05_05 | 2024 | Biomass + CCS | Generation | Electricity | WC | Dispatch-Generation | VOM | 0 | [6 empty] | 0.8548 | 0
LCP_Inputs_ON_Electric_IEA_2023_05_05 | 2024 | CH4 + CCS | Generation | Methane | MI | Dispatch-Generation | EmissionsCost | 0 | [6 empty] | 0.8548 | 0
LCP_Inputs_ON_Electric_IEA_2023_05_05 | 2024 | CH4 + CCS | Generation | Methane | MI | Dispatch-Generation | FuelCost | 0 | [6 empty] | 0.8548 | 0
LCP_Inputs_ON_Electric_IEA_2023_05_05 | 2024 | CH4 + CCS | Generation | Methane | MI | Dispatch-Generation | VOM | 0 | [6 empty] | 0.8548 | 0
LCP_Inputs_ON_Electric_IEA_2023_05_05 | 2024 | CH4 + CCS | Generation | Methane | NY | Dispatch-Generation | EmissionsCost | 0 | [6 empty] | 0.8548 | 0
LCP_Inputs_ON_Electric_IEA_2023_05_05 | 2024 | CH4 + CCS | Generation | Methane | NY | Dispatch-Generation | FuelCost | 0 | [6 empty] | 0.8548 | 0
LCP_Inputs_ON_Electric_IEA_2023_05_05 | 2024 | CH4 + CCS | Generation | Methane | NY | Dispatch-Generation | VOM | 0 | [6 empty] | 0.8548 | 0
LCP_Inputs_ON_Electric_IEA_2023_05_05 | 2024 | CH4 + CCS | Generation | Methane | ON | Dispatch-Generation | EmissionsCost | 0 | [6 empty] | 0.8548 | 0
LCP_Inputs_ON_Electric_IEA_2023_05_05 | 2024 | CH4 + CCS | Generation | Methane | ON | Dispatch-Generation | FuelCost | 0 | [6 empty] | 0.8548 | 0
LCP_Inputs_ON_Electric_IEA_2023_05_05 | 2024 | CH4 + CCS | Generation | Methane | ON | Dispatch-Generation | VOM | 0 | [6 empty] | 0.8548 | 0
LCP_Inputs_ON_Electric_IEA_2023_05_05 | 2024 | CH4 + CCS | Generation | Methane | PJ | Dispatch-Generation | EmissionsCost | 0 | [6 empty] | 0.8548 | 0
LCP_Inputs_ON_Electric_IEA_2023_05_05 | 2024 | CH4 + CCS | Generation | Methane | PJ | Dispatch-Generation | FuelCost | 0 | [6 empty] | 0.8548 | 0
LCP_Inputs_ON_Electric_IEA_2023_05_05 | 2024 | CH4 + CCS | Generation | Methane | PJ | Dispatch-Generation | VOM | 0 | [6 empty] | 0.8548 | 0
LCP_Inputs_ON_Electric_IEA_2023_05_05 | 2024 | CH4 + CCS | Generation | Methane | QC | Dispatch-Generation | EmissionsCost | 0 | [6 empty] | 0.8548 | 0
LCP_Inputs_ON_Electric_IEA_2023_05_05 | 2024 | CH4 + CCS | Generation | Methane | QC | Dispatch-Generation | FuelCost | 0 | [6 empty] | 0.8548 | 0
LCP_Inputs_ON_Electric_IEA_2023_05_05 | 2024 | CH4 + CCS | Generation | Methane | QC | Dispatch-Generation | VOM | 0 | [6 empty] | 0.8548 | 0
LCP_Inputs_ON_Electric_IEA_2023_05_05 | 2024 | CH4 + CCS | Generation | Methane | WC | Dispatch-Generation | EmissionsCost | 0 | [6 empty] | 0.8548 | 0
LCP_Inputs_ON_Electric_IEA_2023_05_05 | 2024 | CH4 + CCS | Generation | Methane | WC | Dispatch-Generation | FuelCost | 0 | [6 empty] | 0.8548 | 0
LCP_Inputs_ON_Electric_IEA_2023_05_05 | 2024 | CH4 + CCS | Generation | Methane | WC | Dispatch-Generation | VOM | 0 | [6 empty] | 0.8548 | 0
LCP_Inputs_ON_Electric_IEA_2023_05_05 | 2024 | CH4 Import - NY 2020 | Import | Methane | MI | Dispatch-Import | EmissionsCost | 0 | [6 empty] | 0.8548 | 0
LCP_Inputs_ON_Electric_IEA_2023_05_05 | 2024 | CH4 Import - NY 2020 | Import | Methane | MI | Dispatch-Import | FuelCost | 0 | [6 empty] | 0.8548 | 0
LCP_Inputs_ON_Electric_IEA_2023_05_05 | 2024 | CH4 Import - NY 2020 | Import | Methane | MI | Dispatch-Import | VOM | 0 | [6 empty] | 0.8548 | 0
LCP_Inputs_ON_Electric_IEA_2023_05_05 | 2024 | CH4 Import - NY 2020 | Import | Methane | NY | Dispatch-Import | EmissionsCost | 282343065.1873 | [6 empty] | 0.8548 | 241348035.4302
LCP_Inputs_ON_Electric_IEA_2023_05_05 | 2024 | CH4 Import - NY 2020 | Import | Methane | NY | Dispatch-Import | FuelCost | 407790143.0843 | [6 empty] | 0.8548 | 348580723.369
LCP_Inputs_ON_Electric_IEA_2023_05_05 | 2024 | CH4 Import - NY 2020 | Import | Methane | NY | Dispatch-Import | VOM | 0 | [6 empty] | 0.8548 | 0
LCP_Inputs_ON_Electric_IEA_2023_05_05 | 2024 | CH4 Import - NY 2020 | Import | Methane | ON | Dispatch-Import | EmissionsCost | 0 | [6 empty] | 0.8548 | 0
LCP_Inputs_ON_Electric_IEA_2023_05_05 | 2024 | CH4 Import - NY 2020 | Import | Methane | ON | Dispatch-Import | FuelCost | 0 | [6 empty] | 0.8548 | 0
LCP_Inputs_ON_Electric_IEA_2023_05_05 | 2024 | CH4 Import - NY 2020 | Import | Methane | ON | Dispatch-Import | VOM | 0 | [6 empty] | 0.8548 | 0
LCP_Inputs_ON_Electric_IEA_2023_05_05 | 2024 | CH4 Import - NY 2020 | Import | Methane | PJ | Dispatch-Import | EmissionsCost | 0 | [6 empty] | 0.8548 | 0
LCP_Inputs_ON_Electric_IEA_2023_05_05 | 2024 | CH4 Import - NY 2020 | Import | Methane | PJ | Dispatch-Import | FuelCost | 0 | [6 empty] | 0.8548 | 0
LCP_Inputs_ON_Electric_IEA_2023_05_05 | 2024 | CH4 Import - NY 2020 | Import | Methane | PJ | Dispatch-Import | VOM | 0 | [6 empty] | 0.8548 | 0
LCP_Inputs_ON_Electric_IEA_2023_05_05 | 2024 | CH4 Import - NY 2020 | Import | Methane | QC | Dispatch-Import | EmissionsCost | 0 | [6 empty] | 0.8548 | 0
LCP_Inputs_ON_Electric_IEA_2023_05_05 | 2024 | CH4 Import - NY 2020 | Import | Methane | QC | Dispatch-Import | FuelCost | 0 | [6 empty] | 0.8548 | 0
LCP_Inputs_ON_Electric_IEA_2023_05_05 | 2024 | CH4 Import - NY 2020 | Import | Methane | QC | Dispatch-Import | VOM | 0 | [6 empty] | 0.8548 | 0
LCP_Inputs_ON_Electric_IEA_2023_05_05 | 2024 | CH4 Import - NY 2020 | Import | Methane | WC | Dispatch-Import | EmissionsCost | 0 | [6 empty] | 0.8548 | 0
LCP_Inputs_ON_Electric_IEA_2023_05_05 | 2024 | CH4 Import - NY 2020 | Import | Methane | WC | Dispatch-Import | FuelCost | 0 | [6 empty] | 0.8548 | 0
LCP_Inputs_ON_Electric_IEA_2023_05_05 | 2024 | CH4 Import - NY 2020 | Import | Methane | WC | Dispatch-Import | VOM | 0 | [6 empty] | 0.8548 | 0
LCP_Inputs_ON_Electric_IEA_2023_05_05 | 2024 | CH4 Import - NY 2030 | Import | Methane | MI | Dispatch-Import | EmissionsCost | 0 | [6 empty] | 0.8548 | 0
LCP_Inputs_ON_Electric_IEA_2023_05_05 | 2024 | CH4 Import - NY 2030 | Import | Methane | MI | Dispatch-Import | FuelCost | 0 | [6 empty] | 0.8548 | 0
LCP_Inputs_ON_Electric_IEA_2023_05_05 | 2024 | CH4 Import - NY 2030 | Import | Methane | MI | Dispatch-Import | VOM | 0 | [6 empty] | 0.8548 | 0
LCP_Inputs_ON_Electric_IEA_2023_05_05 | 2024 | CH4 Import - NY 2030 | Import | Methane | NY | Dispatch-Import | EmissionsCost | 0 | [6 empty] | 0.8548 | 0
LCP_Inputs_ON_Electric_IEA_2023_05_05 | 2024 | CH4 Import - NY 2030 | Import | Methane | NY | Dispatch-Import | FuelCost | 0 | [6 empty] | 0.8548 | 0
LCP_Inputs_ON_Electric_IEA_2023_05_05 | 2024 | CH4 Import - NY 2030 | Import | Methane | NY | Dispatch-Import | VOM | 0 | [6 empty] | 0.8548 | 0
LCP_Inputs_ON_Electric_IEA_2023_05_05 | 2024 | CH4 Import - NY 2030 | Import | Methane | ON | Dispatch-Import | EmissionsCost | 0 | [6 empty] | 0.8548 | 0
LCP_Inputs_ON_Electric_IEA_2023_05_05 | 2024 | CH4 Import - NY 2030 | Import | Methane | ON | Dispatch-Import | FuelCost | 0 | [6 empty] | 0.8548 | 0
LCP_Inputs_ON_Electric_IEA_2023_05_05 | 2024 | CH4 Import - NY 2030 | Import | Methane | ON | Dispatch-Import | VOM | 0 | [6 empty] | 0.8548 | 0
LCP_Inputs_ON_Electric_IEA_2023_05_05 | 2024 | CH4 Import - NY 2030 | Import | Methane | PJ | Dispatch-Import | EmissionsCost | 0 | [6 empty] | 0.8548 | 0
LCP_Inputs_ON_Electric_IEA_2023_05_05 | 2024 | CH4 Import - NY 2030 | Import | Methane | PJ | Dispatch-Import | FuelCost | 0 | [6 empty] | 0.8548 | 0
LCP_Inputs_ON_Electric_IEA_2023_05_05 | 2024 | CH4 Import - NY 2030 | Import | Methane | PJ | Dispatch-Import | VOM | 0 | [6 empty] | 0.8548 | 0
LCP_Inputs_ON_Electric_IEA_2023_05_05 | 2024 | CH4 Import - NY 2030 | Import | Methane | QC | Dispatch-Import | EmissionsCost | 0 | [6 empty] | 0.8548 | 0
LCP_Inputs_ON_Electric_IEA_2023_05_05 | 2024 | CH4 Import - NY 2030 | Import | Methane | QC | Dispatch-Import | FuelCost | 0 | [6 empty] | 0.8548 | 0
LCP_Inputs_ON_Electric_IEA_2023_05_05 | 2024 | CH4 Import - NY 2030 | Import | Methane | QC | Dispatch-Import | VOM | 0 | [6 empty] | 0.8548 | 0
LCP_Inputs_ON_Electric_IEA_2023_05_05 | 2024 | CH4 Import - NY 2030 | Import | Methane | WC | Dispatch-Import | EmissionsCost | 0 | [6 empty] | 0.8548 | 0
LCP_Inputs_ON_Electric_IEA_2023_05_05 | 2024 | CH4 Import - NY 2030 | Import | Methane | WC | Dispatch-Import | FuelCost | 0 | [6 empty] | 0.8548 | 0
LCP_Inputs_ON_Electric_IEA_2023_05_05 | 2024 | CH4 Import - NY 2030 | Import | Methane | WC | Dispatch-Import | VOM | 0 | [6 empty] | 0.8548 | 0
LCP_Inputs_ON_Electric_IEA_2023_05_05 | 2024 | CH4 Import - NY 2040 | Import | Methane | MI | Dispatch-Import | EmissionsCost | 0 | [6 empty] | 0.8548 | 0
LCP_Inputs_ON_Electric_IEA_2023_05_05 | 2024 | CH4 Import - NY 2040 | Import | Methane | MI | Dispatch-Import | FuelCost | 0 | [6 empty] | 0.8548 | 0
LCP_Inputs_ON_Electric_IEA_2023_05_05 | 2024 | CH4 Import - NY 2040 | Import | Methane | MI | Dispatch-Import | VOM | 0 | [6 empty] | 0.8548 | 0
LCP_Inputs_ON_Electric_IEA_2023_05_05 | 2024 | CH4 Import - NY 2040 | Import | Methane | NY | Dispatch-Import | EmissionsCost | 0 | [6 empty] | 0.8548 | 0
LCP_Inputs_ON_Electric_IEA_2023_05_05 | 2024 | CH4 Import - NY 2040 | Import | Methane | NY | Dispatch-Import | FuelCost | 0 | [6 empty] | 0.8548 | 0
LCP_Inputs_ON_Electric_IEA_2023_05_05 | 2024 | CH4 Import - NY 2040 | Import | Methane | NY | Dispatch-Import | VOM | 0 | [6 empty] | 0.8548 | 0
LCP_Inputs_ON_Electric_IEA_2023_05_05 | 2024 | CH4 Import - NY 2040 | Import | Methane | ON | Dispatch-Import | EmissionsCost | 0 | [6 empty] | 0.8548 | 0
LCP_Inputs_ON_Electric_IEA_2023_05_05 | 2024 | CH4 Import - NY 2040 | Import | Methane | ON | Dispatch-Import | FuelCost | 0 | [6 empty] | 0.8548 | 0
LCP_Inputs_ON_Electric_IEA_2023_05_05 | 2024 | CH4 Import - NY 2040 | Import | Methane | ON | Dispatch-Import | VOM | 0 | [6 empty] | 0.8548 | 0
LCP_Inputs_ON_Electric_IEA_2023_05_05 | 2024 | CH4 Import - NY 2040 | Import | Methane | PJ | Dispatch-Import | EmissionsCost | 0 | [6 empty] | 0.8548 | 0
LCP_Inputs_ON_Electric_IEA_2023_05_05 | 2024 | CH4 Import - NY 2040 | Import | Methane | PJ | Dispatch-Import | FuelCost | 0 | [6 empty] | 0.8548 | 0
LCP_Inputs_ON_Electric_IEA_2023_05_05 | 2024 | CH4 Import - NY 2040 | Import | Methane | PJ | Dispatch-Import | VOM | 0 | [6 empty] | 0.8548 | 0
LCP_Inputs_ON_Electric_IEA_2023_05_05 | 2024 | CH4 Import - NY 2040 | Import | Methane | QC | Dispatch-Import | EmissionsCost | 0 | [6 empty] | 0.8548 | 0
LCP_Inputs_ON_Electric_IEA_2023_05_05 | 2024 | CH4 Import - NY 2040 | Import | Methane | QC | Dispatch-Import | FuelCost | 0 | [6 empty] | 0.8548 | 0
LCP_Inputs_ON_Electric_IEA_2023_05_05 | 2024 | CH4 Import - NY 2040 | Import | Methane | QC | Dispatch-Import | VOM | 0 | [6 empty] | 0.8548 | 0
LCP_Inputs_ON_Electric_IEA_2023_05_05 | 2024 | CH4 Import - NY 2040 | Import | Methane | WC | Dispatch-Import | EmissionsCost | 0 | [6 empty] | 0.8548 | 0
LCP_Inputs_ON_Electric_IEA_2023_05_05 | 2024 | CH4 Import - NY 2040 | Import | Methane | WC | Dispatch-Import | FuelCost | 0 | [6 empty] | 0.8548 | 0
LCP_Inputs_ON_Electric_IEA_2023_05_05 | 2024 | CH4 Import - NY 2040 | Import | Methane | WC | Dispatch-Import | VOM | 0 | [6 empty] | 0.8548 | 0
LCP_Inputs_ON_Electric_IEA_2023_05_05 | 2024 | CH4 Import - NY 2050 | Import | Methane | MI | Dispatch-Import | EmissionsCost | 0 | [6 empty] | 0.8548 | 0
LCP_Inputs_ON_Electric_IEA_2023_05_05 | 2024 | CH4 Import - NY 2050 | Import | Methane | MI | Dispatch-Import | FuelCost | 0 | [6 empty] | 0.8548 | 0
LCP_Inputs_ON_Electric_IEA_2023_05_05 | 2024 | CH4 Import - NY 2050 | Import | Methane | MI | Dispatch-Import | VOM | 0 | [6 empty] | 0.8548 | 0
LCP_Inputs_ON_Electric_IEA_2023_05_05 | 2024 | CH4 Import - NY 2050 | Import | Methane | NY | Dispatch-Import | EmissionsCost | 0 | [6 empty] | 0.8548 | 0
LCP_Inputs_ON_Electric_IEA_2023_05_05 | 2024 | CH4 Import - NY 2050 | Import | Methane | NY | Dispatch-Import | FuelCost | 0 | [6 empty] | 0.8548 | 0
LCP_Inputs_ON_Electric_IEA_2023_05_05 | 2024 | CH4 Import - NY 2050 | Import | Methane | NY | Dispatch-Import | VOM | 0 | [6 empty] | 0.8548 | 0
LCP_Inputs_ON_Electric_IEA_2023_05_05 | 2024 | CH4 Import - NY 2050 | Import | Methane | ON | Dispatch-Import | EmissionsCost | 0 | [6 empty] | 0.8548 | 0
LCP_Inputs_ON_Electric_IEA_2023_05_05 | 2024 | CH4 Import - NY 2050 | Import | Methane | ON | Dispatch-Import | FuelCost | 0 | [6 empty] | 0.8548 | 0
LCP_Inputs_ON_Electric_IEA_2023_05_05 | 2024 | CH4 Import - NY 2050 | Import | Methane | ON | Dispatch-Import | VOM | 0 | [6 empty] | 0.8548 | 0
LCP_Inputs_ON_Electric_IEA_2023_05_05 | 2024 | CH4 Import - NY 2050 | Import | Methane | PJ | Dispatch-Import | EmissionsCost | 0 | [6 empty] | 0.8548 | 0
LCP_Inputs_ON_Electric_IEA_2023_05_05 | 2024 | CH4 Import - NY 2050 | Import | Methane | PJ | Dispatch-Import | FuelCost | 0 | [6 empty] | 0.8548 | 0
LCP_Inputs_ON_Electric_IEA_2023_05_05 | 2024 | CH4 Import - NY 2050 | Import | Methane | PJ | Dispatch-Import | VOM | 0 | [6 empty] | 0.8548 | 0
LCP_Inputs_ON_Electric_IEA_2023_05_05 | 2024 | CH4 Import - NY 2050 | Import | Methane | QC | Dispatch-Import | EmissionsCost | 0 | [6 empty] | 0.8548 | 0
LCP_Inputs_ON_Electric_IEA_2023_05_05 | 2024 | CH4 Import - NY 2050 | Import | Methane | QC | Dispatch-Import | FuelCost | 0 | [6 empty] | 0.8548 | 0
LCP_Inputs_ON_Electric_IEA_2023_05_05 | 2024 | CH4 Import - NY 2050 | Import | Methane | QC | Dispatch-Import | VOM | 0 | [6 empty] | 0.8548 | 0
LCP_Inputs_ON_Electric_IEA_2023_05_05 | 2024 | CH4 Import - NY 2050 | Import | Methane | WC | Dispatch-Import | EmissionsCost | 0 | [6 empty] | 0.8548 | 0
LCP_Inputs_ON_Electric_IEA_2023_05_05 | 2024 | CH4 Import - NY 2050 | Import | Methane | WC | Dispatch-Import | FuelCost | 0 | [6 empty] | 0.8548 | 0
LCP_Inputs_ON_Electric_IEA_2023_05_05 | 2024 | CH4 Import - NY 2050 | Import | Methane | WC | Dispatch-Import | VOM | 0 | [6 empty] | 0.8548 | 0
LCP_Inputs_ON_Electric_IEA_2023_05_05 | 2024 | CH4 Import - WC 2020 | Import | Methane | MI | Dispatch-Import | EmissionsCost | 0 | [6 empty] | 0.8548 | 0
LCP_Inputs_ON_Electric_IEA_2023_05_05 | 2024 | CH4 Import - WC 2020 | Import | Methane | MI | Dispatch-Import | FuelCost | 0 | [6 empty] | 0.8548 | 0
LCP_Inputs_ON_Electric_IEA_2023_05_05 | 2024 | CH4 Import - WC 2020 | Import | Methane | MI | Dispatch-Import | VOM | 0 | [6 empty] | 0.8548 | 0
LCP_Inputs_ON_Electric_IEA_2023_05_05 | 2024 | CH4 Import - WC 2020 | Import | Methane | NY | Dispatch-Import | EmissionsCost | 0 | [6 empty] | 0.8548 | 0
LCP_Inputs_ON_Electric_IEA_2023_05_05 | 2024 | CH4 Import - WC 2020 | Import | Methane | NY | Dispatch-Import | FuelCost | 0 | [6 empty] | 0.8548 | 0
LCP_Inputs_ON_Electric_IEA_2023_05_05 | 2024 | CH4 Import - WC 2020 | Import | Methane | NY | Dispatch-Import | VOM | 0 | [6 empty] | 0.8548 | 0
LCP_Inputs_ON_Electric_IEA_2023_05_05 | 2024 | CH4 Import - WC 2020 | Import | Methane | ON | Dispatch-Import | EmissionsCost | 0 | [6 empty] | 0.8548 | 0
LCP_Inputs_ON_Electric_IEA_2023_05_05 | 2024 | CH4 Import - WC 2020 | Import | Methane | ON | Dispatch-Import | FuelCost | 0 | [6 empty] | 0.8548 | 0
LCP_Inputs_ON_Electric_IEA_2023_05_05 | 2024 | CH4 Import - WC 2020 | Import | Methane | ON | Dispatch-Import | VOM | 0 | [6 empty] | 0.8548 | 0
LCP_Inputs_ON_Electric_IEA_2023_05_05 | 2024 | CH4 Import - WC 2020 | Import | Methane | PJ | Dispatch-Import | EmissionsCost | 0 | [6 empty] | 0.8548 | 0
LCP_Inputs_ON_Electric_IEA_2023_05_05 | 2024 | CH4 Import - WC 2020 | Import | Methane | PJ | Dispatch-Import | FuelCost | 0 | [6 empty] | 0.8548 | 0
LCP_Inputs_ON_Electric_IEA_2023_05_05 | 2024 | CH4 Import - WC 2020 | Import | Methane | PJ | Dispatch-Import | VOM | 0 | [6 empty] | 0.8548 | 0
LCP_Inputs_ON_Electric_IEA_2023_05_05 | 2024 | CH4 Import - WC 2020 | Import | Methane | QC | Dispatch-Import | EmissionsCost | 0 | [6 empty] | 0.8548 | 0
LCP_Inputs_ON_Electric_IEA_2023_05_05 | 2024 | CH4 Import - WC 2020 | Import | Methane | QC | Dispatch-Import | FuelCost | 0 | [6 empty] | 0.8548 | 0
LCP_Inputs_ON_Electric_IEA_2023_05_05 | 2024 | CH4 Import - WC 2020 | Import | Methane | QC | Dispatch-Import | VOM | 0 | [6 empty] | 0.8548 | 0
LCP_Inputs_ON_Electric_IEA_2023_05_05 | 2024 | CH4 Import - WC 2020 | Import | Methane | WC | Dispatch-Import | EmissionsCost | 1306945408.6229 | [6 empty] | 0.8548 | 1117182412.7379
LCP_Inputs_ON_Electric_IEA_2023_05_05 | 2024 | CH4 Import - WC 2020 | Import | Methane | WC | Dispatch-Import | FuelCost | 1887630761.6486 | [6 empty] | 0.8548 | 1613554686.1739
LCP_Inputs_ON_Electric_IEA_2023_05_05 | 2024 | CH4 Import - WC 2020 | Import | Methane | WC | Dispatch-Import | VOM | 0 | [6 empty] | 0.8548 | 0
LCP_Inputs_ON_Electric_IEA_2023_05_05 | 2024 | CH4 Import - WC 2030 | Import | Methane | MI | Dispatch-Import | EmissionsCost | 0 | [6 empty] | 0.8548 | 0
LCP_Inputs_ON_Electric_IEA_2023_05_05 | 2024 | CH4 Import - WC 2030 | Import | Methane | MI | Dispatch-Import | FuelCost | 0 | [6 empty] | 0.8548 | 0
LCP_Inputs_ON_Electric_IEA_2023_05_05 | 2024 | CH4 Import - WC 2030 | Import | Methane | MI | Dispatch-Import | VOM | 0 | [6 empty] | 0.8548 | 0
LCP_Inputs_ON_Electric_IEA_2023_05_05 | 2024 | CH4 Import - WC 2030 | Import | Methane | NY | Dispatch-Import | EmissionsCost | 0 | [6 empty] | 0.8548 | 0
LCP_Inputs_ON_Electric_IEA_2023_05_05 | 2024 | CH4 Import - WC 2030 | Import | Methane | NY | Dispatch-Import | FuelCost | 0 | [6 empty] | 0.8548 | 0
LCP_Inputs_ON_Electric_IEA_2023_05_05 | 2024 | CH4 Import - WC 2030 | Import | Methane | NY | Dispatch-Import | VOM | 0 | [6 empty] | 0.8548 | 0
LCP_Inputs_ON_Electric_IEA_2023_05_05 | 2024 | CH4 Import - WC 2030 | Import | Methane | ON | Dispatch-Import | EmissionsCost | 0 | [6 empty] | 0.8548 | 0
LCP_Inputs_ON_Electric_IEA_2023_05_05 | 2024 | CH4 Import - WC 2030 | Import | Methane | ON | Dispatch-Import | FuelCost | 0 | [6 empty] | 0.8548 | 0
LCP_Inputs_ON_Electric_IEA_2023_05_05 | 2024 | CH4 Import - WC 2030 | Import | Methane | ON | Dispatch-Import | VOM | 0 | [6 empty] | 0.8548 | 0
LCP_Inputs_ON_Electric_IEA_2023_05_05 | 2024 | CH4 Import - WC 2030 | Import | Methane | PJ | Dispatch-Import | EmissionsCost | 0 | [6 empty] | 0.8548 | 0
LCP_Inputs_ON_Electric_IEA_2023_05_05 | 2024 | CH4 Import - WC 2030 | Import | Methane | PJ | Dispatch-Import | FuelCost | 0 | [6 empty] | 0.8548 | 0
LCP_Inputs_ON_Electric_IEA_2023_05_05 | 2024 | CH4 Import - WC 2030 | Import | Methane | PJ | Dispatch-Import | VOM | 0 | [6 empty] | 0.8548 | 0
LCP_Inputs_ON_Electric_IEA_2023_05_05 | 2024 | CH4 Import - WC 2030 | Import | Methane | QC | Dispatch-Import | EmissionsCost | 0 | [6 empty] | 0.8548 | 0
LCP_Inputs_ON_Electric_IEA_2023_05_05 | 2024 | CH4 Import - WC 2030 | Import | Methane | QC | Dispatch-Import | FuelCost | 0 | [6 empty] | 0.8548 | 0
LCP_Inputs_ON_Electric_IEA_2023_05_05 | 2024 | CH4 Import - WC 2030 | Import | Methane | QC | Dispatch-Import | VOM | 0 | [6 empty] | 0.8548 | 0
LCP_Inputs_ON_Electric_IEA_2023_05_05 | 2024 | CH4 Import - WC 2030 | Import | Methane | WC | Dispatch-Import | EmissionsCost | 0 | [6 empty] | 0.8548 | 0
LCP_Inputs_ON_Electric_IEA_2023_05_05 | 2024 | CH4 Import - WC 2030 | Import | Methane | WC | Dispatch-Import | FuelCost | 0 | [6 empty] | 0.8548 | 0
LCP_Inputs_ON_Electric_IEA_2023_05_05 | 2024 | CH4 Import - WC 2030 | Import | Methane | WC | Dispatch-Import | VOM | 0 | [6 empty] | 0.8548 | 0
LCP_Inputs_ON_Electric_IEA_2023_05_05 | 2024 | CH4 Import - WC 2040 | Import | Methane | MI | Dispatch-Import | EmissionsCost | 0 | [6 empty] | 0.8548 | 0
LCP_Inputs_ON_Electric_IEA_2023_05_05 | 2024 | CH4 Import - WC 2040 | Import | Methane | MI | Dispatch-Import | FuelCost | 0 | [6 empty] | 0.8548 | 0
LCP_Inputs_ON_Electric_IEA_2023_05_05 | 2024 | CH4 Import - WC 2040 | Import | Methane | MI | Dispatch-Import | VOM | 0 | [6 empty] | 0.8548 | 0
LCP_Inputs_ON_Electric_IEA_2023_05_05 | 2024 | CH4 Import - WC 2040 | Import | Methane | NY | Dispatch-Import | EmissionsCost | 0 | [6 empty] | 0.8548 | 0
LCP_Inputs_ON_Electric_IEA_2023_05_05 | 2024 | CH4 Import - WC 2040 | Import | Methane | NY | Dispatch-Import | FuelCost | 0 | [6 empty] | 0.8548 | 0
LCP_Inputs_ON_Electric_IEA_2023_05_05 | 2024 | CH4 Import - WC 2040 | Import | Methane | NY | Dispatch-Import | VOM | 0 | [6 empty] | 0.8548 | 0
LCP_Inputs_ON_Electric_IEA_2023_05_05 | 2024 | CH4 Import - WC 2040 | Import | Methane | ON | Dispatch-Import | EmissionsCost | 0 | [6 empty] | 0.8548 | 0
LCP_Inputs_ON_Electric_IEA_2023_05_05 | 2024 | CH4 Import - WC 2040 | Import | Methane | ON | Dispatch-Import | FuelCost | 0 | [6 empty] | 0.8548 | 0
LCP_Inputs_ON_Electric_IEA_2023_05_05 | 2024 | CH4 Import - WC 2040 | Import | Methane | ON | Dispatch-Import | VOM | 0 | [6 empty] | 0.8548 | 0
LCP_Inputs_ON_Electric_IEA_2023_05_05 | 2024 | CH4 Import - WC 2040 | Import | Methane | PJ | Dispatch-Import | EmissionsCost | 0 | [6 empty] | 0.8548 | 0
LCP_Inputs_ON_Electric_IEA_2023_05_05 | 2024 | CH4 Import - WC 2040 | Import | Methane | PJ | Dispatch-Import | FuelCost | 0 | [6 empty] | 0.8548 | 0
LCP_Inputs_ON_Electric_IEA_2023_05_05 | 2024 | CH4 Import - WC 2040 | Import | Methane | PJ | Dispatch-Import | VOM | 0 | [6 empty] | 0.8548 | 0
LCP_Inputs_ON_Electric_IEA_2023_05_05 | 2024 | CH4 Import - WC 2040 | Import | Methane | QC | Dispatch-Import | EmissionsCost | 0 | [6 empty] | 0.8548 | 0
LCP_Inputs_ON_Electric_IEA_2023_05_05 | 2024 | CH4 Import - WC 2040 | Import | Methane | QC | Dispatch-Import | FuelCost | 0 | [6 empty] | 0.8548 | 0
LCP_Inputs_ON_Electric_IEA_2023_05_05 | 2024 | CH4 Import - WC 2040 | Import | Methane | QC | Dispatch-Import | VOM | 0 | [6 empty] | 0.8548 | 0
LCP_Inputs_ON_Electric_IEA_2023_05_05 | 2024 | CH4 Import - WC 2040 | Import | Methane | WC | Dispatch-Import | EmissionsCost | 0 | [6 empty] | 0.8548 | 0
LCP_Inputs_ON_Electric_IEA_2023_05_05 | 2024 | CH4 Import - WC 2040 | Import | Methane | WC | Dispatch-Import | FuelCost | 0 | [6 empty] | 0.8548 | 0
LCP_Inputs_ON_Electric_IEA_2023_05_05 | 2024 | CH4 Import - WC 2040 | Import | Methane | WC | Dispatch-Import | VOM | 0 | [6 empty] | 0.8548 | 0
LCP_Inputs_ON_Electric_IEA_2023_05_05 | 2024 | CH4 Import - WC 2050 | Import | Methane | MI | Dispatch-Import | EmissionsCost | 0 | [6 empty] | 0.8548 | 0
LCP_Inputs_ON_Electric_IEA_2023_05_05 | 2024 | CH4 Import - WC 2050 | Import | Methane | MI | Dispatch-Import | FuelCost | 0 | [6 empty] | 0.8548 | 0
LCP_Inputs_ON_Electric_IEA_2023_05_05 | 2024 | CH4 Import - WC 2050 | Import | Methane | MI | Dispatch-Import | VOM | 0 | [6 empty] | 0.8548 | 0
LCP_Inputs_ON_Electric_IEA_2023_05_05 | 2024 | CH4 Import - WC 2050 | Import | Methane | NY | Dispatch-Import | EmissionsCost | 0 | [6 empty] | 0.8548 | 0
LCP_Inputs_ON_Electric_IEA_2023_05_05 | 2024 | CH4 Import - WC 2050 | Import | Methane | NY | Dispatch-Import | FuelCost | 0 | [6 empty] | 0.8548 | 0
LCP_Inputs_ON_Electric_IEA_2023_05_05 | 2024 | CH4 Import - WC 2050 | Import | Methane | NY | Dispatch-Import | VOM | 0 | [6 empty] | 0.8548 | 0
LCP_Inputs_ON_Electric_IEA_2023_05_05 | 2024 | CH4 Import - WC 2050 | Import | Methane | ON | Dispatch-Import | EmissionsCost | 0 | [6 empty] | 0.8548 | 0
LCP_Inputs_ON_Electric_IEA_2023_05_05 | 2024 | CH4 Import - WC 2050 | Import | Methane | ON | Dispatch-Import | FuelCost | 0 | [6 empty] | 0.8548 | 0
LCP_Inputs_ON_Electric_IEA_2023_05_05 | 2024 | CH4 Import - WC 2050 | Import | Methane | ON | Dispatch-Import | VOM | 0 | [6 empty] | 0.8548 | 0
LCP_Inputs_ON_Electric_IEA_2023_05_05 | 2024 | CH4 Import - WC 2050 | Import | Methane | PJ | Dispatch-Import | EmissionsCost | 0 | [6 empty] | 0.8548 | 0
LCP_Inputs_ON_Electric_IEA_2023_05_05 | 2024 | CH4 Import - WC 2050 | Import | Methane | PJ | Dispatch-Import | FuelCost | 0 | [6 empty] | 0.8548 | 0
LCP_Inputs_ON_Electric_IEA_2023_05_05 | 2024 | CH4 Import - WC 2050 | Import | Methane | PJ | Dispatch-Import | VOM | 0 | [6 empty] | 0.8548 | 0
LCP_Inputs_ON_Electric_IEA_2023_05_05 | 2024 | CH4 Import - WC 2050 | Import | Methane | QC | Dispatch-Import | EmissionsCost | 0 | [6 empty] | 0.8548 | 0
LCP_Inputs_ON_Electric_IEA_2023_05_05 | 2024 | CH4 Import - WC 2050 | Import | Methane | QC | Dispatch-Import | FuelCost | 0 | [6 empty] | 0.8548 | 0
LCP_Inputs_ON_Electric_IEA_2023_05_05 | 2024 | CH4 Import - WC 2050 | Import | Methane | QC | Dispatch-Import | VOM | 0 | [6 empty] | 0.8548 | 0
LCP_Inputs_ON_Electric_IEA_2023_05_05 | 2024 | CH4 Import - WC 2050 | Import | Methane | WC | Dispatch-Import | EmissionsCost | 0 | [6 empty] | 0.8548 | 0
LCP_Inputs_ON_Electric_IEA_2023_05_05 | 2024 | CH4 Import - WC 2050 | Import | Methane | WC | Dispatch-Import | FuelCost | 0 | [6 empty] | 0.8548 | 0
LCP_Inputs_ON_Electric_IEA_2023_05_05 | 2024 | CH4 Import - WC 2050 | Import | Methane | WC | Dispatch-Import | VOM | 0 | [6 empty] | 0.8548 | 0
LCP_Inputs_ON_Electric_IEA_2023_05_05 | 2024 | CH4 Salt Cavern Storage - ON | Storage | Methane | MI | Dispatch-Storage | EmissionsCost | 0 | [6 empty] | 0.8548 | 0
LCP_Inputs_ON_Electric_IEA_2023_05_05 | 2024 | CH4 Salt Cavern Storage - ON | Storage | Methane | MI | Dispatch-Storage | FuelCost | 0 | [6 empty] | 0.8548 | 0
LCP_Inputs_ON_Electric_IEA_2023_05_05 | 2024 | CH4 Salt Cavern Storage - ON | Storage | Methane | MI | Dispatch-Storage | VOM | 0 | [6 empty] | 0.8548 | 0
LCP_Inputs_ON_Electric_IEA_2023_05_05 | 2024 | CH4 Salt Cavern Storage - ON | Storage | Methane | NY | Dispatch-Storage | EmissionsCost | 0 | [6 empty] | 0.8548 | 0
LCP_Inputs_ON_Electric_IEA_2023_05_05 | 2024 | CH4 Salt Cavern Storage - ON | Storage | Methane | NY | Dispatch-Storage | FuelCost | 0 | [6 empty] | 0.8548 | 0
LCP_Inputs_ON_Electric_IEA_2023_05_05 | 2024 | CH4 Salt Cavern Storage - ON | Storage | Methane | NY | Dispatch-Storage | VOM | 0 | [6 empty] | 0.8548 | 0
LCP_Inputs_ON_Electric_IEA_2023_05_05 | 2024 | CH4 Salt Cavern Storage - ON | Storage | Methane | ON | Dispatch-Storage | EmissionsCost | 0 | [6 empty] | 0.8548 | 0
LCP_Inputs_ON_Electric_IEA_2023_05_05 | 2024 | CH4 Salt Cavern Storage - ON | Storage | Methane | ON | Dispatch-Storage | FuelCost | 0 | [6 empty] | 0.8548 | 0
LCP_Inputs_ON_Electric_IEA_2023_05_05 | 2024 | CH4 Salt Cavern Storage - ON | Storage | Methane | ON | Dispatch-Storage | VOM | 691417.653 | [6 empty] | 0.8548 | 591026.7076
LCP_Inputs_ON_Electric_IEA_2023_05_05 | 2024 | CH4 Salt Cavern Storage - ON | Storage | Methane | PJ | Dispatch-Storage | EmissionsCost | 0 | [6 empty] | 0.8548 | 0
LCP_Inputs_ON_Electric_IEA_2023_05_05 | 2024 | CH4 Salt Cavern Storage - ON | Storage | Methane | PJ | Dispatch-Storage | FuelCost | 0 | [6 empty] | 0.8548 | 0
LCP_Inputs_ON_Electric_IEA_2023_05_05 | 2024 | CH4 Salt Cavern Storage - ON | Storage | Methane | PJ | Dispatch-Storage | VOM | 0 | [6 empty] | 0.8548 | 0
LCP_Inputs_ON_Electric_IEA_2023_05_05 | 2024 | CH4 Salt Cavern Storage - ON | Storage | Methane | QC | Dispatch-Storage | EmissionsCost | 0 | [6 empty] | 0.8548 | 0
LCP_Inputs_ON_Electric_IEA_2023_05_05 | 2024 | CH4 Salt Cavern Storage - ON | Storage | Methane | QC | Dispatch-Storage | FuelCost | 0 | [6 empty] | 0.8548 | 0
LCP_Inputs_ON_Electric_IEA_2023_05_05 | 2024 | CH4 Salt Cavern Storage - ON | Storage | Methane | QC | Dispatch-Storage | VOM | 0 | [6 empty] | 0.8548 | 0
LCP_Inputs_ON_Electric_IEA_2023_05_05 | 2024 | CH4 Salt Cavern Storage - ON | Storage | Methane | WC | Dispatch-Storage | EmissionsCost | 0 | [6 empty] | 0.8548 | 0
LCP_Inputs_ON_Electric_IEA_2023_05_05 | 2024 | CH4 Salt Cavern Storage - ON | Storage | Methane | WC | Dispatch-Storage | FuelCost | 0 | [6 empty] | 0.8548 | 0
LCP_Inputs_ON_Electric_IEA_2023_05_05 | 2024 | CH4 Salt Cavern Storage - ON | Storage | Methane | WC | Dispatch-Storage | VOM | 0 | [6 empty] | 0.8548 | 0
LCP_Inputs_ON_Electric_IEA_2023_05_05 | 2024 | Electrolyser 2020/2030 | Crossload | Hydrogen | MI | Dispatch-Crossload | EmissionsCost | 0 | [6 empty] | 0.8548 | 0
LCP_Inputs_ON_Electric_IEA_2023_05_05 | 2024 | Electrolyser 2020/2030 | Crossload | Hydrogen | MI | Dispatch-Crossload | FuelCost | 0 | [6 empty] | 0.8548 | 0
LCP_Inputs_ON_Electric_IEA_2023_05_05 | 2024 | Electrolyser 2020/2030 | Crossload | Hydrogen | MI | Dispatch-Crossload | VOM | 0 | [6 empty] | 0.8548 | 0
LCP_Inputs_ON_Electric_IEA_2023_05_05 | 2024 | Electrolyser 2020/2030 | Crossload | Hydrogen | NY | Dispatch-Crossload | EmissionsCost | 0 | [6 empty] | 0.8548 | 0
LCP_Inputs_ON_Electric_IEA_2023_05_05 | 2024 | Electrolyser 2020/2030 | Crossload | Hydrogen | NY | Dispatch-Crossload | FuelCost | 0 | [6 empty] | 0.8548 | 0
LCP_Inputs_ON_Electric_IEA_2023_05_05 | 2024 | Electrolyser 2020/2030 | Crossload | Hydrogen | NY | Dispatch-Crossload | VOM | 0 | [6 empty] | 0.8548 | 0
LCP_Inputs_ON_Electric_IEA_2023_05_05 | 2024 | Electrolyser 2020/2030 | Crossload | Hydrogen | ON | Dispatch-Crossload | EmissionsCost | 0 | [6 empty] | 0.8548 | 0
LCP_Inputs_ON_Electric_IEA_2023_05_05 | 2024 | Electrolyser 2020/2030 | Crossload | Hydrogen | ON | Dispatch-Crossload | FuelCost | 0 | [6 empty] | 0.8548 | 0
LCP_Inputs_ON_Electric_IEA_2023_05_05 | 2024 | Electrolyser 2020/2030 | Crossload | Hydrogen | ON | Dispatch-Crossload | VOM | 0 | [6 empty] | 0.8548 | 0
LCP_Inputs_ON_Electric_IEA_2023_05_05 | 2024 | Electrolyser 2020/2030 | Crossload | Hydrogen | PJ | Dispatch-Crossload | EmissionsCost | 0 | [6 empty] | 0.8548 | 0
LCP_Inputs_ON_Electric_IEA_2023_05_05 | 2024 | Electrolyser 2020/2030 | Crossload | Hydrogen | PJ | Dispatch-Crossload | FuelCost | 0 | [6 empty] | 0.8548 | 0
LCP_Inputs_ON_Electric_IEA_2023_05_05 | 2024 | Electrolyser 2020/2030 | Crossload | Hydrogen | PJ | Dispatch-Crossload | VOM | 0 | [6 empty] | 0.8548 | 0
LCP_Inputs_ON_Electric_IEA_2023_05_05 | 2024 | Electrolyser 2020/2030 | Crossload | Hydrogen | QC | Dispatch-Crossload | EmissionsCost | 0 | [6 empty] | 0.8548 | 0
LCP_Inputs_ON_Electric_IEA_2023_05_05 | 2024 | Electrolyser 2020/2030 | Crossload | Hydrogen | QC | Dispatch-Crossload | FuelCost | 0 | [6 empty] | 0.8548 | 0
LCP_Inputs_ON_Electric_IEA_2023_05_05 | 2024 | Electrolyser 2020/2030 | Crossload | Hydrogen | QC | Dispatch-Crossload | VOM | 0 | [6 empty] | 0.8548 | 0
LCP_Inputs_ON_Electric_IEA_2023_05_05 | 2024 | Electrolyser 2020/2030 | Crossload | Hydrogen | WC | Dispatch-Crossload | EmissionsCost | 0 | [6 empty] | 0.8548 | 0
LCP_Inputs_ON_Electric_IEA_2023_05_05 | 2024 | Electrolyser 2020/2030 | Crossload | Hydrogen | WC | Dispatch-Crossload | FuelCost | 0 | [6 empty] | 0.8548 | 0
LCP_Inputs_ON_Electric_IEA_2023_05_05 | 2024 | Electrolyser 2020/2030 | Crossload | Hydrogen | WC | Dispatch-Crossload | VOM | 0 | [6 empty] | 0.8548 | 0
LCP_Inputs_ON_Electric_IEA_2023_05_05 | 2024 | Electrolyser 2040 | Crossload | Hydrogen | MI | Dispatch-Crossload | EmissionsCost | 0 | [6 empty] | 0.8548 | 0
LCP_Inputs_ON_Electric_IEA_2023_05_05 | 2024 | Electrolyser 2040 | Crossload | Hydrogen | MI | Dispatch-Crossload | FuelCost | 0 | [6 empty] | 0.8548 | 0
LCP_Inputs_ON_Electric_IEA_2023_05_05 | 2024 | Electrolyser 2040 | Crossload | Hydrogen | MI | Dispatch-Crossload | VOM | 0 | [6 empty] | 0.8548 | 0
LCP_Inputs_ON_Electric_IEA_2023_05_05 | 2024 | Electrolyser 2040 | Crossload | Hydrogen | NY | Dispatch-Crossload | EmissionsCost | 0 | [6 empty] | 0.8548 | 0
LCP_Inputs_ON_Electric_IEA_2023_05_05 | 2024 | Electrolyser 2040 | Crossload | Hydrogen | NY | Dispatch-Crossload | FuelCost | 0 | [6 empty] | 0.8548 | 0
LCP_Inputs_ON_Electric_IEA_2023_05_05 | 2024 | Electrolyser 2040 | Crossload | Hydrogen | NY | Dispatch-Crossload | VOM | 0 | [6 empty] | 0.8548 | 0
LCP_Inputs_ON_Electric_IEA_2023_05_05 | 2024 | Electrolyser 2040 | Crossload | Hydrogen | ON | Dispatch-Crossload | EmissionsCost | 0 | [6 empty] | 0.8548 | 0
LCP_Inputs_ON_Electric_IEA_2023_05_05 | 2024 | Electrolyser 2040 | Crossload | Hydrogen | ON | Dispatch-Crossload | FuelCost | 0 | [6 empty] | 0.8548 | 0
LCP_Inputs_ON_Electric_IEA_2023_05_05 | 2024 | Electrolyser 2040 | Crossload | Hydrogen | ON | Dispatch-Crossload | VOM | 0 | [6 empty] | 0.8548 | 0
LCP_Inputs_ON_Electric_IEA_2023_05_05 | 2024 | Electrolyser 2040 | Crossload | Hydrogen | PJ | Dispatch-Crossload | EmissionsCost | 0 | [6 empty] | 0.8548 | 0
LCP_Inputs_ON_Electric_IEA_2023_05_05 | 2024 | Electrolyser 2040 | Crossload | Hydrogen | PJ | Dispatch-Crossload | FuelCost | 0 | [6 empty] | 0.8548 | 0
LCP_Inputs_ON_Electric_IEA_2023_05_05 | 2024 | Electrolyser 2040 | Crossload | Hydrogen | PJ | Dispatch-Crossload | VOM | 0 | [6 empty] | 0.8548 | 0
LCP_Inputs_ON_Electric_IEA_2023_05_05 | 2024 | Electrolyser 2040 | Crossload | Hydrogen | QC | Dispatch-Crossload | EmissionsCost | 0 | [6 empty] | 0.8548 | 0
LCP_Inputs_ON_Electric_IEA_2023_05_05 | 2024 | Electrolyser 2040 | Crossload | Hydrogen | QC | Dispatch-Crossload | FuelCost | 0 | [6 empty] | 0.8548 | 0
LCP_Inputs_ON_Electric_IEA_2023_05_05 | 2024 | Electrolyser 2040 | Crossload | Hydrogen | QC | Dispatch-Crossload | VOM | 0 | [6 empty] | 0.8548 | 0
LCP_Inputs_ON_Electric_IEA_2023_05_05 | 2024 | Electrolyser 2040 | Crossload | Hydrogen | WC | Dispatch-Crossload | EmissionsCost | 0 | [6 empty] | 0.8548 | 0
LCP_Inputs_ON_Electric_IEA_2023_05_05 | 2024 | Electrolyser 2040 | Crossload | Hydrogen | WC | Dispatch-Crossload | FuelCost | 0 | [6 empty] | 0.8548 | 0
LCP_Inputs_ON_Electric_IEA_2023_05_05 | 2024 | Electrolyser 2040 | Crossload | Hydrogen | WC | Dispatch-Crossload | VOM | 0 | [6 empty] | 0.8548 | 0
LCP_Inputs_ON_Electric_IEA_2023_05_05 | 2024 | Electrolyser 2050 | Crossload | Hydrogen | MI | Dispatch-Crossload | EmissionsCost | 0 | [6 empty] | 0.8548 | 0
LCP_Inputs_ON_Electric_IEA_2023_05_05 | 2024 | Electrolyser 2050 | Crossload | Hydrogen | MI | Dispatch-Crossload | FuelCost | 0 | [6 empty] | 0.8548 | 0
LCP_Inputs_ON_Electric_IEA_2023_05_05 | 2024 | Electrolyser 2050 | Crossload | Hydrogen | MI | Dispatch-Crossload | VOM | 0 | [6 empty] | 0.8548 | 0
LCP_Inputs_ON_Electric_IEA_2023_05_05 | 2024 | Electrolyser 2050 | Crossload | Hydrogen | NY | Dispatch-Crossload | EmissionsCost | 0 | [6 empty] | 0.8548 | 0
LCP_Inputs_ON_Electric_IEA_2023_05_05 | 2024 | Electrolyser 2050 | Crossload | Hydrogen | NY | Dispatch-Crossload | FuelCost | 0 | [6 empty] | 0.8548 | 0
LCP_Inputs_ON_Electric_IEA_2023_05_05 | 2024 | Electrolyser 2050 | Crossload | Hydrogen | NY | Dispatch-Crossload | VOM | 0 | [6 empty] | 0.8548 | 0
LCP_Inputs_ON_Electric_IEA_2023_05_05 | 2024 | Electrolyser 2050 | Crossload | Hydrogen | ON | Dispatch-Crossload | EmissionsCost | 0 | [6 empty] | 0.8548 | 0
LCP_Inputs_ON_Electric_IEA_2023_05_05 | 2024 | Electrolyser 2050 | Crossload | Hydrogen | ON | Dispatch-Crossload | FuelCost | 0 | [6 empty] | 0.8548 | 0
LCP_Inputs_ON_Electric_IEA_2023_05_05 | 2024 | Electrolyser 2050 | Crossload | Hydrogen | ON | Dispatch-Crossload | VOM | 0 | [6 empty] | 0.8548 | 0
LCP_Inputs_ON_Electric_IEA_2023_05_05 | 2024 | Electrolyser 2050 | Crossload | Hydrogen | PJ | Dispatch-Crossload | EmissionsCost | 0 | [6 empty] | 0.8548 | 0
LCP_Inputs_ON_Electric_IEA_2023_05_05 | 2024 | Electrolyser 2050 | Crossload | Hydrogen | PJ | Dispatch-Crossload | FuelCost | 0 | [6 empty] | 0.8548 | 0
LCP_Inputs_ON_Electric_IEA_2023_05_05 | 2024 | Electrolyser 2050 | Crossload | Hydrogen | PJ | Dispatch-Crossload | VOM | 0 | [6 empty] | 0.8548 | 0
LCP_Inputs_ON_Electric_IEA_2023_05_05 | 2024 | Electrolyser 2050 | Crossload | Hydrogen | QC | Dispatch-Crossload | EmissionsCost | 0 | [6 empty] | 0.8548 | 0
LCP_Inputs_ON_Electric_IEA_2023_05_05 | 2024 | Electrolyser 2050 | Crossload | Hydrogen | QC | Dispatch-Crossload | FuelCost | 0 | [6 empty] | 0.8548 | 0
LCP_Inputs_ON_Electric_IEA_2023_05_05 | 2024 | Electrolyser 2050 | Crossload | Hydrogen | QC | Dispatch-Crossload | VOM | 0 | [6 empty] | 0.8548 | 0
LCP_Inputs_ON_Electric_IEA_2023_05_05 | 2024 | Electrolyser 2050 | Crossload | Hydrogen | WC | Dispatch-Crossload | EmissionsCost | 0 | [6 empty] | 0.8548 | 0
LCP_Inputs_ON_Electric_IEA_2023_05_05 | 2024 | Electrolyser 2050 | Crossload | Hydrogen | WC | Dispatch-Crossload | FuelCost | 0 | [6 empty] | 0.8548 | 0
LCP_Inputs_ON_Electric_IEA_2023_05_05 | 2024 | Electrolyser 2050 | Crossload | Hydrogen | WC | Dispatch-Crossload | VOM | 0 | [6 empty] | 0.8548 | 0
LCP_Inputs_ON_Electric_IEA_2023_05_05 | 2024 | Fossil Fuel Thermal (Coal, Peat, Oil) | Generation | Electricity | MI | Dispatch-Generation | EmissionsCost | 0 | [6 empty] | 0.8548 | 0
LCP_Inputs_ON_Electric_IEA_2023_05_05 | 2024 | Fossil Fuel Thermal (Coal, Peat, Oil) | Generation | Electricity | MI | Dispatch-Generation | FuelCost | 0 | [6 empty] | 0.8548 | 0
LCP_Inputs_ON_Electric_IEA_2023_05_05 | 2024 | Fossil Fuel Thermal (Coal, Peat, Oil) | Generation | Electricity | MI | Dispatch-Generation | VOM | 0 | [6 empty] | 0.8548 | 0
LCP_Inputs_ON_Electric_IEA_2023_05_05 | 2024 | Fossil Fuel Thermal (Coal, Peat, Oil) | Generation | Electricity | NY | Dispatch-Generation | EmissionsCost | 0 | [6 empty] | 0.8548 | 0
LCP_Inputs_ON_Electric_IEA_2023_05_05 | 2024 | Fossil Fuel Thermal (Coal, Peat, Oil) | Generation | Electricity | NY | Dispatch-Generation | FuelCost | 0 | [6 empty] | 0.8548 | 0
LCP_Inputs_ON_Electric_IEA_2023_05_05 | 2024 | Fossil Fuel Thermal (Coal, Peat, Oil) | Generation | Electricity | NY | Dispatch-Generation | VOM | 0 | [6 empty] | 0.8548 | 0
LCP_Inputs_ON_Electric_IEA_2023_05_05 | 2024 | Fossil Fuel Thermal (Coal, Peat, Oil) | Generation | Electricity | ON | Dispatch-Generation | EmissionsCost | 0 | [6 empty] | 0.8548 | 0
LCP_Inputs_ON_Electric_IEA_2023_05_05 | 2024 | Fossil Fuel Thermal (Coal, Peat, Oil) | Generation | Electricity | ON | Dispatch-Generation | FuelCost | 0 | [6 empty] | 0.8548 | 0
LCP_Inputs_ON_Electric_IEA_2023_05_05 | 2024 | Fossil Fuel Thermal (Coal, Peat, Oil) | Generation | Electricity | ON | Dispatch-Generation | VOM | 0 | [6 empty] | 0.8548 | 0
LCP_Inputs_ON_Electric_IEA_2023_05_05 | 2024 | Fossil Fuel Thermal (Coal, Peat, Oil) | Generation | Electricity | PJ | Dispatch-Generation | EmissionsCost | 0 | [6 empty] | 0.8548 | 0
LCP_Inputs_ON_Electric_IEA_2023_05_05 | 2024 | Fossil Fuel Thermal (Coal, Peat, Oil) | Generation | Electricity | PJ | Dispatch-Generation | FuelCost | 0 | [6 empty] | 0.8548 | 0
LCP_Inputs_ON_Electric_IEA_2023_05_05 | 2024 | Fossil Fuel Thermal (Coal, Peat, Oil) | Generation | Electricity | PJ | Dispatch-Generation | VOM | 0 | [6 empty] | 0.8548 | 0
LCP_Inputs_ON_Electric_IEA_2023_05_05 | 2024 | Fossil Fuel Thermal (Coal, Peat, Oil) | Generation | Electricity | QC | Dispatch-Generation | EmissionsCost | 0 | [6 empty] | 0.8548 | 0
LCP_Inputs_ON_Electric_IEA_2023_05_05 | 2024 | Fossil Fuel Thermal (Coal, Peat, Oil) | Generation | Electricity | QC | Dispatch-Generation | FuelCost | 0 | [6 empty] | 0.8548 | 0
LCP_Inputs_ON_Electric_IEA_2023_05_05 | 2024 | Fossil Fuel Thermal (Coal, Peat, Oil) | Generation | Electricity | QC | Dispatch-Generation | VOM | 0 | [6 empty] | 0.8548 | 0
LCP_Inputs_ON_Electric_IEA_2023_05_05 | 2024 | Fossil Fuel Thermal (Coal, Peat, Oil) | Generation | Electricity | WC | Dispatch-Generation | EmissionsCost | 0 | [6 empty] | 0.8548 | 0
LCP_Inputs_ON_Electric_IEA_2023_05_05 | 2024 | Fossil Fuel Thermal (Coal, Peat, Oil) | Generation | Electricity | WC | Dispatch-Generation | FuelCost | 0 | [6 empty] | 0.8548 | 0
LCP_Inputs_ON_Electric_IEA_2023_05_05 | 2024 | Fossil Fuel Thermal (Coal, Peat, Oil) | Generation | Electricity | WC | Dispatch-Generation | VOM | 0 | [6 empty] | 0.8548 | 0
LCP_Inputs_ON_Electric_IEA_2023_05_05 | 2024 | Generic - Generator | Generation | Electricity | MI | Dispatch-Generation | EmissionsCost | 0 | [6 empty] | 0.8548 | 0
LCP_Inputs_ON_Electric_IEA_2023_05_05 | 2024 | Generic - Generator | Generation | Electricity | MI | Dispatch-Generation | FuelCost | 3901073927.6151 | [6 empty] | 0.8548 | 3334654342.8422
LCP_Inputs_ON_Electric_IEA_2023_05_05 | 2024 | Generic - Generator | Generation | Electricity | MI | Dispatch-Generation | VOM | 403598428.6705 | [6 empty] | 0.8548 | 344997628.3206
LCP_Inputs_ON_Electric_IEA_2023_05_05 | 2024 | Generic - Generator | Generation | Electricity | NY | Dispatch-Generation | EmissionsCost | 0 | [6 empty] | 0.8548 | 0
LCP_Inputs_ON_Electric_IEA_2023_05_05 | 2024 | Generic - Generator | Generation | Electricity | NY | Dispatch-Generation | FuelCost | 1646102808.8249 | [6 empty] | 0.8548 | 1407095579.8494
LCP_Inputs_ON_Electric_IEA_2023_05_05 | 2024 | Generic - Generator | Generation | Electricity | NY | Dispatch-Generation | VOM | 170302977.9489 | [6 empty] | 0.8548 | 145575699.2956
LCP_Inputs_ON_Electric_IEA_2023_05_05 | 2024 | Generic - Generator | Generation | Electricity | ON | Dispatch-Generation | EmissionsCost | 0 | [6 empty] | 0.8548 | 0
LCP_Inputs_ON_Electric_IEA_2023_05_05 | 2024 | Generic - Generator | Generation | Electricity | ON | Dispatch-Generation | FuelCost | 0 | [6 empty] | 0.8548 | 0
LCP_Inputs_ON_Electric_IEA_2023_05_05 | 2024 | Generic - Generator | Generation | Electricity | ON | Dispatch-Generation | VOM | 0 | [6 empty] | 0.8548 | 0
LCP_Inputs_ON_Electric_IEA_2023_05_05 | 2024 | Generic - Generator | Generation | Electricity | PJ | Dispatch-Generation | EmissionsCost | 0 | [6 empty] | 0.8548 | 0
LCP_Inputs_ON_Electric_IEA_2023_05_05 | 2024 | Generic - Generator | Generation | Electricity | PJ | Dispatch-Generation | FuelCost | 14422259590.9655 | [6 empty] | 0.8548 | 12328207942.476
LCP_Inputs_ON_Electric_IEA_2023_05_05 | 2024 | Generic - Generator | Generation | Electricity | PJ | Dispatch-Generation | VOM | 1492102281.7812 | [6 empty] | 0.8548 | 1275455283.9116
LCP_Inputs_ON_Electric_IEA_2023_05_05 | 2024 | Generic - Generator | Generation | Electricity | QC | Dispatch-Generation | EmissionsCost | 0 | [6 empty] | 0.8548 | 0
LCP_Inputs_ON_Electric_IEA_2023_05_05 | 2024 | Generic - Generator | Generation | Electricity | QC | Dispatch-Generation | FuelCost | 0 | [6 empty] | 0.8548 | 0
LCP_Inputs_ON_Electric_IEA_2023_05_05 | 2024 | Generic - Generator | Generation | Electricity | QC | Dispatch-Generation | VOM | 0 | [6 empty] | 0.8548 | 0
LCP_Inputs_ON_Electric_IEA_2023_05_05 | 2024 | Generic - Generator | Generation | Electricity | WC | Dispatch-Generation | EmissionsCost | 0 | [6 empty] | 0.8548 | 0
LCP_Inputs_ON_Electric_IEA_2023_05_05 | 2024 | Generic - Generator | Generation | Electricity | WC | Dispatch-Generation | FuelCost | 1069473.0011 | [6 empty] | 0.8548 | 914190.0035
LCP_Inputs_ON_Electric_IEA_2023_05_05 | 2024 | Generic - Generator | Generation | Electricity | WC | Dispatch-Generation | VOM | 110645.8454 | [6 empty] | 0.8548 | 94580.5324
LCP_Inputs_ON_Electric_IEA_2023_05_05 | 2024 | H2 Import - QC | Import | Hydrogen | MI | Dispatch-Import | EmissionsCost | 0 | [6 empty] | 0.8548 | 0
LCP_Inputs_ON_Electric_IEA_2023_05_05 | 2024 | H2 Import - QC | Import | Hydrogen | MI | Dispatch-Import | FuelCost | 0 | [6 empty] | 0.8548 | 0
LCP_Inputs_ON_Electric_IEA_2023_05_05 | 2024 | H2 Import - QC | Import | Hydrogen | MI | Dispatch-Import | VOM | 0 | [6 empty] | 0.8548 | 0
LCP_Inputs_ON_Electric_IEA_2023_05_05 | 2024 | H2 Import - QC | Import | Hydrogen | NY | Dispatch-Import | EmissionsCost | 0 | [6 empty] | 0.8548 | 0
LCP_Inputs_ON_Electric_IEA_2023_05_05 | 2024 | H2 Import - QC | Import | Hydrogen | NY | Dispatch-Import | FuelCost | 0 | [6 empty] | 0.8548 | 0
LCP_Inputs_ON_Electric_IEA_2023_05_05 | 2024 | H2 Import - QC | Import | Hydrogen | NY | Dispatch-Import | VOM | 0 | [6 empty] | 0.8548 | 0
LCP_Inputs_ON_Electric_IEA_2023_05_05 | 2024 | H2 Import - QC | Import | Hydrogen | ON | Dispatch-Import | EmissionsCost | 0 | [6 empty] | 0.8548 | 0
LCP_Inputs_ON_Electric_IEA_2023_05_05 | 2024 | H2 Import - QC | Import | Hydrogen | ON | Dispatch-Import | FuelCost | 0 | [6 empty] | 0.8548 | 0
LCP_Inputs_ON_Electric_IEA_2023_05_05 | 2024 | H2 Import - QC | Import | Hydrogen | ON | Dispatch-Import | VOM | 0 | [6 empty] | 0.8548 | 0
LCP_Inputs_ON_Electric_IEA_2023_05_05 | 2024 | H2 Import - QC | Import | Hydrogen | PJ | Dispatch-Import | EmissionsCost | 0 | [6 empty] | 0.8548 | 0
LCP_Inputs_ON_Electric_IEA_2023_05_05 | 2024 | H2 Import - QC | Import | Hydrogen | PJ | Dispatch-Import | FuelCost | 0 | [6 empty] | 0.8548 | 0
LCP_Inputs_ON_Electric_IEA_2023_05_05 | 2024 | H2 Import - QC | Import | Hydrogen | PJ | Dispatch-Import | VOM | 0 | [6 empty] | 0.8548 | 0
LCP_Inputs_ON_Electric_IEA_2023_05_05 | 2024 | H2 Import - QC | Import | Hydrogen | QC | Dispatch-Import | EmissionsCost | 0 | [6 empty] | 0.8548 | 0
LCP_Inputs_ON_Electric_IEA_2023_05_05 | 2024 | H2 Import - QC | Import | Hydrogen | QC | Dispatch-Import | FuelCost | 0 | [6 empty] | 0.8548 | 0
LCP_Inputs_ON_Electric_IEA_2023_05_05 | 2024 | H2 Import - QC | Import | Hydrogen | QC | Dispatch-Import | VOM | 0 | [6 empty] | 0.8548 | 0
LCP_Inputs_ON_Electric_IEA_2023_05_05 | 2024 | H2 Import - QC | Import | Hydrogen | WC | Dispatch-Import | EmissionsCost | 0 | [6 empty] | 0.8548 | 0
LCP_Inputs_ON_Electric_IEA_2023_05_05 | 2024 | H2 Import - QC | Import | Hydrogen | WC | Dispatch-Import | FuelCost | 0 | [6 empty] | 0.8548 | 0
LCP_Inputs_ON_Electric_IEA_2023_05_05 | 2024 | H2 Import - QC | Import | Hydrogen | WC | Dispatch-Import | VOM | 0 | [6 empty] | 0.8548 | 0
LCP_Inputs_ON_Electric_IEA_2023_05_05 | 2024 | H2 Import - WC | Import | Hydrogen | MI | Dispatch-Import | EmissionsCost | 0 | [6 empty] | 0.8548 | 0
LCP_Inputs_ON_Electric_IEA_2023_05_05 | 2024 | H2 Import - WC | Import | Hydrogen | MI | Dispatch-Import | FuelCost | 0 | [6 empty] | 0.8548 | 0
LCP_Inputs_ON_Electric_IEA_2023_05_05 | 2024 | H2 Import - WC | Import | Hydrogen | MI | Dispatch-Import | VOM | 0 | [6 empty] | 0.8548 | 0
LCP_Inputs_ON_Electric_IEA_2023_05_05 | 2024 | H2 Import - WC | Import | Hydrogen | NY | Dispatch-Import | EmissionsCost | 0 | [6 empty] | 0.8548 | 0
LCP_Inputs_ON_Electric_IEA_2023_05_05 | 2024 | H2 Import - WC | Import | Hydrogen | NY | Dispatch-Import | FuelCost | 0 | [6 empty] | 0.8548 | 0
LCP_Inputs_ON_Electric_IEA_2023_05_05 | 2024 | H2 Import - WC | Import | Hydrogen | NY | Dispatch-Import | VOM | 0 | [6 empty] | 0.8548 | 0
LCP_Inputs_ON_Electric_IEA_2023_05_05 | 2024 | H2 Import - WC | Import | Hydrogen | ON | Dispatch-Import | EmissionsCost | 0 | [6 empty] | 0.8548 | 0
LCP_Inputs_ON_Electric_IEA_2023_05_05 | 2024 | H2 Import - WC | Import | Hydrogen | ON | Dispatch-Import | FuelCost | 0 | [6 empty] | 0.8548 | 0
LCP_Inputs_ON_Electric_IEA_2023_05_05 | 2024 | H2 Import - WC | Import | Hydrogen | ON | Dispatch-Import | VOM | 0 | [6 empty] | 0.8548 | 0
LCP_Inputs_ON_Electric_IEA_2023_05_05 | 2024 | H2 Import - WC | Import | Hydrogen | PJ | Dispatch-Import | EmissionsCost | 0 | [6 empty] | 0.8548 | 0
LCP_Inputs_ON_Electric_IEA_2023_05_05 | 2024 | H2 Import - WC | Import | Hydrogen | PJ | Dispatch-Import | FuelCost | 0 | [6 empty] | 0.8548 | 0
LCP_Inputs_ON_Electric_IEA_2023_05_05 | 2024 | H2 Import - WC | Import | Hydrogen | PJ | Dispatch-Import | VOM | 0 | [6 empty] | 0.8548 | 0
LCP_Inputs_ON_Electric_IEA_2023_05_05 | 2024 | H2 Import - WC | Import | Hydrogen | QC | Dispatch-Import | EmissionsCost | 0 | [6 empty] | 0.8548 | 0
LCP_Inputs_ON_Electric_IEA_2023_05_05 | 2024 | H2 Import - WC | Import | Hydrogen | QC | Dispatch-Import | FuelCost | 0 | [6 empty] | 0.8548 | 0
LCP_Inputs_ON_Electric_IEA_2023_05_05 | 2024 | H2 Import - WC | Import | Hydrogen | QC | Dispatch-Import | VOM | 0 | [6 empty] | 0.8548 | 0
LCP_Inputs_ON_Electric_IEA_2023_05_05 | 2024 | H2 Import - WC | Import | Hydrogen | WC | Dispatch-Import | EmissionsCost | 0 | [6 empty] | 0.8548 | 0
LCP_Inputs_ON_Electric_IEA_2023_05_05 | 2024 | H2 Import - WC | Import | Hydrogen | WC | Dispatch-Import | FuelCost | 0 | [6 empty] | 0.8548 | 0
LCP_Inputs_ON_Electric_IEA_2023_05_05 | 2024 | H2 Import - WC | Import | Hydrogen | WC | Dispatch-Import | VOM | 0 | [6 empty] | 0.8548 | 0
LCP_Inputs_ON_Electric_IEA_2023_05_05 | 2024 | H2 Salt Cavern Storage - ON | Storage | Hydrogen | MI | Dispatch-Storage | EmissionsCost | 0 | [6 empty] | 0.8548 | 0
LCP_Inputs_ON_Electric_IEA_2023_05_05 | 2024 | H2 Salt Cavern Storage - ON | Storage | Hydrogen | MI | Dispatch-Storage | FuelCost | 0 | [6 empty] | 0.8548 | 0
LCP_Inputs_ON_Electric_IEA_2023_05_05 | 2024 | H2 Salt Cavern Storage - ON | Storage | Hydrogen | MI | Dispatch-Storage | VOM | 0 | [6 empty] | 0.8548 | 0
LCP_Inputs_ON_Electric_IEA_2023_05_05 | 2024 | H2 Salt Cavern Storage - ON | Storage | Hydrogen | NY | Dispatch-Storage | EmissionsCost | 0 | [6 empty] | 0.8548 | 0
LCP_Inputs_ON_Electric_IEA_2023_05_05 | 2024 | H2 Salt Cavern Storage - ON | Storage | Hydrogen | NY | Dispatch-Storage | FuelCost | 0 | [6 empty] | 0.8548 | 0
LCP_Inputs_ON_Electric_IEA_2023_05_05 | 2024 | H2 Salt Cavern Storage - ON | Storage | Hydrogen | NY | Dispatch-Storage | VOM | 0 | [6 empty] | 0.8548 | 0
LCP_Inputs_ON_Electric_IEA_2023_05_05 | 2024 | H2 Salt Cavern Storage - ON | Storage | Hydrogen | ON | Dispatch-Storage | EmissionsCost | 0 | [6 empty] | 0.8548 | 0
LCP_Inputs_ON_Electric_IEA_2023_05_05 | 2024 | H2 Salt Cavern Storage - ON | Storage | Hydrogen | ON | Dispatch-Storage | FuelCost | 0 | [6 empty] | 0.8548 | 0
LCP_Inputs_ON_Electric_IEA_2023_05_05 | 2024 | H2 Salt Cavern Storage - ON | Storage | Hydrogen | ON | Dispatch-Storage | VOM | 0 | [6 empty] | 0.8548 | 0
LCP_Inputs_ON_Electric_IEA_2023_05_05 | 2024 | H2 Salt Cavern Storage - ON | Storage | Hydrogen | PJ | Dispatch-Storage | EmissionsCost | 0 | [6 empty] | 0.8548 | 0
LCP_Inputs_ON_Electric_IEA_2023_05_05 | 2024 | H2 Salt Cavern Storage - ON | Storage | Hydrogen | PJ | Dispatch-Storage | FuelCost | 0 | [6 empty] | 0.8548 | 0
LCP_Inputs_ON_Electric_IEA_2023_05_05 | 2024 | H2 Salt Cavern Storage - ON | Storage | Hydrogen | PJ | Dispatch-Storage | VOM | 0 | [6 empty] | 0.8548 | 0
LCP_Inputs_ON_Electric_IEA_2023_05_05 | 2024 | H2 Salt Cavern Storage - ON | Storage | Hydrogen | QC | Dispatch-Storage | EmissionsCost | 0 | [6 empty] | 0.8548 | 0
LCP_Inputs_ON_Electric_IEA_2023_05_05 | 2024 | H2 Salt Cavern Storage - ON | Storage | Hydrogen | QC | Dispatch-Storage | FuelCost | 0 | [6 empty] | 0.8548 | 0
LCP_Inputs_ON_Electric_IEA_2023_05_05 | 2024 | H2 Salt Cavern Storage - ON | Storage | Hydrogen | QC | Dispatch-Storage | VOM | 0 | [6 empty] | 0.8548 | 0
LCP_Inputs_ON_Electric_IEA_2023_05_05 | 2024 | H2 Salt Cavern Storage - ON | Storage | Hydrogen | WC | Dispatch-Storage | EmissionsCost | 0 | [6 empty] | 0.8548 | 0
LCP_Inputs_ON_Electric_IEA_2023_05_05 | 2024 | H2 Salt Cavern Storage - ON | Storage | Hydrogen | WC | Dispatch-Storage | FuelCost | 0 | [6 empty] | 0.8548 | 0
LCP_Inputs_ON_Electric_IEA_2023_05_05 | 2024 | H2 Salt Cavern Storage - ON | Storage | Hydrogen | WC | Dispatch-Storage | VOM | 0 | [6 empty] | 0.8548 | 0
LCP_Inputs_ON_Electric_IEA_2023_05_05 | 2024 | Hydro | Generation | Electricity | MI | Dispatch-Generation | EmissionsCost | 0 | [6 empty] | 0.8548 | 0
LCP_Inputs_ON_Electric_IEA_2023_05_05 | 2024 | Hydro | Generation | Electricity | MI | Dispatch-Generation | FuelCost | 0 | [6 empty] | 0.8548 | 0
LCP_Inputs_ON_Electric_IEA_2023_05_05 | 2024 | Hydro | Generation | Electricity | MI | Dispatch-Generation | VOM | 0 | [6 empty] | 0.8548 | 0
LCP_Inputs_ON_Electric_IEA_2023_05_05 | 2024 | Hydro | Generation | Electricity | NY | Dispatch-Generation | EmissionsCost | 0 | [6 empty] | 0.8548 | 0
LCP_Inputs_ON_Electric_IEA_2023_05_05 | 2024 | Hydro | Generation | Electricity | NY | Dispatch-Generation | FuelCost | 0 | [6 empty] | 0.8548 | 0
LCP_Inputs_ON_Electric_IEA_2023_05_05 | 2024 | Hydro | Generation | Electricity | NY | Dispatch-Generation | VOM | 0 | [6 empty] | 0.8548 | 0
LCP_Inputs_ON_Electric_IEA_2023_05_05 | 2024 | Hydro | Generation | Electricity | ON | Dispatch-Generation | EmissionsCost | 0 | [6 empty] | 0.8548 | 0
LCP_Inputs_ON_Electric_IEA_2023_05_05 | 2024 | Hydro | Generation | Electricity | ON | Dispatch-Generation | FuelCost | 0 | [6 empty] | 0.8548 | 0
LCP_Inputs_ON_Electric_IEA_2023_05_05 | 2024 | Hydro | Generation | Electricity | ON | Dispatch-Generation | VOM | 0 | [6 empty] | 0.8548 | 0
LCP_Inputs_ON_Electric_IEA_2023_05_05 | 2024 | Hydro | Generation | Electricity | PJ | Dispatch-Generation | EmissionsCost | 0 | [6 empty] | 0.8548 | 0
LCP_Inputs_ON_Electric_IEA_2023_05_05 | 2024 | Hydro | Generation | Electricity | PJ | Dispatch-Generation | FuelCost | 0 | [6 empty] | 0.8548 | 0
LCP_Inputs_ON_Electric_IEA_2023_05_05 | 2024 | Hydro | Generation | Electricity | PJ | Dispatch-Generation | VOM | 0 | [6 empty] | 0.8548 | 0
LCP_Inputs_ON_Electric_IEA_2023_05_05 | 2024 | Hydro | Generation | Electricity | QC | Dispatch-Generation | EmissionsCost | 0 | [6 empty] | 0.8548 | 0
LCP_Inputs_ON_Electric_IEA_2023_05_05 | 2024 | Hydro | Generation | Electricity | QC | Dispatch-Generation | FuelCost | 0 | [6 empty] | 0.8548 | 0
LCP_Inputs_ON_Electric_IEA_2023_05_05 | 2024 | Hydro | Generation | Electricity | QC | Dispatch-Generation | VOM | 0 | [6 empty] | 0.8548 | 0
LCP_Inputs_ON_Electric_IEA_2023_05_05 | 2024 | Hydro | Generation | Electricity | WC | Dispatch-Generation | EmissionsCost | 0 | [6 empty] | 0.8548 | 0
LCP_Inputs_ON_Electric_IEA_2023_05_05 | 2024 | Hydro | Generation | Electricity | WC | Dispatch-Generation | FuelCost | 0 | [6 empty] | 0.8548 | 0
LCP_Inputs_ON_Electric_IEA_2023_05_05 | 2024 | Hydro | Generation | Electricity | WC | Dispatch-Generation | VOM | 0 | [6 empty] | 0.8548 | 0
LCP_Inputs_ON_Electric_IEA_2023_05_05 | 2024 | Hydro Pumped Storage | Storage | Electricity | MI | Dispatch-Storage | EmissionsCost | 0 | [6 empty] | 0.8548 | 0
LCP_Inputs_ON_Electric_IEA_2023_05_05 | 2024 | Hydro Pumped Storage | Storage | Electricity | MI | Dispatch-Storage | FuelCost | 0 | [6 empty] | 0.8548 | 0
LCP_Inputs_ON_Electric_IEA_2023_05_05 | 2024 | Hydro Pumped Storage | Storage | Electricity | MI | Dispatch-Storage | VOM | 0 | [6 empty] | 0.8548 | 0
LCP_Inputs_ON_Electric_IEA_2023_05_05 | 2024 | Hydro Pumped Storage | Storage | Electricity | NY | Dispatch-Storage | EmissionsCost | 0 | [6 empty] | 0.8548 | 0
LCP_Inputs_ON_Electric_IEA_2023_05_05 | 2024 | Hydro Pumped Storage | Storage | Electricity | NY | Dispatch-Storage | FuelCost | 0 | [6 empty] | 0.8548 | 0
LCP_Inputs_ON_Electric_IEA_2023_05_05 | 2024 | Hydro Pumped Storage | Storage | Electricity | NY | Dispatch-Storage | VOM | 0 | [6 empty] | 0.8548 | 0
LCP_Inputs_ON_Electric_IEA_2023_05_05 | 2024 | Hydro Pumped Storage | Storage | Electricity | ON | Dispatch-Storage | EmissionsCost | 0 | [6 empty] | 0.8548 | 0
LCP_Inputs_ON_Electric_IEA_2023_05_05 | 2024 | Hydro Pumped Storage | Storage | Electricity | ON | Dispatch-Storage | FuelCost | 0 | [6 empty] | 0.8548 | 0
LCP_Inputs_ON_Electric_IEA_2023_05_05 | 2024 | Hydro Pumped Storage | Storage | Electricity | ON | Dispatch-Storage | VOM | 0 | [6 empty] | 0.8548 | 0
LCP_Inputs_ON_Electric_IEA_2023_05_05 | 2024 | Hydro Pumped Storage | Storage | Electricity | PJ | Dispatch-Storage | EmissionsCost | 0 | [6 empty] | 0.8548 | 0
LCP_Inputs_ON_Electric_IEA_2023_05_05 | 2024 | Hydro Pumped Storage | Storage | Electricity | PJ | Dispatch-Storage | FuelCost | 0 | [6 empty] | 0.8548 | 0
LCP_Inputs_ON_Electric_IEA_2023_05_05 | 2024 | Hydro Pumped Storage | Storage | Electricity | PJ | Dispatch-Storage | VOM | 0 | [6 empty] | 0.8548 | 0
LCP_Inputs_ON_Electric_IEA_2023_05_05 | 2024 | Hydro Pumped Storage | Storage | Electricity | QC | Dispatch-Storage | EmissionsCost | 0 | [6 empty] | 0.8548 | 0
LCP_Inputs_ON_Electric_IEA_2023_05_05 | 2024 | Hydro Pumped Storage | Storage | Electricity | QC | Dispatch-Storage | FuelCost | 0 | [6 empty] | 0.8548 | 0
LCP_Inputs_ON_Electric_IEA_2023_05_05 | 2024 | Hydro Pumped Storage | Storage | Electricity | QC | Dispatch-Storage | VOM | 0 | [6 empty] | 0.8548 | 0
LCP_Inputs_ON_Electric_IEA_2023_05_05 | 2024 | Hydro Pumped Storage | Storage | Electricity | WC | Dispatch-Storage | EmissionsCost | 0 | [6 empty] | 0.8548 | 0
LCP_Inputs_ON_Electric_IEA_2023_05_05 | 2024 | Hydro Pumped Storage | Storage | Electricity | WC | Dispatch-Storage | FuelCost | 0 | [6 empty] | 0.8548 | 0
LCP_Inputs_ON_Electric_IEA_2023_05_05 | 2024 | Hydro Pumped Storage | Storage | Electricity | WC | Dispatch-Storage | VOM | 0 | [6 empty] | 0.8548 | 0
LCP_Inputs_ON_Electric_IEA_2023_05_05 | 2024 | Nuclear | Generation | Electricity | MI | Dispatch-Generation | EmissionsCost | 0 | [6 empty] | 0.8548 | 0
LCP_Inputs_ON_Electric_IEA_2023_05_05 | 2024 | Nuclear | Generation | Electricity | MI | Dispatch-Generation | FuelCost | 0 | [6 empty] | 0.8548 | 0
LCP_Inputs_ON_Electric_IEA_2023_05_05 | 2024 | Nuclear | Generation | Electricity | MI | Dispatch-Generation | VOM | 3301336446.912 | [6 empty] | 0.8548 | 2821996230.8196
LCP_Inputs_ON_Electric_IEA_2023_05_05 | 2024 | Nuclear | Generation | Electricity | NY | Dispatch-Generation | EmissionsCost | 0 | [6 empty] | 0.8548 | 0
LCP_Inputs_ON_Electric_IEA_2023_05_05 | 2024 | Nuclear | Generation | Electricity | NY | Dispatch-Generation | FuelCost | 0 | [6 empty] | 0.8548 | 0
LCP_Inputs_ON_Electric_IEA_2023_05_05 | 2024 | Nuclear | Generation | Electricity | NY | Dispatch-Generation | VOM | 2246155230.144 | [6 empty] | 0.8548 | 1920022904.4304
LCP_Inputs_ON_Electric_IEA_2023_05_05 | 2024 | Nuclear | Generation | Electricity | ON | Dispatch-Generation | EmissionsCost | 0 | [6 empty] | 0.8548 | 0
LCP_Inputs_ON_Electric_IEA_2023_05_05 | 2024 | Nuclear | Generation | Electricity | ON | Dispatch-Generation | FuelCost | 0 | [6 empty] | 0.8548 | 0
LCP_Inputs_ON_Electric_IEA_2023_05_05 | 2024 | Nuclear | Generation | Electricity | ON | Dispatch-Generation | VOM | 8790266640.96 | [6 empty] | 0.8548 | 7513956764.9614
LCP_Inputs_ON_Electric_IEA_2023_05_05 | 2024 | Nuclear | Generation | Electricity | PJ | Dispatch-Generation | EmissionsCost | 0 | [6 empty] | 0.8548 | 0
LCP_Inputs_ON_Electric_IEA_2023_05_05 | 2024 | Nuclear | Generation | Electricity | PJ | Dispatch-Generation | FuelCost | 0 | [6 empty] | 0.8548 | 0
LCP_Inputs_ON_Electric_IEA_2023_05_05 | 2024 | Nuclear | Generation | Electricity | PJ | Dispatch-Generation | VOM | 9110487814.4448 | [6 empty] | 0.8548 | 7787683166.1127
LCP_Inputs_ON_Electric_IEA_2023_05_05 | 2024 | Nuclear | Generation | Electricity | QC | Dispatch-Generation | EmissionsCost | 0 | [6 empty] | 0.8548 | 0
LCP_Inputs_ON_Electric_IEA_2023_05_05 | 2024 | Nuclear | Generation | Electricity | QC | Dispatch-Generation | FuelCost | 0 | [6 empty] | 0.8548 | 0
LCP_Inputs_ON_Electric_IEA_2023_05_05 | 2024 | Nuclear | Generation | Electricity | QC | Dispatch-Generation | VOM | 0 | [6 empty] | 0.8548 | 0
LCP_Inputs_ON_Electric_IEA_2023_05_05 | 2024 | Nuclear | Generation | Electricity | WC | Dispatch-Generation | EmissionsCost | 0 | [6 empty] | 0.8548 | 0
LCP_Inputs_ON_Electric_IEA_2023_05_05 | 2024 | Nuclear | Generation | Electricity | WC | Dispatch-Generation | FuelCost | 0 | [6 empty] | 0.8548 | 0
LCP_Inputs_ON_Electric_IEA_2023_05_05 | 2024 | Nuclear | Generation | Electricity | WC | Dispatch-Generation | VOM | 0 | [6 empty] | 0.8548 | 0
LCP_Inputs_ON_Electric_IEA_2023_05_05 | 2024 | Nuclear SMR | Generation | Electricity | MI | Dispatch-Generation | EmissionsCost | 0 | [6 empty] | 0.8548 | 0
LCP_Inputs_ON_Electric_IEA_2023_05_05 | 2024 | Nuclear SMR | Generation | Electricity | MI | Dispatch-Generation | FuelCost | 0 | [6 empty] | 0.8548 | 0
LCP_Inputs_ON_Electric_IEA_2023_05_05 | 2024 | Nuclear SMR | Generation | Electricity | MI | Dispatch-Generation | VOM | 0 | [6 empty] | 0.8548 | 0
LCP_Inputs_ON_Electric_IEA_2023_05_05 | 2024 | Nuclear SMR | Generation | Electricity | NY | Dispatch-Generation | EmissionsCost | 0 | [6 empty] | 0.8548 | 0
LCP_Inputs_ON_Electric_IEA_2023_05_05 | 2024 | Nuclear SMR | Generation | Electricity | NY | Dispatch-Generation | FuelCost | 0 | [6 empty] | 0.8548 | 0
LCP_Inputs_ON_Electric_IEA_2023_05_05 | 2024 | Nuclear SMR | Generation | Electricity | NY | Dispatch-Generation | VOM | 0 | [6 empty] | 0.8548 | 0
LCP_Inputs_ON_Electric_IEA_2023_05_05 | 2024 | Nuclear SMR | Generation | Electricity | ON | Dispatch-Generation | EmissionsCost | 0 | [6 empty] | 0.8548 | 0
LCP_Inputs_ON_Electric_IEA_2023_05_05 | 2024 | Nuclear SMR | Generation | Electricity | ON | Dispatch-Generation | FuelCost | 0 | [6 empty] | 0.8548 | 0
LCP_Inputs_ON_Electric_IEA_2023_05_05 | 2024 | Nuclear SMR | Generation | Electricity | ON | Dispatch-Generation | VOM | 0 | [6 empty] | 0.8548 | 0
LCP_Inputs_ON_Electric_IEA_2023_05_05 | 2024 | Nuclear SMR | Generation | Electricity | PJ | Dispatch-Generation | EmissionsCost | 0 | [6 empty] | 0.8548 | 0
LCP_Inputs_ON_Electric_IEA_2023_05_05 | 2024 | Nuclear SMR | Generation | Electricity | PJ | Dispatch-Generation | FuelCost | 0 | [6 empty] | 0.8548 | 0
LCP_Inputs_ON_Electric_IEA_2023_05_05 | 2024 | Nuclear SMR | Generation | Electricity | PJ | Dispatch-Generation | VOM | 0 | [6 empty] | 0.8548 | 0
LCP_Inputs_ON_Electric_IEA_2023_05_05 | 2024 | Nuclear SMR | Generation | Electricity | QC | Dispatch-Generation | EmissionsCost | 0 | [6 empty] | 0.8548 | 0
LCP_Inputs_ON_Electric_IEA_2023_05_05 | 2024 | Nuclear SMR | Generation | Electricity | QC | Dispatch-Generation | FuelCost | 0 | [6 empty] | 0.8548 | 0
LCP_Inputs_ON_Electric_IEA_2023_05_05 | 2024 | Nuclear SMR | Generation | Electricity | QC | Dispatch-Generation | VOM | 0 | [6 empty] | 0.8548 | 0
LCP_Inputs_ON_Electric_IEA_2023_05_05 | 2024 | Nuclear SMR | Generation | Electricity | WC | Dispatch-Generation | EmissionsCost | 0 | [6 empty] | 0.8548 | 0
LCP_Inputs_ON_Electric_IEA_2023_05_05 | 2024 | Nuclear SMR | Generation | Electricity | WC | Dispatch-Generation | FuelCost | 0 | [6 empty] | 0.8548 | 0
LCP_Inputs_ON_Electric_IEA_2023_05_05 | 2024 | Nuclear SMR | Generation | Electricity | WC | Dispatch-Generation | VOM | 0 | [6 empty] | 0.8548 | 0
LCP_Inputs_ON_Electric_IEA_2023_05_05 | 2024 | O/CCGT - CH4 Existing | Crossload | Electricity | MI | Dispatch-Crossload | EmissionsCost | 0 | [6 empty] | 0.8548 | 0
LCP_Inputs_ON_Electric_IEA_2023_05_05 | 2024 | O/CCGT - CH4 Existing | Crossload | Electricity | MI | Dispatch-Crossload | FuelCost | 0 | [6 empty] | 0.8548 | 0
LCP_Inputs_ON_Electric_IEA_2023_05_05 | 2024 | O/CCGT - CH4 Existing | Crossload | Electricity | MI | Dispatch-Crossload | VOM | 0 | [6 empty] | 0.8548 | 0
LCP_Inputs_ON_Electric_IEA_2023_05_05 | 2024 | O/CCGT - CH4 Existing | Crossload | Electricity | NY | Dispatch-Crossload | EmissionsCost | 0 | [6 empty] | 0.8548 | 0
LCP_Inputs_ON_Electric_IEA_2023_05_05 | 2024 | O/CCGT - CH4 Existing | Crossload | Electricity | NY | Dispatch-Crossload | FuelCost | 0 | [6 empty] | 0.8548 | 0
LCP_Inputs_ON_Electric_IEA_2023_05_05 | 2024 | O/CCGT - CH4 Existing | Crossload | Electricity | NY | Dispatch-Crossload | VOM | 0 | [6 empty] | 0.8548 | 0
LCP_Inputs_ON_Electric_IEA_2023_05_05 | 2024 | O/CCGT - CH4 Existing | Crossload | Electricity | ON | Dispatch-Crossload | EmissionsCost | 0 | [6 empty] | 0.8548 | 0
LCP_Inputs_ON_Electric_IEA_2023_05_05 | 2024 | O/CCGT - CH4 Existing | Crossload | Electricity | ON | Dispatch-Crossload | FuelCost | 0 | [6 empty] | 0.8548 | 0
LCP_Inputs_ON_Electric_IEA_2023_05_05 | 2024 | O/CCGT - CH4 Existing | Crossload | Electricity | ON | Dispatch-Crossload | VOM | 0 | [6 empty] | 0.8548 | 0
LCP_Inputs_ON_Electric_IEA_2023_05_05 | 2024 | O/CCGT - CH4 Existing | Crossload | Electricity | PJ | Dispatch-Crossload | EmissionsCost | 0 | [6 empty] | 0.8548 | 0
LCP_Inputs_ON_Electric_IEA_2023_05_05 | 2024 | O/CCGT - CH4 Existing | Crossload | Electricity | PJ | Dispatch-Crossload | FuelCost | 0 | [6 empty] | 0.8548 | 0
LCP_Inputs_ON_Electric_IEA_2023_05_05 | 2024 | O/CCGT - CH4 Existing | Crossload | Electricity | PJ | Dispatch-Crossload | VOM | 0 | [6 empty] | 0.8548 | 0
LCP_Inputs_ON_Electric_IEA_2023_05_05 | 2024 | O/CCGT - CH4 Existing | Crossload | Electricity | QC | Dispatch-Crossload | EmissionsCost | 0 | [6 empty] | 0.8548 | 0
LCP_Inputs_ON_Electric_IEA_2023_05_05 | 2024 | O/CCGT - CH4 Existing | Crossload | Electricity | QC | Dispatch-Crossload | FuelCost | 0 | [6 empty] | 0.8548 | 0
LCP_Inputs_ON_Electric_IEA_2023_05_05 | 2024 | O/CCGT - CH4 Existing | Crossload | Electricity | QC | Dispatch-Crossload | VOM | 0 | [6 empty] | 0.8548 | 0
LCP_Inputs_ON_Electric_IEA_2023_05_05 | 2024 | O/CCGT - CH4 Existing | Crossload | Electricity | WC | Dispatch-Crossload | EmissionsCost | 0 | [6 empty] | 0.8548 | 0
LCP_Inputs_ON_Electric_IEA_2023_05_05 | 2024 | O/CCGT - CH4 Existing | Crossload | Electricity | WC | Dispatch-Crossload | FuelCost | 0 | [6 empty] | 0.8548 | 0
LCP_Inputs_ON_Electric_IEA_2023_05_05 | 2024 | O/CCGT - CH4 Existing | Crossload | Electricity | WC | Dispatch-Crossload | VOM | 0 | [6 empty] | 0.8548 | 0
LCP_Inputs_ON_Electric_IEA_2023_05_05 | 2024 | O/CCGT - CH4 New | Crossload | Electricity | MI | Dispatch-Crossload | EmissionsCost | 0 | [6 empty] | 0.8548 | 0
LCP_Inputs_ON_Electric_IEA_2023_05_05 | 2024 | O/CCGT - CH4 New | Crossload | Electricity | MI | Dispatch-Crossload | FuelCost | 0 | [6 empty] | 0.8548 | 0
LCP_Inputs_ON_Electric_IEA_2023_05_05 | 2024 | O/CCGT - CH4 New | Crossload | Electricity | MI | Dispatch-Crossload | VOM | 0 | [6 empty] | 0.8548 | 0
LCP_Inputs_ON_Electric_IEA_2023_05_05 | 2024 | O/CCGT - CH4 New | Crossload | Electricity | NY | Dispatch-Crossload | EmissionsCost | 0 | [6 empty] | 0.8548 | 0
LCP_Inputs_ON_Electric_IEA_2023_05_05 | 2024 | O/CCGT - CH4 New | Crossload | Electricity | NY | Dispatch-Crossload | FuelCost | 0 | [6 empty] | 0.8548 | 0
LCP_Inputs_ON_Electric_IEA_2023_05_05 | 2024 | O/CCGT - CH4 New | Crossload | Electricity | NY | Dispatch-Crossload | VOM | 0 | [6 empty] | 0.8548 | 0
LCP_Inputs_ON_Electric_IEA_2023_05_05 | 2024 | O/CCGT - CH4 New | Crossload | Electricity | ON | Dispatch-Crossload | EmissionsCost | 0 | [6 empty] | 0.8548 | 0
LCP_Inputs_ON_Electric_IEA_2023_05_05 | 2024 | O/CCGT - CH4 New | Crossload | Electricity | ON | Dispatch-Crossload | FuelCost | 0 | [6 empty] | 0.8548 | 0
LCP_Inputs_ON_Electric_IEA_2023_05_05 | 2024 | O/CCGT - CH4 New | Crossload | Electricity | ON | Dispatch-Crossload | VOM | 0 | [6 empty] | 0.8548 | 0
LCP_Inputs_ON_Electric_IEA_2023_05_05 | 2024 | O/CCGT - CH4 New | Crossload | Electricity | PJ | Dispatch-Crossload | EmissionsCost | 0 | [6 empty] | 0.8548 | 0
LCP_Inputs_ON_Electric_IEA_2023_05_05 | 2024 | O/CCGT - CH4 New | Crossload | Electricity | PJ | Dispatch-Crossload | FuelCost | 0 | [6 empty] | 0.8548 | 0
LCP_Inputs_ON_Electric_IEA_2023_05_05 | 2024 | O/CCGT - CH4 New | Crossload | Electricity | PJ | Dispatch-Crossload | VOM | 0 | [6 empty] | 0.8548 | 0
LCP_Inputs_ON_Electric_IEA_2023_05_05 | 2024 | O/CCGT - CH4 New | Crossload | Electricity | QC | Dispatch-Crossload | EmissionsCost | 0 | [6 empty] | 0.8548 | 0
LCP_Inputs_ON_Electric_IEA_2023_05_05 | 2024 | O/CCGT - CH4 New | Crossload | Electricity | QC | Dispatch-Crossload | FuelCost | 0 | [6 empty] | 0.8548 | 0
LCP_Inputs_ON_Electric_IEA_2023_05_05 | 2024 | O/CCGT - CH4 New | Crossload | Electricity | QC | Dispatch-Crossload | VOM | 0 | [6 empty] | 0.8548 | 0
LCP_Inputs_ON_Electric_IEA_2023_05_05 | 2024 | O/CCGT - CH4 New | Crossload | Electricity | WC | Dispatch-Crossload | EmissionsCost | 0 | [6 empty] | 0.8548 | 0
LCP_Inputs_ON_Electric_IEA_2023_05_05 | 2024 | O/CCGT - CH4 New | Crossload | Electricity | WC | Dispatch-Crossload | FuelCost | 0 | [6 empty] | 0.8548 | 0
LCP_Inputs_ON_Electric_IEA_2023_05_05 | 2024 | O/CCGT - CH4 New | Crossload | Electricity | WC | Dispatch-Crossload | VOM | 0 | [6 empty] | 0.8548 | 0
LCP_Inputs_ON_Electric_IEA_2023_05_05 | 2024 | O/CCGT - H2 New | Crossload | Electricity | MI | Dispatch-Crossload | EmissionsCost | 0 | [6 empty] | 0.8548 | 0
LCP_Inputs_ON_Electric_IEA_2023_05_05 | 2024 | O/CCGT - H2 New | Crossload | Electricity | MI | Dispatch-Crossload | FuelCost | 0 | [6 empty] | 0.8548 | 0
LCP_Inputs_ON_Electric_IEA_2023_05_05 | 2024 | O/CCGT - H2 New | Crossload | Electricity | MI | Dispatch-Crossload | VOM | 0 | [6 empty] | 0.8548 | 0
LCP_Inputs_ON_Electric_IEA_2023_05_05 | 2024 | O/CCGT - H2 New | Crossload | Electricity | NY | Dispatch-Crossload | EmissionsCost | 0 | [6 empty] | 0.8548 | 0
LCP_Inputs_ON_Electric_IEA_2023_05_05 | 2024 | O/CCGT - H2 New | Crossload | Electricity | NY | Dispatch-Crossload | FuelCost | 0 | [6 empty] | 0.8548 | 0
LCP_Inputs_ON_Electric_IEA_2023_05_05 | 2024 | O/CCGT - H2 New | Crossload | Electricity | NY | Dispatch-Crossload | VOM | 0 | [6 empty] | 0.8548 | 0
LCP_Inputs_ON_Electric_IEA_2023_05_05 | 2024 | O/CCGT - H2 New | Crossload | Electricity | ON | Dispatch-Crossload | EmissionsCost | 0 | [6 empty] | 0.8548 | 0
LCP_Inputs_ON_Electric_IEA_2023_05_05 | 2024 | O/CCGT - H2 New | Crossload | Electricity | ON | Dispatch-Crossload | FuelCost | 0 | [6 empty] | 0.8548 | 0
LCP_Inputs_ON_Electric_IEA_2023_05_05 | 2024 | O/CCGT - H2 New | Crossload | Electricity | ON | Dispatch-Crossload | VOM | 0 | [6 empty] | 0.8548 | 0
LCP_Inputs_ON_Electric_IEA_2023_05_05 | 2024 | O/CCGT - H2 New | Crossload | Electricity | PJ | Dispatch-Crossload | EmissionsCost | 0 | [6 empty] | 0.8548 | 0
LCP_Inputs_ON_Electric_IEA_2023_05_05 | 2024 | O/CCGT - H2 New | Crossload | Electricity | PJ | Dispatch-Crossload | FuelCost | 0 | [6 empty] | 0.8548 | 0
LCP_Inputs_ON_Electric_IEA_2023_05_05 | 2024 | O/CCGT - H2 New | Crossload | Electricity | PJ | Dispatch-Crossload | VOM | 0 | [6 empty] | 0.8548 | 0
LCP_Inputs_ON_Electric_IEA_2023_05_05 | 2024 | O/CCGT - H2 New | Crossload | Electricity | QC | Dispatch-Crossload | EmissionsCost | 0 | [6 empty] | 0.8548 | 0
LCP_Inputs_ON_Electric_IEA_2023_05_05 | 2024 | O/CCGT - H2 New | Crossload | Electricity | QC | Dispatch-Crossload | FuelCost | 0 | [6 empty] | 0.8548 | 0
LCP_Inputs_ON_Electric_IEA_2023_05_05 | 2024 | O/CCGT - H2 New | Crossload | Electricity | QC | Dispatch-Crossload | VOM | 0 | [6 empty] | 0.8548 | 0
LCP_Inputs_ON_Electric_IEA_2023_05_05 | 2024 | O/CCGT - H2 New | Crossload | Electricity | WC | Dispatch-Crossload | EmissionsCost | 0 | [6 empty] | 0.8548 | 0
LCP_Inputs_ON_Electric_IEA_2023_05_05 | 2024 | O/CCGT - H2 New | Crossload | Electricity | WC | Dispatch-Crossload | FuelCost | 0 | [6 empty] | 0.8548 | 0
LCP_Inputs_ON_Electric_IEA_2023_05_05 | 2024 | O/CCGT - H2 New | Crossload | Electricity | WC | Dispatch-Crossload | VOM | 0 | [6 empty] | 0.8548 | 0
LCP_Inputs_ON_Electric_IEA_2023_05_05 | 2024 | SMR CCS | Generation | Hydrogen | MI | Dispatch-Generation | EmissionsCost | 0 | [6 empty] | 0.8548 | 0
LCP_Inputs_ON_Electric_IEA_2023_05_05 | 2024 | SMR CCS | Generation | Hydrogen | MI | Dispatch-Generation | FuelCost | 0 | [6 empty] | 0.8548 | 0
LCP_Inputs_ON_Electric_IEA_2023_05_05 | 2024 | SMR CCS | Generation | Hydrogen | MI | Dispatch-Generation | VOM | 0 | [6 empty] | 0.8548 | 0
LCP_Inputs_ON_Electric_IEA_2023_05_05 | 2024 | SMR CCS | Generation | Hydrogen | NY | Dispatch-Generation | EmissionsCost | 0 | [6 empty] | 0.8548 | 0
LCP_Inputs_ON_Electric_IEA_2023_05_05 | 2024 | SMR CCS | Generation | Hydrogen | NY | Dispatch-Generation | FuelCost | 0 | [6 empty] | 0.8548 | 0
LCP_Inputs_ON_Electric_IEA_2023_05_05 | 2024 | SMR CCS | Generation | Hydrogen | NY | Dispatch-Generation | VOM | 0 | [6 empty] | 0.8548 | 0
LCP_Inputs_ON_Electric_IEA_2023_05_05 | 2024 | SMR CCS | Generation | Hydrogen | ON | Dispatch-Generation | EmissionsCost | 0 | [6 empty] | 0.8548 | 0
LCP_Inputs_ON_Electric_IEA_2023_05_05 | 2024 | SMR CCS | Generation | Hydrogen | ON | Dispatch-Generation | FuelCost | 0 | [6 empty] | 0.8548 | 0
LCP_Inputs_ON_Electric_IEA_2023_05_05 | 2024 | SMR CCS | Generation | Hydrogen | ON | Dispatch-Generation | VOM | 0 | [6 empty] | 0.8548 | 0
LCP_Inputs_ON_Electric_IEA_2023_05_05 | 2024 | SMR CCS | Generation | Hydrogen | PJ | Dispatch-Generation | EmissionsCost | 0 | [6 empty] | 0.8548 | 0
LCP_Inputs_ON_Electric_IEA_2023_05_05 | 2024 | SMR CCS | Generation | Hydrogen | PJ | Dispatch-Generation | FuelCost | 0 | [6 empty] | 0.8548 | 0
LCP_Inputs_ON_Electric_IEA_2023_05_05 | 2024 | SMR CCS | Generation | Hydrogen | PJ | Dispatch-Generation | VOM | 0 | [6 empty] | 0.8548 | 0
LCP_Inputs_ON_Electric_IEA_2023_05_05 | 2024 | SMR CCS | Generation | Hydrogen | QC | Dispatch-Generation | EmissionsCost | 0 | [6 empty] | 0.8548 | 0
LCP_Inputs_ON_Electric_IEA_2023_05_05 | 2024 | SMR CCS | Generation | Hydrogen | QC | Dispatch-Generation | FuelCost | 0 | [6 empty] | 0.8548 | 0
LCP_Inputs_ON_Electric_IEA_2023_05_05 | 2024 | SMR CCS | Generation | Hydrogen | QC | Dispatch-Generation | VOM | 0 | [6 empty] | 0.8548 | 0
LCP_Inputs_ON_Electric_IEA_2023_05_05 | 2024 | SMR CCS | Generation | Hydrogen | WC | Dispatch-Generation | EmissionsCost | 0 | [6 empty] | 0.8548 | 0
LCP_Inputs_ON_Electric_IEA_2023_05_05 | 2024 | SMR CCS | Generation | Hydrogen | WC | Dispatch-Generation | FuelCost | 0 | [6 empty] | 0.8548 | 0
LCP_Inputs_ON_Electric_IEA_2023_05_05 | 2024 | SMR CCS | Generation | Hydrogen | WC | Dispatch-Generation | VOM | 0 | [6 empty] | 0.8548 | 0
LCP_Inputs_ON_Electric_IEA_2023_05_05 | 2024 | Solar PV | Generation | Electricity | MI | Dispatch-Generation | EmissionsCost | 0 | [6 empty] | 0.8548 | 0
LCP_Inputs_ON_Electric_IEA_2023_05_05 | 2024 | Solar PV | Generation | Electricity | MI | Dispatch-Generation | FuelCost | 0 | [6 empty] | 0.8548 | 0
LCP_Inputs_ON_Electric_IEA_2023_05_05 | 2024 | Solar PV | Generation | Electricity | MI | Dispatch-Generation | VOM | 0 | [6 empty] | 0.8548 | 0
LCP_Inputs_ON_Electric_IEA_2023_05_05 | 2024 | Solar PV | Generation | Electricity | NY | Dispatch-Generation | EmissionsCost | 0 | [6 empty] | 0.8548 | 0
LCP_Inputs_ON_Electric_IEA_2023_05_05 | 2024 | Solar PV | Generation | Electricity | NY | Dispatch-Generation | FuelCost | 0 | [6 empty] | 0.8548 | 0
LCP_Inputs_ON_Electric_IEA_2023_05_05 | 2024 | Solar PV | Generation | Electricity | NY | Dispatch-Generation | VOM | 0 | [6 empty] | 0.8548 | 0
LCP_Inputs_ON_Electric_IEA_2023_05_05 | 2024 | Solar PV | Generation | Electricity | ON | Dispatch-Generation | EmissionsCost | 0 | [6 empty] | 0.8548 | 0
LCP_Inputs_ON_Electric_IEA_2023_05_05 | 2024 | Solar PV | Generation | Electricity | ON | Dispatch-Generation | FuelCost | 0 | [6 empty] | 0.8548 | 0
LCP_Inputs_ON_Electric_IEA_2023_05_05 | 2024 | Solar PV | Generation | Electricity | ON | Dispatch-Generation | VOM | 0 | [6 empty] | 0.8548 | 0
LCP_Inputs_ON_Electric_IEA_2023_05_05 | 2024 | Solar PV | Generation | Electricity | PJ | Dispatch-Generation | EmissionsCost | 0 | [6 empty] | 0.8548 | 0
LCP_Inputs_ON_Electric_IEA_2023_05_05 | 2024 | Solar PV | Generation | Electricity | PJ | Dispatch-Generation | FuelCost | 0 | [6 empty] | 0.8548 | 0
LCP_Inputs_ON_Electric_IEA_2023_05_05 | 2024 | Solar PV | Generation | Electricity | PJ | Dispatch-Generation | VOM | 0 | [6 empty] | 0.8548 | 0
LCP_Inputs_ON_Electric_IEA_2023_05_05 | 2024 | Solar PV | Generation | Electricity | QC | Dispatch-Generation | EmissionsCost | 0 | [6 empty] | 0.8548 | 0
LCP_Inputs_ON_Electric_IEA_2023_05_05 | 2024 | Solar PV | Generation | Electricity | QC | Dispatch-Generation | FuelCost | 0 | [6 empty] | 0.8548 | 0
LCP_Inputs_ON_Electric_IEA_2023_05_05 | 2024 | Solar PV | Generation | Electricity | QC | Dispatch-Generation | VOM | 0 | [6 empty] | 0.8548 | 0
LCP_Inputs_ON_Electric_IEA_2023_05_05 | 2024 | Solar PV | Generation | Electricity | WC | Dispatch-Generation | EmissionsCost | 0 | [6 empty] | 0.8548 | 0
LCP_Inputs_ON_Electric_IEA_2023_05_05 | 2024 | Solar PV | Generation | Electricity | WC | Dispatch-Generation | FuelCost | 0 | [6 empty] | 0.8548 | 0
LCP_Inputs_ON_Electric_IEA_2023_05_05 | 2024 | Solar PV | Generation | Electricity | WC | Dispatch-Generation | VOM | 0 | [6 empty] | 0.8548 | 0
LCP_Inputs_ON_Electric_IEA_2023_05_05 | 2024 | Wind Offshore | Generation | Electricity | MI | Dispatch-Generation | EmissionsCost | 0 | [6 empty] | 0.8548 | 0
LCP_Inputs_ON_Electric_IEA_2023_05_05 | 2024 | Wind Offshore | Generation | Electricity | MI | Dispatch-Generation | FuelCost | 0 | [6 empty] | 0.8548 | 0
LCP_Inputs_ON_Electric_IEA_2023_05_05 | 2024 | Wind Offshore | Generation | Electricity | MI | Dispatch-Generation | VOM | 0 | [6 empty] | 0.8548 | 0
LCP_Inputs_ON_Electric_IEA_2023_05_05 | 2024 | Wind Offshore | Generation | Electricity | NY | Dispatch-Generation | EmissionsCost | 0 | [6 empty] | 0.8548 | 0
LCP_Inputs_ON_Electric_IEA_2023_05_05 | 2024 | Wind Offshore | Generation | Electricity | NY | Dispatch-Generation | FuelCost | 0 | [6 empty] | 0.8548 | 0
LCP_Inputs_ON_Electric_IEA_2023_05_05 | 2024 | Wind Offshore | Generation | Electricity | NY | Dispatch-Generation | VOM | 0 | [6 empty] | 0.8548 | 0
LCP_Inputs_ON_Electric_IEA_2023_05_05 | 2024 | Wind Offshore | Generation | Electricity | ON | Dispatch-Generation | EmissionsCost | 0 | [6 empty] | 0.8548 | 0
LCP_Inputs_ON_Electric_IEA_2023_05_05 | 2024 | Wind Offshore | Generation | Electricity | ON | Dispatch-Generation | FuelCost | 0 | [6 empty] | 0.8548 | 0
LCP_Inputs_ON_Electric_IEA_2023_05_05 | 2024 | Wind Offshore | Generation | Electricity | ON | Dispatch-Generation | VOM | 0 | [6 empty] | 0.8548 | 0
LCP_Inputs_ON_Electric_IEA_2023_05_05 | 2024 | Wind Offshore | Generation | Electricity | PJ | Dispatch-Generation | EmissionsCost | 0 | [6 empty] | 0.8548 | 0
LCP_Inputs_ON_Electric_IEA_2023_05_05 | 2024 | Wind Offshore | Generation | Electricity | PJ | Dispatch-Generation | FuelCost | 0 | [6 empty] | 0.8548 | 0
LCP_Inputs_ON_Electric_IEA_2023_05_05 | 2024 | Wind Offshore | Generation | Electricity | PJ | Dispatch-Generation | VOM | 0 | [6 empty] | 0.8548 | 0
LCP_Inputs_ON_Electric_IEA_2023_05_05 | 2024 | Wind Offshore | Generation | Electricity | QC | Dispatch-Generation | EmissionsCost | 0 | [6 empty] | 0.8548 | 0
LCP_Inputs_ON_Electric_IEA_2023_05_05 | 2024 | Wind Offshore | Generation | Electricity | QC | Dispatch-Generation | FuelCost | 0 | [6 empty] | 0.8548 | 0
LCP_Inputs_ON_Electric_IEA_2023_05_05 | 2024 | Wind Offshore | Generation | Electricity | QC | Dispatch-Generation | VOM | 0 | [6 empty] | 0.8548 | 0
LCP_Inputs_ON_Electric_IEA_2023_05_05 | 2024 | Wind Offshore | Generation | Electricity | WC | Dispatch-Generation | EmissionsCost | 0 | [6 empty] | 0.8548 | 0
LCP_Inputs_ON_Electric_IEA_2023_05_05 | 2024 | Wind Offshore | Generation | Electricity | WC | Dispatch-Generation | FuelCost | 0 | [6 empty] | 0.8548 | 0
LCP_Inputs_ON_Electric_IEA_2023_05_05 | 2024 | Wind Offshore | Generation | Electricity | WC | Dispatch-Generation | VOM | 0 | [6 empty] | 0.8548 | 0
LCP_Inputs_ON_Electric_IEA_2023_05_05 | 2024 | Wind Onshore | Generation | Electricity | MI | Dispatch-Generation | EmissionsCost | 0 | [6 empty] | 0.8548 | 0
LCP_Inputs_ON_Electric_IEA_2023_05_05 | 2024 | Wind Onshore | Generation | Electricity | MI | Dispatch-Generation | FuelCost | 0 | [6 empty] | 0.8548 | 0
LCP_Inputs_ON_Electric_IEA_2023_05_05 | 2024 | Wind Onshore | Generation | Electricity | MI | Dispatch-Generation | VOM | 0 | [6 empty] | 0.8548 | 0
LCP_Inputs_ON_Electric_IEA_2023_05_05 | 2024 | Wind Onshore | Generation | Electricity | NY | Dispatch-Generation | EmissionsCost | 0 | [6 empty] | 0.8548 | 0
LCP_Inputs_ON_Electric_IEA_2023_05_05 | 2024 | Wind Onshore | Generation | Electricity | NY | Dispatch-Generation | FuelCost | 0 | [6 empty] | 0.8548 | 0
LCP_Inputs_ON_Electric_IEA_2023_05_05 | 2024 | Wind Onshore | Generation | Electricity | NY | Dispatch-Generation | VOM | 0 | [6 empty] | 0.8548 | 0
LCP_Inputs_ON_Electric_IEA_2023_05_05 | 2024 | Wind Onshore | Generation | Electricity | ON | Dispatch-Generation | EmissionsCost | 0 | [6 empty] | 0.8548 | 0
LCP_Inputs_ON_Electric_IEA_2023_05_05 | 2024 | Wind Onshore | Generation | Electricity | ON | Dispatch-Generation | FuelCost | 0 | [6 empty] | 0.8548 | 0
LCP_Inputs_ON_Electric_IEA_2023_05_05 | 2024 | Wind Onshore | Generation | Electricity | ON | Dispatch-Generation | VOM | 0 | [6 empty] | 0.8548 | 0
LCP_Inputs_ON_Electric_IEA_2023_05_05 | 2024 | Wind Onshore | Generation | Electricity | PJ | Dispatch-Generation | EmissionsCost | 0 | [6 empty] | 0.8548 | 0
LCP_Inputs_ON_Electric_IEA_2023_05_05 | 2024 | Wind Onshore | Generation | Electricity | PJ | Dispatch-Generation | FuelCost | 0 | [6 empty] | 0.8548 | 0
LCP_Inputs_ON_Electric_IEA_2023_05_05 | 2024 | Wind Onshore | Generation | Electricity | PJ | Dispatch-Generation | VOM | 0 | [6 empty] | 0.8548 | 0
LCP_Inputs_ON_Electric_IEA_2023_05_05 | 2024 | Wind Onshore | Generation | Electricity | QC | Dispatch-Generation | EmissionsCost | 0 | [6 empty] | 0.8548 | 0
LCP_Inputs_ON_Electric_IEA_2023_05_05 | 2024 | Wind Onshore | Generation | Electricity | QC | Dispatch-Generation | FuelCost | 0 | [6 empty] | 0.8548 | 0
LCP_Inputs_ON_Electric_IEA_2023_05_05 | 2024 | Wind Onshore | Generation | Electricity | QC | Dispatch-Generation | VOM | 0 | [6 empty] | 0.8548 | 0
LCP_Inputs_ON_Electric_IEA_2023_05_05 | 2024 | Wind Onshore | Generation | Electricity | WC | Dispatch-Generation | EmissionsCost | 0 | [6 empty] | 0.8548 | 0
LCP_Inputs_ON_Electric_IEA_2023_05_05 | 2024 | Wind Onshore | Generation | Electricity | WC | Dispatch-Generation | FuelCost | 0 | [6 empty] | 0.8548 | 0
LCP_Inputs_ON_Electric_IEA_2023_05_05 | 2024 | Wind Onshore | Generation | Electricity | WC | Dispatch-Generation | VOM | 0 | [6 empty] | 0.8548 | 0
LCP_Inputs_ON_Electric_IEA_2023_05_05 | 2025 | Anaerobic Digestion | Generation | Methane | MI | Dispatch-Generation | EmissionsCost | 0 | [6 empty] | 0.82193 | 0
LCP_Inputs_ON_Electric_IEA_2023_05_05 | 2025 | Anaerobic Digestion | Generation | Methane | MI | Dispatch-Generation | FuelCost | 0 | [6 empty] | 0.82193 | 0
LCP_Inputs_ON_Electric_IEA_2023_05_05 | 2025 | Anaerobic Digestion | Generation | Methane | MI | Dispatch-Generation | VOM | 0 | [6 empty] | 0.82193 | 0
LCP_Inputs_ON_Electric_IEA_2023_05_05 | 2025 | Anaerobic Digestion | Generation | Methane | NY | Dispatch-Generation | EmissionsCost | 0 | [6 empty] | 0.82193 | 0
LCP_Inputs_ON_Electric_IEA_2023_05_05 | 2025 | Anaerobic Digestion | Generation | Methane | NY | Dispatch-Generation | FuelCost | 0 | [6 empty] | 0.82193 | 0
LCP_Inputs_ON_Electric_IEA_2023_05_05 | 2025 | Anaerobic Digestion | Generation | Methane | NY | Dispatch-Generation | VOM | 0 | [6 empty] | 0.82193 | 0
LCP_Inputs_ON_Electric_IEA_2023_05_05 | 2025 | Anaerobic Digestion | Generation | Methane | ON | Dispatch-Generation | EmissionsCost | 0 | [6 empty] | 0.82193 | 0
LCP_Inputs_ON_Electric_IEA_2023_05_05 | 2025 | Anaerobic Digestion | Generation | Methane | ON | Dispatch-Generation | FuelCost | 0 | [6 empty] | 0.82193 | 0
LCP_Inputs_ON_Electric_IEA_2023_05_05 | 2025 | Anaerobic Digestion | Generation | Methane | ON | Dispatch-Generation | VOM | 0 | [6 empty] | 0.82193 | 0
LCP_Inputs_ON_Electric_IEA_2023_05_05 | 2025 | Anaerobic Digestion | Generation | Methane | PJ | Dispatch-Generation | EmissionsCost | 0 | [6 empty] | 0.82193 | 0
LCP_Inputs_ON_Electric_IEA_2023_05_05 | 2025 | Anaerobic Digestion | Generation | Methane | PJ | Dispatch-Generation | FuelCost | 0 | [6 empty] | 0.82193 | 0
LCP_Inputs_ON_Electric_IEA_2023_05_05 | 2025 | Anaerobic Digestion | Generation | Methane | PJ | Dispatch-Generation | VOM | 0 | [6 empty] | 0.82193 | 0
LCP_Inputs_ON_Electric_IEA_2023_05_05 | 2025 | Anaerobic Digestion | Generation | Methane | QC | Dispatch-Generation | EmissionsCost | 0 | [6 empty] | 0.82193 | 0
LCP_Inputs_ON_Electric_IEA_2023_05_05 | 2025 | Anaerobic Digestion | Generation | Methane | QC | Dispatch-Generation | FuelCost | 0 | [6 empty] | 0.82193 | 0
LCP_Inputs_ON_Electric_IEA_2023_05_05 | 2025 | Anaerobic Digestion | Generation | Methane | QC | Dispatch-Generation | VOM | 0 | [6 empty] | 0.82193 | 0
LCP_Inputs_ON_Electric_IEA_2023_05_05 | 2025 | Anaerobic Digestion | Generation | Methane | WC | Dispatch-Generation | EmissionsCost | 0 | [6 empty] | 0.82193 | 0
LCP_Inputs_ON_Electric_IEA_2023_05_05 | 2025 | Anaerobic Digestion | Generation | Methane | WC | Dispatch-Generation | FuelCost | 0 | [6 empty] | 0.82193 | 0
LCP_Inputs_ON_Electric_IEA_2023_05_05 | 2025 | Anaerobic Digestion | Generation | Methane | WC | Dispatch-Generation | VOM | 0 | [6 empty] | 0.82193 | 0
LCP_Inputs_ON_Electric_IEA_2023_05_05 | 2025 | Battery Storage | Storage | Electricity | MI | Dispatch-Storage | EmissionsCost | 0 | [6 empty] | 0.82193 | 0
LCP_Inputs_ON_Electric_IEA_2023_05_05 | 2025 | Battery Storage | Storage | Electricity | MI | Dispatch-Storage | FuelCost | 0 | [6 empty] | 0.82193 | 0
LCP_Inputs_ON_Electric_IEA_2023_05_05 | 2025 | Battery Storage | Storage | Electricity | MI | Dispatch-Storage | VOM | 0 | [6 empty] | 0.82193 | 0
LCP_Inputs_ON_Electric_IEA_2023_05_05 | 2025 | Battery Storage | Storage | Electricity | NY | Dispatch-Storage | EmissionsCost | 0 | [6 empty] | 0.82193 | 0
LCP_Inputs_ON_Electric_IEA_2023_05_05 | 2025 | Battery Storage | Storage | Electricity | NY | Dispatch-Storage | FuelCost | 0 | [6 empty] | 0.82193 | 0
LCP_Inputs_ON_Electric_IEA_2023_05_05 | 2025 | Battery Storage | Storage | Electricity | NY | Dispatch-Storage | VOM | 0 | [6 empty] | 0.82193 | 0
LCP_Inputs_ON_Electric_IEA_2023_05_05 | 2025 | Battery Storage | Storage | Electricity | ON | Dispatch-Storage | EmissionsCost | 0 | [6 empty] | 0.82193 | 0
LCP_Inputs_ON_Electric_IEA_2023_05_05 | 2025 | Battery Storage | Storage | Electricity | ON | Dispatch-Storage | FuelCost | 0 | [6 empty] | 0.82193 | 0
LCP_Inputs_ON_Electric_IEA_2023_05_05 | 2025 | Battery Storage | Storage | Electricity | ON | Dispatch-Storage | VOM | 0 | [6 empty] | 0.82193 | 0
LCP_Inputs_ON_Electric_IEA_2023_05_05 | 2025 | Battery Storage | Storage | Electricity | PJ | Dispatch-Storage | EmissionsCost | 0 | [6 empty] | 0.82193 | 0
LCP_Inputs_ON_Electric_IEA_2023_05_05 | 2025 | Battery Storage | Storage | Electricity | PJ | Dispatch-Storage | FuelCost | 0 | [6 empty] | 0.82193 | 0
LCP_Inputs_ON_Electric_IEA_2023_05_05 | 2025 | Battery Storage | Storage | Electricity | PJ | Dispatch-Storage | VOM | 0 | [6 empty] | 0.82193 | 0
LCP_Inputs_ON_Electric_IEA_2023_05_05 | 2025 | Battery Storage | Storage | Electricity | QC | Dispatch-Storage | EmissionsCost | 0 | [6 empty] | 0.82193 | 0
LCP_Inputs_ON_Electric_IEA_2023_05_05 | 2025 | Battery Storage | Storage | Electricity | QC | Dispatch-Storage | FuelCost | 0 | [6 empty] | 0.82193 | 0
LCP_Inputs_ON_Electric_IEA_2023_05_05 | 2025 | Battery Storage | Storage | Electricity | QC | Dispatch-Storage | VOM | 0 | [6 empty] | 0.82193 | 0
LCP_Inputs_ON_Electric_IEA_2023_05_05 | 2025 | Battery Storage | Storage | Electricity | WC | Dispatch-Storage | EmissionsCost | 0 | [6 empty] | 0.82193 | 0
LCP_Inputs_ON_Electric_IEA_2023_05_05 | 2025 | Battery Storage | Storage | Electricity | WC | Dispatch-Storage | FuelCost | 0 | [6 empty] | 0.82193 | 0
LCP_Inputs_ON_Electric_IEA_2023_05_05 | 2025 | Battery Storage | Storage | Electricity | WC | Dispatch-Storage | VOM | 0 | [6 empty] | 0.82193 | 0
LCP_Inputs_ON_Electric_IEA_2023_05_05 | 2025 | Biomass | Generation | Electricity | MI | Dispatch-Generation | EmissionsCost | 0 | [6 empty] | 0.82193 | 0
LCP_Inputs_ON_Electric_IEA_2023_05_05 | 2025 | Biomass | Generation | Electricity | MI | Dispatch-Generation | FuelCost | 0 | [6 empty] | 0.82193 | 0
LCP_Inputs_ON_Electric_IEA_2023_05_05 | 2025 | Biomass | Generation | Electricity | MI | Dispatch-Generation | VOM | 0 | [6 empty] | 0.82193 | 0
LCP_Inputs_ON_Electric_IEA_2023_05_05 | 2025 | Biomass | Generation | Electricity | NY | Dispatch-Generation | EmissionsCost | 0 | [6 empty] | 0.82193 | 0
LCP_Inputs_ON_Electric_IEA_2023_05_05 | 2025 | Biomass | Generation | Electricity | NY | Dispatch-Generation | FuelCost | 0 | [6 empty] | 0.82193 | 0
LCP_Inputs_ON_Electric_IEA_2023_05_05 | 2025 | Biomass | Generation | Electricity | NY | Dispatch-Generation | VOM | 0 | [6 empty] | 0.82193 | 0
LCP_Inputs_ON_Electric_IEA_2023_05_05 | 2025 | Biomass | Generation | Electricity | ON | Dispatch-Generation | EmissionsCost | 0 | [6 empty] | 0.82193 | 0
LCP_Inputs_ON_Electric_IEA_2023_05_05 | 2025 | Biomass | Generation | Electricity | ON | Dispatch-Generation | FuelCost | 0 | [6 empty] | 0.82193 | 0
LCP_Inputs_ON_Electric_IEA_2023_05_05 | 2025 | Biomass | Generation | Electricity | ON | Dispatch-Generation | VOM | 0 | [6 empty] | 0.82193 | 0
LCP_Inputs_ON_Electric_IEA_2023_05_05 | 2025 | Biomass | Generation | Electricity | PJ | Dispatch-Generation | EmissionsCost | 0 | [6 empty] | 0.82193 | 0
LCP_Inputs_ON_Electric_IEA_2023_05_05 | 2025 | Biomass | Generation | Electricity | PJ | Dispatch-Generation | FuelCost | 0 | [6 empty] | 0.82193 | 0
LCP_Inputs_ON_Electric_IEA_2023_05_05 | 2025 | Biomass | Generation | Electricity | PJ | Dispatch-Generation | VOM | 0 | [6 empty] | 0.82193 | 0
LCP_Inputs_ON_Electric_IEA_2023_05_05 | 2025 | Biomass | Generation | Electricity | QC | Dispatch-Generation | EmissionsCost | 0 | [6 empty] | 0.82193 | 0
LCP_Inputs_ON_Electric_IEA_2023_05_05 | 2025 | Biomass | Generation | Electricity | QC | Dispatch-Generation | FuelCost | 0 | [6 empty] | 0.82193 | 0
LCP_Inputs_ON_Electric_IEA_2023_05_05 | 2025 | Biomass | Generation | Electricity | QC | Dispatch-Generation | VOM | 0 | [6 empty] | 0.82193 | 0
LCP_Inputs_ON_Electric_IEA_2023_05_05 | 2025 | Biomass | Generation | Electricity | WC | Dispatch-Generation | EmissionsCost | 0 | [6 empty] | 0.82193 | 0
LCP_Inputs_ON_Electric_IEA_2023_05_05 | 2025 | Biomass | Generation | Electricity | WC | Dispatch-Generation | FuelCost | 0 | [6 empty] | 0.82193 | 0
LCP_Inputs_ON_Electric_IEA_2023_05_05 | 2025 | Biomass | Generation | Electricity | WC | Dispatch-Generation | VOM | 0 | [6 empty] | 0.82193 | 0
LCP_Inputs_ON_Electric_IEA_2023_05_05 | 2025 | Biomass + CCS | Generation | Electricity | MI | Dispatch-Generation | EmissionsCost | 0 | [6 empty] | 0.82193 | 0
LCP_Inputs_ON_Electric_IEA_2023_05_05 | 2025 | Biomass + CCS | Generation | Electricity | MI | Dispatch-Generation | FuelCost | 0 | [6 empty] | 0.82193 | 0
LCP_Inputs_ON_Electric_IEA_2023_05_05 | 2025 | Biomass + CCS | Generation | Electricity | MI | Dispatch-Generation | VOM | 0 | [6 empty] | 0.82193 | 0
LCP_Inputs_ON_Electric_IEA_2023_05_05 | 2025 | Biomass + CCS | Generation | Electricity | NY | Dispatch-Generation | EmissionsCost | 0 | [6 empty] | 0.82193 | 0
LCP_Inputs_ON_Electric_IEA_2023_05_05 | 2025 | Biomass + CCS | Generation | Electricity | NY | Dispatch-Generation | FuelCost | 0 | [6 empty] | 0.82193 | 0
LCP_Inputs_ON_Electric_IEA_2023_05_05 | 2025 | Biomass + CCS | Generation | Electricity | NY | Dispatch-Generation | VOM | 0 | [6 empty] | 0.82193 | 0
LCP_Inputs_ON_Electric_IEA_2023_05_05 | 2025 | Biomass + CCS | Generation | Electricity | ON | Dispatch-Generation | EmissionsCost | 0 | [6 empty] | 0.82193 | 0
LCP_Inputs_ON_Electric_IEA_2023_05_05 | 2025 | Biomass + CCS | Generation | Electricity | ON | Dispatch-Generation | FuelCost | 0 | [6 empty] | 0.82193 | 0
LCP_Inputs_ON_Electric_IEA_2023_05_05 | 2025 | Biomass + CCS | Generation | Electricity | ON | Dispatch-Generation | VOM | 0 | [6 empty] | 0.82193 | 0
LCP_Inputs_ON_Electric_IEA_2023_05_05 | 2025 | Biomass + CCS | Generation | Electricity | PJ | Dispatch-Generation | EmissionsCost | 0 | [6 empty] | 0.82193 | 0
LCP_Inputs_ON_Electric_IEA_2023_05_05 | 2025 | Biomass + CCS | Generation | Electricity | PJ | Dispatch-Generation | FuelCost | 0 | [6 empty] | 0.82193 | 0
LCP_Inputs_ON_Electric_IEA_2023_05_05 | 2025 | Biomass + CCS | Generation | Electricity | PJ | Dispatch-Generation | VOM | 0 | [6 empty] | 0.82193 | 0
LCP_Inputs_ON_Electric_IEA_2023_05_05 | 2025 | Biomass + CCS | Generation | Electricity | QC | Dispatch-Generation | EmissionsCost | 0 | [6 empty] | 0.82193 | 0
LCP_Inputs_ON_Electric_IEA_2023_05_05 | 2025 | Biomass + CCS | Generation | Electricity | QC | Dispatch-Generation | FuelCost | 0 | [6 empty] | 0.82193 | 0
LCP_Inputs_ON_Electric_IEA_2023_05_05 | 2025 | Biomass + CCS | Generation | Electricity | QC | Dispatch-Generation | VOM | 0 | [6 empty] | 0.82193 | 0
LCP_Inputs_ON_Electric_IEA_2023_05_05 | 2025 | Biomass + CCS | Generation | Electricity | WC | Dispatch-Generation | EmissionsCost | 0 | [6 empty] | 0.82193 | 0
LCP_Inputs_ON_Electric_IEA_2023_05_05 | 2025 | Biomass + CCS | Generation | Electricity | WC | Dispatch-Generation | FuelCost | 0 | [6 empty] | 0.82193 | 0
LCP_Inputs_ON_Electric_IEA_2023_05_05 | 2025 | Biomass + CCS | Generation | Electricity | WC | Dispatch-Generation | VOM | 0 | [6 empty] | 0.82193 | 0
LCP_Inputs_ON_Electric_IEA_2023_05_05 | 2025 | CH4 + CCS | Generation | Methane | MI | Dispatch-Generation | EmissionsCost | 0 | [6 empty] | 0.82193 | 0
LCP_Inputs_ON_Electric_IEA_2023_05_05 | 2025 | CH4 + CCS | Generation | Methane | MI | Dispatch-Generation | FuelCost | 0 | [6 empty] | 0.82193 | 0
LCP_Inputs_ON_Electric_IEA_2023_05_05 | 2025 | CH4 + CCS | Generation | Methane | MI | Dispatch-Generation | VOM | 0 | [6 empty] | 0.82193 | 0
LCP_Inputs_ON_Electric_IEA_2023_05_05 | 2025 | CH4 + CCS | Generation | Methane | NY | Dispatch-Generation | EmissionsCost | 0 | [6 empty] | 0.82193 | 0
LCP_Inputs_ON_Electric_IEA_2023_05_05 | 2025 | CH4 + CCS | Generation | Methane | NY | Dispatch-Generation | FuelCost | 0 | [6 empty] | 0.82193 | 0
LCP_Inputs_ON_Electric_IEA_2023_05_05 | 2025 | CH4 + CCS | Generation | Methane | NY | Dispatch-Generation | VOM | 0 | [6 empty] | 0.82193 | 0
LCP_Inputs_ON_Electric_IEA_2023_05_05 | 2025 | CH4 + CCS | Generation | Methane | ON | Dispatch-Generation | EmissionsCost | 0 | [6 empty] | 0.82193 | 0
LCP_Inputs_ON_Electric_IEA_2023_05_05 | 2025 | CH4 + CCS | Generation | Methane | ON | Dispatch-Generation | FuelCost | 0 | [6 empty] | 0.82193 | 0
LCP_Inputs_ON_Electric_IEA_2023_05_05 | 2025 | CH4 + CCS | Generation | Methane | ON | Dispatch-Generation | VOM | 0 | [6 empty] | 0.82193 | 0
LCP_Inputs_ON_Electric_IEA_2023_05_05 | 2025 | CH4 + CCS | Generation | Methane | PJ | Dispatch-Generation | EmissionsCost | 0 | [6 empty] | 0.82193 | 0
LCP_Inputs_ON_Electric_IEA_2023_05_05 | 2025 | CH4 + CCS | Generation | Methane | PJ | Dispatch-Generation | FuelCost | 0 | [6 empty] | 0.82193 | 0
LCP_Inputs_ON_Electric_IEA_2023_05_05 | 2025 | CH4 + CCS | Generation | Methane | PJ | Dispatch-Generation | VOM | 0 | [6 empty] | 0.82193 | 0
LCP_Inputs_ON_Electric_IEA_2023_05_05 | 2025 | CH4 + CCS | Generation | Methane | QC | Dispatch-Generation | EmissionsCost | 0 | [6 empty] | 0.82193 | 0
LCP_Inputs_ON_Electric_IEA_2023_05_05 | 2025 | CH4 + CCS | Generation | Methane | QC | Dispatch-Generation | FuelCost | 0 | [6 empty] | 0.82193 | 0
LCP_Inputs_ON_Electric_IEA_2023_05_05 | 2025 | CH4 + CCS | Generation | Methane | QC | Dispatch-Generation | VOM | 0 | [6 empty] | 0.82193 | 0
LCP_Inputs_ON_Electric_IEA_2023_05_05 | 2025 | CH4 + CCS | Generation | Methane | WC | Dispatch-Generation | EmissionsCost | 0 | [6 empty] | 0.82193 | 0
LCP_Inputs_ON_Electric_IEA_2023_05_05 | 2025 | CH4 + CCS | Generation | Methane | WC | Dispatch-Generation | FuelCost | 0 | [6 empty] | 0.82193 | 0
LCP_Inputs_ON_Electric_IEA_2023_05_05 | 2025 | CH4 + CCS | Generation | Methane | WC | Dispatch-Generation | VOM | 0 | [6 empty] | 0.82193 | 0
LCP_Inputs_ON_Electric_IEA_2023_05_05 | 2025 | CH4 Import - NY 2020 | Import | Methane | MI | Dispatch-Import | EmissionsCost | 0 | [6 empty] | 0.82193 | 0
LCP_Inputs_ON_Electric_IEA_2023_05_05 | 2025 | CH4 Import - NY 2020 | Import | Methane | MI | Dispatch-Import | FuelCost | 0 | [6 empty] | 0.82193 | 0
LCP_Inputs_ON_Electric_IEA_2023_05_05 | 2025 | CH4 Import - NY 2020 | Import | Methane | MI | Dispatch-Import | VOM | 0 | [6 empty] | 0.82193 | 0
LCP_Inputs_ON_Electric_IEA_2023_05_05 | 2025 | CH4 Import - NY 2020 | Import | Methane | NY | Dispatch-Import | EmissionsCost | 282343065.1873 | [6 empty] | 0.82193 | 232065418.6829
LCP_Inputs_ON_Electric_IEA_2023_05_05 | 2025 | CH4 Import - NY 2020 | Import | Methane | NY | Dispatch-Import | FuelCost | 407790143.0843 | [6 empty] | 0.82193 | 335173772.4702
LCP_Inputs_ON_Electric_IEA_2023_05_05 | 2025 | CH4 Import - NY 2020 | Import | Methane | NY | Dispatch-Import | VOM | 0 | [6 empty] | 0.82193 | 0
LCP_Inputs_ON_Electric_IEA_2023_05_05 | 2025 | CH4 Import - NY 2020 | Import | Methane | ON | Dispatch-Import | EmissionsCost | 0 | [6 empty] | 0.82193 | 0
LCP_Inputs_ON_Electric_IEA_2023_05_05 | 2025 | CH4 Import - NY 2020 | Import | Methane | ON | Dispatch-Import | FuelCost | 0 | [6 empty] | 0.82193 | 0
LCP_Inputs_ON_Electric_IEA_2023_05_05 | 2025 | CH4 Import - NY 2020 | Import | Methane | ON | Dispatch-Import | VOM | 0 | [6 empty] | 0.82193 | 0
LCP_Inputs_ON_Electric_IEA_2023_05_05 | 2025 | CH4 Import - NY 2020 | Import | Methane | PJ | Dispatch-Import | EmissionsCost | 0 | [6 empty] | 0.82193 | 0
LCP_Inputs_ON_Electric_IEA_2023_05_05 | 2025 | CH4 Import - NY 2020 | Import | Methane | PJ | Dispatch-Import | FuelCost | 0 | [6 empty] | 0.82193 | 0
LCP_Inputs_ON_Electric_IEA_2023_05_05 | 2025 | CH4 Import - NY 2020 | Import | Methane | PJ | Dispatch-Import | VOM | 0 | [6 empty] | 0.82193 | 0
LCP_Inputs_ON_Electric_IEA_2023_05_05 | 2025 | CH4 Import - NY 2020 | Import | Methane | QC | Dispatch-Import | EmissionsCost | 0 | [6 empty] | 0.82193 | 0
LCP_Inputs_ON_Electric_IEA_2023_05_05 | 2025 | CH4 Import - NY 2020 | Import | Methane | QC | Dispatch-Import | FuelCost | 0 | [6 empty] | 0.82193 | 0
LCP_Inputs_ON_Electric_IEA_2023_05_05 | 2025 | CH4 Import - NY 2020 | Import | Methane | QC | Dispatch-Import | VOM | 0 | [6 empty] | 0.82193 | 0
LCP_Inputs_ON_Electric_IEA_2023_05_05 | 2025 | CH4 Import - NY 2020 | Import | Methane | WC | Dispatch-Import | EmissionsCost | 0 | [6 empty] | 0.82193 | 0
LCP_Inputs_ON_Electric_IEA_2023_05_05 | 2025 | CH4 Import - NY 2020 | Import | Methane | WC | Dispatch-Import | FuelCost | 0 | [6 empty] | 0.82193 | 0
LCP_Inputs_ON_Electric_IEA_2023_05_05 | 2025 | CH4 Import - NY 2020 | Import | Methane | WC | Dispatch-Import | VOM | 0 | [6 empty] | 0.82193 | 0
LCP_Inputs_ON_Electric_IEA_2023_05_05 | 2025 | CH4 Import - NY 2030 | Import | Methane | MI | Dispatch-Import | EmissionsCost | 0 | [6 empty] | 0.82193 | 0
LCP_Inputs_ON_Electric_IEA_2023_05_05 | 2025 | CH4 Import - NY 2030 | Import | Methane | MI | Dispatch-Import | FuelCost | 0 | [6 empty] | 0.82193 | 0
LCP_Inputs_ON_Electric_IEA_2023_05_05 | 2025 | CH4 Import - NY 2030 | Import | Methane | MI | Dispatch-Import | VOM | 0 | [6 empty] | 0.82193 | 0
LCP_Inputs_ON_Electric_IEA_2023_05_05 | 2025 | CH4 Import - NY 2030 | Import | Methane | NY | Dispatch-Import | EmissionsCost | 0 | [6 empty] | 0.82193 | 0
LCP_Inputs_ON_Electric_IEA_2023_05_05 | 2025 | CH4 Import - NY 2030 | Import | Methane | NY | Dispatch-Import | FuelCost | 0 | [6 empty] | 0.82193 | 0
LCP_Inputs_ON_Electric_IEA_2023_05_05 | 2025 | CH4 Import - NY 2030 | Import | Methane | NY | Dispatch-Import | VOM | 0 | [6 empty] | 0.82193 | 0
LCP_Inputs_ON_Electric_IEA_2023_05_05 | 2025 | CH4 Import - NY 2030 | Import | Methane | ON | Dispatch-Import | EmissionsCost | 0 | [6 empty] | 0.82193 | 0
LCP_Inputs_ON_Electric_IEA_2023_05_05 | 2025 | CH4 Import - NY 2030 | Import | Methane | ON | Dispatch-Import | FuelCost | 0 | [6 empty] | 0.82193 | 0
LCP_Inputs_ON_Electric_IEA_2023_05_05 | 2025 | CH4 Import - NY 2030 | Import | Methane | ON | Dispatch-Import | VOM | 0 | [6 empty] | 0.82193 | 0
LCP_Inputs_ON_Electric_IEA_2023_05_05 | 2025 | CH4 Import - NY 2030 | Import | Methane | PJ | Dispatch-Import | EmissionsCost | 0 | [6 empty] | 0.82193 | 0
LCP_Inputs_ON_Electric_IEA_2023_05_05 | 2025 | CH4 Import - NY 2030 | Import | Methane | PJ | Dispatch-Import | FuelCost | 0 | [6 empty] | 0.82193 | 0
LCP_Inputs_ON_Electric_IEA_2023_05_05 | 2025 | CH4 Import - NY 2030 | Import | Methane | PJ | Dispatch-Import | VOM | 0 | [6 empty] | 0.82193 | 0
LCP_Inputs_ON_Electric_IEA_2023_05_05 | 2025 | CH4 Import - NY 2030 | Import | Methane | QC | Dispatch-Import | EmissionsCost | 0 | [6 empty] | 0.82193 | 0
LCP_Inputs_ON_Electric_IEA_2023_05_05 | 2025 | CH4 Import - NY 2030 | Import | Methane | QC | Dispatch-Import | FuelCost | 0 | [6 empty] | 0.82193 | 0
LCP_Inputs_ON_Electric_IEA_2023_05_05 | 2025 | CH4 Import - NY 2030 | Import | Methane | QC | Dispatch-Import | VOM | 0 | [6 empty] | 0.82193 | 0
LCP_Inputs_ON_Electric_IEA_2023_05_05 | 2025 | CH4 Import - NY 2030 | Import | Methane | WC | Dispatch-Import | EmissionsCost | 0 | [6 empty] | 0.82193 | 0
LCP_Inputs_ON_Electric_IEA_2023_05_05 | 2025 | CH4 Import - NY 2030 | Import | Methane | WC | Dispatch-Import | FuelCost | 0 | [6 empty] | 0.82193 | 0
LCP_Inputs_ON_Electric_IEA_2023_05_05 | 2025 | CH4 Import - NY 2030 | Import | Methane | WC | Dispatch-Import | VOM | 0 | [6 empty] | 0.82193 | 0
LCP_Inputs_ON_Electric_IEA_2023_05_05 | 2025 | CH4 Import - NY 2040 | Import | Methane | MI | Dispatch-Import | EmissionsCost | 0 | [6 empty] | 0.82193 | 0
LCP_Inputs_ON_Electric_IEA_2023_05_05 | 2025 | CH4 Import - NY 2040 | Import | Methane | MI | Dispatch-Import | FuelCost | 0 | [6 empty] | 0.82193 | 0
LCP_Inputs_ON_Electric_IEA_2023_05_05 | 2025 | CH4 Import - NY 2040 | Import | Methane | MI | Dispatch-Import | VOM | 0 | [6 empty] | 0.82193 | 0
LCP_Inputs_ON_Electric_IEA_2023_05_05 | 2025 | CH4 Import - NY 2040 | Import | Methane | NY | Dispatch-Import | EmissionsCost | 0 | [6 empty] | 0.82193 | 0
LCP_Inputs_ON_Electric_IEA_2023_05_05 | 2025 | CH4 Import - NY 2040 | Import | Methane | NY | Dispatch-Import | FuelCost | 0 | [6 empty] | 0.82193 | 0
LCP_Inputs_ON_Electric_IEA_2023_05_05 | 2025 | CH4 Import - NY 2040 | Import | Methane | NY | Dispatch-Import | VOM | 0 | [6 empty] | 0.82193 | 0
LCP_Inputs_ON_Electric_IEA_2023_05_05 | 2025 | CH4 Import - NY 2040 | Import | Methane | ON | Dispatch-Import | EmissionsCost | 0 | [6 empty] | 0.82193 | 0
LCP_Inputs_ON_Electric_IEA_2023_05_05 | 2025 | CH4 Import - NY 2040 | Import | Methane | ON | Dispatch-Import | FuelCost | 0 | [6 empty] | 0.82193 | 0
LCP_Inputs_ON_Electric_IEA_2023_05_05 | 2025 | CH4 Import - NY 2040 | Import | Methane | ON | Dispatch-Import | VOM | 0 | [6 empty] | 0.82193 | 0
LCP_Inputs_ON_Electric_IEA_2023_05_05 | 2025 | CH4 Import - NY 2040 | Import | Methane | PJ | Dispatch-Import | EmissionsCost | 0 | [6 empty] | 0.82193 | 0
LCP_Inputs_ON_Electric_IEA_2023_05_05 | 2025 | CH4 Import - NY 2040 | Import | Methane | PJ | Dispatch-Import | FuelCost | 0 | [6 empty] | 0.82193 | 0
LCP_Inputs_ON_Electric_IEA_2023_05_05 | 2025 | CH4 Import - NY 2040 | Import | Methane | PJ | Dispatch-Import | VOM | 0 | [6 empty] | 0.82193 | 0
LCP_Inputs_ON_Electric_IEA_2023_05_05 | 2025 | CH4 Import - NY 2040 | Import | Methane | QC | Dispatch-Import | EmissionsCost | 0 | [6 empty] | 0.82193 | 0
LCP_Inputs_ON_Electric_IEA_2023_05_05 | 2025 | CH4 Import - NY 2040 | Import | Methane | QC | Dispatch-Import | FuelCost | 0 | [6 empty] | 0.82193 | 0
LCP_Inputs_ON_Electric_IEA_2023_05_05 | 2025 | CH4 Import - NY 2040 | Import | Methane | QC | Dispatch-Import | VOM | 0 | [6 empty] | 0.82193 | 0
LCP_Inputs_ON_Electric_IEA_2023_05_05 | 2025 | CH4 Import - NY 2040 | Import | Methane | WC | Dispatch-Import | EmissionsCost | 0 | [6 empty] | 0.82193 | 0
LCP_Inputs_ON_Electric_IEA_2023_05_05 | 2025 | CH4 Import - NY 2040 | Import | Methane | WC | Dispatch-Import | FuelCost | 0 | [6 empty] | 0.82193 | 0
LCP_Inputs_ON_Electric_IEA_2023_05_05 | 2025 | CH4 Import - NY 2040 | Import | Methane | WC | Dispatch-Import | VOM | 0 | [6 empty] | 0.82193 | 0
LCP_Inputs_ON_Electric_IEA_2023_05_05 | 2025 | CH4 Import - NY 2050 | Import | Methane | MI | Dispatch-Import | EmissionsCost | 0 | [6 empty] | 0.82193 | 0
LCP_Inputs_ON_Electric_IEA_2023_05_05 | 2025 | CH4 Import - NY 2050 | Import | Methane | MI | Dispatch-Import | FuelCost | 0 | [6 empty] | 0.82193 | 0
LCP_Inputs_ON_Electric_IEA_2023_05_05 | 2025 | CH4 Import - NY 2050 | Import | Methane | MI | Dispatch-Import | VOM | 0 | [6 empty] | 0.82193 | 0
LCP_Inputs_ON_Electric_IEA_2023_05_05 | 2025 | CH4 Import - NY 2050 | Import | Methane | NY | Dispatch-Import | EmissionsCost | 0 | [6 empty] | 0.82193 | 0
LCP_Inputs_ON_Electric_IEA_2023_05_05 | 2025 | CH4 Import - NY 2050 | Import | Methane | NY | Dispatch-Import | FuelCost | 0 | [6 empty] | 0.82193 | 0
LCP_Inputs_ON_Electric_IEA_2023_05_05 | 2025 | CH4 Import - NY 2050 | Import | Methane | NY | Dispatch-Import | VOM | 0 | [6 empty] | 0.82193 | 0
LCP_Inputs_ON_Electric_IEA_2023_05_05 | 2025 | CH4 Import - NY 2050 | Import | Methane | ON | Dispatch-Import | EmissionsCost | 0 | [6 empty] | 0.82193 | 0
LCP_Inputs_ON_Electric_IEA_2023_05_05 | 2025 | CH4 Import - NY 2050 | Import | Methane | ON | Dispatch-Import | FuelCost | 0 | [6 empty] | 0.82193 | 0
LCP_Inputs_ON_Electric_IEA_2023_05_05 | 2025 | CH4 Import - NY 2050 | Import | Methane | ON | Dispatch-Import | VOM | 0 | [6 empty] | 0.82193 | 0
LCP_Inputs_ON_Electric_IEA_2023_05_05 | 2025 | CH4 Import - NY 2050 | Import | Methane | PJ | Dispatch-Import | EmissionsCost | 0 | [6 empty] | 0.82193 | 0
LCP_Inputs_ON_Electric_IEA_2023_05_05 | 2025 | CH4 Import - NY 2050 | Import | Methane | PJ | Dispatch-Import | FuelCost | 0 | [6 empty] | 0.82193 | 0
LCP_Inputs_ON_Electric_IEA_2023_05_05 | 2025 | CH4 Import - NY 2050 | Import | Methane | PJ | Dispatch-Import | VOM | 0 | [6 empty] | 0.82193 | 0
LCP_Inputs_ON_Electric_IEA_2023_05_05 | 2025 | CH4 Import - NY 2050 | Import | Methane | QC | Dispatch-Import | EmissionsCost | 0 | [6 empty] | 0.82193 | 0
LCP_Inputs_ON_Electric_IEA_2023_05_05 | 2025 | CH4 Import - NY 2050 | Import | Methane | QC | Dispatch-Import | FuelCost | 0 | [6 empty] | 0.82193 | 0
LCP_Inputs_ON_Electric_IEA_2023_05_05 | 2025 | CH4 Import - NY 2050 | Import | Methane | QC | Dispatch-Import | VOM | 0 | [6 empty] | 0.82193 | 0
LCP_Inputs_ON_Electric_IEA_2023_05_05 | 2025 | CH4 Import - NY 2050 | Import | Methane | WC | Dispatch-Import | EmissionsCost | 0 | [6 empty] | 0.82193 | 0
LCP_Inputs_ON_Electric_IEA_2023_05_05 | 2025 | CH4 Import - NY 2050 | Import | Methane | WC | Dispatch-Import | FuelCost | 0 | [6 empty] | 0.82193 | 0
LCP_Inputs_ON_Electric_IEA_2023_05_05 | 2025 | CH4 Import - NY 2050 | Import | Methane | WC | Dispatch-Import | VOM | 0 | [6 empty] | 0.82193 | 0
LCP_Inputs_ON_Electric_IEA_2023_05_05 | 2025 | CH4 Import - WC 2020 | Import | Methane | MI | Dispatch-Import | EmissionsCost | 0 | [6 empty] | 0.82193 | 0
LCP_Inputs_ON_Electric_IEA_2023_05_05 | 2025 | CH4 Import - WC 2020 | Import | Methane | MI | Dispatch-Import | FuelCost | 0 | [6 empty] | 0.82193 | 0
LCP_Inputs_ON_Electric_IEA_2023_05_05 | 2025 | CH4 Import - WC 2020 | Import | Methane | MI | Dispatch-Import | VOM | 0 | [6 empty] | 0.82193 | 0
LCP_Inputs_ON_Electric_IEA_2023_05_05 | 2025 | CH4 Import - WC 2020 | Import | Methane | NY | Dispatch-Import | EmissionsCost | 0 | [6 empty] | 0.82193 | 0
LCP_Inputs_ON_Electric_IEA_2023_05_05 | 2025 | CH4 Import - WC 2020 | Import | Methane | NY | Dispatch-Import | FuelCost | 0 | [6 empty] | 0.82193 | 0
LCP_Inputs_ON_Electric_IEA_2023_05_05 | 2025 | CH4 Import - WC 2020 | Import | Methane | NY | Dispatch-Import | VOM | 0 | [6 empty] | 0.82193 | 0
LCP_Inputs_ON_Electric_IEA_2023_05_05 | 2025 | CH4 Import - WC 2020 | Import | Methane | ON | Dispatch-Import | EmissionsCost | 0 | [6 empty] | 0.82193 | 0
LCP_Inputs_ON_Electric_IEA_2023_05_05 | 2025 | CH4 Import - WC 2020 | Import | Methane | ON | Dispatch-Import | FuelCost | 0 | [6 empty] | 0.82193 | 0
LCP_Inputs_ON_Electric_IEA_2023_05_05 | 2025 | CH4 Import - WC 2020 | Import | Methane | ON | Dispatch-Import | VOM | 0 | [6 empty] | 0.82193 | 0
LCP_Inputs_ON_Electric_IEA_2023_05_05 | 2025 | CH4 Import - WC 2020 | Import | Methane | PJ | Dispatch-Import | EmissionsCost | 0 | [6 empty] | 0.82193 | 0
LCP_Inputs_ON_Electric_IEA_2023_05_05 | 2025 | CH4 Import - WC 2020 | Import | Methane | PJ | Dispatch-Import | FuelCost | 0 | [6 empty] | 0.82193 | 0
LCP_Inputs_ON_Electric_IEA_2023_05_05 | 2025 | CH4 Import - WC 2020 | Import | Methane | PJ | Dispatch-Import | VOM | 0 | [6 empty] | 0.82193 | 0
LCP_Inputs_ON_Electric_IEA_2023_05_05 | 2025 | CH4 Import - WC 2020 | Import | Methane | QC | Dispatch-Import | EmissionsCost | 0 | [6 empty] | 0.82193 | 0
LCP_Inputs_ON_Electric_IEA_2023_05_05 | 2025 | CH4 Import - WC 2020 | Import | Methane | QC | Dispatch-Import | FuelCost | 0 | [6 empty] | 0.82193 | 0
LCP_Inputs_ON_Electric_IEA_2023_05_05 | 2025 | CH4 Import - WC 2020 | Import | Methane | QC | Dispatch-Import | VOM | 0 | [6 empty] | 0.82193 | 0
LCP_Inputs_ON_Electric_IEA_2023_05_05 | 2025 | CH4 Import - WC 2020 | Import | Methane | WC | Dispatch-Import | EmissionsCost | 1306945408.6229 | [6 empty] | 0.82193 | 1074213858.4018
LCP_Inputs_ON_Electric_IEA_2023_05_05 | 2025 | CH4 Import - WC 2020 | Import | Methane | WC | Dispatch-Import | FuelCost | 1887630761.6486 | [6 empty] | 0.82193 | 1551494890.5518
LCP_Inputs_ON_Electric_IEA_2023_05_05 | 2025 | CH4 Import - WC 2020 | Import | Methane | WC | Dispatch-Import | VOM | 0 | [6 empty] | 0.82193 | 0
LCP_Inputs_ON_Electric_IEA_2023_05_05 | 2025 | CH4 Import - WC 2030 | Import | Methane | MI | Dispatch-Import | EmissionsCost | 0 | [6 empty] | 0.82193 | 0
LCP_Inputs_ON_Electric_IEA_2023_05_05 | 2025 | CH4 Import - WC 2030 | Import | Methane | MI | Dispatch-Import | FuelCost | 0 | [6 empty] | 0.82193 | 0
LCP_Inputs_ON_Electric_IEA_2023_05_05 | 2025 | CH4 Import - WC 2030 | Import | Methane | MI | Dispatch-Import | VOM | 0 | [6 empty] | 0.82193 | 0
LCP_Inputs_ON_Electric_IEA_2023_05_05 | 2025 | CH4 Import - WC 2030 | Import | Methane | NY | Dispatch-Import | EmissionsCost | 0 | [6 empty] | 0.82193 | 0
LCP_Inputs_ON_Electric_IEA_2023_05_05 | 2025 | CH4 Import - WC 2030 | Import | Methane | NY | Dispatch-Import | FuelCost | 0 | [6 empty] | 0.82193 | 0
LCP_Inputs_ON_Electric_IEA_2023_05_05 | 2025 | CH4 Import - WC 2030 | Import | Methane | NY | Dispatch-Import | VOM | 0 | [6 empty] | 0.82193 | 0
LCP_Inputs_ON_Electric_IEA_2023_05_05 | 2025 | CH4 Import - WC 2030 | Import | Methane | ON | Dispatch-Import | EmissionsCost | 0 | [6 empty] | 0.82193 | 0
LCP_Inputs_ON_Electric_IEA_2023_05_05 | 2025 | CH4 Import - WC 2030 | Import | Methane | ON | Dispatch-Import | FuelCost | 0 | [6 empty] | 0.82193 | 0
LCP_Inputs_ON_Electric_IEA_2023_05_05 | 2025 | CH4 Import - WC 2030 | Import | Methane | ON | Dispatch-Import | VOM | 0 | [6 empty] | 0.82193 | 0
LCP_Inputs_ON_Electric_IEA_2023_05_05 | 2025 | CH4 Import - WC 2030 | Import | Methane | PJ | Dispatch-Import | EmissionsCost | 0 | [6 empty] | 0.82193 | 0
LCP_Inputs_ON_Electric_IEA_2023_05_05 | 2025 | CH4 Import - WC 2030 | Import | Methane | PJ | Dispatch-Import | FuelCost | 0 | [6 empty] | 0.82193 | 0
LCP_Inputs_ON_Electric_IEA_2023_05_05 | 2025 | CH4 Import - WC 2030 | Import | Methane | PJ | Dispatch-Import | VOM | 0 | [6 empty] | 0.82193 | 0
LCP_Inputs_ON_Electric_IEA_2023_05_05 | 2025 | CH4 Import - WC 2030 | Import | Methane | QC | Dispatch-Import | EmissionsCost | 0 | [6 empty] | 0.82193 | 0
LCP_Inputs_ON_Electric_IEA_2023_05_05 | 2025 | CH4 Import - WC 2030 | Import | Methane | QC | Dispatch-Import | FuelCost | 0 | [6 empty] | 0.82193 | 0
LCP_Inputs_ON_Electric_IEA_2023_05_05 | 2025 | CH4 Import - WC 2030 | Import | Methane | QC | Dispatch-Import | VOM | 0 | [6 empty] | 0.82193 | 0
LCP_Inputs_ON_Electric_IEA_2023_05_05 | 2025 | CH4 Import - WC 2030 | Import | Methane | WC | Dispatch-Import | EmissionsCost | 0 | [6 empty] | 0.82193 | 0
LCP_Inputs_ON_Electric_IEA_2023_05_05 | 2025 | CH4 Import - WC 2030 | Import | Methane | WC | Dispatch-Import | FuelCost | 0 | [6 empty] | 0.82193 | 0
LCP_Inputs_ON_Electric_IEA_2023_05_05 | 2025 | CH4 Import - WC 2030 | Import | Methane | WC | Dispatch-Import | VOM | 0 | [6 empty] | 0.82193 | 0
LCP_Inputs_ON_Electric_IEA_2023_05_05 | 2025 | CH4 Import - WC 2040 | Import | Methane | MI | Dispatch-Import | EmissionsCost | 0 | [6 empty] | 0.82193 | 0
LCP_Inputs_ON_Electric_IEA_2023_05_05 | 2025 | CH4 Import - WC 2040 | Import | Methane | MI | Dispatch-Import | FuelCost | 0 | [6 empty] | 0.82193 | 0
LCP_Inputs_ON_Electric_IEA_2023_05_05 | 2025 | CH4 Import - WC 2040 | Import | Methane | MI | Dispatch-Import | VOM | 0 | [6 empty] | 0.82193 | 0
LCP_Inputs_ON_Electric_IEA_2023_05_05 | 2025 | CH4 Import - WC 2040 | Import | Methane | NY | Dispatch-Import | EmissionsCost | 0 | [6 empty] | 0.82193 | 0
LCP_Inputs_ON_Electric_IEA_2023_05_05 | 2025 | CH4 Import - WC 2040 | Import | Methane | NY | Dispatch-Import | FuelCost | 0 | [6 empty] | 0.82193 | 0
LCP_Inputs_ON_Electric_IEA_2023_05_05 | 2025 | CH4 Import - WC 2040 | Import | Methane | NY | Dispatch-Import | VOM | 0 | [6 empty] | 0.82193 | 0
LCP_Inputs_ON_Electric_IEA_2023_05_05 | 2025 | CH4 Import - WC 2040 | Import | Methane | ON | Dispatch-Import | EmissionsCost | 0 | [6 empty] | 0.82193 | 0
LCP_Inputs_ON_Electric_IEA_2023_05_05 | 2025 | CH4 Import - WC 2040 | Import | Methane | ON | Dispatch-Import | FuelCost | 0 | [6 empty] | 0.82193 | 0
LCP_Inputs_ON_Electric_IEA_2023_05_05 | 2025 | CH4 Import - WC 2040 | Import | Methane | ON | Dispatch-Import | VOM | 0 | [6 empty] | 0.82193 | 0
LCP_Inputs_ON_Electric_IEA_2023_05_05 | 2025 | CH4 Import - WC 2040 | Import | Methane | PJ | Dispatch-Import | EmissionsCost | 0 | [6 empty] | 0.82193 | 0
LCP_Inputs_ON_Electric_IEA_2023_05_05 | 2025 | CH4 Import - WC 2040 | Import | Methane | PJ | Dispatch-Import | FuelCost | 0 | [6 empty] | 0.82193 | 0
LCP_Inputs_ON_Electric_IEA_2023_05_05 | 2025 | CH4 Import - WC 2040 | Import | Methane | PJ | Dispatch-Import | VOM | 0 | [6 empty] | 0.82193 | 0
LCP_Inputs_ON_Electric_IEA_2023_05_05 | 2025 | CH4 Import - WC 2040 | Import | Methane | QC | Dispatch-Import | EmissionsCost | 0 | [6 empty] | 0.82193 | 0
LCP_Inputs_ON_Electric_IEA_2023_05_05 | 2025 | CH4 Import - WC 2040 | Import | Methane | QC | Dispatch-Import | FuelCost | 0 | [6 empty] | 0.82193 | 0
LCP_Inputs_ON_Electric_IEA_2023_05_05 | 2025 | CH4 Import - WC 2040 | Import | Methane | QC | Dispatch-Import | VOM | 0 | [6 empty] | 0.82193 | 0
LCP_Inputs_ON_Electric_IEA_2023_05_05 | 2025 | CH4 Import - WC 2040 | Import | Methane | WC | Dispatch-Import | EmissionsCost | 0 | [6 empty] | 0.82193 | 0
LCP_Inputs_ON_Electric_IEA_2023_05_05 | 2025 | CH4 Import - WC 2040 | Import | Methane | WC | Dispatch-Import | FuelCost | 0 | [6 empty] | 0.82193 | 0
LCP_Inputs_ON_Electric_IEA_2023_05_05 | 2025 | CH4 Import - WC 2040 | Import | Methane | WC | Dispatch-Import | VOM | 0 | [6 empty] | 0.82193 | 0
LCP_Inputs_ON_Electric_IEA_2023_05_05 | 2025 | CH4 Import - WC 2050 | Import | Methane | MI | Dispatch-Import | EmissionsCost | 0 | [6 empty] | 0.82193 | 0
LCP_Inputs_ON_Electric_IEA_2023_05_05 | 2025 | CH4 Import - WC 2050 | Import | Methane | MI | Dispatch-Import | FuelCost | 0 | [6 empty] | 0.82193 | 0
LCP_Inputs_ON_Electric_IEA_2023_05_05 | 2025 | CH4 Import - WC 2050 | Import | Methane | MI | Dispatch-Import | VOM | 0 | [6 empty] | 0.82193 | 0
LCP_Inputs_ON_Electric_IEA_2023_05_05 | 2025 | CH4 Import - WC 2050 | Import | Methane | NY | Dispatch-Import | EmissionsCost | 0 | [6 empty] | 0.82193 | 0
LCP_Inputs_ON_Electric_IEA_2023_05_05 | 2025 | CH4 Import - WC 2050 | Import | Methane | NY | Dispatch-Import | FuelCost | 0 | [6 empty] | 0.82193 | 0
LCP_Inputs_ON_Electric_IEA_2023_05_05 | 2025 | CH4 Import - WC 2050 | Import | Methane | NY | Dispatch-Import | VOM | 0 | [6 empty] | 0.82193 | 0
LCP_Inputs_ON_Electric_IEA_2023_05_05 | 2025 | CH4 Import - WC 2050 | Import | Methane | ON | Dispatch-Import | EmissionsCost | 0 | [6 empty] | 0.82193 | 0
LCP_Inputs_ON_Electric_IEA_2023_05_05 | 2025 | CH4 Import - WC 2050 | Import | Methane | ON | Dispatch-Import | FuelCost | 0 | [6 empty] | 0.82193 | 0
LCP_Inputs_ON_Electric_IEA_2023_05_05 | 2025 | CH4 Import - WC 2050 | Import | Methane | ON | Dispatch-Import | VOM | 0 | [6 empty] | 0.82193 | 0
LCP_Inputs_ON_Electric_IEA_2023_05_05 | 2025 | CH4 Import - WC 2050 | Import | Methane | PJ | Dispatch-Import | EmissionsCost | 0 | [6 empty] | 0.82193 | 0
LCP_Inputs_ON_Electric_IEA_2023_05_05 | 2025 | CH4 Import - WC 2050 | Import | Methane | PJ | Dispatch-Import | FuelCost | 0 | [6 empty] | 0.82193 | 0
LCP_Inputs_ON_Electric_IEA_2023_05_05 | 2025 | CH4 Import - WC 2050 | Import | Methane | PJ | Dispatch-Import | VOM | 0 | [6 empty] | 0.82193 | 0
LCP_Inputs_ON_Electric_IEA_2023_05_05 | 2025 | CH4 Import - WC 2050 | Import | Methane | QC | Dispatch-Import | EmissionsCost | 0 | [6 empty] | 0.82193 | 0
LCP_Inputs_ON_Electric_IEA_2023_05_05 | 2025 | CH4 Import - WC 2050 | Import | Methane | QC | Dispatch-Import | FuelCost | 0 | [6 empty] | 0.82193 | 0
LCP_Inputs_ON_Electric_IEA_2023_05_05 | 2025 | CH4 Import - WC 2050 | Import | Methane | QC | Dispatch-Import | VOM | 0 | [6 empty] | 0.82193 | 0
LCP_Inputs_ON_Electric_IEA_2023_05_05 | 2025 | CH4 Import - WC 2050 | Import | Methane | WC | Dispatch-Import | EmissionsCost | 0 | [6 empty] | 0.82193 | 0
LCP_Inputs_ON_Electric_IEA_2023_05_05 | 2025 | CH4 Import - WC 2050 | Import | Methane | WC | Dispatch-Import | FuelCost | 0 | [6 empty] | 0.82193 | 0
LCP_Inputs_ON_Electric_IEA_2023_05_05 | 2025 | CH4 Import - WC 2050 | Import | Methane | WC | Dispatch-Import | VOM | 0 | [6 empty] | 0.82193 | 0
LCP_Inputs_ON_Electric_IEA_2023_05_05 | 2025 | CH4 Salt Cavern Storage - ON | Storage | Methane | MI | Dispatch-Storage | EmissionsCost | 0 | [6 empty] | 0.82193 | 0
LCP_Inputs_ON_Electric_IEA_2023_05_05 | 2025 | CH4 Salt Cavern Storage - ON | Storage | Methane | MI | Dispatch-Storage | FuelCost | 0 | [6 empty] | 0.82193 | 0
LCP_Inputs_ON_Electric_IEA_2023_05_05 | 2025 | CH4 Salt Cavern Storage - ON | Storage | Methane | MI | Dispatch-Storage | VOM | 0 | [6 empty] | 0.82193 | 0
LCP_Inputs_ON_Electric_IEA_2023_05_05 | 2025 | CH4 Salt Cavern Storage - ON | Storage | Methane | NY | Dispatch-Storage | EmissionsCost | 0 | [6 empty] | 0.82193 | 0
LCP_Inputs_ON_Electric_IEA_2023_05_05 | 2025 | CH4 Salt Cavern Storage - ON | Storage | Methane | NY | Dispatch-Storage | FuelCost | 0 | [6 empty] | 0.82193 | 0
LCP_Inputs_ON_Electric_IEA_2023_05_05 | 2025 | CH4 Salt Cavern Storage - ON | Storage | Methane | NY | Dispatch-Storage | VOM | 0 | [6 empty] | 0.82193 | 0
LCP_Inputs_ON_Electric_IEA_2023_05_05 | 2025 | CH4 Salt Cavern Storage - ON | Storage | Methane | ON | Dispatch-Storage | EmissionsCost | 0 | [6 empty] | 0.82193 | 0
LCP_Inputs_ON_Electric_IEA_2023_05_05 | 2025 | CH4 Salt Cavern Storage - ON | Storage | Methane | ON | Dispatch-Storage | FuelCost | 0 | [6 empty] | 0.82193 | 0
LCP_Inputs_ON_Electric_IEA_2023_05_05 | 2025 | CH4 Salt Cavern Storage - ON | Storage | Methane | ON | Dispatch-Storage | VOM | 691417.653 | [6 empty] | 0.82193 | 568294.9111
LCP_Inputs_ON_Electric_IEA_2023_05_05 | 2025 | CH4 Salt Cavern Storage - ON | Storage | Methane | PJ | Dispatch-Storage | EmissionsCost | 0 | [6 empty] | 0.82193 | 0
LCP_Inputs_ON_Electric_IEA_2023_05_05 | 2025 | CH4 Salt Cavern Storage - ON | Storage | Methane | PJ | Dispatch-Storage | FuelCost | 0 | [6 empty] | 0.82193 | 0
LCP_Inputs_ON_Electric_IEA_2023_05_05 | 2025 | CH4 Salt Cavern Storage - ON | Storage | Methane | PJ | Dispatch-Storage | VOM | 0 | [6 empty] | 0.82193 | 0
LCP_Inputs_ON_Electric_IEA_2023_05_05 | 2025 | CH4 Salt Cavern Storage - ON | Storage | Methane | QC | Dispatch-Storage | EmissionsCost | 0 | [6 empty] | 0.82193 | 0
LCP_Inputs_ON_Electric_IEA_2023_05_05 | 2025 | CH4 Salt Cavern Storage - ON | Storage | Methane | QC | Dispatch-Storage | FuelCost | 0 | [6 empty] | 0.82193 | 0
LCP_Inputs_ON_Electric_IEA_2023_05_05 | 2025 | CH4 Salt Cavern Storage - ON | Storage | Methane | QC | Dispatch-Storage | VOM | 0 | [6 empty] | 0.82193 | 0
LCP_Inputs_ON_Electric_IEA_2023_05_05 | 2025 | CH4 Salt Cavern Storage - ON | Storage | Methane | WC | Dispatch-Storage | EmissionsCost | 0 | [6 empty] | 0.82193 | 0
LCP_Inputs_ON_Electric_IEA_2023_05_05 | 2025 | CH4 Salt Cavern Storage - ON | Storage | Methane | WC | Dispatch-Storage | FuelCost | 0 | [6 empty] | 0.82193 | 0
LCP_Inputs_ON_Electric_IEA_2023_05_05 | 2025 | CH4 Salt Cavern Storage - ON | Storage | Methane | WC | Dispatch-Storage | VOM | 0 | [6 empty] | 0.82193 | 0
LCP_Inputs_ON_Electric_IEA_2023_05_05 | 2025 | Electrolyser 2020/2030 | Crossload | Hydrogen | MI | Dispatch-Crossload | EmissionsCost | 0 | [6 empty] | 0.82193 | 0
LCP_Inputs_ON_Electric_IEA_2023_05_05 | 2025 | Electrolyser 2020/2030 | Crossload | Hydrogen | MI | Dispatch-Crossload | FuelCost | 0 | [6 empty] | 0.82193 | 0
LCP_Inputs_ON_Electric_IEA_2023_05_05 | 2025 | Electrolyser 2020/2030 | Crossload | Hydrogen | MI | Dispatch-Crossload | VOM | 0 | [6 empty] | 0.82193 | 0
LCP_Inputs_ON_Electric_IEA_2023_05_05 | 2025 | Electrolyser 2020/2030 | Crossload | Hydrogen | NY | Dispatch-Crossload | EmissionsCost | 0 | [6 empty] | 0.82193 | 0
LCP_Inputs_ON_Electric_IEA_2023_05_05 | 2025 | Electrolyser 2020/2030 | Crossload | Hydrogen | NY | Dispatch-Crossload | FuelCost | 0 | [6 empty] | 0.82193 | 0
LCP_Inputs_ON_Electric_IEA_2023_05_05 | 2025 | Electrolyser 2020/2030 | Crossload | Hydrogen | NY | Dispatch-Crossload | VOM | 0 | [6 empty] | 0.82193 | 0
LCP_Inputs_ON_Electric_IEA_2023_05_05 | 2025 | Electrolyser 2020/2030 | Crossload | Hydrogen | ON | Dispatch-Crossload | EmissionsCost | 0 | [6 empty] | 0.82193 | 0
LCP_Inputs_ON_Electric_IEA_2023_05_05 | 2025 | Electrolyser 2020/2030 | Crossload | Hydrogen | ON | Dispatch-Crossload | FuelCost | 0 | [6 empty] | 0.82193 | 0
LCP_Inputs_ON_Electric_IEA_2023_05_05 | 2025 | Electrolyser 2020/2030 | Crossload | Hydrogen | ON | Dispatch-Crossload | VOM | 0 | [6 empty] | 0.82193 | 0
LCP_Inputs_ON_Electric_IEA_2023_05_05 | 2025 | Electrolyser 2020/2030 | Crossload | Hydrogen | PJ | Dispatch-Crossload | EmissionsCost | 0 | [6 empty] | 0.82193 | 0
LCP_Inputs_ON_Electric_IEA_2023_05_05 | 2025 | Electrolyser 2020/2030 | Crossload | Hydrogen | PJ | Dispatch-Crossload | FuelCost | 0 | [6 empty] | 0.82193 | 0
LCP_Inputs_ON_Electric_IEA_2023_05_05 | 2025 | Electrolyser 2020/2030 | Crossload | Hydrogen | PJ | Dispatch-Crossload | VOM | 0 | [6 empty] | 0.82193 | 0
LCP_Inputs_ON_Electric_IEA_2023_05_05 | 2025 | Electrolyser 2020/2030 | Crossload | Hydrogen | QC | Dispatch-Crossload | EmissionsCost | 0 | [6 empty] | 0.82193 | 0
LCP_Inputs_ON_Electric_IEA_2023_05_05 | 2025 | Electrolyser 2020/2030 | Crossload | Hydrogen | QC | Dispatch-Crossload | FuelCost | 0 | [6 empty] | 0.82193 | 0
LCP_Inputs_ON_Electric_IEA_2023_05_05 | 2025 | Electrolyser 2020/2030 | Crossload | Hydrogen | QC | Dispatch-Crossload | VOM | 0 | [6 empty] | 0.82193 | 0
LCP_Inputs_ON_Electric_IEA_2023_05_05 | 2025 | Electrolyser 2020/2030 | Crossload | Hydrogen | WC | Dispatch-Crossload | EmissionsCost | 0 | [6 empty] | 0.82193 | 0
LCP_Inputs_ON_Electric_IEA_2023_05_05 | 2025 | Electrolyser 2020/2030 | Crossload | Hydrogen | WC | Dispatch-Crossload | FuelCost | 0 | [6 empty] | 0.82193 | 0
LCP_Inputs_ON_Electric_IEA_2023_05_05 | 2025 | Electrolyser 2020/2030 | Crossload | Hydrogen | WC | Dispatch-Crossload | VOM | 0 | [6 empty] | 0.82193 | 0
LCP_Inputs_ON_Electric_IEA_2023_05_05 | 2025 | Electrolyser 2040 | Crossload | Hydrogen | MI | Dispatch-Crossload | EmissionsCost | 0 | [6 empty] | 0.82193 | 0
LCP_Inputs_ON_Electric_IEA_2023_05_05 | 2025 | Electrolyser 2040 | Crossload | Hydrogen | MI | Dispatch-Crossload | FuelCost | 0 | [6 empty] | 0.82193 | 0
LCP_Inputs_ON_Electric_IEA_2023_05_05 | 2025 | Electrolyser 2040 | Crossload | Hydrogen | MI | Dispatch-Crossload | VOM | 0 | [6 empty] | 0.82193 | 0
LCP_Inputs_ON_Electric_IEA_2023_05_05 | 2025 | Electrolyser 2040 | Crossload | Hydrogen | NY | Dispatch-Crossload | EmissionsCost | 0 | [6 empty] | 0.82193 | 0
LCP_Inputs_ON_Electric_IEA_2023_05_05 | 2025 | Electrolyser 2040 | Crossload | Hydrogen | NY | Dispatch-Crossload | FuelCost | 0 | [6 empty] | 0.82193 | 0
LCP_Inputs_ON_Electric_IEA_2023_05_05 | 2025 | Electrolyser 2040 | Crossload | Hydrogen | NY | Dispatch-Crossload | VOM | 0 | [6 empty] | 0.82193 | 0
LCP_Inputs_ON_Electric_IEA_2023_05_05 | 2025 | Electrolyser 2040 | Crossload | Hydrogen | ON | Dispatch-Crossload | EmissionsCost | 0 | [6 empty] | 0.82193 | 0
LCP_Inputs_ON_Electric_IEA_2023_05_05 | 2025 | Electrolyser 2040 | Crossload | Hydrogen | ON | Dispatch-Crossload | FuelCost | 0 | [6 empty] | 0.82193 | 0
LCP_Inputs_ON_Electric_IEA_2023_05_05 | 2025 | Electrolyser 2040 | Crossload | Hydrogen | ON | Dispatch-Crossload | VOM | 0 | [6 empty] | 0.82193 | 0
LCP_Inputs_ON_Electric_IEA_2023_05_05 | 2025 | Electrolyser 2040 | Crossload | Hydrogen | PJ | Dispatch-Crossload | EmissionsCost | 0 | [6 empty] | 0.82193 | 0
LCP_Inputs_ON_Electric_IEA_2023_05_05 | 2025 | Electrolyser 2040 | Crossload | Hydrogen | PJ | Dispatch-Crossload | FuelCost | 0 | [6 empty] | 0.82193 | 0
LCP_Inputs_ON_Electric_IEA_2023_05_05 | 2025 | Electrolyser 2040 | Crossload | Hydrogen | PJ | Dispatch-Crossload | VOM | 0 | [6 empty] | 0.82193 | 0
LCP_Inputs_ON_Electric_IEA_2023_05_05 | 2025 | Electrolyser 2040 | Crossload | Hydrogen | QC | Dispatch-Crossload | EmissionsCost | 0 | [6 empty] | 0.82193 | 0
LCP_Inputs_ON_Electric_IEA_2023_05_05 | 2025 | Electrolyser 2040 | Crossload | Hydrogen | QC | Dispatch-Crossload | FuelCost | 0 | [6 empty] | 0.82193 | 0
LCP_Inputs_ON_Electric_IEA_2023_05_05 | 2025 | Electrolyser 2040 | Crossload | Hydrogen | QC | Dispatch-Crossload | VOM | 0 | [6 empty] | 0.82193 | 0
LCP_Inputs_ON_Electric_IEA_2023_05_05 | 2025 | Electrolyser 2040 | Crossload | Hydrogen | WC | Dispatch-Crossload | EmissionsCost | 0 | [6 empty] | 0.82193 | 0
LCP_Inputs_ON_Electric_IEA_2023_05_05 | 2025 | Electrolyser 2040 | Crossload | Hydrogen | WC | Dispatch-Crossload | FuelCost | 0 | [6 empty] | 0.82193 | 0
LCP_Inputs_ON_Electric_IEA_2023_05_05 | 2025 | Electrolyser 2040 | Crossload | Hydrogen | WC | Dispatch-Crossload | VOM | 0 | [6 empty] | 0.82193 | 0
LCP_Inputs_ON_Electric_IEA_2023_05_05 | 2025 | Electrolyser 2050 | Crossload | Hydrogen | MI | Dispatch-Crossload | EmissionsCost | 0 | [6 empty] | 0.82193 | 0
LCP_Inputs_ON_Electric_IEA_2023_05_05 | 2025 | Electrolyser 2050 | Crossload | Hydrogen | MI | Dispatch-Crossload | FuelCost | 0 | [6 empty] | 0.82193 | 0
LCP_Inputs_ON_Electric_IEA_2023_05_05 | 2025 | Electrolyser 2050 | Crossload | Hydrogen | MI | Dispatch-Crossload | VOM | 0 | [6 empty] | 0.82193 | 0
LCP_Inputs_ON_Electric_IEA_2023_05_05 | 2025 | Electrolyser 2050 | Crossload | Hydrogen | NY | Dispatch-Crossload | EmissionsCost | 0 | [6 empty] | 0.82193 | 0
LCP_Inputs_ON_Electric_IEA_2023_05_05 | 2025 | Electrolyser 2050 | Crossload | Hydrogen | NY | Dispatch-Crossload | FuelCost | 0 | [6 empty] | 0.82193 | 0
LCP_Inputs_ON_Electric_IEA_2023_05_05 | 2025 | Electrolyser 2050 | Crossload | Hydrogen | NY | Dispatch-Crossload | VOM | 0 | [6 empty] | 0.82193 | 0
LCP_Inputs_ON_Electric_IEA_2023_05_05 | 2025 | Electrolyser 2050 | Crossload | Hydrogen | ON | Dispatch-Crossload | EmissionsCost | 0 | [6 empty] | 0.82193 | 0
LCP_Inputs_ON_Electric_IEA_2023_05_05 | 2025 | Electrolyser 2050 | Crossload | Hydrogen | ON | Dispatch-Crossload | FuelCost | 0 | [6 empty] | 0.82193 | 0
LCP_Inputs_ON_Electric_IEA_2023_05_05 | 2025 | Electrolyser 2050 | Crossload | Hydrogen | ON | Dispatch-Crossload | VOM | 0 | [6 empty] | 0.82193 | 0
LCP_Inputs_ON_Electric_IEA_2023_05_05 | 2025 | Electrolyser 2050 | Crossload | Hydrogen | PJ | Dispatch-Crossload | EmissionsCost | 0 | [6 empty] | 0.82193 | 0
LCP_Inputs_ON_Electric_IEA_2023_05_05 | 2025 | Electrolyser 2050 | Crossload | Hydrogen | PJ | Dispatch-Crossload | FuelCost | 0 | [6 empty] | 0.82193 | 0
LCP_Inputs_ON_Electric_IEA_2023_05_05 | 2025 | Electrolyser 2050 | Crossload | Hydrogen | PJ | Dispatch-Crossload | VOM | 0 | [6 empty] | 0.82193 | 0
LCP_Inputs_ON_Electric_IEA_2023_05_05 | 2025 | Electrolyser 2050 | Crossload | Hydrogen | QC | Dispatch-Crossload | EmissionsCost | 0 | [6 empty] | 0.82193 | 0
LCP_Inputs_ON_Electric_IEA_2023_05_05 | 2025 | Electrolyser 2050 | Crossload | Hydrogen | QC | Dispatch-Crossload | FuelCost | 0 | [6 empty] | 0.82193 | 0
LCP_Inputs_ON_Electric_IEA_2023_05_05 | 2025 | Electrolyser 2050 | Crossload | Hydrogen | QC | Dispatch-Crossload | VOM | 0 | [6 empty] | 0.82193 | 0
LCP_Inputs_ON_Electric_IEA_2023_05_05 | 2025 | Electrolyser 2050 | Crossload | Hydrogen | WC | Dispatch-Crossload | EmissionsCost | 0 | [6 empty] | 0.82193 | 0
LCP_Inputs_ON_Electric_IEA_2023_05_05 | 2025 | Electrolyser 2050 | Crossload | Hydrogen | WC | Dispatch-Crossload | FuelCost | 0 | [6 empty] | 0.82193 | 0
LCP_Inputs_ON_Electric_IEA_2023_05_05 | 2025 | Electrolyser 2050 | Crossload | Hydrogen | WC | Dispatch-Crossload | VOM | 0 | [6 empty] | 0.82193 | 0
LCP_Inputs_ON_Electric_IEA_2023_05_05 | 2025 | Fossil Fuel Thermal (Coal, Peat, Oil) | Generation | Electricity | MI | Dispatch-Generation | EmissionsCost | 0 | [6 empty] | 0.82193 | 0
LCP_Inputs_ON_Electric_IEA_2023_05_05 | 2025 | Fossil Fuel Thermal (Coal, Peat, Oil) | Generation | Electricity | MI | Dispatch-Generation | FuelCost | 0 | [6 empty] | 0.82193 | 0
LCP_Inputs_ON_Electric_IEA_2023_05_05 | 2025 | Fossil Fuel Thermal (Coal, Peat, Oil) | Generation | Electricity | MI | Dispatch-Generation | VOM | 0 | [6 empty] | 0.82193 | 0
LCP_Inputs_ON_Electric_IEA_2023_05_05 | 2025 | Fossil Fuel Thermal (Coal, Peat, Oil) | Generation | Electricity | NY | Dispatch-Generation | EmissionsCost | 0 | [6 empty] | 0.82193 | 0
LCP_Inputs_ON_Electric_IEA_2023_05_05 | 2025 | Fossil Fuel Thermal (Coal, Peat, Oil) | Generation | Electricity | NY | Dispatch-Generation | FuelCost | 0 | [6 empty] | 0.82193 | 0
LCP_Inputs_ON_Electric_IEA_2023_05_05 | 2025 | Fossil Fuel Thermal (Coal, Peat, Oil) | Generation | Electricity | NY | Dispatch-Generation | VOM | 0 | [6 empty] | 0.82193 | 0
LCP_Inputs_ON_Electric_IEA_2023_05_05 | 2025 | Fossil Fuel Thermal (Coal, Peat, Oil) | Generation | Electricity | ON | Dispatch-Generation | EmissionsCost | 0 | [6 empty] | 0.82193 | 0
LCP_Inputs_ON_Electric_IEA_2023_05_05 | 2025 | Fossil Fuel Thermal (Coal, Peat, Oil) | Generation | Electricity | ON | Dispatch-Generation | FuelCost | 0 | [6 empty] | 0.82193 | 0
LCP_Inputs_ON_Electric_IEA_2023_05_05 | 2025 | Fossil Fuel Thermal (Coal, Peat, Oil) | Generation | Electricity | ON | Dispatch-Generation | VOM | 0 | [6 empty] | 0.82193 | 0
LCP_Inputs_ON_Electric_IEA_2023_05_05 | 2025 | Fossil Fuel Thermal (Coal, Peat, Oil) | Generation | Electricity | PJ | Dispatch-Generation | EmissionsCost | 0 | [6 empty] | 0.82193 | 0
LCP_Inputs_ON_Electric_IEA_2023_05_05 | 2025 | Fossil Fuel Thermal (Coal, Peat, Oil) | Generation | Electricity | PJ | Dispatch-Generation | FuelCost | 0 | [6 empty] | 0.82193 | 0
LCP_Inputs_ON_Electric_IEA_2023_05_05 | 2025 | Fossil Fuel Thermal (Coal, Peat, Oil) | Generation | Electricity | PJ | Dispatch-Generation | VOM | 0 | [6 empty] | 0.82193 | 0
LCP_Inputs_ON_Electric_IEA_2023_05_05 | 2025 | Fossil Fuel Thermal (Coal, Peat, Oil) | Generation | Electricity | QC | Dispatch-Generation | EmissionsCost | 0 | [6 empty] | 0.82193 | 0
LCP_Inputs_ON_Electric_IEA_2023_05_05 | 2025 | Fossil Fuel Thermal (Coal, Peat, Oil) | Generation | Electricity | QC | Dispatch-Generation | FuelCost | 0 | [6 empty] | 0.82193 | 0
LCP_Inputs_ON_Electric_IEA_2023_05_05 | 2025 | Fossil Fuel Thermal (Coal, Peat, Oil) | Generation | Electricity | QC | Dispatch-Generation | VOM | 0 | [6 empty] | 0.82193 | 0
LCP_Inputs_ON_Electric_IEA_2023_05_05 | 2025 | Fossil Fuel Thermal (Coal, Peat, Oil) | Generation | Electricity | WC | Dispatch-Generation | EmissionsCost | 0 | [6 empty] | 0.82193 | 0
LCP_Inputs_ON_Electric_IEA_2023_05_05 | 2025 | Fossil Fuel Thermal (Coal, Peat, Oil) | Generation | Electricity | WC | Dispatch-Generation | FuelCost | 0 | [6 empty] | 0.82193 | 0
LCP_Inputs_ON_Electric_IEA_2023_05_05 | 2025 | Fossil Fuel Thermal (Coal, Peat, Oil) | Generation | Electricity | WC | Dispatch-Generation | VOM | 0 | [6 empty] | 0.82193 | 0
LCP_Inputs_ON_Electric_IEA_2023_05_05 | 2025 | Generic - Generator | Generation | Electricity | MI | Dispatch-Generation | EmissionsCost | 0 | [6 empty] | 0.82193 | 0
LCP_Inputs_ON_Electric_IEA_2023_05_05 | 2025 | Generic - Generator | Generation | Electricity | MI | Dispatch-Generation | FuelCost | 3901073927.6151 | [6 empty] | 0.82193 | 3206398406.579
LCP_Inputs_ON_Electric_IEA_2023_05_05 | 2025 | Generic - Generator | Generation | Electricity | MI | Dispatch-Generation | VOM | 403598428.6705 | [6 empty] | 0.82193 | 331728488.7698
LCP_Inputs_ON_Electric_IEA_2023_05_05 | 2025 | Generic - Generator | Generation | Electricity | NY | Dispatch-Generation | EmissionsCost | 0 | [6 empty] | 0.82193 | 0
LCP_Inputs_ON_Electric_IEA_2023_05_05 | 2025 | Generic - Generator | Generation | Electricity | NY | Dispatch-Generation | FuelCost | 1646102808.8249 | [6 empty] | 0.82193 | 1352976519.0859
LCP_Inputs_ON_Electric_IEA_2023_05_05 | 2025 | Generic - Generator | Generation | Electricity | NY | Dispatch-Generation | VOM | 170302977.9489 | [6 empty] | 0.82193 | 139976633.9381
LCP_Inputs_ON_Electric_IEA_2023_05_05 | 2025 | Generic - Generator | Generation | Electricity | ON | Dispatch-Generation | EmissionsCost | 0 | [6 empty] | 0.82193 | 0
LCP_Inputs_ON_Electric_IEA_2023_05_05 | 2025 | Generic - Generator | Generation | Electricity | ON | Dispatch-Generation | FuelCost | 0 | [6 empty] | 0.82193 | 0
LCP_Inputs_ON_Electric_IEA_2023_05_05 | 2025 | Generic - Generator | Generation | Electricity | ON | Dispatch-Generation | VOM | 0 | [6 empty] | 0.82193 | 0
LCP_Inputs_ON_Electric_IEA_2023_05_05 | 2025 | Generic - Generator | Generation | Electricity | PJ | Dispatch-Generation | EmissionsCost | 0 | [6 empty] | 0.82193 | 0
LCP_Inputs_ON_Electric_IEA_2023_05_05 | 2025 | Generic - Generator | Generation | Electricity | PJ | Dispatch-Generation | FuelCost | 14422259590.9655 | [6 empty] | 0.82193 | 11854046098.5346
LCP_Inputs_ON_Electric_IEA_2023_05_05 | 2025 | Generic - Generator | Generation | Electricity | PJ | Dispatch-Generation | VOM | 1492102281.7812 | [6 empty] | 0.82193 | 1226399311.4535
LCP_Inputs_ON_Electric_IEA_2023_05_05 | 2025 | Generic - Generator | Generation | Electricity | QC | Dispatch-Generation | EmissionsCost | 0 | [6 empty] | 0.82193 | 0
LCP_Inputs_ON_Electric_IEA_2023_05_05 | 2025 | Generic - Generator | Generation | Electricity | QC | Dispatch-Generation | FuelCost | 0 | [6 empty] | 0.82193 | 0
LCP_Inputs_ON_Electric_IEA_2023_05_05 | 2025 | Generic - Generator | Generation | Electricity | QC | Dispatch-Generation | VOM | 0 | [6 empty] | 0.82193 | 0
LCP_Inputs_ON_Electric_IEA_2023_05_05 | 2025 | Generic - Generator | Generation | Electricity | WC | Dispatch-Generation | EmissionsCost | 0 | [6 empty] | 0.82193 | 0
LCP_Inputs_ON_Electric_IEA_2023_05_05 | 2025 | Generic - Generator | Generation | Electricity | WC | Dispatch-Generation | FuelCost | 1069473.0011 | [6 empty] | 0.82193 | 879028.8495
LCP_Inputs_ON_Electric_IEA_2023_05_05 | 2025 | Generic - Generator | Generation | Electricity | WC | Dispatch-Generation | VOM | 110645.8454 | [6 empty] | 0.82193 | 90942.8196
LCP_Inputs_ON_Electric_IEA_2023_05_05 | 2025 | H2 Import - QC | Import | Hydrogen | MI | Dispatch-Import | EmissionsCost | 0 | [6 empty] | 0.82193 | 0
LCP_Inputs_ON_Electric_IEA_2023_05_05 | 2025 | H2 Import - QC | Import | Hydrogen | MI | Dispatch-Import | FuelCost | 0 | [6 empty] | 0.82193 | 0
LCP_Inputs_ON_Electric_IEA_2023_05_05 | 2025 | H2 Import - QC | Import | Hydrogen | MI | Dispatch-Import | VOM | 0 | [6 empty] | 0.82193 | 0
LCP_Inputs_ON_Electric_IEA_2023_05_05 | 2025 | H2 Import - QC | Import | Hydrogen | NY | Dispatch-Import | EmissionsCost | 0 | [6 empty] | 0.82193 | 0
LCP_Inputs_ON_Electric_IEA_2023_05_05 | 2025 | H2 Import - QC | Import | Hydrogen | NY | Dispatch-Import | FuelCost | 0 | [6 empty] | 0.82193 | 0
LCP_Inputs_ON_Electric_IEA_2023_05_05 | 2025 | H2 Import - QC | Import | Hydrogen | NY | Dispatch-Import | VOM | 0 | [6 empty] | 0.82193 | 0
LCP_Inputs_ON_Electric_IEA_2023_05_05 | 2025 | H2 Import - QC | Import | Hydrogen | ON | Dispatch-Import | EmissionsCost | 0 | [6 empty] | 0.82193 | 0
LCP_Inputs_ON_Electric_IEA_2023_05_05 | 2025 | H2 Import - QC | Import | Hydrogen | ON | Dispatch-Import | FuelCost | 0 | [6 empty] | 0.82193 | 0
LCP_Inputs_ON_Electric_IEA_2023_05_05 | 2025 | H2 Import - QC | Import | Hydrogen | ON | Dispatch-Import | VOM | 0 | [6 empty] | 0.82193 | 0
LCP_Inputs_ON_Electric_IEA_2023_05_05 | 2025 | H2 Import - QC | Import | Hydrogen | PJ | Dispatch-Import | EmissionsCost | 0 | [6 empty] | 0.82193 | 0
LCP_Inputs_ON_Electric_IEA_2023_05_05 | 2025 | H2 Import - QC | Import | Hydrogen | PJ | Dispatch-Import | FuelCost | 0 | [6 empty] | 0.82193 | 0
LCP_Inputs_ON_Electric_IEA_2023_05_05 | 2025 | H2 Import - QC | Import | Hydrogen | PJ | Dispatch-Import | VOM | 0 | [6 empty] | 0.82193 | 0
LCP_Inputs_ON_Electric_IEA_2023_05_05 | 2025 | H2 Import - QC | Import | Hydrogen | QC | Dispatch-Import | EmissionsCost | 0 | [6 empty] | 0.82193 | 0
LCP_Inputs_ON_Electric_IEA_2023_05_05 | 2025 | H2 Import - QC | Import | Hydrogen | QC | Dispatch-Import | FuelCost | 0 | [6 empty] | 0.82193 | 0
LCP_Inputs_ON_Electric_IEA_2023_05_05 | 2025 | H2 Import - QC | Import | Hydrogen | QC | Dispatch-Import | VOM | 0 | [6 empty] | 0.82193 | 0
LCP_Inputs_ON_Electric_IEA_2023_05_05 | 2025 | H2 Import - QC | Import | Hydrogen | WC | Dispatch-Import | EmissionsCost | 0 | [6 empty] | 0.82193 | 0
LCP_Inputs_ON_Electric_IEA_2023_05_05 | 2025 | H2 Import - QC | Import | Hydrogen | WC | Dispatch-Import | FuelCost | 0 | [6 empty] | 0.82193 | 0
LCP_Inputs_ON_Electric_IEA_2023_05_05 | 2025 | H2 Import - QC | Import | Hydrogen | WC | Dispatch-Import | VOM | 0 | [6 empty] | 0.82193 | 0
LCP_Inputs_ON_Electric_IEA_2023_05_05 | 2025 | H2 Import - WC | Import | Hydrogen | MI | Dispatch-Import | EmissionsCost | 0 | [6 empty] | 0.82193 | 0
LCP_Inputs_ON_Electric_IEA_2023_05_05 | 2025 | H2 Import - WC | Import | Hydrogen | MI | Dispatch-Import | FuelCost | 0 | [6 empty] | 0.82193 | 0
LCP_Inputs_ON_Electric_IEA_2023_05_05 | 2025 | H2 Import - WC | Import | Hydrogen | MI | Dispatch-Import | VOM | 0 | [6 empty] | 0.82193 | 0
LCP_Inputs_ON_Electric_IEA_2023_05_05 | 2025 | H2 Import - WC | Import | Hydrogen | NY | Dispatch-Import | EmissionsCost | 0 | [6 empty] | 0.82193 | 0
LCP_Inputs_ON_Electric_IEA_2023_05_05 | 2025 | H2 Import - WC | Import | Hydrogen | NY | Dispatch-Import | FuelCost | 0 | [6 empty] | 0.82193 | 0
LCP_Inputs_ON_Electric_IEA_2023_05_05 | 2025 | H2 Import - WC | Import | Hydrogen | NY | Dispatch-Import | VOM | 0 | [6 empty] | 0.82193 | 0
LCP_Inputs_ON_Electric_IEA_2023_05_05 | 2025 | H2 Import - WC | Import | Hydrogen | ON | Dispatch-Import | EmissionsCost | 0 | [6 empty] | 0.82193 | 0
LCP_Inputs_ON_Electric_IEA_2023_05_05 | 2025 | H2 Import - WC | Import | Hydrogen | ON | Dispatch-Import | FuelCost | 0 | [6 empty] | 0.82193 | 0
LCP_Inputs_ON_Electric_IEA_2023_05_05 | 2025 | H2 Import - WC | Import | Hydrogen | ON | Dispatch-Import | VOM | 0 | [6 empty] | 0.82193 | 0
LCP_Inputs_ON_Electric_IEA_2023_05_05 | 2025 | H2 Import - WC | Import | Hydrogen | PJ | Dispatch-Import | EmissionsCost | 0 | [6 empty] | 0.82193 | 0
LCP_Inputs_ON_Electric_IEA_2023_05_05 | 2025 | H2 Import - WC | Import | Hydrogen | PJ | Dispatch-Import | FuelCost | 0 | [6 empty] | 0.82193 | 0
LCP_Inputs_ON_Electric_IEA_2023_05_05 | 2025 | H2 Import - WC | Import | Hydrogen | PJ | Dispatch-Import | VOM | 0 | [6 empty] | 0.82193 | 0
LCP_Inputs_ON_Electric_IEA_2023_05_05 | 2025 | H2 Import - WC | Import | Hydrogen | QC | Dispatch-Import | EmissionsCost | 0 | [6 empty] | 0.82193 | 0
LCP_Inputs_ON_Electric_IEA_2023_05_05 | 2025 | H2 Import - WC | Import | Hydrogen | QC | Dispatch-Import | FuelCost | 0 | [6 empty] | 0.82193 | 0
LCP_Inputs_ON_Electric_IEA_2023_05_05 | 2025 | H2 Import - WC | Import | Hydrogen | QC | Dispatch-Import | VOM | 0 | [6 empty] | 0.82193 | 0
LCP_Inputs_ON_Electric_IEA_2023_05_05 | 2025 | H2 Import - WC | Import | Hydrogen | WC | Dispatch-Import | EmissionsCost | 0 | [6 empty] | 0.82193 | 0
LCP_Inputs_ON_Electric_IEA_2023_05_05 | 2025 | H2 Import - WC | Import | Hydrogen | WC | Dispatch-Import | FuelCost | 0 | [6 empty] | 0.82193 | 0
LCP_Inputs_ON_Electric_IEA_2023_05_05 | 2025 | H2 Import - WC | Import | Hydrogen | WC | Dispatch-Import | VOM | 0 | [6 empty] | 0.82193 | 0
LCP_Inputs_ON_Electric_IEA_2023_05_05 | 2025 | H2 Salt Cavern Storage - ON | Storage | Hydrogen | MI | Dispatch-Storage | EmissionsCost | 0 | [6 empty] | 0.82193 | 0
LCP_Inputs_ON_Electric_IEA_2023_05_05 | 2025 | H2 Salt Cavern Storage - ON | Storage | Hydrogen | MI | Dispatch-Storage | FuelCost | 0 | [6 empty] | 0.82193 | 0
LCP_Inputs_ON_Electric_IEA_2023_05_05 | 2025 | H2 Salt Cavern Storage - ON | Storage | Hydrogen | MI | Dispatch-Storage | VOM | 0 | [6 empty] | 0.82193 | 0
LCP_Inputs_ON_Electric_IEA_2023_05_05 | 2025 | H2 Salt Cavern Storage - ON | Storage | Hydrogen | NY | Dispatch-Storage | EmissionsCost | 0 | [6 empty] | 0.82193 | 0
LCP_Inputs_ON_Electric_IEA_2023_05_05 | 2025 | H2 Salt Cavern Storage - ON | Storage | Hydrogen | NY | Dispatch-Storage | FuelCost | 0 | [6 empty] | 0.82193 | 0
LCP_Inputs_ON_Electric_IEA_2023_05_05 | 2025 | H2 Salt Cavern Storage - ON | Storage | Hydrogen | NY | Dispatch-Storage | VOM | 0 | [6 empty] | 0.82193 | 0
LCP_Inputs_ON_Electric_IEA_2023_05_05 | 2025 | H2 Salt Cavern Storage - ON | Storage | Hydrogen | ON | Dispatch-Storage | EmissionsCost | 0 | [6 empty] | 0.82193 | 0
LCP_Inputs_ON_Electric_IEA_2023_05_05 | 2025 | H2 Salt Cavern Storage - ON | Storage | Hydrogen | ON | Dispatch-Storage | FuelCost | 0 | [6 empty] | 0.82193 | 0
LCP_Inputs_ON_Electric_IEA_2023_05_05 | 2025 | H2 Salt Cavern Storage - ON | Storage | Hydrogen | ON | Dispatch-Storage | VOM | 0 | [6 empty] | 0.82193 | 0
LCP_Inputs_ON_Electric_IEA_2023_05_05 | 2025 | H2 Salt Cavern Storage - ON | Storage | Hydrogen | PJ | Dispatch-Storage | EmissionsCost | 0 | [6 empty] | 0.82193 | 0
LCP_Inputs_ON_Electric_IEA_2023_05_05 | 2025 | H2 Salt Cavern Storage - ON | Storage | Hydrogen | PJ | Dispatch-Storage | FuelCost | 0 | [6 empty] | 0.82193 | 0
LCP_Inputs_ON_Electric_IEA_2023_05_05 | 2025 | H2 Salt Cavern Storage - ON | Storage | Hydrogen | PJ | Dispatch-Storage | VOM | 0 | [6 empty] | 0.82193 | 0
LCP_Inputs_ON_Electric_IEA_2023_05_05 | 2025 | H2 Salt Cavern Storage - ON | Storage | Hydrogen | QC | Dispatch-Storage | EmissionsCost | 0 | [6 empty] | 0.82193 | 0
LCP_Inputs_ON_Electric_IEA_2023_05_05 | 2025 | H2 Salt Cavern Storage - ON | Storage | Hydrogen | QC | Dispatch-Storage | FuelCost | 0 | [6 empty] | 0.82193 | 0
LCP_Inputs_ON_Electric_IEA_2023_05_05 | 2025 | H2 Salt Cavern Storage - ON | Storage | Hydrogen | QC | Dispatch-Storage | VOM | 0 | [6 empty] | 0.82193 | 0
LCP_Inputs_ON_Electric_IEA_2023_05_05 | 2025 | H2 Salt Cavern Storage - ON | Storage | Hydrogen | WC | Dispatch-Storage | EmissionsCost | 0 | [6 empty] | 0.82193 | 0
LCP_Inputs_ON_Electric_IEA_2023_05_05 | 2025 | H2 Salt Cavern Storage - ON | Storage | Hydrogen | WC | Dispatch-Storage | FuelCost | 0 | [6 empty] | 0.82193 | 0
LCP_Inputs_ON_Electric_IEA_2023_05_05 | 2025 | H2 Salt Cavern Storage - ON | Storage | Hydrogen | WC | Dispatch-Storage | VOM | 0 | [6 empty] | 0.82193 | 0
LCP_Inputs_ON_Electric_IEA_2023_05_05 | 2025 | Hydro | Generation | Electricity | MI | Dispatch-Generation | EmissionsCost | 0 | [6 empty] | 0.82193 | 0
LCP_Inputs_ON_Electric_IEA_2023_05_05 | 2025 | Hydro | Generation | Electricity | MI | Dispatch-Generation | FuelCost | 0 | [6 empty] | 0.82193 | 0
LCP_Inputs_ON_Electric_IEA_2023_05_05 | 2025 | Hydro | Generation | Electricity | MI | Dispatch-Generation | VOM | 0 | [6 empty] | 0.82193 | 0
LCP_Inputs_ON_Electric_IEA_2023_05_05 | 2025 | Hydro | Generation | Electricity | NY | Dispatch-Generation | EmissionsCost | 0 | [6 empty] | 0.82193 | 0
LCP_Inputs_ON_Electric_IEA_2023_05_05 | 2025 | Hydro | Generation | Electricity | NY | Dispatch-Generation | FuelCost | 0 | [6 empty] | 0.82193 | 0
LCP_Inputs_ON_Electric_IEA_2023_05_05 | 2025 | Hydro | Generation | Electricity | NY | Dispatch-Generation | VOM | 0 | [6 empty] | 0.82193 | 0
LCP_Inputs_ON_Electric_IEA_2023_05_05 | 2025 | Hydro | Generation | Electricity | ON | Dispatch-Generation | EmissionsCost | 0 | [6 empty] | 0.82193 | 0
LCP_Inputs_ON_Electric_IEA_2023_05_05 | 2025 | Hydro | Generation | Electricity | ON | Dispatch-Generation | FuelCost | 0 | [6 empty] | 0.82193 | 0
LCP_Inputs_ON_Electric_IEA_2023_05_05 | 2025 | Hydro | Generation | Electricity | ON | Dispatch-Generation | VOM | 0 | [6 empty] | 0.82193 | 0
LCP_Inputs_ON_Electric_IEA_2023_05_05 | 2025 | Hydro | Generation | Electricity | PJ | Dispatch-Generation | EmissionsCost | 0 | [6 empty] | 0.82193 | 0
LCP_Inputs_ON_Electric_IEA_2023_05_05 | 2025 | Hydro | Generation | Electricity | PJ | Dispatch-Generation | FuelCost | 0 | [6 empty] | 0.82193 | 0
LCP_Inputs_ON_Electric_IEA_2023_05_05 | 2025 | Hydro | Generation | Electricity | PJ | Dispatch-Generation | VOM | 0 | [6 empty] | 0.82193 | 0
LCP_Inputs_ON_Electric_IEA_2023_05_05 | 2025 | Hydro | Generation | Electricity | QC | Dispatch-Generation | EmissionsCost | 0 | [6 empty] | 0.82193 | 0
LCP_Inputs_ON_Electric_IEA_2023_05_05 | 2025 | Hydro | Generation | Electricity | QC | Dispatch-Generation | FuelCost | 0 | [6 empty] | 0.82193 | 0
LCP_Inputs_ON_Electric_IEA_2023_05_05 | 2025 | Hydro | Generation | Electricity | QC | Dispatch-Generation | VOM | 0 | [6 empty] | 0.82193 | 0
LCP_Inputs_ON_Electric_IEA_2023_05_05 | 2025 | Hydro | Generation | Electricity | WC | Dispatch-Generation | EmissionsCost | 0 | [6 empty] | 0.82193 | 0
LCP_Inputs_ON_Electric_IEA_2023_05_05 | 2025 | Hydro | Generation | Electricity | WC | Dispatch-Generation | FuelCost | 0 | [6 empty] | 0.82193 | 0
LCP_Inputs_ON_Electric_IEA_2023_05_05 | 2025 | Hydro | Generation | Electricity | WC | Dispatch-Generation | VOM | 0 | [6 empty] | 0.82193 | 0
LCP_Inputs_ON_Electric_IEA_2023_05_05 | 2025 | Hydro Pumped Storage | Storage | Electricity | MI | Dispatch-Storage | EmissionsCost | 0 | [6 empty] | 0.82193 | 0
LCP_Inputs_ON_Electric_IEA_2023_05_05 | 2025 | Hydro Pumped Storage | Storage | Electricity | MI | Dispatch-Storage | FuelCost | 0 | [6 empty] | 0.82193 | 0
LCP_Inputs_ON_Electric_IEA_2023_05_05 | 2025 | Hydro Pumped Storage | Storage | Electricity | MI | Dispatch-Storage | VOM | 0 | [6 empty] | 0.82193 | 0
LCP_Inputs_ON_Electric_IEA_2023_05_05 | 2025 | Hydro Pumped Storage | Storage | Electricity | NY | Dispatch-Storage | EmissionsCost | 0 | [6 empty] | 0.82193 | 0
LCP_Inputs_ON_Electric_IEA_2023_05_05 | 2025 | Hydro Pumped Storage | Storage | Electricity | NY | Dispatch-Storage | FuelCost | 0 | [6 empty] | 0.82193 | 0
LCP_Inputs_ON_Electric_IEA_2023_05_05 | 2025 | Hydro Pumped Storage | Storage | Electricity | NY | Dispatch-Storage | VOM | 0 | [6 empty] | 0.82193 | 0
LCP_Inputs_ON_Electric_IEA_2023_05_05 | 2025 | Hydro Pumped Storage | Storage | Electricity | ON | Dispatch-Storage | EmissionsCost | 0 | [6 empty] | 0.82193 | 0
LCP_Inputs_ON_Electric_IEA_2023_05_05 | 2025 | Hydro Pumped Storage | Storage | Electricity | ON | Dispatch-Storage | FuelCost | 0 | [6 empty] | 0.82193 | 0
LCP_Inputs_ON_Electric_IEA_2023_05_05 | 2025 | Hydro Pumped Storage | Storage | Electricity | ON | Dispatch-Storage | VOM | 0 | [6 empty] | 0.82193 | 0
LCP_Inputs_ON_Electric_IEA_2023_05_05 | 2025 | Hydro Pumped Storage | Storage | Electricity | PJ | Dispatch-Storage | EmissionsCost | 0 | [6 empty] | 0.82193 | 0
LCP_Inputs_ON_Electric_IEA_2023_05_05 | 2025 | Hydro Pumped Storage | Storage | Electricity | PJ | Dispatch-Storage | FuelCost | 0 | [6 empty] | 0.82193 | 0
LCP_Inputs_ON_Electric_IEA_2023_05_05 | 2025 | Hydro Pumped Storage | Storage | Electricity | PJ | Dispatch-Storage | VOM | 0 | [6 empty] | 0.82193 | 0
LCP_Inputs_ON_Electric_IEA_2023_05_05 | 2025 | Hydro Pumped Storage | Storage | Electricity | QC | Dispatch-Storage | EmissionsCost | 0 | [6 empty] | 0.82193 | 0
LCP_Inputs_ON_Electric_IEA_2023_05_05 | 2025 | Hydro Pumped Storage | Storage | Electricity | QC | Dispatch-Storage | FuelCost | 0 | [6 empty] | 0.82193 | 0
LCP_Inputs_ON_Electric_IEA_2023_05_05 | 2025 | Hydro Pumped Storage | Storage | Electricity | QC | Dispatch-Storage | VOM | 0 | [6 empty] | 0.82193 | 0
LCP_Inputs_ON_Electric_IEA_2023_05_05 | 2025 | Hydro Pumped Storage | Storage | Electricity | WC | Dispatch-Storage | EmissionsCost | 0 | [6 empty] | 0.82193 | 0
LCP_Inputs_ON_Electric_IEA_2023_05_05 | 2025 | Hydro Pumped Storage | Storage | Electricity | WC | Dispatch-Storage | FuelCost | 0 | [6 empty] | 0.82193 | 0
LCP_Inputs_ON_Electric_IEA_2023_05_05 | 2025 | Hydro Pumped Storage | Storage | Electricity | WC | Dispatch-Storage | VOM | 0 | [6 empty] | 0.82193 | 0
LCP_Inputs_ON_Electric_IEA_2023_05_05 | 2025 | Nuclear | Generation | Electricity | MI | Dispatch-Generation | EmissionsCost | 0 | [6 empty] | 0.82193 | 0
LCP_Inputs_ON_Electric_IEA_2023_05_05 | 2025 | Nuclear | Generation | Electricity | MI | Dispatch-Generation | FuelCost | 0 | [6 empty] | 0.82193 | 0
LCP_Inputs_ON_Electric_IEA_2023_05_05 | 2025 | Nuclear | Generation | Electricity | MI | Dispatch-Generation | VOM | 3301336446.912 | [6 empty] | 0.82193 | 2713457914.2496
LCP_Inputs_ON_Electric_IEA_2023_05_05 | 2025 | Nuclear | Generation | Electricity | NY | Dispatch-Generation | EmissionsCost | 0 | [6 empty] | 0.82193 | 0
LCP_Inputs_ON_Electric_IEA_2023_05_05 | 2025 | Nuclear | Generation | Electricity | NY | Dispatch-Generation | FuelCost | 0 | [6 empty] | 0.82193 | 0
LCP_Inputs_ON_Electric_IEA_2023_05_05 | 2025 | Nuclear | Generation | Electricity | NY | Dispatch-Generation | VOM | 2246155230.144 | [6 empty] | 0.82193 | 1846175869.6446
LCP_Inputs_ON_Electric_IEA_2023_05_05 | 2025 | Nuclear | Generation | Electricity | ON | Dispatch-Generation | EmissionsCost | 0 | [6 empty] | 0.82193 | 0
LCP_Inputs_ON_Electric_IEA_2023_05_05 | 2025 | Nuclear | Generation | Electricity | ON | Dispatch-Generation | FuelCost | 0 | [6 empty] | 0.82193 | 0
LCP_Inputs_ON_Electric_IEA_2023_05_05 | 2025 | Nuclear | Generation | Electricity | ON | Dispatch-Generation | VOM | 8790266640.96 | [6 empty] | 0.82193 | 7224958427.8475
LCP_Inputs_ON_Electric_IEA_2023_05_05 | 2025 | Nuclear | Generation | Electricity | PJ | Dispatch-Generation | EmissionsCost | 0 | [6 empty] | 0.82193 | 0
LCP_Inputs_ON_Electric_IEA_2023_05_05 | 2025 | Nuclear | Generation | Electricity | PJ | Dispatch-Generation | FuelCost | 0 | [6 empty] | 0.82193 | 0
LCP_Inputs_ON_Electric_IEA_2023_05_05 | 2025 | Nuclear | Generation | Electricity | PJ | Dispatch-Generation | VOM | 9110487814.4448 | [6 empty] | 0.82193 | 7488156890.4929
LCP_Inputs_ON_Electric_IEA_2023_05_05 | 2025 | Nuclear | Generation | Electricity | QC | Dispatch-Generation | EmissionsCost | 0 | [6 empty] | 0.82193 | 0
LCP_Inputs_ON_Electric_IEA_2023_05_05 | 2025 | Nuclear | Generation | Electricity | QC | Dispatch-Generation | FuelCost | 0 | [6 empty] | 0.82193 | 0
LCP_Inputs_ON_Electric_IEA_2023_05_05 | 2025 | Nuclear | Generation | Electricity | QC | Dispatch-Generation | VOM | 0 | [6 empty] | 0.82193 | 0
LCP_Inputs_ON_Electric_IEA_2023_05_05 | 2025 | Nuclear | Generation | Electricity | WC | Dispatch-Generation | EmissionsCost | 0 | [6 empty] | 0.82193 | 0
LCP_Inputs_ON_Electric_IEA_2023_05_05 | 2025 | Nuclear | Generation | Electricity | WC | Dispatch-Generation | FuelCost | 0 | [6 empty] | 0.82193 | 0
LCP_Inputs_ON_Electric_IEA_2023_05_05 | 2025 | Nuclear | Generation | Electricity | WC | Dispatch-Generation | VOM | 0 | [6 empty] | 0.82193 | 0
LCP_Inputs_ON_Electric_IEA_2023_05_05 | 2025 | Nuclear SMR | Generation | Electricity | MI | Dispatch-Generation | EmissionsCost | 0 | [6 empty] | 0.82193 | 0
LCP_Inputs_ON_Electric_IEA_2023_05_05 | 2025 | Nuclear SMR | Generation | Electricity | MI | Dispatch-Generation | FuelCost | 0 | [6 empty] | 0.82193 | 0
LCP_Inputs_ON_Electric_IEA_2023_05_05 | 2025 | Nuclear SMR | Generation | Electricity | MI | Dispatch-Generation | VOM | 0 | [6 empty] | 0.82193 | 0
LCP_Inputs_ON_Electric_IEA_2023_05_05 | 2025 | Nuclear SMR | Generation | Electricity | NY | Dispatch-Generation | EmissionsCost | 0 | [6 empty] | 0.82193 | 0
LCP_Inputs_ON_Electric_IEA_2023_05_05 | 2025 | Nuclear SMR | Generation | Electricity | NY | Dispatch-Generation | FuelCost | 0 | [6 empty] | 0.82193 | 0
LCP_Inputs_ON_Electric_IEA_2023_05_05 | 2025 | Nuclear SMR | Generation | Electricity | NY | Dispatch-Generation | VOM | 0 | [6 empty] | 0.82193 | 0
LCP_Inputs_ON_Electric_IEA_2023_05_05 | 2025 | Nuclear SMR | Generation | Electricity | ON | Dispatch-Generation | EmissionsCost | 0 | [6 empty] | 0.82193 | 0
LCP_Inputs_ON_Electric_IEA_2023_05_05 | 2025 | Nuclear SMR | Generation | Electricity | ON | Dispatch-Generation | FuelCost | 0 | [6 empty] | 0.82193 | 0
LCP_Inputs_ON_Electric_IEA_2023_05_05 | 2025 | Nuclear SMR | Generation | Electricity | ON | Dispatch-Generation | VOM | 0 | [6 empty] | 0.82193 | 0
LCP_Inputs_ON_Electric_IEA_2023_05_05 | 2025 | Nuclear SMR | Generation | Electricity | PJ | Dispatch-Generation | EmissionsCost | 0 | [6 empty] | 0.82193 | 0
LCP_Inputs_ON_Electric_IEA_2023_05_05 | 2025 | Nuclear SMR | Generation | Electricity | PJ | Dispatch-Generation | FuelCost | 0 | [6 empty] | 0.82193 | 0
LCP_Inputs_ON_Electric_IEA_2023_05_05 | 2025 | Nuclear SMR | Generation | Electricity | PJ | Dispatch-Generation | VOM | 0 | [6 empty] | 0.82193 | 0
LCP_Inputs_ON_Electric_IEA_2023_05_05 | 2025 | Nuclear SMR | Generation | Electricity | QC | Dispatch-Generation | EmissionsCost | 0 | [6 empty] | 0.82193 | 0
LCP_Inputs_ON_Electric_IEA_2023_05_05 | 2025 | Nuclear SMR | Generation | Electricity | QC | Dispatch-Generation | FuelCost | 0 | [6 empty] | 0.82193 | 0
LCP_Inputs_ON_Electric_IEA_2023_05_05 | 2025 | Nuclear SMR | Generation | Electricity | QC | Dispatch-Generation | VOM | 0 | [6 empty] | 0.82193 | 0
LCP_Inputs_ON_Electric_IEA_2023_05_05 | 2025 | Nuclear SMR | Generation | Electricity | WC | Dispatch-Generation | EmissionsCost | 0 | [6 empty] | 0.82193 | 0
LCP_Inputs_ON_Electric_IEA_2023_05_05 | 2025 | Nuclear SMR | Generation | Electricity | WC | Dispatch-Generation | FuelCost | 0 | [6 empty] | 0.82193 | 0
LCP_Inputs_ON_Electric_IEA_2023_05_05 | 2025 | Nuclear SMR | Generation | Electricity | WC | Dispatch-Generation | VOM | 0 | [6 empty] | 0.82193 | 0
LCP_Inputs_ON_Electric_IEA_2023_05_05 | 2025 | O/CCGT - CH4 Existing | Crossload | Electricity | MI | Dispatch-Crossload | EmissionsCost | 0 | [6 empty] | 0.82193 | 0
LCP_Inputs_ON_Electric_IEA_2023_05_05 | 2025 | O/CCGT - CH4 Existing | Crossload | Electricity | MI | Dispatch-Crossload | FuelCost | 0 | [6 empty] | 0.82193 | 0
LCP_Inputs_ON_Electric_IEA_2023_05_05 | 2025 | O/CCGT - CH4 Existing | Crossload | Electricity | MI | Dispatch-Crossload | VOM | 0 | [6 empty] | 0.82193 | 0
LCP_Inputs_ON_Electric_IEA_2023_05_05 | 2025 | O/CCGT - CH4 Existing | Crossload | Electricity | NY | Dispatch-Crossload | EmissionsCost | 0 | [6 empty] | 0.82193 | 0
LCP_Inputs_ON_Electric_IEA_2023_05_05 | 2025 | O/CCGT - CH4 Existing | Crossload | Electricity | NY | Dispatch-Crossload | FuelCost | 0 | [6 empty] | 0.82193 | 0
LCP_Inputs_ON_Electric_IEA_2023_05_05 | 2025 | O/CCGT - CH4 Existing | Crossload | Electricity | NY | Dispatch-Crossload | VOM | 0 | [6 empty] | 0.82193 | 0
LCP_Inputs_ON_Electric_IEA_2023_05_05 | 2025 | O/CCGT - CH4 Existing | Crossload | Electricity | ON | Dispatch-Crossload | EmissionsCost | 0 | [6 empty] | 0.82193 | 0
LCP_Inputs_ON_Electric_IEA_2023_05_05 | 2025 | O/CCGT - CH4 Existing | Crossload | Electricity | ON | Dispatch-Crossload | FuelCost | 0 | [6 empty] | 0.82193 | 0
LCP_Inputs_ON_Electric_IEA_2023_05_05 | 2025 | O/CCGT - CH4 Existing | Crossload | Electricity | ON | Dispatch-Crossload | VOM | 0 | [6 empty] | 0.82193 | 0
LCP_Inputs_ON_Electric_IEA_2023_05_05 | 2025 | O/CCGT - CH4 Existing | Crossload | Electricity | PJ | Dispatch-Crossload | EmissionsCost | 0 | [6 empty] | 0.82193 | 0
LCP_Inputs_ON_Electric_IEA_2023_05_05 | 2025 | O/CCGT - CH4 Existing | Crossload | Electricity | PJ | Dispatch-Crossload | FuelCost | 0 | [6 empty] | 0.82193 | 0
LCP_Inputs_ON_Electric_IEA_2023_05_05 | 2025 | O/CCGT - CH4 Existing | Crossload | Electricity | PJ | Dispatch-Crossload | VOM | 0 | [6 empty] | 0.82193 | 0
LCP_Inputs_ON_Electric_IEA_2023_05_05 | 2025 | O/CCGT - CH4 Existing | Crossload | Electricity | QC | Dispatch-Crossload | EmissionsCost | 0 | [6 empty] | 0.82193 | 0
LCP_Inputs_ON_Electric_IEA_2023_05_05 | 2025 | O/CCGT - CH4 Existing | Crossload | Electricity | QC | Dispatch-Crossload | FuelCost | 0 | [6 empty] | 0.82193 | 0
LCP_Inputs_ON_Electric_IEA_2023_05_05 | 2025 | O/CCGT - CH4 Existing | Crossload | Electricity | QC | Dispatch-Crossload | VOM | 0 | [6 empty] | 0.82193 | 0
LCP_Inputs_ON_Electric_IEA_2023_05_05 | 2025 | O/CCGT - CH4 Existing | Crossload | Electricity | WC | Dispatch-Crossload | EmissionsCost | 0 | [6 empty] | 0.82193 | 0
LCP_Inputs_ON_Electric_IEA_2023_05_05 | 2025 | O/CCGT - CH4 Existing | Crossload | Electricity | WC | Dispatch-Crossload | FuelCost | 0 | [6 empty] | 0.82193 | 0
LCP_Inputs_ON_Electric_IEA_2023_05_05 | 2025 | O/CCGT - CH4 Existing | Crossload | Electricity | WC | Dispatch-Crossload | VOM | 0 | [6 empty] | 0.82193 | 0
LCP_Inputs_ON_Electric_IEA_2023_05_05 | 2025 | O/CCGT - CH4 New | Crossload | Electricity | MI | Dispatch-Crossload | EmissionsCost | 0 | [6 empty] | 0.82193 | 0
LCP_Inputs_ON_Electric_IEA_2023_05_05 | 2025 | O/CCGT - CH4 New | Crossload | Electricity | MI | Dispatch-Crossload | FuelCost | 0 | [6 empty] | 0.82193 | 0
LCP_Inputs_ON_Electric_IEA_2023_05_05 | 2025 | O/CCGT - CH4 New | Crossload | Electricity | MI | Dispatch-Crossload | VOM | 0 | [6 empty] | 0.82193 | 0
LCP_Inputs_ON_Electric_IEA_2023_05_05 | 2025 | O/CCGT - CH4 New | Crossload | Electricity | NY | Dispatch-Crossload | EmissionsCost | 0 | [6 empty] | 0.82193 | 0
LCP_Inputs_ON_Electric_IEA_2023_05_05 | 2025 | O/CCGT - CH4 New | Crossload | Electricity | NY | Dispatch-Crossload | FuelCost | 0 | [6 empty] | 0.82193 | 0
LCP_Inputs_ON_Electric_IEA_2023_05_05 | 2025 | O/CCGT - CH4 New | Crossload | Electricity | NY | Dispatch-Crossload | VOM | 0 | [6 empty] | 0.82193 | 0
LCP_Inputs_ON_Electric_IEA_2023_05_05 | 2025 | O/CCGT - CH4 New | Crossload | Electricity | ON | Dispatch-Crossload | EmissionsCost | 0 | [6 empty] | 0.82193 | 0
LCP_Inputs_ON_Electric_IEA_2023_05_05 | 2025 | O/CCGT - CH4 New | Crossload | Electricity | ON | Dispatch-Crossload | FuelCost | 0 | [6 empty] | 0.82193 | 0
LCP_Inputs_ON_Electric_IEA_2023_05_05 | 2025 | O/CCGT - CH4 New | Crossload | Electricity | ON | Dispatch-Crossload | VOM | 0 | [6 empty] | 0.82193 | 0
LCP_Inputs_ON_Electric_IEA_2023_05_05 | 2025 | O/CCGT - CH4 New | Crossload | Electricity | PJ | Dispatch-Crossload | EmissionsCost | 0 | [6 empty] | 0.82193 | 0
LCP_Inputs_ON_Electric_IEA_2023_05_05 | 2025 | O/CCGT - CH4 New | Crossload | Electricity | PJ | Dispatch-Crossload | FuelCost | 0 | [6 empty] | 0.82193 | 0
LCP_Inputs_ON_Electric_IEA_2023_05_05 | 2025 | O/CCGT - CH4 New | Crossload | Electricity | PJ | Dispatch-Crossload | VOM | 0 | [6 empty] | 0.82193 | 0
LCP_Inputs_ON_Electric_IEA_2023_05_05 | 2025 | O/CCGT - CH4 New | Crossload | Electricity | QC | Dispatch-Crossload | EmissionsCost | 0 | [6 empty] | 0.82193 | 0
LCP_Inputs_ON_Electric_IEA_2023_05_05 | 2025 | O/CCGT - CH4 New | Crossload | Electricity | QC | Dispatch-Crossload | FuelCost | 0 | [6 empty] | 0.82193 | 0
LCP_Inputs_ON_Electric_IEA_2023_05_05 | 2025 | O/CCGT - CH4 New | Crossload | Electricity | QC | Dispatch-Crossload | VOM | 0 | [6 empty] | 0.82193 | 0
LCP_Inputs_ON_Electric_IEA_2023_05_05 | 2025 | O/CCGT - CH4 New | Crossload | Electricity | WC | Dispatch-Crossload | EmissionsCost | 0 | [6 empty] | 0.82193 | 0
LCP_Inputs_ON_Electric_IEA_2023_05_05 | 2025 | O/CCGT - CH4 New | Crossload | Electricity | WC | Dispatch-Crossload | FuelCost | 0 | [6 empty] | 0.82193 | 0
LCP_Inputs_ON_Electric_IEA_2023_05_05 | 2025 | O/CCGT - CH4 New | Crossload | Electricity | WC | Dispatch-Crossload | VOM | 0 | [6 empty] | 0.82193 | 0
LCP_Inputs_ON_Electric_IEA_2023_05_05 | 2025 | O/CCGT - H2 New | Crossload | Electricity | MI | Dispatch-Crossload | EmissionsCost | 0 | [6 empty] | 0.82193 | 0
LCP_Inputs_ON_Electric_IEA_2023_05_05 | 2025 | O/CCGT - H2 New | Crossload | Electricity | MI | Dispatch-Crossload | FuelCost | 0 | [6 empty] | 0.82193 | 0
LCP_Inputs_ON_Electric_IEA_2023_05_05 | 2025 | O/CCGT - H2 New | Crossload | Electricity | MI | Dispatch-Crossload | VOM | 0 | [6 empty] | 0.82193 | 0
LCP_Inputs_ON_Electric_IEA_2023_05_05 | 2025 | O/CCGT - H2 New | Crossload | Electricity | NY | Dispatch-Crossload | EmissionsCost | 0 | [6 empty] | 0.82193 | 0
LCP_Inputs_ON_Electric_IEA_2023_05_05 | 2025 | O/CCGT - H2 New | Crossload | Electricity | NY | Dispatch-Crossload | FuelCost | 0 | [6 empty] | 0.82193 | 0
LCP_Inputs_ON_Electric_IEA_2023_05_05 | 2025 | O/CCGT - H2 New | Crossload | Electricity | NY | Dispatch-Crossload | VOM | 0 | [6 empty] | 0.82193 | 0
LCP_Inputs_ON_Electric_IEA_2023_05_05 | 2025 | O/CCGT - H2 New | Crossload | Electricity | ON | Dispatch-Crossload | EmissionsCost | 0 | [6 empty] | 0.82193 | 0
LCP_Inputs_ON_Electric_IEA_2023_05_05 | 2025 | O/CCGT - H2 New | Crossload | Electricity | ON | Dispatch-Crossload | FuelCost | 0 | [6 empty] | 0.82193 | 0
LCP_Inputs_ON_Electric_IEA_2023_05_05 | 2025 | O/CCGT - H2 New | Crossload | Electricity | ON | Dispatch-Crossload | VOM | 0 | [6 empty] | 0.82193 | 0
LCP_Inputs_ON_Electric_IEA_2023_05_05 | 2025 | O/CCGT - H2 New | Crossload | Electricity | PJ | Dispatch-Crossload | EmissionsCost | 0 | [6 empty] | 0.82193 | 0
LCP_Inputs_ON_Electric_IEA_2023_05_05 | 2025 | O/CCGT - H2 New | Crossload | Electricity | PJ | Dispatch-Crossload | FuelCost | 0 | [6 empty] | 0.82193 | 0
LCP_Inputs_ON_Electric_IEA_2023_05_05 | 2025 | O/CCGT - H2 New | Crossload | Electricity | PJ | Dispatch-Crossload | VOM | 0 | [6 empty] | 0.82193 | 0
LCP_Inputs_ON_Electric_IEA_2023_05_05 | 2025 | O/CCGT - H2 New | Crossload | Electricity | QC | Dispatch-Crossload | EmissionsCost | 0 | [6 empty] | 0.82193 | 0
LCP_Inputs_ON_Electric_IEA_2023_05_05 | 2025 | O/CCGT - H2 New | Crossload | Electricity | QC | Dispatch-Crossload | FuelCost | 0 | [6 empty] | 0.82193 | 0
LCP_Inputs_ON_Electric_IEA_2023_05_05 | 2025 | O/CCGT - H2 New | Crossload | Electricity | QC | Dispatch-Crossload | VOM | 0 | [6 empty] | 0.82193 | 0
LCP_Inputs_ON_Electric_IEA_2023_05_05 | 2025 | O/CCGT - H2 New | Crossload | Electricity | WC | Dispatch-Crossload | EmissionsCost | 0 | [6 empty] | 0.82193 | 0
LCP_Inputs_ON_Electric_IEA_2023_05_05 | 2025 | O/CCGT - H2 New | Crossload | Electricity | WC | Dispatch-Crossload | FuelCost | 0 | [6 empty] | 0.82193 | 0
LCP_Inputs_ON_Electric_IEA_2023_05_05 | 2025 | O/CCGT - H2 New | Crossload | Electricity | WC | Dispatch-Crossload | VOM | 0 | [6 empty] | 0.82193 | 0
LCP_Inputs_ON_Electric_IEA_2023_05_05 | 2025 | SMR CCS | Generation | Hydrogen | MI | Dispatch-Generation | EmissionsCost | 0 | [6 empty] | 0.82193 | 0
LCP_Inputs_ON_Electric_IEA_2023_05_05 | 2025 | SMR CCS | Generation | Hydrogen | MI | Dispatch-Generation | FuelCost | 0 | [6 empty] | 0.82193 | 0
LCP_Inputs_ON_Electric_IEA_2023_05_05 | 2025 | SMR CCS | Generation | Hydrogen | MI | Dispatch-Generation | VOM | 0 | [6 empty] | 0.82193 | 0
LCP_Inputs_ON_Electric_IEA_2023_05_05 | 2025 | SMR CCS | Generation | Hydrogen | NY | Dispatch-Generation | EmissionsCost | 0 | [6 empty] | 0.82193 | 0
LCP_Inputs_ON_Electric_IEA_2023_05_05 | 2025 | SMR CCS | Generation | Hydrogen | NY | Dispatch-Generation | FuelCost | 0 | [6 empty] | 0.82193 | 0
LCP_Inputs_ON_Electric_IEA_2023_05_05 | 2025 | SMR CCS | Generation | Hydrogen | NY | Dispatch-Generation | VOM | 0 | [6 empty] | 0.82193 | 0
LCP_Inputs_ON_Electric_IEA_2023_05_05 | 2025 | SMR CCS | Generation | Hydrogen | ON | Dispatch-Generation | EmissionsCost | 0 | [6 empty] | 0.82193 | 0
LCP_Inputs_ON_Electric_IEA_2023_05_05 | 2025 | SMR CCS | Generation | Hydrogen | ON | Dispatch-Generation | FuelCost | 0 | [6 empty] | 0.82193 | 0
LCP_Inputs_ON_Electric_IEA_2023_05_05 | 2025 | SMR CCS | Generation | Hydrogen | ON | Dispatch-Generation | VOM | 0 | [6 empty] | 0.82193 | 0
LCP_Inputs_ON_Electric_IEA_2023_05_05 | 2025 | SMR CCS | Generation | Hydrogen | PJ | Dispatch-Generation | EmissionsCost | 0 | [6 empty] | 0.82193 | 0
LCP_Inputs_ON_Electric_IEA_2023_05_05 | 2025 | SMR CCS | Generation | Hydrogen | PJ | Dispatch-Generation | FuelCost | 0 | [6 empty] | 0.82193 | 0
LCP_Inputs_ON_Electric_IEA_2023_05_05 | 2025 | SMR CCS | Generation | Hydrogen | PJ | Dispatch-Generation | VOM | 0 | [6 empty] | 0.82193 | 0
LCP_Inputs_ON_Electric_IEA_2023_05_05 | 2025 | SMR CCS | Generation | Hydrogen | QC | Dispatch-Generation | EmissionsCost | 0 | [6 empty] | 0.82193 | 0
LCP_Inputs_ON_Electric_IEA_2023_05_05 | 2025 | SMR CCS | Generation | Hydrogen | QC | Dispatch-Generation | FuelCost | 0 | [6 empty] | 0.82193 | 0
LCP_Inputs_ON_Electric_IEA_2023_05_05 | 2025 | SMR CCS | Generation | Hydrogen | QC | Dispatch-Generation | VOM | 0 | [6 empty] | 0.82193 | 0
LCP_Inputs_ON_Electric_IEA_2023_05_05 | 2025 | SMR CCS | Generation | Hydrogen | WC | Dispatch-Generation | EmissionsCost | 0 | [6 empty] | 0.82193 | 0
LCP_Inputs_ON_Electric_IEA_2023_05_05 | 2025 | SMR CCS | Generation | Hydrogen | WC | Dispatch-Generation | FuelCost | 0 | [6 empty] | 0.82193 | 0
LCP_Inputs_ON_Electric_IEA_2023_05_05 | 2025 | SMR CCS | Generation | Hydrogen | WC | Dispatch-Generation | VOM | 0 | [6 empty] | 0.82193 | 0
LCP_Inputs_ON_Electric_IEA_2023_05_05 | 2025 | Solar PV | Generation | Electricity | MI | Dispatch-Generation | EmissionsCost | 0 | [6 empty] | 0.82193 | 0
LCP_Inputs_ON_Electric_IEA_2023_05_05 | 2025 | Solar PV | Generation | Electricity | MI | Dispatch-Generation | FuelCost | 0 | [6 empty] | 0.82193 | 0
LCP_Inputs_ON_Electric_IEA_2023_05_05 | 2025 | Solar PV | Generation | Electricity | MI | Dispatch-Generation | VOM | 0 | [6 empty] | 0.82193 | 0
LCP_Inputs_ON_Electric_IEA_2023_05_05 | 2025 | Solar PV | Generation | Electricity | NY | Dispatch-Generation | EmissionsCost | 0 | [6 empty] | 0.82193 | 0
LCP_Inputs_ON_Electric_IEA_2023_05_05 | 2025 | Solar PV | Generation | Electricity | NY | Dispatch-Generation | FuelCost | 0 | [6 empty] | 0.82193 | 0
LCP_Inputs_ON_Electric_IEA_2023_05_05 | 2025 | Solar PV | Generation | Electricity | NY | Dispatch-Generation | VOM | 0 | [6 empty] | 0.82193 | 0
LCP_Inputs_ON_Electric_IEA_2023_05_05 | 2025 | Solar PV | Generation | Electricity | ON | Dispatch-Generation | EmissionsCost | 0 | [6 empty] | 0.82193 | 0
LCP_Inputs_ON_Electric_IEA_2023_05_05 | 2025 | Solar PV | Generation | Electricity | ON | Dispatch-Generation | FuelCost | 0 | [6 empty] | 0.82193 | 0
LCP_Inputs_ON_Electric_IEA_2023_05_05 | 2025 | Solar PV | Generation | Electricity | ON | Dispatch-Generation | VOM | 0 | [6 empty] | 0.82193 | 0
LCP_Inputs_ON_Electric_IEA_2023_05_05 | 2025 | Solar PV | Generation | Electricity | PJ | Dispatch-Generation | EmissionsCost | 0 | [6 empty] | 0.82193 | 0
LCP_Inputs_ON_Electric_IEA_2023_05_05 | 2025 | Solar PV | Generation | Electricity | PJ | Dispatch-Generation | FuelCost | 0 | [6 empty] | 0.82193 | 0
LCP_Inputs_ON_Electric_IEA_2023_05_05 | 2025 | Solar PV | Generation | Electricity | PJ | Dispatch-Generation | VOM | 0 | [6 empty] | 0.82193 | 0
LCP_Inputs_ON_Electric_IEA_2023_05_05 | 2025 | Solar PV | Generation | Electricity | QC | Dispatch-Generation | EmissionsCost | 0 | [6 empty] | 0.82193 | 0
LCP_Inputs_ON_Electric_IEA_2023_05_05 | 2025 | Solar PV | Generation | Electricity | QC | Dispatch-Generation | FuelCost | 0 | [6 empty] | 0.82193 | 0
LCP_Inputs_ON_Electric_IEA_2023_05_05 | 2025 | Solar PV | Generation | Electricity | QC | Dispatch-Generation | VOM | 0 | [6 empty] | 0.82193 | 0
LCP_Inputs_ON_Electric_IEA_2023_05_05 | 2025 | Solar PV | Generation | Electricity | WC | Dispatch-Generation | EmissionsCost | 0 | [6 empty] | 0.82193 | 0
LCP_Inputs_ON_Electric_IEA_2023_05_05 | 2025 | Solar PV | Generation | Electricity | WC | Dispatch-Generation | FuelCost | 0 | [6 empty] | 0.82193 | 0
LCP_Inputs_ON_Electric_IEA_2023_05_05 | 2025 | Solar PV | Generation | Electricity | WC | Dispatch-Generation | VOM | 0 | [6 empty] | 0.82193 | 0
LCP_Inputs_ON_Electric_IEA_2023_05_05 | 2025 | Wind Offshore | Generation | Electricity | MI | Dispatch-Generation | EmissionsCost | 0 | [6 empty] | 0.82193 | 0
LCP_Inputs_ON_Electric_IEA_2023_05_05 | 2025 | Wind Offshore | Generation | Electricity | MI | Dispatch-Generation | FuelCost | 0 | [6 empty] | 0.82193 | 0
LCP_Inputs_ON_Electric_IEA_2023_05_05 | 2025 | Wind Offshore | Generation | Electricity | MI | Dispatch-Generation | VOM | 0 | [6 empty] | 0.82193 | 0
LCP_Inputs_ON_Electric_IEA_2023_05_05 | 2025 | Wind Offshore | Generation | Electricity | NY | Dispatch-Generation | EmissionsCost | 0 | [6 empty] | 0.82193 | 0
LCP_Inputs_ON_Electric_IEA_2023_05_05 | 2025 | Wind Offshore | Generation | Electricity | NY | Dispatch-Generation | FuelCost | 0 | [6 empty] | 0.82193 | 0
LCP_Inputs_ON_Electric_IEA_2023_05_05 | 2025 | Wind Offshore | Generation | Electricity | NY | Dispatch-Generation | VOM | 0 | [6 empty] | 0.82193 | 0
LCP_Inputs_ON_Electric_IEA_2023_05_05 | 2025 | Wind Offshore | Generation | Electricity | ON | Dispatch-Generation | EmissionsCost | 0 | [6 empty] | 0.82193 | 0
LCP_Inputs_ON_Electric_IEA_2023_05_05 | 2025 | Wind Offshore | Generation | Electricity | ON | Dispatch-Generation | FuelCost | 0 | [6 empty] | 0.82193 | 0
LCP_Inputs_ON_Electric_IEA_2023_05_05 | 2025 | Wind Offshore | Generation | Electricity | ON | Dispatch-Generation | VOM | 0 | [6 empty] | 0.82193 | 0
LCP_Inputs_ON_Electric_IEA_2023_05_05 | 2025 | Wind Offshore | Generation | Electricity | PJ | Dispatch-Generation | EmissionsCost | 0 | [6 empty] | 0.82193 | 0
LCP_Inputs_ON_Electric_IEA_2023_05_05 | 2025 | Wind Offshore | Generation | Electricity | PJ | Dispatch-Generation | FuelCost | 0 | [6 empty] | 0.82193 | 0
LCP_Inputs_ON_Electric_IEA_2023_05_05 | 2025 | Wind Offshore | Generation | Electricity | PJ | Dispatch-Generation | VOM | 0 | [6 empty] | 0.82193 | 0
LCP_Inputs_ON_Electric_IEA_2023_05_05 | 2025 | Wind Offshore | Generation | Electricity | QC | Dispatch-Generation | EmissionsCost | 0 | [6 empty] | 0.82193 | 0
LCP_Inputs_ON_Electric_IEA_2023_05_05 | 2025 | Wind Offshore | Generation | Electricity | QC | Dispatch-Generation | FuelCost | 0 | [6 empty] | 0.82193 | 0
LCP_Inputs_ON_Electric_IEA_2023_05_05 | 2025 | Wind Offshore | Generation | Electricity | QC | Dispatch-Generation | VOM | 0 | [6 empty] | 0.82193 | 0
LCP_Inputs_ON_Electric_IEA_2023_05_05 | 2025 | Wind Offshore | Generation | Electricity | WC | Dispatch-Generation | EmissionsCost | 0 | [6 empty] | 0.82193 | 0
LCP_Inputs_ON_Electric_IEA_2023_05_05 | 2025 | Wind Offshore | Generation | Electricity | WC | Dispatch-Generation | FuelCost | 0 | [6 empty] | 0.82193 | 0
LCP_Inputs_ON_Electric_IEA_2023_05_05 | 2025 | Wind Offshore | Generation | Electricity | WC | Dispatch-Generation | VOM | 0 | [6 empty] | 0.82193 | 0
LCP_Inputs_ON_Electric_IEA_2023_05_05 | 2025 | Wind Onshore | Generation | Electricity | MI | Dispatch-Generation | EmissionsCost | 0 | [6 empty] | 0.82193 | 0
LCP_Inputs_ON_Electric_IEA_2023_05_05 | 2025 | Wind Onshore | Generation | Electricity | MI | Dispatch-Generation | FuelCost | 0 | [6 empty] | 0.82193 | 0
LCP_Inputs_ON_Electric_IEA_2023_05_05 | 2025 | Wind Onshore | Generation | Electricity | MI | Dispatch-Generation | VOM | 0 | [6 empty] | 0.82193 | 0
LCP_Inputs_ON_Electric_IEA_2023_05_05 | 2025 | Wind Onshore | Generation | Electricity | NY | Dispatch-Generation | EmissionsCost | 0 | [6 empty] | 0.82193 | 0
LCP_Inputs_ON_Electric_IEA_2023_05_05 | 2025 | Wind Onshore | Generation | Electricity | NY | Dispatch-Generation | FuelCost | 0 | [6 empty] | 0.82193 | 0
LCP_Inputs_ON_Electric_IEA_2023_05_05 | 2025 | Wind Onshore | Generation | Electricity | NY | Dispatch-Generation | VOM | 0 | [6 empty] | 0.82193 | 0
LCP_Inputs_ON_Electric_IEA_2023_05_05 | 2025 | Wind Onshore | Generation | Electricity | ON | Dispatch-Generation | EmissionsCost | 0 | [6 empty] | 0.82193 | 0
LCP_Inputs_ON_Electric_IEA_2023_05_05 | 2025 | Wind Onshore | Generation | Electricity | ON | Dispatch-Generation | FuelCost | 0 | [6 empty] | 0.82193 | 0
LCP_Inputs_ON_Electric_IEA_2023_05_05 | 2025 | Wind Onshore | Generation | Electricity | ON | Dispatch-Generation | VOM | 0 | [6 empty] | 0.82193 | 0
LCP_Inputs_ON_Electric_IEA_2023_05_05 | 2025 | Wind Onshore | Generation | Electricity | PJ | Dispatch-Generation | EmissionsCost | 0 | [6 empty] | 0.82193 | 0
LCP_Inputs_ON_Electric_IEA_2023_05_05 | 2025 | Wind Onshore | Generation | Electricity | PJ | Dispatch-Generation | FuelCost | 0 | [6 empty] | 0.82193 | 0
LCP_Inputs_ON_Electric_IEA_2023_05_05 | 2025 | Wind Onshore | Generation | Electricity | PJ | Dispatch-Generation | VOM | 0 | [6 empty] | 0.82193 | 0
LCP_Inputs_ON_Electric_IEA_2023_05_05 | 2025 | Wind Onshore | Generation | Electricity | QC | Dispatch-Generation | EmissionsCost | 0 | [6 empty] | 0.82193 | 0
LCP_Inputs_ON_Electric_IEA_2023_05_05 | 2025 | Wind Onshore | Generation | Electricity | QC | Dispatch-Generation | FuelCost | 0 | [6 empty] | 0.82193 | 0
LCP_Inputs_ON_Electric_IEA_2023_05_05 | 2025 | Wind Onshore | Generation | Electricity | QC | Dispatch-Generation | VOM | 0 | [6 empty] | 0.82193 | 0
LCP_Inputs_ON_Electric_IEA_2023_05_05 | 2025 | Wind Onshore | Generation | Electricity | WC | Dispatch-Generation | EmissionsCost | 0 | [6 empty] | 0.82193 | 0
LCP_Inputs_ON_Electric_IEA_2023_05_05 | 2025 | Wind Onshore | Generation | Electricity | WC | Dispatch-Generation | FuelCost | 0 | [6 empty] | 0.82193 | 0
LCP_Inputs_ON_Electric_IEA_2023_05_05 | 2025 | Wind Onshore | Generation | Electricity | WC | Dispatch-Generation | VOM | 0 | [6 empty] | 0.82193 | 0
LCP_Inputs_ON_Electric_IEA_2023_05_05 | 2026 | Anaerobic Digestion | Generation | Methane | MI | Dispatch-Generation | EmissionsCost | 0 | [6 empty] | 0.79031 | 0
LCP_Inputs_ON_Electric_IEA_2023_05_05 | 2026 | Anaerobic Digestion | Generation | Methane | MI | Dispatch-Generation | FuelCost | 0 | [6 empty] | 0.79031 | 0
LCP_Inputs_ON_Electric_IEA_2023_05_05 | 2026 | Anaerobic Digestion | Generation | Methane | MI | Dispatch-Generation | VOM | 0 | [6 empty] | 0.79031 | 0
LCP_Inputs_ON_Electric_IEA_2023_05_05 | 2026 | Anaerobic Digestion | Generation | Methane | NY | Dispatch-Generation | EmissionsCost | 0 | [6 empty] | 0.79031 | 0
LCP_Inputs_ON_Electric_IEA_2023_05_05 | 2026 | Anaerobic Digestion | Generation | Methane | NY | Dispatch-Generation | FuelCost | 0 | [6 empty] | 0.79031 | 0
LCP_Inputs_ON_Electric_IEA_2023_05_05 | 2026 | Anaerobic Digestion | Generation | Methane | NY | Dispatch-Generation | VOM | 0 | [6 empty] | 0.79031 | 0
LCP_Inputs_ON_Electric_IEA_2023_05_05 | 2026 | Anaerobic Digestion | Generation | Methane | ON | Dispatch-Generation | EmissionsCost | 0 | [6 empty] | 0.79031 | 0
LCP_Inputs_ON_Electric_IEA_2023_05_05 | 2026 | Anaerobic Digestion | Generation | Methane | ON | Dispatch-Generation | FuelCost | 0 | [6 empty] | 0.79031 | 0
LCP_Inputs_ON_Electric_IEA_2023_05_05 | 2026 | Anaerobic Digestion | Generation | Methane | ON | Dispatch-Generation | VOM | 0 | [6 empty] | 0.79031 | 0
LCP_Inputs_ON_Electric_IEA_2023_05_05 | 2026 | Anaerobic Digestion | Generation | Methane | PJ | Dispatch-Generation | EmissionsCost | 0 | [6 empty] | 0.79031 | 0
LCP_Inputs_ON_Electric_IEA_2023_05_05 | 2026 | Anaerobic Digestion | Generation | Methane | PJ | Dispatch-Generation | FuelCost | 0 | [6 empty] | 0.79031 | 0
LCP_Inputs_ON_Electric_IEA_2023_05_05 | 2026 | Anaerobic Digestion | Generation | Methane | PJ | Dispatch-Generation | VOM | 0 | [6 empty] | 0.79031 | 0
LCP_Inputs_ON_Electric_IEA_2023_05_05 | 2026 | Anaerobic Digestion | Generation | Methane | QC | Dispatch-Generation | EmissionsCost | 0 | [6 empty] | 0.79031 | 0
LCP_Inputs_ON_Electric_IEA_2023_05_05 | 2026 | Anaerobic Digestion | Generation | Methane | QC | Dispatch-Generation | FuelCost | 0 | [6 empty] | 0.79031 | 0
LCP_Inputs_ON_Electric_IEA_2023_05_05 | 2026 | Anaerobic Digestion | Generation | Methane | QC | Dispatch-Generation | VOM | 0 | [6 empty] | 0.79031 | 0
LCP_Inputs_ON_Electric_IEA_2023_05_05 | 2026 | Anaerobic Digestion | Generation | Methane | WC | Dispatch-Generation | EmissionsCost | 0 | [6 empty] | 0.79031 | 0
LCP_Inputs_ON_Electric_IEA_2023_05_05 | 2026 | Anaerobic Digestion | Generation | Methane | WC | Dispatch-Generation | FuelCost | 0 | [6 empty] | 0.79031 | 0
LCP_Inputs_ON_Electric_IEA_2023_05_05 | 2026 | Anaerobic Digestion | Generation | Methane | WC | Dispatch-Generation | VOM | 0 | [6 empty] | 0.79031 | 0
LCP_Inputs_ON_Electric_IEA_2023_05_05 | 2026 | Battery Storage | Storage | Electricity | MI | Dispatch-Storage | EmissionsCost | 0 | [6 empty] | 0.79031 | 0
LCP_Inputs_ON_Electric_IEA_2023_05_05 | 2026 | Battery Storage | Storage | Electricity | MI | Dispatch-Storage | FuelCost | 0 | [6 empty] | 0.79031 | 0
LCP_Inputs_ON_Electric_IEA_2023_05_05 | 2026 | Battery Storage | Storage | Electricity | MI | Dispatch-Storage | VOM | 0 | [6 empty] | 0.79031 | 0
LCP_Inputs_ON_Electric_IEA_2023_05_05 | 2026 | Battery Storage | Storage | Electricity | NY | Dispatch-Storage | EmissionsCost | 0 | [6 empty] | 0.79031 | 0
LCP_Inputs_ON_Electric_IEA_2023_05_05 | 2026 | Battery Storage | Storage | Electricity | NY | Dispatch-Storage | FuelCost | 0 | [6 empty] | 0.79031 | 0
LCP_Inputs_ON_Electric_IEA_2023_05_05 | 2026 | Battery Storage | Storage | Electricity | NY | Dispatch-Storage | VOM | 0 | [6 empty] | 0.79031 | 0
LCP_Inputs_ON_Electric_IEA_2023_05_05 | 2026 | Battery Storage | Storage | Electricity | ON | Dispatch-Storage | EmissionsCost | 0 | [6 empty] | 0.79031 | 0
LCP_Inputs_ON_Electric_IEA_2023_05_05 | 2026 | Battery Storage | Storage | Electricity | ON | Dispatch-Storage | FuelCost | 0 | [6 empty] | 0.79031 | 0
LCP_Inputs_ON_Electric_IEA_2023_05_05 | 2026 | Battery Storage | Storage | Electricity | ON | Dispatch-Storage | VOM | 0 | [6 empty] | 0.79031 | 0
LCP_Inputs_ON_Electric_IEA_2023_05_05 | 2026 | Battery Storage | Storage | Electricity | PJ | Dispatch-Storage | EmissionsCost | 0 | [6 empty] | 0.79031 | 0
LCP_Inputs_ON_Electric_IEA_2023_05_05 | 2026 | Battery Storage | Storage | Electricity | PJ | Dispatch-Storage | FuelCost | 0 | [6 empty] | 0.79031 | 0
LCP_Inputs_ON_Electric_IEA_2023_05_05 | 2026 | Battery Storage | Storage | Electricity | PJ | Dispatch-Storage | VOM | 0 | [6 empty] | 0.79031 | 0
LCP_Inputs_ON_Electric_IEA_2023_05_05 | 2026 | Battery Storage | Storage | Electricity | QC | Dispatch-Storage | EmissionsCost | 0 | [6 empty] | 0.79031 | 0
LCP_Inputs_ON_Electric_IEA_2023_05_05 | 2026 | Battery Storage | Storage | Electricity | QC | Dispatch-Storage | FuelCost | 0 | [6 empty] | 0.79031 | 0
LCP_Inputs_ON_Electric_IEA_2023_05_05 | 2026 | Battery Storage | Storage | Electricity | QC | Dispatch-Storage | VOM | 0 | [6 empty] | 0.79031 | 0
LCP_Inputs_ON_Electric_IEA_2023_05_05 | 2026 | Battery Storage | Storage | Electricity | WC | Dispatch-Storage | EmissionsCost | 0 | [6 empty] | 0.79031 | 0
LCP_Inputs_ON_Electric_IEA_2023_05_05 | 2026 | Battery Storage | Storage | Electricity | WC | Dispatch-Storage | FuelCost | 0 | [6 empty] | 0.79031 | 0
LCP_Inputs_ON_Electric_IEA_2023_05_05 | 2026 | Battery Storage | Storage | Electricity | WC | Dispatch-Storage | VOM | 0 | [6 empty] | 0.79031 | 0
LCP_Inputs_ON_Electric_IEA_2023_05_05 | 2026 | Biomass | Generation | Electricity | MI | Dispatch-Generation | EmissionsCost | 0 | [6 empty] | 0.79031 | 0
LCP_Inputs_ON_Electric_IEA_2023_05_05 | 2026 | Biomass | Generation | Electricity | MI | Dispatch-Generation | FuelCost | 0 | [6 empty] | 0.79031 | 0
LCP_Inputs_ON_Electric_IEA_2023_05_05 | 2026 | Biomass | Generation | Electricity | MI | Dispatch-Generation | VOM | 0 | [6 empty] | 0.79031 | 0
LCP_Inputs_ON_Electric_IEA_2023_05_05 | 2026 | Biomass | Generation | Electricity | NY | Dispatch-Generation | EmissionsCost | 0 | [6 empty] | 0.79031 | 0
LCP_Inputs_ON_Electric_IEA_2023_05_05 | 2026 | Biomass | Generation | Electricity | NY | Dispatch-Generation | FuelCost | 0 | [6 empty] | 0.79031 | 0
LCP_Inputs_ON_Electric_IEA_2023_05_05 | 2026 | Biomass | Generation | Electricity | NY | Dispatch-Generation | VOM | 0 | [6 empty] | 0.79031 | 0
LCP_Inputs_ON_Electric_IEA_2023_05_05 | 2026 | Biomass | Generation | Electricity | ON | Dispatch-Generation | EmissionsCost | 0 | [6 empty] | 0.79031 | 0
LCP_Inputs_ON_Electric_IEA_2023_05_05 | 2026 | Biomass | Generation | Electricity | ON | Dispatch-Generation | FuelCost | 0 | [6 empty] | 0.79031 | 0
LCP_Inputs_ON_Electric_IEA_2023_05_05 | 2026 | Biomass | Generation | Electricity | ON | Dispatch-Generation | VOM | 0 | [6 empty] | 0.79031 | 0
LCP_Inputs_ON_Electric_IEA_2023_05_05 | 2026 | Biomass | Generation | Electricity | PJ | Dispatch-Generation | EmissionsCost | 0 | [6 empty] | 0.79031 | 0
LCP_Inputs_ON_Electric_IEA_2023_05_05 | 2026 | Biomass | Generation | Electricity | PJ | Dispatch-Generation | FuelCost | 0 | [6 empty] | 0.79031 | 0
LCP_Inputs_ON_Electric_IEA_2023_05_05 | 2026 | Biomass | Generation | Electricity | PJ | Dispatch-Generation | VOM | 0 | [6 empty] | 0.79031 | 0
LCP_Inputs_ON_Electric_IEA_2023_05_05 | 2026 | Biomass | Generation | Electricity | QC | Dispatch-Generation | EmissionsCost | 0 | [6 empty] | 0.79031 | 0
LCP_Inputs_ON_Electric_IEA_2023_05_05 | 2026 | Biomass | Generation | Electricity | QC | Dispatch-Generation | FuelCost | 0 | [6 empty] | 0.79031 | 0
LCP_Inputs_ON_Electric_IEA_2023_05_05 | 2026 | Biomass | Generation | Electricity | QC | Dispatch-Generation | VOM | 0 | [6 empty] | 0.79031 | 0
LCP_Inputs_ON_Electric_IEA_2023_05_05 | 2026 | Biomass | Generation | Electricity | WC | Dispatch-Generation | EmissionsCost | 0 | [6 empty] | 0.79031 | 0
LCP_Inputs_ON_Electric_IEA_2023_05_05 | 2026 | Biomass | Generation | Electricity | WC | Dispatch-Generation | FuelCost | 0 | [6 empty] | 0.79031 | 0
LCP_Inputs_ON_Electric_IEA_2023_05_05 | 2026 | Biomass | Generation | Electricity | WC | Dispatch-Generation | VOM | 0 | [6 empty] | 0.79031 | 0
LCP_Inputs_ON_Electric_IEA_2023_05_05 | 2026 | Biomass + CCS | Generation | Electricity | MI | Dispatch-Generation | EmissionsCost | 0 | [6 empty] | 0.79031 | 0
LCP_Inputs_ON_Electric_IEA_2023_05_05 | 2026 | Biomass + CCS | Generation | Electricity | MI | Dispatch-Generation | FuelCost | 0 | [6 empty] | 0.79031 | 0
LCP_Inputs_ON_Electric_IEA_2023_05_05 | 2026 | Biomass + CCS | Generation | Electricity | MI | Dispatch-Generation | VOM | 0 | [6 empty] | 0.79031 | 0
LCP_Inputs_ON_Electric_IEA_2023_05_05 | 2026 | Biomass + CCS | Generation | Electricity | NY | Dispatch-Generation | EmissionsCost | 0 | [6 empty] | 0.79031 | 0
LCP_Inputs_ON_Electric_IEA_2023_05_05 | 2026 | Biomass + CCS | Generation | Electricity | NY | Dispatch-Generation | FuelCost | 0 | [6 empty] | 0.79031 | 0
LCP_Inputs_ON_Electric_IEA_2023_05_05 | 2026 | Biomass + CCS | Generation | Electricity | NY | Dispatch-Generation | VOM | 0 | [6 empty] | 0.79031 | 0
LCP_Inputs_ON_Electric_IEA_2023_05_05 | 2026 | Biomass + CCS | Generation | Electricity | ON | Dispatch-Generation | EmissionsCost | 0 | [6 empty] | 0.79031 | 0
LCP_Inputs_ON_Electric_IEA_2023_05_05 | 2026 | Biomass + CCS | Generation | Electricity | ON | Dispatch-Generation | FuelCost | 0 | [6 empty] | 0.79031 | 0
LCP_Inputs_ON_Electric_IEA_2023_05_05 | 2026 | Biomass + CCS | Generation | Electricity | ON | Dispatch-Generation | VOM | 0 | [6 empty] | 0.79031 | 0
LCP_Inputs_ON_Electric_IEA_2023_05_05 | 2026 | Biomass + CCS | Generation | Electricity | PJ | Dispatch-Generation | EmissionsCost | 0 | [6 empty] | 0.79031 | 0
LCP_Inputs_ON_Electric_IEA_2023_05_05 | 2026 | Biomass + CCS | Generation | Electricity | PJ | Dispatch-Generation | FuelCost | 0 | [6 empty] | 0.79031 | 0
LCP_Inputs_ON_Electric_IEA_2023_05_05 | 2026 | Biomass + CCS | Generation | Electricity | PJ | Dispatch-Generation | VOM | 0 | [6 empty] | 0.79031 | 0
LCP_Inputs_ON_Electric_IEA_2023_05_05 | 2026 | Biomass + CCS | Generation | Electricity | QC | Dispatch-Generation | EmissionsCost | 0 | [6 empty] | 0.79031 | 0
LCP_Inputs_ON_Electric_IEA_2023_05_05 | 2026 | Biomass + CCS | Generation | Electricity | QC | Dispatch-Generation | FuelCost | 0 | [6 empty] | 0.79031 | 0
LCP_Inputs_ON_Electric_IEA_2023_05_05 | 2026 | Biomass + CCS | Generation | Electricity | QC | Dispatch-Generation | VOM | 0 | [6 empty] | 0.79031 | 0
LCP_Inputs_ON_Electric_IEA_2023_05_05 | 2026 | Biomass + CCS | Generation | Electricity | WC | Dispatch-Generation | EmissionsCost | 0 | [6 empty] | 0.79031 | 0
LCP_Inputs_ON_Electric_IEA_2023_05_05 | 2026 | Biomass + CCS | Generation | Electricity | WC | Dispatch-Generation | FuelCost | 0 | [6 empty] | 0.79031 | 0
LCP_Inputs_ON_Electric_IEA_2023_05_05 | 2026 | Biomass + CCS | Generation | Electricity | WC | Dispatch-Generation | VOM | 0 | [6 empty] | 0.79031 | 0
LCP_Inputs_ON_Electric_IEA_2023_05_05 | 2026 | CH4 + CCS | Generation | Methane | MI | Dispatch-Generation | EmissionsCost | 0 | [6 empty] | 0.79031 | 0
LCP_Inputs_ON_Electric_IEA_2023_05_05 | 2026 | CH4 + CCS | Generation | Methane | MI | Dispatch-Generation | FuelCost | 0 | [6 empty] | 0.79031 | 0
LCP_Inputs_ON_Electric_IEA_2023_05_05 | 2026 | CH4 + CCS | Generation | Methane | MI | Dispatch-Generation | VOM | 0 | [6 empty] | 0.79031 | 0
LCP_Inputs_ON_Electric_IEA_2023_05_05 | 2026 | CH4 + CCS | Generation | Methane | NY | Dispatch-Generation | EmissionsCost | 0 | [6 empty] | 0.79031 | 0
LCP_Inputs_ON_Electric_IEA_2023_05_05 | 2026 | CH4 + CCS | Generation | Methane | NY | Dispatch-Generation | FuelCost | 0 | [6 empty] | 0.79031 | 0
LCP_Inputs_ON_Electric_IEA_2023_05_05 | 2026 | CH4 + CCS | Generation | Methane | NY | Dispatch-Generation | VOM | 0 | [6 empty] | 0.79031 | 0
LCP_Inputs_ON_Electric_IEA_2023_05_05 | 2026 | CH4 + CCS | Generation | Methane | ON | Dispatch-Generation | EmissionsCost | 0 | [6 empty] | 0.79031 | 0
LCP_Inputs_ON_Electric_IEA_2023_05_05 | 2026 | CH4 + CCS | Generation | Methane | ON | Dispatch-Generation | FuelCost | 0 | [6 empty] | 0.79031 | 0
LCP_Inputs_ON_Electric_IEA_2023_05_05 | 2026 | CH4 + CCS | Generation | Methane | ON | Dispatch-Generation | VOM | 0 | [6 empty] | 0.79031 | 0
LCP_Inputs_ON_Electric_IEA_2023_05_05 | 2026 | CH4 + CCS | Generation | Methane | PJ | Dispatch-Generation | EmissionsCost | 0 | [6 empty] | 0.79031 | 0
LCP_Inputs_ON_Electric_IEA_2023_05_05 | 2026 | CH4 + CCS | Generation | Methane | PJ | Dispatch-Generation | FuelCost | 0 | [6 empty] | 0.79031 | 0
LCP_Inputs_ON_Electric_IEA_2023_05_05 | 2026 | CH4 + CCS | Generation | Methane | PJ | Dispatch-Generation | VOM | 0 | [6 empty] | 0.79031 | 0
LCP_Inputs_ON_Electric_IEA_2023_05_05 | 2026 | CH4 + CCS | Generation | Methane | QC | Dispatch-Generation | EmissionsCost | 0 | [6 empty] | 0.79031 | 0
LCP_Inputs_ON_Electric_IEA_2023_05_05 | 2026 | CH4 + CCS | Generation | Methane | QC | Dispatch-Generation | FuelCost | 0 | [6 empty] | 0.79031 | 0
LCP_Inputs_ON_Electric_IEA_2023_05_05 | 2026 | CH4 + CCS | Generation | Methane | QC | Dispatch-Generation | VOM | 0 | [6 empty] | 0.79031 | 0
LCP_Inputs_ON_Electric_IEA_2023_05_05 | 2026 | CH4 + CCS | Generation | Methane | WC | Dispatch-Generation | EmissionsCost | 0 | [6 empty] | 0.79031 | 0
LCP_Inputs_ON_Electric_IEA_2023_05_05 | 2026 | CH4 + CCS | Generation | Methane | WC | Dispatch-Generation | FuelCost | 0 | [6 empty] | 0.79031 | 0
LCP_Inputs_ON_Electric_IEA_2023_05_05 | 2026 | CH4 + CCS | Generation | Methane | WC | Dispatch-Generation | VOM | 0 | [6 empty] | 0.79031 | 0
LCP_Inputs_ON_Electric_IEA_2023_05_05 | 2026 | CH4 Import - NY 2020 | Import | Methane | MI | Dispatch-Import | EmissionsCost | 0 | [6 empty] | 0.79031 | 0
LCP_Inputs_ON_Electric_IEA_2023_05_05 | 2026 | CH4 Import - NY 2020 | Import | Methane | MI | Dispatch-Import | FuelCost | 0 | [6 empty] | 0.79031 | 0
LCP_Inputs_ON_Electric_IEA_2023_05_05 | 2026 | CH4 Import - NY 2020 | Import | Methane | MI | Dispatch-Import | VOM | 0 | [6 empty] | 0.79031 | 0
LCP_Inputs_ON_Electric_IEA_2023_05_05 | 2026 | CH4 Import - NY 2020 | Import | Methane | NY | Dispatch-Import | EmissionsCost | 282343065.1873 | [6 empty] | 0.79031 | 223139825.6567
LCP_Inputs_ON_Electric_IEA_2023_05_05 | 2026 | CH4 Import - NY 2020 | Import | Methane | NY | Dispatch-Import | FuelCost | 407790143.0843 | [6 empty] | 0.79031 | 322282473.5291
LCP_Inputs_ON_Electric_IEA_2023_05_05 | 2026 | CH4 Import - NY 2020 | Import | Methane | NY | Dispatch-Import | VOM | 0 | [6 empty] | 0.79031 | 0
LCP_Inputs_ON_Electric_IEA_2023_05_05 | 2026 | CH4 Import - NY 2020 | Import | Methane | ON | Dispatch-Import | EmissionsCost | 0 | [6 empty] | 0.79031 | 0
LCP_Inputs_ON_Electric_IEA_2023_05_05 | 2026 | CH4 Import - NY 2020 | Import | Methane | ON | Dispatch-Import | FuelCost | 0 | [6 empty] | 0.79031 | 0
LCP_Inputs_ON_Electric_IEA_2023_05_05 | 2026 | CH4 Import - NY 2020 | Import | Methane | ON | Dispatch-Import | VOM | 0 | [6 empty] | 0.79031 | 0
LCP_Inputs_ON_Electric_IEA_2023_05_05 | 2026 | CH4 Import - NY 2020 | Import | Methane | PJ | Dispatch-Import | EmissionsCost | 0 | [6 empty] | 0.79031 | 0
LCP_Inputs_ON_Electric_IEA_2023_05_05 | 2026 | CH4 Import - NY 2020 | Import | Methane | PJ | Dispatch-Import | FuelCost | 0 | [6 empty] | 0.79031 | 0
LCP_Inputs_ON_Electric_IEA_2023_05_05 | 2026 | CH4 Import - NY 2020 | Import | Methane | PJ | Dispatch-Import | VOM | 0 | [6 empty] | 0.79031 | 0
LCP_Inputs_ON_Electric_IEA_2023_05_05 | 2026 | CH4 Import - NY 2020 | Import | Methane | QC | Dispatch-Import | EmissionsCost | 0 | [6 empty] | 0.79031 | 0
LCP_Inputs_ON_Electric_IEA_2023_05_05 | 2026 | CH4 Import - NY 2020 | Import | Methane | QC | Dispatch-Import | FuelCost | 0 | [6 empty] | 0.79031 | 0
LCP_Inputs_ON_Electric_IEA_2023_05_05 | 2026 | CH4 Import - NY 2020 | Import | Methane | QC | Dispatch-Import | VOM | 0 | [6 empty] | 0.79031 | 0
LCP_Inputs_ON_Electric_IEA_2023_05_05 | 2026 | CH4 Import - NY 2020 | Import | Methane | WC | Dispatch-Import | EmissionsCost | 0 | [6 empty] | 0.79031 | 0
LCP_Inputs_ON_Electric_IEA_2023_05_05 | 2026 | CH4 Import - NY 2020 | Import | Methane | WC | Dispatch-Import | FuelCost | 0 | [6 empty] | 0.79031 | 0
LCP_Inputs_ON_Electric_IEA_2023_05_05 | 2026 | CH4 Import - NY 2020 | Import | Methane | WC | Dispatch-Import | VOM | 0 | [6 empty] | 0.79031 | 0
LCP_Inputs_ON_Electric_IEA_2023_05_05 | 2026 | CH4 Import - NY 2030 | Import | Methane | MI | Dispatch-Import | EmissionsCost | 0 | [6 empty] | 0.79031 | 0
LCP_Inputs_ON_Electric_IEA_2023_05_05 | 2026 | CH4 Import - NY 2030 | Import | Methane | MI | Dispatch-Import | FuelCost | 0 | [6 empty] | 0.79031 | 0
LCP_Inputs_ON_Electric_IEA_2023_05_05 | 2026 | CH4 Import - NY 2030 | Import | Methane | MI | Dispatch-Import | VOM | 0 | [6 empty] | 0.79031 | 0
LCP_Inputs_ON_Electric_IEA_2023_05_05 | 2026 | CH4 Import - NY 2030 | Import | Methane | NY | Dispatch-Import | EmissionsCost | 0 | [6 empty] | 0.79031 | 0
LCP_Inputs_ON_Electric_IEA_2023_05_05 | 2026 | CH4 Import - NY 2030 | Import | Methane | NY | Dispatch-Import | FuelCost | 0 | [6 empty] | 0.79031 | 0
LCP_Inputs_ON_Electric_IEA_2023_05_05 | 2026 | CH4 Import - NY 2030 | Import | Methane | NY | Dispatch-Import | VOM | 0 | [6 empty] | 0.79031 | 0
LCP_Inputs_ON_Electric_IEA_2023_05_05 | 2026 | CH4 Import - NY 2030 | Import | Methane | ON | Dispatch-Import | EmissionsCost | 0 | [6 empty] | 0.79031 | 0
LCP_Inputs_ON_Electric_IEA_2023_05_05 | 2026 | CH4 Import - NY 2030 | Import | Methane | ON | Dispatch-Import | FuelCost | 0 | [6 empty] | 0.79031 | 0
LCP_Inputs_ON_Electric_IEA_2023_05_05 | 2026 | CH4 Import - NY 2030 | Import | Methane | ON | Dispatch-Import | VOM | 0 | [6 empty] | 0.79031 | 0
LCP_Inputs_ON_Electric_IEA_2023_05_05 | 2026 | CH4 Import - NY 2030 | Import | Methane | PJ | Dispatch-Import | EmissionsCost | 0 | [6 empty] | 0.79031 | 0
LCP_Inputs_ON_Electric_IEA_2023_05_05 | 2026 | CH4 Import - NY 2030 | Import | Methane | PJ | Dispatch-Import | FuelCost | 0 | [6 empty] | 0.79031 | 0
LCP_Inputs_ON_Electric_IEA_2023_05_05 | 2026 | CH4 Import - NY 2030 | Import | Methane | PJ | Dispatch-Import | VOM | 0 | [6 empty] | 0.79031 | 0
LCP_Inputs_ON_Electric_IEA_2023_05_05 | 2026 | CH4 Import - NY 2030 | Import | Methane | QC | Dispatch-Import | EmissionsCost | 0 | [6 empty] | 0.79031 | 0
LCP_Inputs_ON_Electric_IEA_2023_05_05 | 2026 | CH4 Import - NY 2030 | Import | Methane | QC | Dispatch-Import | FuelCost | 0 | [6 empty] | 0.79031 | 0
LCP_Inputs_ON_Electric_IEA_2023_05_05 | 2026 | CH4 Import - NY 2030 | Import | Methane | QC | Dispatch-Import | VOM | 0 | [6 empty] | 0.79031 | 0
LCP_Inputs_ON_Electric_IEA_2023_05_05 | 2026 | CH4 Import - NY 2030 | Import | Methane | WC | Dispatch-Import | EmissionsCost | 0 | [6 empty] | 0.79031 | 0
LCP_Inputs_ON_Electric_IEA_2023_05_05 | 2026 | CH4 Import - NY 2030 | Import | Methane | WC | Dispatch-Import | FuelCost | 0 | [6 empty] | 0.79031 | 0
LCP_Inputs_ON_Electric_IEA_2023_05_05 | 2026 | CH4 Import - NY 2030 | Import | Methane | WC | Dispatch-Import | VOM | 0 | [6 empty] | 0.79031 | 0
LCP_Inputs_ON_Electric_IEA_2023_05_05 | 2026 | CH4 Import - NY 2040 | Import | Methane | MI | Dispatch-Import | EmissionsCost | 0 | [6 empty] | 0.79031 | 0
LCP_Inputs_ON_Electric_IEA_2023_05_05 | 2026 | CH4 Import - NY 2040 | Import | Methane | MI | Dispatch-Import | FuelCost | 0 | [6 empty] | 0.79031 | 0
LCP_Inputs_ON_Electric_IEA_2023_05_05 | 2026 | CH4 Import - NY 2040 | Import | Methane | MI | Dispatch-Import | VOM | 0 | [6 empty] | 0.79031 | 0
LCP_Inputs_ON_Electric_IEA_2023_05_05 | 2026 | CH4 Import - NY 2040 | Import | Methane | NY | Dispatch-Import | EmissionsCost | 0 | [6 empty] | 0.79031 | 0
LCP_Inputs_ON_Electric_IEA_2023_05_05 | 2026 | CH4 Import - NY 2040 | Import | Methane | NY | Dispatch-Import | FuelCost | 0 | [6 empty] | 0.79031 | 0
LCP_Inputs_ON_Electric_IEA_2023_05_05 | 2026 | CH4 Import - NY 2040 | Import | Methane | NY | Dispatch-Import | VOM | 0 | [6 empty] | 0.79031 | 0
LCP_Inputs_ON_Electric_IEA_2023_05_05 | 2026 | CH4 Import - NY 2040 | Import | Methane | ON | Dispatch-Import | EmissionsCost | 0 | [6 empty] | 0.79031 | 0
LCP_Inputs_ON_Electric_IEA_2023_05_05 | 2026 | CH4 Import - NY 2040 | Import | Methane | ON | Dispatch-Import | FuelCost | 0 | [6 empty] | 0.79031 | 0
LCP_Inputs_ON_Electric_IEA_2023_05_05 | 2026 | CH4 Import - NY 2040 | Import | Methane | ON | Dispatch-Import | VOM | 0 | [6 empty] | 0.79031 | 0
LCP_Inputs_ON_Electric_IEA_2023_05_05 | 2026 | CH4 Import - NY 2040 | Import | Methane | PJ | Dispatch-Import | EmissionsCost | 0 | [6 empty] | 0.79031 | 0
LCP_Inputs_ON_Electric_IEA_2023_05_05 | 2026 | CH4 Import - NY 2040 | Import | Methane | PJ | Dispatch-Import | FuelCost | 0 | [6 empty] | 0.79031 | 0
LCP_Inputs_ON_Electric_IEA_2023_05_05 | 2026 | CH4 Import - NY 2040 | Import | Methane | PJ | Dispatch-Import | VOM | 0 | [6 empty] | 0.79031 | 0
LCP_Inputs_ON_Electric_IEA_2023_05_05 | 2026 | CH4 Import - NY 2040 | Import | Methane | QC | Dispatch-Import | EmissionsCost | 0 | [6 empty] | 0.79031 | 0
LCP_Inputs_ON_Electric_IEA_2023_05_05 | 2026 | CH4 Import - NY 2040 | Import | Methane | QC | Dispatch-Import | FuelCost | 0 | [6 empty] | 0.79031 | 0
LCP_Inputs_ON_Electric_IEA_2023_05_05 | 2026 | CH4 Import - NY 2040 | Import | Methane | QC | Dispatch-Import | VOM | 0 | [6 empty] | 0.79031 | 0
LCP_Inputs_ON_Electric_IEA_2023_05_05 | 2026 | CH4 Import - NY 2040 | Import | Methane | WC | Dispatch-Import | EmissionsCost | 0 | [6 empty] | 0.79031 | 0
LCP_Inputs_ON_Electric_IEA_2023_05_05 | 2026 | CH4 Import - NY 2040 | Import | Methane | WC | Dispatch-Import | FuelCost | 0 | [6 empty] | 0.79031 | 0
LCP_Inputs_ON_Electric_IEA_2023_05_05 | 2026 | CH4 Import - NY 2040 | Import | Methane | WC | Dispatch-Import | VOM | 0 | [6 empty] | 0.79031 | 0
LCP_Inputs_ON_Electric_IEA_2023_05_05 | 2026 | CH4 Import - NY 2050 | Import | Methane | MI | Dispatch-Import | EmissionsCost | 0 | [6 empty] | 0.79031 | 0
LCP_Inputs_ON_Electric_IEA_2023_05_05 | 2026 | CH4 Import - NY 2050 | Import | Methane | MI | Dispatch-Import | FuelCost | 0 | [6 empty] | 0.79031 | 0
LCP_Inputs_ON_Electric_IEA_2023_05_05 | 2026 | CH4 Import - NY 2050 | Import | Methane | MI | Dispatch-Import | VOM | 0 | [6 empty] | 0.79031 | 0
LCP_Inputs_ON_Electric_IEA_2023_05_05 | 2026 | CH4 Import - NY 2050 | Import | Methane | NY | Dispatch-Import | EmissionsCost | 0 | [6 empty] | 0.79031 | 0
LCP_Inputs_ON_Electric_IEA_2023_05_05 | 2026 | CH4 Import - NY 2050 | Import | Methane | NY | Dispatch-Import | FuelCost | 0 | [6 empty] | 0.79031 | 0
LCP_Inputs_ON_Electric_IEA_2023_05_05 | 2026 | CH4 Import - NY 2050 | Import | Methane | NY | Dispatch-Import | VOM | 0 | [6 empty] | 0.79031 | 0
LCP_Inputs_ON_Electric_IEA_2023_05_05 | 2026 | CH4 Import - NY 2050 | Import | Methane | ON | Dispatch-Import | EmissionsCost | 0 | [6 empty] | 0.79031 | 0
LCP_Inputs_ON_Electric_IEA_2023_05_05 | 2026 | CH4 Import - NY 2050 | Import | Methane | ON | Dispatch-Import | FuelCost | 0 | [6 empty] | 0.79031 | 0
LCP_Inputs_ON_Electric_IEA_2023_05_05 | 2026 | CH4 Import - NY 2050 | Import | Methane | ON | Dispatch-Import | VOM | 0 | [6 empty] | 0.79031 | 0
LCP_Inputs_ON_Electric_IEA_2023_05_05 | 2026 | CH4 Import - NY 2050 | Import | Methane | PJ | Dispatch-Import | EmissionsCost | 0 | [6 empty] | 0.79031 | 0
LCP_Inputs_ON_Electric_IEA_2023_05_05 | 2026 | CH4 Import - NY 2050 | Import | Methane | PJ | Dispatch-Import | FuelCost | 0 | [6 empty] | 0.79031 | 0
LCP_Inputs_ON_Electric_IEA_2023_05_05 | 2026 | CH4 Import - NY 2050 | Import | Methane | PJ | Dispatch-Import | VOM | 0 | [6 empty] | 0.79031 | 0
LCP_Inputs_ON_Electric_IEA_2023_05_05 | 2026 | CH4 Import - NY 2050 | Import | Methane | QC | Dispatch-Import | EmissionsCost | 0 | [6 empty] | 0.79031 | 0
LCP_Inputs_ON_Electric_IEA_2023_05_05 | 2026 | CH4 Import - NY 2050 | Import | Methane | QC | Dispatch-Import | FuelCost | 0 | [6 empty] | 0.79031 | 0
LCP_Inputs_ON_Electric_IEA_2023_05_05 | 2026 | CH4 Import - NY 2050 | Import | Methane | QC | Dispatch-Import | VOM | 0 | [6 empty] | 0.79031 | 0
LCP_Inputs_ON_Electric_IEA_2023_05_05 | 2026 | CH4 Import - NY 2050 | Import | Methane | WC | Dispatch-Import | EmissionsCost | 0 | [6 empty] | 0.79031 | 0
LCP_Inputs_ON_Electric_IEA_2023_05_05 | 2026 | CH4 Import - NY 2050 | Import | Methane | WC | Dispatch-Import | FuelCost | 0 | [6 empty] | 0.79031 | 0
LCP_Inputs_ON_Electric_IEA_2023_05_05 | 2026 | CH4 Import - NY 2050 | Import | Methane | WC | Dispatch-Import | VOM | 0 | [6 empty] | 0.79031 | 0
LCP_Inputs_ON_Electric_IEA_2023_05_05 | 2026 | CH4 Import - WC 2020 | Import | Methane | MI | Dispatch-Import | EmissionsCost | 0 | [6 empty] | 0.79031 | 0
LCP_Inputs_ON_Electric_IEA_2023_05_05 | 2026 | CH4 Import - WC 2020 | Import | Methane | MI | Dispatch-Import | FuelCost | 0 | [6 empty] | 0.79031 | 0
LCP_Inputs_ON_Electric_IEA_2023_05_05 | 2026 | CH4 Import - WC 2020 | Import | Methane | MI | Dispatch-Import | VOM | 0 | [6 empty] | 0.79031 | 0
LCP_Inputs_ON_Electric_IEA_2023_05_05 | 2026 | CH4 Import - WC 2020 | Import | Methane | NY | Dispatch-Import | EmissionsCost | 0 | [6 empty] | 0.79031 | 0
LCP_Inputs_ON_Electric_IEA_2023_05_05 | 2026 | CH4 Import - WC 2020 | Import | Methane | NY | Dispatch-Import | FuelCost | 0 | [6 empty] | 0.79031 | 0
LCP_Inputs_ON_Electric_IEA_2023_05_05 | 2026 | CH4 Import - WC 2020 | Import | Methane | NY | Dispatch-Import | VOM | 0 | [6 empty] | 0.79031 | 0
LCP_Inputs_ON_Electric_IEA_2023_05_05 | 2026 | CH4 Import - WC 2020 | Import | Methane | ON | Dispatch-Import | EmissionsCost | 0 | [6 empty] | 0.79031 | 0
LCP_Inputs_ON_Electric_IEA_2023_05_05 | 2026 | CH4 Import - WC 2020 | Import | Methane | ON | Dispatch-Import | FuelCost | 0 | [6 empty] | 0.79031 | 0
LCP_Inputs_ON_Electric_IEA_2023_05_05 | 2026 | CH4 Import - WC 2020 | Import | Methane | ON | Dispatch-Import | VOM | 0 | [6 empty] | 0.79031 | 0
LCP_Inputs_ON_Electric_IEA_2023_05_05 | 2026 | CH4 Import - WC 2020 | Import | Methane | PJ | Dispatch-Import | EmissionsCost | 0 | [6 empty] | 0.79031 | 0
LCP_Inputs_ON_Electric_IEA_2023_05_05 | 2026 | CH4 Import - WC 2020 | Import | Methane | PJ | Dispatch-Import | FuelCost | 0 | [6 empty] | 0.79031 | 0
LCP_Inputs_ON_Electric_IEA_2023_05_05 | 2026 | CH4 Import - WC 2020 | Import | Methane | PJ | Dispatch-Import | VOM | 0 | [6 empty] | 0.79031 | 0
LCP_Inputs_ON_Electric_IEA_2023_05_05 | 2026 | CH4 Import - WC 2020 | Import | Methane | QC | Dispatch-Import | EmissionsCost | 0 | [6 empty] | 0.79031 | 0
LCP_Inputs_ON_Electric_IEA_2023_05_05 | 2026 | CH4 Import - WC 2020 | Import | Methane | QC | Dispatch-Import | FuelCost | 0 | [6 empty] | 0.79031 | 0
LCP_Inputs_ON_Electric_IEA_2023_05_05 | 2026 | CH4 Import - WC 2020 | Import | Methane | QC | Dispatch-Import | VOM | 0 | [6 empty] | 0.79031 | 0
LCP_Inputs_ON_Electric_IEA_2023_05_05 | 2026 | CH4 Import - WC 2020 | Import | Methane | WC | Dispatch-Import | EmissionsCost | 1306945408.6229 | [6 empty] | 0.79031 | 1032897940.771
LCP_Inputs_ON_Electric_IEA_2023_05_05 | 2026 | CH4 Import - WC 2020 | Import | Methane | WC | Dispatch-Import | FuelCost | 1887630761.6486 | [6 empty] | 0.79031 | 1491822010.146
LCP_Inputs_ON_Electric_IEA_2023_05_05 | 2026 | CH4 Import - WC 2020 | Import | Methane | WC | Dispatch-Import | VOM | 0 | [6 empty] | 0.79031 | 0
LCP_Inputs_ON_Electric_IEA_2023_05_05 | 2026 | CH4 Import - WC 2030 | Import | Methane | MI | Dispatch-Import | EmissionsCost | 0 | [6 empty] | 0.79031 | 0
LCP_Inputs_ON_Electric_IEA_2023_05_05 | 2026 | CH4 Import - WC 2030 | Import | Methane | MI | Dispatch-Import | FuelCost | 0 | [6 empty] | 0.79031 | 0
LCP_Inputs_ON_Electric_IEA_2023_05_05 | 2026 | CH4 Import - WC 2030 | Import | Methane | MI | Dispatch-Import | VOM | 0 | [6 empty] | 0.79031 | 0
LCP_Inputs_ON_Electric_IEA_2023_05_05 | 2026 | CH4 Import - WC 2030 | Import | Methane | NY | Dispatch-Import | EmissionsCost | 0 | [6 empty] | 0.79031 | 0
LCP_Inputs_ON_Electric_IEA_2023_05_05 | 2026 | CH4 Import - WC 2030 | Import | Methane | NY | Dispatch-Import | FuelCost | 0 | [6 empty] | 0.79031 | 0
LCP_Inputs_ON_Electric_IEA_2023_05_05 | 2026 | CH4 Import - WC 2030 | Import | Methane | NY | Dispatch-Import | VOM | 0 | [6 empty] | 0.79031 | 0
LCP_Inputs_ON_Electric_IEA_2023_05_05 | 2026 | CH4 Import - WC 2030 | Import | Methane | ON | Dispatch-Import | EmissionsCost | 0 | [6 empty] | 0.79031 | 0
LCP_Inputs_ON_Electric_IEA_2023_05_05 | 2026 | CH4 Import - WC 2030 | Import | Methane | ON | Dispatch-Import | FuelCost | 0 | [6 empty] | 0.79031 | 0
LCP_Inputs_ON_Electric_IEA_2023_05_05 | 2026 | CH4 Import - WC 2030 | Import | Methane | ON | Dispatch-Import | VOM | 0 | [6 empty] | 0.79031 | 0
LCP_Inputs_ON_Electric_IEA_2023_05_05 | 2026 | CH4 Import - WC 2030 | Import | Methane | PJ | Dispatch-Import | EmissionsCost | 0 | [6 empty] | 0.79031 | 0
LCP_Inputs_ON_Electric_IEA_2023_05_05 | 2026 | CH4 Import - WC 2030 | Import | Methane | PJ | Dispatch-Import | FuelCost | 0 | [6 empty] | 0.79031 | 0
LCP_Inputs_ON_Electric_IEA_2023_05_05 | 2026 | CH4 Import - WC 2030 | Import | Methane | PJ | Dispatch-Import | VOM | 0 | [6 empty] | 0.79031 | 0
LCP_Inputs_ON_Electric_IEA_2023_05_05 | 2026 | CH4 Import - WC 2030 | Import | Methane | QC | Dispatch-Import | EmissionsCost | 0 | [6 empty] | 0.79031 | 0
LCP_Inputs_ON_Electric_IEA_2023_05_05 | 2026 | CH4 Import - WC 2030 | Import | Methane | QC | Dispatch-Import | FuelCost | 0 | [6 empty] | 0.79031 | 0
LCP_Inputs_ON_Electric_IEA_2023_05_05 | 2026 | CH4 Import - WC 2030 | Import | Methane | QC | Dispatch-Import | VOM | 0 | [6 empty] | 0.79031 | 0
LCP_Inputs_ON_Electric_IEA_2023_05_05 | 2026 | CH4 Import - WC 2030 | Import | Methane | WC | Dispatch-Import | EmissionsCost | 0 | [6 empty] | 0.79031 | 0
LCP_Inputs_ON_Electric_IEA_2023_05_05 | 2026 | CH4 Import - WC 2030 | Import | Methane | WC | Dispatch-Import | FuelCost | 0 | [6 empty] | 0.79031 | 0
LCP_Inputs_ON_Electric_IEA_2023_05_05 | 2026 | CH4 Import - WC 2030 | Import | Methane | WC | Dispatch-Import | VOM | 0 | [6 empty] | 0.79031 | 0
LCP_Inputs_ON_Electric_IEA_2023_05_05 | 2026 | CH4 Import - WC 2040 | Import | Methane | MI | Dispatch-Import | EmissionsCost | 0 | [6 empty] | 0.79031 | 0
LCP_Inputs_ON_Electric_IEA_2023_05_05 | 2026 | CH4 Import - WC 2040 | Import | Methane | MI | Dispatch-Import | FuelCost | 0 | [6 empty] | 0.79031 | 0
LCP_Inputs_ON_Electric_IEA_2023_05_05 | 2026 | CH4 Import - WC 2040 | Import | Methane | MI | Dispatch-Import | VOM | 0 | [6 empty] | 0.79031 | 0
LCP_Inputs_ON_Electric_IEA_2023_05_05 | 2026 | CH4 Import - WC 2040 | Import | Methane | NY | Dispatch-Import | EmissionsCost | 0 | [6 empty] | 0.79031 | 0
LCP_Inputs_ON_Electric_IEA_2023_05_05 | 2026 | CH4 Import - WC 2040 | Import | Methane | NY | Dispatch-Import | FuelCost | 0 | [6 empty] | 0.79031 | 0
LCP_Inputs_ON_Electric_IEA_2023_05_05 | 2026 | CH4 Import - WC 2040 | Import | Methane | NY | Dispatch-Import | VOM | 0 | [6 empty] | 0.79031 | 0
LCP_Inputs_ON_Electric_IEA_2023_05_05 | 2026 | CH4 Import - WC 2040 | Import | Methane | ON | Dispatch-Import | EmissionsCost | 0 | [6 empty] | 0.79031 | 0
LCP_Inputs_ON_Electric_IEA_2023_05_05 | 2026 | CH4 Import - WC 2040 | Import | Methane | ON | Dispatch-Import | FuelCost | 0 | [6 empty] | 0.79031 | 0
LCP_Inputs_ON_Electric_IEA_2023_05_05 | 2026 | CH4 Import - WC 2040 | Import | Methane | ON | Dispatch-Import | VOM | 0 | [6 empty] | 0.79031 | 0
LCP_Inputs_ON_Electric_IEA_2023_05_05 | 2026 | CH4 Import - WC 2040 | Import | Methane | PJ | Dispatch-Import | EmissionsCost | 0 | [6 empty] | 0.79031 | 0
LCP_Inputs_ON_Electric_IEA_2023_05_05 | 2026 | CH4 Import - WC 2040 | Import | Methane | PJ | Dispatch-Import | FuelCost | 0 | [6 empty] | 0.79031 | 0
LCP_Inputs_ON_Electric_IEA_2023_05_05 | 2026 | CH4 Import - WC 2040 | Import | Methane | PJ | Dispatch-Import | VOM | 0 | [6 empty] | 0.79031 | 0
LCP_Inputs_ON_Electric_IEA_2023_05_05 | 2026 | CH4 Import - WC 2040 | Import | Methane | QC | Dispatch-Import | EmissionsCost | 0 | [6 empty] | 0.79031 | 0
LCP_Inputs_ON_Electric_IEA_2023_05_05 | 2026 | CH4 Import - WC 2040 | Import | Methane | QC | Dispatch-Import | FuelCost | 0 | [6 empty] | 0.79031 | 0
LCP_Inputs_ON_Electric_IEA_2023_05_05 | 2026 | CH4 Import - WC 2040 | Import | Methane | QC | Dispatch-Import | VOM | 0 | [6 empty] | 0.79031 | 0
LCP_Inputs_ON_Electric_IEA_2023_05_05 | 2026 | CH4 Import - WC 2040 | Import | Methane | WC | Dispatch-Import | EmissionsCost | 0 | [6 empty] | 0.79031 | 0
LCP_Inputs_ON_Electric_IEA_2023_05_05 | 2026 | CH4 Import - WC 2040 | Import | Methane | WC | Dispatch-Import | FuelCost | 0 | [6 empty] | 0.79031 | 0
LCP_Inputs_ON_Electric_IEA_2023_05_05 | 2026 | CH4 Import - WC 2040 | Import | Methane | WC | Dispatch-Import | VOM | 0 | [6 empty] | 0.79031 | 0
LCP_Inputs_ON_Electric_IEA_2023_05_05 | 2026 | CH4 Import - WC 2050 | Import | Methane | MI | Dispatch-Import | EmissionsCost | 0 | [6 empty] | 0.79031 | 0
LCP_Inputs_ON_Electric_IEA_2023_05_05 | 2026 | CH4 Import - WC 2050 | Import | Methane | MI | Dispatch-Import | FuelCost | 0 | [6 empty] | 0.79031 | 0
LCP_Inputs_ON_Electric_IEA_2023_05_05 | 2026 | CH4 Import - WC 2050 | Import | Methane | MI | Dispatch-Import | VOM | 0 | [6 empty] | 0.79031 | 0
LCP_Inputs_ON_Electric_IEA_2023_05_05 | 2026 | CH4 Import - WC 2050 | Import | Methane | NY | Dispatch-Import | EmissionsCost | 0 | [6 empty] | 0.79031 | 0
LCP_Inputs_ON_Electric_IEA_2023_05_05 | 2026 | CH4 Import - WC 2050 | Import | Methane | NY | Dispatch-Import | FuelCost | 0 | [6 empty] | 0.79031 | 0
LCP_Inputs_ON_Electric_IEA_2023_05_05 | 2026 | CH4 Import - WC 2050 | Import | Methane | NY | Dispatch-Import | VOM | 0 | [6 empty] | 0.79031 | 0
LCP_Inputs_ON_Electric_IEA_2023_05_05 | 2026 | CH4 Import - WC 2050 | Import | Methane | ON | Dispatch-Import | EmissionsCost | 0 | [6 empty] | 0.79031 | 0
LCP_Inputs_ON_Electric_IEA_2023_05_05 | 2026 | CH4 Import - WC 2050 | Import | Methane | ON | Dispatch-Import | FuelCost | 0 | [6 empty] | 0.79031 | 0
LCP_Inputs_ON_Electric_IEA_2023_05_05 | 2026 | CH4 Import - WC 2050 | Import | Methane | ON | Dispatch-Import | VOM | 0 | [6 empty] | 0.79031 | 0
LCP_Inputs_ON_Electric_IEA_2023_05_05 | 2026 | CH4 Import - WC 2050 | Import | Methane | PJ | Dispatch-Import | EmissionsCost | 0 | [6 empty] | 0.79031 | 0
LCP_Inputs_ON_Electric_IEA_2023_05_05 | 2026 | CH4 Import - WC 2050 | Import | Methane | PJ | Dispatch-Import | FuelCost | 0 | [6 empty] | 0.79031 | 0
LCP_Inputs_ON_Electric_IEA_2023_05_05 | 2026 | CH4 Import - WC 2050 | Import | Methane | PJ | Dispatch-Import | VOM | 0 | [6 empty] | 0.79031 | 0
LCP_Inputs_ON_Electric_IEA_2023_05_05 | 2026 | CH4 Import - WC 2050 | Import | Methane | QC | Dispatch-Import | EmissionsCost | 0 | [6 empty] | 0.79031 | 0
LCP_Inputs_ON_Electric_IEA_2023_05_05 | 2026 | CH4 Import - WC 2050 | Import | Methane | QC | Dispatch-Import | FuelCost | 0 | [6 empty] | 0.79031 | 0
LCP_Inputs_ON_Electric_IEA_2023_05_05 | 2026 | CH4 Import - WC 2050 | Import | Methane | QC | Dispatch-Import | VOM | 0 | [6 empty] | 0.79031 | 0
LCP_Inputs_ON_Electric_IEA_2023_05_05 | 2026 | CH4 Import - WC 2050 | Import | Methane | WC | Dispatch-Import | EmissionsCost | 0 | [6 empty] | 0.79031 | 0
LCP_Inputs_ON_Electric_IEA_2023_05_05 | 2026 | CH4 Import - WC 2050 | Import | Methane | WC | Dispatch-Import | FuelCost | 0 | [6 empty] | 0.79031 | 0
LCP_Inputs_ON_Electric_IEA_2023_05_05 | 2026 | CH4 Import - WC 2050 | Import | Methane | WC | Dispatch-Import | VOM | 0 | [6 empty] | 0.79031 | 0
LCP_Inputs_ON_Electric_IEA_2023_05_05 | 2026 | CH4 Salt Cavern Storage - ON | Storage | Methane | MI | Dispatch-Storage | EmissionsCost | 0 | [6 empty] | 0.79031 | 0
LCP_Inputs_ON_Electric_IEA_2023_05_05 | 2026 | CH4 Salt Cavern Storage - ON | Storage | Methane | MI | Dispatch-Storage | FuelCost | 0 | [6 empty] | 0.79031 | 0
LCP_Inputs_ON_Electric_IEA_2023_05_05 | 2026 | CH4 Salt Cavern Storage - ON | Storage | Methane | MI | Dispatch-Storage | VOM | 0 | [6 empty] | 0.79031 | 0
LCP_Inputs_ON_Electric_IEA_2023_05_05 | 2026 | CH4 Salt Cavern Storage - ON | Storage | Methane | NY | Dispatch-Storage | EmissionsCost | 0 | [6 empty] | 0.79031 | 0
LCP_Inputs_ON_Electric_IEA_2023_05_05 | 2026 | CH4 Salt Cavern Storage - ON | Storage | Methane | NY | Dispatch-Storage | FuelCost | 0 | [6 empty] | 0.79031 | 0
LCP_Inputs_ON_Electric_IEA_2023_05_05 | 2026 | CH4 Salt Cavern Storage - ON | Storage | Methane | NY | Dispatch-Storage | VOM | 0 | [6 empty] | 0.79031 | 0
LCP_Inputs_ON_Electric_IEA_2023_05_05 | 2026 | CH4 Salt Cavern Storage - ON | Storage | Methane | ON | Dispatch-Storage | EmissionsCost | 0 | [6 empty] | 0.79031 | 0
LCP_Inputs_ON_Electric_IEA_2023_05_05 | 2026 | CH4 Salt Cavern Storage - ON | Storage | Methane | ON | Dispatch-Storage | FuelCost | 0 | [6 empty] | 0.79031 | 0
LCP_Inputs_ON_Electric_IEA_2023_05_05 | 2026 | CH4 Salt Cavern Storage - ON | Storage | Methane | ON | Dispatch-Storage | VOM | 691417.653 | [6 empty] | 0.79031 | 546437.4145
LCP_Inputs_ON_Electric_IEA_2023_05_05 | 2026 | CH4 Salt Cavern Storage - ON | Storage | Methane | PJ | Dispatch-Storage | EmissionsCost | 0 | [6 empty] | 0.79031 | 0
LCP_Inputs_ON_Electric_IEA_2023_05_05 | 2026 | CH4 Salt Cavern Storage - ON | Storage | Methane | PJ | Dispatch-Storage | FuelCost | 0 | [6 empty] | 0.79031 | 0
LCP_Inputs_ON_Electric_IEA_2023_05_05 | 2026 | CH4 Salt Cavern Storage - ON | Storage | Methane | PJ | Dispatch-Storage | VOM | 0 | [6 empty] | 0.79031 | 0
LCP_Inputs_ON_Electric_IEA_2023_05_05 | 2026 | CH4 Salt Cavern Storage - ON | Storage | Methane | QC | Dispatch-Storage | EmissionsCost | 0 | [6 empty] | 0.79031 | 0
LCP_Inputs_ON_Electric_IEA_2023_05_05 | 2026 | CH4 Salt Cavern Storage - ON | Storage | Methane | QC | Dispatch-Storage | FuelCost | 0 | [6 empty] | 0.79031 | 0
LCP_Inputs_ON_Electric_IEA_2023_05_05 | 2026 | CH4 Salt Cavern Storage - ON | Storage | Methane | QC | Dispatch-Storage | VOM | 0 | [6 empty] | 0.79031 | 0
LCP_Inputs_ON_Electric_IEA_2023_05_05 | 2026 | CH4 Salt Cavern Storage - ON | Storage | Methane | WC | Dispatch-Storage | EmissionsCost | 0 | [6 empty] | 0.79031 | 0
LCP_Inputs_ON_Electric_IEA_2023_05_05 | 2026 | CH4 Salt Cavern Storage - ON | Storage | Methane | WC | Dispatch-Storage | FuelCost | 0 | [6 empty] | 0.79031 | 0
LCP_Inputs_ON_Electric_IEA_2023_05_05 | 2026 | CH4 Salt Cavern Storage - ON | Storage | Methane | WC | Dispatch-Storage | VOM | 0 | [6 empty] | 0.79031 | 0
LCP_Inputs_ON_Electric_IEA_2023_05_05 | 2026 | Electrolyser 2020/2030 | Crossload | Hydrogen | MI | Dispatch-Crossload | EmissionsCost | 0 | [6 empty] | 0.79031 | 0
LCP_Inputs_ON_Electric_IEA_2023_05_05 | 2026 | Electrolyser 2020/2030 | Crossload | Hydrogen | MI | Dispatch-Crossload | FuelCost | 0 | [6 empty] | 0.79031 | 0
LCP_Inputs_ON_Electric_IEA_2023_05_05 | 2026 | Electrolyser 2020/2030 | Crossload | Hydrogen | MI | Dispatch-Crossload | VOM | 0 | [6 empty] | 0.79031 | 0
LCP_Inputs_ON_Electric_IEA_2023_05_05 | 2026 | Electrolyser 2020/2030 | Crossload | Hydrogen | NY | Dispatch-Crossload | EmissionsCost | 0 | [6 empty] | 0.79031 | 0
LCP_Inputs_ON_Electric_IEA_2023_05_05 | 2026 | Electrolyser 2020/2030 | Crossload | Hydrogen | NY | Dispatch-Crossload | FuelCost | 0 | [6 empty] | 0.79031 | 0
LCP_Inputs_ON_Electric_IEA_2023_05_05 | 2026 | Electrolyser 2020/2030 | Crossload | Hydrogen | NY | Dispatch-Crossload | VOM | 0 | [6 empty] | 0.79031 | 0
LCP_Inputs_ON_Electric_IEA_2023_05_05 | 2026 | Electrolyser 2020/2030 | Crossload | Hydrogen | ON | Dispatch-Crossload | EmissionsCost | 0 | [6 empty] | 0.79031 | 0
LCP_Inputs_ON_Electric_IEA_2023_05_05 | 2026 | Electrolyser 2020/2030 | Crossload | Hydrogen | ON | Dispatch-Crossload | FuelCost | 0 | [6 empty] | 0.79031 | 0
LCP_Inputs_ON_Electric_IEA_2023_05_05 | 2026 | Electrolyser 2020/2030 | Crossload | Hydrogen | ON | Dispatch-Crossload | VOM | 0 | [6 empty] | 0.79031 | 0
LCP_Inputs_ON_Electric_IEA_2023_05_05 | 2026 | Electrolyser 2020/2030 | Crossload | Hydrogen | PJ | Dispatch-Crossload | EmissionsCost | 0 | [6 empty] | 0.79031 | 0
LCP_Inputs_ON_Electric_IEA_2023_05_05 | 2026 | Electrolyser 2020/2030 | Crossload | Hydrogen | PJ | Dispatch-Crossload | FuelCost | 0 | [6 empty] | 0.79031 | 0
LCP_Inputs_ON_Electric_IEA_2023_05_05 | 2026 | Electrolyser 2020/2030 | Crossload | Hydrogen | PJ | Dispatch-Crossload | VOM | 0 | [6 empty] | 0.79031 | 0
LCP_Inputs_ON_Electric_IEA_2023_05_05 | 2026 | Electrolyser 2020/2030 | Crossload | Hydrogen | QC | Dispatch-Crossload | EmissionsCost | 0 | [6 empty] | 0.79031 | 0
LCP_Inputs_ON_Electric_IEA_2023_05_05 | 2026 | Electrolyser 2020/2030 | Crossload | Hydrogen | QC | Dispatch-Crossload | FuelCost | 0 | [6 empty] | 0.79031 | 0
LCP_Inputs_ON_Electric_IEA_2023_05_05 | 2026 | Electrolyser 2020/2030 | Crossload | Hydrogen | QC | Dispatch-Crossload | VOM | 0 | [6 empty] | 0.79031 | 0
LCP_Inputs_ON_Electric_IEA_2023_05_05 | 2026 | Electrolyser 2020/2030 | Crossload | Hydrogen | WC | Dispatch-Crossload | EmissionsCost | 0 | [6 empty] | 0.79031 | 0
LCP_Inputs_ON_Electric_IEA_2023_05_05 | 2026 | Electrolyser 2020/2030 | Crossload | Hydrogen | WC | Dispatch-Crossload | FuelCost | 0 | [6 empty] | 0.79031 | 0
LCP_Inputs_ON_Electric_IEA_2023_05_05 | 2026 | Electrolyser 2020/2030 | Crossload | Hydrogen | WC | Dispatch-Crossload | VOM | 0 | [6 empty] | 0.79031 | 0
LCP_Inputs_ON_Electric_IEA_2023_05_05 | 2026 | Electrolyser 2040 | Crossload | Hydrogen | MI | Dispatch-Crossload | EmissionsCost | 0 | [6 empty] | 0.79031 | 0
LCP_Inputs_ON_Electric_IEA_2023_05_05 | 2026 | Electrolyser 2040 | Crossload | Hydrogen | MI | Dispatch-Crossload | FuelCost | 0 | [6 empty] | 0.79031 | 0
LCP_Inputs_ON_Electric_IEA_2023_05_05 | 2026 | Electrolyser 2040 | Crossload | Hydrogen | MI | Dispatch-Crossload | VOM | 0 | [6 empty] | 0.79031 | 0
LCP_Inputs_ON_Electric_IEA_2023_05_05 | 2026 | Electrolyser 2040 | Crossload | Hydrogen | NY | Dispatch-Crossload | EmissionsCost | 0 | [6 empty] | 0.79031 | 0
LCP_Inputs_ON_Electric_IEA_2023_05_05 | 2026 | Electrolyser 2040 | Crossload | Hydrogen | NY | Dispatch-Crossload | FuelCost | 0 | [6 empty] | 0.79031 | 0
LCP_Inputs_ON_Electric_IEA_2023_05_05 | 2026 | Electrolyser 2040 | Crossload | Hydrogen | NY | Dispatch-Crossload | VOM | 0 | [6 empty] | 0.79031 | 0
LCP_Inputs_ON_Electric_IEA_2023_05_05 | 2026 | Electrolyser 2040 | Crossload | Hydrogen | ON | Dispatch-Crossload | EmissionsCost | 0 | [6 empty] | 0.79031 | 0
LCP_Inputs_ON_Electric_IEA_2023_05_05 | 2026 | Electrolyser 2040 | Crossload | Hydrogen | ON | Dispatch-Crossload | FuelCost | 0 | [6 empty] | 0.79031 | 0
LCP_Inputs_ON_Electric_IEA_2023_05_05 | 2026 | Electrolyser 2040 | Crossload | Hydrogen | ON | Dispatch-Crossload | VOM | 0 | [6 empty] | 0.79031 | 0
LCP_Inputs_ON_Electric_IEA_2023_05_05 | 2026 | Electrolyser 2040 | Crossload | Hydrogen | PJ | Dispatch-Crossload | EmissionsCost | 0 | [6 empty] | 0.79031 | 0
LCP_Inputs_ON_Electric_IEA_2023_05_05 | 2026 | Electrolyser 2040 | Crossload | Hydrogen | PJ | Dispatch-Crossload | FuelCost | 0 | [6 empty] | 0.79031 | 0
LCP_Inputs_ON_Electric_IEA_2023_05_05 | 2026 | Electrolyser 2040 | Crossload | Hydrogen | PJ | Dispatch-Crossload | VOM | 0 | [6 empty] | 0.79031 | 0
LCP_Inputs_ON_Electric_IEA_2023_05_05 | 2026 | Electrolyser 2040 | Crossload | Hydrogen | QC | Dispatch-Crossload | EmissionsCost | 0 | [6 empty] | 0.79031 | 0
LCP_Inputs_ON_Electric_IEA_2023_05_05 | 2026 | Electrolyser 2040 | Crossload | Hydrogen | QC | Dispatch-Crossload | FuelCost | 0 | [6 empty] | 0.79031 | 0
LCP_Inputs_ON_Electric_IEA_2023_05_05 | 2026 | Electrolyser 2040 | Crossload | Hydrogen | QC | Dispatch-Crossload | VOM | 0 | [6 empty] | 0.79031 | 0
LCP_Inputs_ON_Electric_IEA_2023_05_05 | 2026 | Electrolyser 2040 | Crossload | Hydrogen | WC | Dispatch-Crossload | EmissionsCost | 0 | [6 empty] | 0.79031 | 0
LCP_Inputs_ON_Electric_IEA_2023_05_05 | 2026 | Electrolyser 2040 | Crossload | Hydrogen | WC | Dispatch-Crossload | FuelCost | 0 | [6 empty] | 0.79031 | 0
LCP_Inputs_ON_Electric_IEA_2023_05_05 | 2026 | Electrolyser 2040 | Crossload | Hydrogen | WC | Dispatch-Crossload | VOM | 0 | [6 empty] | 0.79031 | 0
LCP_Inputs_ON_Electric_IEA_2023_05_05 | 2026 | Electrolyser 2050 | Crossload | Hydrogen | MI | Dispatch-Crossload | EmissionsCost | 0 | [6 empty] | 0.79031 | 0
LCP_Inputs_ON_Electric_IEA_2023_05_05 | 2026 | Electrolyser 2050 | Crossload | Hydrogen | MI | Dispatch-Crossload | FuelCost | 0 | [6 empty] | 0.79031 | 0
LCP_Inputs_ON_Electric_IEA_2023_05_05 | 2026 | Electrolyser 2050 | Crossload | Hydrogen | MI | Dispatch-Crossload | VOM | 0 | [6 empty] | 0.79031 | 0
LCP_Inputs_ON_Electric_IEA_2023_05_05 | 2026 | Electrolyser 2050 | Crossload | Hydrogen | NY | Dispatch-Crossload | EmissionsCost | 0 | [6 empty] | 0.79031 | 0
LCP_Inputs_ON_Electric_IEA_2023_05_05 | 2026 | Electrolyser 2050 | Crossload | Hydrogen | NY | Dispatch-Crossload | FuelCost | 0 | [6 empty] | 0.79031 | 0
LCP_Inputs_ON_Electric_IEA_2023_05_05 | 2026 | Electrolyser 2050 | Crossload | Hydrogen | NY | Dispatch-Crossload | VOM | 0 | [6 empty] | 0.79031 | 0
LCP_Inputs_ON_Electric_IEA_2023_05_05 | 2026 | Electrolyser 2050 | Crossload | Hydrogen | ON | Dispatch-Crossload | EmissionsCost | 0 | [6 empty] | 0.79031 | 0
LCP_Inputs_ON_Electric_IEA_2023_05_05 | 2026 | Electrolyser 2050 | Crossload | Hydrogen | ON | Dispatch-Crossload | FuelCost | 0 | [6 empty] | 0.79031 | 0
LCP_Inputs_ON_Electric_IEA_2023_05_05 | 2026 | Electrolyser 2050 | Crossload | Hydrogen | ON | Dispatch-Crossload | VOM | 0 | [6 empty] | 0.79031 | 0
LCP_Inputs_ON_Electric_IEA_2023_05_05 | 2026 | Electrolyser 2050 | Crossload | Hydrogen | PJ | Dispatch-Crossload | EmissionsCost | 0 | [6 empty] | 0.79031 | 0
LCP_Inputs_ON_Electric_IEA_2023_05_05 | 2026 | Electrolyser 2050 | Crossload | Hydrogen | PJ | Dispatch-Crossload | FuelCost | 0 | [6 empty] | 0.79031 | 0
LCP_Inputs_ON_Electric_IEA_2023_05_05 | 2026 | Electrolyser 2050 | Crossload | Hydrogen | PJ | Dispatch-Crossload | VOM | 0 | [6 empty] | 0.79031 | 0
LCP_Inputs_ON_Electric_IEA_2023_05_05 | 2026 | Electrolyser 2050 | Crossload | Hydrogen | QC | Dispatch-Crossload | EmissionsCost | 0 | [6 empty] | 0.79031 | 0
LCP_Inputs_ON_Electric_IEA_2023_05_05 | 2026 | Electrolyser 2050 | Crossload | Hydrogen | QC | Dispatch-Crossload | FuelCost | 0 | [6 empty] | 0.79031 | 0
LCP_Inputs_ON_Electric_IEA_2023_05_05 | 2026 | Electrolyser 2050 | Crossload | Hydrogen | QC | Dispatch-Crossload | VOM | 0 | [6 empty] | 0.79031 | 0
LCP_Inputs_ON_Electric_IEA_2023_05_05 | 2026 | Electrolyser 2050 | Crossload | Hydrogen | WC | Dispatch-Crossload | EmissionsCost | 0 | [6 empty] | 0.79031 | 0
LCP_Inputs_ON_Electric_IEA_2023_05_05 | 2026 | Electrolyser 2050 | Crossload | Hydrogen | WC | Dispatch-Crossload | FuelCost | 0 | [6 empty] | 0.79031 | 0
LCP_Inputs_ON_Electric_IEA_2023_05_05 | 2026 | Electrolyser 2050 | Crossload | Hydrogen | WC | Dispatch-Crossload | VOM | 0 | [6 empty] | 0.79031 | 0
LCP_Inputs_ON_Electric_IEA_2023_05_05 | 2026 | Fossil Fuel Thermal (Coal, Peat, Oil) | Generation | Electricity | MI | Dispatch-Generation | EmissionsCost | 0 | [6 empty] | 0.79031 | 0
LCP_Inputs_ON_Electric_IEA_2023_05_05 | 2026 | Fossil Fuel Thermal (Coal, Peat, Oil) | Generation | Electricity | MI | Dispatch-Generation | FuelCost | 0 | [6 empty] | 0.79031 | 0
LCP_Inputs_ON_Electric_IEA_2023_05_05 | 2026 | Fossil Fuel Thermal (Coal, Peat, Oil) | Generation | Electricity | MI | Dispatch-Generation | VOM | 0 | [6 empty] | 0.79031 | 0
LCP_Inputs_ON_Electric_IEA_2023_05_05 | 2026 | Fossil Fuel Thermal (Coal, Peat, Oil) | Generation | Electricity | NY | Dispatch-Generation | EmissionsCost | 0 | [6 empty] | 0.79031 | 0
LCP_Inputs_ON_Electric_IEA_2023_05_05 | 2026 | Fossil Fuel Thermal (Coal, Peat, Oil) | Generation | Electricity | NY | Dispatch-Generation | FuelCost | 0 | [6 empty] | 0.79031 | 0
LCP_Inputs_ON_Electric_IEA_2023_05_05 | 2026 | Fossil Fuel Thermal (Coal, Peat, Oil) | Generation | Electricity | NY | Dispatch-Generation | VOM | 0 | [6 empty] | 0.79031 | 0
LCP_Inputs_ON_Electric_IEA_2023_05_05 | 2026 | Fossil Fuel Thermal (Coal, Peat, Oil) | Generation | Electricity | ON | Dispatch-Generation | EmissionsCost | 0 | [6 empty] | 0.79031 | 0
LCP_Inputs_ON_Electric_IEA_2023_05_05 | 2026 | Fossil Fuel Thermal (Coal, Peat, Oil) | Generation | Electricity | ON | Dispatch-Generation | FuelCost | 0 | [6 empty] | 0.79031 | 0
LCP_Inputs_ON_Electric_IEA_2023_05_05 | 2026 | Fossil Fuel Thermal (Coal, Peat, Oil) | Generation | Electricity | ON | Dispatch-Generation | VOM | 0 | [6 empty] | 0.79031 | 0
LCP_Inputs_ON_Electric_IEA_2023_05_05 | 2026 | Fossil Fuel Thermal (Coal, Peat, Oil) | Generation | Electricity | PJ | Dispatch-Generation | EmissionsCost | 0 | [6 empty] | 0.79031 | 0
LCP_Inputs_ON_Electric_IEA_2023_05_05 | 2026 | Fossil Fuel Thermal (Coal, Peat, Oil) | Generation | Electricity | PJ | Dispatch-Generation | FuelCost | 0 | [6 empty] | 0.79031 | 0
LCP_Inputs_ON_Electric_IEA_2023_05_05 | 2026 | Fossil Fuel Thermal (Coal, Peat, Oil) | Generation | Electricity | PJ | Dispatch-Generation | VOM | 0 | [6 empty] | 0.79031 | 0
LCP_Inputs_ON_Electric_IEA_2023_05_05 | 2026 | Fossil Fuel Thermal (Coal, Peat, Oil) | Generation | Electricity | QC | Dispatch-Generation | EmissionsCost | 0 | [6 empty] | 0.79031 | 0
LCP_Inputs_ON_Electric_IEA_2023_05_05 | 2026 | Fossil Fuel Thermal (Coal, Peat, Oil) | Generation | Electricity | QC | Dispatch-Generation | FuelCost | 0 | [6 empty] | 0.79031 | 0
LCP_Inputs_ON_Electric_IEA_2023_05_05 | 2026 | Fossil Fuel Thermal (Coal, Peat, Oil) | Generation | Electricity | QC | Dispatch-Generation | VOM | 0 | [6 empty] | 0.79031 | 0
LCP_Inputs_ON_Electric_IEA_2023_05_05 | 2026 | Fossil Fuel Thermal (Coal, Peat, Oil) | Generation | Electricity | WC | Dispatch-Generation | EmissionsCost | 0 | [6 empty] | 0.79031 | 0
LCP_Inputs_ON_Electric_IEA_2023_05_05 | 2026 | Fossil Fuel Thermal (Coal, Peat, Oil) | Generation | Electricity | WC | Dispatch-Generation | FuelCost | 0 | [6 empty] | 0.79031 | 0
LCP_Inputs_ON_Electric_IEA_2023_05_05 | 2026 | Fossil Fuel Thermal (Coal, Peat, Oil) | Generation | Electricity | WC | Dispatch-Generation | VOM | 0 | [6 empty] | 0.79031 | 0
LCP_Inputs_ON_Electric_IEA_2023_05_05 | 2026 | Generic - Generator | Generation | Electricity | MI | Dispatch-Generation | EmissionsCost | 0 | [6 empty] | 0.79031 | 0
LCP_Inputs_ON_Electric_IEA_2023_05_05 | 2026 | Generic - Generator | Generation | Electricity | MI | Dispatch-Generation | FuelCost | 3901073927.6151 | [6 empty] | 0.79031 | 3083075390.9414
LCP_Inputs_ON_Electric_IEA_2023_05_05 | 2026 | Generic - Generator | Generation | Electricity | MI | Dispatch-Generation | VOM | 403598428.6705 | [6 empty] | 0.79031 | 318969700.7402
LCP_Inputs_ON_Electric_IEA_2023_05_05 | 2026 | Generic - Generator | Generation | Electricity | NY | Dispatch-Generation | EmissionsCost | 0 | [6 empty] | 0.79031 | 0
LCP_Inputs_ON_Electric_IEA_2023_05_05 | 2026 | Generic - Generator | Generation | Electricity | NY | Dispatch-Generation | FuelCost | 1646102808.8249 | [6 empty] | 0.79031 | 1300938960.6595
LCP_Inputs_ON_Electric_IEA_2023_05_05 | 2026 | Generic - Generator | Generation | Electricity | NY | Dispatch-Generation | VOM | 170302977.9489 | [6 empty] | 0.79031 | 134592917.2482
LCP_Inputs_ON_Electric_IEA_2023_05_05 | 2026 | Generic - Generator | Generation | Electricity | ON | Dispatch-Generation | EmissionsCost | 0 | [6 empty] | 0.79031 | 0
LCP_Inputs_ON_Electric_IEA_2023_05_05 | 2026 | Generic - Generator | Generation | Electricity | ON | Dispatch-Generation | FuelCost | 0 | [6 empty] | 0.79031 | 0
LCP_Inputs_ON_Electric_IEA_2023_05_05 | 2026 | Generic - Generator | Generation | Electricity | ON | Dispatch-Generation | VOM | 0 | [6 empty] | 0.79031 | 0
LCP_Inputs_ON_Electric_IEA_2023_05_05 | 2026 | Generic - Generator | Generation | Electricity | PJ | Dispatch-Generation | EmissionsCost | 0 | [6 empty] | 0.79031 | 0
LCP_Inputs_ON_Electric_IEA_2023_05_05 | 2026 | Generic - Generator | Generation | Electricity | PJ | Dispatch-Generation | FuelCost | 14422259590.9655 | [6 empty] | 0.79031 | 11398121248.591
LCP_Inputs_ON_Electric_IEA_2023_05_05 | 2026 | Generic - Generator | Generation | Electricity | PJ | Dispatch-Generation | VOM | 1492102281.7812 | [6 empty] | 0.79031 | 1179230107.1668
LCP_Inputs_ON_Electric_IEA_2023_05_05 | 2026 | Generic - Generator | Generation | Electricity | QC | Dispatch-Generation | EmissionsCost | 0 | [6 empty] | 0.79031 | 0
LCP_Inputs_ON_Electric_IEA_2023_05_05 | 2026 | Generic - Generator | Generation | Electricity | QC | Dispatch-Generation | FuelCost | 0 | [6 empty] | 0.79031 | 0
LCP_Inputs_ON_Electric_IEA_2023_05_05 | 2026 | Generic - Generator | Generation | Electricity | QC | Dispatch-Generation | VOM | 0 | [6 empty] | 0.79031 | 0
LCP_Inputs_ON_Electric_IEA_2023_05_05 | 2026 | Generic - Generator | Generation | Electricity | WC | Dispatch-Generation | EmissionsCost | 0 | [6 empty] | 0.79031 | 0
LCP_Inputs_ON_Electric_IEA_2023_05_05 | 2026 | Generic - Generator | Generation | Electricity | WC | Dispatch-Generation | FuelCost | 1069473.0011 | [6 empty] | 0.79031 | 845220.0476
LCP_Inputs_ON_Electric_IEA_2023_05_05 | 2026 | Generic - Generator | Generation | Electricity | WC | Dispatch-Generation | VOM | 110645.8454 | [6 empty] | 0.79031 | 87445.0188
LCP_Inputs_ON_Electric_IEA_2023_05_05 | 2026 | H2 Import - QC | Import | Hydrogen | MI | Dispatch-Import | EmissionsCost | 0 | [6 empty] | 0.79031 | 0
LCP_Inputs_ON_Electric_IEA_2023_05_05 | 2026 | H2 Import - QC | Import | Hydrogen | MI | Dispatch-Import | FuelCost | 0 | [6 empty] | 0.79031 | 0
LCP_Inputs_ON_Electric_IEA_2023_05_05 | 2026 | H2 Import - QC | Import | Hydrogen | MI | Dispatch-Import | VOM | 0 | [6 empty] | 0.79031 | 0
LCP_Inputs_ON_Electric_IEA_2023_05_05 | 2026 | H2 Import - QC | Import | Hydrogen | NY | Dispatch-Import | EmissionsCost | 0 | [6 empty] | 0.79031 | 0
LCP_Inputs_ON_Electric_IEA_2023_05_05 | 2026 | H2 Import - QC | Import | Hydrogen | NY | Dispatch-Import | FuelCost | 0 | [6 empty] | 0.79031 | 0
LCP_Inputs_ON_Electric_IEA_2023_05_05 | 2026 | H2 Import - QC | Import | Hydrogen | NY | Dispatch-Import | VOM | 0 | [6 empty] | 0.79031 | 0
LCP_Inputs_ON_Electric_IEA_2023_05_05 | 2026 | H2 Import - QC | Import | Hydrogen | ON | Dispatch-Import | EmissionsCost | 0 | [6 empty] | 0.79031 | 0
LCP_Inputs_ON_Electric_IEA_2023_05_05 | 2026 | H2 Import - QC | Import | Hydrogen | ON | Dispatch-Import | FuelCost | 0 | [6 empty] | 0.79031 | 0
LCP_Inputs_ON_Electric_IEA_2023_05_05 | 2026 | H2 Import - QC | Import | Hydrogen | ON | Dispatch-Import | VOM | 0 | [6 empty] | 0.79031 | 0
LCP_Inputs_ON_Electric_IEA_2023_05_05 | 2026 | H2 Import - QC | Import | Hydrogen | PJ | Dispatch-Import | EmissionsCost | 0 | [6 empty] | 0.79031 | 0
LCP_Inputs_ON_Electric_IEA_2023_05_05 | 2026 | H2 Import - QC | Import | Hydrogen | PJ | Dispatch-Import | FuelCost | 0 | [6 empty] | 0.79031 | 0
LCP_Inputs_ON_Electric_IEA_2023_05_05 | 2026 | H2 Import - QC | Import | Hydrogen | PJ | Dispatch-Import | VOM | 0 | [6 empty] | 0.79031 | 0
LCP_Inputs_ON_Electric_IEA_2023_05_05 | 2026 | H2 Import - QC | Import | Hydrogen | QC | Dispatch-Import | EmissionsCost | 0 | [6 empty] | 0.79031 | 0
LCP_Inputs_ON_Electric_IEA_2023_05_05 | 2026 | H2 Import - QC | Import | Hydrogen | QC | Dispatch-Import | FuelCost | 0 | [6 empty] | 0.79031 | 0
LCP_Inputs_ON_Electric_IEA_2023_05_05 | 2026 | H2 Import - QC | Import | Hydrogen | QC | Dispatch-Import | VOM | 0 | [6 empty] | 0.79031 | 0
LCP_Inputs_ON_Electric_IEA_2023_05_05 | 2026 | H2 Import - QC | Import | Hydrogen | WC | Dispatch-Import | EmissionsCost | 0 | [6 empty] | 0.79031 | 0
LCP_Inputs_ON_Electric_IEA_2023_05_05 | 2026 | H2 Import - QC | Import | Hydrogen | WC | Dispatch-Import | FuelCost | 0 | [6 empty] | 0.79031 | 0
LCP_Inputs_ON_Electric_IEA_2023_05_05 | 2026 | H2 Import - QC | Import | Hydrogen | WC | Dispatch-Import | VOM | 0 | [6 empty] | 0.79031 | 0
LCP_Inputs_ON_Electric_IEA_2023_05_05 | 2026 | H2 Import - WC | Import | Hydrogen | MI | Dispatch-Import | EmissionsCost | 0 | [6 empty] | 0.79031 | 0
LCP_Inputs_ON_Electric_IEA_2023_05_05 | 2026 | H2 Import - WC | Import | Hydrogen | MI | Dispatch-Import | FuelCost | 0 | [6 empty] | 0.79031 | 0
LCP_Inputs_ON_Electric_IEA_2023_05_05 | 2026 | H2 Import - WC | Import | Hydrogen | MI | Dispatch-Import | VOM | 0 | [6 empty] | 0.79031 | 0
LCP_Inputs_ON_Electric_IEA_2023_05_05 | 2026 | H2 Import - WC | Import | Hydrogen | NY | Dispatch-Import | EmissionsCost | 0 | [6 empty] | 0.79031 | 0
LCP_Inputs_ON_Electric_IEA_2023_05_05 | 2026 | H2 Import - WC | Import | Hydrogen | NY | Dispatch-Import | FuelCost | 0 | [6 empty] | 0.79031 | 0
LCP_Inputs_ON_Electric_IEA_2023_05_05 | 2026 | H2 Import - WC | Import | Hydrogen | NY | Dispatch-Import | VOM | 0 | [6 empty] | 0.79031 | 0
LCP_Inputs_ON_Electric_IEA_2023_05_05 | 2026 | H2 Import - WC | Import | Hydrogen | ON | Dispatch-Import | EmissionsCost | 0 | [6 empty] | 0.79031 | 0
LCP_Inputs_ON_Electric_IEA_2023_05_05 | 2026 | H2 Import - WC | Import | Hydrogen | ON | Dispatch-Import | FuelCost | 0 | [6 empty] | 0.79031 | 0
LCP_Inputs_ON_Electric_IEA_2023_05_05 | 2026 | H2 Import - WC | Import | Hydrogen | ON | Dispatch-Import | VOM | 0 | [6 empty] | 0.79031 | 0
LCP_Inputs_ON_Electric_IEA_2023_05_05 | 2026 | H2 Import - WC | Import | Hydrogen | PJ | Dispatch-Import | EmissionsCost | 0 | [6 empty] | 0.79031 | 0
LCP_Inputs_ON_Electric_IEA_2023_05_05 | 2026 | H2 Import - WC | Import | Hydrogen | PJ | Dispatch-Import | FuelCost | 0 | [6 empty] | 0.79031 | 0
LCP_Inputs_ON_Electric_IEA_2023_05_05 | 2026 | H2 Import - WC | Import | Hydrogen | PJ | Dispatch-Import | VOM | 0 | [6 empty] | 0.79031 | 0
LCP_Inputs_ON_Electric_IEA_2023_05_05 | 2026 | H2 Import - WC | Import | Hydrogen | QC | Dispatch-Import | EmissionsCost | 0 | [6 empty] | 0.79031 | 0
LCP_Inputs_ON_Electric_IEA_2023_05_05 | 2026 | H2 Import - WC | Import | Hydrogen | QC | Dispatch-Import | FuelCost | 0 | [6 empty] | 0.79031 | 0
LCP_Inputs_ON_Electric_IEA_2023_05_05 | 2026 | H2 Import - WC | Import | Hydrogen | QC | Dispatch-Import | VOM | 0 | [6 empty] | 0.79031 | 0
LCP_Inputs_ON_Electric_IEA_2023_05_05 | 2026 | H2 Import - WC | Import | Hydrogen | WC | Dispatch-Import | EmissionsCost | 0 | [6 empty] | 0.79031 | 0
LCP_Inputs_ON_Electric_IEA_2023_05_05 | 2026 | H2 Import - WC | Import | Hydrogen | WC | Dispatch-Import | FuelCost | 0 | [6 empty] | 0.79031 | 0
LCP_Inputs_ON_Electric_IEA_2023_05_05 | 2026 | H2 Import - WC | Import | Hydrogen | WC | Dispatch-Import | VOM | 0 | [6 empty] | 0.79031 | 0
LCP_Inputs_ON_Electric_IEA_2023_05_05 | 2026 | H2 Salt Cavern Storage - ON | Storage | Hydrogen | MI | Dispatch-Storage | EmissionsCost | 0 | [6 empty] | 0.79031 | 0
LCP_Inputs_ON_Electric_IEA_2023_05_05 | 2026 | H2 Salt Cavern Storage - ON | Storage | Hydrogen | MI | Dispatch-Storage | FuelCost | 0 | [6 empty] | 0.79031 | 0
LCP_Inputs_ON_Electric_IEA_2023_05_05 | 2026 | H2 Salt Cavern Storage - ON | Storage | Hydrogen | MI | Dispatch-Storage | VOM | 0 | [6 empty] | 0.79031 | 0
LCP_Inputs_ON_Electric_IEA_2023_05_05 | 2026 | H2 Salt Cavern Storage - ON | Storage | Hydrogen | NY | Dispatch-Storage | EmissionsCost | 0 | [6 empty] | 0.79031 | 0
LCP_Inputs_ON_Electric_IEA_2023_05_05 | 2026 | H2 Salt Cavern Storage - ON | Storage | Hydrogen | NY | Dispatch-Storage | FuelCost | 0 | [6 empty] | 0.79031 | 0
LCP_Inputs_ON_Electric_IEA_2023_05_05 | 2026 | H2 Salt Cavern Storage - ON | Storage | Hydrogen | NY | Dispatch-Storage | VOM | 0 | [6 empty] | 0.79031 | 0
LCP_Inputs_ON_Electric_IEA_2023_05_05 | 2026 | H2 Salt Cavern Storage - ON | Storage | Hydrogen | ON | Dispatch-Storage | EmissionsCost | 0 | [6 empty] | 0.79031 | 0
LCP_Inputs_ON_Electric_IEA_2023_05_05 | 2026 | H2 Salt Cavern Storage - ON | Storage | Hydrogen | ON | Dispatch-Storage | FuelCost | 0 | [6 empty] | 0.79031 | 0
LCP_Inputs_ON_Electric_IEA_2023_05_05 | 2026 | H2 Salt Cavern Storage - ON | Storage | Hydrogen | ON | Dispatch-Storage | VOM | 0 | [6 empty] | 0.79031 | 0
LCP_Inputs_ON_Electric_IEA_2023_05_05 | 2026 | H2 Salt Cavern Storage - ON | Storage | Hydrogen | PJ | Dispatch-Storage | EmissionsCost | 0 | [6 empty] | 0.79031 | 0
LCP_Inputs_ON_Electric_IEA_2023_05_05 | 2026 | H2 Salt Cavern Storage - ON | Storage | Hydrogen | PJ | Dispatch-Storage | FuelCost | 0 | [6 empty] | 0.79031 | 0
LCP_Inputs_ON_Electric_IEA_2023_05_05 | 2026 | H2 Salt Cavern Storage - ON | Storage | Hydrogen | PJ | Dispatch-Storage | VOM | 0 | [6 empty] | 0.79031 | 0
LCP_Inputs_ON_Electric_IEA_2023_05_05 | 2026 | H2 Salt Cavern Storage - ON | Storage | Hydrogen | QC | Dispatch-Storage | EmissionsCost | 0 | [6 empty] | 0.79031 | 0
LCP_Inputs_ON_Electric_IEA_2023_05_05 | 2026 | H2 Salt Cavern Storage - ON | Storage | Hydrogen | QC | Dispatch-Storage | FuelCost | 0 | [6 empty] | 0.79031 | 0
LCP_Inputs_ON_Electric_IEA_2023_05_05 | 2026 | H2 Salt Cavern Storage - ON | Storage | Hydrogen | QC | Dispatch-Storage | VOM | 0 | [6 empty] | 0.79031 | 0
LCP_Inputs_ON_Electric_IEA_2023_05_05 | 2026 | H2 Salt Cavern Storage - ON | Storage | Hydrogen | WC | Dispatch-Storage | EmissionsCost | 0 | [6 empty] | 0.79031 | 0
LCP_Inputs_ON_Electric_IEA_2023_05_05 | 2026 | H2 Salt Cavern Storage - ON | Storage | Hydrogen | WC | Dispatch-Storage | FuelCost | 0 | [6 empty] | 0.79031 | 0
LCP_Inputs_ON_Electric_IEA_2023_05_05 | 2026 | H2 Salt Cavern Storage - ON | Storage | Hydrogen | WC | Dispatch-Storage | VOM | 0 | [6 empty] | 0.79031 | 0
LCP_Inputs_ON_Electric_IEA_2023_05_05 | 2026 | Hydro | Generation | Electricity | MI | Dispatch-Generation | EmissionsCost | 0 | [6 empty] | 0.79031 | 0
LCP_Inputs_ON_Electric_IEA_2023_05_05 | 2026 | Hydro | Generation | Electricity | MI | Dispatch-Generation | FuelCost | 0 | [6 empty] | 0.79031 | 0
LCP_Inputs_ON_Electric_IEA_2023_05_05 | 2026 | Hydro | Generation | Electricity | MI | Dispatch-Generation | VOM | 0 | [6 empty] | 0.79031 | 0
LCP_Inputs_ON_Electric_IEA_2023_05_05 | 2026 | Hydro | Generation | Electricity | NY | Dispatch-Generation | EmissionsCost | 0 | [6 empty] | 0.79031 | 0
LCP_Inputs_ON_Electric_IEA_2023_05_05 | 2026 | Hydro | Generation | Electricity | NY | Dispatch-Generation | FuelCost | 0 | [6 empty] | 0.79031 | 0
LCP_Inputs_ON_Electric_IEA_2023_05_05 | 2026 | Hydro | Generation | Electricity | NY | Dispatch-Generation | VOM | 0 | [6 empty] | 0.79031 | 0
LCP_Inputs_ON_Electric_IEA_2023_05_05 | 2026 | Hydro | Generation | Electricity | ON | Dispatch-Generation | EmissionsCost | 0 | [6 empty] | 0.79031 | 0
LCP_Inputs_ON_Electric_IEA_2023_05_05 | 2026 | Hydro | Generation | Electricity | ON | Dispatch-Generation | FuelCost | 0 | [6 empty] | 0.79031 | 0
LCP_Inputs_ON_Electric_IEA_2023_05_05 | 2026 | Hydro | Generation | Electricity | ON | Dispatch-Generation | VOM | 0 | [6 empty] | 0.79031 | 0
LCP_Inputs_ON_Electric_IEA_2023_05_05 | 2026 | Hydro | Generation | Electricity | PJ | Dispatch-Generation | EmissionsCost | 0 | [6 empty] | 0.79031 | 0
LCP_Inputs_ON_Electric_IEA_2023_05_05 | 2026 | Hydro | Generation | Electricity | PJ | Dispatch-Generation | FuelCost | 0 | [6 empty] | 0.79031 | 0
LCP_Inputs_ON_Electric_IEA_2023_05_05 | 2026 | Hydro | Generation | Electricity | PJ | Dispatch-Generation | VOM | 0 | [6 empty] | 0.79031 | 0
LCP_Inputs_ON_Electric_IEA_2023_05_05 | 2026 | Hydro | Generation | Electricity | QC | Dispatch-Generation | EmissionsCost | 0 | [6 empty] | 0.79031 | 0
LCP_Inputs_ON_Electric_IEA_2023_05_05 | 2026 | Hydro | Generation | Electricity | QC | Dispatch-Generation | FuelCost | 0 | [6 empty] | 0.79031 | 0
LCP_Inputs_ON_Electric_IEA_2023_05_05 | 2026 | Hydro | Generation | Electricity | QC | Dispatch-Generation | VOM | 0 | [6 empty] | 0.79031 | 0
LCP_Inputs_ON_Electric_IEA_2023_05_05 | 2026 | Hydro | Generation | Electricity | WC | Dispatch-Generation | EmissionsCost | 0 | [6 empty] | 0.79031 | 0
LCP_Inputs_ON_Electric_IEA_2023_05_05 | 2026 | Hydro | Generation | Electricity | WC | Dispatch-Generation | FuelCost | 0 | [6 empty] | 0.79031 | 0
LCP_Inputs_ON_Electric_IEA_2023_05_05 | 2026 | Hydro | Generation | Electricity | WC | Dispatch-Generation | VOM | 0 | [6 empty] | 0.79031 | 0
LCP_Inputs_ON_Electric_IEA_2023_05_05 | 2026 | Hydro Pumped Storage | Storage | Electricity | MI | Dispatch-Storage | EmissionsCost | 0 | [6 empty] | 0.79031 | 0
LCP_Inputs_ON_Electric_IEA_2023_05_05 | 2026 | Hydro Pumped Storage | Storage | Electricity | MI | Dispatch-Storage | FuelCost | 0 | [6 empty] | 0.79031 | 0
LCP_Inputs_ON_Electric_IEA_2023_05_05 | 2026 | Hydro Pumped Storage | Storage | Electricity | MI | Dispatch-Storage | VOM | 0 | [6 empty] | 0.79031 | 0
LCP_Inputs_ON_Electric_IEA_2023_05_05 | 2026 | Hydro Pumped Storage | Storage | Electricity | NY | Dispatch-Storage | EmissionsCost | 0 | [6 empty] | 0.79031 | 0
LCP_Inputs_ON_Electric_IEA_2023_05_05 | 2026 | Hydro Pumped Storage | Storage | Electricity | NY | Dispatch-Storage | FuelCost | 0 | [6 empty] | 0.79031 | 0
LCP_Inputs_ON_Electric_IEA_2023_05_05 | 2026 | Hydro Pumped Storage | Storage | Electricity | NY | Dispatch-Storage | VOM | 0 | [6 empty] | 0.79031 | 0
LCP_Inputs_ON_Electric_IEA_2023_05_05 | 2026 | Hydro Pumped Storage | Storage | Electricity | ON | Dispatch-Storage | EmissionsCost | 0 | [6 empty] | 0.79031 | 0
LCP_Inputs_ON_Electric_IEA_2023_05_05 | 2026 | Hydro Pumped Storage | Storage | Electricity | ON | Dispatch-Storage | FuelCost | 0 | [6 empty] | 0.79031 | 0
LCP_Inputs_ON_Electric_IEA_2023_05_05 | 2026 | Hydro Pumped Storage | Storage | Electricity | ON | Dispatch-Storage | VOM | 0 | [6 empty] | 0.79031 | 0
LCP_Inputs_ON_Electric_IEA_2023_05_05 | 2026 | Hydro Pumped Storage | Storage | Electricity | PJ | Dispatch-Storage | EmissionsCost | 0 | [6 empty] | 0.79031 | 0
LCP_Inputs_ON_Electric_IEA_2023_05_05 | 2026 | Hydro Pumped Storage | Storage | Electricity | PJ | Dispatch-Storage | FuelCost | 0 | [6 empty] | 0.79031 | 0
LCP_Inputs_ON_Electric_IEA_2023_05_05 | 2026 | Hydro Pumped Storage | Storage | Electricity | PJ | Dispatch-Storage | VOM | 0 | [6 empty] | 0.79031 | 0
LCP_Inputs_ON_Electric_IEA_2023_05_05 | 2026 | Hydro Pumped Storage | Storage | Electricity | QC | Dispatch-Storage | EmissionsCost | 0 | [6 empty] | 0.79031 | 0
LCP_Inputs_ON_Electric_IEA_2023_05_05 | 2026 | Hydro Pumped Storage | Storage | Electricity | QC | Dispatch-Storage | FuelCost | 0 | [6 empty] | 0.79031 | 0
LCP_Inputs_ON_Electric_IEA_2023_05_05 | 2026 | Hydro Pumped Storage | Storage | Electricity | QC | Dispatch-Storage | VOM | 0 | [6 empty] | 0.79031 | 0
LCP_Inputs_ON_Electric_IEA_2023_05_05 | 2026 | Hydro Pumped Storage | Storage | Electricity | WC | Dispatch-Storage | EmissionsCost | 0 | [6 empty] | 0.79031 | 0
LCP_Inputs_ON_Electric_IEA_2023_05_05 | 2026 | Hydro Pumped Storage | Storage | Electricity | WC | Dispatch-Storage | FuelCost | 0 | [6 empty] | 0.79031 | 0
LCP_Inputs_ON_Electric_IEA_2023_05_05 | 2026 | Hydro Pumped Storage | Storage | Electricity | WC | Dispatch-Storage | VOM | 0 | [6 empty] | 0.79031 | 0
LCP_Inputs_ON_Electric_IEA_2023_05_05 | 2026 | Nuclear | Generation | Electricity | MI | Dispatch-Generation | EmissionsCost | 0 | [6 empty] | 0.79031 | 0
LCP_Inputs_ON_Electric_IEA_2023_05_05 | 2026 | Nuclear | Generation | Electricity | MI | Dispatch-Generation | FuelCost | 0 | [6 empty] | 0.79031 | 0
LCP_Inputs_ON_Electric_IEA_2023_05_05 | 2026 | Nuclear | Generation | Electricity | MI | Dispatch-Generation | VOM | 3301336446.912 | [6 empty] | 0.79031 | 2609094148.3169
LCP_Inputs_ON_Electric_IEA_2023_05_05 | 2026 | Nuclear | Generation | Electricity | NY | Dispatch-Generation | EmissionsCost | 0 | [6 empty] | 0.79031 | 0
LCP_Inputs_ON_Electric_IEA_2023_05_05 | 2026 | Nuclear | Generation | Electricity | NY | Dispatch-Generation | FuelCost | 0 | [6 empty] | 0.79031 | 0
LCP_Inputs_ON_Electric_IEA_2023_05_05 | 2026 | Nuclear | Generation | Electricity | NY | Dispatch-Generation | VOM | 2246155230.144 | [6 empty] | 0.79031 | 1775169105.4275
LCP_Inputs_ON_Electric_IEA_2023_05_05 | 2026 | Nuclear | Generation | Electricity | ON | Dispatch-Generation | EmissionsCost | 0 | [6 empty] | 0.79031 | 0
LCP_Inputs_ON_Electric_IEA_2023_05_05 | 2026 | Nuclear | Generation | Electricity | ON | Dispatch-Generation | FuelCost | 0 | [6 empty] | 0.79031 | 0
LCP_Inputs_ON_Electric_IEA_2023_05_05 | 2026 | Nuclear | Generation | Electricity | ON | Dispatch-Generation | VOM | 8790266640.96 | [6 empty] | 0.79031 | 6947075411.3918
LCP_Inputs_ON_Electric_IEA_2023_05_05 | 2026 | Nuclear | Generation | Electricity | PJ | Dispatch-Generation | EmissionsCost | 0 | [6 empty] | 0.79031 | 0
LCP_Inputs_ON_Electric_IEA_2023_05_05 | 2026 | Nuclear | Generation | Electricity | PJ | Dispatch-Generation | FuelCost | 0 | [6 empty] | 0.79031 | 0
LCP_Inputs_ON_Electric_IEA_2023_05_05 | 2026 | Nuclear | Generation | Electricity | PJ | Dispatch-Generation | VOM | 9110487814.4448 | [6 empty] | 0.79031 | 7200150856.2432
LCP_Inputs_ON_Electric_IEA_2023_05_05 | 2026 | Nuclear | Generation | Electricity | QC | Dispatch-Generation | EmissionsCost | 0 | [6 empty] | 0.79031 | 0
LCP_Inputs_ON_Electric_IEA_2023_05_05 | 2026 | Nuclear | Generation | Electricity | QC | Dispatch-Generation | FuelCost | 0 | [6 empty] | 0.79031 | 0
LCP_Inputs_ON_Electric_IEA_2023_05_05 | 2026 | Nuclear | Generation | Electricity | QC | Dispatch-Generation | VOM | 0 | [6 empty] | 0.79031 | 0
LCP_Inputs_ON_Electric_IEA_2023_05_05 | 2026 | Nuclear | Generation | Electricity | WC | Dispatch-Generation | EmissionsCost | 0 | [6 empty] | 0.79031 | 0
LCP_Inputs_ON_Electric_IEA_2023_05_05 | 2026 | Nuclear | Generation | Electricity | WC | Dispatch-Generation | FuelCost | 0 | [6 empty] | 0.79031 | 0
LCP_Inputs_ON_Electric_IEA_2023_05_05 | 2026 | Nuclear | Generation | Electricity | WC | Dispatch-Generation | VOM | 0 | [6 empty] | 0.79031 | 0
LCP_Inputs_ON_Electric_IEA_2023_05_05 | 2026 | Nuclear SMR | Generation | Electricity | MI | Dispatch-Generation | EmissionsCost | 0 | [6 empty] | 0.79031 | 0
LCP_Inputs_ON_Electric_IEA_2023_05_05 | 2026 | Nuclear SMR | Generation | Electricity | MI | Dispatch-Generation | FuelCost | 0 | [6 empty] | 0.79031 | 0
LCP_Inputs_ON_Electric_IEA_2023_05_05 | 2026 | Nuclear SMR | Generation | Electricity | MI | Dispatch-Generation | VOM | 0 | [6 empty] | 0.79031 | 0
LCP_Inputs_ON_Electric_IEA_2023_05_05 | 2026 | Nuclear SMR | Generation | Electricity | NY | Dispatch-Generation | EmissionsCost | 0 | [6 empty] | 0.79031 | 0
LCP_Inputs_ON_Electric_IEA_2023_05_05 | 2026 | Nuclear SMR | Generation | Electricity | NY | Dispatch-Generation | FuelCost | 0 | [6 empty] | 0.79031 | 0
LCP_Inputs_ON_Electric_IEA_2023_05_05 | 2026 | Nuclear SMR | Generation | Electricity | NY | Dispatch-Generation | VOM | 0 | [6 empty] | 0.79031 | 0
LCP_Inputs_ON_Electric_IEA_2023_05_05 | 2026 | Nuclear SMR | Generation | Electricity | ON | Dispatch-Generation | EmissionsCost | 0 | [6 empty] | 0.79031 | 0
LCP_Inputs_ON_Electric_IEA_2023_05_05 | 2026 | Nuclear SMR | Generation | Electricity | ON | Dispatch-Generation | FuelCost | 0 | [6 empty] | 0.79031 | 0
LCP_Inputs_ON_Electric_IEA_2023_05_05 | 2026 | Nuclear SMR | Generation | Electricity | ON | Dispatch-Generation | VOM | 0 | [6 empty] | 0.79031 | 0
LCP_Inputs_ON_Electric_IEA_2023_05_05 | 2026 | Nuclear SMR | Generation | Electricity | PJ | Dispatch-Generation | EmissionsCost | 0 | [6 empty] | 0.79031 | 0
LCP_Inputs_ON_Electric_IEA_2023_05_05 | 2026 | Nuclear SMR | Generation | Electricity | PJ | Dispatch-Generation | FuelCost | 0 | [6 empty] | 0.79031 | 0
LCP_Inputs_ON_Electric_IEA_2023_05_05 | 2026 | Nuclear SMR | Generation | Electricity | PJ | Dispatch-Generation | VOM | 0 | [6 empty] | 0.79031 | 0
LCP_Inputs_ON_Electric_IEA_2023_05_05 | 2026 | Nuclear SMR | Generation | Electricity | QC | Dispatch-Generation | EmissionsCost | 0 | [6 empty] | 0.79031 | 0
LCP_Inputs_ON_Electric_IEA_2023_05_05 | 2026 | Nuclear SMR | Generation | Electricity | QC | Dispatch-Generation | FuelCost | 0 | [6 empty] | 0.79031 | 0
LCP_Inputs_ON_Electric_IEA_2023_05_05 | 2026 | Nuclear SMR | Generation | Electricity | QC | Dispatch-Generation | VOM | 0 | [6 empty] | 0.79031 | 0
LCP_Inputs_ON_Electric_IEA_2023_05_05 | 2026 | Nuclear SMR | Generation | Electricity | WC | Dispatch-Generation | EmissionsCost | 0 | [6 empty] | 0.79031 | 0
LCP_Inputs_ON_Electric_IEA_2023_05_05 | 2026 | Nuclear SMR | Generation | Electricity | WC | Dispatch-Generation | FuelCost | 0 | [6 empty] | 0.79031 | 0
LCP_Inputs_ON_Electric_IEA_2023_05_05 | 2026 | Nuclear SMR | Generation | Electricity | WC | Dispatch-Generation | VOM | 0 | [6 empty] | 0.79031 | 0
LCP_Inputs_ON_Electric_IEA_2023_05_05 | 2026 | O/CCGT - CH4 Existing | Crossload | Electricity | MI | Dispatch-Crossload | EmissionsCost | 0 | [6 empty] | 0.79031 | 0
LCP_Inputs_ON_Electric_IEA_2023_05_05 | 2026 | O/CCGT - CH4 Existing | Crossload | Electricity | MI | Dispatch-Crossload | FuelCost | 0 | [6 empty] | 0.79031 | 0
LCP_Inputs_ON_Electric_IEA_2023_05_05 | 2026 | O/CCGT - CH4 Existing | Crossload | Electricity | MI | Dispatch-Crossload | VOM | 0 | [6 empty] | 0.79031 | 0
LCP_Inputs_ON_Electric_IEA_2023_05_05 | 2026 | O/CCGT - CH4 Existing | Crossload | Electricity | NY | Dispatch-Crossload | EmissionsCost | 0 | [6 empty] | 0.79031 | 0
LCP_Inputs_ON_Electric_IEA_2023_05_05 | 2026 | O/CCGT - CH4 Existing | Crossload | Electricity | NY | Dispatch-Crossload | FuelCost | 0 | [6 empty] | 0.79031 | 0
LCP_Inputs_ON_Electric_IEA_2023_05_05 | 2026 | O/CCGT - CH4 Existing | Crossload | Electricity | NY | Dispatch-Crossload | VOM | 0 | [6 empty] | 0.79031 | 0
LCP_Inputs_ON_Electric_IEA_2023_05_05 | 2026 | O/CCGT - CH4 Existing | Crossload | Electricity | ON | Dispatch-Crossload | EmissionsCost | 0 | [6 empty] | 0.79031 | 0
LCP_Inputs_ON_Electric_IEA_2023_05_05 | 2026 | O/CCGT - CH4 Existing | Crossload | Electricity | ON | Dispatch-Crossload | FuelCost | 0 | [6 empty] | 0.79031 | 0
LCP_Inputs_ON_Electric_IEA_2023_05_05 | 2026 | O/CCGT - CH4 Existing | Crossload | Electricity | ON | Dispatch-Crossload | VOM | 0 | [6 empty] | 0.79031 | 0
LCP_Inputs_ON_Electric_IEA_2023_05_05 | 2026 | O/CCGT - CH4 Existing | Crossload | Electricity | PJ | Dispatch-Crossload | EmissionsCost | 0 | [6 empty] | 0.79031 | 0
LCP_Inputs_ON_Electric_IEA_2023_05_05 | 2026 | O/CCGT - CH4 Existing | Crossload | Electricity | PJ | Dispatch-Crossload | FuelCost | 0 | [6 empty] | 0.79031 | 0
LCP_Inputs_ON_Electric_IEA_2023_05_05 | 2026 | O/CCGT - CH4 Existing | Crossload | Electricity | PJ | Dispatch-Crossload | VOM | 0 | [6 empty] | 0.79031 | 0
LCP_Inputs_ON_Electric_IEA_2023_05_05 | 2026 | O/CCGT - CH4 Existing | Crossload | Electricity | QC | Dispatch-Crossload | EmissionsCost | 0 | [6 empty] | 0.79031 | 0
LCP_Inputs_ON_Electric_IEA_2023_05_05 | 2026 | O/CCGT - CH4 Existing | Crossload | Electricity | QC | Dispatch-Crossload | FuelCost | 0 | [6 empty] | 0.79031 | 0
LCP_Inputs_ON_Electric_IEA_2023_05_05 | 2026 | O/CCGT - CH4 Existing | Crossload | Electricity | QC | Dispatch-Crossload | VOM | 0 | [6 empty] | 0.79031 | 0
LCP_Inputs_ON_Electric_IEA_2023_05_05 | 2026 | O/CCGT - CH4 Existing | Crossload | Electricity | WC | Dispatch-Crossload | EmissionsCost | 0 | [6 empty] | 0.79031 | 0
LCP_Inputs_ON_Electric_IEA_2023_05_05 | 2026 | O/CCGT - CH4 Existing | Crossload | Electricity | WC | Dispatch-Crossload | FuelCost | 0 | [6 empty] | 0.79031 | 0
LCP_Inputs_ON_Electric_IEA_2023_05_05 | 2026 | O/CCGT - CH4 Existing | Crossload | Electricity | WC | Dispatch-Crossload | VOM | 0 | [6 empty] | 0.79031 | 0
LCP_Inputs_ON_Electric_IEA_2023_05_05 | 2026 | O/CCGT - CH4 New | Crossload | Electricity | MI | Dispatch-Crossload | EmissionsCost | 0 | [6 empty] | 0.79031 | 0
LCP_Inputs_ON_Electric_IEA_2023_05_05 | 2026 | O/CCGT - CH4 New | Crossload | Electricity | MI | Dispatch-Crossload | FuelCost | 0 | [6 empty] | 0.79031 | 0
LCP_Inputs_ON_Electric_IEA_2023_05_05 | 2026 | O/CCGT - CH4 New | Crossload | Electricity | MI | Dispatch-Crossload | VOM | 0 | [6 empty] | 0.79031 | 0
LCP_Inputs_ON_Electric_IEA_2023_05_05 | 2026 | O/CCGT - CH4 New | Crossload | Electricity | NY | Dispatch-Crossload | EmissionsCost | 0 | [6 empty] | 0.79031 | 0
LCP_Inputs_ON_Electric_IEA_2023_05_05 | 2026 | O/CCGT - CH4 New | Crossload | Electricity | NY | Dispatch-Crossload | FuelCost | 0 | [6 empty] | 0.79031 | 0
LCP_Inputs_ON_Electric_IEA_2023_05_05 | 2026 | O/CCGT - CH4 New | Crossload | Electricity | NY | Dispatch-Crossload | VOM | 0 | [6 empty] | 0.79031 | 0
LCP_Inputs_ON_Electric_IEA_2023_05_05 | 2026 | O/CCGT - CH4 New | Crossload | Electricity | ON | Dispatch-Crossload | EmissionsCost | 0 | [6 empty] | 0.79031 | 0
LCP_Inputs_ON_Electric_IEA_2023_05_05 | 2026 | O/CCGT - CH4 New | Crossload | Electricity | ON | Dispatch-Crossload | FuelCost | 0 | [6 empty] | 0.79031 | 0
LCP_Inputs_ON_Electric_IEA_2023_05_05 | 2026 | O/CCGT - CH4 New | Crossload | Electricity | ON | Dispatch-Crossload | VOM | 0 | [6 empty] | 0.79031 | 0
LCP_Inputs_ON_Electric_IEA_2023_05_05 | 2026 | O/CCGT - CH4 New | Crossload | Electricity | PJ | Dispatch-Crossload | EmissionsCost | 0 | [6 empty] | 0.79031 | 0
LCP_Inputs_ON_Electric_IEA_2023_05_05 | 2026 | O/CCGT - CH4 New | Crossload | Electricity | PJ | Dispatch-Crossload | FuelCost | 0 | [6 empty] | 0.79031 | 0
LCP_Inputs_ON_Electric_IEA_2023_05_05 | 2026 | O/CCGT - CH4 New | Crossload | Electricity | PJ | Dispatch-Crossload | VOM | 0 | [6 empty] | 0.79031 | 0
LCP_Inputs_ON_Electric_IEA_2023_05_05 | 2026 | O/CCGT - CH4 New | Crossload | Electricity | QC | Dispatch-Crossload | EmissionsCost | 0 | [6 empty] | 0.79031 | 0
LCP_Inputs_ON_Electric_IEA_2023_05_05 | 2026 | O/CCGT - CH4 New | Crossload | Electricity | QC | Dispatch-Crossload | FuelCost | 0 | [6 empty] | 0.79031 | 0
LCP_Inputs_ON_Electric_IEA_2023_05_05 | 2026 | O/CCGT - CH4 New | Crossload | Electricity | QC | Dispatch-Crossload | VOM | 0 | [6 empty] | 0.79031 | 0
LCP_Inputs_ON_Electric_IEA_2023_05_05 | 2026 | O/CCGT - CH4 New | Crossload | Electricity | WC | Dispatch-Crossload | EmissionsCost | 0 | [6 empty] | 0.79031 | 0
LCP_Inputs_ON_Electric_IEA_2023_05_05 | 2026 | O/CCGT - CH4 New | Crossload | Electricity | WC | Dispatch-Crossload | FuelCost | 0 | [6 empty] | 0.79031 | 0
LCP_Inputs_ON_Electric_IEA_2023_05_05 | 2026 | O/CCGT - CH4 New | Crossload | Electricity | WC | Dispatch-Crossload | VOM | 0 | [6 empty] | 0.79031 | 0
LCP_Inputs_ON_Electric_IEA_2023_05_05 | 2026 | O/CCGT - H2 New | Crossload | Electricity | MI | Dispatch-Crossload | EmissionsCost | 0 | [6 empty] | 0.79031 | 0
LCP_Inputs_ON_Electric_IEA_2023_05_05 | 2026 | O/CCGT - H2 New | Crossload | Electricity | MI | Dispatch-Crossload | FuelCost | 0 | [6 empty] | 0.79031 | 0
LCP_Inputs_ON_Electric_IEA_2023_05_05 | 2026 | O/CCGT - H2 New | Crossload | Electricity | MI | Dispatch-Crossload | VOM | 0 | [6 empty] | 0.79031 | 0
LCP_Inputs_ON_Electric_IEA_2023_05_05 | 2026 | O/CCGT - H2 New | Crossload | Electricity | NY | Dispatch-Crossload | EmissionsCost | 0 | [6 empty] | 0.79031 | 0
LCP_Inputs_ON_Electric_IEA_2023_05_05 | 2026 | O/CCGT - H2 New | Crossload | Electricity | NY | Dispatch-Crossload | FuelCost | 0 | [6 empty] | 0.79031 | 0
LCP_Inputs_ON_Electric_IEA_2023_05_05 | 2026 | O/CCGT - H2 New | Crossload | Electricity | NY | Dispatch-Crossload | VOM | 0 | [6 empty] | 0.79031 | 0
LCP_Inputs_ON_Electric_IEA_2023_05_05 | 2026 | O/CCGT - H2 New | Crossload | Electricity | ON | Dispatch-Crossload | EmissionsCost | 0 | [6 empty] | 0.79031 | 0
LCP_Inputs_ON_Electric_IEA_2023_05_05 | 2026 | O/CCGT - H2 New | Crossload | Electricity | ON | Dispatch-Crossload | FuelCost | 0 | [6 empty] | 0.79031 | 0
LCP_Inputs_ON_Electric_IEA_2023_05_05 | 2026 | O/CCGT - H2 New | Crossload | Electricity | ON | Dispatch-Crossload | VOM | 0 | [6 empty] | 0.79031 | 0
LCP_Inputs_ON_Electric_IEA_2023_05_05 | 2026 | O/CCGT - H2 New | Crossload | Electricity | PJ | Dispatch-Crossload | EmissionsCost | 0 | [6 empty] | 0.79031 | 0
LCP_Inputs_ON_Electric_IEA_2023_05_05 | 2026 | O/CCGT - H2 New | Crossload | Electricity | PJ | Dispatch-Crossload | FuelCost | 0 | [6 empty] | 0.79031 | 0
LCP_Inputs_ON_Electric_IEA_2023_05_05 | 2026 | O/CCGT - H2 New | Crossload | Electricity | PJ | Dispatch-Crossload | VOM | 0 | [6 empty] | 0.79031 | 0
LCP_Inputs_ON_Electric_IEA_2023_05_05 | 2026 | O/CCGT - H2 New | Crossload | Electricity | QC | Dispatch-Crossload | EmissionsCost | 0 | [6 empty] | 0.79031 | 0
LCP_Inputs_ON_Electric_IEA_2023_05_05 | 2026 | O/CCGT - H2 New | Crossload | Electricity | QC | Dispatch-Crossload | FuelCost | 0 | [6 empty] | 0.79031 | 0
LCP_Inputs_ON_Electric_IEA_2023_05_05 | 2026 | O/CCGT - H2 New | Crossload | Electricity | QC | Dispatch-Crossload | VOM | 0 | [6 empty] | 0.79031 | 0
LCP_Inputs_ON_Electric_IEA_2023_05_05 | 2026 | O/CCGT - H2 New | Crossload | Electricity | WC | Dispatch-Crossload | EmissionsCost | 0 | [6 empty] | 0.79031 | 0
LCP_Inputs_ON_Electric_IEA_2023_05_05 | 2026 | O/CCGT - H2 New | Crossload | Electricity | WC | Dispatch-Crossload | FuelCost | 0 | [6 empty] | 0.79031 | 0
LCP_Inputs_ON_Electric_IEA_2023_05_05 | 2026 | O/CCGT - H2 New | Crossload | Electricity | WC | Dispatch-Crossload | VOM | 0 | [6 empty] | 0.79031 | 0
LCP_Inputs_ON_Electric_IEA_2023_05_05 | 2026 | SMR CCS | Generation | Hydrogen | MI | Dispatch-Generation | EmissionsCost | 0 | [6 empty] | 0.79031 | 0
LCP_Inputs_ON_Electric_IEA_2023_05_05 | 2026 | SMR CCS | Generation | Hydrogen | MI | Dispatch-Generation | FuelCost | 0 | [6 empty] | 0.79031 | 0
LCP_Inputs_ON_Electric_IEA_2023_05_05 | 2026 | SMR CCS | Generation | Hydrogen | MI | Dispatch-Generation | VOM | 0 | [6 empty] | 0.79031 | 0
LCP_Inputs_ON_Electric_IEA_2023_05_05 | 2026 | SMR CCS | Generation | Hydrogen | NY | Dispatch-Generation | EmissionsCost | 0 | [6 empty] | 0.79031 | 0
LCP_Inputs_ON_Electric_IEA_2023_05_05 | 2026 | SMR CCS | Generation | Hydrogen | NY | Dispatch-Generation | FuelCost | 0 | [6 empty] | 0.79031 | 0
LCP_Inputs_ON_Electric_IEA_2023_05_05 | 2026 | SMR CCS | Generation | Hydrogen | NY | Dispatch-Generation | VOM | 0 | [6 empty] | 0.79031 | 0
LCP_Inputs_ON_Electric_IEA_2023_05_05 | 2026 | SMR CCS | Generation | Hydrogen | ON | Dispatch-Generation | EmissionsCost | 0 | [6 empty] | 0.79031 | 0
LCP_Inputs_ON_Electric_IEA_2023_05_05 | 2026 | SMR CCS | Generation | Hydrogen | ON | Dispatch-Generation | FuelCost | 0 | [6 empty] | 0.79031 | 0
LCP_Inputs_ON_Electric_IEA_2023_05_05 | 2026 | SMR CCS | Generation | Hydrogen | ON | Dispatch-Generation | VOM | 0 | [6 empty] | 0.79031 | 0
LCP_Inputs_ON_Electric_IEA_2023_05_05 | 2026 | SMR CCS | Generation | Hydrogen | PJ | Dispatch-Generation | EmissionsCost | 0 | [6 empty] | 0.79031 | 0
LCP_Inputs_ON_Electric_IEA_2023_05_05 | 2026 | SMR CCS | Generation | Hydrogen | PJ | Dispatch-Generation | FuelCost | 0 | [6 empty] | 0.79031 | 0
LCP_Inputs_ON_Electric_IEA_2023_05_05 | 2026 | SMR CCS | Generation | Hydrogen | PJ | Dispatch-Generation | VOM | 0 | [6 empty] | 0.79031 | 0
LCP_Inputs_ON_Electric_IEA_2023_05_05 | 2026 | SMR CCS | Generation | Hydrogen | QC | Dispatch-Generation | EmissionsCost | 0 | [6 empty] | 0.79031 | 0
LCP_Inputs_ON_Electric_IEA_2023_05_05 | 2026 | SMR CCS | Generation | Hydrogen | QC | Dispatch-Generation | FuelCost | 0 | [6 empty] | 0.79031 | 0
LCP_Inputs_ON_Electric_IEA_2023_05_05 | 2026 | SMR CCS | Generation | Hydrogen | QC | Dispatch-Generation | VOM | 0 | [6 empty] | 0.79031 | 0
LCP_Inputs_ON_Electric_IEA_2023_05_05 | 2026 | SMR CCS | Generation | Hydrogen | WC | Dispatch-Generation | EmissionsCost | 0 | [6 empty] | 0.79031 | 0
LCP_Inputs_ON_Electric_IEA_2023_05_05 | 2026 | SMR CCS | Generation | Hydrogen | WC | Dispatch-Generation | FuelCost | 0 | [6 empty] | 0.79031 | 0
LCP_Inputs_ON_Electric_IEA_2023_05_05 | 2026 | SMR CCS | Generation | Hydrogen | WC | Dispatch-Generation | VOM | 0 | [6 empty] | 0.79031 | 0
LCP_Inputs_ON_Electric_IEA_2023_05_05 | 2026 | Solar PV | Generation | Electricity | MI | Dispatch-Generation | EmissionsCost | 0 | [6 empty] | 0.79031 | 0
LCP_Inputs_ON_Electric_IEA_2023_05_05 | 2026 | Solar PV | Generation | Electricity | MI | Dispatch-Generation | FuelCost | 0 | [6 empty] | 0.79031 | 0
LCP_Inputs_ON_Electric_IEA_2023_05_05 | 2026 | Solar PV | Generation | Electricity | MI | Dispatch-Generation | VOM | 0 | [6 empty] | 0.79031 | 0
LCP_Inputs_ON_Electric_IEA_2023_05_05 | 2026 | Solar PV | Generation | Electricity | NY | Dispatch-Generation | EmissionsCost | 0 | [6 empty] | 0.79031 | 0
LCP_Inputs_ON_Electric_IEA_2023_05_05 | 2026 | Solar PV | Generation | Electricity | NY | Dispatch-Generation | FuelCost | 0 | [6 empty] | 0.79031 | 0
LCP_Inputs_ON_Electric_IEA_2023_05_05 | 2026 | Solar PV | Generation | Electricity | NY | Dispatch-Generation | VOM | 0 | [6 empty] | 0.79031 | 0
LCP_Inputs_ON_Electric_IEA_2023_05_05 | 2026 | Solar PV | Generation | Electricity | ON | Dispatch-Generation | EmissionsCost | 0 | [6 empty] | 0.79031 | 0
LCP_Inputs_ON_Electric_IEA_2023_05_05 | 2026 | Solar PV | Generation | Electricity | ON | Dispatch-Generation | FuelCost | 0 | [6 empty] | 0.79031 | 0
LCP_Inputs_ON_Electric_IEA_2023_05_05 | 2026 | Solar PV | Generation | Electricity | ON | Dispatch-Generation | VOM | 0 | [6 empty] | 0.79031 | 0
LCP_Inputs_ON_Electric_IEA_2023_05_05 | 2026 | Solar PV | Generation | Electricity | PJ | Dispatch-Generation | EmissionsCost | 0 | [6 empty] | 0.79031 | 0
LCP_Inputs_ON_Electric_IEA_2023_05_05 | 2026 | Solar PV | Generation | Electricity | PJ | Dispatch-Generation | FuelCost | 0 | [6 empty] | 0.79031 | 0
LCP_Inputs_ON_Electric_IEA_2023_05_05 | 2026 | Solar PV | Generation | Electricity | PJ | Dispatch-Generation | VOM | 0 | [6 empty] | 0.79031 | 0
LCP_Inputs_ON_Electric_IEA_2023_05_05 | 2026 | Solar PV | Generation | Electricity | QC | Dispatch-Generation | EmissionsCost | 0 | [6 empty] | 0.79031 | 0
LCP_Inputs_ON_Electric_IEA_2023_05_05 | 2026 | Solar PV | Generation | Electricity | QC | Dispatch-Generation | FuelCost | 0 | [6 empty] | 0.79031 | 0
LCP_Inputs_ON_Electric_IEA_2023_05_05 | 2026 | Solar PV | Generation | Electricity | QC | Dispatch-Generation | VOM | 0 | [6 empty] | 0.79031 | 0
LCP_Inputs_ON_Electric_IEA_2023_05_05 | 2026 | Solar PV | Generation | Electricity | WC | Dispatch-Generation | EmissionsCost | 0 | [6 empty] | 0.79031 | 0
LCP_Inputs_ON_Electric_IEA_2023_05_05 | 2026 | Solar PV | Generation | Electricity | WC | Dispatch-Generation | FuelCost | 0 | [6 empty] | 0.79031 | 0
LCP_Inputs_ON_Electric_IEA_2023_05_05 | 2026 | Solar PV | Generation | Electricity | WC | Dispatch-Generation | VOM | 0 | [6 empty] | 0.79031 | 0
LCP_Inputs_ON_Electric_IEA_2023_05_05 | 2026 | Wind Offshore | Generation | Electricity | MI | Dispatch-Generation | EmissionsCost | 0 | [6 empty] | 0.79031 | 0
LCP_Inputs_ON_Electric_IEA_2023_05_05 | 2026 | Wind Offshore | Generation | Electricity | MI | Dispatch-Generation | FuelCost | 0 | [6 empty] | 0.79031 | 0
LCP_Inputs_ON_Electric_IEA_2023_05_05 | 2026 | Wind Offshore | Generation | Electricity | MI | Dispatch-Generation | VOM | 0 | [6 empty] | 0.79031 | 0
LCP_Inputs_ON_Electric_IEA_2023_05_05 | 2026 | Wind Offshore | Generation | Electricity | NY | Dispatch-Generation | EmissionsCost | 0 | [6 empty] | 0.79031 | 0
LCP_Inputs_ON_Electric_IEA_2023_05_05 | 2026 | Wind Offshore | Generation | Electricity | NY | Dispatch-Generation | FuelCost | 0 | [6 empty] | 0.79031 | 0
LCP_Inputs_ON_Electric_IEA_2023_05_05 | 2026 | Wind Offshore | Generation | Electricity | NY | Dispatch-Generation | VOM | 0 | [6 empty] | 0.79031 | 0
LCP_Inputs_ON_Electric_IEA_2023_05_05 | 2026 | Wind Offshore | Generation | Electricity | ON | Dispatch-Generation | EmissionsCost | 0 | [6 empty] | 0.79031 | 0
LCP_Inputs_ON_Electric_IEA_2023_05_05 | 2026 | Wind Offshore | Generation | Electricity | ON | Dispatch-Generation | FuelCost | 0 | [6 empty] | 0.79031 | 0
LCP_Inputs_ON_Electric_IEA_2023_05_05 | 2026 | Wind Offshore | Generation | Electricity | ON | Dispatch-Generation | VOM | 0 | [6 empty] | 0.79031 | 0
LCP_Inputs_ON_Electric_IEA_2023_05_05 | 2026 | Wind Offshore | Generation | Electricity | PJ | Dispatch-Generation | EmissionsCost | 0 | [6 empty] | 0.79031 | 0
LCP_Inputs_ON_Electric_IEA_2023_05_05 | 2026 | Wind Offshore | Generation | Electricity | PJ | Dispatch-Generation | FuelCost | 0 | [6 empty] | 0.79031 | 0
LCP_Inputs_ON_Electric_IEA_2023_05_05 | 2026 | Wind Offshore | Generation | Electricity | PJ | Dispatch-Generation | VOM | 0 | [6 empty] | 0.79031 | 0
LCP_Inputs_ON_Electric_IEA_2023_05_05 | 2026 | Wind Offshore | Generation | Electricity | QC | Dispatch-Generation | EmissionsCost | 0 | [6 empty] | 0.79031 | 0
LCP_Inputs_ON_Electric_IEA_2023_05_05 | 2026 | Wind Offshore | Generation | Electricity | QC | Dispatch-Generation | FuelCost | 0 | [6 empty] | 0.79031 | 0
LCP_Inputs_ON_Electric_IEA_2023_05_05 | 2026 | Wind Offshore | Generation | Electricity | QC | Dispatch-Generation | VOM | 0 | [6 empty] | 0.79031 | 0
LCP_Inputs_ON_Electric_IEA_2023_05_05 | 2026 | Wind Offshore | Generation | Electricity | WC | Dispatch-Generation | EmissionsCost | 0 | [6 empty] | 0.79031 | 0
LCP_Inputs_ON_Electric_IEA_2023_05_05 | 2026 | Wind Offshore | Generation | Electricity | WC | Dispatch-Generation | FuelCost | 0 | [6 empty] | 0.79031 | 0
LCP_Inputs_ON_Electric_IEA_2023_05_05 | 2026 | Wind Offshore | Generation | Electricity | WC | Dispatch-Generation | VOM | 0 | [6 empty] | 0.79031 | 0
LCP_Inputs_ON_Electric_IEA_2023_05_05 | 2026 | Wind Onshore | Generation | Electricity | MI | Dispatch-Generation | EmissionsCost | 0 | [6 empty] | 0.79031 | 0
LCP_Inputs_ON_Electric_IEA_2023_05_05 | 2026 | Wind Onshore | Generation | Electricity | MI | Dispatch-Generation | FuelCost | 0 | [6 empty] | 0.79031 | 0
LCP_Inputs_ON_Electric_IEA_2023_05_05 | 2026 | Wind Onshore | Generation | Electricity | MI | Dispatch-Generation | VOM | 0 | [6 empty] | 0.79031 | 0
LCP_Inputs_ON_Electric_IEA_2023_05_05 | 2026 | Wind Onshore | Generation | Electricity | NY | Dispatch-Generation | EmissionsCost | 0 | [6 empty] | 0.79031 | 0
LCP_Inputs_ON_Electric_IEA_2023_05_05 | 2026 | Wind Onshore | Generation | Electricity | NY | Dispatch-Generation | FuelCost | 0 | [6 empty] | 0.79031 | 0
LCP_Inputs_ON_Electric_IEA_2023_05_05 | 2026 | Wind Onshore | Generation | Electricity | NY | Dispatch-Generation | VOM | 0 | [6 empty] | 0.79031 | 0
LCP_Inputs_ON_Electric_IEA_2023_05_05 | 2026 | Wind Onshore | Generation | Electricity | ON | Dispatch-Generation | EmissionsCost | 0 | [6 empty] | 0.79031 | 0
LCP_Inputs_ON_Electric_IEA_2023_05_05 | 2026 | Wind Onshore | Generation | Electricity | ON | Dispatch-Generation | FuelCost | 0 | [6 empty] | 0.79031 | 0
LCP_Inputs_ON_Electric_IEA_2023_05_05 | 2026 | Wind Onshore | Generation | Electricity | ON | Dispatch-Generation | VOM | 0 | [6 empty] | 0.79031 | 0
LCP_Inputs_ON_Electric_IEA_2023_05_05 | 2026 | Wind Onshore | Generation | Electricity | PJ | Dispatch-Generation | EmissionsCost | 0 | [6 empty] | 0.79031 | 0
LCP_Inputs_ON_Electric_IEA_2023_05_05 | 2026 | Wind Onshore | Generation | Electricity | PJ | Dispatch-Generation | FuelCost | 0 | [6 empty] | 0.79031 | 0
LCP_Inputs_ON_Electric_IEA_2023_05_05 | 2026 | Wind Onshore | Generation | Electricity | PJ | Dispatch-Generation | VOM | 0 | [6 empty] | 0.79031 | 0
LCP_Inputs_ON_Electric_IEA_2023_05_05 | 2026 | Wind Onshore | Generation | Electricity | QC | Dispatch-Generation | EmissionsCost | 0 | [6 empty] | 0.79031 | 0
LCP_Inputs_ON_Electric_IEA_2023_05_05 | 2026 | Wind Onshore | Generation | Electricity | QC | Dispatch-Generation | FuelCost | 0 | [6 empty] | 0.79031 | 0
LCP_Inputs_ON_Electric_IEA_2023_05_05 | 2026 | Wind Onshore | Generation | Electricity | QC | Dispatch-Generation | VOM | 0 | [6 empty] | 0.79031 | 0
LCP_Inputs_ON_Electric_IEA_2023_05_05 | 2026 | Wind Onshore | Generation | Electricity | WC | Dispatch-Generation | EmissionsCost | 0 | [6 empty] | 0.79031 | 0
LCP_Inputs_ON_Electric_IEA_2023_05_05 | 2026 | Wind Onshore | Generation | Electricity | WC | Dispatch-Generation | FuelCost | 0 | [6 empty] | 0.79031 | 0
LCP_Inputs_ON_Electric_IEA_2023_05_05 | 2026 | Wind Onshore | Generation | Electricity | WC | Dispatch-Generation | VOM | 0 | [6 empty] | 0.79031 | 0
LCP_Inputs_ON_Electric_IEA_2023_05_05 | 2027 | Anaerobic Digestion | Generation | Methane | MI | Dispatch-Generation | EmissionsCost | 0 | [6 empty] | 0.75992 | 0
LCP_Inputs_ON_Electric_IEA_2023_05_05 | 2027 | Anaerobic Digestion | Generation | Methane | MI | Dispatch-Generation | FuelCost | 0 | [6 empty] | 0.75992 | 0
LCP_Inputs_ON_Electric_IEA_2023_05_05 | 2027 | Anaerobic Digestion | Generation | Methane | MI | Dispatch-Generation | VOM | 0 | [6 empty] | 0.75992 | 0
LCP_Inputs_ON_Electric_IEA_2023_05_05 | 2027 | Anaerobic Digestion | Generation | Methane | NY | Dispatch-Generation | EmissionsCost | 0 | [6 empty] | 0.75992 | 0
LCP_Inputs_ON_Electric_IEA_2023_05_05 | 2027 | Anaerobic Digestion | Generation | Methane | NY | Dispatch-Generation | FuelCost | 0 | [6 empty] | 0.75992 | 0
LCP_Inputs_ON_Electric_IEA_2023_05_05 | 2027 | Anaerobic Digestion | Generation | Methane | NY | Dispatch-Generation | VOM | 0 | [6 empty] | 0.75992 | 0
LCP_Inputs_ON_Electric_IEA_2023_05_05 | 2027 | Anaerobic Digestion | Generation | Methane | ON | Dispatch-Generation | EmissionsCost | 0 | [6 empty] | 0.75992 | 0
LCP_Inputs_ON_Electric_IEA_2023_05_05 | 2027 | Anaerobic Digestion | Generation | Methane | ON | Dispatch-Generation | FuelCost | 0 | [6 empty] | 0.75992 | 0
LCP_Inputs_ON_Electric_IEA_2023_05_05 | 2027 | Anaerobic Digestion | Generation | Methane | ON | Dispatch-Generation | VOM | 0 | [6 empty] | 0.75992 | 0
LCP_Inputs_ON_Electric_IEA_2023_05_05 | 2027 | Anaerobic Digestion | Generation | Methane | PJ | Dispatch-Generation | EmissionsCost | 0 | [6 empty] | 0.75992 | 0
LCP_Inputs_ON_Electric_IEA_2023_05_05 | 2027 | Anaerobic Digestion | Generation | Methane | PJ | Dispatch-Generation | FuelCost | 0 | [6 empty] | 0.75992 | 0
LCP_Inputs_ON_Electric_IEA_2023_05_05 | 2027 | Anaerobic Digestion | Generation | Methane | PJ | Dispatch-Generation | VOM | 0 | [6 empty] | 0.75992 | 0
LCP_Inputs_ON_Electric_IEA_2023_05_05 | 2027 | Anaerobic Digestion | Generation | Methane | QC | Dispatch-Generation | EmissionsCost | 0 | [6 empty] | 0.75992 | 0
LCP_Inputs_ON_Electric_IEA_2023_05_05 | 2027 | Anaerobic Digestion | Generation | Methane | QC | Dispatch-Generation | FuelCost | 0 | [6 empty] | 0.75992 | 0
LCP_Inputs_ON_Electric_IEA_2023_05_05 | 2027 | Anaerobic Digestion | Generation | Methane | QC | Dispatch-Generation | VOM | 0 | [6 empty] | 0.75992 | 0
LCP_Inputs_ON_Electric_IEA_2023_05_05 | 2027 | Anaerobic Digestion | Generation | Methane | WC | Dispatch-Generation | EmissionsCost | 0 | [6 empty] | 0.75992 | 0
LCP_Inputs_ON_Electric_IEA_2023_05_05 | 2027 | Anaerobic Digestion | Generation | Methane | WC | Dispatch-Generation | FuelCost | 0 | [6 empty] | 0.75992 | 0
LCP_Inputs_ON_Electric_IEA_2023_05_05 | 2027 | Anaerobic Digestion | Generation | Methane | WC | Dispatch-Generation | VOM | 0 | [6 empty] | 0.75992 | 0
LCP_Inputs_ON_Electric_IEA_2023_05_05 | 2027 | Battery Storage | Storage | Electricity | MI | Dispatch-Storage | EmissionsCost | 0 | [6 empty] | 0.75992 | 0
LCP_Inputs_ON_Electric_IEA_2023_05_05 | 2027 | Battery Storage | Storage | Electricity | MI | Dispatch-Storage | FuelCost | 0 | [6 empty] | 0.75992 | 0
LCP_Inputs_ON_Electric_IEA_2023_05_05 | 2027 | Battery Storage | Storage | Electricity | MI | Dispatch-Storage | VOM | 0 | [6 empty] | 0.75992 | 0
LCP_Inputs_ON_Electric_IEA_2023_05_05 | 2027 | Battery Storage | Storage | Electricity | NY | Dispatch-Storage | EmissionsCost | 0 | [6 empty] | 0.75992 | 0
LCP_Inputs_ON_Electric_IEA_2023_05_05 | 2027 | Battery Storage | Storage | Electricity | NY | Dispatch-Storage | FuelCost | 0 | [6 empty] | 0.75992 | 0
LCP_Inputs_ON_Electric_IEA_2023_05_05 | 2027 | Battery Storage | Storage | Electricity | NY | Dispatch-Storage | VOM | 0 | [6 empty] | 0.75992 | 0
LCP_Inputs_ON_Electric_IEA_2023_05_05 | 2027 | Battery Storage | Storage | Electricity | ON | Dispatch-Storage | EmissionsCost | 0 | [6 empty] | 0.75992 | 0
LCP_Inputs_ON_Electric_IEA_2023_05_05 | 2027 | Battery Storage | Storage | Electricity | ON | Dispatch-Storage | FuelCost | 0 | [6 empty] | 0.75992 | 0
LCP_Inputs_ON_Electric_IEA_2023_05_05 | 2027 | Battery Storage | Storage | Electricity | ON | Dispatch-Storage | VOM | 0 | [6 empty] | 0.75992 | 0
LCP_Inputs_ON_Electric_IEA_2023_05_05 | 2027 | Battery Storage | Storage | Electricity | PJ | Dispatch-Storage | EmissionsCost | 0 | [6 empty] | 0.75992 | 0
LCP_Inputs_ON_Electric_IEA_2023_05_05 | 2027 | Battery Storage | Storage | Electricity | PJ | Dispatch-Storage | FuelCost | 0 | [6 empty] | 0.75992 | 0
LCP_Inputs_ON_Electric_IEA_2023_05_05 | 2027 | Battery Storage | Storage | Electricity | PJ | Dispatch-Storage | VOM | 0 | [6 empty] | 0.75992 | 0
LCP_Inputs_ON_Electric_IEA_2023_05_05 | 2027 | Battery Storage | Storage | Electricity | QC | Dispatch-Storage | EmissionsCost | 0 | [6 empty] | 0.75992 | 0
LCP_Inputs_ON_Electric_IEA_2023_05_05 | 2027 | Battery Storage | Storage | Electricity | QC | Dispatch-Storage | FuelCost | 0 | [6 empty] | 0.75992 | 0
LCP_Inputs_ON_Electric_IEA_2023_05_05 | 2027 | Battery Storage | Storage | Electricity | QC | Dispatch-Storage | VOM | 0 | [6 empty] | 0.75992 | 0
LCP_Inputs_ON_Electric_IEA_2023_05_05 | 2027 | Battery Storage | Storage | Electricity | WC | Dispatch-Storage | EmissionsCost | 0 | [6 empty] | 0.75992 | 0
LCP_Inputs_ON_Electric_IEA_2023_05_05 | 2027 | Battery Storage | Storage | Electricity | WC | Dispatch-Storage | FuelCost | 0 | [6 empty] | 0.75992 | 0
LCP_Inputs_ON_Electric_IEA_2023_05_05 | 2027 | Battery Storage | Storage | Electricity | WC | Dispatch-Storage | VOM | 0 | [6 empty] | 0.75992 | 0
LCP_Inputs_ON_Electric_IEA_2023_05_05 | 2027 | Biomass | Generation | Electricity | MI | Dispatch-Generation | EmissionsCost | 0 | [6 empty] | 0.75992 | 0
LCP_Inputs_ON_Electric_IEA_2023_05_05 | 2027 | Biomass | Generation | Electricity | MI | Dispatch-Generation | FuelCost | 0 | [6 empty] | 0.75992 | 0
LCP_Inputs_ON_Electric_IEA_2023_05_05 | 2027 | Biomass | Generation | Electricity | MI | Dispatch-Generation | VOM | 0 | [6 empty] | 0.75992 | 0
LCP_Inputs_ON_Electric_IEA_2023_05_05 | 2027 | Biomass | Generation | Electricity | NY | Dispatch-Generation | EmissionsCost | 0 | [6 empty] | 0.75992 | 0
LCP_Inputs_ON_Electric_IEA_2023_05_05 | 2027 | Biomass | Generation | Electricity | NY | Dispatch-Generation | FuelCost | 0 | [6 empty] | 0.75992 | 0
LCP_Inputs_ON_Electric_IEA_2023_05_05 | 2027 | Biomass | Generation | Electricity | NY | Dispatch-Generation | VOM | 0 | [6 empty] | 0.75992 | 0
LCP_Inputs_ON_Electric_IEA_2023_05_05 | 2027 | Biomass | Generation | Electricity | ON | Dispatch-Generation | EmissionsCost | 0 | [6 empty] | 0.75992 | 0
LCP_Inputs_ON_Electric_IEA_2023_05_05 | 2027 | Biomass | Generation | Electricity | ON | Dispatch-Generation | FuelCost | 0 | [6 empty] | 0.75992 | 0
LCP_Inputs_ON_Electric_IEA_2023_05_05 | 2027 | Biomass | Generation | Electricity | ON | Dispatch-Generation | VOM | 0 | [6 empty] | 0.75992 | 0
LCP_Inputs_ON_Electric_IEA_2023_05_05 | 2027 | Biomass | Generation | Electricity | PJ | Dispatch-Generation | EmissionsCost | 0 | [6 empty] | 0.75992 | 0
LCP_Inputs_ON_Electric_IEA_2023_05_05 | 2027 | Biomass | Generation | Electricity | PJ | Dispatch-Generation | FuelCost | 0 | [6 empty] | 0.75992 | 0
LCP_Inputs_ON_Electric_IEA_2023_05_05 | 2027 | Biomass | Generation | Electricity | PJ | Dispatch-Generation | VOM | 0 | [6 empty] | 0.75992 | 0
LCP_Inputs_ON_Electric_IEA_2023_05_05 | 2027 | Biomass | Generation | Electricity | QC | Dispatch-Generation | EmissionsCost | 0 | [6 empty] | 0.75992 | 0
LCP_Inputs_ON_Electric_IEA_2023_05_05 | 2027 | Biomass | Generation | Electricity | QC | Dispatch-Generation | FuelCost | 0 | [6 empty] | 0.75992 | 0
LCP_Inputs_ON_Electric_IEA_2023_05_05 | 2027 | Biomass | Generation | Electricity | QC | Dispatch-Generation | VOM | 0 | [6 empty] | 0.75992 | 0
LCP_Inputs_ON_Electric_IEA_2023_05_05 | 2027 | Biomass | Generation | Electricity | WC | Dispatch-Generation | EmissionsCost | 0 | [6 empty] | 0.75992 | 0
LCP_Inputs_ON_Electric_IEA_2023_05_05 | 2027 | Biomass | Generation | Electricity | WC | Dispatch-Generation | FuelCost | 0 | [6 empty] | 0.75992 | 0
LCP_Inputs_ON_Electric_IEA_2023_05_05 | 2027 | Biomass | Generation | Electricity | WC | Dispatch-Generation | VOM | 0 | [6 empty] | 0.75992 | 0
LCP_Inputs_ON_Electric_IEA_2023_05_05 | 2027 | Biomass + CCS | Generation | Electricity | MI | Dispatch-Generation | EmissionsCost | 0 | [6 empty] | 0.75992 | 0
LCP_Inputs_ON_Electric_IEA_2023_05_05 | 2027 | Biomass + CCS | Generation | Electricity | MI | Dispatch-Generation | FuelCost | 0 | [6 empty] | 0.75992 | 0
LCP_Inputs_ON_Electric_IEA_2023_05_05 | 2027 | Biomass + CCS | Generation | Electricity | MI | Dispatch-Generation | VOM | 0 | [6 empty] | 0.75992 | 0
LCP_Inputs_ON_Electric_IEA_2023_05_05 | 2027 | Biomass + CCS | Generation | Electricity | NY | Dispatch-Generation | EmissionsCost | 0 | [6 empty] | 0.75992 | 0
LCP_Inputs_ON_Electric_IEA_2023_05_05 | 2027 | Biomass + CCS | Generation | Electricity | NY | Dispatch-Generation | FuelCost | 0 | [6 empty] | 0.75992 | 0
LCP_Inputs_ON_Electric_IEA_2023_05_05 | 2027 | Biomass + CCS | Generation | Electricity | NY | Dispatch-Generation | VOM | 0 | [6 empty] | 0.75992 | 0
LCP_Inputs_ON_Electric_IEA_2023_05_05 | 2027 | Biomass + CCS | Generation | Electricity | ON | Dispatch-Generation | EmissionsCost | 0 | [6 empty] | 0.75992 | 0
LCP_Inputs_ON_Electric_IEA_2023_05_05 | 2027 | Biomass + CCS | Generation | Electricity | ON | Dispatch-Generation | FuelCost | 0 | [6 empty] | 0.75992 | 0
LCP_Inputs_ON_Electric_IEA_2023_05_05 | 2027 | Biomass + CCS | Generation | Electricity | ON | Dispatch-Generation | VOM | 0 | [6 empty] | 0.75992 | 0
LCP_Inputs_ON_Electric_IEA_2023_05_05 | 2027 | Biomass + CCS | Generation | Electricity | PJ | Dispatch-Generation | EmissionsCost | 0 | [6 empty] | 0.75992 | 0
LCP_Inputs_ON_Electric_IEA_2023_05_05 | 2027 | Biomass + CCS | Generation | Electricity | PJ | Dispatch-Generation | FuelCost | 0 | [6 empty] | 0.75992 | 0
LCP_Inputs_ON_Electric_IEA_2023_05_05 | 2027 | Biomass + CCS | Generation | Electricity | PJ | Dispatch-Generation | VOM | 0 | [6 empty] | 0.75992 | 0
LCP_Inputs_ON_Electric_IEA_2023_05_05 | 2027 | Biomass + CCS | Generation | Electricity | QC | Dispatch-Generation | EmissionsCost | 0 | [6 empty] | 0.75992 | 0
LCP_Inputs_ON_Electric_IEA_2023_05_05 | 2027 | Biomass + CCS | Generation | Electricity | QC | Dispatch-Generation | FuelCost | 0 | [6 empty] | 0.75992 | 0
LCP_Inputs_ON_Electric_IEA_2023_05_05 | 2027 | Biomass + CCS | Generation | Electricity | QC | Dispatch-Generation | VOM | 0 | [6 empty] | 0.75992 | 0
LCP_Inputs_ON_Electric_IEA_2023_05_05 | 2027 | Biomass + CCS | Generation | Electricity | WC | Dispatch-Generation | EmissionsCost | 0 | [6 empty] | 0.75992 | 0
LCP_Inputs_ON_Electric_IEA_2023_05_05 | 2027 | Biomass + CCS | Generation | Electricity | WC | Dispatch-Generation | FuelCost | 0 | [6 empty] | 0.75992 | 0
LCP_Inputs_ON_Electric_IEA_2023_05_05 | 2027 | Biomass + CCS | Generation | Electricity | WC | Dispatch-Generation | VOM | 0 | [6 empty] | 0.75992 | 0
LCP_Inputs_ON_Electric_IEA_2023_05_05 | 2027 | CH4 + CCS | Generation | Methane | MI | Dispatch-Generation | EmissionsCost | 0 | [6 empty] | 0.75992 | 0
LCP_Inputs_ON_Electric_IEA_2023_05_05 | 2027 | CH4 + CCS | Generation | Methane | MI | Dispatch-Generation | FuelCost | 0 | [6 empty] | 0.75992 | 0
LCP_Inputs_ON_Electric_IEA_2023_05_05 | 2027 | CH4 + CCS | Generation | Methane | MI | Dispatch-Generation | VOM | 0 | [6 empty] | 0.75992 | 0
LCP_Inputs_ON_Electric_IEA_2023_05_05 | 2027 | CH4 + CCS | Generation | Methane | NY | Dispatch-Generation | EmissionsCost | 0 | [6 empty] | 0.75992 | 0
LCP_Inputs_ON_Electric_IEA_2023_05_05 | 2027 | CH4 + CCS | Generation | Methane | NY | Dispatch-Generation | FuelCost | 0 | [6 empty] | 0.75992 | 0
LCP_Inputs_ON_Electric_IEA_2023_05_05 | 2027 | CH4 + CCS | Generation | Methane | NY | Dispatch-Generation | VOM | 0 | [6 empty] | 0.75992 | 0
LCP_Inputs_ON_Electric_IEA_2023_05_05 | 2027 | CH4 + CCS | Generation | Methane | ON | Dispatch-Generation | EmissionsCost | 0 | [6 empty] | 0.75992 | 0
LCP_Inputs_ON_Electric_IEA_2023_05_05 | 2027 | CH4 + CCS | Generation | Methane | ON | Dispatch-Generation | FuelCost | 0 | [6 empty] | 0.75992 | 0
LCP_Inputs_ON_Electric_IEA_2023_05_05 | 2027 | CH4 + CCS | Generation | Methane | ON | Dispatch-Generation | VOM | 0 | [6 empty] | 0.75992 | 0
LCP_Inputs_ON_Electric_IEA_2023_05_05 | 2027 | CH4 + CCS | Generation | Methane | PJ | Dispatch-Generation | EmissionsCost | 0 | [6 empty] | 0.75992 | 0
LCP_Inputs_ON_Electric_IEA_2023_05_05 | 2027 | CH4 + CCS | Generation | Methane | PJ | Dispatch-Generation | FuelCost | 0 | [6 empty] | 0.75992 | 0
LCP_Inputs_ON_Electric_IEA_2023_05_05 | 2027 | CH4 + CCS | Generation | Methane | PJ | Dispatch-Generation | VOM | 0 | [6 empty] | 0.75992 | 0
LCP_Inputs_ON_Electric_IEA_2023_05_05 | 2027 | CH4 + CCS | Generation | Methane | QC | Dispatch-Generation | EmissionsCost | 0 | [6 empty] | 0.75992 | 0
LCP_Inputs_ON_Electric_IEA_2023_05_05 | 2027 | CH4 + CCS | Generation | Methane | QC | Dispatch-Generation | FuelCost | 0 | [6 empty] | 0.75992 | 0
LCP_Inputs_ON_Electric_IEA_2023_05_05 | 2027 | CH4 + CCS | Generation | Methane | QC | Dispatch-Generation | VOM | 0 | [6 empty] | 0.75992 | 0
LCP_Inputs_ON_Electric_IEA_2023_05_05 | 2027 | CH4 + CCS | Generation | Methane | WC | Dispatch-Generation | EmissionsCost | 0 | [6 empty] | 0.75992 | 0
LCP_Inputs_ON_Electric_IEA_2023_05_05 | 2027 | CH4 + CCS | Generation | Methane | WC | Dispatch-Generation | FuelCost | 0 | [6 empty] | 0.75992 | 0
LCP_Inputs_ON_Electric_IEA_2023_05_05 | 2027 | CH4 + CCS | Generation | Methane | WC | Dispatch-Generation | VOM | 0 | [6 empty] | 0.75992 | 0
LCP_Inputs_ON_Electric_IEA_2023_05_05 | 2027 | CH4 Import - NY 2020 | Import | Methane | MI | Dispatch-Import | EmissionsCost | 0 | [6 empty] | 0.75992 | 0
LCP_Inputs_ON_Electric_IEA_2023_05_05 | 2027 | CH4 Import - NY 2020 | Import | Methane | MI | Dispatch-Import | FuelCost | 0 | [6 empty] | 0.75992 | 0
LCP_Inputs_ON_Electric_IEA_2023_05_05 | 2027 | CH4 Import - NY 2020 | Import | Methane | MI | Dispatch-Import | VOM | 0 | [6 empty] | 0.75992 | 0
LCP_Inputs_ON_Electric_IEA_2023_05_05 | 2027 | CH4 Import - NY 2020 | Import | Methane | NY | Dispatch-Import | EmissionsCost | 282343065.1873 | [6 empty] | 0.75992 | 214557524.6699
LCP_Inputs_ON_Electric_IEA_2023_05_05 | 2027 | CH4 Import - NY 2020 | Import | Methane | NY | Dispatch-Import | FuelCost | 407790143.0843 | [6 empty] | 0.75992 | 309886993.7779
LCP_Inputs_ON_Electric_IEA_2023_05_05 | 2027 | CH4 Import - NY 2020 | Import | Methane | NY | Dispatch-Import | VOM | 0 | [6 empty] | 0.75992 | 0
LCP_Inputs_ON_Electric_IEA_2023_05_05 | 2027 | CH4 Import - NY 2020 | Import | Methane | ON | Dispatch-Import | EmissionsCost | 0 | [6 empty] | 0.75992 | 0
LCP_Inputs_ON_Electric_IEA_2023_05_05 | 2027 | CH4 Import - NY 2020 | Import | Methane | ON | Dispatch-Import | FuelCost | 0 | [6 empty] | 0.75992 | 0
LCP_Inputs_ON_Electric_IEA_2023_05_05 | 2027 | CH4 Import - NY 2020 | Import | Methane | ON | Dispatch-Import | VOM | 0 | [6 empty] | 0.75992 | 0
LCP_Inputs_ON_Electric_IEA_2023_05_05 | 2027 | CH4 Import - NY 2020 | Import | Methane | PJ | Dispatch-Import | EmissionsCost | 0 | [6 empty] | 0.75992 | 0
LCP_Inputs_ON_Electric_IEA_2023_05_05 | 2027 | CH4 Import - NY 2020 | Import | Methane | PJ | Dispatch-Import | FuelCost | 0 | [6 empty] | 0.75992 | 0
LCP_Inputs_ON_Electric_IEA_2023_05_05 | 2027 | CH4 Import - NY 2020 | Import | Methane | PJ | Dispatch-Import | VOM | 0 | [6 empty] | 0.75992 | 0
LCP_Inputs_ON_Electric_IEA_2023_05_05 | 2027 | CH4 Import - NY 2020 | Import | Methane | QC | Dispatch-Import | EmissionsCost | 0 | [6 empty] | 0.75992 | 0
LCP_Inputs_ON_Electric_IEA_2023_05_05 | 2027 | CH4 Import - NY 2020 | Import | Methane | QC | Dispatch-Import | FuelCost | 0 | [6 empty] | 0.75992 | 0
LCP_Inputs_ON_Electric_IEA_2023_05_05 | 2027 | CH4 Import - NY 2020 | Import | Methane | QC | Dispatch-Import | VOM | 0 | [6 empty] | 0.75992 | 0
LCP_Inputs_ON_Electric_IEA_2023_05_05 | 2027 | CH4 Import - NY 2020 | Import | Methane | WC | Dispatch-Import | EmissionsCost | 0 | [6 empty] | 0.75992 | 0
LCP_Inputs_ON_Electric_IEA_2023_05_05 | 2027 | CH4 Import - NY 2020 | Import | Methane | WC | Dispatch-Import | FuelCost | 0 | [6 empty] | 0.75992 | 0
LCP_Inputs_ON_Electric_IEA_2023_05_05 | 2027 | CH4 Import - NY 2020 | Import | Methane | WC | Dispatch-Import | VOM | 0 | [6 empty] | 0.75992 | 0
LCP_Inputs_ON_Electric_IEA_2023_05_05 | 2027 | CH4 Import - NY 2030 | Import | Methane | MI | Dispatch-Import | EmissionsCost | 0 | [6 empty] | 0.75992 | 0
LCP_Inputs_ON_Electric_IEA_2023_05_05 | 2027 | CH4 Import - NY 2030 | Import | Methane | MI | Dispatch-Import | FuelCost | 0 | [6 empty] | 0.75992 | 0
LCP_Inputs_ON_Electric_IEA_2023_05_05 | 2027 | CH4 Import - NY 2030 | Import | Methane | MI | Dispatch-Import | VOM | 0 | [6 empty] | 0.75992 | 0
LCP_Inputs_ON_Electric_IEA_2023_05_05 | 2027 | CH4 Import - NY 2030 | Import | Methane | NY | Dispatch-Import | EmissionsCost | 0 | [6 empty] | 0.75992 | 0
LCP_Inputs_ON_Electric_IEA_2023_05_05 | 2027 | CH4 Import - NY 2030 | Import | Methane | NY | Dispatch-Import | FuelCost | 0 | [6 empty] | 0.75992 | 0
LCP_Inputs_ON_Electric_IEA_2023_05_05 | 2027 | CH4 Import - NY 2030 | Import | Methane | NY | Dispatch-Import | VOM | 0 | [6 empty] | 0.75992 | 0
LCP_Inputs_ON_Electric_IEA_2023_05_05 | 2027 | CH4 Import - NY 2030 | Import | Methane | ON | Dispatch-Import | EmissionsCost | 0 | [6 empty] | 0.75992 | 0
LCP_Inputs_ON_Electric_IEA_2023_05_05 | 2027 | CH4 Import - NY 2030 | Import | Methane | ON | Dispatch-Import | FuelCost | 0 | [6 empty] | 0.75992 | 0
LCP_Inputs_ON_Electric_IEA_2023_05_05 | 2027 | CH4 Import - NY 2030 | Import | Methane | ON | Dispatch-Import | VOM | 0 | [6 empty] | 0.75992 | 0
LCP_Inputs_ON_Electric_IEA_2023_05_05 | 2027 | CH4 Import - NY 2030 | Import | Methane | PJ | Dispatch-Import | EmissionsCost | 0 | [6 empty] | 0.75992 | 0
LCP_Inputs_ON_Electric_IEA_2023_05_05 | 2027 | CH4 Import - NY 2030 | Import | Methane | PJ | Dispatch-Import | FuelCost | 0 | [6 empty] | 0.75992 | 0
LCP_Inputs_ON_Electric_IEA_2023_05_05 | 2027 | CH4 Import - NY 2030 | Import | Methane | PJ | Dispatch-Import | VOM | 0 | [6 empty] | 0.75992 | 0
LCP_Inputs_ON_Electric_IEA_2023_05_05 | 2027 | CH4 Import - NY 2030 | Import | Methane | QC | Dispatch-Import | EmissionsCost | 0 | [6 empty] | 0.75992 | 0
LCP_Inputs_ON_Electric_IEA_2023_05_05 | 2027 | CH4 Import - NY 2030 | Import | Methane | QC | Dispatch-Import | FuelCost | 0 | [6 empty] | 0.75992 | 0
LCP_Inputs_ON_Electric_IEA_2023_05_05 | 2027 | CH4 Import - NY 2030 | Import | Methane | QC | Dispatch-Import | VOM | 0 | [6 empty] | 0.75992 | 0
LCP_Inputs_ON_Electric_IEA_2023_05_05 | 2027 | CH4 Import - NY 2030 | Import | Methane | WC | Dispatch-Import | EmissionsCost | 0 | [6 empty] | 0.75992 | 0
LCP_Inputs_ON_Electric_IEA_2023_05_05 | 2027 | CH4 Import - NY 2030 | Import | Methane | WC | Dispatch-Import | FuelCost | 0 | [6 empty] | 0.75992 | 0
LCP_Inputs_ON_Electric_IEA_2023_05_05 | 2027 | CH4 Import - NY 2030 | Import | Methane | WC | Dispatch-Import | VOM | 0 | [6 empty] | 0.75992 | 0
LCP_Inputs_ON_Electric_IEA_2023_05_05 | 2027 | CH4 Import - NY 2040 | Import | Methane | MI | Dispatch-Import | EmissionsCost | 0 | [6 empty] | 0.75992 | 0
LCP_Inputs_ON_Electric_IEA_2023_05_05 | 2027 | CH4 Import - NY 2040 | Import | Methane | MI | Dispatch-Import | FuelCost | 0 | [6 empty] | 0.75992 | 0
LCP_Inputs_ON_Electric_IEA_2023_05_05 | 2027 | CH4 Import - NY 2040 | Import | Methane | MI | Dispatch-Import | VOM | 0 | [6 empty] | 0.75992 | 0
LCP_Inputs_ON_Electric_IEA_2023_05_05 | 2027 | CH4 Import - NY 2040 | Import | Methane | NY | Dispatch-Import | EmissionsCost | 0 | [6 empty] | 0.75992 | 0
LCP_Inputs_ON_Electric_IEA_2023_05_05 | 2027 | CH4 Import - NY 2040 | Import | Methane | NY | Dispatch-Import | FuelCost | 0 | [6 empty] | 0.75992 | 0
LCP_Inputs_ON_Electric_IEA_2023_05_05 | 2027 | CH4 Import - NY 2040 | Import | Methane | NY | Dispatch-Import | VOM | 0 | [6 empty] | 0.75992 | 0
LCP_Inputs_ON_Electric_IEA_2023_05_05 | 2027 | CH4 Import - NY 2040 | Import | Methane | ON | Dispatch-Import | EmissionsCost | 0 | [6 empty] | 0.75992 | 0
LCP_Inputs_ON_Electric_IEA_2023_05_05 | 2027 | CH4 Import - NY 2040 | Import | Methane | ON | Dispatch-Import | FuelCost | 0 | [6 empty] | 0.75992 | 0
LCP_Inputs_ON_Electric_IEA_2023_05_05 | 2027 | CH4 Import - NY 2040 | Import | Methane | ON | Dispatch-Import | VOM | 0 | [6 empty] | 0.75992 | 0
LCP_Inputs_ON_Electric_IEA_2023_05_05 | 2027 | CH4 Import - NY 2040 | Import | Methane | PJ | Dispatch-Import | EmissionsCost | 0 | [6 empty] | 0.75992 | 0
LCP_Inputs_ON_Electric_IEA_2023_05_05 | 2027 | CH4 Import - NY 2040 | Import | Methane | PJ | Dispatch-Import | FuelCost | 0 | [6 empty] | 0.75992 | 0
LCP_Inputs_ON_Electric_IEA_2023_05_05 | 2027 | CH4 Import - NY 2040 | Import | Methane | PJ | Dispatch-Import | VOM | 0 | [6 empty] | 0.75992 | 0
LCP_Inputs_ON_Electric_IEA_2023_05_05 | 2027 | CH4 Import - NY 2040 | Import | Methane | QC | Dispatch-Import | EmissionsCost | 0 | [6 empty] | 0.75992 | 0
LCP_Inputs_ON_Electric_IEA_2023_05_05 | 2027 | CH4 Import - NY 2040 | Import | Methane | QC | Dispatch-Import | FuelCost | 0 | [6 empty] | 0.75992 | 0
LCP_Inputs_ON_Electric_IEA_2023_05_05 | 2027 | CH4 Import - NY 2040 | Import | Methane | QC | Dispatch-Import | VOM | 0 | [6 empty] | 0.75992 | 0
LCP_Inputs_ON_Electric_IEA_2023_05_05 | 2027 | CH4 Import - NY 2040 | Import | Methane | WC | Dispatch-Import | EmissionsCost | 0 | [6 empty] | 0.75992 | 0
LCP_Inputs_ON_Electric_IEA_2023_05_05 | 2027 | CH4 Import - NY 2040 | Import | Methane | WC | Dispatch-Import | FuelCost | 0 | [6 empty] | 0.75992 | 0
LCP_Inputs_ON_Electric_IEA_2023_05_05 | 2027 | CH4 Import - NY 2040 | Import | Methane | WC | Dispatch-Import | VOM | 0 | [6 empty] | 0.75992 | 0
LCP_Inputs_ON_Electric_IEA_2023_05_05 | 2027 | CH4 Import - NY 2050 | Import | Methane | MI | Dispatch-Import | EmissionsCost | 0 | [6 empty] | 0.75992 | 0
LCP_Inputs_ON_Electric_IEA_2023_05_05 | 2027 | CH4 Import - NY 2050 | Import | Methane | MI | Dispatch-Import | FuelCost | 0 | [6 empty] | 0.75992 | 0
LCP_Inputs_ON_Electric_IEA_2023_05_05 | 2027 | CH4 Import - NY 2050 | Import | Methane | MI | Dispatch-Import | VOM | 0 | [6 empty] | 0.75992 | 0
LCP_Inputs_ON_Electric_IEA_2023_05_05 | 2027 | CH4 Import - NY 2050 | Import | Methane | NY | Dispatch-Import | EmissionsCost | 0 | [6 empty] | 0.75992 | 0
LCP_Inputs_ON_Electric_IEA_2023_05_05 | 2027 | CH4 Import - NY 2050 | Import | Methane | NY | Dispatch-Import | FuelCost | 0 | [6 empty] | 0.75992 | 0
LCP_Inputs_ON_Electric_IEA_2023_05_05 | 2027 | CH4 Import - NY 2050 | Import | Methane | NY | Dispatch-Import | VOM | 0 | [6 empty] | 0.75992 | 0
LCP_Inputs_ON_Electric_IEA_2023_05_05 | 2027 | CH4 Import - NY 2050 | Import | Methane | ON | Dispatch-Import | EmissionsCost | 0 | [6 empty] | 0.75992 | 0
LCP_Inputs_ON_Electric_IEA_2023_05_05 | 2027 | CH4 Import - NY 2050 | Import | Methane | ON | Dispatch-Import | FuelCost | 0 | [6 empty] | 0.75992 | 0
LCP_Inputs_ON_Electric_IEA_2023_05_05 | 2027 | CH4 Import - NY 2050 | Import | Methane | ON | Dispatch-Import | VOM | 0 | [6 empty] | 0.75992 | 0
LCP_Inputs_ON_Electric_IEA_2023_05_05 | 2027 | CH4 Import - NY 2050 | Import | Methane | PJ | Dispatch-Import | EmissionsCost | 0 | [6 empty] | 0.75992 | 0
LCP_Inputs_ON_Electric_IEA_2023_05_05 | 2027 | CH4 Import - NY 2050 | Import | Methane | PJ | Dispatch-Import | FuelCost | 0 | [6 empty] | 0.75992 | 0
LCP_Inputs_ON_Electric_IEA_2023_05_05 | 2027 | CH4 Import - NY 2050 | Import | Methane | PJ | Dispatch-Import | VOM | 0 | [6 empty] | 0.75992 | 0
LCP_Inputs_ON_Electric_IEA_2023_05_05 | 2027 | CH4 Import - NY 2050 | Import | Methane | QC | Dispatch-Import | EmissionsCost | 0 | [6 empty] | 0.75992 | 0
LCP_Inputs_ON_Electric_IEA_2023_05_05 | 2027 | CH4 Import - NY 2050 | Import | Methane | QC | Dispatch-Import | FuelCost | 0 | [6 empty] | 0.75992 | 0
LCP_Inputs_ON_Electric_IEA_2023_05_05 | 2027 | CH4 Import - NY 2050 | Import | Methane | QC | Dispatch-Import | VOM | 0 | [6 empty] | 0.75992 | 0
LCP_Inputs_ON_Electric_IEA_2023_05_05 | 2027 | CH4 Import - NY 2050 | Import | Methane | WC | Dispatch-Import | EmissionsCost | 0 | [6 empty] | 0.75992 | 0
LCP_Inputs_ON_Electric_IEA_2023_05_05 | 2027 | CH4 Import - NY 2050 | Import | Methane | WC | Dispatch-Import | FuelCost | 0 | [6 empty] | 0.75992 | 0
LCP_Inputs_ON_Electric_IEA_2023_05_05 | 2027 | CH4 Import - NY 2050 | Import | Methane | WC | Dispatch-Import | VOM | 0 | [6 empty] | 0.75992 | 0
LCP_Inputs_ON_Electric_IEA_2023_05_05 | 2027 | CH4 Import - WC 2020 | Import | Methane | MI | Dispatch-Import | EmissionsCost | 0 | [6 empty] | 0.75992 | 0
LCP_Inputs_ON_Electric_IEA_2023_05_05 | 2027 | CH4 Import - WC 2020 | Import | Methane | MI | Dispatch-Import | FuelCost | 0 | [6 empty] | 0.75992 | 0
LCP_Inputs_ON_Electric_IEA_2023_05_05 | 2027 | CH4 Import - WC 2020 | Import | Methane | MI | Dispatch-Import | VOM | 0 | [6 empty] | 0.75992 | 0
LCP_Inputs_ON_Electric_IEA_2023_05_05 | 2027 | CH4 Import - WC 2020 | Import | Methane | NY | Dispatch-Import | EmissionsCost | 0 | [6 empty] | 0.75992 | 0
LCP_Inputs_ON_Electric_IEA_2023_05_05 | 2027 | CH4 Import - WC 2020 | Import | Methane | NY | Dispatch-Import | FuelCost | 0 | [6 empty] | 0.75992 | 0
LCP_Inputs_ON_Electric_IEA_2023_05_05 | 2027 | CH4 Import - WC 2020 | Import | Methane | NY | Dispatch-Import | VOM | 0 | [6 empty] | 0.75992 | 0
LCP_Inputs_ON_Electric_IEA_2023_05_05 | 2027 | CH4 Import - WC 2020 | Import | Methane | ON | Dispatch-Import | EmissionsCost | 0 | [6 empty] | 0.75992 | 0
LCP_Inputs_ON_Electric_IEA_2023_05_05 | 2027 | CH4 Import - WC 2020 | Import | Methane | ON | Dispatch-Import | FuelCost | 0 | [6 empty] | 0.75992 | 0
LCP_Inputs_ON_Electric_IEA_2023_05_05 | 2027 | CH4 Import - WC 2020 | Import | Methane | ON | Dispatch-Import | VOM | 0 | [6 empty] | 0.75992 | 0
LCP_Inputs_ON_Electric_IEA_2023_05_05 | 2027 | CH4 Import - WC 2020 | Import | Methane | PJ | Dispatch-Import | EmissionsCost | 0 | [6 empty] | 0.75992 | 0
LCP_Inputs_ON_Electric_IEA_2023_05_05 | 2027 | CH4 Import - WC 2020 | Import | Methane | PJ | Dispatch-Import | FuelCost | 0 | [6 empty] | 0.75992 | 0
LCP_Inputs_ON_Electric_IEA_2023_05_05 | 2027 | CH4 Import - WC 2020 | Import | Methane | PJ | Dispatch-Import | VOM | 0 | [6 empty] | 0.75992 | 0
LCP_Inputs_ON_Electric_IEA_2023_05_05 | 2027 | CH4 Import - WC 2020 | Import | Methane | QC | Dispatch-Import | EmissionsCost | 0 | [6 empty] | 0.75992 | 0
LCP_Inputs_ON_Electric_IEA_2023_05_05 | 2027 | CH4 Import - WC 2020 | Import | Methane | QC | Dispatch-Import | FuelCost | 0 | [6 empty] | 0.75992 | 0
LCP_Inputs_ON_Electric_IEA_2023_05_05 | 2027 | CH4 Import - WC 2020 | Import | Methane | QC | Dispatch-Import | VOM | 0 | [6 empty] | 0.75992 | 0
LCP_Inputs_ON_Electric_IEA_2023_05_05 | 2027 | CH4 Import - WC 2020 | Import | Methane | WC | Dispatch-Import | EmissionsCost | 1306945408.6229 | [6 empty] | 0.75992 | 993171096.8952
LCP_Inputs_ON_Electric_IEA_2023_05_05 | 2027 | CH4 Import - WC 2020 | Import | Methane | WC | Dispatch-Import | FuelCost | 1887630761.6486 | [6 empty] | 0.75992 | 1434444240.525
LCP_Inputs_ON_Electric_IEA_2023_05_05 | 2027 | CH4 Import - WC 2020 | Import | Methane | WC | Dispatch-Import | VOM | 0 | [6 empty] | 0.75992 | 0
LCP_Inputs_ON_Electric_IEA_2023_05_05 | 2027 | CH4 Import - WC 2030 | Import | Methane | MI | Dispatch-Import | EmissionsCost | 0 | [6 empty] | 0.75992 | 0
LCP_Inputs_ON_Electric_IEA_2023_05_05 | 2027 | CH4 Import - WC 2030 | Import | Methane | MI | Dispatch-Import | FuelCost | 0 | [6 empty] | 0.75992 | 0
LCP_Inputs_ON_Electric_IEA_2023_05_05 | 2027 | CH4 Import - WC 2030 | Import | Methane | MI | Dispatch-Import | VOM | 0 | [6 empty] | 0.75992 | 0
LCP_Inputs_ON_Electric_IEA_2023_05_05 | 2027 | CH4 Import - WC 2030 | Import | Methane | NY | Dispatch-Import | EmissionsCost | 0 | [6 empty] | 0.75992 | 0
LCP_Inputs_ON_Electric_IEA_2023_05_05 | 2027 | CH4 Import - WC 2030 | Import | Methane | NY | Dispatch-Import | FuelCost | 0 | [6 empty] | 0.75992 | 0
LCP_Inputs_ON_Electric_IEA_2023_05_05 | 2027 | CH4 Import - WC 2030 | Import | Methane | NY | Dispatch-Import | VOM | 0 | [6 empty] | 0.75992 | 0
LCP_Inputs_ON_Electric_IEA_2023_05_05 | 2027 | CH4 Import - WC 2030 | Import | Methane | ON | Dispatch-Import | EmissionsCost | 0 | [6 empty] | 0.75992 | 0
LCP_Inputs_ON_Electric_IEA_2023_05_05 | 2027 | CH4 Import - WC 2030 | Import | Methane | ON | Dispatch-Import | FuelCost | 0 | [6 empty] | 0.75992 | 0
LCP_Inputs_ON_Electric_IEA_2023_05_05 | 2027 | CH4 Import - WC 2030 | Import | Methane | ON | Dispatch-Import | VOM | 0 | [6 empty] | 0.75992 | 0
LCP_Inputs_ON_Electric_IEA_2023_05_05 | 2027 | CH4 Import - WC 2030 | Import | Methane | PJ | Dispatch-Import | EmissionsCost | 0 | [6 empty] | 0.75992 | 0
LCP_Inputs_ON_Electric_IEA_2023_05_05 | 2027 | CH4 Import - WC 2030 | Import | Methane | PJ | Dispatch-Import | FuelCost | 0 | [6 empty] | 0.75992 | 0
LCP_Inputs_ON_Electric_IEA_2023_05_05 | 2027 | CH4 Import - WC 2030 | Import | Methane | PJ | Dispatch-Import | VOM | 0 | [6 empty] | 0.75992 | 0
LCP_Inputs_ON_Electric_IEA_2023_05_05 | 2027 | CH4 Import - WC 2030 | Import | Methane | QC | Dispatch-Import | EmissionsCost | 0 | [6 empty] | 0.75992 | 0
LCP_Inputs_ON_Electric_IEA_2023_05_05 | 2027 | CH4 Import - WC 2030 | Import | Methane | QC | Dispatch-Import | FuelCost | 0 | [6 empty] | 0.75992 | 0
LCP_Inputs_ON_Electric_IEA_2023_05_05 | 2027 | CH4 Import - WC 2030 | Import | Methane | QC | Dispatch-Import | VOM | 0 | [6 empty] | 0.75992 | 0
LCP_Inputs_ON_Electric_IEA_2023_05_05 | 2027 | CH4 Import - WC 2030 | Import | Methane | WC | Dispatch-Import | EmissionsCost | 0 | [6 empty] | 0.75992 | 0
LCP_Inputs_ON_Electric_IEA_2023_05_05 | 2027 | CH4 Import - WC 2030 | Import | Methane | WC | Dispatch-Import | FuelCost | 0 | [6 empty] | 0.75992 | 0
LCP_Inputs_ON_Electric_IEA_2023_05_05 | 2027 | CH4 Import - WC 2030 | Import | Methane | WC | Dispatch-Import | VOM | 0 | [6 empty] | 0.75992 | 0
LCP_Inputs_ON_Electric_IEA_2023_05_05 | 2027 | CH4 Import - WC 2040 | Import | Methane | MI | Dispatch-Import | EmissionsCost | 0 | [6 empty] | 0.75992 | 0
LCP_Inputs_ON_Electric_IEA_2023_05_05 | 2027 | CH4 Import - WC 2040 | Import | Methane | MI | Dispatch-Import | FuelCost | 0 | [6 empty] | 0.75992 | 0
LCP_Inputs_ON_Electric_IEA_2023_05_05 | 2027 | CH4 Import - WC 2040 | Import | Methane | MI | Dispatch-Import | VOM | 0 | [6 empty] | 0.75992 | 0
LCP_Inputs_ON_Electric_IEA_2023_05_05 | 2027 | CH4 Import - WC 2040 | Import | Methane | NY | Dispatch-Import | EmissionsCost | 0 | [6 empty] | 0.75992 | 0
LCP_Inputs_ON_Electric_IEA_2023_05_05 | 2027 | CH4 Import - WC 2040 | Import | Methane | NY | Dispatch-Import | FuelCost | 0 | [6 empty] | 0.75992 | 0
LCP_Inputs_ON_Electric_IEA_2023_05_05 | 2027 | CH4 Import - WC 2040 | Import | Methane | NY | Dispatch-Import | VOM | 0 | [6 empty] | 0.75992 | 0
LCP_Inputs_ON_Electric_IEA_2023_05_05 | 2027 | CH4 Import - WC 2040 | Import | Methane | ON | Dispatch-Import | EmissionsCost | 0 | [6 empty] | 0.75992 | 0
LCP_Inputs_ON_Electric_IEA_2023_05_05 | 2027 | CH4 Import - WC 2040 | Import | Methane | ON | Dispatch-Import | FuelCost | 0 | [6 empty] | 0.75992 | 0
LCP_Inputs_ON_Electric_IEA_2023_05_05 | 2027 | CH4 Import - WC 2040 | Import | Methane | ON | Dispatch-Import | VOM | 0 | [6 empty] | 0.75992 | 0
LCP_Inputs_ON_Electric_IEA_2023_05_05 | 2027 | CH4 Import - WC 2040 | Import | Methane | PJ | Dispatch-Import | EmissionsCost | 0 | [6 empty] | 0.75992 | 0
LCP_Inputs_ON_Electric_IEA_2023_05_05 | 2027 | CH4 Import - WC 2040 | Import | Methane | PJ | Dispatch-Import | FuelCost | 0 | [6 empty] | 0.75992 | 0
LCP_Inputs_ON_Electric_IEA_2023_05_05 | 2027 | CH4 Import - WC 2040 | Import | Methane | PJ | Dispatch-Import | VOM | 0 | [6 empty] | 0.75992 | 0
LCP_Inputs_ON_Electric_IEA_2023_05_05 | 2027 | CH4 Import - WC 2040 | Import | Methane | QC | Dispatch-Import | EmissionsCost | 0 | [6 empty] | 0.75992 | 0
LCP_Inputs_ON_Electric_IEA_2023_05_05 | 2027 | CH4 Import - WC 2040 | Import | Methane | QC | Dispatch-Import | FuelCost | 0 | [6 empty] | 0.75992 | 0
LCP_Inputs_ON_Electric_IEA_2023_05_05 | 2027 | CH4 Import - WC 2040 | Import | Methane | QC | Dispatch-Import | VOM | 0 | [6 empty] | 0.75992 | 0
LCP_Inputs_ON_Electric_IEA_2023_05_05 | 2027 | CH4 Import - WC 2040 | Import | Methane | WC | Dispatch-Import | EmissionsCost | 0 | [6 empty] | 0.75992 | 0
LCP_Inputs_ON_Electric_IEA_2023_05_05 | 2027 | CH4 Import - WC 2040 | Import | Methane | WC | Dispatch-Import | FuelCost | 0 | [6 empty] | 0.75992 | 0
LCP_Inputs_ON_Electric_IEA_2023_05_05 | 2027 | CH4 Import - WC 2040 | Import | Methane | WC | Dispatch-Import | VOM | 0 | [6 empty] | 0.75992 | 0
LCP_Inputs_ON_Electric_IEA_2023_05_05 | 2027 | CH4 Import - WC 2050 | Import | Methane | MI | Dispatch-Import | EmissionsCost | 0 | [6 empty] | 0.75992 | 0
LCP_Inputs_ON_Electric_IEA_2023_05_05 | 2027 | CH4 Import - WC 2050 | Import | Methane | MI | Dispatch-Import | FuelCost | 0 | [6 empty] | 0.75992 | 0
LCP_Inputs_ON_Electric_IEA_2023_05_05 | 2027 | CH4 Import - WC 2050 | Import | Methane | MI | Dispatch-Import | VOM | 0 | [6 empty] | 0.75992 | 0
LCP_Inputs_ON_Electric_IEA_2023_05_05 | 2027 | CH4 Import - WC 2050 | Import | Methane | NY | Dispatch-Import | EmissionsCost | 0 | [6 empty] | 0.75992 | 0
LCP_Inputs_ON_Electric_IEA_2023_05_05 | 2027 | CH4 Import - WC 2050 | Import | Methane | NY | Dispatch-Import | FuelCost | 0 | [6 empty] | 0.75992 | 0
LCP_Inputs_ON_Electric_IEA_2023_05_05 | 2027 | CH4 Import - WC 2050 | Import | Methane | NY | Dispatch-Import | VOM | 0 | [6 empty] | 0.75992 | 0
LCP_Inputs_ON_Electric_IEA_2023_05_05 | 2027 | CH4 Import - WC 2050 | Import | Methane | ON | Dispatch-Import | EmissionsCost | 0 | [6 empty] | 0.75992 | 0
LCP_Inputs_ON_Electric_IEA_2023_05_05 | 2027 | CH4 Import - WC 2050 | Import | Methane | ON | Dispatch-Import | FuelCost | 0 | [6 empty] | 0.75992 | 0
LCP_Inputs_ON_Electric_IEA_2023_05_05 | 2027 | CH4 Import - WC 2050 | Import | Methane | ON | Dispatch-Import | VOM | 0 | [6 empty] | 0.75992 | 0
LCP_Inputs_ON_Electric_IEA_2023_05_05 | 2027 | CH4 Import - WC 2050 | Import | Methane | PJ | Dispatch-Import | EmissionsCost | 0 | [6 empty] | 0.75992 | 0
LCP_Inputs_ON_Electric_IEA_2023_05_05 | 2027 | CH4 Import - WC 2050 | Import | Methane | PJ | Dispatch-Import | FuelCost | 0 | [6 empty] | 0.75992 | 0
LCP_Inputs_ON_Electric_IEA_2023_05_05 | 2027 | CH4 Import - WC 2050 | Import | Methane | PJ | Dispatch-Import | VOM | 0 | [6 empty] | 0.75992 | 0
LCP_Inputs_ON_Electric_IEA_2023_05_05 | 2027 | CH4 Import - WC 2050 | Import | Methane | QC | Dispatch-Import | EmissionsCost | 0 | [6 empty] | 0.75992 | 0
LCP_Inputs_ON_Electric_IEA_2023_05_05 | 2027 | CH4 Import - WC 2050 | Import | Methane | QC | Dispatch-Import | FuelCost | 0 | [6 empty] | 0.75992 | 0
LCP_Inputs_ON_Electric_IEA_2023_05_05 | 2027 | CH4 Import - WC 2050 | Import | Methane | QC | Dispatch-Import | VOM | 0 | [6 empty] | 0.75992 | 0
LCP_Inputs_ON_Electric_IEA_2023_05_05 | 2027 | CH4 Import - WC 2050 | Import | Methane | WC | Dispatch-Import | EmissionsCost | 0 | [6 empty] | 0.75992 | 0
LCP_Inputs_ON_Electric_IEA_2023_05_05 | 2027 | CH4 Import - WC 2050 | Import | Methane | WC | Dispatch-Import | FuelCost | 0 | [6 empty] | 0.75992 | 0
LCP_Inputs_ON_Electric_IEA_2023_05_05 | 2027 | CH4 Import - WC 2050 | Import | Methane | WC | Dispatch-Import | VOM | 0 | [6 empty] | 0.75992 | 0
LCP_Inputs_ON_Electric_IEA_2023_05_05 | 2027 | CH4 Salt Cavern Storage - ON | Storage | Methane | MI | Dispatch-Storage | EmissionsCost | 0 | [6 empty] | 0.75992 | 0
LCP_Inputs_ON_Electric_IEA_2023_05_05 | 2027 | CH4 Salt Cavern Storage - ON | Storage | Methane | MI | Dispatch-Storage | FuelCost | 0 | [6 empty] | 0.75992 | 0
LCP_Inputs_ON_Electric_IEA_2023_05_05 | 2027 | CH4 Salt Cavern Storage - ON | Storage | Methane | MI | Dispatch-Storage | VOM | 0 | [6 empty] | 0.75992 | 0
LCP_Inputs_ON_Electric_IEA_2023_05_05 | 2027 | CH4 Salt Cavern Storage - ON | Storage | Methane | NY | Dispatch-Storage | EmissionsCost | 0 | [6 empty] | 0.75992 | 0
LCP_Inputs_ON_Electric_IEA_2023_05_05 | 2027 | CH4 Salt Cavern Storage - ON | Storage | Methane | NY | Dispatch-Storage | FuelCost | 0 | [6 empty] | 0.75992 | 0
LCP_Inputs_ON_Electric_IEA_2023_05_05 | 2027 | CH4 Salt Cavern Storage - ON | Storage | Methane | NY | Dispatch-Storage | VOM | 0 | [6 empty] | 0.75992 | 0
LCP_Inputs_ON_Electric_IEA_2023_05_05 | 2027 | CH4 Salt Cavern Storage - ON | Storage | Methane | ON | Dispatch-Storage | EmissionsCost | 0 | [6 empty] | 0.75992 | 0
LCP_Inputs_ON_Electric_IEA_2023_05_05 | 2027 | CH4 Salt Cavern Storage - ON | Storage | Methane | ON | Dispatch-Storage | FuelCost | 0 | [6 empty] | 0.75992 | 0
LCP_Inputs_ON_Electric_IEA_2023_05_05 | 2027 | CH4 Salt Cavern Storage - ON | Storage | Methane | ON | Dispatch-Storage | VOM | 691417.653 | [6 empty] | 0.75992 | 525420.5909
LCP_Inputs_ON_Electric_IEA_2023_05_05 | 2027 | CH4 Salt Cavern Storage - ON | Storage | Methane | PJ | Dispatch-Storage | EmissionsCost | 0 | [6 empty] | 0.75992 | 0
LCP_Inputs_ON_Electric_IEA_2023_05_05 | 2027 | CH4 Salt Cavern Storage - ON | Storage | Methane | PJ | Dispatch-Storage | FuelCost | 0 | [6 empty] | 0.75992 | 0
LCP_Inputs_ON_Electric_IEA_2023_05_05 | 2027 | CH4 Salt Cavern Storage - ON | Storage | Methane | PJ | Dispatch-Storage | VOM | 0 | [6 empty] | 0.75992 | 0
LCP_Inputs_ON_Electric_IEA_2023_05_05 | 2027 | CH4 Salt Cavern Storage - ON | Storage | Methane | QC | Dispatch-Storage | EmissionsCost | 0 | [6 empty] | 0.75992 | 0
LCP_Inputs_ON_Electric_IEA_2023_05_05 | 2027 | CH4 Salt Cavern Storage - ON | Storage | Methane | QC | Dispatch-Storage | FuelCost | 0 | [6 empty] | 0.75992 | 0
LCP_Inputs_ON_Electric_IEA_2023_05_05 | 2027 | CH4 Salt Cavern Storage - ON | Storage | Methane | QC | Dispatch-Storage | VOM | 0 | [6 empty] | 0.75992 | 0
LCP_Inputs_ON_Electric_IEA_2023_05_05 | 2027 | CH4 Salt Cavern Storage - ON | Storage | Methane | WC | Dispatch-Storage | EmissionsCost | 0 | [6 empty] | 0.75992 | 0
LCP_Inputs_ON_Electric_IEA_2023_05_05 | 2027 | CH4 Salt Cavern Storage - ON | Storage | Methane | WC | Dispatch-Storage | FuelCost | 0 | [6 empty] | 0.75992 | 0
LCP_Inputs_ON_Electric_IEA_2023_05_05 | 2027 | CH4 Salt Cavern Storage - ON | Storage | Methane | WC | Dispatch-Storage | VOM | 0 | [6 empty] | 0.75992 | 0
LCP_Inputs_ON_Electric_IEA_2023_05_05 | 2027 | Electrolyser 2020/2030 | Crossload | Hydrogen | MI | Dispatch-Crossload | EmissionsCost | 0 | [6 empty] | 0.75992 | 0
LCP_Inputs_ON_Electric_IEA_2023_05_05 | 2027 | Electrolyser 2020/2030 | Crossload | Hydrogen | MI | Dispatch-Crossload | FuelCost | 0 | [6 empty] | 0.75992 | 0
LCP_Inputs_ON_Electric_IEA_2023_05_05 | 2027 | Electrolyser 2020/2030 | Crossload | Hydrogen | MI | Dispatch-Crossload | VOM | 0 | [6 empty] | 0.75992 | 0
LCP_Inputs_ON_Electric_IEA_2023_05_05 | 2027 | Electrolyser 2020/2030 | Crossload | Hydrogen | NY | Dispatch-Crossload | EmissionsCost | 0 | [6 empty] | 0.75992 | 0
LCP_Inputs_ON_Electric_IEA_2023_05_05 | 2027 | Electrolyser 2020/2030 | Crossload | Hydrogen | NY | Dispatch-Crossload | FuelCost | 0 | [6 empty] | 0.75992 | 0
LCP_Inputs_ON_Electric_IEA_2023_05_05 | 2027 | Electrolyser 2020/2030 | Crossload | Hydrogen | NY | Dispatch-Crossload | VOM | 0 | [6 empty] | 0.75992 | 0
LCP_Inputs_ON_Electric_IEA_2023_05_05 | 2027 | Electrolyser 2020/2030 | Crossload | Hydrogen | ON | Dispatch-Crossload | EmissionsCost | 0 | [6 empty] | 0.75992 | 0
LCP_Inputs_ON_Electric_IEA_2023_05_05 | 2027 | Electrolyser 2020/2030 | Crossload | Hydrogen | ON | Dispatch-Crossload | FuelCost | 0 | [6 empty] | 0.75992 | 0
LCP_Inputs_ON_Electric_IEA_2023_05_05 | 2027 | Electrolyser 2020/2030 | Crossload | Hydrogen | ON | Dispatch-Crossload | VOM | 0 | [6 empty] | 0.75992 | 0
LCP_Inputs_ON_Electric_IEA_2023_05_05 | 2027 | Electrolyser 2020/2030 | Crossload | Hydrogen | PJ | Dispatch-Crossload | EmissionsCost | 0 | [6 empty] | 0.75992 | 0
LCP_Inputs_ON_Electric_IEA_2023_05_05 | 2027 | Electrolyser 2020/2030 | Crossload | Hydrogen | PJ | Dispatch-Crossload | FuelCost | 0 | [6 empty] | 0.75992 | 0
LCP_Inputs_ON_Electric_IEA_2023_05_05 | 2027 | Electrolyser 2020/2030 | Crossload | Hydrogen | PJ | Dispatch-Crossload | VOM | 0 | [6 empty] | 0.75992 | 0
LCP_Inputs_ON_Electric_IEA_2023_05_05 | 2027 | Electrolyser 2020/2030 | Crossload | Hydrogen | QC | Dispatch-Crossload | EmissionsCost | 0 | [6 empty] | 0.75992 | 0
LCP_Inputs_ON_Electric_IEA_2023_05_05 | 2027 | Electrolyser 2020/2030 | Crossload | Hydrogen | QC | Dispatch-Crossload | FuelCost | 0 | [6 empty] | 0.75992 | 0
LCP_Inputs_ON_Electric_IEA_2023_05_05 | 2027 | Electrolyser 2020/2030 | Crossload | Hydrogen | QC | Dispatch-Crossload | VOM | 0 | [6 empty] | 0.75992 | 0
LCP_Inputs_ON_Electric_IEA_2023_05_05 | 2027 | Electrolyser 2020/2030 | Crossload | Hydrogen | WC | Dispatch-Crossload | EmissionsCost | 0 | [6 empty] | 0.75992 | 0
LCP_Inputs_ON_Electric_IEA_2023_05_05 | 2027 | Electrolyser 2020/2030 | Crossload | Hydrogen | WC | Dispatch-Crossload | FuelCost | 0 | [6 empty] | 0.75992 | 0
LCP_Inputs_ON_Electric_IEA_2023_05_05 | 2027 | Electrolyser 2020/2030 | Crossload | Hydrogen | WC | Dispatch-Crossload | VOM | 0 | [6 empty] | 0.75992 | 0
LCP_Inputs_ON_Electric_IEA_2023_05_05 | 2027 | Electrolyser 2040 | Crossload | Hydrogen | MI | Dispatch-Crossload | EmissionsCost | 0 | [6 empty] | 0.75992 | 0
LCP_Inputs_ON_Electric_IEA_2023_05_05 | 2027 | Electrolyser 2040 | Crossload | Hydrogen | MI | Dispatch-Crossload | FuelCost | 0 | [6 empty] | 0.75992 | 0
LCP_Inputs_ON_Electric_IEA_2023_05_05 | 2027 | Electrolyser 2040 | Crossload | Hydrogen | MI | Dispatch-Crossload | VOM | 0 | [6 empty] | 0.75992 | 0
LCP_Inputs_ON_Electric_IEA_2023_05_05 | 2027 | Electrolyser 2040 | Crossload | Hydrogen | NY | Dispatch-Crossload | EmissionsCost | 0 | [6 empty] | 0.75992 | 0
LCP_Inputs_ON_Electric_IEA_2023_05_05 | 2027 | Electrolyser 2040 | Crossload | Hydrogen | NY | Dispatch-Crossload | FuelCost | 0 | [6 empty] | 0.75992 | 0
LCP_Inputs_ON_Electric_IEA_2023_05_05 | 2027 | Electrolyser 2040 | Crossload | Hydrogen | NY | Dispatch-Crossload | VOM | 0 | [6 empty] | 0.75992 | 0
LCP_Inputs_ON_Electric_IEA_2023_05_05 | 2027 | Electrolyser 2040 | Crossload | Hydrogen | ON | Dispatch-Crossload | EmissionsCost | 0 | [6 empty] | 0.75992 | 0
LCP_Inputs_ON_Electric_IEA_2023_05_05 | 2027 | Electrolyser 2040 | Crossload | Hydrogen | ON | Dispatch-Crossload | FuelCost | 0 | [6 empty] | 0.75992 | 0
LCP_Inputs_ON_Electric_IEA_2023_05_05 | 2027 | Electrolyser 2040 | Crossload | Hydrogen | ON | Dispatch-Crossload | VOM | 0 | [6 empty] | 0.75992 | 0
LCP_Inputs_ON_Electric_IEA_2023_05_05 | 2027 | Electrolyser 2040 | Crossload | Hydrogen | PJ | Dispatch-Crossload | EmissionsCost | 0 | [6 empty] | 0.75992 | 0
LCP_Inputs_ON_Electric_IEA_2023_05_05 | 2027 | Electrolyser 2040 | Crossload | Hydrogen | PJ | Dispatch-Crossload | FuelCost | 0 | [6 empty] | 0.75992 | 0
LCP_Inputs_ON_Electric_IEA_2023_05_05 | 2027 | Electrolyser 2040 | Crossload | Hydrogen | PJ | Dispatch-Crossload | VOM | 0 | [6 empty] | 0.75992 | 0
LCP_Inputs_ON_Electric_IEA_2023_05_05 | 2027 | Electrolyser 2040 | Crossload | Hydrogen | QC | Dispatch-Crossload | EmissionsCost | 0 | [6 empty] | 0.75992 | 0
LCP_Inputs_ON_Electric_IEA_2023_05_05 | 2027 | Electrolyser 2040 | Crossload | Hydrogen | QC | Dispatch-Crossload | FuelCost | 0 | [6 empty] | 0.75992 | 0
LCP_Inputs_ON_Electric_IEA_2023_05_05 | 2027 | Electrolyser 2040 | Crossload | Hydrogen | QC | Dispatch-Crossload | VOM | 0 | [6 empty] | 0.75992 | 0
LCP_Inputs_ON_Electric_IEA_2023_05_05 | 2027 | Electrolyser 2040 | Crossload | Hydrogen | WC | Dispatch-Crossload | EmissionsCost | 0 | [6 empty] | 0.75992 | 0
LCP_Inputs_ON_Electric_IEA_2023_05_05 | 2027 | Electrolyser 2040 | Crossload | Hydrogen | WC | Dispatch-Crossload | FuelCost | 0 | [6 empty] | 0.75992 | 0
LCP_Inputs_ON_Electric_IEA_2023_05_05 | 2027 | Electrolyser 2040 | Crossload | Hydrogen | WC | Dispatch-Crossload | VOM | 0 | [6 empty] | 0.75992 | 0
LCP_Inputs_ON_Electric_IEA_2023_05_05 | 2027 | Electrolyser 2050 | Crossload | Hydrogen | MI | Dispatch-Crossload | EmissionsCost | 0 | [6 empty] | 0.75992 | 0
LCP_Inputs_ON_Electric_IEA_2023_05_05 | 2027 | Electrolyser 2050 | Crossload | Hydrogen | MI | Dispatch-Crossload | FuelCost | 0 | [6 empty] | 0.75992 | 0
LCP_Inputs_ON_Electric_IEA_2023_05_05 | 2027 | Electrolyser 2050 | Crossload | Hydrogen | MI | Dispatch-Crossload | VOM | 0 | [6 empty] | 0.75992 | 0
LCP_Inputs_ON_Electric_IEA_2023_05_05 | 2027 | Electrolyser 2050 | Crossload | Hydrogen | NY | Dispatch-Crossload | EmissionsCost | 0 | [6 empty] | 0.75992 | 0
LCP_Inputs_ON_Electric_IEA_2023_05_05 | 2027 | Electrolyser 2050 | Crossload | Hydrogen | NY | Dispatch-Crossload | FuelCost | 0 | [6 empty] | 0.75992 | 0
LCP_Inputs_ON_Electric_IEA_2023_05_05 | 2027 | Electrolyser 2050 | Crossload | Hydrogen | NY | Dispatch-Crossload | VOM | 0 | [6 empty] | 0.75992 | 0
LCP_Inputs_ON_Electric_IEA_2023_05_05 | 2027 | Electrolyser 2050 | Crossload | Hydrogen | ON | Dispatch-Crossload | EmissionsCost | 0 | [6 empty] | 0.75992 | 0
LCP_Inputs_ON_Electric_IEA_2023_05_05 | 2027 | Electrolyser 2050 | Crossload | Hydrogen | ON | Dispatch-Crossload | FuelCost | 0 | [6 empty] | 0.75992 | 0
LCP_Inputs_ON_Electric_IEA_2023_05_05 | 2027 | Electrolyser 2050 | Crossload | Hydrogen | ON | Dispatch-Crossload | VOM | 0 | [6 empty] | 0.75992 | 0
LCP_Inputs_ON_Electric_IEA_2023_05_05 | 2027 | Electrolyser 2050 | Crossload | Hydrogen | PJ | Dispatch-Crossload | EmissionsCost | 0 | [6 empty] | 0.75992 | 0
LCP_Inputs_ON_Electric_IEA_2023_05_05 | 2027 | Electrolyser 2050 | Crossload | Hydrogen | PJ | Dispatch-Crossload | FuelCost | 0 | [6 empty] | 0.75992 | 0
LCP_Inputs_ON_Electric_IEA_2023_05_05 | 2027 | Electrolyser 2050 | Crossload | Hydrogen | PJ | Dispatch-Crossload | VOM | 0 | [6 empty] | 0.75992 | 0
LCP_Inputs_ON_Electric_IEA_2023_05_05 | 2027 | Electrolyser 2050 | Crossload | Hydrogen | QC | Dispatch-Crossload | EmissionsCost | 0 | [6 empty] | 0.75992 | 0
LCP_Inputs_ON_Electric_IEA_2023_05_05 | 2027 | Electrolyser 2050 | Crossload | Hydrogen | QC | Dispatch-Crossload | FuelCost | 0 | [6 empty] | 0.75992 | 0
LCP_Inputs_ON_Electric_IEA_2023_05_05 | 2027 | Electrolyser 2050 | Crossload | Hydrogen | QC | Dispatch-Crossload | VOM | 0 | [6 empty] | 0.75992 | 0
LCP_Inputs_ON_Electric_IEA_2023_05_05 | 2027 | Electrolyser 2050 | Crossload | Hydrogen | WC | Dispatch-Crossload | EmissionsCost | 0 | [6 empty] | 0.75992 | 0
LCP_Inputs_ON_Electric_IEA_2023_05_05 | 2027 | Electrolyser 2050 | Crossload | Hydrogen | WC | Dispatch-Crossload | FuelCost | 0 | [6 empty] | 0.75992 | 0
LCP_Inputs_ON_Electric_IEA_2023_05_05 | 2027 | Electrolyser 2050 | Crossload | Hydrogen | WC | Dispatch-Crossload | VOM | 0 | [6 empty] | 0.75992 | 0
LCP_Inputs_ON_Electric_IEA_2023_05_05 | 2027 | Fossil Fuel Thermal (Coal, Peat, Oil) | Generation | Electricity | MI | Dispatch-Generation | EmissionsCost | 0 | [6 empty] | 0.75992 | 0
LCP_Inputs_ON_Electric_IEA_2023_05_05 | 2027 | Fossil Fuel Thermal (Coal, Peat, Oil) | Generation | Electricity | MI | Dispatch-Generation | FuelCost | 0 | [6 empty] | 0.75992 | 0
LCP_Inputs_ON_Electric_IEA_2023_05_05 | 2027 | Fossil Fuel Thermal (Coal, Peat, Oil) | Generation | Electricity | MI | Dispatch-Generation | VOM | 0 | [6 empty] | 0.75992 | 0
LCP_Inputs_ON_Electric_IEA_2023_05_05 | 2027 | Fossil Fuel Thermal (Coal, Peat, Oil) | Generation | Electricity | NY | Dispatch-Generation | EmissionsCost | 0 | [6 empty] | 0.75992 | 0
LCP_Inputs_ON_Electric_IEA_2023_05_05 | 2027 | Fossil Fuel Thermal (Coal, Peat, Oil) | Generation | Electricity | NY | Dispatch-Generation | FuelCost | 0 | [6 empty] | 0.75992 | 0
LCP_Inputs_ON_Electric_IEA_2023_05_05 | 2027 | Fossil Fuel Thermal (Coal, Peat, Oil) | Generation | Electricity | NY | Dispatch-Generation | VOM | 0 | [6 empty] | 0.75992 | 0
LCP_Inputs_ON_Electric_IEA_2023_05_05 | 2027 | Fossil Fuel Thermal (Coal, Peat, Oil) | Generation | Electricity | ON | Dispatch-Generation | EmissionsCost | 0 | [6 empty] | 0.75992 | 0
LCP_Inputs_ON_Electric_IEA_2023_05_05 | 2027 | Fossil Fuel Thermal (Coal, Peat, Oil) | Generation | Electricity | ON | Dispatch-Generation | FuelCost | 0 | [6 empty] | 0.75992 | 0
LCP_Inputs_ON_Electric_IEA_2023_05_05 | 2027 | Fossil Fuel Thermal (Coal, Peat, Oil) | Generation | Electricity | ON | Dispatch-Generation | VOM | 0 | [6 empty] | 0.75992 | 0
LCP_Inputs_ON_Electric_IEA_2023_05_05 | 2027 | Fossil Fuel Thermal (Coal, Peat, Oil) | Generation | Electricity | PJ | Dispatch-Generation | EmissionsCost | 0 | [6 empty] | 0.75992 | 0
LCP_Inputs_ON_Electric_IEA_2023_05_05 | 2027 | Fossil Fuel Thermal (Coal, Peat, Oil) | Generation | Electricity | PJ | Dispatch-Generation | FuelCost | 0 | [6 empty] | 0.75992 | 0
LCP_Inputs_ON_Electric_IEA_2023_05_05 | 2027 | Fossil Fuel Thermal (Coal, Peat, Oil) | Generation | Electricity | PJ | Dispatch-Generation | VOM | 0 | [6 empty] | 0.75992 | 0
LCP_Inputs_ON_Electric_IEA_2023_05_05 | 2027 | Fossil Fuel Thermal (Coal, Peat, Oil) | Generation | Electricity | QC | Dispatch-Generation | EmissionsCost | 0 | [6 empty] | 0.75992 | 0
LCP_Inputs_ON_Electric_IEA_2023_05_05 | 2027 | Fossil Fuel Thermal (Coal, Peat, Oil) | Generation | Electricity | QC | Dispatch-Generation | FuelCost | 0 | [6 empty] | 0.75992 | 0
LCP_Inputs_ON_Electric_IEA_2023_05_05 | 2027 | Fossil Fuel Thermal (Coal, Peat, Oil) | Generation | Electricity | QC | Dispatch-Generation | VOM | 0 | [6 empty] | 0.75992 | 0
LCP_Inputs_ON_Electric_IEA_2023_05_05 | 2027 | Fossil Fuel Thermal (Coal, Peat, Oil) | Generation | Electricity | WC | Dispatch-Generation | EmissionsCost | 0 | [6 empty] | 0.75992 | 0
LCP_Inputs_ON_Electric_IEA_2023_05_05 | 2027 | Fossil Fuel Thermal (Coal, Peat, Oil) | Generation | Electricity | WC | Dispatch-Generation | FuelCost | 0 | [6 empty] | 0.75992 | 0
LCP_Inputs_ON_Electric_IEA_2023_05_05 | 2027 | Fossil Fuel Thermal (Coal, Peat, Oil) | Generation | Electricity | WC | Dispatch-Generation | VOM | 0 | [6 empty] | 0.75992 | 0
LCP_Inputs_ON_Electric_IEA_2023_05_05 | 2027 | Generic - Generator | Generation | Electricity | MI | Dispatch-Generation | EmissionsCost | 0 | [6 empty] | 0.75992 | 0
LCP_Inputs_ON_Electric_IEA_2023_05_05 | 2027 | Generic - Generator | Generation | Electricity | MI | Dispatch-Generation | FuelCost | 3901073927.6151 | [6 empty] | 0.75992 | 2964495568.2129
LCP_Inputs_ON_Electric_IEA_2023_05_05 | 2027 | Generic - Generator | Generation | Electricity | MI | Dispatch-Generation | VOM | 403598428.6705 | [6 empty] | 0.75992 | 306701635.3271
LCP_Inputs_ON_Electric_IEA_2023_05_05 | 2027 | Generic - Generator | Generation | Electricity | NY | Dispatch-Generation | EmissionsCost | 0 | [6 empty] | 0.75992 | 0
LCP_Inputs_ON_Electric_IEA_2023_05_05 | 2027 | Generic - Generator | Generation | Electricity | NY | Dispatch-Generation | FuelCost | 1646102808.8249 | [6 empty] | 0.75992 | 1250902846.788
LCP_Inputs_ON_Electric_IEA_2023_05_05 | 2027 | Generic - Generator | Generation | Electricity | NY | Dispatch-Generation | VOM | 170302977.9489 | [6 empty] | 0.75992 | 129416266.5848
LCP_Inputs_ON_Electric_IEA_2023_05_05 | 2027 | Generic - Generator | Generation | Electricity | ON | Dispatch-Generation | EmissionsCost | 0 | [6 empty] | 0.75992 | 0
LCP_Inputs_ON_Electric_IEA_2023_05_05 | 2027 | Generic - Generator | Generation | Electricity | ON | Dispatch-Generation | FuelCost | 0 | [6 empty] | 0.75992 | 0
LCP_Inputs_ON_Electric_IEA_2023_05_05 | 2027 | Generic - Generator | Generation | Electricity | ON | Dispatch-Generation | VOM | 0 | [6 empty] | 0.75992 | 0
LCP_Inputs_ON_Electric_IEA_2023_05_05 | 2027 | Generic - Generator | Generation | Electricity | PJ | Dispatch-Generation | EmissionsCost | 0 | [6 empty] | 0.75992 | 0
LCP_Inputs_ON_Electric_IEA_2023_05_05 | 2027 | Generic - Generator | Generation | Electricity | PJ | Dispatch-Generation | FuelCost | 14422259590.9655 | [6 empty] | 0.75992 | 10959731969.799
LCP_Inputs_ON_Electric_IEA_2023_05_05 | 2027 | Generic - Generator | Generation | Electricity | PJ | Dispatch-Generation | VOM | 1492102281.7812 | [6 empty] | 0.75992 | 1133875103.045
LCP_Inputs_ON_Electric_IEA_2023_05_05 | 2027 | Generic - Generator | Generation | Electricity | QC | Dispatch-Generation | EmissionsCost | 0 | [6 empty] | 0.75992 | 0
LCP_Inputs_ON_Electric_IEA_2023_05_05 | 2027 | Generic - Generator | Generation | Electricity | QC | Dispatch-Generation | FuelCost | 0 | [6 empty] | 0.75992 | 0
LCP_Inputs_ON_Electric_IEA_2023_05_05 | 2027 | Generic - Generator | Generation | Electricity | QC | Dispatch-Generation | VOM | 0 | [6 empty] | 0.75992 | 0
LCP_Inputs_ON_Electric_IEA_2023_05_05 | 2027 | Generic - Generator | Generation | Electricity | WC | Dispatch-Generation | EmissionsCost | 0 | [6 empty] | 0.75992 | 0
LCP_Inputs_ON_Electric_IEA_2023_05_05 | 2027 | Generic - Generator | Generation | Electricity | WC | Dispatch-Generation | FuelCost | 1069473.0011 | [6 empty] | 0.75992 | 812711.5843
LCP_Inputs_ON_Electric_IEA_2023_05_05 | 2027 | Generic - Generator | Generation | Electricity | WC | Dispatch-Generation | VOM | 110645.8454 | [6 empty] | 0.75992 | 84081.7489
LCP_Inputs_ON_Electric_IEA_2023_05_05 | 2027 | H2 Import - QC | Import | Hydrogen | MI | Dispatch-Import | EmissionsCost | 0 | [6 empty] | 0.75992 | 0
LCP_Inputs_ON_Electric_IEA_2023_05_05 | 2027 | H2 Import - QC | Import | Hydrogen | MI | Dispatch-Import | FuelCost | 0 | [6 empty] | 0.75992 | 0
LCP_Inputs_ON_Electric_IEA_2023_05_05 | 2027 | H2 Import - QC | Import | Hydrogen | MI | Dispatch-Import | VOM | 0 | [6 empty] | 0.75992 | 0
LCP_Inputs_ON_Electric_IEA_2023_05_05 | 2027 | H2 Import - QC | Import | Hydrogen | NY | Dispatch-Import | EmissionsCost | 0 | [6 empty] | 0.75992 | 0
LCP_Inputs_ON_Electric_IEA_2023_05_05 | 2027 | H2 Import - QC | Import | Hydrogen | NY | Dispatch-Import | FuelCost | 0 | [6 empty] | 0.75992 | 0
LCP_Inputs_ON_Electric_IEA_2023_05_05 | 2027 | H2 Import - QC | Import | Hydrogen | NY | Dispatch-Import | VOM | 0 | [6 empty] | 0.75992 | 0
LCP_Inputs_ON_Electric_IEA_2023_05_05 | 2027 | H2 Import - QC | Import | Hydrogen | ON | Dispatch-Import | EmissionsCost | 0 | [6 empty] | 0.75992 | 0
LCP_Inputs_ON_Electric_IEA_2023_05_05 | 2027 | H2 Import - QC | Import | Hydrogen | ON | Dispatch-Import | FuelCost | 0 | [6 empty] | 0.75992 | 0
LCP_Inputs_ON_Electric_IEA_2023_05_05 | 2027 | H2 Import - QC | Import | Hydrogen | ON | Dispatch-Import | VOM | 0 | [6 empty] | 0.75992 | 0
LCP_Inputs_ON_Electric_IEA_2023_05_05 | 2027 | H2 Import - QC | Import | Hydrogen | PJ | Dispatch-Import | EmissionsCost | 0 | [6 empty] | 0.75992 | 0
LCP_Inputs_ON_Electric_IEA_2023_05_05 | 2027 | H2 Import - QC | Import | Hydrogen | PJ | Dispatch-Import | FuelCost | 0 | [6 empty] | 0.75992 | 0
LCP_Inputs_ON_Electric_IEA_2023_05_05 | 2027 | H2 Import - QC | Import | Hydrogen | PJ | Dispatch-Import | VOM | 0 | [6 empty] | 0.75992 | 0
LCP_Inputs_ON_Electric_IEA_2023_05_05 | 2027 | H2 Import - QC | Import | Hydrogen | QC | Dispatch-Import | EmissionsCost | 0 | [6 empty] | 0.75992 | 0
LCP_Inputs_ON_Electric_IEA_2023_05_05 | 2027 | H2 Import - QC | Import | Hydrogen | QC | Dispatch-Import | FuelCost | 0 | [6 empty] | 0.75992 | 0
LCP_Inputs_ON_Electric_IEA_2023_05_05 | 2027 | H2 Import - QC | Import | Hydrogen | QC | Dispatch-Import | VOM | 0 | [6 empty] | 0.75992 | 0
LCP_Inputs_ON_Electric_IEA_2023_05_05 | 2027 | H2 Import - QC | Import | Hydrogen | WC | Dispatch-Import | EmissionsCost | 0 | [6 empty] | 0.75992 | 0
LCP_Inputs_ON_Electric_IEA_2023_05_05 | 2027 | H2 Import - QC | Import | Hydrogen | WC | Dispatch-Import | FuelCost | 0 | [6 empty] | 0.75992 | 0
LCP_Inputs_ON_Electric_IEA_2023_05_05 | 2027 | H2 Import - QC | Import | Hydrogen | WC | Dispatch-Import | VOM | 0 | [6 empty] | 0.75992 | 0
LCP_Inputs_ON_Electric_IEA_2023_05_05 | 2027 | H2 Import - WC | Import | Hydrogen | MI | Dispatch-Import | EmissionsCost | 0 | [6 empty] | 0.75992 | 0
LCP_Inputs_ON_Electric_IEA_2023_05_05 | 2027 | H2 Import - WC | Import | Hydrogen | MI | Dispatch-Import | FuelCost | 0 | [6 empty] | 0.75992 | 0
LCP_Inputs_ON_Electric_IEA_2023_05_05 | 2027 | H2 Import - WC | Import | Hydrogen | MI | Dispatch-Import | VOM | 0 | [6 empty] | 0.75992 | 0
LCP_Inputs_ON_Electric_IEA_2023_05_05 | 2027 | H2 Import - WC | Import | Hydrogen | NY | Dispatch-Import | EmissionsCost | 0 | [6 empty] | 0.75992 | 0
LCP_Inputs_ON_Electric_IEA_2023_05_05 | 2027 | H2 Import - WC | Import | Hydrogen | NY | Dispatch-Import | FuelCost | 0 | [6 empty] | 0.75992 | 0
LCP_Inputs_ON_Electric_IEA_2023_05_05 | 2027 | H2 Import - WC | Import | Hydrogen | NY | Dispatch-Import | VOM | 0 | [6 empty] | 0.75992 | 0
LCP_Inputs_ON_Electric_IEA_2023_05_05 | 2027 | H2 Import - WC | Import | Hydrogen | ON | Dispatch-Import | EmissionsCost | 0 | [6 empty] | 0.75992 | 0
LCP_Inputs_ON_Electric_IEA_2023_05_05 | 2027 | H2 Import - WC | Import | Hydrogen | ON | Dispatch-Import | FuelCost | 0 | [6 empty] | 0.75992 | 0
LCP_Inputs_ON_Electric_IEA_2023_05_05 | 2027 | H2 Import - WC | Import | Hydrogen | ON | Dispatch-Import | VOM | 0 | [6 empty] | 0.75992 | 0
LCP_Inputs_ON_Electric_IEA_2023_05_05 | 2027 | H2 Import - WC | Import | Hydrogen | PJ | Dispatch-Import | EmissionsCost | 0 | [6 empty] | 0.75992 | 0
LCP_Inputs_ON_Electric_IEA_2023_05_05 | 2027 | H2 Import - WC | Import | Hydrogen | PJ | Dispatch-Import | FuelCost | 0 | [6 empty] | 0.75992 | 0
LCP_Inputs_ON_Electric_IEA_2023_05_05 | 2027 | H2 Import - WC | Import | Hydrogen | PJ | Dispatch-Import | VOM | 0 | [6 empty] | 0.75992 | 0
LCP_Inputs_ON_Electric_IEA_2023_05_05 | 2027 | H2 Import - WC | Import | Hydrogen | QC | Dispatch-Import | EmissionsCost | 0 | [6 empty] | 0.75992 | 0
LCP_Inputs_ON_Electric_IEA_2023_05_05 | 2027 | H2 Import - WC | Import | Hydrogen | QC | Dispatch-Import | FuelCost | 0 | [6 empty] | 0.75992 | 0
LCP_Inputs_ON_Electric_IEA_2023_05_05 | 2027 | H2 Import - WC | Import | Hydrogen | QC | Dispatch-Import | VOM | 0 | [6 empty] | 0.75992 | 0
LCP_Inputs_ON_Electric_IEA_2023_05_05 | 2027 | H2 Import - WC | Import | Hydrogen | WC | Dispatch-Import | EmissionsCost | 0 | [6 empty] | 0.75992 | 0
LCP_Inputs_ON_Electric_IEA_2023_05_05 | 2027 | H2 Import - WC | Import | Hydrogen | WC | Dispatch-Import | FuelCost | 0 | [6 empty] | 0.75992 | 0
LCP_Inputs_ON_Electric_IEA_2023_05_05 | 2027 | H2 Import - WC | Import | Hydrogen | WC | Dispatch-Import | VOM | 0 | [6 empty] | 0.75992 | 0
LCP_Inputs_ON_Electric_IEA_2023_05_05 | 2027 | H2 Salt Cavern Storage - ON | Storage | Hydrogen | MI | Dispatch-Storage | EmissionsCost | 0 | [6 empty] | 0.75992 | 0
LCP_Inputs_ON_Electric_IEA_2023_05_05 | 2027 | H2 Salt Cavern Storage - ON | Storage | Hydrogen | MI | Dispatch-Storage | FuelCost | 0 | [6 empty] | 0.75992 | 0
LCP_Inputs_ON_Electric_IEA_2023_05_05 | 2027 | H2 Salt Cavern Storage - ON | Storage | Hydrogen | MI | Dispatch-Storage | VOM | 0 | [6 empty] | 0.75992 | 0
LCP_Inputs_ON_Electric_IEA_2023_05_05 | 2027 | H2 Salt Cavern Storage - ON | Storage | Hydrogen | NY | Dispatch-Storage | EmissionsCost | 0 | [6 empty] | 0.75992 | 0
LCP_Inputs_ON_Electric_IEA_2023_05_05 | 2027 | H2 Salt Cavern Storage - ON | Storage | Hydrogen | NY | Dispatch-Storage | FuelCost | 0 | [6 empty] | 0.75992 | 0
LCP_Inputs_ON_Electric_IEA_2023_05_05 | 2027 | H2 Salt Cavern Storage - ON | Storage | Hydrogen | NY | Dispatch-Storage | VOM | 0 | [6 empty] | 0.75992 | 0
LCP_Inputs_ON_Electric_IEA_2023_05_05 | 2027 | H2 Salt Cavern Storage - ON | Storage | Hydrogen | ON | Dispatch-Storage | EmissionsCost | 0 | [6 empty] | 0.75992 | 0
LCP_Inputs_ON_Electric_IEA_2023_05_05 | 2027 | H2 Salt Cavern Storage - ON | Storage | Hydrogen | ON | Dispatch-Storage | FuelCost | 0 | [6 empty] | 0.75992 | 0
LCP_Inputs_ON_Electric_IEA_2023_05_05 | 2027 | H2 Salt Cavern Storage - ON | Storage | Hydrogen | ON | Dispatch-Storage | VOM | 0 | [6 empty] | 0.75992 | 0
LCP_Inputs_ON_Electric_IEA_2023_05_05 | 2027 | H2 Salt Cavern Storage - ON | Storage | Hydrogen | PJ | Dispatch-Storage | EmissionsCost | 0 | [6 empty] | 0.75992 | 0
LCP_Inputs_ON_Electric_IEA_2023_05_05 | 2027 | H2 Salt Cavern Storage - ON | Storage | Hydrogen | PJ | Dispatch-Storage | FuelCost | 0 | [6 empty] | 0.75992 | 0
LCP_Inputs_ON_Electric_IEA_2023_05_05 | 2027 | H2 Salt Cavern Storage - ON | Storage | Hydrogen | PJ | Dispatch-Storage | VOM | 0 | [6 empty] | 0.75992 | 0
LCP_Inputs_ON_Electric_IEA_2023_05_05 | 2027 | H2 Salt Cavern Storage - ON | Storage | Hydrogen | QC | Dispatch-Storage | EmissionsCost | 0 | [6 empty] | 0.75992 | 0
LCP_Inputs_ON_Electric_IEA_2023_05_05 | 2027 | H2 Salt Cavern Storage - ON | Storage | Hydrogen | QC | Dispatch-Storage | FuelCost | 0 | [6 empty] | 0.75992 | 0
LCP_Inputs_ON_Electric_IEA_2023_05_05 | 2027 | H2 Salt Cavern Storage - ON | Storage | Hydrogen | QC | Dispatch-Storage | VOM | 0 | [6 empty] | 0.75992 | 0
LCP_Inputs_ON_Electric_IEA_2023_05_05 | 2027 | H2 Salt Cavern Storage - ON | Storage | Hydrogen | WC | Dispatch-Storage | EmissionsCost | 0 | [6 empty] | 0.75992 | 0
LCP_Inputs_ON_Electric_IEA_2023_05_05 | 2027 | H2 Salt Cavern Storage - ON | Storage | Hydrogen | WC | Dispatch-Storage | FuelCost | 0 | [6 empty] | 0.75992 | 0
LCP_Inputs_ON_Electric_IEA_2023_05_05 | 2027 | H2 Salt Cavern Storage - ON | Storage | Hydrogen | WC | Dispatch-Storage | VOM | 0 | [6 empty] | 0.75992 | 0
LCP_Inputs_ON_Electric_IEA_2023_05_05 | 2027 | Hydro | Generation | Electricity | MI | Dispatch-Generation | EmissionsCost | 0 | [6 empty] | 0.75992 | 0
LCP_Inputs_ON_Electric_IEA_2023_05_05 | 2027 | Hydro | Generation | Electricity | MI | Dispatch-Generation | FuelCost | 0 | [6 empty] | 0.75992 | 0
LCP_Inputs_ON_Electric_IEA_2023_05_05 | 2027 | Hydro | Generation | Electricity | MI | Dispatch-Generation | VOM | 0 | [6 empty] | 0.75992 | 0
LCP_Inputs_ON_Electric_IEA_2023_05_05 | 2027 | Hydro | Generation | Electricity | NY | Dispatch-Generation | EmissionsCost | 0 | [6 empty] | 0.75992 | 0
LCP_Inputs_ON_Electric_IEA_2023_05_05 | 2027 | Hydro | Generation | Electricity | NY | Dispatch-Generation | FuelCost | 0 | [6 empty] | 0.75992 | 0
LCP_Inputs_ON_Electric_IEA_2023_05_05 | 2027 | Hydro | Generation | Electricity | NY | Dispatch-Generation | VOM | 0 | [6 empty] | 0.75992 | 0
LCP_Inputs_ON_Electric_IEA_2023_05_05 | 2027 | Hydro | Generation | Electricity | ON | Dispatch-Generation | EmissionsCost | 0 | [6 empty] | 0.75992 | 0
LCP_Inputs_ON_Electric_IEA_2023_05_05 | 2027 | Hydro | Generation | Electricity | ON | Dispatch-Generation | FuelCost | 0 | [6 empty] | 0.75992 | 0
LCP_Inputs_ON_Electric_IEA_2023_05_05 | 2027 | Hydro | Generation | Electricity | ON | Dispatch-Generation | VOM | 0 | [6 empty] | 0.75992 | 0
LCP_Inputs_ON_Electric_IEA_2023_05_05 | 2027 | Hydro | Generation | Electricity | PJ | Dispatch-Generation | EmissionsCost | 0 | [6 empty] | 0.75992 | 0
LCP_Inputs_ON_Electric_IEA_2023_05_05 | 2027 | Hydro | Generation | Electricity | PJ | Dispatch-Generation | FuelCost | 0 | [6 empty] | 0.75992 | 0
LCP_Inputs_ON_Electric_IEA_2023_05_05 | 2027 | Hydro | Generation | Electricity | PJ | Dispatch-Generation | VOM | 0 | [6 empty] | 0.75992 | 0
LCP_Inputs_ON_Electric_IEA_2023_05_05 | 2027 | Hydro | Generation | Electricity | QC | Dispatch-Generation | EmissionsCost | 0 | [6 empty] | 0.75992 | 0
LCP_Inputs_ON_Electric_IEA_2023_05_05 | 2027 | Hydro | Generation | Electricity | QC | Dispatch-Generation | FuelCost | 0 | [6 empty] | 0.75992 | 0
LCP_Inputs_ON_Electric_IEA_2023_05_05 | 2027 | Hydro | Generation | Electricity | QC | Dispatch-Generation | VOM | 0 | [6 empty] | 0.75992 | 0
LCP_Inputs_ON_Electric_IEA_2023_05_05 | 2027 | Hydro | Generation | Electricity | WC | Dispatch-Generation | EmissionsCost | 0 | [6 empty] | 0.75992 | 0
LCP_Inputs_ON_Electric_IEA_2023_05_05 | 2027 | Hydro | Generation | Electricity | WC | Dispatch-Generation | FuelCost | 0 | [6 empty] | 0.75992 | 0
LCP_Inputs_ON_Electric_IEA_2023_05_05 | 2027 | Hydro | Generation | Electricity | WC | Dispatch-Generation | VOM | 0 | [6 empty] | 0.75992 | 0
LCP_Inputs_ON_Electric_IEA_2023_05_05 | 2027 | Hydro Pumped Storage | Storage | Electricity | MI | Dispatch-Storage | EmissionsCost | 0 | [6 empty] | 0.75992 | 0
LCP_Inputs_ON_Electric_IEA_2023_05_05 | 2027 | Hydro Pumped Storage | Storage | Electricity | MI | Dispatch-Storage | FuelCost | 0 | [6 empty] | 0.75992 | 0
LCP_Inputs_ON_Electric_IEA_2023_05_05 | 2027 | Hydro Pumped Storage | Storage | Electricity | MI | Dispatch-Storage | VOM | 0 | [6 empty] | 0.75992 | 0
LCP_Inputs_ON_Electric_IEA_2023_05_05 | 2027 | Hydro Pumped Storage | Storage | Electricity | NY | Dispatch-Storage | EmissionsCost | 0 | [6 empty] | 0.75992 | 0
LCP_Inputs_ON_Electric_IEA_2023_05_05 | 2027 | Hydro Pumped Storage | Storage | Electricity | NY | Dispatch-Storage | FuelCost | 0 | [6 empty] | 0.75992 | 0
LCP_Inputs_ON_Electric_IEA_2023_05_05 | 2027 | Hydro Pumped Storage | Storage | Electricity | NY | Dispatch-Storage | VOM | 0 | [6 empty] | 0.75992 | 0
LCP_Inputs_ON_Electric_IEA_2023_05_05 | 2027 | Hydro Pumped Storage | Storage | Electricity | ON | Dispatch-Storage | EmissionsCost | 0 | [6 empty] | 0.75992 | 0
LCP_Inputs_ON_Electric_IEA_2023_05_05 | 2027 | Hydro Pumped Storage | Storage | Electricity | ON | Dispatch-Storage | FuelCost | 0 | [6 empty] | 0.75992 | 0
LCP_Inputs_ON_Electric_IEA_2023_05_05 | 2027 | Hydro Pumped Storage | Storage | Electricity | ON | Dispatch-Storage | VOM | 0 | [6 empty] | 0.75992 | 0
LCP_Inputs_ON_Electric_IEA_2023_05_05 | 2027 | Hydro Pumped Storage | Storage | Electricity | PJ | Dispatch-Storage | EmissionsCost | 0 | [6 empty] | 0.75992 | 0
LCP_Inputs_ON_Electric_IEA_2023_05_05 | 2027 | Hydro Pumped Storage | Storage | Electricity | PJ | Dispatch-Storage | FuelCost | 0 | [6 empty] | 0.75992 | 0
LCP_Inputs_ON_Electric_IEA_2023_05_05 | 2027 | Hydro Pumped Storage | Storage | Electricity | PJ | Dispatch-Storage | VOM | 0 | [6 empty] | 0.75992 | 0
LCP_Inputs_ON_Electric_IEA_2023_05_05 | 2027 | Hydro Pumped Storage | Storage | Electricity | QC | Dispatch-Storage | EmissionsCost | 0 | [6 empty] | 0.75992 | 0
LCP_Inputs_ON_Electric_IEA_2023_05_05 | 2027 | Hydro Pumped Storage | Storage | Electricity | QC | Dispatch-Storage | FuelCost | 0 | [6 empty] | 0.75992 | 0
LCP_Inputs_ON_Electric_IEA_2023_05_05 | 2027 | Hydro Pumped Storage | Storage | Electricity | QC | Dispatch-Storage | VOM | 0 | [6 empty] | 0.75992 | 0
LCP_Inputs_ON_Electric_IEA_2023_05_05 | 2027 | Hydro Pumped Storage | Storage | Electricity | WC | Dispatch-Storage | EmissionsCost | 0 | [6 empty] | 0.75992 | 0
LCP_Inputs_ON_Electric_IEA_2023_05_05 | 2027 | Hydro Pumped Storage | Storage | Electricity | WC | Dispatch-Storage | FuelCost | 0 | [6 empty] | 0.75992 | 0
LCP_Inputs_ON_Electric_IEA_2023_05_05 | 2027 | Hydro Pumped Storage | Storage | Electricity | WC | Dispatch-Storage | VOM | 0 | [6 empty] | 0.75992 | 0
LCP_Inputs_ON_Electric_IEA_2023_05_05 | 2027 | Nuclear | Generation | Electricity | MI | Dispatch-Generation | EmissionsCost | 0 | [6 empty] | 0.75992 | 0
LCP_Inputs_ON_Electric_IEA_2023_05_05 | 2027 | Nuclear | Generation | Electricity | MI | Dispatch-Generation | FuelCost | 0 | [6 empty] | 0.75992 | 0
LCP_Inputs_ON_Electric_IEA_2023_05_05 | 2027 | Nuclear | Generation | Electricity | MI | Dispatch-Generation | VOM | 3301336446.912 | [6 empty] | 0.75992 | 2508744373.3816
LCP_Inputs_ON_Electric_IEA_2023_05_05 | 2027 | Nuclear | Generation | Electricity | NY | Dispatch-Generation | EmissionsCost | 0 | [6 empty] | 0.75992 | 0
LCP_Inputs_ON_Electric_IEA_2023_05_05 | 2027 | Nuclear | Generation | Electricity | NY | Dispatch-Generation | FuelCost | 0 | [6 empty] | 0.75992 | 0
LCP_Inputs_ON_Electric_IEA_2023_05_05 | 2027 | Nuclear | Generation | Electricity | NY | Dispatch-Generation | VOM | 2246155230.144 | [6 empty] | 0.75992 | 1706893370.6034
LCP_Inputs_ON_Electric_IEA_2023_05_05 | 2027 | Nuclear | Generation | Electricity | ON | Dispatch-Generation | EmissionsCost | 0 | [6 empty] | 0.75992 | 0
LCP_Inputs_ON_Electric_IEA_2023_05_05 | 2027 | Nuclear | Generation | Electricity | ON | Dispatch-Generation | FuelCost | 0 | [6 empty] | 0.75992 | 0
LCP_Inputs_ON_Electric_IEA_2023_05_05 | 2027 | Nuclear | Generation | Electricity | ON | Dispatch-Generation | VOM | 8790266640.96 | [6 empty] | 0.75992 | 6679880203.2614
LCP_Inputs_ON_Electric_IEA_2023_05_05 | 2027 | Nuclear | Generation | Electricity | PJ | Dispatch-Generation | EmissionsCost | 0 | [6 empty] | 0.75992 | 0
LCP_Inputs_ON_Electric_IEA_2023_05_05 | 2027 | Nuclear | Generation | Electricity | PJ | Dispatch-Generation | FuelCost | 0 | [6 empty] | 0.75992 | 0
LCP_Inputs_ON_Electric_IEA_2023_05_05 | 2027 | Nuclear | Generation | Electricity | PJ | Dispatch-Generation | VOM | 9110487814.4448 | [6 empty] | 0.75992 | 6923221977.1569
LCP_Inputs_ON_Electric_IEA_2023_05_05 | 2027 | Nuclear | Generation | Electricity | QC | Dispatch-Generation | EmissionsCost | 0 | [6 empty] | 0.75992 | 0
LCP_Inputs_ON_Electric_IEA_2023_05_05 | 2027 | Nuclear | Generation | Electricity | QC | Dispatch-Generation | FuelCost | 0 | [6 empty] | 0.75992 | 0
LCP_Inputs_ON_Electric_IEA_2023_05_05 | 2027 | Nuclear | Generation | Electricity | QC | Dispatch-Generation | VOM | 0 | [6 empty] | 0.75992 | 0
LCP_Inputs_ON_Electric_IEA_2023_05_05 | 2027 | Nuclear | Generation | Electricity | WC | Dispatch-Generation | EmissionsCost | 0 | [6 empty] | 0.75992 | 0
LCP_Inputs_ON_Electric_IEA_2023_05_05 | 2027 | Nuclear | Generation | Electricity | WC | Dispatch-Generation | FuelCost | 0 | [6 empty] | 0.75992 | 0
LCP_Inputs_ON_Electric_IEA_2023_05_05 | 2027 | Nuclear | Generation | Electricity | WC | Dispatch-Generation | VOM | 0 | [6 empty] | 0.75992 | 0
LCP_Inputs_ON_Electric_IEA_2023_05_05 | 2027 | Nuclear SMR | Generation | Electricity | MI | Dispatch-Generation | EmissionsCost | 0 | [6 empty] | 0.75992 | 0
LCP_Inputs_ON_Electric_IEA_2023_05_05 | 2027 | Nuclear SMR | Generation | Electricity | MI | Dispatch-Generation | FuelCost | 0 | [6 empty] | 0.75992 | 0
LCP_Inputs_ON_Electric_IEA_2023_05_05 | 2027 | Nuclear SMR | Generation | Electricity | MI | Dispatch-Generation | VOM | 0 | [6 empty] | 0.75992 | 0
LCP_Inputs_ON_Electric_IEA_2023_05_05 | 2027 | Nuclear SMR | Generation | Electricity | NY | Dispatch-Generation | EmissionsCost | 0 | [6 empty] | 0.75992 | 0
LCP_Inputs_ON_Electric_IEA_2023_05_05 | 2027 | Nuclear SMR | Generation | Electricity | NY | Dispatch-Generation | FuelCost | 0 | [6 empty] | 0.75992 | 0
LCP_Inputs_ON_Electric_IEA_2023_05_05 | 2027 | Nuclear SMR | Generation | Electricity | NY | Dispatch-Generation | VOM | 0 | [6 empty] | 0.75992 | 0
LCP_Inputs_ON_Electric_IEA_2023_05_05 | 2027 | Nuclear SMR | Generation | Electricity | ON | Dispatch-Generation | EmissionsCost | 0 | [6 empty] | 0.75992 | 0
LCP_Inputs_ON_Electric_IEA_2023_05_05 | 2027 | Nuclear SMR | Generation | Electricity | ON | Dispatch-Generation | FuelCost | 0 | [6 empty] | 0.75992 | 0
LCP_Inputs_ON_Electric_IEA_2023_05_05 | 2027 | Nuclear SMR | Generation | Electricity | ON | Dispatch-Generation | VOM | 0 | [6 empty] | 0.75992 | 0
LCP_Inputs_ON_Electric_IEA_2023_05_05 | 2027 | Nuclear SMR | Generation | Electricity | PJ | Dispatch-Generation | EmissionsCost | 0 | [6 empty] | 0.75992 | 0
LCP_Inputs_ON_Electric_IEA_2023_05_05 | 2027 | Nuclear SMR | Generation | Electricity | PJ | Dispatch-Generation | FuelCost | 0 | [6 empty] | 0.75992 | 0
LCP_Inputs_ON_Electric_IEA_2023_05_05 | 2027 | Nuclear SMR | Generation | Electricity | PJ | Dispatch-Generation | VOM | 0 | [6 empty] | 0.75992 | 0
LCP_Inputs_ON_Electric_IEA_2023_05_05 | 2027 | Nuclear SMR | Generation | Electricity | QC | Dispatch-Generation | EmissionsCost | 0 | [6 empty] | 0.75992 | 0
LCP_Inputs_ON_Electric_IEA_2023_05_05 | 2027 | Nuclear SMR | Generation | Electricity | QC | Dispatch-Generation | FuelCost | 0 | [6 empty] | 0.75992 | 0
LCP_Inputs_ON_Electric_IEA_2023_05_05 | 2027 | Nuclear SMR | Generation | Electricity | QC | Dispatch-Generation | VOM | 0 | [6 empty] | 0.75992 | 0
LCP_Inputs_ON_Electric_IEA_2023_05_05 | 2027 | Nuclear SMR | Generation | Electricity | WC | Dispatch-Generation | EmissionsCost | 0 | [6 empty] | 0.75992 | 0
LCP_Inputs_ON_Electric_IEA_2023_05_05 | 2027 | Nuclear SMR | Generation | Electricity | WC | Dispatch-Generation | FuelCost | 0 | [6 empty] | 0.75992 | 0
LCP_Inputs_ON_Electric_IEA_2023_05_05 | 2027 | Nuclear SMR | Generation | Electricity | WC | Dispatch-Generation | VOM | 0 | [6 empty] | 0.75992 | 0
LCP_Inputs_ON_Electric_IEA_2023_05_05 | 2027 | O/CCGT - CH4 Existing | Crossload | Electricity | MI | Dispatch-Crossload | EmissionsCost | 0 | [6 empty] | 0.75992 | 0
LCP_Inputs_ON_Electric_IEA_2023_05_05 | 2027 | O/CCGT - CH4 Existing | Crossload | Electricity | MI | Dispatch-Crossload | FuelCost | 0 | [6 empty] | 0.75992 | 0
LCP_Inputs_ON_Electric_IEA_2023_05_05 | 2027 | O/CCGT - CH4 Existing | Crossload | Electricity | MI | Dispatch-Crossload | VOM | 0 | [6 empty] | 0.75992 | 0
LCP_Inputs_ON_Electric_IEA_2023_05_05 | 2027 | O/CCGT - CH4 Existing | Crossload | Electricity | NY | Dispatch-Crossload | EmissionsCost | 0 | [6 empty] | 0.75992 | 0
LCP_Inputs_ON_Electric_IEA_2023_05_05 | 2027 | O/CCGT - CH4 Existing | Crossload | Electricity | NY | Dispatch-Crossload | FuelCost | 0 | [6 empty] | 0.75992 | 0
LCP_Inputs_ON_Electric_IEA_2023_05_05 | 2027 | O/CCGT - CH4 Existing | Crossload | Electricity | NY | Dispatch-Crossload | VOM | 0 | [6 empty] | 0.75992 | 0
LCP_Inputs_ON_Electric_IEA_2023_05_05 | 2027 | O/CCGT - CH4 Existing | Crossload | Electricity | ON | Dispatch-Crossload | EmissionsCost | 0 | [6 empty] | 0.75992 | 0
LCP_Inputs_ON_Electric_IEA_2023_05_05 | 2027 | O/CCGT - CH4 Existing | Crossload | Electricity | ON | Dispatch-Crossload | FuelCost | 0 | [6 empty] | 0.75992 | 0
LCP_Inputs_ON_Electric_IEA_2023_05_05 | 2027 | O/CCGT - CH4 Existing | Crossload | Electricity | ON | Dispatch-Crossload | VOM | 0 | [6 empty] | 0.75992 | 0
LCP_Inputs_ON_Electric_IEA_2023_05_05 | 2027 | O/CCGT - CH4 Existing | Crossload | Electricity | PJ | Dispatch-Crossload | EmissionsCost | 0 | [6 empty] | 0.75992 | 0
LCP_Inputs_ON_Electric_IEA_2023_05_05 | 2027 | O/CCGT - CH4 Existing | Crossload | Electricity | PJ | Dispatch-Crossload | FuelCost | 0 | [6 empty] | 0.75992 | 0
LCP_Inputs_ON_Electric_IEA_2023_05_05 | 2027 | O/CCGT - CH4 Existing | Crossload | Electricity | PJ | Dispatch-Crossload | VOM | 0 | [6 empty] | 0.75992 | 0
LCP_Inputs_ON_Electric_IEA_2023_05_05 | 2027 | O/CCGT - CH4 Existing | Crossload | Electricity | QC | Dispatch-Crossload | EmissionsCost | 0 | [6 empty] | 0.75992 | 0
LCP_Inputs_ON_Electric_IEA_2023_05_05 | 2027 | O/CCGT - CH4 Existing | Crossload | Electricity | QC | Dispatch-Crossload | FuelCost | 0 | [6 empty] | 0.75992 | 0
LCP_Inputs_ON_Electric_IEA_2023_05_05 | 2027 | O/CCGT - CH4 Existing | Crossload | Electricity | QC | Dispatch-Crossload | VOM | 0 | [6 empty] | 0.75992 | 0
LCP_Inputs_ON_Electric_IEA_2023_05_05 | 2027 | O/CCGT - CH4 Existing | Crossload | Electricity | WC | Dispatch-Crossload | EmissionsCost | 0 | [6 empty] | 0.75992 | 0
LCP_Inputs_ON_Electric_IEA_2023_05_05 | 2027 | O/CCGT - CH4 Existing | Crossload | Electricity | WC | Dispatch-Crossload | FuelCost | 0 | [6 empty] | 0.75992 | 0
LCP_Inputs_ON_Electric_IEA_2023_05_05 | 2027 | O/CCGT - CH4 Existing | Crossload | Electricity | WC | Dispatch-Crossload | VOM | 0 | [6 empty] | 0.75992 | 0
LCP_Inputs_ON_Electric_IEA_2023_05_05 | 2027 | O/CCGT - CH4 New | Crossload | Electricity | MI | Dispatch-Crossload | EmissionsCost | 0 | [6 empty] | 0.75992 | 0
LCP_Inputs_ON_Electric_IEA_2023_05_05 | 2027 | O/CCGT - CH4 New | Crossload | Electricity | MI | Dispatch-Crossload | FuelCost | 0 | [6 empty] | 0.75992 | 0
LCP_Inputs_ON_Electric_IEA_2023_05_05 | 2027 | O/CCGT - CH4 New | Crossload | Electricity | MI | Dispatch-Crossload | VOM | 0 | [6 empty] | 0.75992 | 0
LCP_Inputs_ON_Electric_IEA_2023_05_05 | 2027 | O/CCGT - CH4 New | Crossload | Electricity | NY | Dispatch-Crossload | EmissionsCost | 0 | [6 empty] | 0.75992 | 0
LCP_Inputs_ON_Electric_IEA_2023_05_05 | 2027 | O/CCGT - CH4 New | Crossload | Electricity | NY | Dispatch-Crossload | FuelCost | 0 | [6 empty] | 0.75992 | 0
LCP_Inputs_ON_Electric_IEA_2023_05_05 | 2027 | O/CCGT - CH4 New | Crossload | Electricity | NY | Dispatch-Crossload | VOM | 0 | [6 empty] | 0.75992 | 0
LCP_Inputs_ON_Electric_IEA_2023_05_05 | 2027 | O/CCGT - CH4 New | Crossload | Electricity | ON | Dispatch-Crossload | EmissionsCost | 0 | [6 empty] | 0.75992 | 0
LCP_Inputs_ON_Electric_IEA_2023_05_05 | 2027 | O/CCGT - CH4 New | Crossload | Electricity | ON | Dispatch-Crossload | FuelCost | 0 | [6 empty] | 0.75992 | 0
LCP_Inputs_ON_Electric_IEA_2023_05_05 | 2027 | O/CCGT - CH4 New | Crossload | Electricity | ON | Dispatch-Crossload | VOM | 0 | [6 empty] | 0.75992 | 0
LCP_Inputs_ON_Electric_IEA_2023_05_05 | 2027 | O/CCGT - CH4 New | Crossload | Electricity | PJ | Dispatch-Crossload | EmissionsCost | 0 | [6 empty] | 0.75992 | 0
LCP_Inputs_ON_Electric_IEA_2023_05_05 | 2027 | O/CCGT - CH4 New | Crossload | Electricity | PJ | Dispatch-Crossload | FuelCost | 0 | [6 empty] | 0.75992 | 0
LCP_Inputs_ON_Electric_IEA_2023_05_05 | 2027 | O/CCGT - CH4 New | Crossload | Electricity | PJ | Dispatch-Crossload | VOM | 0 | [6 empty] | 0.75992 | 0
LCP_Inputs_ON_Electric_IEA_2023_05_05 | 2027 | O/CCGT - CH4 New | Crossload | Electricity | QC | Dispatch-Crossload | EmissionsCost | 0 | [6 empty] | 0.75992 | 0
LCP_Inputs_ON_Electric_IEA_2023_05_05 | 2027 | O/CCGT - CH4 New | Crossload | Electricity | QC | Dispatch-Crossload | FuelCost | 0 | [6 empty] | 0.75992 | 0
LCP_Inputs_ON_Electric_IEA_2023_05_05 | 2027 | O/CCGT - CH4 New | Crossload | Electricity | QC | Dispatch-Crossload | VOM | 0 | [6 empty] | 0.75992 | 0
LCP_Inputs_ON_Electric_IEA_2023_05_05 | 2027 | O/CCGT - CH4 New | Crossload | Electricity | WC | Dispatch-Crossload | EmissionsCost | 0 | [6 empty] | 0.75992 | 0
LCP_Inputs_ON_Electric_IEA_2023_05_05 | 2027 | O/CCGT - CH4 New | Crossload | Electricity | WC | Dispatch-Crossload | FuelCost | 0 | [6 empty] | 0.75992 | 0
LCP_Inputs_ON_Electric_IEA_2023_05_05 | 2027 | O/CCGT - CH4 New | Crossload | Electricity | WC | Dispatch-Crossload | VOM | 0 | [6 empty] | 0.75992 | 0
LCP_Inputs_ON_Electric_IEA_2023_05_05 | 2027 | O/CCGT - H2 New | Crossload | Electricity | MI | Dispatch-Crossload | EmissionsCost | 0 | [6 empty] | 0.75992 | 0
LCP_Inputs_ON_Electric_IEA_2023_05_05 | 2027 | O/CCGT - H2 New | Crossload | Electricity | MI | Dispatch-Crossload | FuelCost | 0 | [6 empty] | 0.75992 | 0
LCP_Inputs_ON_Electric_IEA_2023_05_05 | 2027 | O/CCGT - H2 New | Crossload | Electricity | MI | Dispatch-Crossload | VOM | 0 | [6 empty] | 0.75992 | 0
LCP_Inputs_ON_Electric_IEA_2023_05_05 | 2027 | O/CCGT - H2 New | Crossload | Electricity | NY | Dispatch-Crossload | EmissionsCost | 0 | [6 empty] | 0.75992 | 0
LCP_Inputs_ON_Electric_IEA_2023_05_05 | 2027 | O/CCGT - H2 New | Crossload | Electricity | NY | Dispatch-Crossload | FuelCost | 0 | [6 empty] | 0.75992 | 0
LCP_Inputs_ON_Electric_IEA_2023_05_05 | 2027 | O/CCGT - H2 New | Crossload | Electricity | NY | Dispatch-Crossload | VOM | 0 | [6 empty] | 0.75992 | 0
LCP_Inputs_ON_Electric_IEA_2023_05_05 | 2027 | O/CCGT - H2 New | Crossload | Electricity | ON | Dispatch-Crossload | EmissionsCost | 0 | [6 empty] | 0.75992 | 0
LCP_Inputs_ON_Electric_IEA_2023_05_05 | 2027 | O/CCGT - H2 New | Crossload | Electricity | ON | Dispatch-Crossload | FuelCost | 0 | [6 empty] | 0.75992 | 0
LCP_Inputs_ON_Electric_IEA_2023_05_05 | 2027 | O/CCGT - H2 New | Crossload | Electricity | ON | Dispatch-Crossload | VOM | 0 | [6 empty] | 0.75992 | 0
LCP_Inputs_ON_Electric_IEA_2023_05_05 | 2027 | O/CCGT - H2 New | Crossload | Electricity | PJ | Dispatch-Crossload | EmissionsCost | 0 | [6 empty] | 0.75992 | 0
LCP_Inputs_ON_Electric_IEA_2023_05_05 | 2027 | O/CCGT - H2 New | Crossload | Electricity | PJ | Dispatch-Crossload | FuelCost | 0 | [6 empty] | 0.75992 | 0
LCP_Inputs_ON_Electric_IEA_2023_05_05 | 2027 | O/CCGT - H2 New | Crossload | Electricity | PJ | Dispatch-Crossload | VOM | 0 | [6 empty] | 0.75992 | 0
LCP_Inputs_ON_Electric_IEA_2023_05_05 | 2027 | O/CCGT - H2 New | Crossload | Electricity | QC | Dispatch-Crossload | EmissionsCost | 0 | [6 empty] | 0.75992 | 0
LCP_Inputs_ON_Electric_IEA_2023_05_05 | 2027 | O/CCGT - H2 New | Crossload | Electricity | QC | Dispatch-Crossload | FuelCost | 0 | [6 empty] | 0.75992 | 0
LCP_Inputs_ON_Electric_IEA_2023_05_05 | 2027 | O/CCGT - H2 New | Crossload | Electricity | QC | Dispatch-Crossload | VOM | 0 | [6 empty] | 0.75992 | 0
LCP_Inputs_ON_Electric_IEA_2023_05_05 | 2027 | O/CCGT - H2 New | Crossload | Electricity | WC | Dispatch-Crossload | EmissionsCost | 0 | [6 empty] | 0.75992 | 0
LCP_Inputs_ON_Electric_IEA_2023_05_05 | 2027 | O/CCGT - H2 New | Crossload | Electricity | WC | Dispatch-Crossload | FuelCost | 0 | [6 empty] | 0.75992 | 0
LCP_Inputs_ON_Electric_IEA_2023_05_05 | 2027 | O/CCGT - H2 New | Crossload | Electricity | WC | Dispatch-Crossload | VOM | 0 | [6 empty] | 0.75992 | 0
LCP_Inputs_ON_Electric_IEA_2023_05_05 | 2027 | SMR CCS | Generation | Hydrogen | MI | Dispatch-Generation | EmissionsCost | 0 | [6 empty] | 0.75992 | 0
LCP_Inputs_ON_Electric_IEA_2023_05_05 | 2027 | SMR CCS | Generation | Hydrogen | MI | Dispatch-Generation | FuelCost | 0 | [6 empty] | 0.75992 | 0
LCP_Inputs_ON_Electric_IEA_2023_05_05 | 2027 | SMR CCS | Generation | Hydrogen | MI | Dispatch-Generation | VOM | 0 | [6 empty] | 0.75992 | 0
LCP_Inputs_ON_Electric_IEA_2023_05_05 | 2027 | SMR CCS | Generation | Hydrogen | NY | Dispatch-Generation | EmissionsCost | 0 | [6 empty] | 0.75992 | 0
LCP_Inputs_ON_Electric_IEA_2023_05_05 | 2027 | SMR CCS | Generation | Hydrogen | NY | Dispatch-Generation | FuelCost | 0 | [6 empty] | 0.75992 | 0
LCP_Inputs_ON_Electric_IEA_2023_05_05 | 2027 | SMR CCS | Generation | Hydrogen | NY | Dispatch-Generation | VOM | 0 | [6 empty] | 0.75992 | 0
LCP_Inputs_ON_Electric_IEA_2023_05_05 | 2027 | SMR CCS | Generation | Hydrogen | ON | Dispatch-Generation | EmissionsCost | 0 | [6 empty] | 0.75992 | 0
LCP_Inputs_ON_Electric_IEA_2023_05_05 | 2027 | SMR CCS | Generation | Hydrogen | ON | Dispatch-Generation | FuelCost | 0 | [6 empty] | 0.75992 | 0
LCP_Inputs_ON_Electric_IEA_2023_05_05 | 2027 | SMR CCS | Generation | Hydrogen | ON | Dispatch-Generation | VOM | 0 | [6 empty] | 0.75992 | 0
LCP_Inputs_ON_Electric_IEA_2023_05_05 | 2027 | SMR CCS | Generation | Hydrogen | PJ | Dispatch-Generation | EmissionsCost | 0 | [6 empty] | 0.75992 | 0
LCP_Inputs_ON_Electric_IEA_2023_05_05 | 2027 | SMR CCS | Generation | Hydrogen | PJ | Dispatch-Generation | FuelCost | 0 | [6 empty] | 0.75992 | 0
LCP_Inputs_ON_Electric_IEA_2023_05_05 | 2027 | SMR CCS | Generation | Hydrogen | PJ | Dispatch-Generation | VOM | 0 | [6 empty] | 0.75992 | 0
LCP_Inputs_ON_Electric_IEA_2023_05_05 | 2027 | SMR CCS | Generation | Hydrogen | QC | Dispatch-Generation | EmissionsCost | 0 | [6 empty] | 0.75992 | 0
LCP_Inputs_ON_Electric_IEA_2023_05_05 | 2027 | SMR CCS | Generation | Hydrogen | QC | Dispatch-Generation | FuelCost | 0 | [6 empty] | 0.75992 | 0
LCP_Inputs_ON_Electric_IEA_2023_05_05 | 2027 | SMR CCS | Generation | Hydrogen | QC | Dispatch-Generation | VOM | 0 | [6 empty] | 0.75992 | 0
LCP_Inputs_ON_Electric_IEA_2023_05_05 | 2027 | SMR CCS | Generation | Hydrogen | WC | Dispatch-Generation | EmissionsCost | 0 | [6 empty] | 0.75992 | 0
LCP_Inputs_ON_Electric_IEA_2023_05_05 | 2027 | SMR CCS | Generation | Hydrogen | WC | Dispatch-Generation | FuelCost | 0 | [6 empty] | 0.75992 | 0
LCP_Inputs_ON_Electric_IEA_2023_05_05 | 2027 | SMR CCS | Generation | Hydrogen | WC | Dispatch-Generation | VOM | 0 | [6 empty] | 0.75992 | 0
LCP_Inputs_ON_Electric_IEA_2023_05_05 | 2027 | Solar PV | Generation | Electricity | MI | Dispatch-Generation | EmissionsCost | 0 | [6 empty] | 0.75992 | 0
LCP_Inputs_ON_Electric_IEA_2023_05_05 | 2027 | Solar PV | Generation | Electricity | MI | Dispatch-Generation | FuelCost | 0 | [6 empty] | 0.75992 | 0
LCP_Inputs_ON_Electric_IEA_2023_05_05 | 2027 | Solar PV | Generation | Electricity | MI | Dispatch-Generation | VOM | 0 | [6 empty] | 0.75992 | 0
LCP_Inputs_ON_Electric_IEA_2023_05_05 | 2027 | Solar PV | Generation | Electricity | NY | Dispatch-Generation | EmissionsCost | 0 | [6 empty] | 0.75992 | 0
LCP_Inputs_ON_Electric_IEA_2023_05_05 | 2027 | Solar PV | Generation | Electricity | NY | Dispatch-Generation | FuelCost | 0 | [6 empty] | 0.75992 | 0
LCP_Inputs_ON_Electric_IEA_2023_05_05 | 2027 | Solar PV | Generation | Electricity | NY | Dispatch-Generation | VOM | 0 | [6 empty] | 0.75992 | 0
LCP_Inputs_ON_Electric_IEA_2023_05_05 | 2027 | Solar PV | Generation | Electricity | ON | Dispatch-Generation | EmissionsCost | 0 | [6 empty] | 0.75992 | 0
LCP_Inputs_ON_Electric_IEA_2023_05_05 | 2027 | Solar PV | Generation | Electricity | ON | Dispatch-Generation | FuelCost | 0 | [6 empty] | 0.75992 | 0
LCP_Inputs_ON_Electric_IEA_2023_05_05 | 2027 | Solar PV | Generation | Electricity | ON | Dispatch-Generation | VOM | 0 | [6 empty] | 0.75992 | 0
LCP_Inputs_ON_Electric_IEA_2023_05_05 | 2027 | Solar PV | Generation | Electricity | PJ | Dispatch-Generation | EmissionsCost | 0 | [6 empty] | 0.75992 | 0
LCP_Inputs_ON_Electric_IEA_2023_05_05 | 2027 | Solar PV | Generation | Electricity | PJ | Dispatch-Generation | FuelCost | 0 | [6 empty] | 0.75992 | 0
LCP_Inputs_ON_Electric_IEA_2023_05_05 | 2027 | Solar PV | Generation | Electricity | PJ | Dispatch-Generation | VOM | 0 | [6 empty] | 0.75992 | 0
LCP_Inputs_ON_Electric_IEA_2023_05_05 | 2027 | Solar PV | Generation | Electricity | QC | Dispatch-Generation | EmissionsCost | 0 | [6 empty] | 0.75992 | 0
LCP_Inputs_ON_Electric_IEA_2023_05_05 | 2027 | Solar PV | Generation | Electricity | QC | Dispatch-Generation | FuelCost | 0 | [6 empty] | 0.75992 | 0
LCP_Inputs_ON_Electric_IEA_2023_05_05 | 2027 | Solar PV | Generation | Electricity | QC | Dispatch-Generation | VOM | 0 | [6 empty] | 0.75992 | 0
LCP_Inputs_ON_Electric_IEA_2023_05_05 | 2027 | Solar PV | Generation | Electricity | WC | Dispatch-Generation | EmissionsCost | 0 | [6 empty] | 0.75992 | 0
LCP_Inputs_ON_Electric_IEA_2023_05_05 | 2027 | Solar PV | Generation | Electricity | WC | Dispatch-Generation | FuelCost | 0 | [6 empty] | 0.75992 | 0
LCP_Inputs_ON_Electric_IEA_2023_05_05 | 2027 | Solar PV | Generation | Electricity | WC | Dispatch-Generation | VOM | 0 | [6 empty] | 0.75992 | 0
LCP_Inputs_ON_Electric_IEA_2023_05_05 | 2027 | Wind Offshore | Generation | Electricity | MI | Dispatch-Generation | EmissionsCost | 0 | [6 empty] | 0.75992 | 0
LCP_Inputs_ON_Electric_IEA_2023_05_05 | 2027 | Wind Offshore | Generation | Electricity | MI | Dispatch-Generation | FuelCost | 0 | [6 empty] | 0.75992 | 0
LCP_Inputs_ON_Electric_IEA_2023_05_05 | 2027 | Wind Offshore | Generation | Electricity | MI | Dispatch-Generation | VOM | 0 | [6 empty] | 0.75992 | 0
LCP_Inputs_ON_Electric_IEA_2023_05_05 | 2027 | Wind Offshore | Generation | Electricity | NY | Dispatch-Generation | EmissionsCost | 0 | [6 empty] | 0.75992 | 0
LCP_Inputs_ON_Electric_IEA_2023_05_05 | 2027 | Wind Offshore | Generation | Electricity | NY | Dispatch-Generation | FuelCost | 0 | [6 empty] | 0.75992 | 0
LCP_Inputs_ON_Electric_IEA_2023_05_05 | 2027 | Wind Offshore | Generation | Electricity | NY | Dispatch-Generation | VOM | 0 | [6 empty] | 0.75992 | 0
LCP_Inputs_ON_Electric_IEA_2023_05_05 | 2027 | Wind Offshore | Generation | Electricity | ON | Dispatch-Generation | EmissionsCost | 0 | [6 empty] | 0.75992 | 0
LCP_Inputs_ON_Electric_IEA_2023_05_05 | 2027 | Wind Offshore | Generation | Electricity | ON | Dispatch-Generation | FuelCost | 0 | [6 empty] | 0.75992 | 0
LCP_Inputs_ON_Electric_IEA_2023_05_05 | 2027 | Wind Offshore | Generation | Electricity | ON | Dispatch-Generation | VOM | 0 | [6 empty] | 0.75992 | 0
LCP_Inputs_ON_Electric_IEA_2023_05_05 | 2027 | Wind Offshore | Generation | Electricity | PJ | Dispatch-Generation | EmissionsCost | 0 | [6 empty] | 0.75992 | 0
LCP_Inputs_ON_Electric_IEA_2023_05_05 | 2027 | Wind Offshore | Generation | Electricity | PJ | Dispatch-Generation | FuelCost | 0 | [6 empty] | 0.75992 | 0
LCP_Inputs_ON_Electric_IEA_2023_05_05 | 2027 | Wind Offshore | Generation | Electricity | PJ | Dispatch-Generation | VOM | 0 | [6 empty] | 0.75992 | 0
LCP_Inputs_ON_Electric_IEA_2023_05_05 | 2027 | Wind Offshore | Generation | Electricity | QC | Dispatch-Generation | EmissionsCost | 0 | [6 empty] | 0.75992 | 0
LCP_Inputs_ON_Electric_IEA_2023_05_05 | 2027 | Wind Offshore | Generation | Electricity | QC | Dispatch-Generation | FuelCost | 0 | [6 empty] | 0.75992 | 0
LCP_Inputs_ON_Electric_IEA_2023_05_05 | 2027 | Wind Offshore | Generation | Electricity | QC | Dispatch-Generation | VOM | 0 | [6 empty] | 0.75992 | 0
LCP_Inputs_ON_Electric_IEA_2023_05_05 | 2027 | Wind Offshore | Generation | Electricity | WC | Dispatch-Generation | EmissionsCost | 0 | [6 empty] | 0.75992 | 0
LCP_Inputs_ON_Electric_IEA_2023_05_05 | 2027 | Wind Offshore | Generation | Electricity | WC | Dispatch-Generation | FuelCost | 0 | [6 empty] | 0.75992 | 0
LCP_Inputs_ON_Electric_IEA_2023_05_05 | 2027 | Wind Offshore | Generation | Electricity | WC | Dispatch-Generation | VOM | 0 | [6 empty] | 0.75992 | 0
LCP_Inputs_ON_Electric_IEA_2023_05_05 | 2027 | Wind Onshore | Generation | Electricity | MI | Dispatch-Generation | EmissionsCost | 0 | [6 empty] | 0.75992 | 0
LCP_Inputs_ON_Electric_IEA_2023_05_05 | 2027 | Wind Onshore | Generation | Electricity | MI | Dispatch-Generation | FuelCost | 0 | [6 empty] | 0.75992 | 0
LCP_Inputs_ON_Electric_IEA_2023_05_05 | 2027 | Wind Onshore | Generation | Electricity | MI | Dispatch-Generation | VOM | 0 | [6 empty] | 0.75992 | 0
LCP_Inputs_ON_Electric_IEA_2023_05_05 | 2027 | Wind Onshore | Generation | Electricity | NY | Dispatch-Generation | EmissionsCost | 0 | [6 empty] | 0.75992 | 0
LCP_Inputs_ON_Electric_IEA_2023_05_05 | 2027 | Wind Onshore | Generation | Electricity | NY | Dispatch-Generation | FuelCost | 0 | [6 empty] | 0.75992 | 0
LCP_Inputs_ON_Electric_IEA_2023_05_05 | 2027 | Wind Onshore | Generation | Electricity | NY | Dispatch-Generation | VOM | 0 | [6 empty] | 0.75992 | 0
LCP_Inputs_ON_Electric_IEA_2023_05_05 | 2027 | Wind Onshore | Generation | Electricity | ON | Dispatch-Generation | EmissionsCost | 0 | [6 empty] | 0.75992 | 0
LCP_Inputs_ON_Electric_IEA_2023_05_05 | 2027 | Wind Onshore | Generation | Electricity | ON | Dispatch-Generation | FuelCost | 0 | [6 empty] | 0.75992 | 0
LCP_Inputs_ON_Electric_IEA_2023_05_05 | 2027 | Wind Onshore | Generation | Electricity | ON | Dispatch-Generation | VOM | 0 | [6 empty] | 0.75992 | 0
LCP_Inputs_ON_Electric_IEA_2023_05_05 | 2027 | Wind Onshore | Generation | Electricity | PJ | Dispatch-Generation | EmissionsCost | 0 | [6 empty] | 0.75992 | 0
LCP_Inputs_ON_Electric_IEA_2023_05_05 | 2027 | Wind Onshore | Generation | Electricity | PJ | Dispatch-Generation | FuelCost | 0 | [6 empty] | 0.75992 | 0
LCP_Inputs_ON_Electric_IEA_2023_05_05 | 2027 | Wind Onshore | Generation | Electricity | PJ | Dispatch-Generation | VOM | 0 | [6 empty] | 0.75992 | 0
LCP_Inputs_ON_Electric_IEA_2023_05_05 | 2027 | Wind Onshore | Generation | Electricity | QC | Dispatch-Generation | EmissionsCost | 0 | [6 empty] | 0.75992 | 0
LCP_Inputs_ON_Electric_IEA_2023_05_05 | 2027 | Wind Onshore | Generation | Electricity | QC | Dispatch-Generation | FuelCost | 0 | [6 empty] | 0.75992 | 0
LCP_Inputs_ON_Electric_IEA_2023_05_05 | 2027 | Wind Onshore | Generation | Electricity | QC | Dispatch-Generation | VOM | 0 | [6 empty] | 0.75992 | 0
LCP_Inputs_ON_Electric_IEA_2023_05_05 | 2027 | Wind Onshore | Generation | Electricity | WC | Dispatch-Generation | EmissionsCost | 0 | [6 empty] | 0.75992 | 0
LCP_Inputs_ON_Electric_IEA_2023_05_05 | 2027 | Wind Onshore | Generation | Electricity | WC | Dispatch-Generation | FuelCost | 0 | [6 empty] | 0.75992 | 0
LCP_Inputs_ON_Electric_IEA_2023_05_05 | 2027 | Wind Onshore | Generation | Electricity | WC | Dispatch-Generation | VOM | 0 | [6 empty] | 0.75992 | 0
LCP_Inputs_ON_Electric_IEA_2023_05_05 | 2028 | Anaerobic Digestion | Generation | Methane | MI | Dispatch-Generation | EmissionsCost | 0 | [6 empty] | 0.73069 | 0
LCP_Inputs_ON_Electric_IEA_2023_05_05 | 2028 | Anaerobic Digestion | Generation | Methane | MI | Dispatch-Generation | FuelCost | 0 | [6 empty] | 0.73069 | 0
LCP_Inputs_ON_Electric_IEA_2023_05_05 | 2028 | Anaerobic Digestion | Generation | Methane | MI | Dispatch-Generation | VOM | 0 | [6 empty] | 0.73069 | 0
LCP_Inputs_ON_Electric_IEA_2023_05_05 | 2028 | Anaerobic Digestion | Generation | Methane | NY | Dispatch-Generation | EmissionsCost | 0 | [6 empty] | 0.73069 | 0
LCP_Inputs_ON_Electric_IEA_2023_05_05 | 2028 | Anaerobic Digestion | Generation | Methane | NY | Dispatch-Generation | FuelCost | 0 | [6 empty] | 0.73069 | 0
LCP_Inputs_ON_Electric_IEA_2023_05_05 | 2028 | Anaerobic Digestion | Generation | Methane | NY | Dispatch-Generation | VOM | 0 | [6 empty] | 0.73069 | 0
LCP_Inputs_ON_Electric_IEA_2023_05_05 | 2028 | Anaerobic Digestion | Generation | Methane | ON | Dispatch-Generation | EmissionsCost | 0 | [6 empty] | 0.73069 | 0
LCP_Inputs_ON_Electric_IEA_2023_05_05 | 2028 | Anaerobic Digestion | Generation | Methane | ON | Dispatch-Generation | FuelCost | 0 | [6 empty] | 0.73069 | 0
LCP_Inputs_ON_Electric_IEA_2023_05_05 | 2028 | Anaerobic Digestion | Generation | Methane | ON | Dispatch-Generation | VOM | 0 | [6 empty] | 0.73069 | 0
LCP_Inputs_ON_Electric_IEA_2023_05_05 | 2028 | Anaerobic Digestion | Generation | Methane | PJ | Dispatch-Generation | EmissionsCost | 0 | [6 empty] | 0.73069 | 0
LCP_Inputs_ON_Electric_IEA_2023_05_05 | 2028 | Anaerobic Digestion | Generation | Methane | PJ | Dispatch-Generation | FuelCost | 0 | [6 empty] | 0.73069 | 0
LCP_Inputs_ON_Electric_IEA_2023_05_05 | 2028 | Anaerobic Digestion | Generation | Methane | PJ | Dispatch-Generation | VOM | 0 | [6 empty] | 0.73069 | 0
LCP_Inputs_ON_Electric_IEA_2023_05_05 | 2028 | Anaerobic Digestion | Generation | Methane | QC | Dispatch-Generation | EmissionsCost | 0 | [6 empty] | 0.73069 | 0
LCP_Inputs_ON_Electric_IEA_2023_05_05 | 2028 | Anaerobic Digestion | Generation | Methane | QC | Dispatch-Generation | FuelCost | 0 | [6 empty] | 0.73069 | 0
LCP_Inputs_ON_Electric_IEA_2023_05_05 | 2028 | Anaerobic Digestion | Generation | Methane | QC | Dispatch-Generation | VOM | 0 | [6 empty] | 0.73069 | 0
LCP_Inputs_ON_Electric_IEA_2023_05_05 | 2028 | Anaerobic Digestion | Generation | Methane | WC | Dispatch-Generation | EmissionsCost | 0 | [6 empty] | 0.73069 | 0
LCP_Inputs_ON_Electric_IEA_2023_05_05 | 2028 | Anaerobic Digestion | Generation | Methane | WC | Dispatch-Generation | FuelCost | 0 | [6 empty] | 0.73069 | 0
LCP_Inputs_ON_Electric_IEA_2023_05_05 | 2028 | Anaerobic Digestion | Generation | Methane | WC | Dispatch-Generation | VOM | 0 | [6 empty] | 0.73069 | 0
LCP_Inputs_ON_Electric_IEA_2023_05_05 | 2028 | Battery Storage | Storage | Electricity | MI | Dispatch-Storage | EmissionsCost | 0 | [6 empty] | 0.73069 | 0
LCP_Inputs_ON_Electric_IEA_2023_05_05 | 2028 | Battery Storage | Storage | Electricity | MI | Dispatch-Storage | FuelCost | 0 | [6 empty] | 0.73069 | 0
LCP_Inputs_ON_Electric_IEA_2023_05_05 | 2028 | Battery Storage | Storage | Electricity | MI | Dispatch-Storage | VOM | 0 | [6 empty] | 0.73069 | 0
LCP_Inputs_ON_Electric_IEA_2023_05_05 | 2028 | Battery Storage | Storage | Electricity | NY | Dispatch-Storage | EmissionsCost | 0 | [6 empty] | 0.73069 | 0
LCP_Inputs_ON_Electric_IEA_2023_05_05 | 2028 | Battery Storage | Storage | Electricity | NY | Dispatch-Storage | FuelCost | 0 | [6 empty] | 0.73069 | 0
LCP_Inputs_ON_Electric_IEA_2023_05_05 | 2028 | Battery Storage | Storage | Electricity | NY | Dispatch-Storage | VOM | 0 | [6 empty] | 0.73069 | 0
LCP_Inputs_ON_Electric_IEA_2023_05_05 | 2028 | Battery Storage | Storage | Electricity | ON | Dispatch-Storage | EmissionsCost | 0 | [6 empty] | 0.73069 | 0
LCP_Inputs_ON_Electric_IEA_2023_05_05 | 2028 | Battery Storage | Storage | Electricity | ON | Dispatch-Storage | FuelCost | 0 | [6 empty] | 0.73069 | 0
LCP_Inputs_ON_Electric_IEA_2023_05_05 | 2028 | Battery Storage | Storage | Electricity | ON | Dispatch-Storage | VOM | 0 | [6 empty] | 0.73069 | 0
LCP_Inputs_ON_Electric_IEA_2023_05_05 | 2028 | Battery Storage | Storage | Electricity | PJ | Dispatch-Storage | EmissionsCost | 0 | [6 empty] | 0.73069 | 0
LCP_Inputs_ON_Electric_IEA_2023_05_05 | 2028 | Battery Storage | Storage | Electricity | PJ | Dispatch-Storage | FuelCost | 0 | [6 empty] | 0.73069 | 0
LCP_Inputs_ON_Electric_IEA_2023_05_05 | 2028 | Battery Storage | Storage | Electricity | PJ | Dispatch-Storage | VOM | 0 | [6 empty] | 0.73069 | 0
LCP_Inputs_ON_Electric_IEA_2023_05_05 | 2028 | Battery Storage | Storage | Electricity | QC | Dispatch-Storage | EmissionsCost | 0 | [6 empty] | 0.73069 | 0
LCP_Inputs_ON_Electric_IEA_2023_05_05 | 2028 | Battery Storage | Storage | Electricity | QC | Dispatch-Storage | FuelCost | 0 | [6 empty] | 0.73069 | 0
LCP_Inputs_ON_Electric_IEA_2023_05_05 | 2028 | Battery Storage | Storage | Electricity | QC | Dispatch-Storage | VOM | 0 | [6 empty] | 0.73069 | 0
LCP_Inputs_ON_Electric_IEA_2023_05_05 | 2028 | Battery Storage | Storage | Electricity | WC | Dispatch-Storage | EmissionsCost | 0 | [6 empty] | 0.73069 | 0
LCP_Inputs_ON_Electric_IEA_2023_05_05 | 2028 | Battery Storage | Storage | Electricity | WC | Dispatch-Storage | FuelCost | 0 | [6 empty] | 0.73069 | 0
LCP_Inputs_ON_Electric_IEA_2023_05_05 | 2028 | Battery Storage | Storage | Electricity | WC | Dispatch-Storage | VOM | 0 | [6 empty] | 0.73069 | 0
LCP_Inputs_ON_Electric_IEA_2023_05_05 | 2028 | Biomass | Generation | Electricity | MI | Dispatch-Generation | EmissionsCost | 0 | [6 empty] | 0.73069 | 0
LCP_Inputs_ON_Electric_IEA_2023_05_05 | 2028 | Biomass | Generation | Electricity | MI | Dispatch-Generation | FuelCost | 0 | [6 empty] | 0.73069 | 0
LCP_Inputs_ON_Electric_IEA_2023_05_05 | 2028 | Biomass | Generation | Electricity | MI | Dispatch-Generation | VOM | 0 | [6 empty] | 0.73069 | 0
LCP_Inputs_ON_Electric_IEA_2023_05_05 | 2028 | Biomass | Generation | Electricity | NY | Dispatch-Generation | EmissionsCost | 0 | [6 empty] | 0.73069 | 0
LCP_Inputs_ON_Electric_IEA_2023_05_05 | 2028 | Biomass | Generation | Electricity | NY | Dispatch-Generation | FuelCost | 0 | [6 empty] | 0.73069 | 0
LCP_Inputs_ON_Electric_IEA_2023_05_05 | 2028 | Biomass | Generation | Electricity | NY | Dispatch-Generation | VOM | 0 | [6 empty] | 0.73069 | 0
LCP_Inputs_ON_Electric_IEA_2023_05_05 | 2028 | Biomass | Generation | Electricity | ON | Dispatch-Generation | EmissionsCost | 0 | [6 empty] | 0.73069 | 0
LCP_Inputs_ON_Electric_IEA_2023_05_05 | 2028 | Biomass | Generation | Electricity | ON | Dispatch-Generation | FuelCost | 0 | [6 empty] | 0.73069 | 0
LCP_Inputs_ON_Electric_IEA_2023_05_05 | 2028 | Biomass | Generation | Electricity | ON | Dispatch-Generation | VOM | 0 | [6 empty] | 0.73069 | 0
LCP_Inputs_ON_Electric_IEA_2023_05_05 | 2028 | Biomass | Generation | Electricity | PJ | Dispatch-Generation | EmissionsCost | 0 | [6 empty] | 0.73069 | 0
LCP_Inputs_ON_Electric_IEA_2023_05_05 | 2028 | Biomass | Generation | Electricity | PJ | Dispatch-Generation | FuelCost | 0 | [6 empty] | 0.73069 | 0
LCP_Inputs_ON_Electric_IEA_2023_05_05 | 2028 | Biomass | Generation | Electricity | PJ | Dispatch-Generation | VOM | 0 | [6 empty] | 0.73069 | 0
LCP_Inputs_ON_Electric_IEA_2023_05_05 | 2028 | Biomass | Generation | Electricity | QC | Dispatch-Generation | EmissionsCost | 0 | [6 empty] | 0.73069 | 0
LCP_Inputs_ON_Electric_IEA_2023_05_05 | 2028 | Biomass | Generation | Electricity | QC | Dispatch-Generation | FuelCost | 0 | [6 empty] | 0.73069 | 0
LCP_Inputs_ON_Electric_IEA_2023_05_05 | 2028 | Biomass | Generation | Electricity | QC | Dispatch-Generation | VOM | 0 | [6 empty] | 0.73069 | 0
LCP_Inputs_ON_Electric_IEA_2023_05_05 | 2028 | Biomass | Generation | Electricity | WC | Dispatch-Generation | EmissionsCost | 0 | [6 empty] | 0.73069 | 0
LCP_Inputs_ON_Electric_IEA_2023_05_05 | 2028 | Biomass | Generation | Electricity | WC | Dispatch-Generation | FuelCost | 0 | [6 empty] | 0.73069 | 0
LCP_Inputs_ON_Electric_IEA_2023_05_05 | 2028 | Biomass | Generation | Electricity | WC | Dispatch-Generation | VOM | 0 | [6 empty] | 0.73069 | 0
LCP_Inputs_ON_Electric_IEA_2023_05_05 | 2028 | Biomass + CCS | Generation | Electricity | MI | Dispatch-Generation | EmissionsCost | 0 | [6 empty] | 0.73069 | 0
LCP_Inputs_ON_Electric_IEA_2023_05_05 | 2028 | Biomass + CCS | Generation | Electricity | MI | Dispatch-Generation | FuelCost | 0 | [6 empty] | 0.73069 | 0
LCP_Inputs_ON_Electric_IEA_2023_05_05 | 2028 | Biomass + CCS | Generation | Electricity | MI | Dispatch-Generation | VOM | 0 | [6 empty] | 0.73069 | 0
LCP_Inputs_ON_Electric_IEA_2023_05_05 | 2028 | Biomass + CCS | Generation | Electricity | NY | Dispatch-Generation | EmissionsCost | 0 | [6 empty] | 0.73069 | 0
LCP_Inputs_ON_Electric_IEA_2023_05_05 | 2028 | Biomass + CCS | Generation | Electricity | NY | Dispatch-Generation | FuelCost | 0 | [6 empty] | 0.73069 | 0
LCP_Inputs_ON_Electric_IEA_2023_05_05 | 2028 | Biomass + CCS | Generation | Electricity | NY | Dispatch-Generation | VOM | 0 | [6 empty] | 0.73069 | 0
LCP_Inputs_ON_Electric_IEA_2023_05_05 | 2028 | Biomass + CCS | Generation | Electricity | ON | Dispatch-Generation | EmissionsCost | 0 | [6 empty] | 0.73069 | 0
LCP_Inputs_ON_Electric_IEA_2023_05_05 | 2028 | Biomass + CCS | Generation | Electricity | ON | Dispatch-Generation | FuelCost | 0 | [6 empty] | 0.73069 | 0
LCP_Inputs_ON_Electric_IEA_2023_05_05 | 2028 | Biomass + CCS | Generation | Electricity | ON | Dispatch-Generation | VOM | 0 | [6 empty] | 0.73069 | 0
LCP_Inputs_ON_Electric_IEA_2023_05_05 | 2028 | Biomass + CCS | Generation | Electricity | PJ | Dispatch-Generation | EmissionsCost | 0 | [6 empty] | 0.73069 | 0
LCP_Inputs_ON_Electric_IEA_2023_05_05 | 2028 | Biomass + CCS | Generation | Electricity | PJ | Dispatch-Generation | FuelCost | 0 | [6 empty] | 0.73069 | 0
LCP_Inputs_ON_Electric_IEA_2023_05_05 | 2028 | Biomass + CCS | Generation | Electricity | PJ | Dispatch-Generation | VOM | 0 | [6 empty] | 0.73069 | 0
LCP_Inputs_ON_Electric_IEA_2023_05_05 | 2028 | Biomass + CCS | Generation | Electricity | QC | Dispatch-Generation | EmissionsCost | 0 | [6 empty] | 0.73069 | 0
LCP_Inputs_ON_Electric_IEA_2023_05_05 | 2028 | Biomass + CCS | Generation | Electricity | QC | Dispatch-Generation | FuelCost | 0 | [6 empty] | 0.73069 | 0
LCP_Inputs_ON_Electric_IEA_2023_05_05 | 2028 | Biomass + CCS | Generation | Electricity | QC | Dispatch-Generation | VOM | 0 | [6 empty] | 0.73069 | 0
LCP_Inputs_ON_Electric_IEA_2023_05_05 | 2028 | Biomass + CCS | Generation | Electricity | WC | Dispatch-Generation | EmissionsCost | 0 | [6 empty] | 0.73069 | 0
LCP_Inputs_ON_Electric_IEA_2023_05_05 | 2028 | Biomass + CCS | Generation | Electricity | WC | Dispatch-Generation | FuelCost | 0 | [6 empty] | 0.73069 | 0
LCP_Inputs_ON_Electric_IEA_2023_05_05 | 2028 | Biomass + CCS | Generation | Electricity | WC | Dispatch-Generation | VOM | 0 | [6 empty] | 0.73069 | 0
LCP_Inputs_ON_Electric_IEA_2023_05_05 | 2028 | CH4 + CCS | Generation | Methane | MI | Dispatch-Generation | EmissionsCost | 0 | [6 empty] | 0.73069 | 0
LCP_Inputs_ON_Electric_IEA_2023_05_05 | 2028 | CH4 + CCS | Generation | Methane | MI | Dispatch-Generation | FuelCost | 0 | [6 empty] | 0.73069 | 0
LCP_Inputs_ON_Electric_IEA_2023_05_05 | 2028 | CH4 + CCS | Generation | Methane | MI | Dispatch-Generation | VOM | 0 | [6 empty] | 0.73069 | 0
LCP_Inputs_ON_Electric_IEA_2023_05_05 | 2028 | CH4 + CCS | Generation | Methane | NY | Dispatch-Generation | EmissionsCost | 0 | [6 empty] | 0.73069 | 0
LCP_Inputs_ON_Electric_IEA_2023_05_05 | 2028 | CH4 + CCS | Generation | Methane | NY | Dispatch-Generation | FuelCost | 0 | [6 empty] | 0.73069 | 0
LCP_Inputs_ON_Electric_IEA_2023_05_05 | 2028 | CH4 + CCS | Generation | Methane | NY | Dispatch-Generation | VOM | 0 | [6 empty] | 0.73069 | 0
LCP_Inputs_ON_Electric_IEA_2023_05_05 | 2028 | CH4 + CCS | Generation | Methane | ON | Dispatch-Generation | EmissionsCost | 0 | [6 empty] | 0.73069 | 0
LCP_Inputs_ON_Electric_IEA_2023_05_05 | 2028 | CH4 + CCS | Generation | Methane | ON | Dispatch-Generation | FuelCost | 0 | [6 empty] | 0.73069 | 0
LCP_Inputs_ON_Electric_IEA_2023_05_05 | 2028 | CH4 + CCS | Generation | Methane | ON | Dispatch-Generation | VOM | 0 | [6 empty] | 0.73069 | 0
LCP_Inputs_ON_Electric_IEA_2023_05_05 | 2028 | CH4 + CCS | Generation | Methane | PJ | Dispatch-Generation | EmissionsCost | 0 | [6 empty] | 0.73069 | 0
LCP_Inputs_ON_Electric_IEA_2023_05_05 | 2028 | CH4 + CCS | Generation | Methane | PJ | Dispatch-Generation | FuelCost | 0 | [6 empty] | 0.73069 | 0
LCP_Inputs_ON_Electric_IEA_2023_05_05 | 2028 | CH4 + CCS | Generation | Methane | PJ | Dispatch-Generation | VOM | 0 | [6 empty] | 0.73069 | 0
LCP_Inputs_ON_Electric_IEA_2023_05_05 | 2028 | CH4 + CCS | Generation | Methane | QC | Dispatch-Generation | EmissionsCost | 0 | [6 empty] | 0.73069 | 0
LCP_Inputs_ON_Electric_IEA_2023_05_05 | 2028 | CH4 + CCS | Generation | Methane | QC | Dispatch-Generation | FuelCost | 0 | [6 empty] | 0.73069 | 0
LCP_Inputs_ON_Electric_IEA_2023_05_05 | 2028 | CH4 + CCS | Generation | Methane | QC | Dispatch-Generation | VOM | 0 | [6 empty] | 0.73069 | 0
LCP_Inputs_ON_Electric_IEA_2023_05_05 | 2028 | CH4 + CCS | Generation | Methane | WC | Dispatch-Generation | EmissionsCost | 0 | [6 empty] | 0.73069 | 0
LCP_Inputs_ON_Electric_IEA_2023_05_05 | 2028 | CH4 + CCS | Generation | Methane | WC | Dispatch-Generation | FuelCost | 0 | [6 empty] | 0.73069 | 0
LCP_Inputs_ON_Electric_IEA_2023_05_05 | 2028 | CH4 + CCS | Generation | Methane | WC | Dispatch-Generation | VOM | 0 | [6 empty] | 0.73069 | 0
LCP_Inputs_ON_Electric_IEA_2023_05_05 | 2028 | CH4 Import - NY 2020 | Import | Methane | MI | Dispatch-Import | EmissionsCost | 0 | [6 empty] | 0.73069 | 0
LCP_Inputs_ON_Electric_IEA_2023_05_05 | 2028 | CH4 Import - NY 2020 | Import | Methane | MI | Dispatch-Import | FuelCost | 0 | [6 empty] | 0.73069 | 0
LCP_Inputs_ON_Electric_IEA_2023_05_05 | 2028 | CH4 Import - NY 2020 | Import | Methane | MI | Dispatch-Import | VOM | 0 | [6 empty] | 0.73069 | 0
LCP_Inputs_ON_Electric_IEA_2023_05_05 | 2028 | CH4 Import - NY 2020 | Import | Methane | NY | Dispatch-Import | EmissionsCost | 282343065.1873 | [6 empty] | 0.73069 | 206305312.1826
LCP_Inputs_ON_Electric_IEA_2023_05_05 | 2028 | CH4 Import - NY 2020 | Import | Methane | NY | Dispatch-Import | FuelCost | 407790143.0843 | [6 empty] | 0.73069 | 297968263.248
LCP_Inputs_ON_Electric_IEA_2023_05_05 | 2028 | CH4 Import - NY 2020 | Import | Methane | NY | Dispatch-Import | VOM | 0 | [6 empty] | 0.73069 | 0
LCP_Inputs_ON_Electric_IEA_2023_05_05 | 2028 | CH4 Import - NY 2020 | Import | Methane | ON | Dispatch-Import | EmissionsCost | 0 | [6 empty] | 0.73069 | 0
LCP_Inputs_ON_Electric_IEA_2023_05_05 | 2028 | CH4 Import - NY 2020 | Import | Methane | ON | Dispatch-Import | FuelCost | 0 | [6 empty] | 0.73069 | 0
LCP_Inputs_ON_Electric_IEA_2023_05_05 | 2028 | CH4 Import - NY 2020 | Import | Methane | ON | Dispatch-Import | VOM | 0 | [6 empty] | 0.73069 | 0
LCP_Inputs_ON_Electric_IEA_2023_05_05 | 2028 | CH4 Import - NY 2020 | Import | Methane | PJ | Dispatch-Import | EmissionsCost | 0 | [6 empty] | 0.73069 | 0
LCP_Inputs_ON_Electric_IEA_2023_05_05 | 2028 | CH4 Import - NY 2020 | Import | Methane | PJ | Dispatch-Import | FuelCost | 0 | [6 empty] | 0.73069 | 0
LCP_Inputs_ON_Electric_IEA_2023_05_05 | 2028 | CH4 Import - NY 2020 | Import | Methane | PJ | Dispatch-Import | VOM | 0 | [6 empty] | 0.73069 | 0
LCP_Inputs_ON_Electric_IEA_2023_05_05 | 2028 | CH4 Import - NY 2020 | Import | Methane | QC | Dispatch-Import | EmissionsCost | 0 | [6 empty] | 0.73069 | 0
LCP_Inputs_ON_Electric_IEA_2023_05_05 | 2028 | CH4 Import - NY 2020 | Import | Methane | QC | Dispatch-Import | FuelCost | 0 | [6 empty] | 0.73069 | 0
LCP_Inputs_ON_Electric_IEA_2023_05_05 | 2028 | CH4 Import - NY 2020 | Import | Methane | QC | Dispatch-Import | VOM | 0 | [6 empty] | 0.73069 | 0
LCP_Inputs_ON_Electric_IEA_2023_05_05 | 2028 | CH4 Import - NY 2020 | Import | Methane | WC | Dispatch-Import | EmissionsCost | 0 | [6 empty] | 0.73069 | 0
LCP_Inputs_ON_Electric_IEA_2023_05_05 | 2028 | CH4 Import - NY 2020 | Import | Methane | WC | Dispatch-Import | FuelCost | 0 | [6 empty] | 0.73069 | 0
LCP_Inputs_ON_Electric_IEA_2023_05_05 | 2028 | CH4 Import - NY 2020 | Import | Methane | WC | Dispatch-Import | VOM | 0 | [6 empty] | 0.73069 | 0
LCP_Inputs_ON_Electric_IEA_2023_05_05 | 2028 | CH4 Import - NY 2030 | Import | Methane | MI | Dispatch-Import | EmissionsCost | 0 | [6 empty] | 0.73069 | 0
LCP_Inputs_ON_Electric_IEA_2023_05_05 | 2028 | CH4 Import - NY 2030 | Import | Methane | MI | Dispatch-Import | FuelCost | 0 | [6 empty] | 0.73069 | 0
LCP_Inputs_ON_Electric_IEA_2023_05_05 | 2028 | CH4 Import - NY 2030 | Import | Methane | MI | Dispatch-Import | VOM | 0 | [6 empty] | 0.73069 | 0
LCP_Inputs_ON_Electric_IEA_2023_05_05 | 2028 | CH4 Import - NY 2030 | Import | Methane | NY | Dispatch-Import | EmissionsCost | 0 | [6 empty] | 0.73069 | 0
LCP_Inputs_ON_Electric_IEA_2023_05_05 | 2028 | CH4 Import - NY 2030 | Import | Methane | NY | Dispatch-Import | FuelCost | 0 | [6 empty] | 0.73069 | 0
LCP_Inputs_ON_Electric_IEA_2023_05_05 | 2028 | CH4 Import - NY 2030 | Import | Methane | NY | Dispatch-Import | VOM | 0 | [6 empty] | 0.73069 | 0
LCP_Inputs_ON_Electric_IEA_2023_05_05 | 2028 | CH4 Import - NY 2030 | Import | Methane | ON | Dispatch-Import | EmissionsCost | 0 | [6 empty] | 0.73069 | 0
LCP_Inputs_ON_Electric_IEA_2023_05_05 | 2028 | CH4 Import - NY 2030 | Import | Methane | ON | Dispatch-Import | FuelCost | 0 | [6 empty] | 0.73069 | 0
LCP_Inputs_ON_Electric_IEA_2023_05_05 | 2028 | CH4 Import - NY 2030 | Import | Methane | ON | Dispatch-Import | VOM | 0 | [6 empty] | 0.73069 | 0
LCP_Inputs_ON_Electric_IEA_2023_05_05 | 2028 | CH4 Import - NY 2030 | Import | Methane | PJ | Dispatch-Import | EmissionsCost | 0 | [6 empty] | 0.73069 | 0
LCP_Inputs_ON_Electric_IEA_2023_05_05 | 2028 | CH4 Import - NY 2030 | Import | Methane | PJ | Dispatch-Import | FuelCost | 0 | [6 empty] | 0.73069 | 0
LCP_Inputs_ON_Electric_IEA_2023_05_05 | 2028 | CH4 Import - NY 2030 | Import | Methane | PJ | Dispatch-Import | VOM | 0 | [6 empty] | 0.73069 | 0
LCP_Inputs_ON_Electric_IEA_2023_05_05 | 2028 | CH4 Import - NY 2030 | Import | Methane | QC | Dispatch-Import | EmissionsCost | 0 | [6 empty] | 0.73069 | 0
LCP_Inputs_ON_Electric_IEA_2023_05_05 | 2028 | CH4 Import - NY 2030 | Import | Methane | QC | Dispatch-Import | FuelCost | 0 | [6 empty] | 0.73069 | 0
LCP_Inputs_ON_Electric_IEA_2023_05_05 | 2028 | CH4 Import - NY 2030 | Import | Methane | QC | Dispatch-Import | VOM | 0 | [6 empty] | 0.73069 | 0
LCP_Inputs_ON_Electric_IEA_2023_05_05 | 2028 | CH4 Import - NY 2030 | Import | Methane | WC | Dispatch-Import | EmissionsCost | 0 | [6 empty] | 0.73069 | 0
LCP_Inputs_ON_Electric_IEA_2023_05_05 | 2028 | CH4 Import - NY 2030 | Import | Methane | WC | Dispatch-Import | FuelCost | 0 | [6 empty] | 0.73069 | 0
LCP_Inputs_ON_Electric_IEA_2023_05_05 | 2028 | CH4 Import - NY 2030 | Import | Methane | WC | Dispatch-Import | VOM | 0 | [6 empty] | 0.73069 | 0
LCP_Inputs_ON_Electric_IEA_2023_05_05 | 2028 | CH4 Import - NY 2040 | Import | Methane | MI | Dispatch-Import | EmissionsCost | 0 | [6 empty] | 0.73069 | 0
LCP_Inputs_ON_Electric_IEA_2023_05_05 | 2028 | CH4 Import - NY 2040 | Import | Methane | MI | Dispatch-Import | FuelCost | 0 | [6 empty] | 0.73069 | 0
LCP_Inputs_ON_Electric_IEA_2023_05_05 | 2028 | CH4 Import - NY 2040 | Import | Methane | MI | Dispatch-Import | VOM | 0 | [6 empty] | 0.73069 | 0
LCP_Inputs_ON_Electric_IEA_2023_05_05 | 2028 | CH4 Import - NY 2040 | Import | Methane | NY | Dispatch-Import | EmissionsCost | 0 | [6 empty] | 0.73069 | 0
LCP_Inputs_ON_Electric_IEA_2023_05_05 | 2028 | CH4 Import - NY 2040 | Import | Methane | NY | Dispatch-Import | FuelCost | 0 | [6 empty] | 0.73069 | 0
LCP_Inputs_ON_Electric_IEA_2023_05_05 | 2028 | CH4 Import - NY 2040 | Import | Methane | NY | Dispatch-Import | VOM | 0 | [6 empty] | 0.73069 | 0
LCP_Inputs_ON_Electric_IEA_2023_05_05 | 2028 | CH4 Import - NY 2040 | Import | Methane | ON | Dispatch-Import | EmissionsCost | 0 | [6 empty] | 0.73069 | 0
LCP_Inputs_ON_Electric_IEA_2023_05_05 | 2028 | CH4 Import - NY 2040 | Import | Methane | ON | Dispatch-Import | FuelCost | 0 | [6 empty] | 0.73069 | 0
LCP_Inputs_ON_Electric_IEA_2023_05_05 | 2028 | CH4 Import - NY 2040 | Import | Methane | ON | Dispatch-Import | VOM | 0 | [6 empty] | 0.73069 | 0
LCP_Inputs_ON_Electric_IEA_2023_05_05 | 2028 | CH4 Import - NY 2040 | Import | Methane | PJ | Dispatch-Import | EmissionsCost | 0 | [6 empty] | 0.73069 | 0
LCP_Inputs_ON_Electric_IEA_2023_05_05 | 2028 | CH4 Import - NY 2040 | Import | Methane | PJ | Dispatch-Import | FuelCost | 0 | [6 empty] | 0.73069 | 0
LCP_Inputs_ON_Electric_IEA_2023_05_05 | 2028 | CH4 Import - NY 2040 | Import | Methane | PJ | Dispatch-Import | VOM | 0 | [6 empty] | 0.73069 | 0
LCP_Inputs_ON_Electric_IEA_2023_05_05 | 2028 | CH4 Import - NY 2040 | Import | Methane | QC | Dispatch-Import | EmissionsCost | 0 | [6 empty] | 0.73069 | 0
LCP_Inputs_ON_Electric_IEA_2023_05_05 | 2028 | CH4 Import - NY 2040 | Import | Methane | QC | Dispatch-Import | FuelCost | 0 | [6 empty] | 0.73069 | 0
LCP_Inputs_ON_Electric_IEA_2023_05_05 | 2028 | CH4 Import - NY 2040 | Import | Methane | QC | Dispatch-Import | VOM | 0 | [6 empty] | 0.73069 | 0
LCP_Inputs_ON_Electric_IEA_2023_05_05 | 2028 | CH4 Import - NY 2040 | Import | Methane | WC | Dispatch-Import | EmissionsCost | 0 | [6 empty] | 0.73069 | 0
LCP_Inputs_ON_Electric_IEA_2023_05_05 | 2028 | CH4 Import - NY 2040 | Import | Methane | WC | Dispatch-Import | FuelCost | 0 | [6 empty] | 0.73069 | 0
LCP_Inputs_ON_Electric_IEA_2023_05_05 | 2028 | CH4 Import - NY 2040 | Import | Methane | WC | Dispatch-Import | VOM | 0 | [6 empty] | 0.73069 | 0
LCP_Inputs_ON_Electric_IEA_2023_05_05 | 2028 | CH4 Import - NY 2050 | Import | Methane | MI | Dispatch-Import | EmissionsCost | 0 | [6 empty] | 0.73069 | 0
LCP_Inputs_ON_Electric_IEA_2023_05_05 | 2028 | CH4 Import - NY 2050 | Import | Methane | MI | Dispatch-Import | FuelCost | 0 | [6 empty] | 0.73069 | 0
LCP_Inputs_ON_Electric_IEA_2023_05_05 | 2028 | CH4 Import - NY 2050 | Import | Methane | MI | Dispatch-Import | VOM | 0 | [6 empty] | 0.73069 | 0
LCP_Inputs_ON_Electric_IEA_2023_05_05 | 2028 | CH4 Import - NY 2050 | Import | Methane | NY | Dispatch-Import | EmissionsCost | 0 | [6 empty] | 0.73069 | 0
LCP_Inputs_ON_Electric_IEA_2023_05_05 | 2028 | CH4 Import - NY 2050 | Import | Methane | NY | Dispatch-Import | FuelCost | 0 | [6 empty] | 0.73069 | 0
LCP_Inputs_ON_Electric_IEA_2023_05_05 | 2028 | CH4 Import - NY 2050 | Import | Methane | NY | Dispatch-Import | VOM | 0 | [6 empty] | 0.73069 | 0
LCP_Inputs_ON_Electric_IEA_2023_05_05 | 2028 | CH4 Import - NY 2050 | Import | Methane | ON | Dispatch-Import | EmissionsCost | 0 | [6 empty] | 0.73069 | 0
LCP_Inputs_ON_Electric_IEA_2023_05_05 | 2028 | CH4 Import - NY 2050 | Import | Methane | ON | Dispatch-Import | FuelCost | 0 | [6 empty] | 0.73069 | 0
LCP_Inputs_ON_Electric_IEA_2023_05_05 | 2028 | CH4 Import - NY 2050 | Import | Methane | ON | Dispatch-Import | VOM | 0 | [6 empty] | 0.73069 | 0
LCP_Inputs_ON_Electric_IEA_2023_05_05 | 2028 | CH4 Import - NY 2050 | Import | Methane | PJ | Dispatch-Import | EmissionsCost | 0 | [6 empty] | 0.73069 | 0
LCP_Inputs_ON_Electric_IEA_2023_05_05 | 2028 | CH4 Import - NY 2050 | Import | Methane | PJ | Dispatch-Import | FuelCost | 0 | [6 empty] | 0.73069 | 0
LCP_Inputs_ON_Electric_IEA_2023_05_05 | 2028 | CH4 Import - NY 2050 | Import | Methane | PJ | Dispatch-Import | VOM | 0 | [6 empty] | 0.73069 | 0
LCP_Inputs_ON_Electric_IEA_2023_05_05 | 2028 | CH4 Import - NY 2050 | Import | Methane | QC | Dispatch-Import | EmissionsCost | 0 | [6 empty] | 0.73069 | 0
LCP_Inputs_ON_Electric_IEA_2023_05_05 | 2028 | CH4 Import - NY 2050 | Import | Methane | QC | Dispatch-Import | FuelCost | 0 | [6 empty] | 0.73069 | 0
LCP_Inputs_ON_Electric_IEA_2023_05_05 | 2028 | CH4 Import - NY 2050 | Import | Methane | QC | Dispatch-Import | VOM | 0 | [6 empty] | 0.73069 | 0
LCP_Inputs_ON_Electric_IEA_2023_05_05 | 2028 | CH4 Import - NY 2050 | Import | Methane | WC | Dispatch-Import | EmissionsCost | 0 | [6 empty] | 0.73069 | 0
LCP_Inputs_ON_Electric_IEA_2023_05_05 | 2028 | CH4 Import - NY 2050 | Import | Methane | WC | Dispatch-Import | FuelCost | 0 | [6 empty] | 0.73069 | 0
LCP_Inputs_ON_Electric_IEA_2023_05_05 | 2028 | CH4 Import - NY 2050 | Import | Methane | WC | Dispatch-Import | VOM | 0 | [6 empty] | 0.73069 | 0
LCP_Inputs_ON_Electric_IEA_2023_05_05 | 2028 | CH4 Import - WC 2020 | Import | Methane | MI | Dispatch-Import | EmissionsCost | 0 | [6 empty] | 0.73069 | 0
LCP_Inputs_ON_Electric_IEA_2023_05_05 | 2028 | CH4 Import - WC 2020 | Import | Methane | MI | Dispatch-Import | FuelCost | 0 | [6 empty] | 0.73069 | 0
LCP_Inputs_ON_Electric_IEA_2023_05_05 | 2028 | CH4 Import - WC 2020 | Import | Methane | MI | Dispatch-Import | VOM | 0 | [6 empty] | 0.73069 | 0
LCP_Inputs_ON_Electric_IEA_2023_05_05 | 2028 | CH4 Import - WC 2020 | Import | Methane | NY | Dispatch-Import | EmissionsCost | 0 | [6 empty] | 0.73069 | 0
LCP_Inputs_ON_Electric_IEA_2023_05_05 | 2028 | CH4 Import - WC 2020 | Import | Methane | NY | Dispatch-Import | FuelCost | 0 | [6 empty] | 0.73069 | 0
LCP_Inputs_ON_Electric_IEA_2023_05_05 | 2028 | CH4 Import - WC 2020 | Import | Methane | NY | Dispatch-Import | VOM | 0 | [6 empty] | 0.73069 | 0
LCP_Inputs_ON_Electric_IEA_2023_05_05 | 2028 | CH4 Import - WC 2020 | Import | Methane | ON | Dispatch-Import | EmissionsCost | 0 | [6 empty] | 0.73069 | 0
LCP_Inputs_ON_Electric_IEA_2023_05_05 | 2028 | CH4 Import - WC 2020 | Import | Methane | ON | Dispatch-Import | FuelCost | 0 | [6 empty] | 0.73069 | 0
LCP_Inputs_ON_Electric_IEA_2023_05_05 | 2028 | CH4 Import - WC 2020 | Import | Methane | ON | Dispatch-Import | VOM | 0 | [6 empty] | 0.73069 | 0
LCP_Inputs_ON_Electric_IEA_2023_05_05 | 2028 | CH4 Import - WC 2020 | Import | Methane | PJ | Dispatch-Import | EmissionsCost | 0 | [6 empty] | 0.73069 | 0
LCP_Inputs_ON_Electric_IEA_2023_05_05 | 2028 | CH4 Import - WC 2020 | Import | Methane | PJ | Dispatch-Import | FuelCost | 0 | [6 empty] | 0.73069 | 0
LCP_Inputs_ON_Electric_IEA_2023_05_05 | 2028 | CH4 Import - WC 2020 | Import | Methane | PJ | Dispatch-Import | VOM | 0 | [6 empty] | 0.73069 | 0
LCP_Inputs_ON_Electric_IEA_2023_05_05 | 2028 | CH4 Import - WC 2020 | Import | Methane | QC | Dispatch-Import | EmissionsCost | 0 | [6 empty] | 0.73069 | 0
LCP_Inputs_ON_Electric_IEA_2023_05_05 | 2028 | CH4 Import - WC 2020 | Import | Methane | QC | Dispatch-Import | FuelCost | 0 | [6 empty] | 0.73069 | 0
LCP_Inputs_ON_Electric_IEA_2023_05_05 | 2028 | CH4 Import - WC 2020 | Import | Methane | QC | Dispatch-Import | VOM | 0 | [6 empty] | 0.73069 | 0
LCP_Inputs_ON_Electric_IEA_2023_05_05 | 2028 | CH4 Import - WC 2020 | Import | Methane | WC | Dispatch-Import | EmissionsCost | 1306945408.6229 | [6 empty] | 0.73069 | 954972208.553
LCP_Inputs_ON_Electric_IEA_2023_05_05 | 2028 | CH4 Import - WC 2020 | Import | Methane | WC | Dispatch-Import | FuelCost | 1887630761.6486 | [6 empty] | 0.73069 | 1379273308.1971
LCP_Inputs_ON_Electric_IEA_2023_05_05 | 2028 | CH4 Import - WC 2020 | Import | Methane | WC | Dispatch-Import | VOM | 0 | [6 empty] | 0.73069 | 0
LCP_Inputs_ON_Electric_IEA_2023_05_05 | 2028 | CH4 Import - WC 2030 | Import | Methane | MI | Dispatch-Import | EmissionsCost | 0 | [6 empty] | 0.73069 | 0
LCP_Inputs_ON_Electric_IEA_2023_05_05 | 2028 | CH4 Import - WC 2030 | Import | Methane | MI | Dispatch-Import | FuelCost | 0 | [6 empty] | 0.73069 | 0
LCP_Inputs_ON_Electric_IEA_2023_05_05 | 2028 | CH4 Import - WC 2030 | Import | Methane | MI | Dispatch-Import | VOM | 0 | [6 empty] | 0.73069 | 0
LCP_Inputs_ON_Electric_IEA_2023_05_05 | 2028 | CH4 Import - WC 2030 | Import | Methane | NY | Dispatch-Import | EmissionsCost | 0 | [6 empty] | 0.73069 | 0
LCP_Inputs_ON_Electric_IEA_2023_05_05 | 2028 | CH4 Import - WC 2030 | Import | Methane | NY | Dispatch-Import | FuelCost | 0 | [6 empty] | 0.73069 | 0
LCP_Inputs_ON_Electric_IEA_2023_05_05 | 2028 | CH4 Import - WC 2030 | Import | Methane | NY | Dispatch-Import | VOM | 0 | [6 empty] | 0.73069 | 0
LCP_Inputs_ON_Electric_IEA_2023_05_05 | 2028 | CH4 Import - WC 2030 | Import | Methane | ON | Dispatch-Import | EmissionsCost | 0 | [6 empty] | 0.73069 | 0
LCP_Inputs_ON_Electric_IEA_2023_05_05 | 2028 | CH4 Import - WC 2030 | Import | Methane | ON | Dispatch-Import | FuelCost | 0 | [6 empty] | 0.73069 | 0
LCP_Inputs_ON_Electric_IEA_2023_05_05 | 2028 | CH4 Import - WC 2030 | Import | Methane | ON | Dispatch-Import | VOM | 0 | [6 empty] | 0.73069 | 0
LCP_Inputs_ON_Electric_IEA_2023_05_05 | 2028 | CH4 Import - WC 2030 | Import | Methane | PJ | Dispatch-Import | EmissionsCost | 0 | [6 empty] | 0.73069 | 0
LCP_Inputs_ON_Electric_IEA_2023_05_05 | 2028 | CH4 Import - WC 2030 | Import | Methane | PJ | Dispatch-Import | FuelCost | 0 | [6 empty] | 0.73069 | 0
LCP_Inputs_ON_Electric_IEA_2023_05_05 | 2028 | CH4 Import - WC 2030 | Import | Methane | PJ | Dispatch-Import | VOM | 0 | [6 empty] | 0.73069 | 0
LCP_Inputs_ON_Electric_IEA_2023_05_05 | 2028 | CH4 Import - WC 2030 | Import | Methane | QC | Dispatch-Import | EmissionsCost | 0 | [6 empty] | 0.73069 | 0
LCP_Inputs_ON_Electric_IEA_2023_05_05 | 2028 | CH4 Import - WC 2030 | Import | Methane | QC | Dispatch-Import | FuelCost | 0 | [6 empty] | 0.73069 | 0
LCP_Inputs_ON_Electric_IEA_2023_05_05 | 2028 | CH4 Import - WC 2030 | Import | Methane | QC | Dispatch-Import | VOM | 0 | [6 empty] | 0.73069 | 0
LCP_Inputs_ON_Electric_IEA_2023_05_05 | 2028 | CH4 Import - WC 2030 | Import | Methane | WC | Dispatch-Import | EmissionsCost | 0 | [6 empty] | 0.73069 | 0
LCP_Inputs_ON_Electric_IEA_2023_05_05 | 2028 | CH4 Import - WC 2030 | Import | Methane | WC | Dispatch-Import | FuelCost | 0 | [6 empty] | 0.73069 | 0
LCP_Inputs_ON_Electric_IEA_2023_05_05 | 2028 | CH4 Import - WC 2030 | Import | Methane | WC | Dispatch-Import | VOM | 0 | [6 empty] | 0.73069 | 0
LCP_Inputs_ON_Electric_IEA_2023_05_05 | 2028 | CH4 Import - WC 2040 | Import | Methane | MI | Dispatch-Import | EmissionsCost | 0 | [6 empty] | 0.73069 | 0
LCP_Inputs_ON_Electric_IEA_2023_05_05 | 2028 | CH4 Import - WC 2040 | Import | Methane | MI | Dispatch-Import | FuelCost | 0 | [6 empty] | 0.73069 | 0
LCP_Inputs_ON_Electric_IEA_2023_05_05 | 2028 | CH4 Import - WC 2040 | Import | Methane | MI | Dispatch-Import | VOM | 0 | [6 empty] | 0.73069 | 0
LCP_Inputs_ON_Electric_IEA_2023_05_05 | 2028 | CH4 Import - WC 2040 | Import | Methane | NY | Dispatch-Import | EmissionsCost | 0 | [6 empty] | 0.73069 | 0
LCP_Inputs_ON_Electric_IEA_2023_05_05 | 2028 | CH4 Import - WC 2040 | Import | Methane | NY | Dispatch-Import | FuelCost | 0 | [6 empty] | 0.73069 | 0
LCP_Inputs_ON_Electric_IEA_2023_05_05 | 2028 | CH4 Import - WC 2040 | Import | Methane | NY | Dispatch-Import | VOM | 0 | [6 empty] | 0.73069 | 0
LCP_Inputs_ON_Electric_IEA_2023_05_05 | 2028 | CH4 Import - WC 2040 | Import | Methane | ON | Dispatch-Import | EmissionsCost | 0 | [6 empty] | 0.73069 | 0
LCP_Inputs_ON_Electric_IEA_2023_05_05 | 2028 | CH4 Import - WC 2040 | Import | Methane | ON | Dispatch-Import | FuelCost | 0 | [6 empty] | 0.73069 | 0
LCP_Inputs_ON_Electric_IEA_2023_05_05 | 2028 | CH4 Import - WC 2040 | Import | Methane | ON | Dispatch-Import | VOM | 0 | [6 empty] | 0.73069 | 0
LCP_Inputs_ON_Electric_IEA_2023_05_05 | 2028 | CH4 Import - WC 2040 | Import | Methane | PJ | Dispatch-Import | EmissionsCost | 0 | [6 empty] | 0.73069 | 0
LCP_Inputs_ON_Electric_IEA_2023_05_05 | 2028 | CH4 Import - WC 2040 | Import | Methane | PJ | Dispatch-Import | FuelCost | 0 | [6 empty] | 0.73069 | 0
LCP_Inputs_ON_Electric_IEA_2023_05_05 | 2028 | CH4 Import - WC 2040 | Import | Methane | PJ | Dispatch-Import | VOM | 0 | [6 empty] | 0.73069 | 0
LCP_Inputs_ON_Electric_IEA_2023_05_05 | 2028 | CH4 Import - WC 2040 | Import | Methane | QC | Dispatch-Import | EmissionsCost | 0 | [6 empty] | 0.73069 | 0
LCP_Inputs_ON_Electric_IEA_2023_05_05 | 2028 | CH4 Import - WC 2040 | Import | Methane | QC | Dispatch-Import | FuelCost | 0 | [6 empty] | 0.73069 | 0
LCP_Inputs_ON_Electric_IEA_2023_05_05 | 2028 | CH4 Import - WC 2040 | Import | Methane | QC | Dispatch-Import | VOM | 0 | [6 empty] | 0.73069 | 0
LCP_Inputs_ON_Electric_IEA_2023_05_05 | 2028 | CH4 Import - WC 2040 | Import | Methane | WC | Dispatch-Import | EmissionsCost | 0 | [6 empty] | 0.73069 | 0
LCP_Inputs_ON_Electric_IEA_2023_05_05 | 2028 | CH4 Import - WC 2040 | Import | Methane | WC | Dispatch-Import | FuelCost | 0 | [6 empty] | 0.73069 | 0
LCP_Inputs_ON_Electric_IEA_2023_05_05 | 2028 | CH4 Import - WC 2040 | Import | Methane | WC | Dispatch-Import | VOM | 0 | [6 empty] | 0.73069 | 0
LCP_Inputs_ON_Electric_IEA_2023_05_05 | 2028 | CH4 Import - WC 2050 | Import | Methane | MI | Dispatch-Import | EmissionsCost | 0 | [6 empty] | 0.73069 | 0
LCP_Inputs_ON_Electric_IEA_2023_05_05 | 2028 | CH4 Import - WC 2050 | Import | Methane | MI | Dispatch-Import | FuelCost | 0 | [6 empty] | 0.73069 | 0
LCP_Inputs_ON_Electric_IEA_2023_05_05 | 2028 | CH4 Import - WC 2050 | Import | Methane | MI | Dispatch-Import | VOM | 0 | [6 empty] | 0.73069 | 0
LCP_Inputs_ON_Electric_IEA_2023_05_05 | 2028 | CH4 Import - WC 2050 | Import | Methane | NY | Dispatch-Import | EmissionsCost | 0 | [6 empty] | 0.73069 | 0
LCP_Inputs_ON_Electric_IEA_2023_05_05 | 2028 | CH4 Import - WC 2050 | Import | Methane | NY | Dispatch-Import | FuelCost | 0 | [6 empty] | 0.73069 | 0
LCP_Inputs_ON_Electric_IEA_2023_05_05 | 2028 | CH4 Import - WC 2050 | Import | Methane | NY | Dispatch-Import | VOM | 0 | [6 empty] | 0.73069 | 0
LCP_Inputs_ON_Electric_IEA_2023_05_05 | 2028 | CH4 Import - WC 2050 | Import | Methane | ON | Dispatch-Import | EmissionsCost | 0 | [6 empty] | 0.73069 | 0
LCP_Inputs_ON_Electric_IEA_2023_05_05 | 2028 | CH4 Import - WC 2050 | Import | Methane | ON | Dispatch-Import | FuelCost | 0 | [6 empty] | 0.73069 | 0
LCP_Inputs_ON_Electric_IEA_2023_05_05 | 2028 | CH4 Import - WC 2050 | Import | Methane | ON | Dispatch-Import | VOM | 0 | [6 empty] | 0.73069 | 0
LCP_Inputs_ON_Electric_IEA_2023_05_05 | 2028 | CH4 Import - WC 2050 | Import | Methane | PJ | Dispatch-Import | EmissionsCost | 0 | [6 empty] | 0.73069 | 0
LCP_Inputs_ON_Electric_IEA_2023_05_05 | 2028 | CH4 Import - WC 2050 | Import | Methane | PJ | Dispatch-Import | FuelCost | 0 | [6 empty] | 0.73069 | 0
LCP_Inputs_ON_Electric_IEA_2023_05_05 | 2028 | CH4 Import - WC 2050 | Import | Methane | PJ | Dispatch-Import | VOM | 0 | [6 empty] | 0.73069 | 0
LCP_Inputs_ON_Electric_IEA_2023_05_05 | 2028 | CH4 Import - WC 2050 | Import | Methane | QC | Dispatch-Import | EmissionsCost | 0 | [6 empty] | 0.73069 | 0
LCP_Inputs_ON_Electric_IEA_2023_05_05 | 2028 | CH4 Import - WC 2050 | Import | Methane | QC | Dispatch-Import | FuelCost | 0 | [6 empty] | 0.73069 | 0
LCP_Inputs_ON_Electric_IEA_2023_05_05 | 2028 | CH4 Import - WC 2050 | Import | Methane | QC | Dispatch-Import | VOM | 0 | [6 empty] | 0.73069 | 0
LCP_Inputs_ON_Electric_IEA_2023_05_05 | 2028 | CH4 Import - WC 2050 | Import | Methane | WC | Dispatch-Import | EmissionsCost | 0 | [6 empty] | 0.73069 | 0
LCP_Inputs_ON_Electric_IEA_2023_05_05 | 2028 | CH4 Import - WC 2050 | Import | Methane | WC | Dispatch-Import | FuelCost | 0 | [6 empty] | 0.73069 | 0
LCP_Inputs_ON_Electric_IEA_2023_05_05 | 2028 | CH4 Import - WC 2050 | Import | Methane | WC | Dispatch-Import | VOM | 0 | [6 empty] | 0.73069 | 0
LCP_Inputs_ON_Electric_IEA_2023_05_05 | 2028 | CH4 Salt Cavern Storage - ON | Storage | Methane | MI | Dispatch-Storage | EmissionsCost | 0 | [6 empty] | 0.73069 | 0
LCP_Inputs_ON_Electric_IEA_2023_05_05 | 2028 | CH4 Salt Cavern Storage - ON | Storage | Methane | MI | Dispatch-Storage | FuelCost | 0 | [6 empty] | 0.73069 | 0
LCP_Inputs_ON_Electric_IEA_2023_05_05 | 2028 | CH4 Salt Cavern Storage - ON | Storage | Methane | MI | Dispatch-Storage | VOM | 0 | [6 empty] | 0.73069 | 0
LCP_Inputs_ON_Electric_IEA_2023_05_05 | 2028 | CH4 Salt Cavern Storage - ON | Storage | Methane | NY | Dispatch-Storage | EmissionsCost | 0 | [6 empty] | 0.73069 | 0
LCP_Inputs_ON_Electric_IEA_2023_05_05 | 2028 | CH4 Salt Cavern Storage - ON | Storage | Methane | NY | Dispatch-Storage | FuelCost | 0 | [6 empty] | 0.73069 | 0
LCP_Inputs_ON_Electric_IEA_2023_05_05 | 2028 | CH4 Salt Cavern Storage - ON | Storage | Methane | NY | Dispatch-Storage | VOM | 0 | [6 empty] | 0.73069 | 0
LCP_Inputs_ON_Electric_IEA_2023_05_05 | 2028 | CH4 Salt Cavern Storage - ON | Storage | Methane | ON | Dispatch-Storage | EmissionsCost | 0 | [6 empty] | 0.73069 | 0
LCP_Inputs_ON_Electric_IEA_2023_05_05 | 2028 | CH4 Salt Cavern Storage - ON | Storage | Methane | ON | Dispatch-Storage | FuelCost | 0 | [6 empty] | 0.73069 | 0
LCP_Inputs_ON_Electric_IEA_2023_05_05 | 2028 | CH4 Salt Cavern Storage - ON | Storage | Methane | ON | Dispatch-Storage | VOM | 691417.653 | [6 empty] | 0.73069 | 505212.1066
LCP_Inputs_ON_Electric_IEA_2023_05_05 | 2028 | CH4 Salt Cavern Storage - ON | Storage | Methane | PJ | Dispatch-Storage | EmissionsCost | 0 | [6 empty] | 0.73069 | 0
LCP_Inputs_ON_Electric_IEA_2023_05_05 | 2028 | CH4 Salt Cavern Storage - ON | Storage | Methane | PJ | Dispatch-Storage | FuelCost | 0 | [6 empty] | 0.73069 | 0
LCP_Inputs_ON_Electric_IEA_2023_05_05 | 2028 | CH4 Salt Cavern Storage - ON | Storage | Methane | PJ | Dispatch-Storage | VOM | 0 | [6 empty] | 0.73069 | 0
LCP_Inputs_ON_Electric_IEA_2023_05_05 | 2028 | CH4 Salt Cavern Storage - ON | Storage | Methane | QC | Dispatch-Storage | EmissionsCost | 0 | [6 empty] | 0.73069 | 0
LCP_Inputs_ON_Electric_IEA_2023_05_05 | 2028 | CH4 Salt Cavern Storage - ON | Storage | Methane | QC | Dispatch-Storage | FuelCost | 0 | [6 empty] | 0.73069 | 0
LCP_Inputs_ON_Electric_IEA_2023_05_05 | 2028 | CH4 Salt Cavern Storage - ON | Storage | Methane | QC | Dispatch-Storage | VOM | 0 | [6 empty] | 0.73069 | 0
LCP_Inputs_ON_Electric_IEA_2023_05_05 | 2028 | CH4 Salt Cavern Storage - ON | Storage | Methane | WC | Dispatch-Storage | EmissionsCost | 0 | [6 empty] | 0.73069 | 0
LCP_Inputs_ON_Electric_IEA_2023_05_05 | 2028 | CH4 Salt Cavern Storage - ON | Storage | Methane | WC | Dispatch-Storage | FuelCost | 0 | [6 empty] | 0.73069 | 0
LCP_Inputs_ON_Electric_IEA_2023_05_05 | 2028 | CH4 Salt Cavern Storage - ON | Storage | Methane | WC | Dispatch-Storage | VOM | 0 | [6 empty] | 0.73069 | 0
LCP_Inputs_ON_Electric_IEA_2023_05_05 | 2028 | Electrolyser 2020/2030 | Crossload | Hydrogen | MI | Dispatch-Crossload | EmissionsCost | 0 | [6 empty] | 0.73069 | 0
LCP_Inputs_ON_Electric_IEA_2023_05_05 | 2028 | Electrolyser 2020/2030 | Crossload | Hydrogen | MI | Dispatch-Crossload | FuelCost | 0 | [6 empty] | 0.73069 | 0
LCP_Inputs_ON_Electric_IEA_2023_05_05 | 2028 | Electrolyser 2020/2030 | Crossload | Hydrogen | MI | Dispatch-Crossload | VOM | 0 | [6 empty] | 0.73069 | 0
LCP_Inputs_ON_Electric_IEA_2023_05_05 | 2028 | Electrolyser 2020/2030 | Crossload | Hydrogen | NY | Dispatch-Crossload | EmissionsCost | 0 | [6 empty] | 0.73069 | 0
LCP_Inputs_ON_Electric_IEA_2023_05_05 | 2028 | Electrolyser 2020/2030 | Crossload | Hydrogen | NY | Dispatch-Crossload | FuelCost | 0 | [6 empty] | 0.73069 | 0
LCP_Inputs_ON_Electric_IEA_2023_05_05 | 2028 | Electrolyser 2020/2030 | Crossload | Hydrogen | NY | Dispatch-Crossload | VOM | 0 | [6 empty] | 0.73069 | 0
LCP_Inputs_ON_Electric_IEA_2023_05_05 | 2028 | Electrolyser 2020/2030 | Crossload | Hydrogen | ON | Dispatch-Crossload | EmissionsCost | 0 | [6 empty] | 0.73069 | 0
LCP_Inputs_ON_Electric_IEA_2023_05_05 | 2028 | Electrolyser 2020/2030 | Crossload | Hydrogen | ON | Dispatch-Crossload | FuelCost | 0 | [6 empty] | 0.73069 | 0
LCP_Inputs_ON_Electric_IEA_2023_05_05 | 2028 | Electrolyser 2020/2030 | Crossload | Hydrogen | ON | Dispatch-Crossload | VOM | 0 | [6 empty] | 0.73069 | 0
LCP_Inputs_ON_Electric_IEA_2023_05_05 | 2028 | Electrolyser 2020/2030 | Crossload | Hydrogen | PJ | Dispatch-Crossload | EmissionsCost | 0 | [6 empty] | 0.73069 | 0
LCP_Inputs_ON_Electric_IEA_2023_05_05 | 2028 | Electrolyser 2020/2030 | Crossload | Hydrogen | PJ | Dispatch-Crossload | FuelCost | 0 | [6 empty] | 0.73069 | 0
LCP_Inputs_ON_Electric_IEA_2023_05_05 | 2028 | Electrolyser 2020/2030 | Crossload | Hydrogen | PJ | Dispatch-Crossload | VOM | 0 | [6 empty] | 0.73069 | 0
LCP_Inputs_ON_Electric_IEA_2023_05_05 | 2028 | Electrolyser 2020/2030 | Crossload | Hydrogen | QC | Dispatch-Crossload | EmissionsCost | 0 | [6 empty] | 0.73069 | 0
LCP_Inputs_ON_Electric_IEA_2023_05_05 | 2028 | Electrolyser 2020/2030 | Crossload | Hydrogen | QC | Dispatch-Crossload | FuelCost | 0 | [6 empty] | 0.73069 | 0
LCP_Inputs_ON_Electric_IEA_2023_05_05 | 2028 | Electrolyser 2020/2030 | Crossload | Hydrogen | QC | Dispatch-Crossload | VOM | 0 | [6 empty] | 0.73069 | 0
LCP_Inputs_ON_Electric_IEA_2023_05_05 | 2028 | Electrolyser 2020/2030 | Crossload | Hydrogen | WC | Dispatch-Crossload | EmissionsCost | 0 | [6 empty] | 0.73069 | 0
LCP_Inputs_ON_Electric_IEA_2023_05_05 | 2028 | Electrolyser 2020/2030 | Crossload | Hydrogen | WC | Dispatch-Crossload | FuelCost | 0 | [6 empty] | 0.73069 | 0
LCP_Inputs_ON_Electric_IEA_2023_05_05 | 2028 | Electrolyser 2020/2030 | Crossload | Hydrogen | WC | Dispatch-Crossload | VOM | 0 | [6 empty] | 0.73069 | 0
LCP_Inputs_ON_Electric_IEA_2023_05_05 | 2028 | Electrolyser 2040 | Crossload | Hydrogen | MI | Dispatch-Crossload | EmissionsCost | 0 | [6 empty] | 0.73069 | 0
LCP_Inputs_ON_Electric_IEA_2023_05_05 | 2028 | Electrolyser 2040 | Crossload | Hydrogen | MI | Dispatch-Crossload | FuelCost | 0 | [6 empty] | 0.73069 | 0
LCP_Inputs_ON_Electric_IEA_2023_05_05 | 2028 | Electrolyser 2040 | Crossload | Hydrogen | MI | Dispatch-Crossload | VOM | 0 | [6 empty] | 0.73069 | 0
LCP_Inputs_ON_Electric_IEA_2023_05_05 | 2028 | Electrolyser 2040 | Crossload | Hydrogen | NY | Dispatch-Crossload | EmissionsCost | 0 | [6 empty] | 0.73069 | 0
LCP_Inputs_ON_Electric_IEA_2023_05_05 | 2028 | Electrolyser 2040 | Crossload | Hydrogen | NY | Dispatch-Crossload | FuelCost | 0 | [6 empty] | 0.73069 | 0
LCP_Inputs_ON_Electric_IEA_2023_05_05 | 2028 | Electrolyser 2040 | Crossload | Hydrogen | NY | Dispatch-Crossload | VOM | 0 | [6 empty] | 0.73069 | 0
LCP_Inputs_ON_Electric_IEA_2023_05_05 | 2028 | Electrolyser 2040 | Crossload | Hydrogen | ON | Dispatch-Crossload | EmissionsCost | 0 | [6 empty] | 0.73069 | 0
LCP_Inputs_ON_Electric_IEA_2023_05_05 | 2028 | Electrolyser 2040 | Crossload | Hydrogen | ON | Dispatch-Crossload | FuelCost | 0 | [6 empty] | 0.73069 | 0
LCP_Inputs_ON_Electric_IEA_2023_05_05 | 2028 | Electrolyser 2040 | Crossload | Hydrogen | ON | Dispatch-Crossload | VOM | 0 | [6 empty] | 0.73069 | 0
LCP_Inputs_ON_Electric_IEA_2023_05_05 | 2028 | Electrolyser 2040 | Crossload | Hydrogen | PJ | Dispatch-Crossload | EmissionsCost | 0 | [6 empty] | 0.73069 | 0
LCP_Inputs_ON_Electric_IEA_2023_05_05 | 2028 | Electrolyser 2040 | Crossload | Hydrogen | PJ | Dispatch-Crossload | FuelCost | 0 | [6 empty] | 0.73069 | 0
LCP_Inputs_ON_Electric_IEA_2023_05_05 | 2028 | Electrolyser 2040 | Crossload | Hydrogen | PJ | Dispatch-Crossload | VOM | 0 | [6 empty] | 0.73069 | 0
LCP_Inputs_ON_Electric_IEA_2023_05_05 | 2028 | Electrolyser 2040 | Crossload | Hydrogen | QC | Dispatch-Crossload | EmissionsCost | 0 | [6 empty] | 0.73069 | 0
LCP_Inputs_ON_Electric_IEA_2023_05_05 | 2028 | Electrolyser 2040 | Crossload | Hydrogen | QC | Dispatch-Crossload | FuelCost | 0 | [6 empty] | 0.73069 | 0
LCP_Inputs_ON_Electric_IEA_2023_05_05 | 2028 | Electrolyser 2040 | Crossload | Hydrogen | QC | Dispatch-Crossload | VOM | 0 | [6 empty] | 0.73069 | 0
LCP_Inputs_ON_Electric_IEA_2023_05_05 | 2028 | Electrolyser 2040 | Crossload | Hydrogen | WC | Dispatch-Crossload | EmissionsCost | 0 | [6 empty] | 0.73069 | 0
LCP_Inputs_ON_Electric_IEA_2023_05_05 | 2028 | Electrolyser 2040 | Crossload | Hydrogen | WC | Dispatch-Crossload | FuelCost | 0 | [6 empty] | 0.73069 | 0
LCP_Inputs_ON_Electric_IEA_2023_05_05 | 2028 | Electrolyser 2040 | Crossload | Hydrogen | WC | Dispatch-Crossload | VOM | 0 | [6 empty] | 0.73069 | 0
LCP_Inputs_ON_Electric_IEA_2023_05_05 | 2028 | Electrolyser 2050 | Crossload | Hydrogen | MI | Dispatch-Crossload | EmissionsCost | 0 | [6 empty] | 0.73069 | 0
LCP_Inputs_ON_Electric_IEA_2023_05_05 | 2028 | Electrolyser 2050 | Crossload | Hydrogen | MI | Dispatch-Crossload | FuelCost | 0 | [6 empty] | 0.73069 | 0
LCP_Inputs_ON_Electric_IEA_2023_05_05 | 2028 | Electrolyser 2050 | Crossload | Hydrogen | MI | Dispatch-Crossload | VOM | 0 | [6 empty] | 0.73069 | 0
LCP_Inputs_ON_Electric_IEA_2023_05_05 | 2028 | Electrolyser 2050 | Crossload | Hydrogen | NY | Dispatch-Crossload | EmissionsCost | 0 | [6 empty] | 0.73069 | 0
LCP_Inputs_ON_Electric_IEA_2023_05_05 | 2028 | Electrolyser 2050 | Crossload | Hydrogen | NY | Dispatch-Crossload | FuelCost | 0 | [6 empty] | 0.73069 | 0
LCP_Inputs_ON_Electric_IEA_2023_05_05 | 2028 | Electrolyser 2050 | Crossload | Hydrogen | NY | Dispatch-Crossload | VOM | 0 | [6 empty] | 0.73069 | 0
LCP_Inputs_ON_Electric_IEA_2023_05_05 | 2028 | Electrolyser 2050 | Crossload | Hydrogen | ON | Dispatch-Crossload | EmissionsCost | 0 | [6 empty] | 0.73069 | 0
LCP_Inputs_ON_Electric_IEA_2023_05_05 | 2028 | Electrolyser 2050 | Crossload | Hydrogen | ON | Dispatch-Crossload | FuelCost | 0 | [6 empty] | 0.73069 | 0
LCP_Inputs_ON_Electric_IEA_2023_05_05 | 2028 | Electrolyser 2050 | Crossload | Hydrogen | ON | Dispatch-Crossload | VOM | 0 | [6 empty] | 0.73069 | 0
LCP_Inputs_ON_Electric_IEA_2023_05_05 | 2028 | Electrolyser 2050 | Crossload | Hydrogen | PJ | Dispatch-Crossload | EmissionsCost | 0 | [6 empty] | 0.73069 | 0
LCP_Inputs_ON_Electric_IEA_2023_05_05 | 2028 | Electrolyser 2050 | Crossload | Hydrogen | PJ | Dispatch-Crossload | FuelCost | 0 | [6 empty] | 0.73069 | 0
LCP_Inputs_ON_Electric_IEA_2023_05_05 | 2028 | Electrolyser 2050 | Crossload | Hydrogen | PJ | Dispatch-Crossload | VOM | 0 | [6 empty] | 0.73069 | 0
LCP_Inputs_ON_Electric_IEA_2023_05_05 | 2028 | Electrolyser 2050 | Crossload | Hydrogen | QC | Dispatch-Crossload | EmissionsCost | 0 | [6 empty] | 0.73069 | 0
LCP_Inputs_ON_Electric_IEA_2023_05_05 | 2028 | Electrolyser 2050 | Crossload | Hydrogen | QC | Dispatch-Crossload | FuelCost | 0 | [6 empty] | 0.73069 | 0
LCP_Inputs_ON_Electric_IEA_2023_05_05 | 2028 | Electrolyser 2050 | Crossload | Hydrogen | QC | Dispatch-Crossload | VOM | 0 | [6 empty] | 0.73069 | 0
LCP_Inputs_ON_Electric_IEA_2023_05_05 | 2028 | Electrolyser 2050 | Crossload | Hydrogen | WC | Dispatch-Crossload | EmissionsCost | 0 | [6 empty] | 0.73069 | 0
LCP_Inputs_ON_Electric_IEA_2023_05_05 | 2028 | Electrolyser 2050 | Crossload | Hydrogen | WC | Dispatch-Crossload | FuelCost | 0 | [6 empty] | 0.73069 | 0
LCP_Inputs_ON_Electric_IEA_2023_05_05 | 2028 | Electrolyser 2050 | Crossload | Hydrogen | WC | Dispatch-Crossload | VOM | 0 | [6 empty] | 0.73069 | 0
LCP_Inputs_ON_Electric_IEA_2023_05_05 | 2028 | Fossil Fuel Thermal (Coal, Peat, Oil) | Generation | Electricity | MI | Dispatch-Generation | EmissionsCost | 0 | [6 empty] | 0.73069 | 0
LCP_Inputs_ON_Electric_IEA_2023_05_05 | 2028 | Fossil Fuel Thermal (Coal, Peat, Oil) | Generation | Electricity | MI | Dispatch-Generation | FuelCost | 0 | [6 empty] | 0.73069 | 0
LCP_Inputs_ON_Electric_IEA_2023_05_05 | 2028 | Fossil Fuel Thermal (Coal, Peat, Oil) | Generation | Electricity | MI | Dispatch-Generation | VOM | 0 | [6 empty] | 0.73069 | 0
LCP_Inputs_ON_Electric_IEA_2023_05_05 | 2028 | Fossil Fuel Thermal (Coal, Peat, Oil) | Generation | Electricity | NY | Dispatch-Generation | EmissionsCost | 0 | [6 empty] | 0.73069 | 0
LCP_Inputs_ON_Electric_IEA_2023_05_05 | 2028 | Fossil Fuel Thermal (Coal, Peat, Oil) | Generation | Electricity | NY | Dispatch-Generation | FuelCost | 0 | [6 empty] | 0.73069 | 0
LCP_Inputs_ON_Electric_IEA_2023_05_05 | 2028 | Fossil Fuel Thermal (Coal, Peat, Oil) | Generation | Electricity | NY | Dispatch-Generation | VOM | 0 | [6 empty] | 0.73069 | 0
LCP_Inputs_ON_Electric_IEA_2023_05_05 | 2028 | Fossil Fuel Thermal (Coal, Peat, Oil) | Generation | Electricity | ON | Dispatch-Generation | EmissionsCost | 0 | [6 empty] | 0.73069 | 0
LCP_Inputs_ON_Electric_IEA_2023_05_05 | 2028 | Fossil Fuel Thermal (Coal, Peat, Oil) | Generation | Electricity | ON | Dispatch-Generation | FuelCost | 0 | [6 empty] | 0.73069 | 0
LCP_Inputs_ON_Electric_IEA_2023_05_05 | 2028 | Fossil Fuel Thermal (Coal, Peat, Oil) | Generation | Electricity | ON | Dispatch-Generation | VOM | 0 | [6 empty] | 0.73069 | 0
LCP_Inputs_ON_Electric_IEA_2023_05_05 | 2028 | Fossil Fuel Thermal (Coal, Peat, Oil) | Generation | Electricity | PJ | Dispatch-Generation | EmissionsCost | 0 | [6 empty] | 0.73069 | 0
LCP_Inputs_ON_Electric_IEA_2023_05_05 | 2028 | Fossil Fuel Thermal (Coal, Peat, Oil) | Generation | Electricity | PJ | Dispatch-Generation | FuelCost | 0 | [6 empty] | 0.73069 | 0
LCP_Inputs_ON_Electric_IEA_2023_05_05 | 2028 | Fossil Fuel Thermal (Coal, Peat, Oil) | Generation | Electricity | PJ | Dispatch-Generation | VOM | 0 | [6 empty] | 0.73069 | 0
LCP_Inputs_ON_Electric_IEA_2023_05_05 | 2028 | Fossil Fuel Thermal (Coal, Peat, Oil) | Generation | Electricity | QC | Dispatch-Generation | EmissionsCost | 0 | [6 empty] | 0.73069 | 0
LCP_Inputs_ON_Electric_IEA_2023_05_05 | 2028 | Fossil Fuel Thermal (Coal, Peat, Oil) | Generation | Electricity | QC | Dispatch-Generation | FuelCost | 0 | [6 empty] | 0.73069 | 0
LCP_Inputs_ON_Electric_IEA_2023_05_05 | 2028 | Fossil Fuel Thermal (Coal, Peat, Oil) | Generation | Electricity | QC | Dispatch-Generation | VOM | 0 | [6 empty] | 0.73069 | 0
LCP_Inputs_ON_Electric_IEA_2023_05_05 | 2028 | Fossil Fuel Thermal (Coal, Peat, Oil) | Generation | Electricity | WC | Dispatch-Generation | EmissionsCost | 0 | [6 empty] | 0.73069 | 0
LCP_Inputs_ON_Electric_IEA_2023_05_05 | 2028 | Fossil Fuel Thermal (Coal, Peat, Oil) | Generation | Electricity | WC | Dispatch-Generation | FuelCost | 0 | [6 empty] | 0.73069 | 0
LCP_Inputs_ON_Electric_IEA_2023_05_05 | 2028 | Fossil Fuel Thermal (Coal, Peat, Oil) | Generation | Electricity | WC | Dispatch-Generation | VOM | 0 | [6 empty] | 0.73069 | 0
LCP_Inputs_ON_Electric_IEA_2023_05_05 | 2028 | Generic - Generator | Generation | Electricity | MI | Dispatch-Generation | EmissionsCost | 0 | [6 empty] | 0.73069 | 0
LCP_Inputs_ON_Electric_IEA_2023_05_05 | 2028 | Generic - Generator | Generation | Electricity | MI | Dispatch-Generation | FuelCost | 3901073927.6151 | [6 empty] | 0.73069 | 2850476507.897
LCP_Inputs_ON_Electric_IEA_2023_05_05 | 2028 | Generic - Generator | Generation | Electricity | MI | Dispatch-Generation | VOM | 403598428.6705 | [6 empty] | 0.73069 | 294905418.5837
LCP_Inputs_ON_Electric_IEA_2023_05_05 | 2028 | Generic - Generator | Generation | Electricity | NY | Dispatch-Generation | EmissionsCost | 0 | [6 empty] | 0.73069 | 0
LCP_Inputs_ON_Electric_IEA_2023_05_05 | 2028 | Generic - Generator | Generation | Electricity | NY | Dispatch-Generation | FuelCost | 1646102808.8249 | [6 empty] | 0.73069 | 1202791198.8347
LCP_Inputs_ON_Electric_IEA_2023_05_05 | 2028 | Generic - Generator | Generation | Electricity | NY | Dispatch-Generation | VOM | 170302977.9489 | [6 empty] | 0.73069 | 124438717.87
LCP_Inputs_ON_Electric_IEA_2023_05_05 | 2028 | Generic - Generator | Generation | Electricity | ON | Dispatch-Generation | EmissionsCost | 0 | [6 empty] | 0.73069 | 0
LCP_Inputs_ON_Electric_IEA_2023_05_05 | 2028 | Generic - Generator | Generation | Electricity | ON | Dispatch-Generation | FuelCost | 0 | [6 empty] | 0.73069 | 0
LCP_Inputs_ON_Electric_IEA_2023_05_05 | 2028 | Generic - Generator | Generation | Electricity | ON | Dispatch-Generation | VOM | 0 | [6 empty] | 0.73069 | 0
LCP_Inputs_ON_Electric_IEA_2023_05_05 | 2028 | Generic - Generator | Generation | Electricity | PJ | Dispatch-Generation | EmissionsCost | 0 | [6 empty] | 0.73069 | 0
LCP_Inputs_ON_Electric_IEA_2023_05_05 | 2028 | Generic - Generator | Generation | Electricity | PJ | Dispatch-Generation | FuelCost | 14422259590.9655 | [6 empty] | 0.73069 | 10538203817.1144
LCP_Inputs_ON_Electric_IEA_2023_05_05 | 2028 | Generic - Generator | Generation | Electricity | PJ | Dispatch-Generation | VOM | 1492102281.7812 | [6 empty] | 0.73069 | 1090264522.1587
LCP_Inputs_ON_Electric_IEA_2023_05_05 | 2028 | Generic - Generator | Generation | Electricity | QC | Dispatch-Generation | EmissionsCost | 0 | [6 empty] | 0.73069 | 0
LCP_Inputs_ON_Electric_IEA_2023_05_05 | 2028 | Generic - Generator | Generation | Electricity | QC | Dispatch-Generation | FuelCost | 0 | [6 empty] | 0.73069 | 0
LCP_Inputs_ON_Electric_IEA_2023_05_05 | 2028 | Generic - Generator | Generation | Electricity | QC | Dispatch-Generation | VOM | 0 | [6 empty] | 0.73069 | 0
LCP_Inputs_ON_Electric_IEA_2023_05_05 | 2028 | Generic - Generator | Generation | Electricity | WC | Dispatch-Generation | EmissionsCost | 0 | [6 empty] | 0.73069 | 0
LCP_Inputs_ON_Electric_IEA_2023_05_05 | 2028 | Generic - Generator | Generation | Electricity | WC | Dispatch-Generation | FuelCost | 1069473.0011 | [6 empty] | 0.73069 | 781453.4464
LCP_Inputs_ON_Electric_IEA_2023_05_05 | 2028 | Generic - Generator | Generation | Electricity | WC | Dispatch-Generation | VOM | 110645.8454 | [6 empty] | 0.73069 | 80847.8355
LCP_Inputs_ON_Electric_IEA_2023_05_05 | 2028 | H2 Import - QC | Import | Hydrogen | MI | Dispatch-Import | EmissionsCost | 0 | [6 empty] | 0.73069 | 0
LCP_Inputs_ON_Electric_IEA_2023_05_05 | 2028 | H2 Import - QC | Import | Hydrogen | MI | Dispatch-Import | FuelCost | 0 | [6 empty] | 0.73069 | 0
LCP_Inputs_ON_Electric_IEA_2023_05_05 | 2028 | H2 Import - QC | Import | Hydrogen | MI | Dispatch-Import | VOM | 0 | [6 empty] | 0.73069 | 0
LCP_Inputs_ON_Electric_IEA_2023_05_05 | 2028 | H2 Import - QC | Import | Hydrogen | NY | Dispatch-Import | EmissionsCost | 0 | [6 empty] | 0.73069 | 0
LCP_Inputs_ON_Electric_IEA_2023_05_05 | 2028 | H2 Import - QC | Import | Hydrogen | NY | Dispatch-Import | FuelCost | 0 | [6 empty] | 0.73069 | 0
LCP_Inputs_ON_Electric_IEA_2023_05_05 | 2028 | H2 Import - QC | Import | Hydrogen | NY | Dispatch-Import | VOM | 0 | [6 empty] | 0.73069 | 0
LCP_Inputs_ON_Electric_IEA_2023_05_05 | 2028 | H2 Import - QC | Import | Hydrogen | ON | Dispatch-Import | EmissionsCost | 0 | [6 empty] | 0.73069 | 0
LCP_Inputs_ON_Electric_IEA_2023_05_05 | 2028 | H2 Import - QC | Import | Hydrogen | ON | Dispatch-Import | FuelCost | 0 | [6 empty] | 0.73069 | 0
LCP_Inputs_ON_Electric_IEA_2023_05_05 | 2028 | H2 Import - QC | Import | Hydrogen | ON | Dispatch-Import | VOM | 0 | [6 empty] | 0.73069 | 0
LCP_Inputs_ON_Electric_IEA_2023_05_05 | 2028 | H2 Import - QC | Import | Hydrogen | PJ | Dispatch-Import | EmissionsCost | 0 | [6 empty] | 0.73069 | 0
LCP_Inputs_ON_Electric_IEA_2023_05_05 | 2028 | H2 Import - QC | Import | Hydrogen | PJ | Dispatch-Import | FuelCost | 0 | [6 empty] | 0.73069 | 0
LCP_Inputs_ON_Electric_IEA_2023_05_05 | 2028 | H2 Import - QC | Import | Hydrogen | PJ | Dispatch-Import | VOM | 0 | [6 empty] | 0.73069 | 0
LCP_Inputs_ON_Electric_IEA_2023_05_05 | 2028 | H2 Import - QC | Import | Hydrogen | QC | Dispatch-Import | EmissionsCost | 0 | [6 empty] | 0.73069 | 0
LCP_Inputs_ON_Electric_IEA_2023_05_05 | 2028 | H2 Import - QC | Import | Hydrogen | QC | Dispatch-Import | FuelCost | 0 | [6 empty] | 0.73069 | 0
LCP_Inputs_ON_Electric_IEA_2023_05_05 | 2028 | H2 Import - QC | Import | Hydrogen | QC | Dispatch-Import | VOM | 0 | [6 empty] | 0.73069 | 0
LCP_Inputs_ON_Electric_IEA_2023_05_05 | 2028 | H2 Import - QC | Import | Hydrogen | WC | Dispatch-Import | EmissionsCost | 0 | [6 empty] | 0.73069 | 0
LCP_Inputs_ON_Electric_IEA_2023_05_05 | 2028 | H2 Import - QC | Import | Hydrogen | WC | Dispatch-Import | FuelCost | 0 | [6 empty] | 0.73069 | 0
LCP_Inputs_ON_Electric_IEA_2023_05_05 | 2028 | H2 Import - QC | Import | Hydrogen | WC | Dispatch-Import | VOM | 0 | [6 empty] | 0.73069 | 0
LCP_Inputs_ON_Electric_IEA_2023_05_05 | 2028 | H2 Import - WC | Import | Hydrogen | MI | Dispatch-Import | EmissionsCost | 0 | [6 empty] | 0.73069 | 0
LCP_Inputs_ON_Electric_IEA_2023_05_05 | 2028 | H2 Import - WC | Import | Hydrogen | MI | Dispatch-Import | FuelCost | 0 | [6 empty] | 0.73069 | 0
LCP_Inputs_ON_Electric_IEA_2023_05_05 | 2028 | H2 Import - WC | Import | Hydrogen | MI | Dispatch-Import | VOM | 0 | [6 empty] | 0.73069 | 0
LCP_Inputs_ON_Electric_IEA_2023_05_05 | 2028 | H2 Import - WC | Import | Hydrogen | NY | Dispatch-Import | EmissionsCost | 0 | [6 empty] | 0.73069 | 0
LCP_Inputs_ON_Electric_IEA_2023_05_05 | 2028 | H2 Import - WC | Import | Hydrogen | NY | Dispatch-Import | FuelCost | 0 | [6 empty] | 0.73069 | 0
LCP_Inputs_ON_Electric_IEA_2023_05_05 | 2028 | H2 Import - WC | Import | Hydrogen | NY | Dispatch-Import | VOM | 0 | [6 empty] | 0.73069 | 0
LCP_Inputs_ON_Electric_IEA_2023_05_05 | 2028 | H2 Import - WC | Import | Hydrogen | ON | Dispatch-Import | EmissionsCost | 0 | [6 empty] | 0.73069 | 0
LCP_Inputs_ON_Electric_IEA_2023_05_05 | 2028 | H2 Import - WC | Import | Hydrogen | ON | Dispatch-Import | FuelCost | 0 | [6 empty] | 0.73069 | 0
LCP_Inputs_ON_Electric_IEA_2023_05_05 | 2028 | H2 Import - WC | Import | Hydrogen | ON | Dispatch-Import | VOM | 0 | [6 empty] | 0.73069 | 0
LCP_Inputs_ON_Electric_IEA_2023_05_05 | 2028 | H2 Import - WC | Import | Hydrogen | PJ | Dispatch-Import | EmissionsCost | 0 | [6 empty] | 0.73069 | 0
LCP_Inputs_ON_Electric_IEA_2023_05_05 | 2028 | H2 Import - WC | Import | Hydrogen | PJ | Dispatch-Import | FuelCost | 0 | [6 empty] | 0.73069 | 0
LCP_Inputs_ON_Electric_IEA_2023_05_05 | 2028 | H2 Import - WC | Import | Hydrogen | PJ | Dispatch-Import | VOM | 0 | [6 empty] | 0.73069 | 0
LCP_Inputs_ON_Electric_IEA_2023_05_05 | 2028 | H2 Import - WC | Import | Hydrogen | QC | Dispatch-Import | EmissionsCost | 0 | [6 empty] | 0.73069 | 0
LCP_Inputs_ON_Electric_IEA_2023_05_05 | 2028 | H2 Import - WC | Import | Hydrogen | QC | Dispatch-Import | FuelCost | 0 | [6 empty] | 0.73069 | 0
LCP_Inputs_ON_Electric_IEA_2023_05_05 | 2028 | H2 Import - WC | Import | Hydrogen | QC | Dispatch-Import | VOM | 0 | [6 empty] | 0.73069 | 0
LCP_Inputs_ON_Electric_IEA_2023_05_05 | 2028 | H2 Import - WC | Import | Hydrogen | WC | Dispatch-Import | EmissionsCost | 0 | [6 empty] | 0.73069 | 0
LCP_Inputs_ON_Electric_IEA_2023_05_05 | 2028 | H2 Import - WC | Import | Hydrogen | WC | Dispatch-Import | FuelCost | 0 | [6 empty] | 0.73069 | 0
LCP_Inputs_ON_Electric_IEA_2023_05_05 | 2028 | H2 Import - WC | Import | Hydrogen | WC | Dispatch-Import | VOM | 0 | [6 empty] | 0.73069 | 0
LCP_Inputs_ON_Electric_IEA_2023_05_05 | 2028 | H2 Salt Cavern Storage - ON | Storage | Hydrogen | MI | Dispatch-Storage | EmissionsCost | 0 | [6 empty] | 0.73069 | 0
LCP_Inputs_ON_Electric_IEA_2023_05_05 | 2028 | H2 Salt Cavern Storage - ON | Storage | Hydrogen | MI | Dispatch-Storage | FuelCost | 0 | [6 empty] | 0.73069 | 0
LCP_Inputs_ON_Electric_IEA_2023_05_05 | 2028 | H2 Salt Cavern Storage - ON | Storage | Hydrogen | MI | Dispatch-Storage | VOM | 0 | [6 empty] | 0.73069 | 0
LCP_Inputs_ON_Electric_IEA_2023_05_05 | 2028 | H2 Salt Cavern Storage - ON | Storage | Hydrogen | NY | Dispatch-Storage | EmissionsCost | 0 | [6 empty] | 0.73069 | 0
LCP_Inputs_ON_Electric_IEA_2023_05_05 | 2028 | H2 Salt Cavern Storage - ON | Storage | Hydrogen | NY | Dispatch-Storage | FuelCost | 0 | [6 empty] | 0.73069 | 0
LCP_Inputs_ON_Electric_IEA_2023_05_05 | 2028 | H2 Salt Cavern Storage - ON | Storage | Hydrogen | NY | Dispatch-Storage | VOM | 0 | [6 empty] | 0.73069 | 0
LCP_Inputs_ON_Electric_IEA_2023_05_05 | 2028 | H2 Salt Cavern Storage - ON | Storage | Hydrogen | ON | Dispatch-Storage | EmissionsCost | 0 | [6 empty] | 0.73069 | 0
LCP_Inputs_ON_Electric_IEA_2023_05_05 | 2028 | H2 Salt Cavern Storage - ON | Storage | Hydrogen | ON | Dispatch-Storage | FuelCost | 0 | [6 empty] | 0.73069 | 0
LCP_Inputs_ON_Electric_IEA_2023_05_05 | 2028 | H2 Salt Cavern Storage - ON | Storage | Hydrogen | ON | Dispatch-Storage | VOM | 0 | [6 empty] | 0.73069 | 0
LCP_Inputs_ON_Electric_IEA_2023_05_05 | 2028 | H2 Salt Cavern Storage - ON | Storage | Hydrogen | PJ | Dispatch-Storage | EmissionsCost | 0 | [6 empty] | 0.73069 | 0
LCP_Inputs_ON_Electric_IEA_2023_05_05 | 2028 | H2 Salt Cavern Storage - ON | Storage | Hydrogen | PJ | Dispatch-Storage | FuelCost | 0 | [6 empty] | 0.73069 | 0
LCP_Inputs_ON_Electric_IEA_2023_05_05 | 2028 | H2 Salt Cavern Storage - ON | Storage | Hydrogen | PJ | Dispatch-Storage | VOM | 0 | [6 empty] | 0.73069 | 0
LCP_Inputs_ON_Electric_IEA_2023_05_05 | 2028 | H2 Salt Cavern Storage - ON | Storage | Hydrogen | QC | Dispatch-Storage | EmissionsCost | 0 | [6 empty] | 0.73069 | 0
LCP_Inputs_ON_Electric_IEA_2023_05_05 | 2028 | H2 Salt Cavern Storage - ON | Storage | Hydrogen | QC | Dispatch-Storage | FuelCost | 0 | [6 empty] | 0.73069 | 0
LCP_Inputs_ON_Electric_IEA_2023_05_05 | 2028 | H2 Salt Cavern Storage - ON | Storage | Hydrogen | QC | Dispatch-Storage | VOM | 0 | [6 empty] | 0.73069 | 0
LCP_Inputs_ON_Electric_IEA_2023_05_05 | 2028 | H2 Salt Cavern Storage - ON | Storage | Hydrogen | WC | Dispatch-Storage | EmissionsCost | 0 | [6 empty] | 0.73069 | 0
LCP_Inputs_ON_Electric_IEA_2023_05_05 | 2028 | H2 Salt Cavern Storage - ON | Storage | Hydrogen | WC | Dispatch-Storage | FuelCost | 0 | [6 empty] | 0.73069 | 0
LCP_Inputs_ON_Electric_IEA_2023_05_05 | 2028 | H2 Salt Cavern Storage - ON | Storage | Hydrogen | WC | Dispatch-Storage | VOM | 0 | [6 empty] | 0.73069 | 0
LCP_Inputs_ON_Electric_IEA_2023_05_05 | 2028 | Hydro | Generation | Electricity | MI | Dispatch-Generation | EmissionsCost | 0 | [6 empty] | 0.73069 | 0
LCP_Inputs_ON_Electric_IEA_2023_05_05 | 2028 | Hydro | Generation | Electricity | MI | Dispatch-Generation | FuelCost | 0 | [6 empty] | 0.73069 | 0
LCP_Inputs_ON_Electric_IEA_2023_05_05 | 2028 | Hydro | Generation | Electricity | MI | Dispatch-Generation | VOM | 0 | [6 empty] | 0.73069 | 0
LCP_Inputs_ON_Electric_IEA_2023_05_05 | 2028 | Hydro | Generation | Electricity | NY | Dispatch-Generation | EmissionsCost | 0 | [6 empty] | 0.73069 | 0
LCP_Inputs_ON_Electric_IEA_2023_05_05 | 2028 | Hydro | Generation | Electricity | NY | Dispatch-Generation | FuelCost | 0 | [6 empty] | 0.73069 | 0
LCP_Inputs_ON_Electric_IEA_2023_05_05 | 2028 | Hydro | Generation | Electricity | NY | Dispatch-Generation | VOM | 0 | [6 empty] | 0.73069 | 0
LCP_Inputs_ON_Electric_IEA_2023_05_05 | 2028 | Hydro | Generation | Electricity | ON | Dispatch-Generation | EmissionsCost | 0 | [6 empty] | 0.73069 | 0
LCP_Inputs_ON_Electric_IEA_2023_05_05 | 2028 | Hydro | Generation | Electricity | ON | Dispatch-Generation | FuelCost | 0 | [6 empty] | 0.73069 | 0
LCP_Inputs_ON_Electric_IEA_2023_05_05 | 2028 | Hydro | Generation | Electricity | ON | Dispatch-Generation | VOM | 0 | [6 empty] | 0.73069 | 0
LCP_Inputs_ON_Electric_IEA_2023_05_05 | 2028 | Hydro | Generation | Electricity | PJ | Dispatch-Generation | EmissionsCost | 0 | [6 empty] | 0.73069 | 0
LCP_Inputs_ON_Electric_IEA_2023_05_05 | 2028 | Hydro | Generation | Electricity | PJ | Dispatch-Generation | FuelCost | 0 | [6 empty] | 0.73069 | 0
LCP_Inputs_ON_Electric_IEA_2023_05_05 | 2028 | Hydro | Generation | Electricity | PJ | Dispatch-Generation | VOM | 0 | [6 empty] | 0.73069 | 0
LCP_Inputs_ON_Electric_IEA_2023_05_05 | 2028 | Hydro | Generation | Electricity | QC | Dispatch-Generation | EmissionsCost | 0 | [6 empty] | 0.73069 | 0
LCP_Inputs_ON_Electric_IEA_2023_05_05 | 2028 | Hydro | Generation | Electricity | QC | Dispatch-Generation | FuelCost | 0 | [6 empty] | 0.73069 | 0
LCP_Inputs_ON_Electric_IEA_2023_05_05 | 2028 | Hydro | Generation | Electricity | QC | Dispatch-Generation | VOM | 0 | [6 empty] | 0.73069 | 0
LCP_Inputs_ON_Electric_IEA_2023_05_05 | 2028 | Hydro | Generation | Electricity | WC | Dispatch-Generation | EmissionsCost | 0 | [6 empty] | 0.73069 | 0
LCP_Inputs_ON_Electric_IEA_2023_05_05 | 2028 | Hydro | Generation | Electricity | WC | Dispatch-Generation | FuelCost | 0 | [6 empty] | 0.73069 | 0
LCP_Inputs_ON_Electric_IEA_2023_05_05 | 2028 | Hydro | Generation | Electricity | WC | Dispatch-Generation | VOM | 0 | [6 empty] | 0.73069 | 0
LCP_Inputs_ON_Electric_IEA_2023_05_05 | 2028 | Hydro Pumped Storage | Storage | Electricity | MI | Dispatch-Storage | EmissionsCost | 0 | [6 empty] | 0.73069 | 0
LCP_Inputs_ON_Electric_IEA_2023_05_05 | 2028 | Hydro Pumped Storage | Storage | Electricity | MI | Dispatch-Storage | FuelCost | 0 | [6 empty] | 0.73069 | 0
LCP_Inputs_ON_Electric_IEA_2023_05_05 | 2028 | Hydro Pumped Storage | Storage | Electricity | MI | Dispatch-Storage | VOM | 0 | [6 empty] | 0.73069 | 0
LCP_Inputs_ON_Electric_IEA_2023_05_05 | 2028 | Hydro Pumped Storage | Storage | Electricity | NY | Dispatch-Storage | EmissionsCost | 0 | [6 empty] | 0.73069 | 0
LCP_Inputs_ON_Electric_IEA_2023_05_05 | 2028 | Hydro Pumped Storage | Storage | Electricity | NY | Dispatch-Storage | FuelCost | 0 | [6 empty] | 0.73069 | 0
LCP_Inputs_ON_Electric_IEA_2023_05_05 | 2028 | Hydro Pumped Storage | Storage | Electricity | NY | Dispatch-Storage | VOM | 0 | [6 empty] | 0.73069 | 0
LCP_Inputs_ON_Electric_IEA_2023_05_05 | 2028 | Hydro Pumped Storage | Storage | Electricity | ON | Dispatch-Storage | EmissionsCost | 0 | [6 empty] | 0.73069 | 0
LCP_Inputs_ON_Electric_IEA_2023_05_05 | 2028 | Hydro Pumped Storage | Storage | Electricity | ON | Dispatch-Storage | FuelCost | 0 | [6 empty] | 0.73069 | 0
LCP_Inputs_ON_Electric_IEA_2023_05_05 | 2028 | Hydro Pumped Storage | Storage | Electricity | ON | Dispatch-Storage | VOM | 0 | [6 empty] | 0.73069 | 0
LCP_Inputs_ON_Electric_IEA_2023_05_05 | 2028 | Hydro Pumped Storage | Storage | Electricity | PJ | Dispatch-Storage | EmissionsCost | 0 | [6 empty] | 0.73069 | 0
LCP_Inputs_ON_Electric_IEA_2023_05_05 | 2028 | Hydro Pumped Storage | Storage | Electricity | PJ | Dispatch-Storage | FuelCost | 0 | [6 empty] | 0.73069 | 0
LCP_Inputs_ON_Electric_IEA_2023_05_05 | 2028 | Hydro Pumped Storage | Storage | Electricity | PJ | Dispatch-Storage | VOM | 0 | [6 empty] | 0.73069 | 0
LCP_Inputs_ON_Electric_IEA_2023_05_05 | 2028 | Hydro Pumped Storage | Storage | Electricity | QC | Dispatch-Storage | EmissionsCost | 0 | [6 empty] | 0.73069 | 0
LCP_Inputs_ON_Electric_IEA_2023_05_05 | 2028 | Hydro Pumped Storage | Storage | Electricity | QC | Dispatch-Storage | FuelCost | 0 | [6 empty] | 0.73069 | 0
LCP_Inputs_ON_Electric_IEA_2023_05_05 | 2028 | Hydro Pumped Storage | Storage | Electricity | QC | Dispatch-Storage | VOM | 0 | [6 empty] | 0.73069 | 0
LCP_Inputs_ON_Electric_IEA_2023_05_05 | 2028 | Hydro Pumped Storage | Storage | Electricity | WC | Dispatch-Storage | EmissionsCost | 0 | [6 empty] | 0.73069 | 0
LCP_Inputs_ON_Electric_IEA_2023_05_05 | 2028 | Hydro Pumped Storage | Storage | Electricity | WC | Dispatch-Storage | FuelCost | 0 | [6 empty] | 0.73069 | 0
LCP_Inputs_ON_Electric_IEA_2023_05_05 | 2028 | Hydro Pumped Storage | Storage | Electricity | WC | Dispatch-Storage | VOM | 0 | [6 empty] | 0.73069 | 0
LCP_Inputs_ON_Electric_IEA_2023_05_05 | 2028 | Nuclear | Generation | Electricity | MI | Dispatch-Generation | EmissionsCost | 0 | [6 empty] | 0.73069 | 0
LCP_Inputs_ON_Electric_IEA_2023_05_05 | 2028 | Nuclear | Generation | Electricity | MI | Dispatch-Generation | FuelCost | 0 | [6 empty] | 0.73069 | 0
LCP_Inputs_ON_Electric_IEA_2023_05_05 | 2028 | Nuclear | Generation | Electricity | MI | Dispatch-Generation | VOM | 3301336446.912 | [6 empty] | 0.73069 | 2412254205.1747
LCP_Inputs_ON_Electric_IEA_2023_05_05 | 2028 | Nuclear | Generation | Electricity | NY | Dispatch-Generation | EmissionsCost | 0 | [6 empty] | 0.73069 | 0
LCP_Inputs_ON_Electric_IEA_2023_05_05 | 2028 | Nuclear | Generation | Electricity | NY | Dispatch-Generation | FuelCost | 0 | [6 empty] | 0.73069 | 0
LCP_Inputs_ON_Electric_IEA_2023_05_05 | 2028 | Nuclear | Generation | Electricity | NY | Dispatch-Generation | VOM | 2246155230.144 | [6 empty] | 0.73069 | 1641243625.5802
LCP_Inputs_ON_Electric_IEA_2023_05_05 | 2028 | Nuclear | Generation | Electricity | ON | Dispatch-Generation | EmissionsCost | 0 | [6 empty] | 0.73069 | 0
LCP_Inputs_ON_Electric_IEA_2023_05_05 | 2028 | Nuclear | Generation | Electricity | ON | Dispatch-Generation | FuelCost | 0 | [6 empty] | 0.73069 | 0
LCP_Inputs_ON_Electric_IEA_2023_05_05 | 2028 | Nuclear | Generation | Electricity | ON | Dispatch-Generation | VOM | 8790266640.96 | [6 empty] | 0.73069 | 6422961733.9052
LCP_Inputs_ON_Electric_IEA_2023_05_05 | 2028 | Nuclear | Generation | Electricity | PJ | Dispatch-Generation | EmissionsCost | 0 | [6 empty] | 0.73069 | 0
LCP_Inputs_ON_Electric_IEA_2023_05_05 | 2028 | Nuclear | Generation | Electricity | PJ | Dispatch-Generation | FuelCost | 0 | [6 empty] | 0.73069 | 0
LCP_Inputs_ON_Electric_IEA_2023_05_05 | 2028 | Nuclear | Generation | Electricity | PJ | Dispatch-Generation | VOM | 9110487814.4448 | [6 empty] | 0.73069 | 6656944208.8048
LCP_Inputs_ON_Electric_IEA_2023_05_05 | 2028 | Nuclear | Generation | Electricity | QC | Dispatch-Generation | EmissionsCost | 0 | [6 empty] | 0.73069 | 0
LCP_Inputs_ON_Electric_IEA_2023_05_05 | 2028 | Nuclear | Generation | Electricity | QC | Dispatch-Generation | FuelCost | 0 | [6 empty] | 0.73069 | 0
LCP_Inputs_ON_Electric_IEA_2023_05_05 | 2028 | Nuclear | Generation | Electricity | QC | Dispatch-Generation | VOM | 0 | [6 empty] | 0.73069 | 0
LCP_Inputs_ON_Electric_IEA_2023_05_05 | 2028 | Nuclear | Generation | Electricity | WC | Dispatch-Generation | EmissionsCost | 0 | [6 empty] | 0.73069 | 0
LCP_Inputs_ON_Electric_IEA_2023_05_05 | 2028 | Nuclear | Generation | Electricity | WC | Dispatch-Generation | FuelCost | 0 | [6 empty] | 0.73069 | 0
LCP_Inputs_ON_Electric_IEA_2023_05_05 | 2028 | Nuclear | Generation | Electricity | WC | Dispatch-Generation | VOM | 0 | [6 empty] | 0.73069 | 0
LCP_Inputs_ON_Electric_IEA_2023_05_05 | 2028 | Nuclear SMR | Generation | Electricity | MI | Dispatch-Generation | EmissionsCost | 0 | [6 empty] | 0.73069 | 0
LCP_Inputs_ON_Electric_IEA_2023_05_05 | 2028 | Nuclear SMR | Generation | Electricity | MI | Dispatch-Generation | FuelCost | 0 | [6 empty] | 0.73069 | 0
LCP_Inputs_ON_Electric_IEA_2023_05_05 | 2028 | Nuclear SMR | Generation | Electricity | MI | Dispatch-Generation | VOM | 0 | [6 empty] | 0.73069 | 0
LCP_Inputs_ON_Electric_IEA_2023_05_05 | 2028 | Nuclear SMR | Generation | Electricity | NY | Dispatch-Generation | EmissionsCost | 0 | [6 empty] | 0.73069 | 0
LCP_Inputs_ON_Electric_IEA_2023_05_05 | 2028 | Nuclear SMR | Generation | Electricity | NY | Dispatch-Generation | FuelCost | 0 | [6 empty] | 0.73069 | 0
LCP_Inputs_ON_Electric_IEA_2023_05_05 | 2028 | Nuclear SMR | Generation | Electricity | NY | Dispatch-Generation | VOM | 0 | [6 empty] | 0.73069 | 0
LCP_Inputs_ON_Electric_IEA_2023_05_05 | 2028 | Nuclear SMR | Generation | Electricity | ON | Dispatch-Generation | EmissionsCost | 0 | [6 empty] | 0.73069 | 0
LCP_Inputs_ON_Electric_IEA_2023_05_05 | 2028 | Nuclear SMR | Generation | Electricity | ON | Dispatch-Generation | FuelCost | 0 | [6 empty] | 0.73069 | 0
LCP_Inputs_ON_Electric_IEA_2023_05_05 | 2028 | Nuclear SMR | Generation | Electricity | ON | Dispatch-Generation | VOM | 0 | [6 empty] | 0.73069 | 0
LCP_Inputs_ON_Electric_IEA_2023_05_05 | 2028 | Nuclear SMR | Generation | Electricity | PJ | Dispatch-Generation | EmissionsCost | 0 | [6 empty] | 0.73069 | 0
LCP_Inputs_ON_Electric_IEA_2023_05_05 | 2028 | Nuclear SMR | Generation | Electricity | PJ | Dispatch-Generation | FuelCost | 0 | [6 empty] | 0.73069 | 0
LCP_Inputs_ON_Electric_IEA_2023_05_05 | 2028 | Nuclear SMR | Generation | Electricity | PJ | Dispatch-Generation | VOM | 0 | [6 empty] | 0.73069 | 0
LCP_Inputs_ON_Electric_IEA_2023_05_05 | 2028 | Nuclear SMR | Generation | Electricity | QC | Dispatch-Generation | EmissionsCost | 0 | [6 empty] | 0.73069 | 0
LCP_Inputs_ON_Electric_IEA_2023_05_05 | 2028 | Nuclear SMR | Generation | Electricity | QC | Dispatch-Generation | FuelCost | 0 | [6 empty] | 0.73069 | 0
LCP_Inputs_ON_Electric_IEA_2023_05_05 | 2028 | Nuclear SMR | Generation | Electricity | QC | Dispatch-Generation | VOM | 0 | [6 empty] | 0.73069 | 0
LCP_Inputs_ON_Electric_IEA_2023_05_05 | 2028 | Nuclear SMR | Generation | Electricity | WC | Dispatch-Generation | EmissionsCost | 0 | [6 empty] | 0.73069 | 0
LCP_Inputs_ON_Electric_IEA_2023_05_05 | 2028 | Nuclear SMR | Generation | Electricity | WC | Dispatch-Generation | FuelCost | 0 | [6 empty] | 0.73069 | 0
LCP_Inputs_ON_Electric_IEA_2023_05_05 | 2028 | Nuclear SMR | Generation | Electricity | WC | Dispatch-Generation | VOM | 0 | [6 empty] | 0.73069 | 0
LCP_Inputs_ON_Electric_IEA_2023_05_05 | 2028 | O/CCGT - CH4 Existing | Crossload | Electricity | MI | Dispatch-Crossload | EmissionsCost | 0 | [6 empty] | 0.73069 | 0
LCP_Inputs_ON_Electric_IEA_2023_05_05 | 2028 | O/CCGT - CH4 Existing | Crossload | Electricity | MI | Dispatch-Crossload | FuelCost | 0 | [6 empty] | 0.73069 | 0
LCP_Inputs_ON_Electric_IEA_2023_05_05 | 2028 | O/CCGT - CH4 Existing | Crossload | Electricity | MI | Dispatch-Crossload | VOM | 0 | [6 empty] | 0.73069 | 0
LCP_Inputs_ON_Electric_IEA_2023_05_05 | 2028 | O/CCGT - CH4 Existing | Crossload | Electricity | NY | Dispatch-Crossload | EmissionsCost | 0 | [6 empty] | 0.73069 | 0
LCP_Inputs_ON_Electric_IEA_2023_05_05 | 2028 | O/CCGT - CH4 Existing | Crossload | Electricity | NY | Dispatch-Crossload | FuelCost | 0 | [6 empty] | 0.73069 | 0
LCP_Inputs_ON_Electric_IEA_2023_05_05 | 2028 | O/CCGT - CH4 Existing | Crossload | Electricity | NY | Dispatch-Crossload | VOM | 0 | [6 empty] | 0.73069 | 0
LCP_Inputs_ON_Electric_IEA_2023_05_05 | 2028 | O/CCGT - CH4 Existing | Crossload | Electricity | ON | Dispatch-Crossload | EmissionsCost | 0 | [6 empty] | 0.73069 | 0
LCP_Inputs_ON_Electric_IEA_2023_05_05 | 2028 | O/CCGT - CH4 Existing | Crossload | Electricity | ON | Dispatch-Crossload | FuelCost | 0 | [6 empty] | 0.73069 | 0
LCP_Inputs_ON_Electric_IEA_2023_05_05 | 2028 | O/CCGT - CH4 Existing | Crossload | Electricity | ON | Dispatch-Crossload | VOM | 0 | [6 empty] | 0.73069 | 0
LCP_Inputs_ON_Electric_IEA_2023_05_05 | 2028 | O/CCGT - CH4 Existing | Crossload | Electricity | PJ | Dispatch-Crossload | EmissionsCost | 0 | [6 empty] | 0.73069 | 0
LCP_Inputs_ON_Electric_IEA_2023_05_05 | 2028 | O/CCGT - CH4 Existing | Crossload | Electricity | PJ | Dispatch-Crossload | FuelCost | 0 | [6 empty] | 0.73069 | 0
LCP_Inputs_ON_Electric_IEA_2023_05_05 | 2028 | O/CCGT - CH4 Existing | Crossload | Electricity | PJ | Dispatch-Crossload | VOM | 0 | [6 empty] | 0.73069 | 0
LCP_Inputs_ON_Electric_IEA_2023_05_05 | 2028 | O/CCGT - CH4 Existing | Crossload | Electricity | QC | Dispatch-Crossload | EmissionsCost | 0 | [6 empty] | 0.73069 | 0
LCP_Inputs_ON_Electric_IEA_2023_05_05 | 2028 | O/CCGT - CH4 Existing | Crossload | Electricity | QC | Dispatch-Crossload | FuelCost | 0 | [6 empty] | 0.73069 | 0
LCP_Inputs_ON_Electric_IEA_2023_05_05 | 2028 | O/CCGT - CH4 Existing | Crossload | Electricity | QC | Dispatch-Crossload | VOM | 0 | [6 empty] | 0.73069 | 0
LCP_Inputs_ON_Electric_IEA_2023_05_05 | 2028 | O/CCGT - CH4 Existing | Crossload | Electricity | WC | Dispatch-Crossload | EmissionsCost | 0 | [6 empty] | 0.73069 | 0
LCP_Inputs_ON_Electric_IEA_2023_05_05 | 2028 | O/CCGT - CH4 Existing | Crossload | Electricity | WC | Dispatch-Crossload | FuelCost | 0 | [6 empty] | 0.73069 | 0
LCP_Inputs_ON_Electric_IEA_2023_05_05 | 2028 | O/CCGT - CH4 Existing | Crossload | Electricity | WC | Dispatch-Crossload | VOM | 0 | [6 empty] | 0.73069 | 0
LCP_Inputs_ON_Electric_IEA_2023_05_05 | 2028 | O/CCGT - CH4 New | Crossload | Electricity | MI | Dispatch-Crossload | EmissionsCost | 0 | [6 empty] | 0.73069 | 0
LCP_Inputs_ON_Electric_IEA_2023_05_05 | 2028 | O/CCGT - CH4 New | Crossload | Electricity | MI | Dispatch-Crossload | FuelCost | 0 | [6 empty] | 0.73069 | 0
LCP_Inputs_ON_Electric_IEA_2023_05_05 | 2028 | O/CCGT - CH4 New | Crossload | Electricity | MI | Dispatch-Crossload | VOM | 0 | [6 empty] | 0.73069 | 0
LCP_Inputs_ON_Electric_IEA_2023_05_05 | 2028 | O/CCGT - CH4 New | Crossload | Electricity | NY | Dispatch-Crossload | EmissionsCost | 0 | [6 empty] | 0.73069 | 0
LCP_Inputs_ON_Electric_IEA_2023_05_05 | 2028 | O/CCGT - CH4 New | Crossload | Electricity | NY | Dispatch-Crossload | FuelCost | 0 | [6 empty] | 0.73069 | 0
LCP_Inputs_ON_Electric_IEA_2023_05_05 | 2028 | O/CCGT - CH4 New | Crossload | Electricity | NY | Dispatch-Crossload | VOM | 0 | [6 empty] | 0.73069 | 0
LCP_Inputs_ON_Electric_IEA_2023_05_05 | 2028 | O/CCGT - CH4 New | Crossload | Electricity | ON | Dispatch-Crossload | EmissionsCost | 0 | [6 empty] | 0.73069 | 0
LCP_Inputs_ON_Electric_IEA_2023_05_05 | 2028 | O/CCGT - CH4 New | Crossload | Electricity | ON | Dispatch-Crossload | FuelCost | 0 | [6 empty] | 0.73069 | 0
LCP_Inputs_ON_Electric_IEA_2023_05_05 | 2028 | O/CCGT - CH4 New | Crossload | Electricity | ON | Dispatch-Crossload | VOM | 0 | [6 empty] | 0.73069 | 0
LCP_Inputs_ON_Electric_IEA_2023_05_05 | 2028 | O/CCGT - CH4 New | Crossload | Electricity | PJ | Dispatch-Crossload | EmissionsCost | 0 | [6 empty] | 0.73069 | 0
LCP_Inputs_ON_Electric_IEA_2023_05_05 | 2028 | O/CCGT - CH4 New | Crossload | Electricity | PJ | Dispatch-Crossload | FuelCost | 0 | [6 empty] | 0.73069 | 0
LCP_Inputs_ON_Electric_IEA_2023_05_05 | 2028 | O/CCGT - CH4 New | Crossload | Electricity | PJ | Dispatch-Crossload | VOM | 0 | [6 empty] | 0.73069 | 0
LCP_Inputs_ON_Electric_IEA_2023_05_05 | 2028 | O/CCGT - CH4 New | Crossload | Electricity | QC | Dispatch-Crossload | EmissionsCost | 0 | [6 empty] | 0.73069 | 0
LCP_Inputs_ON_Electric_IEA_2023_05_05 | 2028 | O/CCGT - CH4 New | Crossload | Electricity | QC | Dispatch-Crossload | FuelCost | 0 | [6 empty] | 0.73069 | 0
LCP_Inputs_ON_Electric_IEA_2023_05_05 | 2028 | O/CCGT - CH4 New | Crossload | Electricity | QC | Dispatch-Crossload | VOM | 0 | [6 empty] | 0.73069 | 0
LCP_Inputs_ON_Electric_IEA_2023_05_05 | 2028 | O/CCGT - CH4 New | Crossload | Electricity | WC | Dispatch-Crossload | EmissionsCost | 0 | [6 empty] | 0.73069 | 0
LCP_Inputs_ON_Electric_IEA_2023_05_05 | 2028 | O/CCGT - CH4 New | Crossload | Electricity | WC | Dispatch-Crossload | FuelCost | 0 | [6 empty] | 0.73069 | 0
LCP_Inputs_ON_Electric_IEA_2023_05_05 | 2028 | O/CCGT - CH4 New | Crossload | Electricity | WC | Dispatch-Crossload | VOM | 0 | [6 empty] | 0.73069 | 0
LCP_Inputs_ON_Electric_IEA_2023_05_05 | 2028 | O/CCGT - H2 New | Crossload | Electricity | MI | Dispatch-Crossload | EmissionsCost | 0 | [6 empty] | 0.73069 | 0
LCP_Inputs_ON_Electric_IEA_2023_05_05 | 2028 | O/CCGT - H2 New | Crossload | Electricity | MI | Dispatch-Crossload | FuelCost | 0 | [6 empty] | 0.73069 | 0
LCP_Inputs_ON_Electric_IEA_2023_05_05 | 2028 | O/CCGT - H2 New | Crossload | Electricity | MI | Dispatch-Crossload | VOM | 0 | [6 empty] | 0.73069 | 0
LCP_Inputs_ON_Electric_IEA_2023_05_05 | 2028 | O/CCGT - H2 New | Crossload | Electricity | NY | Dispatch-Crossload | EmissionsCost | 0 | [6 empty] | 0.73069 | 0
LCP_Inputs_ON_Electric_IEA_2023_05_05 | 2028 | O/CCGT - H2 New | Crossload | Electricity | NY | Dispatch-Crossload | FuelCost | 0 | [6 empty] | 0.73069 | 0
LCP_Inputs_ON_Electric_IEA_2023_05_05 | 2028 | O/CCGT - H2 New | Crossload | Electricity | NY | Dispatch-Crossload | VOM | 0 | [6 empty] | 0.73069 | 0
LCP_Inputs_ON_Electric_IEA_2023_05_05 | 2028 | O/CCGT - H2 New | Crossload | Electricity | ON | Dispatch-Crossload | EmissionsCost | 0 | [6 empty] | 0.73069 | 0
LCP_Inputs_ON_Electric_IEA_2023_05_05 | 2028 | O/CCGT - H2 New | Crossload | Electricity | ON | Dispatch-Crossload | FuelCost | 0 | [6 empty] | 0.73069 | 0
LCP_Inputs_ON_Electric_IEA_2023_05_05 | 2028 | O/CCGT - H2 New | Crossload | Electricity | ON | Dispatch-Crossload | VOM | 0 | [6 empty] | 0.73069 | 0
LCP_Inputs_ON_Electric_IEA_2023_05_05 | 2028 | O/CCGT - H2 New | Crossload | Electricity | PJ | Dispatch-Crossload | EmissionsCost | 0 | [6 empty] | 0.73069 | 0
LCP_Inputs_ON_Electric_IEA_2023_05_05 | 2028 | O/CCGT - H2 New | Crossload | Electricity | PJ | Dispatch-Crossload | FuelCost | 0 | [6 empty] | 0.73069 | 0
LCP_Inputs_ON_Electric_IEA_2023_05_05 | 2028 | O/CCGT - H2 New | Crossload | Electricity | PJ | Dispatch-Crossload | VOM | 0 | [6 empty] | 0.73069 | 0
LCP_Inputs_ON_Electric_IEA_2023_05_05 | 2028 | O/CCGT - H2 New | Crossload | Electricity | QC | Dispatch-Crossload | EmissionsCost | 0 | [6 empty] | 0.73069 | 0
LCP_Inputs_ON_Electric_IEA_2023_05_05 | 2028 | O/CCGT - H2 New | Crossload | Electricity | QC | Dispatch-Crossload | FuelCost | 0 | [6 empty] | 0.73069 | 0
LCP_Inputs_ON_Electric_IEA_2023_05_05 | 2028 | O/CCGT - H2 New | Crossload | Electricity | QC | Dispatch-Crossload | VOM | 0 | [6 empty] | 0.73069 | 0
LCP_Inputs_ON_Electric_IEA_2023_05_05 | 2028 | O/CCGT - H2 New | Crossload | Electricity | WC | Dispatch-Crossload | EmissionsCost | 0 | [6 empty] | 0.73069 | 0
LCP_Inputs_ON_Electric_IEA_2023_05_05 | 2028 | O/CCGT - H2 New | Crossload | Electricity | WC | Dispatch-Crossload | FuelCost | 0 | [6 empty] | 0.73069 | 0
LCP_Inputs_ON_Electric_IEA_2023_05_05 | 2028 | O/CCGT - H2 New | Crossload | Electricity | WC | Dispatch-Crossload | VOM | 0 | [6 empty] | 0.73069 | 0
LCP_Inputs_ON_Electric_IEA_2023_05_05 | 2028 | SMR CCS | Generation | Hydrogen | MI | Dispatch-Generation | EmissionsCost | 0 | [6 empty] | 0.73069 | 0
LCP_Inputs_ON_Electric_IEA_2023_05_05 | 2028 | SMR CCS | Generation | Hydrogen | MI | Dispatch-Generation | FuelCost | 0 | [6 empty] | 0.73069 | 0
LCP_Inputs_ON_Electric_IEA_2023_05_05 | 2028 | SMR CCS | Generation | Hydrogen | MI | Dispatch-Generation | VOM | 0 | [6 empty] | 0.73069 | 0
LCP_Inputs_ON_Electric_IEA_2023_05_05 | 2028 | SMR CCS | Generation | Hydrogen | NY | Dispatch-Generation | EmissionsCost | 0 | [6 empty] | 0.73069 | 0
LCP_Inputs_ON_Electric_IEA_2023_05_05 | 2028 | SMR CCS | Generation | Hydrogen | NY | Dispatch-Generation | FuelCost | 0 | [6 empty] | 0.73069 | 0
LCP_Inputs_ON_Electric_IEA_2023_05_05 | 2028 | SMR CCS | Generation | Hydrogen | NY | Dispatch-Generation | VOM | 0 | [6 empty] | 0.73069 | 0
LCP_Inputs_ON_Electric_IEA_2023_05_05 | 2028 | SMR CCS | Generation | Hydrogen | ON | Dispatch-Generation | EmissionsCost | 0 | [6 empty] | 0.73069 | 0
LCP_Inputs_ON_Electric_IEA_2023_05_05 | 2028 | SMR CCS | Generation | Hydrogen | ON | Dispatch-Generation | FuelCost | 0 | [6 empty] | 0.73069 | 0
LCP_Inputs_ON_Electric_IEA_2023_05_05 | 2028 | SMR CCS | Generation | Hydrogen | ON | Dispatch-Generation | VOM | 0 | [6 empty] | 0.73069 | 0
LCP_Inputs_ON_Electric_IEA_2023_05_05 | 2028 | SMR CCS | Generation | Hydrogen | PJ | Dispatch-Generation | EmissionsCost | 0 | [6 empty] | 0.73069 | 0
LCP_Inputs_ON_Electric_IEA_2023_05_05 | 2028 | SMR CCS | Generation | Hydrogen | PJ | Dispatch-Generation | FuelCost | 0 | [6 empty] | 0.73069 | 0
LCP_Inputs_ON_Electric_IEA_2023_05_05 | 2028 | SMR CCS | Generation | Hydrogen | PJ | Dispatch-Generation | VOM | 0 | [6 empty] | 0.73069 | 0
LCP_Inputs_ON_Electric_IEA_2023_05_05 | 2028 | SMR CCS | Generation | Hydrogen | QC | Dispatch-Generation | EmissionsCost | 0 | [6 empty] | 0.73069 | 0
LCP_Inputs_ON_Electric_IEA_2023_05_05 | 2028 | SMR CCS | Generation | Hydrogen | QC | Dispatch-Generation | FuelCost | 0 | [6 empty] | 0.73069 | 0
LCP_Inputs_ON_Electric_IEA_2023_05_05 | 2028 | SMR CCS | Generation | Hydrogen | QC | Dispatch-Generation | VOM | 0 | [6 empty] | 0.73069 | 0
LCP_Inputs_ON_Electric_IEA_2023_05_05 | 2028 | SMR CCS | Generation | Hydrogen | WC | Dispatch-Generation | EmissionsCost | 0 | [6 empty] | 0.73069 | 0
LCP_Inputs_ON_Electric_IEA_2023_05_05 | 2028 | SMR CCS | Generation | Hydrogen | WC | Dispatch-Generation | FuelCost | 0 | [6 empty] | 0.73069 | 0
LCP_Inputs_ON_Electric_IEA_2023_05_05 | 2028 | SMR CCS | Generation | Hydrogen | WC | Dispatch-Generation | VOM | 0 | [6 empty] | 0.73069 | 0
LCP_Inputs_ON_Electric_IEA_2023_05_05 | 2028 | Solar PV | Generation | Electricity | MI | Dispatch-Generation | EmissionsCost | 0 | [6 empty] | 0.73069 | 0
LCP_Inputs_ON_Electric_IEA_2023_05_05 | 2028 | Solar PV | Generation | Electricity | MI | Dispatch-Generation | FuelCost | 0 | [6 empty] | 0.73069 | 0
LCP_Inputs_ON_Electric_IEA_2023_05_05 | 2028 | Solar PV | Generation | Electricity | MI | Dispatch-Generation | VOM | 0 | [6 empty] | 0.73069 | 0
LCP_Inputs_ON_Electric_IEA_2023_05_05 | 2028 | Solar PV | Generation | Electricity | NY | Dispatch-Generation | EmissionsCost | 0 | [6 empty] | 0.73069 | 0
LCP_Inputs_ON_Electric_IEA_2023_05_05 | 2028 | Solar PV | Generation | Electricity | NY | Dispatch-Generation | FuelCost | 0 | [6 empty] | 0.73069 | 0
LCP_Inputs_ON_Electric_IEA_2023_05_05 | 2028 | Solar PV | Generation | Electricity | NY | Dispatch-Generation | VOM | 0 | [6 empty] | 0.73069 | 0
LCP_Inputs_ON_Electric_IEA_2023_05_05 | 2028 | Solar PV | Generation | Electricity | ON | Dispatch-Generation | EmissionsCost | 0 | [6 empty] | 0.73069 | 0
LCP_Inputs_ON_Electric_IEA_2023_05_05 | 2028 | Solar PV | Generation | Electricity | ON | Dispatch-Generation | FuelCost | 0 | [6 empty] | 0.73069 | 0
LCP_Inputs_ON_Electric_IEA_2023_05_05 | 2028 | Solar PV | Generation | Electricity | ON | Dispatch-Generation | VOM | 0 | [6 empty] | 0.73069 | 0
LCP_Inputs_ON_Electric_IEA_2023_05_05 | 2028 | Solar PV | Generation | Electricity | PJ | Dispatch-Generation | EmissionsCost | 0 | [6 empty] | 0.73069 | 0
LCP_Inputs_ON_Electric_IEA_2023_05_05 | 2028 | Solar PV | Generation | Electricity | PJ | Dispatch-Generation | FuelCost | 0 | [6 empty] | 0.73069 | 0
LCP_Inputs_ON_Electric_IEA_2023_05_05 | 2028 | Solar PV | Generation | Electricity | PJ | Dispatch-Generation | VOM | 0 | [6 empty] | 0.73069 | 0
LCP_Inputs_ON_Electric_IEA_2023_05_05 | 2028 | Solar PV | Generation | Electricity | QC | Dispatch-Generation | EmissionsCost | 0 | [6 empty] | 0.73069 | 0
LCP_Inputs_ON_Electric_IEA_2023_05_05 | 2028 | Solar PV | Generation | Electricity | QC | Dispatch-Generation | FuelCost | 0 | [6 empty] | 0.73069 | 0
LCP_Inputs_ON_Electric_IEA_2023_05_05 | 2028 | Solar PV | Generation | Electricity | QC | Dispatch-Generation | VOM | 0 | [6 empty] | 0.73069 | 0
LCP_Inputs_ON_Electric_IEA_2023_05_05 | 2028 | Solar PV | Generation | Electricity | WC | Dispatch-Generation | EmissionsCost | 0 | [6 empty] | 0.73069 | 0
LCP_Inputs_ON_Electric_IEA_2023_05_05 | 2028 | Solar PV | Generation | Electricity | WC | Dispatch-Generation | FuelCost | 0 | [6 empty] | 0.73069 | 0
LCP_Inputs_ON_Electric_IEA_2023_05_05 | 2028 | Solar PV | Generation | Electricity | WC | Dispatch-Generation | VOM | 0 | [6 empty] | 0.73069 | 0
LCP_Inputs_ON_Electric_IEA_2023_05_05 | 2028 | Wind Offshore | Generation | Electricity | MI | Dispatch-Generation | EmissionsCost | 0 | [6 empty] | 0.73069 | 0
LCP_Inputs_ON_Electric_IEA_2023_05_05 | 2028 | Wind Offshore | Generation | Electricity | MI | Dispatch-Generation | FuelCost | 0 | [6 empty] | 0.73069 | 0
LCP_Inputs_ON_Electric_IEA_2023_05_05 | 2028 | Wind Offshore | Generation | Electricity | MI | Dispatch-Generation | VOM | 0 | [6 empty] | 0.73069 | 0
LCP_Inputs_ON_Electric_IEA_2023_05_05 | 2028 | Wind Offshore | Generation | Electricity | NY | Dispatch-Generation | EmissionsCost | 0 | [6 empty] | 0.73069 | 0
LCP_Inputs_ON_Electric_IEA_2023_05_05 | 2028 | Wind Offshore | Generation | Electricity | NY | Dispatch-Generation | FuelCost | 0 | [6 empty] | 0.73069 | 0
LCP_Inputs_ON_Electric_IEA_2023_05_05 | 2028 | Wind Offshore | Generation | Electricity | NY | Dispatch-Generation | VOM | 0 | [6 empty] | 0.73069 | 0
LCP_Inputs_ON_Electric_IEA_2023_05_05 | 2028 | Wind Offshore | Generation | Electricity | ON | Dispatch-Generation | EmissionsCost | 0 | [6 empty] | 0.73069 | 0
LCP_Inputs_ON_Electric_IEA_2023_05_05 | 2028 | Wind Offshore | Generation | Electricity | ON | Dispatch-Generation | FuelCost | 0 | [6 empty] | 0.73069 | 0
LCP_Inputs_ON_Electric_IEA_2023_05_05 | 2028 | Wind Offshore | Generation | Electricity | ON | Dispatch-Generation | VOM | 0 | [6 empty] | 0.73069 | 0
LCP_Inputs_ON_Electric_IEA_2023_05_05 | 2028 | Wind Offshore | Generation | Electricity | PJ | Dispatch-Generation | EmissionsCost | 0 | [6 empty] | 0.73069 | 0
LCP_Inputs_ON_Electric_IEA_2023_05_05 | 2028 | Wind Offshore | Generation | Electricity | PJ | Dispatch-Generation | FuelCost | 0 | [6 empty] | 0.73069 | 0
LCP_Inputs_ON_Electric_IEA_2023_05_05 | 2028 | Wind Offshore | Generation | Electricity | PJ | Dispatch-Generation | VOM | 0 | [6 empty] | 0.73069 | 0
LCP_Inputs_ON_Electric_IEA_2023_05_05 | 2028 | Wind Offshore | Generation | Electricity | QC | Dispatch-Generation | EmissionsCost | 0 | [6 empty] | 0.73069 | 0
LCP_Inputs_ON_Electric_IEA_2023_05_05 | 2028 | Wind Offshore | Generation | Electricity | QC | Dispatch-Generation | FuelCost | 0 | [6 empty] | 0.73069 | 0
LCP_Inputs_ON_Electric_IEA_2023_05_05 | 2028 | Wind Offshore | Generation | Electricity | QC | Dispatch-Generation | VOM | 0 | [6 empty] | 0.73069 | 0
LCP_Inputs_ON_Electric_IEA_2023_05_05 | 2028 | Wind Offshore | Generation | Electricity | WC | Dispatch-Generation | EmissionsCost | 0 | [6 empty] | 0.73069 | 0
LCP_Inputs_ON_Electric_IEA_2023_05_05 | 2028 | Wind Offshore | Generation | Electricity | WC | Dispatch-Generation | FuelCost | 0 | [6 empty] | 0.73069 | 0
LCP_Inputs_ON_Electric_IEA_2023_05_05 | 2028 | Wind Offshore | Generation | Electricity | WC | Dispatch-Generation | VOM | 0 | [6 empty] | 0.73069 | 0
LCP_Inputs_ON_Electric_IEA_2023_05_05 | 2028 | Wind Onshore | Generation | Electricity | MI | Dispatch-Generation | EmissionsCost | 0 | [6 empty] | 0.73069 | 0
LCP_Inputs_ON_Electric_IEA_2023_05_05 | 2028 | Wind Onshore | Generation | Electricity | MI | Dispatch-Generation | FuelCost | 0 | [6 empty] | 0.73069 | 0
LCP_Inputs_ON_Electric_IEA_2023_05_05 | 2028 | Wind Onshore | Generation | Electricity | MI | Dispatch-Generation | VOM | 0 | [6 empty] | 0.73069 | 0
LCP_Inputs_ON_Electric_IEA_2023_05_05 | 2028 | Wind Onshore | Generation | Electricity | NY | Dispatch-Generation | EmissionsCost | 0 | [6 empty] | 0.73069 | 0
LCP_Inputs_ON_Electric_IEA_2023_05_05 | 2028 | Wind Onshore | Generation | Electricity | NY | Dispatch-Generation | FuelCost | 0 | [6 empty] | 0.73069 | 0
LCP_Inputs_ON_Electric_IEA_2023_05_05 | 2028 | Wind Onshore | Generation | Electricity | NY | Dispatch-Generation | VOM | 0 | [6 empty] | 0.73069 | 0
LCP_Inputs_ON_Electric_IEA_2023_05_05 | 2028 | Wind Onshore | Generation | Electricity | ON | Dispatch-Generation | EmissionsCost | 0 | [6 empty] | 0.73069 | 0
LCP_Inputs_ON_Electric_IEA_2023_05_05 | 2028 | Wind Onshore | Generation | Electricity | ON | Dispatch-Generation | FuelCost | 0 | [6 empty] | 0.73069 | 0
LCP_Inputs_ON_Electric_IEA_2023_05_05 | 2028 | Wind Onshore | Generation | Electricity | ON | Dispatch-Generation | VOM | 0 | [6 empty] | 0.73069 | 0
LCP_Inputs_ON_Electric_IEA_2023_05_05 | 2028 | Wind Onshore | Generation | Electricity | PJ | Dispatch-Generation | EmissionsCost | 0 | [6 empty] | 0.73069 | 0
LCP_Inputs_ON_Electric_IEA_2023_05_05 | 2028 | Wind Onshore | Generation | Electricity | PJ | Dispatch-Generation | FuelCost | 0 | [6 empty] | 0.73069 | 0
LCP_Inputs_ON_Electric_IEA_2023_05_05 | 2028 | Wind Onshore | Generation | Electricity | PJ | Dispatch-Generation | VOM | 0 | [6 empty] | 0.73069 | 0
LCP_Inputs_ON_Electric_IEA_2023_05_05 | 2028 | Wind Onshore | Generation | Electricity | QC | Dispatch-Generation | EmissionsCost | 0 | [6 empty] | 0.73069 | 0
LCP_Inputs_ON_Electric_IEA_2023_05_05 | 2028 | Wind Onshore | Generation | Electricity | QC | Dispatch-Generation | FuelCost | 0 | [6 empty] | 0.73069 | 0
LCP_Inputs_ON_Electric_IEA_2023_05_05 | 2028 | Wind Onshore | Generation | Electricity | QC | Dispatch-Generation | VOM | 0 | [6 empty] | 0.73069 | 0
LCP_Inputs_ON_Electric_IEA_2023_05_05 | 2028 | Wind Onshore | Generation | Electricity | WC | Dispatch-Generation | EmissionsCost | 0 | [6 empty] | 0.73069 | 0
LCP_Inputs_ON_Electric_IEA_2023_05_05 | 2028 | Wind Onshore | Generation | Electricity | WC | Dispatch-Generation | FuelCost | 0 | [6 empty] | 0.73069 | 0
LCP_Inputs_ON_Electric_IEA_2023_05_05 | 2028 | Wind Onshore | Generation | Electricity | WC | Dispatch-Generation | VOM | 0 | [6 empty] | 0.73069 | 0
LCP_Inputs_ON_Electric_IEA_2023_05_05 | 2029 | Anaerobic Digestion | Generation | Methane | MI | Dispatch-Generation | EmissionsCost | 0 | [6 empty] | 0.70259 | 0
LCP_Inputs_ON_Electric_IEA_2023_05_05 | 2029 | Anaerobic Digestion | Generation | Methane | MI | Dispatch-Generation | FuelCost | 0 | [6 empty] | 0.70259 | 0
LCP_Inputs_ON_Electric_IEA_2023_05_05 | 2029 | Anaerobic Digestion | Generation | Methane | MI | Dispatch-Generation | VOM | 0 | [6 empty] | 0.70259 | 0
LCP_Inputs_ON_Electric_IEA_2023_05_05 | 2029 | Anaerobic Digestion | Generation | Methane | NY | Dispatch-Generation | EmissionsCost | 0 | [6 empty] | 0.70259 | 0
LCP_Inputs_ON_Electric_IEA_2023_05_05 | 2029 | Anaerobic Digestion | Generation | Methane | NY | Dispatch-Generation | FuelCost | 0 | [6 empty] | 0.70259 | 0
LCP_Inputs_ON_Electric_IEA_2023_05_05 | 2029 | Anaerobic Digestion | Generation | Methane | NY | Dispatch-Generation | VOM | 0 | [6 empty] | 0.70259 | 0
LCP_Inputs_ON_Electric_IEA_2023_05_05 | 2029 | Anaerobic Digestion | Generation | Methane | ON | Dispatch-Generation | EmissionsCost | 0 | [6 empty] | 0.70259 | 0
LCP_Inputs_ON_Electric_IEA_2023_05_05 | 2029 | Anaerobic Digestion | Generation | Methane | ON | Dispatch-Generation | FuelCost | 0 | [6 empty] | 0.70259 | 0
LCP_Inputs_ON_Electric_IEA_2023_05_05 | 2029 | Anaerobic Digestion | Generation | Methane | ON | Dispatch-Generation | VOM | 0 | [6 empty] | 0.70259 | 0
LCP_Inputs_ON_Electric_IEA_2023_05_05 | 2029 | Anaerobic Digestion | Generation | Methane | PJ | Dispatch-Generation | EmissionsCost | 0 | [6 empty] | 0.70259 | 0
LCP_Inputs_ON_Electric_IEA_2023_05_05 | 2029 | Anaerobic Digestion | Generation | Methane | PJ | Dispatch-Generation | FuelCost | 0 | [6 empty] | 0.70259 | 0
LCP_Inputs_ON_Electric_IEA_2023_05_05 | 2029 | Anaerobic Digestion | Generation | Methane | PJ | Dispatch-Generation | VOM | 0 | [6 empty] | 0.70259 | 0
LCP_Inputs_ON_Electric_IEA_2023_05_05 | 2029 | Anaerobic Digestion | Generation | Methane | QC | Dispatch-Generation | EmissionsCost | 0 | [6 empty] | 0.70259 | 0
LCP_Inputs_ON_Electric_IEA_2023_05_05 | 2029 | Anaerobic Digestion | Generation | Methane | QC | Dispatch-Generation | FuelCost | 0 | [6 empty] | 0.70259 | 0
LCP_Inputs_ON_Electric_IEA_2023_05_05 | 2029 | Anaerobic Digestion | Generation | Methane | QC | Dispatch-Generation | VOM | 0 | [6 empty] | 0.70259 | 0
LCP_Inputs_ON_Electric_IEA_2023_05_05 | 2029 | Anaerobic Digestion | Generation | Methane | WC | Dispatch-Generation | EmissionsCost | 0 | [6 empty] | 0.70259 | 0
LCP_Inputs_ON_Electric_IEA_2023_05_05 | 2029 | Anaerobic Digestion | Generation | Methane | WC | Dispatch-Generation | FuelCost | 0 | [6 empty] | 0.70259 | 0
LCP_Inputs_ON_Electric_IEA_2023_05_05 | 2029 | Anaerobic Digestion | Generation | Methane | WC | Dispatch-Generation | VOM | 0 | [6 empty] | 0.70259 | 0
LCP_Inputs_ON_Electric_IEA_2023_05_05 | 2029 | Battery Storage | Storage | Electricity | MI | Dispatch-Storage | EmissionsCost | 0 | [6 empty] | 0.70259 | 0
LCP_Inputs_ON_Electric_IEA_2023_05_05 | 2029 | Battery Storage | Storage | Electricity | MI | Dispatch-Storage | FuelCost | 0 | [6 empty] | 0.70259 | 0
LCP_Inputs_ON_Electric_IEA_2023_05_05 | 2029 | Battery Storage | Storage | Electricity | MI | Dispatch-Storage | VOM | 0 | [6 empty] | 0.70259 | 0
LCP_Inputs_ON_Electric_IEA_2023_05_05 | 2029 | Battery Storage | Storage | Electricity | NY | Dispatch-Storage | EmissionsCost | 0 | [6 empty] | 0.70259 | 0
LCP_Inputs_ON_Electric_IEA_2023_05_05 | 2029 | Battery Storage | Storage | Electricity | NY | Dispatch-Storage | FuelCost | 0 | [6 empty] | 0.70259 | 0
LCP_Inputs_ON_Electric_IEA_2023_05_05 | 2029 | Battery Storage | Storage | Electricity | NY | Dispatch-Storage | VOM | 0 | [6 empty] | 0.70259 | 0
LCP_Inputs_ON_Electric_IEA_2023_05_05 | 2029 | Battery Storage | Storage | Electricity | ON | Dispatch-Storage | EmissionsCost | 0 | [6 empty] | 0.70259 | 0
LCP_Inputs_ON_Electric_IEA_2023_05_05 | 2029 | Battery Storage | Storage | Electricity | ON | Dispatch-Storage | FuelCost | 0 | [6 empty] | 0.70259 | 0
LCP_Inputs_ON_Electric_IEA_2023_05_05 | 2029 | Battery Storage | Storage | Electricity | ON | Dispatch-Storage | VOM | 0 | [6 empty] | 0.70259 | 0
LCP_Inputs_ON_Electric_IEA_2023_05_05 | 2029 | Battery Storage | Storage | Electricity | PJ | Dispatch-Storage | EmissionsCost | 0 | [6 empty] | 0.70259 | 0
LCP_Inputs_ON_Electric_IEA_2023_05_05 | 2029 | Battery Storage | Storage | Electricity | PJ | Dispatch-Storage | FuelCost | 0 | [6 empty] | 0.70259 | 0
LCP_Inputs_ON_Electric_IEA_2023_05_05 | 2029 | Battery Storage | Storage | Electricity | PJ | Dispatch-Storage | VOM | 0 | [6 empty] | 0.70259 | 0
LCP_Inputs_ON_Electric_IEA_2023_05_05 | 2029 | Battery Storage | Storage | Electricity | QC | Dispatch-Storage | EmissionsCost | 0 | [6 empty] | 0.70259 | 0
LCP_Inputs_ON_Electric_IEA_2023_05_05 | 2029 | Battery Storage | Storage | Electricity | QC | Dispatch-Storage | FuelCost | 0 | [6 empty] | 0.70259 | 0
LCP_Inputs_ON_Electric_IEA_2023_05_05 | 2029 | Battery Storage | Storage | Electricity | QC | Dispatch-Storage | VOM | 0 | [6 empty] | 0.70259 | 0
LCP_Inputs_ON_Electric_IEA_2023_05_05 | 2029 | Battery Storage | Storage | Electricity | WC | Dispatch-Storage | EmissionsCost | 0 | [6 empty] | 0.70259 | 0
LCP_Inputs_ON_Electric_IEA_2023_05_05 | 2029 | Battery Storage | Storage | Electricity | WC | Dispatch-Storage | FuelCost | 0 | [6 empty] | 0.70259 | 0
LCP_Inputs_ON_Electric_IEA_2023_05_05 | 2029 | Battery Storage | Storage | Electricity | WC | Dispatch-Storage | VOM | 0 | [6 empty] | 0.70259 | 0
LCP_Inputs_ON_Electric_IEA_2023_05_05 | 2029 | Biomass | Generation | Electricity | MI | Dispatch-Generation | EmissionsCost | 0 | [6 empty] | 0.70259 | 0
LCP_Inputs_ON_Electric_IEA_2023_05_05 | 2029 | Biomass | Generation | Electricity | MI | Dispatch-Generation | FuelCost | 0 | [6 empty] | 0.70259 | 0
LCP_Inputs_ON_Electric_IEA_2023_05_05 | 2029 | Biomass | Generation | Electricity | MI | Dispatch-Generation | VOM | 0 | [6 empty] | 0.70259 | 0
LCP_Inputs_ON_Electric_IEA_2023_05_05 | 2029 | Biomass | Generation | Electricity | NY | Dispatch-Generation | EmissionsCost | 0 | [6 empty] | 0.70259 | 0
LCP_Inputs_ON_Electric_IEA_2023_05_05 | 2029 | Biomass | Generation | Electricity | NY | Dispatch-Generation | FuelCost | 0 | [6 empty] | 0.70259 | 0
LCP_Inputs_ON_Electric_IEA_2023_05_05 | 2029 | Biomass | Generation | Electricity | NY | Dispatch-Generation | VOM | 0 | [6 empty] | 0.70259 | 0
LCP_Inputs_ON_Electric_IEA_2023_05_05 | 2029 | Biomass | Generation | Electricity | ON | Dispatch-Generation | EmissionsCost | 0 | [6 empty] | 0.70259 | 0
LCP_Inputs_ON_Electric_IEA_2023_05_05 | 2029 | Biomass | Generation | Electricity | ON | Dispatch-Generation | FuelCost | 0 | [6 empty] | 0.70259 | 0
LCP_Inputs_ON_Electric_IEA_2023_05_05 | 2029 | Biomass | Generation | Electricity | ON | Dispatch-Generation | VOM | 0 | [6 empty] | 0.70259 | 0
LCP_Inputs_ON_Electric_IEA_2023_05_05 | 2029 | Biomass | Generation | Electricity | PJ | Dispatch-Generation | EmissionsCost | 0 | [6 empty] | 0.70259 | 0
LCP_Inputs_ON_Electric_IEA_2023_05_05 | 2029 | Biomass | Generation | Electricity | PJ | Dispatch-Generation | FuelCost | 0 | [6 empty] | 0.70259 | 0
LCP_Inputs_ON_Electric_IEA_2023_05_05 | 2029 | Biomass | Generation | Electricity | PJ | Dispatch-Generation | VOM | 0 | [6 empty] | 0.70259 | 0
LCP_Inputs_ON_Electric_IEA_2023_05_05 | 2029 | Biomass | Generation | Electricity | QC | Dispatch-Generation | EmissionsCost | 0 | [6 empty] | 0.70259 | 0
LCP_Inputs_ON_Electric_IEA_2023_05_05 | 2029 | Biomass | Generation | Electricity | QC | Dispatch-Generation | FuelCost | 0 | [6 empty] | 0.70259 | 0
LCP_Inputs_ON_Electric_IEA_2023_05_05 | 2029 | Biomass | Generation | Electricity | QC | Dispatch-Generation | VOM | 0 | [6 empty] | 0.70259 | 0
LCP_Inputs_ON_Electric_IEA_2023_05_05 | 2029 | Biomass | Generation | Electricity | WC | Dispatch-Generation | EmissionsCost | 0 | [6 empty] | 0.70259 | 0
LCP_Inputs_ON_Electric_IEA_2023_05_05 | 2029 | Biomass | Generation | Electricity | WC | Dispatch-Generation | FuelCost | 0 | [6 empty] | 0.70259 | 0
LCP_Inputs_ON_Electric_IEA_2023_05_05 | 2029 | Biomass | Generation | Electricity | WC | Dispatch-Generation | VOM | 0 | [6 empty] | 0.70259 | 0
LCP_Inputs_ON_Electric_IEA_2023_05_05 | 2029 | Biomass + CCS | Generation | Electricity | MI | Dispatch-Generation | EmissionsCost | 0 | [6 empty] | 0.70259 | 0
LCP_Inputs_ON_Electric_IEA_2023_05_05 | 2029 | Biomass + CCS | Generation | Electricity | MI | Dispatch-Generation | FuelCost | 0 | [6 empty] | 0.70259 | 0
LCP_Inputs_ON_Electric_IEA_2023_05_05 | 2029 | Biomass + CCS | Generation | Electricity | MI | Dispatch-Generation | VOM | 0 | [6 empty] | 0.70259 | 0
LCP_Inputs_ON_Electric_IEA_2023_05_05 | 2029 | Biomass + CCS | Generation | Electricity | NY | Dispatch-Generation | EmissionsCost | 0 | [6 empty] | 0.70259 | 0
LCP_Inputs_ON_Electric_IEA_2023_05_05 | 2029 | Biomass + CCS | Generation | Electricity | NY | Dispatch-Generation | FuelCost | 0 | [6 empty] | 0.70259 | 0
LCP_Inputs_ON_Electric_IEA_2023_05_05 | 2029 | Biomass + CCS | Generation | Electricity | NY | Dispatch-Generation | VOM | 0 | [6 empty] | 0.70259 | 0
LCP_Inputs_ON_Electric_IEA_2023_05_05 | 2029 | Biomass + CCS | Generation | Electricity | ON | Dispatch-Generation | EmissionsCost | 0 | [6 empty] | 0.70259 | 0
LCP_Inputs_ON_Electric_IEA_2023_05_05 | 2029 | Biomass + CCS | Generation | Electricity | ON | Dispatch-Generation | FuelCost | 0 | [6 empty] | 0.70259 | 0
LCP_Inputs_ON_Electric_IEA_2023_05_05 | 2029 | Biomass + CCS | Generation | Electricity | ON | Dispatch-Generation | VOM | 0 | [6 empty] | 0.70259 | 0
LCP_Inputs_ON_Electric_IEA_2023_05_05 | 2029 | Biomass + CCS | Generation | Electricity | PJ | Dispatch-Generation | EmissionsCost | 0 | [6 empty] | 0.70259 | 0
LCP_Inputs_ON_Electric_IEA_2023_05_05 | 2029 | Biomass + CCS | Generation | Electricity | PJ | Dispatch-Generation | FuelCost | 0 | [6 empty] | 0.70259 | 0
LCP_Inputs_ON_Electric_IEA_2023_05_05 | 2029 | Biomass + CCS | Generation | Electricity | PJ | Dispatch-Generation | VOM | 0 | [6 empty] | 0.70259 | 0
LCP_Inputs_ON_Electric_IEA_2023_05_05 | 2029 | Biomass + CCS | Generation | Electricity | QC | Dispatch-Generation | EmissionsCost | 0 | [6 empty] | 0.70259 | 0
LCP_Inputs_ON_Electric_IEA_2023_05_05 | 2029 | Biomass + CCS | Generation | Electricity | QC | Dispatch-Generation | FuelCost | 0 | [6 empty] | 0.70259 | 0
LCP_Inputs_ON_Electric_IEA_2023_05_05 | 2029 | Biomass + CCS | Generation | Electricity | QC | Dispatch-Generation | VOM | 0 | [6 empty] | 0.70259 | 0
LCP_Inputs_ON_Electric_IEA_2023_05_05 | 2029 | Biomass + CCS | Generation | Electricity | WC | Dispatch-Generation | EmissionsCost | 0 | [6 empty] | 0.70259 | 0
LCP_Inputs_ON_Electric_IEA_2023_05_05 | 2029 | Biomass + CCS | Generation | Electricity | WC | Dispatch-Generation | FuelCost | 0 | [6 empty] | 0.70259 | 0
LCP_Inputs_ON_Electric_IEA_2023_05_05 | 2029 | Biomass + CCS | Generation | Electricity | WC | Dispatch-Generation | VOM | 0 | [6 empty] | 0.70259 | 0
LCP_Inputs_ON_Electric_IEA_2023_05_05 | 2029 | CH4 + CCS | Generation | Methane | MI | Dispatch-Generation | EmissionsCost | 0 | [6 empty] | 0.70259 | 0
LCP_Inputs_ON_Electric_IEA_2023_05_05 | 2029 | CH4 + CCS | Generation | Methane | MI | Dispatch-Generation | FuelCost | 0 | [6 empty] | 0.70259 | 0
LCP_Inputs_ON_Electric_IEA_2023_05_05 | 2029 | CH4 + CCS | Generation | Methane | MI | Dispatch-Generation | VOM | 0 | [6 empty] | 0.70259 | 0
LCP_Inputs_ON_Electric_IEA_2023_05_05 | 2029 | CH4 + CCS | Generation | Methane | NY | Dispatch-Generation | EmissionsCost | 0 | [6 empty] | 0.70259 | 0
LCP_Inputs_ON_Electric_IEA_2023_05_05 | 2029 | CH4 + CCS | Generation | Methane | NY | Dispatch-Generation | FuelCost | 0 | [6 empty] | 0.70259 | 0
LCP_Inputs_ON_Electric_IEA_2023_05_05 | 2029 | CH4 + CCS | Generation | Methane | NY | Dispatch-Generation | VOM | 0 | [6 empty] | 0.70259 | 0
LCP_Inputs_ON_Electric_IEA_2023_05_05 | 2029 | CH4 + CCS | Generation | Methane | ON | Dispatch-Generation | EmissionsCost | 0 | [6 empty] | 0.70259 | 0
LCP_Inputs_ON_Electric_IEA_2023_05_05 | 2029 | CH4 + CCS | Generation | Methane | ON | Dispatch-Generation | FuelCost | 0 | [6 empty] | 0.70259 | 0
LCP_Inputs_ON_Electric_IEA_2023_05_05 | 2029 | CH4 + CCS | Generation | Methane | ON | Dispatch-Generation | VOM | 0 | [6 empty] | 0.70259 | 0
LCP_Inputs_ON_Electric_IEA_2023_05_05 | 2029 | CH4 + CCS | Generation | Methane | PJ | Dispatch-Generation | EmissionsCost | 0 | [6 empty] | 0.70259 | 0
LCP_Inputs_ON_Electric_IEA_2023_05_05 | 2029 | CH4 + CCS | Generation | Methane | PJ | Dispatch-Generation | FuelCost | 0 | [6 empty] | 0.70259 | 0
LCP_Inputs_ON_Electric_IEA_2023_05_05 | 2029 | CH4 + CCS | Generation | Methane | PJ | Dispatch-Generation | VOM | 0 | [6 empty] | 0.70259 | 0
LCP_Inputs_ON_Electric_IEA_2023_05_05 | 2029 | CH4 + CCS | Generation | Methane | QC | Dispatch-Generation | EmissionsCost | 0 | [6 empty] | 0.70259 | 0
LCP_Inputs_ON_Electric_IEA_2023_05_05 | 2029 | CH4 + CCS | Generation | Methane | QC | Dispatch-Generation | FuelCost | 0 | [6 empty] | 0.70259 | 0
LCP_Inputs_ON_Electric_IEA_2023_05_05 | 2029 | CH4 + CCS | Generation | Methane | QC | Dispatch-Generation | VOM | 0 | [6 empty] | 0.70259 | 0
LCP_Inputs_ON_Electric_IEA_2023_05_05 | 2029 | CH4 + CCS | Generation | Methane | WC | Dispatch-Generation | EmissionsCost | 0 | [6 empty] | 0.70259 | 0
LCP_Inputs_ON_Electric_IEA_2023_05_05 | 2029 | CH4 + CCS | Generation | Methane | WC | Dispatch-Generation | FuelCost | 0 | [6 empty] | 0.70259 | 0
LCP_Inputs_ON_Electric_IEA_2023_05_05 | 2029 | CH4 + CCS | Generation | Methane | WC | Dispatch-Generation | VOM | 0 | [6 empty] | 0.70259 | 0
LCP_Inputs_ON_Electric_IEA_2023_05_05 | 2029 | CH4 Import - NY 2020 | Import | Methane | MI | Dispatch-Import | EmissionsCost | 0 | [6 empty] | 0.70259 | 0
LCP_Inputs_ON_Electric_IEA_2023_05_05 | 2029 | CH4 Import - NY 2020 | Import | Methane | MI | Dispatch-Import | FuelCost | 0 | [6 empty] | 0.70259 | 0
LCP_Inputs_ON_Electric_IEA_2023_05_05 | 2029 | CH4 Import - NY 2020 | Import | Methane | MI | Dispatch-Import | VOM | 0 | [6 empty] | 0.70259 | 0
LCP_Inputs_ON_Electric_IEA_2023_05_05 | 2029 | CH4 Import - NY 2020 | Import | Methane | NY | Dispatch-Import | EmissionsCost | 282343065.1873 | [6 empty] | 0.70259 | 198370492.4832
LCP_Inputs_ON_Electric_IEA_2023_05_05 | 2029 | CH4 Import - NY 2020 | Import | Methane | NY | Dispatch-Import | FuelCost | 407790143.0843 | [6 empty] | 0.70259 | 286507945.4308
LCP_Inputs_ON_Electric_IEA_2023_05_05 | 2029 | CH4 Import - NY 2020 | Import | Methane | NY | Dispatch-Import | VOM | 0 | [6 empty] | 0.70259 | 0
LCP_Inputs_ON_Electric_IEA_2023_05_05 | 2029 | CH4 Import - NY 2020 | Import | Methane | ON | Dispatch-Import | EmissionsCost | 0 | [6 empty] | 0.70259 | 0
LCP_Inputs_ON_Electric_IEA_2023_05_05 | 2029 | CH4 Import - NY 2020 | Import | Methane | ON | Dispatch-Import | FuelCost | 0 | [6 empty] | 0.70259 | 0
LCP_Inputs_ON_Electric_IEA_2023_05_05 | 2029 | CH4 Import - NY 2020 | Import | Methane | ON | Dispatch-Import | VOM | 0 | [6 empty] | 0.70259 | 0
LCP_Inputs_ON_Electric_IEA_2023_05_05 | 2029 | CH4 Import - NY 2020 | Import | Methane | PJ | Dispatch-Import | EmissionsCost | 0 | [6 empty] | 0.70259 | 0
LCP_Inputs_ON_Electric_IEA_2023_05_05 | 2029 | CH4 Import - NY 2020 | Import | Methane | PJ | Dispatch-Import | FuelCost | 0 | [6 empty] | 0.70259 | 0
LCP_Inputs_ON_Electric_IEA_2023_05_05 | 2029 | CH4 Import - NY 2020 | Import | Methane | PJ | Dispatch-Import | VOM | 0 | [6 empty] | 0.70259 | 0
LCP_Inputs_ON_Electric_IEA_2023_05_05 | 2029 | CH4 Import - NY 2020 | Import | Methane | QC | Dispatch-Import | EmissionsCost | 0 | [6 empty] | 0.70259 | 0
LCP_Inputs_ON_Electric_IEA_2023_05_05 | 2029 | CH4 Import - NY 2020 | Import | Methane | QC | Dispatch-Import | FuelCost | 0 | [6 empty] | 0.70259 | 0
LCP_Inputs_ON_Electric_IEA_2023_05_05 | 2029 | CH4 Import - NY 2020 | Import | Methane | QC | Dispatch-Import | VOM | 0 | [6 empty] | 0.70259 | 0
LCP_Inputs_ON_Electric_IEA_2023_05_05 | 2029 | CH4 Import - NY 2020 | Import | Methane | WC | Dispatch-Import | EmissionsCost | 0 | [6 empty] | 0.70259 | 0
LCP_Inputs_ON_Electric_IEA_2023_05_05 | 2029 | CH4 Import - NY 2020 | Import | Methane | WC | Dispatch-Import | FuelCost | 0 | [6 empty] | 0.70259 | 0
LCP_Inputs_ON_Electric_IEA_2023_05_05 | 2029 | CH4 Import - NY 2020 | Import | Methane | WC | Dispatch-Import | VOM | 0 | [6 empty] | 0.70259 | 0
LCP_Inputs_ON_Electric_IEA_2023_05_05 | 2029 | CH4 Import - NY 2030 | Import | Methane | MI | Dispatch-Import | EmissionsCost | 0 | [6 empty] | 0.70259 | 0
LCP_Inputs_ON_Electric_IEA_2023_05_05 | 2029 | CH4 Import - NY 2030 | Import | Methane | MI | Dispatch-Import | FuelCost | 0 | [6 empty] | 0.70259 | 0
LCP_Inputs_ON_Electric_IEA_2023_05_05 | 2029 | CH4 Import - NY 2030 | Import | Methane | MI | Dispatch-Import | VOM | 0 | [6 empty] | 0.70259 | 0
LCP_Inputs_ON_Electric_IEA_2023_05_05 | 2029 | CH4 Import - NY 2030 | Import | Methane | NY | Dispatch-Import | EmissionsCost | 0 | [6 empty] | 0.70259 | 0
LCP_Inputs_ON_Electric_IEA_2023_05_05 | 2029 | CH4 Import - NY 2030 | Import | Methane | NY | Dispatch-Import | FuelCost | 0 | [6 empty] | 0.70259 | 0
LCP_Inputs_ON_Electric_IEA_2023_05_05 | 2029 | CH4 Import - NY 2030 | Import | Methane | NY | Dispatch-Import | VOM | 0 | [6 empty] | 0.70259 | 0
LCP_Inputs_ON_Electric_IEA_2023_05_05 | 2029 | CH4 Import - NY 2030 | Import | Methane | ON | Dispatch-Import | EmissionsCost | 0 | [6 empty] | 0.70259 | 0
LCP_Inputs_ON_Electric_IEA_2023_05_05 | 2029 | CH4 Import - NY 2030 | Import | Methane | ON | Dispatch-Import | FuelCost | 0 | [6 empty] | 0.70259 | 0
LCP_Inputs_ON_Electric_IEA_2023_05_05 | 2029 | CH4 Import - NY 2030 | Import | Methane | ON | Dispatch-Import | VOM | 0 | [6 empty] | 0.70259 | 0
LCP_Inputs_ON_Electric_IEA_2023_05_05 | 2029 | CH4 Import - NY 2030 | Import | Methane | PJ | Dispatch-Import | EmissionsCost | 0 | [6 empty] | 0.70259 | 0
LCP_Inputs_ON_Electric_IEA_2023_05_05 | 2029 | CH4 Import - NY 2030 | Import | Methane | PJ | Dispatch-Import | FuelCost | 0 | [6 empty] | 0.70259 | 0
LCP_Inputs_ON_Electric_IEA_2023_05_05 | 2029 | CH4 Import - NY 2030 | Import | Methane | PJ | Dispatch-Import | VOM | 0 | [6 empty] | 0.70259 | 0
LCP_Inputs_ON_Electric_IEA_2023_05_05 | 2029 | CH4 Import - NY 2030 | Import | Methane | QC | Dispatch-Import | EmissionsCost | 0 | [6 empty] | 0.70259 | 0
LCP_Inputs_ON_Electric_IEA_2023_05_05 | 2029 | CH4 Import - NY 2030 | Import | Methane | QC | Dispatch-Import | FuelCost | 0 | [6 empty] | 0.70259 | 0
LCP_Inputs_ON_Electric_IEA_2023_05_05 | 2029 | CH4 Import - NY 2030 | Import | Methane | QC | Dispatch-Import | VOM | 0 | [6 empty] | 0.70259 | 0
LCP_Inputs_ON_Electric_IEA_2023_05_05 | 2029 | CH4 Import - NY 2030 | Import | Methane | WC | Dispatch-Import | EmissionsCost | 0 | [6 empty] | 0.70259 | 0
LCP_Inputs_ON_Electric_IEA_2023_05_05 | 2029 | CH4 Import - NY 2030 | Import | Methane | WC | Dispatch-Import | FuelCost | 0 | [6 empty] | 0.70259 | 0
LCP_Inputs_ON_Electric_IEA_2023_05_05 | 2029 | CH4 Import - NY 2030 | Import | Methane | WC | Dispatch-Import | VOM | 0 | [6 empty] | 0.70259 | 0
LCP_Inputs_ON_Electric_IEA_2023_05_05 | 2029 | CH4 Import - NY 2040 | Import | Methane | MI | Dispatch-Import | EmissionsCost | 0 | [6 empty] | 0.70259 | 0
LCP_Inputs_ON_Electric_IEA_2023_05_05 | 2029 | CH4 Import - NY 2040 | Import | Methane | MI | Dispatch-Import | FuelCost | 0 | [6 empty] | 0.70259 | 0
LCP_Inputs_ON_Electric_IEA_2023_05_05 | 2029 | CH4 Import - NY 2040 | Import | Methane | MI | Dispatch-Import | VOM | 0 | [6 empty] | 0.70259 | 0
LCP_Inputs_ON_Electric_IEA_2023_05_05 | 2029 | CH4 Import - NY 2040 | Import | Methane | NY | Dispatch-Import | EmissionsCost | 0 | [6 empty] | 0.70259 | 0
LCP_Inputs_ON_Electric_IEA_2023_05_05 | 2029 | CH4 Import - NY 2040 | Import | Methane | NY | Dispatch-Import | FuelCost | 0 | [6 empty] | 0.70259 | 0
LCP_Inputs_ON_Electric_IEA_2023_05_05 | 2029 | CH4 Import - NY 2040 | Import | Methane | NY | Dispatch-Import | VOM | 0 | [6 empty] | 0.70259 | 0
LCP_Inputs_ON_Electric_IEA_2023_05_05 | 2029 | CH4 Import - NY 2040 | Import | Methane | ON | Dispatch-Import | EmissionsCost | 0 | [6 empty] | 0.70259 | 0
LCP_Inputs_ON_Electric_IEA_2023_05_05 | 2029 | CH4 Import - NY 2040 | Import | Methane | ON | Dispatch-Import | FuelCost | 0 | [6 empty] | 0.70259 | 0
LCP_Inputs_ON_Electric_IEA_2023_05_05 | 2029 | CH4 Import - NY 2040 | Import | Methane | ON | Dispatch-Import | VOM | 0 | [6 empty] | 0.70259 | 0
LCP_Inputs_ON_Electric_IEA_2023_05_05 | 2029 | CH4 Import - NY 2040 | Import | Methane | PJ | Dispatch-Import | EmissionsCost | 0 | [6 empty] | 0.70259 | 0
LCP_Inputs_ON_Electric_IEA_2023_05_05 | 2029 | CH4 Import - NY 2040 | Import | Methane | PJ | Dispatch-Import | FuelCost | 0 | [6 empty] | 0.70259 | 0
LCP_Inputs_ON_Electric_IEA_2023_05_05 | 2029 | CH4 Import - NY 2040 | Import | Methane | PJ | Dispatch-Import | VOM | 0 | [6 empty] | 0.70259 | 0
LCP_Inputs_ON_Electric_IEA_2023_05_05 | 2029 | CH4 Import - NY 2040 | Import | Methane | QC | Dispatch-Import | EmissionsCost | 0 | [6 empty] | 0.70259 | 0
LCP_Inputs_ON_Electric_IEA_2023_05_05 | 2029 | CH4 Import - NY 2040 | Import | Methane | QC | Dispatch-Import | FuelCost | 0 | [6 empty] | 0.70259 | 0
LCP_Inputs_ON_Electric_IEA_2023_05_05 | 2029 | CH4 Import - NY 2040 | Import | Methane | QC | Dispatch-Import | VOM | 0 | [6 empty] | 0.70259 | 0
LCP_Inputs_ON_Electric_IEA_2023_05_05 | 2029 | CH4 Import - NY 2040 | Import | Methane | WC | Dispatch-Import | EmissionsCost | 0 | [6 empty] | 0.70259 | 0
LCP_Inputs_ON_Electric_IEA_2023_05_05 | 2029 | CH4 Import - NY 2040 | Import | Methane | WC | Dispatch-Import | FuelCost | 0 | [6 empty] | 0.70259 | 0
LCP_Inputs_ON_Electric_IEA_2023_05_05 | 2029 | CH4 Import - NY 2040 | Import | Methane | WC | Dispatch-Import | VOM | 0 | [6 empty] | 0.70259 | 0
LCP_Inputs_ON_Electric_IEA_2023_05_05 | 2029 | CH4 Import - NY 2050 | Import | Methane | MI | Dispatch-Import | EmissionsCost | 0 | [6 empty] | 0.70259 | 0
LCP_Inputs_ON_Electric_IEA_2023_05_05 | 2029 | CH4 Import - NY 2050 | Import | Methane | MI | Dispatch-Import | FuelCost | 0 | [6 empty] | 0.70259 | 0
LCP_Inputs_ON_Electric_IEA_2023_05_05 | 2029 | CH4 Import - NY 2050 | Import | Methane | MI | Dispatch-Import | VOM | 0 | [6 empty] | 0.70259 | 0
LCP_Inputs_ON_Electric_IEA_2023_05_05 | 2029 | CH4 Import - NY 2050 | Import | Methane | NY | Dispatch-Import | EmissionsCost | 0 | [6 empty] | 0.70259 | 0
LCP_Inputs_ON_Electric_IEA_2023_05_05 | 2029 | CH4 Import - NY 2050 | Import | Methane | NY | Dispatch-Import | FuelCost | 0 | [6 empty] | 0.70259 | 0
LCP_Inputs_ON_Electric_IEA_2023_05_05 | 2029 | CH4 Import - NY 2050 | Import | Methane | NY | Dispatch-Import | VOM | 0 | [6 empty] | 0.70259 | 0
LCP_Inputs_ON_Electric_IEA_2023_05_05 | 2029 | CH4 Import - NY 2050 | Import | Methane | ON | Dispatch-Import | EmissionsCost | 0 | [6 empty] | 0.70259 | 0
LCP_Inputs_ON_Electric_IEA_2023_05_05 | 2029 | CH4 Import - NY 2050 | Import | Methane | ON | Dispatch-Import | FuelCost | 0 | [6 empty] | 0.70259 | 0
LCP_Inputs_ON_Electric_IEA_2023_05_05 | 2029 | CH4 Import - NY 2050 | Import | Methane | ON | Dispatch-Import | VOM | 0 | [6 empty] | 0.70259 | 0
LCP_Inputs_ON_Electric_IEA_2023_05_05 | 2029 | CH4 Import - NY 2050 | Import | Methane | PJ | Dispatch-Import | EmissionsCost | 0 | [6 empty] | 0.70259 | 0
LCP_Inputs_ON_Electric_IEA_2023_05_05 | 2029 | CH4 Import - NY 2050 | Import | Methane | PJ | Dispatch-Import | FuelCost | 0 | [6 empty] | 0.70259 | 0
LCP_Inputs_ON_Electric_IEA_2023_05_05 | 2029 | CH4 Import - NY 2050 | Import | Methane | PJ | Dispatch-Import | VOM | 0 | [6 empty] | 0.70259 | 0
LCP_Inputs_ON_Electric_IEA_2023_05_05 | 2029 | CH4 Import - NY 2050 | Import | Methane | QC | Dispatch-Import | EmissionsCost | 0 | [6 empty] | 0.70259 | 0
LCP_Inputs_ON_Electric_IEA_2023_05_05 | 2029 | CH4 Import - NY 2050 | Import | Methane | QC | Dispatch-Import | FuelCost | 0 | [6 empty] | 0.70259 | 0
LCP_Inputs_ON_Electric_IEA_2023_05_05 | 2029 | CH4 Import - NY 2050 | Import | Methane | QC | Dispatch-Import | VOM | 0 | [6 empty] | 0.70259 | 0
LCP_Inputs_ON_Electric_IEA_2023_05_05 | 2029 | CH4 Import - NY 2050 | Import | Methane | WC | Dispatch-Import | EmissionsCost | 0 | [6 empty] | 0.70259 | 0
LCP_Inputs_ON_Electric_IEA_2023_05_05 | 2029 | CH4 Import - NY 2050 | Import | Methane | WC | Dispatch-Import | FuelCost | 0 | [6 empty] | 0.70259 | 0
LCP_Inputs_ON_Electric_IEA_2023_05_05 | 2029 | CH4 Import - NY 2050 | Import | Methane | WC | Dispatch-Import | VOM | 0 | [6 empty] | 0.70259 | 0
LCP_Inputs_ON_Electric_IEA_2023_05_05 | 2029 | CH4 Import - WC 2020 | Import | Methane | MI | Dispatch-Import | EmissionsCost | 0 | [6 empty] | 0.70259 | 0
LCP_Inputs_ON_Electric_IEA_2023_05_05 | 2029 | CH4 Import - WC 2020 | Import | Methane | MI | Dispatch-Import | FuelCost | 0 | [6 empty] | 0.70259 | 0
LCP_Inputs_ON_Electric_IEA_2023_05_05 | 2029 | CH4 Import - WC 2020 | Import | Methane | MI | Dispatch-Import | VOM | 0 | [6 empty] | 0.70259 | 0
LCP_Inputs_ON_Electric_IEA_2023_05_05 | 2029 | CH4 Import - WC 2020 | Import | Methane | NY | Dispatch-Import | EmissionsCost | 0 | [6 empty] | 0.70259 | 0
LCP_Inputs_ON_Electric_IEA_2023_05_05 | 2029 | CH4 Import - WC 2020 | Import | Methane | NY | Dispatch-Import | FuelCost | 0 | [6 empty] | 0.70259 | 0
LCP_Inputs_ON_Electric_IEA_2023_05_05 | 2029 | CH4 Import - WC 2020 | Import | Methane | NY | Dispatch-Import | VOM | 0 | [6 empty] | 0.70259 | 0
LCP_Inputs_ON_Electric_IEA_2023_05_05 | 2029 | CH4 Import - WC 2020 | Import | Methane | ON | Dispatch-Import | EmissionsCost | 0 | [6 empty] | 0.70259 | 0
LCP_Inputs_ON_Electric_IEA_2023_05_05 | 2029 | CH4 Import - WC 2020 | Import | Methane | ON | Dispatch-Import | FuelCost | 0 | [6 empty] | 0.70259 | 0
LCP_Inputs_ON_Electric_IEA_2023_05_05 | 2029 | CH4 Import - WC 2020 | Import | Methane | ON | Dispatch-Import | VOM | 0 | [6 empty] | 0.70259 | 0
LCP_Inputs_ON_Electric_IEA_2023_05_05 | 2029 | CH4 Import - WC 2020 | Import | Methane | PJ | Dispatch-Import | EmissionsCost | 0 | [6 empty] | 0.70259 | 0
LCP_Inputs_ON_Electric_IEA_2023_05_05 | 2029 | CH4 Import - WC 2020 | Import | Methane | PJ | Dispatch-Import | FuelCost | 0 | [6 empty] | 0.70259 | 0
LCP_Inputs_ON_Electric_IEA_2023_05_05 | 2029 | CH4 Import - WC 2020 | Import | Methane | PJ | Dispatch-Import | VOM | 0 | [6 empty] | 0.70259 | 0
LCP_Inputs_ON_Electric_IEA_2023_05_05 | 2029 | CH4 Import - WC 2020 | Import | Methane | QC | Dispatch-Import | EmissionsCost | 0 | [6 empty] | 0.70259 | 0
LCP_Inputs_ON_Electric_IEA_2023_05_05 | 2029 | CH4 Import - WC 2020 | Import | Methane | QC | Dispatch-Import | FuelCost | 0 | [6 empty] | 0.70259 | 0
LCP_Inputs_ON_Electric_IEA_2023_05_05 | 2029 | CH4 Import - WC 2020 | Import | Methane | QC | Dispatch-Import | VOM | 0 | [6 empty] | 0.70259 | 0
LCP_Inputs_ON_Electric_IEA_2023_05_05 | 2029 | CH4 Import - WC 2020 | Import | Methane | WC | Dispatch-Import | EmissionsCost | 1306945408.6229 | [6 empty] | 0.70259 | 918242508.2241
LCP_Inputs_ON_Electric_IEA_2023_05_05 | 2029 | CH4 Import - WC 2020 | Import | Methane | WC | Dispatch-Import | FuelCost | 1887630761.6486 | [6 empty] | 0.70259 | 1326224334.8049
LCP_Inputs_ON_Electric_IEA_2023_05_05 | 2029 | CH4 Import - WC 2020 | Import | Methane | WC | Dispatch-Import | VOM | 0 | [6 empty] | 0.70259 | 0
LCP_Inputs_ON_Electric_IEA_2023_05_05 | 2029 | CH4 Import - WC 2030 | Import | Methane | MI | Dispatch-Import | EmissionsCost | 0 | [6 empty] | 0.70259 | 0
LCP_Inputs_ON_Electric_IEA_2023_05_05 | 2029 | CH4 Import - WC 2030 | Import | Methane | MI | Dispatch-Import | FuelCost | 0 | [6 empty] | 0.70259 | 0
LCP_Inputs_ON_Electric_IEA_2023_05_05 | 2029 | CH4 Import - WC 2030 | Import | Methane | MI | Dispatch-Import | VOM | 0 | [6 empty] | 0.70259 | 0
LCP_Inputs_ON_Electric_IEA_2023_05_05 | 2029 | CH4 Import - WC 2030 | Import | Methane | NY | Dispatch-Import | EmissionsCost | 0 | [6 empty] | 0.70259 | 0
LCP_Inputs_ON_Electric_IEA_2023_05_05 | 2029 | CH4 Import - WC 2030 | Import | Methane | NY | Dispatch-Import | FuelCost | 0 | [6 empty] | 0.70259 | 0
LCP_Inputs_ON_Electric_IEA_2023_05_05 | 2029 | CH4 Import - WC 2030 | Import | Methane | NY | Dispatch-Import | VOM | 0 | [6 empty] | 0.70259 | 0
LCP_Inputs_ON_Electric_IEA_2023_05_05 | 2029 | CH4 Import - WC 2030 | Import | Methane | ON | Dispatch-Import | EmissionsCost | 0 | [6 empty] | 0.70259 | 0
LCP_Inputs_ON_Electric_IEA_2023_05_05 | 2029 | CH4 Import - WC 2030 | Import | Methane | ON | Dispatch-Import | FuelCost | 0 | [6 empty] | 0.70259 | 0
LCP_Inputs_ON_Electric_IEA_2023_05_05 | 2029 | CH4 Import - WC 2030 | Import | Methane | ON | Dispatch-Import | VOM | 0 | [6 empty] | 0.70259 | 0
LCP_Inputs_ON_Electric_IEA_2023_05_05 | 2029 | CH4 Import - WC 2030 | Import | Methane | PJ | Dispatch-Import | EmissionsCost | 0 | [6 empty] | 0.70259 | 0
LCP_Inputs_ON_Electric_IEA_2023_05_05 | 2029 | CH4 Import - WC 2030 | Import | Methane | PJ | Dispatch-Import | FuelCost | 0 | [6 empty] | 0.70259 | 0
LCP_Inputs_ON_Electric_IEA_2023_05_05 | 2029 | CH4 Import - WC 2030 | Import | Methane | PJ | Dispatch-Import | VOM | 0 | [6 empty] | 0.70259 | 0
LCP_Inputs_ON_Electric_IEA_2023_05_05 | 2029 | CH4 Import - WC 2030 | Import | Methane | QC | Dispatch-Import | EmissionsCost | 0 | [6 empty] | 0.70259 | 0
LCP_Inputs_ON_Electric_IEA_2023_05_05 | 2029 | CH4 Import - WC 2030 | Import | Methane | QC | Dispatch-Import | FuelCost | 0 | [6 empty] | 0.70259 | 0
LCP_Inputs_ON_Electric_IEA_2023_05_05 | 2029 | CH4 Import - WC 2030 | Import | Methane | QC | Dispatch-Import | VOM | 0 | [6 empty] | 0.70259 | 0
LCP_Inputs_ON_Electric_IEA_2023_05_05 | 2029 | CH4 Import - WC 2030 | Import | Methane | WC | Dispatch-Import | EmissionsCost | 0 | [6 empty] | 0.70259 | 0
LCP_Inputs_ON_Electric_IEA_2023_05_05 | 2029 | CH4 Import - WC 2030 | Import | Methane | WC | Dispatch-Import | FuelCost | 0 | [6 empty] | 0.70259 | 0
LCP_Inputs_ON_Electric_IEA_2023_05_05 | 2029 | CH4 Import - WC 2030 | Import | Methane | WC | Dispatch-Import | VOM | 0 | [6 empty] | 0.70259 | 0
LCP_Inputs_ON_Electric_IEA_2023_05_05 | 2029 | CH4 Import - WC 2040 | Import | Methane | MI | Dispatch-Import | EmissionsCost | 0 | [6 empty] | 0.70259 | 0
LCP_Inputs_ON_Electric_IEA_2023_05_05 | 2029 | CH4 Import - WC 2040 | Import | Methane | MI | Dispatch-Import | FuelCost | 0 | [6 empty] | 0.70259 | 0
LCP_Inputs_ON_Electric_IEA_2023_05_05 | 2029 | CH4 Import - WC 2040 | Import | Methane | MI | Dispatch-Import | VOM | 0 | [6 empty] | 0.70259 | 0
LCP_Inputs_ON_Electric_IEA_2023_05_05 | 2029 | CH4 Import - WC 2040 | Import | Methane | NY | Dispatch-Import | EmissionsCost | 0 | [6 empty] | 0.70259 | 0
LCP_Inputs_ON_Electric_IEA_2023_05_05 | 2029 | CH4 Import - WC 2040 | Import | Methane | NY | Dispatch-Import | FuelCost | 0 | [6 empty] | 0.70259 | 0
LCP_Inputs_ON_Electric_IEA_2023_05_05 | 2029 | CH4 Import - WC 2040 | Import | Methane | NY | Dispatch-Import | VOM | 0 | [6 empty] | 0.70259 | 0
LCP_Inputs_ON_Electric_IEA_2023_05_05 | 2029 | CH4 Import - WC 2040 | Import | Methane | ON | Dispatch-Import | EmissionsCost | 0 | [6 empty] | 0.70259 | 0
LCP_Inputs_ON_Electric_IEA_2023_05_05 | 2029 | CH4 Import - WC 2040 | Import | Methane | ON | Dispatch-Import | FuelCost | 0 | [6 empty] | 0.70259 | 0
LCP_Inputs_ON_Electric_IEA_2023_05_05 | 2029 | CH4 Import - WC 2040 | Import | Methane | ON | Dispatch-Import | VOM | 0 | [6 empty] | 0.70259 | 0
LCP_Inputs_ON_Electric_IEA_2023_05_05 | 2029 | CH4 Import - WC 2040 | Import | Methane | PJ | Dispatch-Import | EmissionsCost | 0 | [6 empty] | 0.70259 | 0
LCP_Inputs_ON_Electric_IEA_2023_05_05 | 2029 | CH4 Import - WC 2040 | Import | Methane | PJ | Dispatch-Import | FuelCost | 0 | [6 empty] | 0.70259 | 0
LCP_Inputs_ON_Electric_IEA_2023_05_05 | 2029 | CH4 Import - WC 2040 | Import | Methane | PJ | Dispatch-Import | VOM | 0 | [6 empty] | 0.70259 | 0
LCP_Inputs_ON_Electric_IEA_2023_05_05 | 2029 | CH4 Import - WC 2040 | Import | Methane | QC | Dispatch-Import | EmissionsCost | 0 | [6 empty] | 0.70259 | 0
LCP_Inputs_ON_Electric_IEA_2023_05_05 | 2029 | CH4 Import - WC 2040 | Import | Methane | QC | Dispatch-Import | FuelCost | 0 | [6 empty] | 0.70259 | 0
LCP_Inputs_ON_Electric_IEA_2023_05_05 | 2029 | CH4 Import - WC 2040 | Import | Methane | QC | Dispatch-Import | VOM | 0 | [6 empty] | 0.70259 | 0
LCP_Inputs_ON_Electric_IEA_2023_05_05 | 2029 | CH4 Import - WC 2040 | Import | Methane | WC | Dispatch-Import | EmissionsCost | 0 | [6 empty] | 0.70259 | 0
LCP_Inputs_ON_Electric_IEA_2023_05_05 | 2029 | CH4 Import - WC 2040 | Import | Methane | WC | Dispatch-Import | FuelCost | 0 | [6 empty] | 0.70259 | 0
LCP_Inputs_ON_Electric_IEA_2023_05_05 | 2029 | CH4 Import - WC 2040 | Import | Methane | WC | Dispatch-Import | VOM | 0 | [6 empty] | 0.70259 | 0
LCP_Inputs_ON_Electric_IEA_2023_05_05 | 2029 | CH4 Import - WC 2050 | Import | Methane | MI | Dispatch-Import | EmissionsCost | 0 | [6 empty] | 0.70259 | 0
LCP_Inputs_ON_Electric_IEA_2023_05_05 | 2029 | CH4 Import - WC 2050 | Import | Methane | MI | Dispatch-Import | FuelCost | 0 | [6 empty] | 0.70259 | 0
LCP_Inputs_ON_Electric_IEA_2023_05_05 | 2029 | CH4 Import - WC 2050 | Import | Methane | MI | Dispatch-Import | VOM | 0 | [6 empty] | 0.70259 | 0
LCP_Inputs_ON_Electric_IEA_2023_05_05 | 2029 | CH4 Import - WC 2050 | Import | Methane | NY | Dispatch-Import | EmissionsCost | 0 | [6 empty] | 0.70259 | 0
LCP_Inputs_ON_Electric_IEA_2023_05_05 | 2029 | CH4 Import - WC 2050 | Import | Methane | NY | Dispatch-Import | FuelCost | 0 | [6 empty] | 0.70259 | 0
LCP_Inputs_ON_Electric_IEA_2023_05_05 | 2029 | CH4 Import - WC 2050 | Import | Methane | NY | Dispatch-Import | VOM | 0 | [6 empty] | 0.70259 | 0
LCP_Inputs_ON_Electric_IEA_2023_05_05 | 2029 | CH4 Import - WC 2050 | Import | Methane | ON | Dispatch-Import | EmissionsCost | 0 | [6 empty] | 0.70259 | 0
LCP_Inputs_ON_Electric_IEA_2023_05_05 | 2029 | CH4 Import - WC 2050 | Import | Methane | ON | Dispatch-Import | FuelCost | 0 | [6 empty] | 0.70259 | 0
LCP_Inputs_ON_Electric_IEA_2023_05_05 | 2029 | CH4 Import - WC 2050 | Import | Methane | ON | Dispatch-Import | VOM | 0 | [6 empty] | 0.70259 | 0
LCP_Inputs_ON_Electric_IEA_2023_05_05 | 2029 | CH4 Import - WC 2050 | Import | Methane | PJ | Dispatch-Import | EmissionsCost | 0 | [6 empty] | 0.70259 | 0
LCP_Inputs_ON_Electric_IEA_2023_05_05 | 2029 | CH4 Import - WC 2050 | Import | Methane | PJ | Dispatch-Import | FuelCost | 0 | [6 empty] | 0.70259 | 0
LCP_Inputs_ON_Electric_IEA_2023_05_05 | 2029 | CH4 Import - WC 2050 | Import | Methane | PJ | Dispatch-Import | VOM | 0 | [6 empty] | 0.70259 | 0
LCP_Inputs_ON_Electric_IEA_2023_05_05 | 2029 | CH4 Import - WC 2050 | Import | Methane | QC | Dispatch-Import | EmissionsCost | 0 | [6 empty] | 0.70259 | 0
LCP_Inputs_ON_Electric_IEA_2023_05_05 | 2029 | CH4 Import - WC 2050 | Import | Methane | QC | Dispatch-Import | FuelCost | 0 | [6 empty] | 0.70259 | 0
LCP_Inputs_ON_Electric_IEA_2023_05_05 | 2029 | CH4 Import - WC 2050 | Import | Methane | QC | Dispatch-Import | VOM | 0 | [6 empty] | 0.70259 | 0
LCP_Inputs_ON_Electric_IEA_2023_05_05 | 2029 | CH4 Import - WC 2050 | Import | Methane | WC | Dispatch-Import | EmissionsCost | 0 | [6 empty] | 0.70259 | 0
LCP_Inputs_ON_Electric_IEA_2023_05_05 | 2029 | CH4 Import - WC 2050 | Import | Methane | WC | Dispatch-Import | FuelCost | 0 | [6 empty] | 0.70259 | 0
LCP_Inputs_ON_Electric_IEA_2023_05_05 | 2029 | CH4 Import - WC 2050 | Import | Methane | WC | Dispatch-Import | VOM | 0 | [6 empty] | 0.70259 | 0
LCP_Inputs_ON_Electric_IEA_2023_05_05 | 2029 | CH4 Salt Cavern Storage - ON | Storage | Methane | MI | Dispatch-Storage | EmissionsCost | 0 | [6 empty] | 0.70259 | 0
LCP_Inputs_ON_Electric_IEA_2023_05_05 | 2029 | CH4 Salt Cavern Storage - ON | Storage | Methane | MI | Dispatch-Storage | FuelCost | 0 | [6 empty] | 0.70259 | 0
LCP_Inputs_ON_Electric_IEA_2023_05_05 | 2029 | CH4 Salt Cavern Storage - ON | Storage | Methane | MI | Dispatch-Storage | VOM | 0 | [6 empty] | 0.70259 | 0
LCP_Inputs_ON_Electric_IEA_2023_05_05 | 2029 | CH4 Salt Cavern Storage - ON | Storage | Methane | NY | Dispatch-Storage | EmissionsCost | 0 | [6 empty] | 0.70259 | 0
LCP_Inputs_ON_Electric_IEA_2023_05_05 | 2029 | CH4 Salt Cavern Storage - ON | Storage | Methane | NY | Dispatch-Storage | FuelCost | 0 | [6 empty] | 0.70259 | 0
LCP_Inputs_ON_Electric_IEA_2023_05_05 | 2029 | CH4 Salt Cavern Storage - ON | Storage | Methane | NY | Dispatch-Storage | VOM | 0 | [6 empty] | 0.70259 | 0
LCP_Inputs_ON_Electric_IEA_2023_05_05 | 2029 | CH4 Salt Cavern Storage - ON | Storage | Methane | ON | Dispatch-Storage | EmissionsCost | 0 | [6 empty] | 0.70259 | 0
LCP_Inputs_ON_Electric_IEA_2023_05_05 | 2029 | CH4 Salt Cavern Storage - ON | Storage | Methane | ON | Dispatch-Storage | FuelCost | 0 | [6 empty] | 0.70259 | 0
LCP_Inputs_ON_Electric_IEA_2023_05_05 | 2029 | CH4 Salt Cavern Storage - ON | Storage | Methane | ON | Dispatch-Storage | VOM | 691417.653 | [6 empty] | 0.70259 | 485780.8718
LCP_Inputs_ON_Electric_IEA_2023_05_05 | 2029 | CH4 Salt Cavern Storage - ON | Storage | Methane | PJ | Dispatch-Storage | EmissionsCost | 0 | [6 empty] | 0.70259 | 0
LCP_Inputs_ON_Electric_IEA_2023_05_05 | 2029 | CH4 Salt Cavern Storage - ON | Storage | Methane | PJ | Dispatch-Storage | FuelCost | 0 | [6 empty] | 0.70259 | 0
LCP_Inputs_ON_Electric_IEA_2023_05_05 | 2029 | CH4 Salt Cavern Storage - ON | Storage | Methane | PJ | Dispatch-Storage | VOM | 0 | [6 empty] | 0.70259 | 0
LCP_Inputs_ON_Electric_IEA_2023_05_05 | 2029 | CH4 Salt Cavern Storage - ON | Storage | Methane | QC | Dispatch-Storage | EmissionsCost | 0 | [6 empty] | 0.70259 | 0
LCP_Inputs_ON_Electric_IEA_2023_05_05 | 2029 | CH4 Salt Cavern Storage - ON | Storage | Methane | QC | Dispatch-Storage | FuelCost | 0 | [6 empty] | 0.70259 | 0
LCP_Inputs_ON_Electric_IEA_2023_05_05 | 2029 | CH4 Salt Cavern Storage - ON | Storage | Methane | QC | Dispatch-Storage | VOM | 0 | [6 empty] | 0.70259 | 0
LCP_Inputs_ON_Electric_IEA_2023_05_05 | 2029 | CH4 Salt Cavern Storage - ON | Storage | Methane | WC | Dispatch-Storage | EmissionsCost | 0 | [6 empty] | 0.70259 | 0
LCP_Inputs_ON_Electric_IEA_2023_05_05 | 2029 | CH4 Salt Cavern Storage - ON | Storage | Methane | WC | Dispatch-Storage | FuelCost | 0 | [6 empty] | 0.70259 | 0
LCP_Inputs_ON_Electric_IEA_2023_05_05 | 2029 | CH4 Salt Cavern Storage - ON | Storage | Methane | WC | Dispatch-Storage | VOM | 0 | [6 empty] | 0.70259 | 0
LCP_Inputs_ON_Electric_IEA_2023_05_05 | 2029 | Electrolyser 2020/2030 | Crossload | Hydrogen | MI | Dispatch-Crossload | EmissionsCost | 0 | [6 empty] | 0.70259 | 0
LCP_Inputs_ON_Electric_IEA_2023_05_05 | 2029 | Electrolyser 2020/2030 | Crossload | Hydrogen | MI | Dispatch-Crossload | FuelCost | 0 | [6 empty] | 0.70259 | 0
LCP_Inputs_ON_Electric_IEA_2023_05_05 | 2029 | Electrolyser 2020/2030 | Crossload | Hydrogen | MI | Dispatch-Crossload | VOM | 0 | [6 empty] | 0.70259 | 0
LCP_Inputs_ON_Electric_IEA_2023_05_05 | 2029 | Electrolyser 2020/2030 | Crossload | Hydrogen | NY | Dispatch-Crossload | EmissionsCost | 0 | [6 empty] | 0.70259 | 0
LCP_Inputs_ON_Electric_IEA_2023_05_05 | 2029 | Electrolyser 2020/2030 | Crossload | Hydrogen | NY | Dispatch-Crossload | FuelCost | 0 | [6 empty] | 0.70259 | 0
LCP_Inputs_ON_Electric_IEA_2023_05_05 | 2029 | Electrolyser 2020/2030 | Crossload | Hydrogen | NY | Dispatch-Crossload | VOM | 0 | [6 empty] | 0.70259 | 0
LCP_Inputs_ON_Electric_IEA_2023_05_05 | 2029 | Electrolyser 2020/2030 | Crossload | Hydrogen | ON | Dispatch-Crossload | EmissionsCost | 0 | [6 empty] | 0.70259 | 0
LCP_Inputs_ON_Electric_IEA_2023_05_05 | 2029 | Electrolyser 2020/2030 | Crossload | Hydrogen | ON | Dispatch-Crossload | FuelCost | 0 | [6 empty] | 0.70259 | 0
LCP_Inputs_ON_Electric_IEA_2023_05_05 | 2029 | Electrolyser 2020/2030 | Crossload | Hydrogen | ON | Dispatch-Crossload | VOM | 0 | [6 empty] | 0.70259 | 0
LCP_Inputs_ON_Electric_IEA_2023_05_05 | 2029 | Electrolyser 2020/2030 | Crossload | Hydrogen | PJ | Dispatch-Crossload | EmissionsCost | 0 | [6 empty] | 0.70259 | 0
LCP_Inputs_ON_Electric_IEA_2023_05_05 | 2029 | Electrolyser 2020/2030 | Crossload | Hydrogen | PJ | Dispatch-Crossload | FuelCost | 0 | [6 empty] | 0.70259 | 0
LCP_Inputs_ON_Electric_IEA_2023_05_05 | 2029 | Electrolyser 2020/2030 | Crossload | Hydrogen | PJ | Dispatch-Crossload | VOM | 0 | [6 empty] | 0.70259 | 0
LCP_Inputs_ON_Electric_IEA_2023_05_05 | 2029 | Electrolyser 2020/2030 | Crossload | Hydrogen | QC | Dispatch-Crossload | EmissionsCost | 0 | [6 empty] | 0.70259 | 0
LCP_Inputs_ON_Electric_IEA_2023_05_05 | 2029 | Electrolyser 2020/2030 | Crossload | Hydrogen | QC | Dispatch-Crossload | FuelCost | 0 | [6 empty] | 0.70259 | 0
LCP_Inputs_ON_Electric_IEA_2023_05_05 | 2029 | Electrolyser 2020/2030 | Crossload | Hydrogen | QC | Dispatch-Crossload | VOM | 0 | [6 empty] | 0.70259 | 0
LCP_Inputs_ON_Electric_IEA_2023_05_05 | 2029 | Electrolyser 2020/2030 | Crossload | Hydrogen | WC | Dispatch-Crossload | EmissionsCost | 0 | [6 empty] | 0.70259 | 0
LCP_Inputs_ON_Electric_IEA_2023_05_05 | 2029 | Electrolyser 2020/2030 | Crossload | Hydrogen | WC | Dispatch-Crossload | FuelCost | 0 | [6 empty] | 0.70259 | 0
LCP_Inputs_ON_Electric_IEA_2023_05_05 | 2029 | Electrolyser 2020/2030 | Crossload | Hydrogen | WC | Dispatch-Crossload | VOM | 0 | [6 empty] | 0.70259 | 0
LCP_Inputs_ON_Electric_IEA_2023_05_05 | 2029 | Electrolyser 2040 | Crossload | Hydrogen | MI | Dispatch-Crossload | EmissionsCost | 0 | [6 empty] | 0.70259 | 0
LCP_Inputs_ON_Electric_IEA_2023_05_05 | 2029 | Electrolyser 2040 | Crossload | Hydrogen | MI | Dispatch-Crossload | FuelCost | 0 | [6 empty] | 0.70259 | 0
LCP_Inputs_ON_Electric_IEA_2023_05_05 | 2029 | Electrolyser 2040 | Crossload | Hydrogen | MI | Dispatch-Crossload | VOM | 0 | [6 empty] | 0.70259 | 0
LCP_Inputs_ON_Electric_IEA_2023_05_05 | 2029 | Electrolyser 2040 | Crossload | Hydrogen | NY | Dispatch-Crossload | EmissionsCost | 0 | [6 empty] | 0.70259 | 0
LCP_Inputs_ON_Electric_IEA_2023_05_05 | 2029 | Electrolyser 2040 | Crossload | Hydrogen | NY | Dispatch-Crossload | FuelCost | 0 | [6 empty] | 0.70259 | 0
LCP_Inputs_ON_Electric_IEA_2023_05_05 | 2029 | Electrolyser 2040 | Crossload | Hydrogen | NY | Dispatch-Crossload | VOM | 0 | [6 empty] | 0.70259 | 0
LCP_Inputs_ON_Electric_IEA_2023_05_05 | 2029 | Electrolyser 2040 | Crossload | Hydrogen | ON | Dispatch-Crossload | EmissionsCost | 0 | [6 empty] | 0.70259 | 0
LCP_Inputs_ON_Electric_IEA_2023_05_05 | 2029 | Electrolyser 2040 | Crossload | Hydrogen | ON | Dispatch-Crossload | FuelCost | 0 | [6 empty] | 0.70259 | 0
LCP_Inputs_ON_Electric_IEA_2023_05_05 | 2029 | Electrolyser 2040 | Crossload | Hydrogen | ON | Dispatch-Crossload | VOM | 0 | [6 empty] | 0.70259 | 0
LCP_Inputs_ON_Electric_IEA_2023_05_05 | 2029 | Electrolyser 2040 | Crossload | Hydrogen | PJ | Dispatch-Crossload | EmissionsCost | 0 | [6 empty] | 0.70259 | 0
LCP_Inputs_ON_Electric_IEA_2023_05_05 | 2029 | Electrolyser 2040 | Crossload | Hydrogen | PJ | Dispatch-Crossload | FuelCost | 0 | [6 empty] | 0.70259 | 0
LCP_Inputs_ON_Electric_IEA_2023_05_05 | 2029 | Electrolyser 2040 | Crossload | Hydrogen | PJ | Dispatch-Crossload | VOM | 0 | [6 empty] | 0.70259 | 0
LCP_Inputs_ON_Electric_IEA_2023_05_05 | 2029 | Electrolyser 2040 | Crossload | Hydrogen | QC | Dispatch-Crossload | EmissionsCost | 0 | [6 empty] | 0.70259 | 0
LCP_Inputs_ON_Electric_IEA_2023_05_05 | 2029 | Electrolyser 2040 | Crossload | Hydrogen | QC | Dispatch-Crossload | FuelCost | 0 | [6 empty] | 0.70259 | 0
LCP_Inputs_ON_Electric_IEA_2023_05_05 | 2029 | Electrolyser 2040 | Crossload | Hydrogen | QC | Dispatch-Crossload | VOM | 0 | [6 empty] | 0.70259 | 0
LCP_Inputs_ON_Electric_IEA_2023_05_05 | 2029 | Electrolyser 2040 | Crossload | Hydrogen | WC | Dispatch-Crossload | EmissionsCost | 0 | [6 empty] | 0.70259 | 0
LCP_Inputs_ON_Electric_IEA_2023_05_05 | 2029 | Electrolyser 2040 | Crossload | Hydrogen | WC | Dispatch-Crossload | FuelCost | 0 | [6 empty] | 0.70259 | 0
LCP_Inputs_ON_Electric_IEA_2023_05_05 | 2029 | Electrolyser 2040 | Crossload | Hydrogen | WC | Dispatch-Crossload | VOM | 0 | [6 empty] | 0.70259 | 0
LCP_Inputs_ON_Electric_IEA_2023_05_05 | 2029 | Electrolyser 2050 | Crossload | Hydrogen | MI | Dispatch-Crossload | EmissionsCost | 0 | [6 empty] | 0.70259 | 0
LCP_Inputs_ON_Electric_IEA_2023_05_05 | 2029 | Electrolyser 2050 | Crossload | Hydrogen | MI | Dispatch-Crossload | FuelCost | 0 | [6 empty] | 0.70259 | 0
LCP_Inputs_ON_Electric_IEA_2023_05_05 | 2029 | Electrolyser 2050 | Crossload | Hydrogen | MI | Dispatch-Crossload | VOM | 0 | [6 empty] | 0.70259 | 0
LCP_Inputs_ON_Electric_IEA_2023_05_05 | 2029 | Electrolyser 2050 | Crossload | Hydrogen | NY | Dispatch-Crossload | EmissionsCost | 0 | [6 empty] | 0.70259 | 0
LCP_Inputs_ON_Electric_IEA_2023_05_05 | 2029 | Electrolyser 2050 | Crossload | Hydrogen | NY | Dispatch-Crossload | FuelCost | 0 | [6 empty] | 0.70259 | 0
LCP_Inputs_ON_Electric_IEA_2023_05_05 | 2029 | Electrolyser 2050 | Crossload | Hydrogen | NY | Dispatch-Crossload | VOM | 0 | [6 empty] | 0.70259 | 0
LCP_Inputs_ON_Electric_IEA_2023_05_05 | 2029 | Electrolyser 2050 | Crossload | Hydrogen | ON | Dispatch-Crossload | EmissionsCost | 0 | [6 empty] | 0.70259 | 0
LCP_Inputs_ON_Electric_IEA_2023_05_05 | 2029 | Electrolyser 2050 | Crossload | Hydrogen | ON | Dispatch-Crossload | FuelCost | 0 | [6 empty] | 0.70259 | 0
LCP_Inputs_ON_Electric_IEA_2023_05_05 | 2029 | Electrolyser 2050 | Crossload | Hydrogen | ON | Dispatch-Crossload | VOM | 0 | [6 empty] | 0.70259 | 0
LCP_Inputs_ON_Electric_IEA_2023_05_05 | 2029 | Electrolyser 2050 | Crossload | Hydrogen | PJ | Dispatch-Crossload | EmissionsCost | 0 | [6 empty] | 0.70259 | 0
LCP_Inputs_ON_Electric_IEA_2023_05_05 | 2029 | Electrolyser 2050 | Crossload | Hydrogen | PJ | Dispatch-Crossload | FuelCost | 0 | [6 empty] | 0.70259 | 0
LCP_Inputs_ON_Electric_IEA_2023_05_05 | 2029 | Electrolyser 2050 | Crossload | Hydrogen | PJ | Dispatch-Crossload | VOM | 0 | [6 empty] | 0.70259 | 0
LCP_Inputs_ON_Electric_IEA_2023_05_05 | 2029 | Electrolyser 2050 | Crossload | Hydrogen | QC | Dispatch-Crossload | EmissionsCost | 0 | [6 empty] | 0.70259 | 0
LCP_Inputs_ON_Electric_IEA_2023_05_05 | 2029 | Electrolyser 2050 | Crossload | Hydrogen | QC | Dispatch-Crossload | FuelCost | 0 | [6 empty] | 0.70259 | 0
LCP_Inputs_ON_Electric_IEA_2023_05_05 | 2029 | Electrolyser 2050 | Crossload | Hydrogen | QC | Dispatch-Crossload | VOM | 0 | [6 empty] | 0.70259 | 0
LCP_Inputs_ON_Electric_IEA_2023_05_05 | 2029 | Electrolyser 2050 | Crossload | Hydrogen | WC | Dispatch-Crossload | EmissionsCost | 0 | [6 empty] | 0.70259 | 0
LCP_Inputs_ON_Electric_IEA_2023_05_05 | 2029 | Electrolyser 2050 | Crossload | Hydrogen | WC | Dispatch-Crossload | FuelCost | 0 | [6 empty] | 0.70259 | 0
LCP_Inputs_ON_Electric_IEA_2023_05_05 | 2029 | Electrolyser 2050 | Crossload | Hydrogen | WC | Dispatch-Crossload | VOM | 0 | [6 empty] | 0.70259 | 0
LCP_Inputs_ON_Electric_IEA_2023_05_05 | 2029 | Fossil Fuel Thermal (Coal, Peat, Oil) | Generation | Electricity | MI | Dispatch-Generation | EmissionsCost | 0 | [6 empty] | 0.70259 | 0
LCP_Inputs_ON_Electric_IEA_2023_05_05 | 2029 | Fossil Fuel Thermal (Coal, Peat, Oil) | Generation | Electricity | MI | Dispatch-Generation | FuelCost | 0 | [6 empty] | 0.70259 | 0
LCP_Inputs_ON_Electric_IEA_2023_05_05 | 2029 | Fossil Fuel Thermal (Coal, Peat, Oil) | Generation | Electricity | MI | Dispatch-Generation | VOM | 0 | [6 empty] | 0.70259 | 0
LCP_Inputs_ON_Electric_IEA_2023_05_05 | 2029 | Fossil Fuel Thermal (Coal, Peat, Oil) | Generation | Electricity | NY | Dispatch-Generation | EmissionsCost | 0 | [6 empty] | 0.70259 | 0
LCP_Inputs_ON_Electric_IEA_2023_05_05 | 2029 | Fossil Fuel Thermal (Coal, Peat, Oil) | Generation | Electricity | NY | Dispatch-Generation | FuelCost | 0 | [6 empty] | 0.70259 | 0
LCP_Inputs_ON_Electric_IEA_2023_05_05 | 2029 | Fossil Fuel Thermal (Coal, Peat, Oil) | Generation | Electricity | NY | Dispatch-Generation | VOM | 0 | [6 empty] | 0.70259 | 0
LCP_Inputs_ON_Electric_IEA_2023_05_05 | 2029 | Fossil Fuel Thermal (Coal, Peat, Oil) | Generation | Electricity | ON | Dispatch-Generation | EmissionsCost | 0 | [6 empty] | 0.70259 | 0
LCP_Inputs_ON_Electric_IEA_2023_05_05 | 2029 | Fossil Fuel Thermal (Coal, Peat, Oil) | Generation | Electricity | ON | Dispatch-Generation | FuelCost | 0 | [6 empty] | 0.70259 | 0
LCP_Inputs_ON_Electric_IEA_2023_05_05 | 2029 | Fossil Fuel Thermal (Coal, Peat, Oil) | Generation | Electricity | ON | Dispatch-Generation | VOM | 0 | [6 empty] | 0.70259 | 0
LCP_Inputs_ON_Electric_IEA_2023_05_05 | 2029 | Fossil Fuel Thermal (Coal, Peat, Oil) | Generation | Electricity | PJ | Dispatch-Generation | EmissionsCost | 0 | [6 empty] | 0.70259 | 0
LCP_Inputs_ON_Electric_IEA_2023_05_05 | 2029 | Fossil Fuel Thermal (Coal, Peat, Oil) | Generation | Electricity | PJ | Dispatch-Generation | FuelCost | 0 | [6 empty] | 0.70259 | 0
LCP_Inputs_ON_Electric_IEA_2023_05_05 | 2029 | Fossil Fuel Thermal (Coal, Peat, Oil) | Generation | Electricity | PJ | Dispatch-Generation | VOM | 0 | [6 empty] | 0.70259 | 0
LCP_Inputs_ON_Electric_IEA_2023_05_05 | 2029 | Fossil Fuel Thermal (Coal, Peat, Oil) | Generation | Electricity | QC | Dispatch-Generation | EmissionsCost | 0 | [6 empty] | 0.70259 | 0
LCP_Inputs_ON_Electric_IEA_2023_05_05 | 2029 | Fossil Fuel Thermal (Coal, Peat, Oil) | Generation | Electricity | QC | Dispatch-Generation | FuelCost | 0 | [6 empty] | 0.70259 | 0
LCP_Inputs_ON_Electric_IEA_2023_05_05 | 2029 | Fossil Fuel Thermal (Coal, Peat, Oil) | Generation | Electricity | QC | Dispatch-Generation | VOM | 0 | [6 empty] | 0.70259 | 0
LCP_Inputs_ON_Electric_IEA_2023_05_05 | 2029 | Fossil Fuel Thermal (Coal, Peat, Oil) | Generation | Electricity | WC | Dispatch-Generation | EmissionsCost | 0 | [6 empty] | 0.70259 | 0
LCP_Inputs_ON_Electric_IEA_2023_05_05 | 2029 | Fossil Fuel Thermal (Coal, Peat, Oil) | Generation | Electricity | WC | Dispatch-Generation | FuelCost | 0 | [6 empty] | 0.70259 | 0
LCP_Inputs_ON_Electric_IEA_2023_05_05 | 2029 | Fossil Fuel Thermal (Coal, Peat, Oil) | Generation | Electricity | WC | Dispatch-Generation | VOM | 0 | [6 empty] | 0.70259 | 0
LCP_Inputs_ON_Electric_IEA_2023_05_05 | 2029 | Generic - Generator | Generation | Electricity | MI | Dispatch-Generation | EmissionsCost | 0 | [6 empty] | 0.70259 | 0
LCP_Inputs_ON_Electric_IEA_2023_05_05 | 2029 | Generic - Generator | Generation | Electricity | MI | Dispatch-Generation | FuelCost | 3901073927.6151 | [6 empty] | 0.70259 | 2740842796.0548
LCP_Inputs_ON_Electric_IEA_2023_05_05 | 2029 | Generic - Generator | Generation | Electricity | MI | Dispatch-Generation | VOM | 403598428.6705 | [6 empty] | 0.70259 | 283562902.4844
LCP_Inputs_ON_Electric_IEA_2023_05_05 | 2029 | Generic - Generator | Generation | Electricity | NY | Dispatch-Generation | EmissionsCost | 0 | [6 empty] | 0.70259 | 0
LCP_Inputs_ON_Electric_IEA_2023_05_05 | 2029 | Generic - Generator | Generation | Electricity | NY | Dispatch-Generation | FuelCost | 1646102808.8249 | [6 empty] | 0.70259 | 1156529998.8795
LCP_Inputs_ON_Electric_IEA_2023_05_05 | 2029 | Generic - Generator | Generation | Electricity | NY | Dispatch-Generation | VOM | 170302977.9489 | [6 empty] | 0.70259 | 119652613.3365
LCP_Inputs_ON_Electric_IEA_2023_05_05 | 2029 | Generic - Generator | Generation | Electricity | ON | Dispatch-Generation | EmissionsCost | 0 | [6 empty] | 0.70259 | 0
LCP_Inputs_ON_Electric_IEA_2023_05_05 | 2029 | Generic - Generator | Generation | Electricity | ON | Dispatch-Generation | FuelCost | 0 | [6 empty] | 0.70259 | 0
LCP_Inputs_ON_Electric_IEA_2023_05_05 | 2029 | Generic - Generator | Generation | Electricity | ON | Dispatch-Generation | VOM | 0 | [6 empty] | 0.70259 | 0
LCP_Inputs_ON_Electric_IEA_2023_05_05 | 2029 | Generic - Generator | Generation | Electricity | PJ | Dispatch-Generation | EmissionsCost | 0 | [6 empty] | 0.70259 | 0
LCP_Inputs_ON_Electric_IEA_2023_05_05 | 2029 | Generic - Generator | Generation | Electricity | PJ | Dispatch-Generation | FuelCost | 14422259590.9655 | [6 empty] | 0.70259 | 10132888285.6869
LCP_Inputs_ON_Electric_IEA_2023_05_05 | 2029 | Generic - Generator | Generation | Electricity | PJ | Dispatch-Generation | VOM | 1492102281.7812 | [6 empty] | 0.70259 | 1048331271.3064
LCP_Inputs_ON_Electric_IEA_2023_05_05 | 2029 | Generic - Generator | Generation | Electricity | QC | Dispatch-Generation | EmissionsCost | 0 | [6 empty] | 0.70259 | 0
LCP_Inputs_ON_Electric_IEA_2023_05_05 | 2029 | Generic - Generator | Generation | Electricity | QC | Dispatch-Generation | FuelCost | 0 | [6 empty] | 0.70259 | 0
LCP_Inputs_ON_Electric_IEA_2023_05_05 | 2029 | Generic - Generator | Generation | Electricity | QC | Dispatch-Generation | VOM | 0 | [6 empty] | 0.70259 | 0
LCP_Inputs_ON_Electric_IEA_2023_05_05 | 2029 | Generic - Generator | Generation | Electricity | WC | Dispatch-Generation | EmissionsCost | 0 | [6 empty] | 0.70259 | 0
LCP_Inputs_ON_Electric_IEA_2023_05_05 | 2029 | Generic - Generator | Generation | Electricity | WC | Dispatch-Generation | FuelCost | 1069473.0011 | [6 empty] | 0.70259 | 751397.5446
LCP_Inputs_ON_Electric_IEA_2023_05_05 | 2029 | Generic - Generator | Generation | Electricity | WC | Dispatch-Generation | VOM | 110645.8454 | [6 empty] | 0.70259 | 77738.3033
LCP_Inputs_ON_Electric_IEA_2023_05_05 | 2029 | H2 Import - QC | Import | Hydrogen | MI | Dispatch-Import | EmissionsCost | 0 | [6 empty] | 0.70259 | 0
LCP_Inputs_ON_Electric_IEA_2023_05_05 | 2029 | H2 Import - QC | Import | Hydrogen | MI | Dispatch-Import | FuelCost | 0 | [6 empty] | 0.70259 | 0
LCP_Inputs_ON_Electric_IEA_2023_05_05 | 2029 | H2 Import - QC | Import | Hydrogen | MI | Dispatch-Import | VOM | 0 | [6 empty] | 0.70259 | 0
LCP_Inputs_ON_Electric_IEA_2023_05_05 | 2029 | H2 Import - QC | Import | Hydrogen | NY | Dispatch-Import | EmissionsCost | 0 | [6 empty] | 0.70259 | 0
LCP_Inputs_ON_Electric_IEA_2023_05_05 | 2029 | H2 Import - QC | Import | Hydrogen | NY | Dispatch-Import | FuelCost | 0 | [6 empty] | 0.70259 | 0
LCP_Inputs_ON_Electric_IEA_2023_05_05 | 2029 | H2 Import - QC | Import | Hydrogen | NY | Dispatch-Import | VOM | 0 | [6 empty] | 0.70259 | 0
LCP_Inputs_ON_Electric_IEA_2023_05_05 | 2029 | H2 Import - QC | Import | Hydrogen | ON | Dispatch-Import | EmissionsCost | 0 | [6 empty] | 0.70259 | 0
LCP_Inputs_ON_Electric_IEA_2023_05_05 | 2029 | H2 Import - QC | Import | Hydrogen | ON | Dispatch-Import | FuelCost | 0 | [6 empty] | 0.70259 | 0
LCP_Inputs_ON_Electric_IEA_2023_05_05 | 2029 | H2 Import - QC | Import | Hydrogen | ON | Dispatch-Import | VOM | 0 | [6 empty] | 0.70259 | 0
LCP_Inputs_ON_Electric_IEA_2023_05_05 | 2029 | H2 Import - QC | Import | Hydrogen | PJ | Dispatch-Import | EmissionsCost | 0 | [6 empty] | 0.70259 | 0
LCP_Inputs_ON_Electric_IEA_2023_05_05 | 2029 | H2 Import - QC | Import | Hydrogen | PJ | Dispatch-Import | FuelCost | 0 | [6 empty] | 0.70259 | 0
LCP_Inputs_ON_Electric_IEA_2023_05_05 | 2029 | H2 Import - QC | Import | Hydrogen | PJ | Dispatch-Import | VOM | 0 | [6 empty] | 0.70259 | 0
LCP_Inputs_ON_Electric_IEA_2023_05_05 | 2029 | H2 Import - QC | Import | Hydrogen | QC | Dispatch-Import | EmissionsCost | 0 | [6 empty] | 0.70259 | 0
LCP_Inputs_ON_Electric_IEA_2023_05_05 | 2029 | H2 Import - QC | Import | Hydrogen | QC | Dispatch-Import | FuelCost | 0 | [6 empty] | 0.70259 | 0
LCP_Inputs_ON_Electric_IEA_2023_05_05 | 2029 | H2 Import - QC | Import | Hydrogen | QC | Dispatch-Import | VOM | 0 | [6 empty] | 0.70259 | 0
LCP_Inputs_ON_Electric_IEA_2023_05_05 | 2029 | H2 Import - QC | Import | Hydrogen | WC | Dispatch-Import | EmissionsCost | 0 | [6 empty] | 0.70259 | 0
LCP_Inputs_ON_Electric_IEA_2023_05_05 | 2029 | H2 Import - QC | Import | Hydrogen | WC | Dispatch-Import | FuelCost | 0 | [6 empty] | 0.70259 | 0
LCP_Inputs_ON_Electric_IEA_2023_05_05 | 2029 | H2 Import - QC | Import | Hydrogen | WC | Dispatch-Import | VOM | 0 | [6 empty] | 0.70259 | 0
LCP_Inputs_ON_Electric_IEA_2023_05_05 | 2029 | H2 Import - WC | Import | Hydrogen | MI | Dispatch-Import | EmissionsCost | 0 | [6 empty] | 0.70259 | 0
LCP_Inputs_ON_Electric_IEA_2023_05_05 | 2029 | H2 Import - WC | Import | Hydrogen | MI | Dispatch-Import | FuelCost | 0 | [6 empty] | 0.70259 | 0
LCP_Inputs_ON_Electric_IEA_2023_05_05 | 2029 | H2 Import - WC | Import | Hydrogen | MI | Dispatch-Import | VOM | 0 | [6 empty] | 0.70259 | 0
LCP_Inputs_ON_Electric_IEA_2023_05_05 | 2029 | H2 Import - WC | Import | Hydrogen | NY | Dispatch-Import | EmissionsCost | 0 | [6 empty] | 0.70259 | 0
LCP_Inputs_ON_Electric_IEA_2023_05_05 | 2029 | H2 Import - WC | Import | Hydrogen | NY | Dispatch-Import | FuelCost | 0 | [6 empty] | 0.70259 | 0
LCP_Inputs_ON_Electric_IEA_2023_05_05 | 2029 | H2 Import - WC | Import | Hydrogen | NY | Dispatch-Import | VOM | 0 | [6 empty] | 0.70259 | 0
LCP_Inputs_ON_Electric_IEA_2023_05_05 | 2029 | H2 Import - WC | Import | Hydrogen | ON | Dispatch-Import | EmissionsCost | 0 | [6 empty] | 0.70259 | 0
LCP_Inputs_ON_Electric_IEA_2023_05_05 | 2029 | H2 Import - WC | Import | Hydrogen | ON | Dispatch-Import | FuelCost | 0 | [6 empty] | 0.70259 | 0
LCP_Inputs_ON_Electric_IEA_2023_05_05 | 2029 | H2 Import - WC | Import | Hydrogen | ON | Dispatch-Import | VOM | 0 | [6 empty] | 0.70259 | 0
LCP_Inputs_ON_Electric_IEA_2023_05_05 | 2029 | H2 Import - WC | Import | Hydrogen | PJ | Dispatch-Import | EmissionsCost | 0 | [6 empty] | 0.70259 | 0
LCP_Inputs_ON_Electric_IEA_2023_05_05 | 2029 | H2 Import - WC | Import | Hydrogen | PJ | Dispatch-Import | FuelCost | 0 | [6 empty] | 0.70259 | 0
LCP_Inputs_ON_Electric_IEA_2023_05_05 | 2029 | H2 Import - WC | Import | Hydrogen | PJ | Dispatch-Import | VOM | 0 | [6 empty] | 0.70259 | 0
LCP_Inputs_ON_Electric_IEA_2023_05_05 | 2029 | H2 Import - WC | Import | Hydrogen | QC | Dispatch-Import | EmissionsCost | 0 | [6 empty] | 0.70259 | 0
LCP_Inputs_ON_Electric_IEA_2023_05_05 | 2029 | H2 Import - WC | Import | Hydrogen | QC | Dispatch-Import | FuelCost | 0 | [6 empty] | 0.70259 | 0
LCP_Inputs_ON_Electric_IEA_2023_05_05 | 2029 | H2 Import - WC | Import | Hydrogen | QC | Dispatch-Import | VOM | 0 | [6 empty] | 0.70259 | 0
LCP_Inputs_ON_Electric_IEA_2023_05_05 | 2029 | H2 Import - WC | Import | Hydrogen | WC | Dispatch-Import | EmissionsCost | 0 | [6 empty] | 0.70259 | 0
LCP_Inputs_ON_Electric_IEA_2023_05_05 | 2029 | H2 Import - WC | Import | Hydrogen | WC | Dispatch-Import | FuelCost | 0 | [6 empty] | 0.70259 | 0
LCP_Inputs_ON_Electric_IEA_2023_05_05 | 2029 | H2 Import - WC | Import | Hydrogen | WC | Dispatch-Import | VOM | 0 | [6 empty] | 0.70259 | 0
LCP_Inputs_ON_Electric_IEA_2023_05_05 | 2029 | H2 Salt Cavern Storage - ON | Storage | Hydrogen | MI | Dispatch-Storage | EmissionsCost | 0 | [6 empty] | 0.70259 | 0
LCP_Inputs_ON_Electric_IEA_2023_05_05 | 2029 | H2 Salt Cavern Storage - ON | Storage | Hydrogen | MI | Dispatch-Storage | FuelCost | 0 | [6 empty] | 0.70259 | 0
LCP_Inputs_ON_Electric_IEA_2023_05_05 | 2029 | H2 Salt Cavern Storage - ON | Storage | Hydrogen | MI | Dispatch-Storage | VOM | 0 | [6 empty] | 0.70259 | 0
LCP_Inputs_ON_Electric_IEA_2023_05_05 | 2029 | H2 Salt Cavern Storage - ON | Storage | Hydrogen | NY | Dispatch-Storage | EmissionsCost | 0 | [6 empty] | 0.70259 | 0
LCP_Inputs_ON_Electric_IEA_2023_05_05 | 2029 | H2 Salt Cavern Storage - ON | Storage | Hydrogen | NY | Dispatch-Storage | FuelCost | 0 | [6 empty] | 0.70259 | 0
LCP_Inputs_ON_Electric_IEA_2023_05_05 | 2029 | H2 Salt Cavern Storage - ON | Storage | Hydrogen | NY | Dispatch-Storage | VOM | 0 | [6 empty] | 0.70259 | 0
LCP_Inputs_ON_Electric_IEA_2023_05_05 | 2029 | H2 Salt Cavern Storage - ON | Storage | Hydrogen | ON | Dispatch-Storage | EmissionsCost | 0 | [6 empty] | 0.70259 | 0
LCP_Inputs_ON_Electric_IEA_2023_05_05 | 2029 | H2 Salt Cavern Storage - ON | Storage | Hydrogen | ON | Dispatch-Storage | FuelCost | 0 | [6 empty] | 0.70259 | 0
LCP_Inputs_ON_Electric_IEA_2023_05_05 | 2029 | H2 Salt Cavern Storage - ON | Storage | Hydrogen | ON | Dispatch-Storage | VOM | 0 | [6 empty] | 0.70259 | 0
LCP_Inputs_ON_Electric_IEA_2023_05_05 | 2029 | H2 Salt Cavern Storage - ON | Storage | Hydrogen | PJ | Dispatch-Storage | EmissionsCost | 0 | [6 empty] | 0.70259 | 0
LCP_Inputs_ON_Electric_IEA_2023_05_05 | 2029 | H2 Salt Cavern Storage - ON | Storage | Hydrogen | PJ | Dispatch-Storage | FuelCost | 0 | [6 empty] | 0.70259 | 0
LCP_Inputs_ON_Electric_IEA_2023_05_05 | 2029 | H2 Salt Cavern Storage - ON | Storage | Hydrogen | PJ | Dispatch-Storage | VOM | 0 | [6 empty] | 0.70259 | 0
LCP_Inputs_ON_Electric_IEA_2023_05_05 | 2029 | H2 Salt Cavern Storage - ON | Storage | Hydrogen | QC | Dispatch-Storage | EmissionsCost | 0 | [6 empty] | 0.70259 | 0
LCP_Inputs_ON_Electric_IEA_2023_05_05 | 2029 | H2 Salt Cavern Storage - ON | Storage | Hydrogen | QC | Dispatch-Storage | FuelCost | 0 | [6 empty] | 0.70259 | 0
LCP_Inputs_ON_Electric_IEA_2023_05_05 | 2029 | H2 Salt Cavern Storage - ON | Storage | Hydrogen | QC | Dispatch-Storage | VOM | 0 | [6 empty] | 0.70259 | 0
LCP_Inputs_ON_Electric_IEA_2023_05_05 | 2029 | H2 Salt Cavern Storage - ON | Storage | Hydrogen | WC | Dispatch-Storage | EmissionsCost | 0 | [6 empty] | 0.70259 | 0
LCP_Inputs_ON_Electric_IEA_2023_05_05 | 2029 | H2 Salt Cavern Storage - ON | Storage | Hydrogen | WC | Dispatch-Storage | FuelCost | 0 | [6 empty] | 0.70259 | 0
LCP_Inputs_ON_Electric_IEA_2023_05_05 | 2029 | H2 Salt Cavern Storage - ON | Storage | Hydrogen | WC | Dispatch-Storage | VOM | 0 | [6 empty] | 0.70259 | 0
LCP_Inputs_ON_Electric_IEA_2023_05_05 | 2029 | Hydro | Generation | Electricity | MI | Dispatch-Generation | EmissionsCost | 0 | [6 empty] | 0.70259 | 0
LCP_Inputs_ON_Electric_IEA_2023_05_05 | 2029 | Hydro | Generation | Electricity | MI | Dispatch-Generation | FuelCost | 0 | [6 empty] | 0.70259 | 0
LCP_Inputs_ON_Electric_IEA_2023_05_05 | 2029 | Hydro | Generation | Electricity | MI | Dispatch-Generation | VOM | 0 | [6 empty] | 0.70259 | 0
LCP_Inputs_ON_Electric_IEA_2023_05_05 | 2029 | Hydro | Generation | Electricity | NY | Dispatch-Generation | EmissionsCost | 0 | [6 empty] | 0.70259 | 0
LCP_Inputs_ON_Electric_IEA_2023_05_05 | 2029 | Hydro | Generation | Electricity | NY | Dispatch-Generation | FuelCost | 0 | [6 empty] | 0.70259 | 0
LCP_Inputs_ON_Electric_IEA_2023_05_05 | 2029 | Hydro | Generation | Electricity | NY | Dispatch-Generation | VOM | 0 | [6 empty] | 0.70259 | 0
LCP_Inputs_ON_Electric_IEA_2023_05_05 | 2029 | Hydro | Generation | Electricity | ON | Dispatch-Generation | EmissionsCost | 0 | [6 empty] | 0.70259 | 0
LCP_Inputs_ON_Electric_IEA_2023_05_05 | 2029 | Hydro | Generation | Electricity | ON | Dispatch-Generation | FuelCost | 0 | [6 empty] | 0.70259 | 0
LCP_Inputs_ON_Electric_IEA_2023_05_05 | 2029 | Hydro | Generation | Electricity | ON | Dispatch-Generation | VOM | 0 | [6 empty] | 0.70259 | 0
LCP_Inputs_ON_Electric_IEA_2023_05_05 | 2029 | Hydro | Generation | Electricity | PJ | Dispatch-Generation | EmissionsCost | 0 | [6 empty] | 0.70259 | 0
LCP_Inputs_ON_Electric_IEA_2023_05_05 | 2029 | Hydro | Generation | Electricity | PJ | Dispatch-Generation | FuelCost | 0 | [6 empty] | 0.70259 | 0
LCP_Inputs_ON_Electric_IEA_2023_05_05 | 2029 | Hydro | Generation | Electricity | PJ | Dispatch-Generation | VOM | 0 | [6 empty] | 0.70259 | 0
LCP_Inputs_ON_Electric_IEA_2023_05_05 | 2029 | Hydro | Generation | Electricity | QC | Dispatch-Generation | EmissionsCost | 0 | [6 empty] | 0.70259 | 0
LCP_Inputs_ON_Electric_IEA_2023_05_05 | 2029 | Hydro | Generation | Electricity | QC | Dispatch-Generation | FuelCost | 0 | [6 empty] | 0.70259 | 0
LCP_Inputs_ON_Electric_IEA_2023_05_05 | 2029 | Hydro | Generation | Electricity | QC | Dispatch-Generation | VOM | 0 | [6 empty] | 0.70259 | 0
LCP_Inputs_ON_Electric_IEA_2023_05_05 | 2029 | Hydro | Generation | Electricity | WC | Dispatch-Generation | EmissionsCost | 0 | [6 empty] | 0.70259 | 0
LCP_Inputs_ON_Electric_IEA_2023_05_05 | 2029 | Hydro | Generation | Electricity | WC | Dispatch-Generation | FuelCost | 0 | [6 empty] | 0.70259 | 0
LCP_Inputs_ON_Electric_IEA_2023_05_05 | 2029 | Hydro | Generation | Electricity | WC | Dispatch-Generation | VOM | 0 | [6 empty] | 0.70259 | 0
LCP_Inputs_ON_Electric_IEA_2023_05_05 | 2029 | Hydro Pumped Storage | Storage | Electricity | MI | Dispatch-Storage | EmissionsCost | 0 | [6 empty] | 0.70259 | 0
LCP_Inputs_ON_Electric_IEA_2023_05_05 | 2029 | Hydro Pumped Storage | Storage | Electricity | MI | Dispatch-Storage | FuelCost | 0 | [6 empty] | 0.70259 | 0
LCP_Inputs_ON_Electric_IEA_2023_05_05 | 2029 | Hydro Pumped Storage | Storage | Electricity | MI | Dispatch-Storage | VOM | 0 | [6 empty] | 0.70259 | 0
LCP_Inputs_ON_Electric_IEA_2023_05_05 | 2029 | Hydro Pumped Storage | Storage | Electricity | NY | Dispatch-Storage | EmissionsCost | 0 | [6 empty] | 0.70259 | 0
LCP_Inputs_ON_Electric_IEA_2023_05_05 | 2029 | Hydro Pumped Storage | Storage | Electricity | NY | Dispatch-Storage | FuelCost | 0 | [6 empty] | 0.70259 | 0
LCP_Inputs_ON_Electric_IEA_2023_05_05 | 2029 | Hydro Pumped Storage | Storage | Electricity | NY | Dispatch-Storage | VOM | 0 | [6 empty] | 0.70259 | 0
LCP_Inputs_ON_Electric_IEA_2023_05_05 | 2029 | Hydro Pumped Storage | Storage | Electricity | ON | Dispatch-Storage | EmissionsCost | 0 | [6 empty] | 0.70259 | 0
LCP_Inputs_ON_Electric_IEA_2023_05_05 | 2029 | Hydro Pumped Storage | Storage | Electricity | ON | Dispatch-Storage | FuelCost | 0 | [6 empty] | 0.70259 | 0
LCP_Inputs_ON_Electric_IEA_2023_05_05 | 2029 | Hydro Pumped Storage | Storage | Electricity | ON | Dispatch-Storage | VOM | 0 | [6 empty] | 0.70259 | 0
LCP_Inputs_ON_Electric_IEA_2023_05_05 | 2029 | Hydro Pumped Storage | Storage | Electricity | PJ | Dispatch-Storage | EmissionsCost | 0 | [6 empty] | 0.70259 | 0
LCP_Inputs_ON_Electric_IEA_2023_05_05 | 2029 | Hydro Pumped Storage | Storage | Electricity | PJ | Dispatch-Storage | FuelCost | 0 | [6 empty] | 0.70259 | 0
LCP_Inputs_ON_Electric_IEA_2023_05_05 | 2029 | Hydro Pumped Storage | Storage | Electricity | PJ | Dispatch-Storage | VOM | 0 | [6 empty] | 0.70259 | 0
LCP_Inputs_ON_Electric_IEA_2023_05_05 | 2029 | Hydro Pumped Storage | Storage | Electricity | QC | Dispatch-Storage | EmissionsCost | 0 | [6 empty] | 0.70259 | 0
LCP_Inputs_ON_Electric_IEA_2023_05_05 | 2029 | Hydro Pumped Storage | Storage | Electricity | QC | Dispatch-Storage | FuelCost | 0 | [6 empty] | 0.70259 | 0
LCP_Inputs_ON_Electric_IEA_2023_05_05 | 2029 | Hydro Pumped Storage | Storage | Electricity | QC | Dispatch-Storage | VOM | 0 | [6 empty] | 0.70259 | 0
LCP_Inputs_ON_Electric_IEA_2023_05_05 | 2029 | Hydro Pumped Storage | Storage | Electricity | WC | Dispatch-Storage | EmissionsCost | 0 | [6 empty] | 0.70259 | 0
LCP_Inputs_ON_Electric_IEA_2023_05_05 | 2029 | Hydro Pumped Storage | Storage | Electricity | WC | Dispatch-Storage | FuelCost | 0 | [6 empty] | 0.70259 | 0
LCP_Inputs_ON_Electric_IEA_2023_05_05 | 2029 | Hydro Pumped Storage | Storage | Electricity | WC | Dispatch-Storage | VOM | 0 | [6 empty] | 0.70259 | 0
LCP_Inputs_ON_Electric_IEA_2023_05_05 | 2029 | Nuclear | Generation | Electricity | MI | Dispatch-Generation | EmissionsCost | 0 | [6 empty] | 0.70259 | 0
LCP_Inputs_ON_Electric_IEA_2023_05_05 | 2029 | Nuclear | Generation | Electricity | MI | Dispatch-Generation | FuelCost | 0 | [6 empty] | 0.70259 | 0
LCP_Inputs_ON_Electric_IEA_2023_05_05 | 2029 | Nuclear | Generation | Electricity | MI | Dispatch-Generation | VOM | 3301336446.912 | [6 empty] | 0.70259 | 2319475197.2833
LCP_Inputs_ON_Electric_IEA_2023_05_05 | 2029 | Nuclear | Generation | Electricity | NY | Dispatch-Generation | EmissionsCost | 0 | [6 empty] | 0.70259 | 0
LCP_Inputs_ON_Electric_IEA_2023_05_05 | 2029 | Nuclear | Generation | Electricity | NY | Dispatch-Generation | FuelCost | 0 | [6 empty] | 0.70259 | 0
LCP_Inputs_ON_Electric_IEA_2023_05_05 | 2029 | Nuclear | Generation | Electricity | NY | Dispatch-Generation | VOM | 2246155230.144 | [6 empty] | 0.70259 | 1578118870.7502
LCP_Inputs_ON_Electric_IEA_2023_05_05 | 2029 | Nuclear | Generation | Electricity | ON | Dispatch-Generation | EmissionsCost | 0 | [6 empty] | 0.70259 | 0
LCP_Inputs_ON_Electric_IEA_2023_05_05 | 2029 | Nuclear | Generation | Electricity | ON | Dispatch-Generation | FuelCost | 0 | [6 empty] | 0.70259 | 0
LCP_Inputs_ON_Electric_IEA_2023_05_05 | 2029 | Nuclear | Generation | Electricity | ON | Dispatch-Generation | VOM | 8790266640.96 | [6 empty] | 0.70259 | 6175924744.1396
LCP_Inputs_ON_Electric_IEA_2023_05_05 | 2029 | Nuclear | Generation | Electricity | PJ | Dispatch-Generation | EmissionsCost | 0 | [6 empty] | 0.70259 | 0
LCP_Inputs_ON_Electric_IEA_2023_05_05 | 2029 | Nuclear | Generation | Electricity | PJ | Dispatch-Generation | FuelCost | 0 | [6 empty] | 0.70259 | 0
LCP_Inputs_ON_Electric_IEA_2023_05_05 | 2029 | Nuclear | Generation | Electricity | PJ | Dispatch-Generation | VOM | 9110487814.4448 | [6 empty] | 0.70259 | 6400907893.0815
LCP_Inputs_ON_Electric_IEA_2023_05_05 | 2029 | Nuclear | Generation | Electricity | QC | Dispatch-Generation | EmissionsCost | 0 | [6 empty] | 0.70259 | 0
LCP_Inputs_ON_Electric_IEA_2023_05_05 | 2029 | Nuclear | Generation | Electricity | QC | Dispatch-Generation | FuelCost | 0 | [6 empty] | 0.70259 | 0
LCP_Inputs_ON_Electric_IEA_2023_05_05 | 2029 | Nuclear | Generation | Electricity | QC | Dispatch-Generation | VOM | 0 | [6 empty] | 0.70259 | 0
LCP_Inputs_ON_Electric_IEA_2023_05_05 | 2029 | Nuclear | Generation | Electricity | WC | Dispatch-Generation | EmissionsCost | 0 | [6 empty] | 0.70259 | 0
LCP_Inputs_ON_Electric_IEA_2023_05_05 | 2029 | Nuclear | Generation | Electricity | WC | Dispatch-Generation | FuelCost | 0 | [6 empty] | 0.70259 | 0
LCP_Inputs_ON_Electric_IEA_2023_05_05 | 2029 | Nuclear | Generation | Electricity | WC | Dispatch-Generation | VOM | 0 | [6 empty] | 0.70259 | 0
LCP_Inputs_ON_Electric_IEA_2023_05_05 | 2029 | Nuclear SMR | Generation | Electricity | MI | Dispatch-Generation | EmissionsCost | 0 | [6 empty] | 0.70259 | 0
LCP_Inputs_ON_Electric_IEA_2023_05_05 | 2029 | Nuclear SMR | Generation | Electricity | MI | Dispatch-Generation | FuelCost | 0 | [6 empty] | 0.70259 | 0
LCP_Inputs_ON_Electric_IEA_2023_05_05 | 2029 | Nuclear SMR | Generation | Electricity | MI | Dispatch-Generation | VOM | 0 | [6 empty] | 0.70259 | 0
LCP_Inputs_ON_Electric_IEA_2023_05_05 | 2029 | Nuclear SMR | Generation | Electricity | NY | Dispatch-Generation | EmissionsCost | 0 | [6 empty] | 0.70259 | 0
LCP_Inputs_ON_Electric_IEA_2023_05_05 | 2029 | Nuclear SMR | Generation | Electricity | NY | Dispatch-Generation | FuelCost | 0 | [6 empty] | 0.70259 | 0
LCP_Inputs_ON_Electric_IEA_2023_05_05 | 2029 | Nuclear SMR | Generation | Electricity | NY | Dispatch-Generation | VOM | 0 | [6 empty] | 0.70259 | 0
LCP_Inputs_ON_Electric_IEA_2023_05_05 | 2029 | Nuclear SMR | Generation | Electricity | ON | Dispatch-Generation | EmissionsCost | 0 | [6 empty] | 0.70259 | 0
LCP_Inputs_ON_Electric_IEA_2023_05_05 | 2029 | Nuclear SMR | Generation | Electricity | ON | Dispatch-Generation | FuelCost | 0 | [6 empty] | 0.70259 | 0
LCP_Inputs_ON_Electric_IEA_2023_05_05 | 2029 | Nuclear SMR | Generation | Electricity | ON | Dispatch-Generation | VOM | 0 | [6 empty] | 0.70259 | 0
LCP_Inputs_ON_Electric_IEA_2023_05_05 | 2029 | Nuclear SMR | Generation | Electricity | PJ | Dispatch-Generation | EmissionsCost | 0 | [6 empty] | 0.70259 | 0
LCP_Inputs_ON_Electric_IEA_2023_05_05 | 2029 | Nuclear SMR | Generation | Electricity | PJ | Dispatch-Generation | FuelCost | 0 | [6 empty] | 0.70259 | 0
LCP_Inputs_ON_Electric_IEA_2023_05_05 | 2029 | Nuclear SMR | Generation | Electricity | PJ | Dispatch-Generation | VOM | 0 | [6 empty] | 0.70259 | 0
LCP_Inputs_ON_Electric_IEA_2023_05_05 | 2029 | Nuclear SMR | Generation | Electricity | QC | Dispatch-Generation | EmissionsCost | 0 | [6 empty] | 0.70259 | 0
LCP_Inputs_ON_Electric_IEA_2023_05_05 | 2029 | Nuclear SMR | Generation | Electricity | QC | Dispatch-Generation | FuelCost | 0 | [6 empty] | 0.70259 | 0
LCP_Inputs_ON_Electric_IEA_2023_05_05 | 2029 | Nuclear SMR | Generation | Electricity | QC | Dispatch-Generation | VOM | 0 | [6 empty] | 0.70259 | 0
LCP_Inputs_ON_Electric_IEA_2023_05_05 | 2029 | Nuclear SMR | Generation | Electricity | WC | Dispatch-Generation | EmissionsCost | 0 | [6 empty] | 0.70259 | 0
LCP_Inputs_ON_Electric_IEA_2023_05_05 | 2029 | Nuclear SMR | Generation | Electricity | WC | Dispatch-Generation | FuelCost | 0 | [6 empty] | 0.70259 | 0
LCP_Inputs_ON_Electric_IEA_2023_05_05 | 2029 | Nuclear SMR | Generation | Electricity | WC | Dispatch-Generation | VOM | 0 | [6 empty] | 0.70259 | 0
LCP_Inputs_ON_Electric_IEA_2023_05_05 | 2029 | O/CCGT - CH4 Existing | Crossload | Electricity | MI | Dispatch-Crossload | EmissionsCost | 0 | [6 empty] | 0.70259 | 0
LCP_Inputs_ON_Electric_IEA_2023_05_05 | 2029 | O/CCGT - CH4 Existing | Crossload | Electricity | MI | Dispatch-Crossload | FuelCost | 0 | [6 empty] | 0.70259 | 0
LCP_Inputs_ON_Electric_IEA_2023_05_05 | 2029 | O/CCGT - CH4 Existing | Crossload | Electricity | MI | Dispatch-Crossload | VOM | 0 | [6 empty] | 0.70259 | 0
LCP_Inputs_ON_Electric_IEA_2023_05_05 | 2029 | O/CCGT - CH4 Existing | Crossload | Electricity | NY | Dispatch-Crossload | EmissionsCost | 0 | [6 empty] | 0.70259 | 0
LCP_Inputs_ON_Electric_IEA_2023_05_05 | 2029 | O/CCGT - CH4 Existing | Crossload | Electricity | NY | Dispatch-Crossload | FuelCost | 0 | [6 empty] | 0.70259 | 0
LCP_Inputs_ON_Electric_IEA_2023_05_05 | 2029 | O/CCGT - CH4 Existing | Crossload | Electricity | NY | Dispatch-Crossload | VOM | 0 | [6 empty] | 0.70259 | 0
LCP_Inputs_ON_Electric_IEA_2023_05_05 | 2029 | O/CCGT - CH4 Existing | Crossload | Electricity | ON | Dispatch-Crossload | EmissionsCost | 0 | [6 empty] | 0.70259 | 0
LCP_Inputs_ON_Electric_IEA_2023_05_05 | 2029 | O/CCGT - CH4 Existing | Crossload | Electricity | ON | Dispatch-Crossload | FuelCost | 0 | [6 empty] | 0.70259 | 0
LCP_Inputs_ON_Electric_IEA_2023_05_05 | 2029 | O/CCGT - CH4 Existing | Crossload | Electricity | ON | Dispatch-Crossload | VOM | 0 | [6 empty] | 0.70259 | 0
LCP_Inputs_ON_Electric_IEA_2023_05_05 | 2029 | O/CCGT - CH4 Existing | Crossload | Electricity | PJ | Dispatch-Crossload | EmissionsCost | 0 | [6 empty] | 0.70259 | 0
LCP_Inputs_ON_Electric_IEA_2023_05_05 | 2029 | O/CCGT - CH4 Existing | Crossload | Electricity | PJ | Dispatch-Crossload | FuelCost | 0 | [6 empty] | 0.70259 | 0
LCP_Inputs_ON_Electric_IEA_2023_05_05 | 2029 | O/CCGT - CH4 Existing | Crossload | Electricity | PJ | Dispatch-Crossload | VOM | 0 | [6 empty] | 0.70259 | 0
LCP_Inputs_ON_Electric_IEA_2023_05_05 | 2029 | O/CCGT - CH4 Existing | Crossload | Electricity | QC | Dispatch-Crossload | EmissionsCost | 0 | [6 empty] | 0.70259 | 0
LCP_Inputs_ON_Electric_IEA_2023_05_05 | 2029 | O/CCGT - CH4 Existing | Crossload | Electricity | QC | Dispatch-Crossload | FuelCost | 0 | [6 empty] | 0.70259 | 0
LCP_Inputs_ON_Electric_IEA_2023_05_05 | 2029 | O/CCGT - CH4 Existing | Crossload | Electricity | QC | Dispatch-Crossload | VOM | 0 | [6 empty] | 0.70259 | 0
LCP_Inputs_ON_Electric_IEA_2023_05_05 | 2029 | O/CCGT - CH4 Existing | Crossload | Electricity | WC | Dispatch-Crossload | EmissionsCost | 0 | [6 empty] | 0.70259 | 0
LCP_Inputs_ON_Electric_IEA_2023_05_05 | 2029 | O/CCGT - CH4 Existing | Crossload | Electricity | WC | Dispatch-Crossload | FuelCost | 0 | [6 empty] | 0.70259 | 0
LCP_Inputs_ON_Electric_IEA_2023_05_05 | 2029 | O/CCGT - CH4 Existing | Crossload | Electricity | WC | Dispatch-Crossload | VOM | 0 | [6 empty] | 0.70259 | 0
LCP_Inputs_ON_Electric_IEA_2023_05_05 | 2029 | O/CCGT - CH4 New | Crossload | Electricity | MI | Dispatch-Crossload | EmissionsCost | 0 | [6 empty] | 0.70259 | 0
LCP_Inputs_ON_Electric_IEA_2023_05_05 | 2029 | O/CCGT - CH4 New | Crossload | Electricity | MI | Dispatch-Crossload | FuelCost | 0 | [6 empty] | 0.70259 | 0
LCP_Inputs_ON_Electric_IEA_2023_05_05 | 2029 | O/CCGT - CH4 New | Crossload | Electricity | MI | Dispatch-Crossload | VOM | 0 | [6 empty] | 0.70259 | 0
LCP_Inputs_ON_Electric_IEA_2023_05_05 | 2029 | O/CCGT - CH4 New | Crossload | Electricity | NY | Dispatch-Crossload | EmissionsCost | 0 | [6 empty] | 0.70259 | 0
LCP_Inputs_ON_Electric_IEA_2023_05_05 | 2029 | O/CCGT - CH4 New | Crossload | Electricity | NY | Dispatch-Crossload | FuelCost | 0 | [6 empty] | 0.70259 | 0
LCP_Inputs_ON_Electric_IEA_2023_05_05 | 2029 | O/CCGT - CH4 New | Crossload | Electricity | NY | Dispatch-Crossload | VOM | 0 | [6 empty] | 0.70259 | 0
LCP_Inputs_ON_Electric_IEA_2023_05_05 | 2029 | O/CCGT - CH4 New | Crossload | Electricity | ON | Dispatch-Crossload | EmissionsCost | 0 | [6 empty] | 0.70259 | 0
LCP_Inputs_ON_Electric_IEA_2023_05_05 | 2029 | O/CCGT - CH4 New | Crossload | Electricity | ON | Dispatch-Crossload | FuelCost | 0 | [6 empty] | 0.70259 | 0
LCP_Inputs_ON_Electric_IEA_2023_05_05 | 2029 | O/CCGT - CH4 New | Crossload | Electricity | ON | Dispatch-Crossload | VOM | 0 | [6 empty] | 0.70259 | 0
LCP_Inputs_ON_Electric_IEA_2023_05_05 | 2029 | O/CCGT - CH4 New | Crossload | Electricity | PJ | Dispatch-Crossload | EmissionsCost | 0 | [6 empty] | 0.70259 | 0
LCP_Inputs_ON_Electric_IEA_2023_05_05 | 2029 | O/CCGT - CH4 New | Crossload | Electricity | PJ | Dispatch-Crossload | FuelCost | 0 | [6 empty] | 0.70259 | 0
LCP_Inputs_ON_Electric_IEA_2023_05_05 | 2029 | O/CCGT - CH4 New | Crossload | Electricity | PJ | Dispatch-Crossload | VOM | 0 | [6 empty] | 0.70259 | 0
LCP_Inputs_ON_Electric_IEA_2023_05_05 | 2029 | O/CCGT - CH4 New | Crossload | Electricity | QC | Dispatch-Crossload | EmissionsCost | 0 | [6 empty] | 0.70259 | 0
LCP_Inputs_ON_Electric_IEA_2023_05_05 | 2029 | O/CCGT - CH4 New | Crossload | Electricity | QC | Dispatch-Crossload | FuelCost | 0 | [6 empty] | 0.70259 | 0
LCP_Inputs_ON_Electric_IEA_2023_05_05 | 2029 | O/CCGT - CH4 New | Crossload | Electricity | QC | Dispatch-Crossload | VOM | 0 | [6 empty] | 0.70259 | 0
LCP_Inputs_ON_Electric_IEA_2023_05_05 | 2029 | O/CCGT - CH4 New | Crossload | Electricity | WC | Dispatch-Crossload | EmissionsCost | 0 | [6 empty] | 0.70259 | 0
LCP_Inputs_ON_Electric_IEA_2023_05_05 | 2029 | O/CCGT - CH4 New | Crossload | Electricity | WC | Dispatch-Crossload | FuelCost | 0 | [6 empty] | 0.70259 | 0
LCP_Inputs_ON_Electric_IEA_2023_05_05 | 2029 | O/CCGT - CH4 New | Crossload | Electricity | WC | Dispatch-Crossload | VOM | 0 | [6 empty] | 0.70259 | 0
LCP_Inputs_ON_Electric_IEA_2023_05_05 | 2029 | O/CCGT - H2 New | Crossload | Electricity | MI | Dispatch-Crossload | EmissionsCost | 0 | [6 empty] | 0.70259 | 0
LCP_Inputs_ON_Electric_IEA_2023_05_05 | 2029 | O/CCGT - H2 New | Crossload | Electricity | MI | Dispatch-Crossload | FuelCost | 0 | [6 empty] | 0.70259 | 0
LCP_Inputs_ON_Electric_IEA_2023_05_05 | 2029 | O/CCGT - H2 New | Crossload | Electricity | MI | Dispatch-Crossload | VOM | 0 | [6 empty] | 0.70259 | 0
LCP_Inputs_ON_Electric_IEA_2023_05_05 | 2029 | O/CCGT - H2 New | Crossload | Electricity | NY | Dispatch-Crossload | EmissionsCost | 0 | [6 empty] | 0.70259 | 0
LCP_Inputs_ON_Electric_IEA_2023_05_05 | 2029 | O/CCGT - H2 New | Crossload | Electricity | NY | Dispatch-Crossload | FuelCost | 0 | [6 empty] | 0.70259 | 0
LCP_Inputs_ON_Electric_IEA_2023_05_05 | 2029 | O/CCGT - H2 New | Crossload | Electricity | NY | Dispatch-Crossload | VOM | 0 | [6 empty] | 0.70259 | 0
LCP_Inputs_ON_Electric_IEA_2023_05_05 | 2029 | O/CCGT - H2 New | Crossload | Electricity | ON | Dispatch-Crossload | EmissionsCost | 0 | [6 empty] | 0.70259 | 0
LCP_Inputs_ON_Electric_IEA_2023_05_05 | 2029 | O/CCGT - H2 New | Crossload | Electricity | ON | Dispatch-Crossload | FuelCost | 0 | [6 empty] | 0.70259 | 0
LCP_Inputs_ON_Electric_IEA_2023_05_05 | 2029 | O/CCGT - H2 New | Crossload | Electricity | ON | Dispatch-Crossload | VOM | 0 | [6 empty] | 0.70259 | 0
LCP_Inputs_ON_Electric_IEA_2023_05_05 | 2029 | O/CCGT - H2 New | Crossload | Electricity | PJ | Dispatch-Crossload | EmissionsCost | 0 | [6 empty] | 0.70259 | 0
LCP_Inputs_ON_Electric_IEA_2023_05_05 | 2029 | O/CCGT - H2 New | Crossload | Electricity | PJ | Dispatch-Crossload | FuelCost | 0 | [6 empty] | 0.70259 | 0
LCP_Inputs_ON_Electric_IEA_2023_05_05 | 2029 | O/CCGT - H2 New | Crossload | Electricity | PJ | Dispatch-Crossload | VOM | 0 | [6 empty] | 0.70259 | 0
LCP_Inputs_ON_Electric_IEA_2023_05_05 | 2029 | O/CCGT - H2 New | Crossload | Electricity | QC | Dispatch-Crossload | EmissionsCost | 0 | [6 empty] | 0.70259 | 0
LCP_Inputs_ON_Electric_IEA_2023_05_05 | 2029 | O/CCGT - H2 New | Crossload | Electricity | QC | Dispatch-Crossload | FuelCost | 0 | [6 empty] | 0.70259 | 0
LCP_Inputs_ON_Electric_IEA_2023_05_05 | 2029 | O/CCGT - H2 New | Crossload | Electricity | QC | Dispatch-Crossload | VOM | 0 | [6 empty] | 0.70259 | 0
LCP_Inputs_ON_Electric_IEA_2023_05_05 | 2029 | O/CCGT - H2 New | Crossload | Electricity | WC | Dispatch-Crossload | EmissionsCost | 0 | [6 empty] | 0.70259 | 0
LCP_Inputs_ON_Electric_IEA_2023_05_05 | 2029 | O/CCGT - H2 New | Crossload | Electricity | WC | Dispatch-Crossload | FuelCost | 0 | [6 empty] | 0.70259 | 0
LCP_Inputs_ON_Electric_IEA_2023_05_05 | 2029 | O/CCGT - H2 New | Crossload | Electricity | WC | Dispatch-Crossload | VOM | 0 | [6 empty] | 0.70259 | 0
LCP_Inputs_ON_Electric_IEA_2023_05_05 | 2029 | SMR CCS | Generation | Hydrogen | MI | Dispatch-Generation | EmissionsCost | 0 | [6 empty] | 0.70259 | 0
LCP_Inputs_ON_Electric_IEA_2023_05_05 | 2029 | SMR CCS | Generation | Hydrogen | MI | Dispatch-Generation | FuelCost | 0 | [6 empty] | 0.70259 | 0
LCP_Inputs_ON_Electric_IEA_2023_05_05 | 2029 | SMR CCS | Generation | Hydrogen | MI | Dispatch-Generation | VOM | 0 | [6 empty] | 0.70259 | 0
LCP_Inputs_ON_Electric_IEA_2023_05_05 | 2029 | SMR CCS | Generation | Hydrogen | NY | Dispatch-Generation | EmissionsCost | 0 | [6 empty] | 0.70259 | 0
LCP_Inputs_ON_Electric_IEA_2023_05_05 | 2029 | SMR CCS | Generation | Hydrogen | NY | Dispatch-Generation | FuelCost | 0 | [6 empty] | 0.70259 | 0
LCP_Inputs_ON_Electric_IEA_2023_05_05 | 2029 | SMR CCS | Generation | Hydrogen | NY | Dispatch-Generation | VOM | 0 | [6 empty] | 0.70259 | 0
LCP_Inputs_ON_Electric_IEA_2023_05_05 | 2029 | SMR CCS | Generation | Hydrogen | ON | Dispatch-Generation | EmissionsCost | 0 | [6 empty] | 0.70259 | 0
LCP_Inputs_ON_Electric_IEA_2023_05_05 | 2029 | SMR CCS | Generation | Hydrogen | ON | Dispatch-Generation | FuelCost | 0 | [6 empty] | 0.70259 | 0
LCP_Inputs_ON_Electric_IEA_2023_05_05 | 2029 | SMR CCS | Generation | Hydrogen | ON | Dispatch-Generation | VOM | 0 | [6 empty] | 0.70259 | 0
LCP_Inputs_ON_Electric_IEA_2023_05_05 | 2029 | SMR CCS | Generation | Hydrogen | PJ | Dispatch-Generation | EmissionsCost | 0 | [6 empty] | 0.70259 | 0
LCP_Inputs_ON_Electric_IEA_2023_05_05 | 2029 | SMR CCS | Generation | Hydrogen | PJ | Dispatch-Generation | FuelCost | 0 | [6 empty] | 0.70259 | 0
LCP_Inputs_ON_Electric_IEA_2023_05_05 | 2029 | SMR CCS | Generation | Hydrogen | PJ | Dispatch-Generation | VOM | 0 | [6 empty] | 0.70259 | 0
LCP_Inputs_ON_Electric_IEA_2023_05_05 | 2029 | SMR CCS | Generation | Hydrogen | QC | Dispatch-Generation | EmissionsCost | 0 | [6 empty] | 0.70259 | 0
LCP_Inputs_ON_Electric_IEA_2023_05_05 | 2029 | SMR CCS | Generation | Hydrogen | QC | Dispatch-Generation | FuelCost | 0 | [6 empty] | 0.70259 | 0
LCP_Inputs_ON_Electric_IEA_2023_05_05 | 2029 | SMR CCS | Generation | Hydrogen | QC | Dispatch-Generation | VOM | 0 | [6 empty] | 0.70259 | 0
LCP_Inputs_ON_Electric_IEA_2023_05_05 | 2029 | SMR CCS | Generation | Hydrogen | WC | Dispatch-Generation | EmissionsCost | 0 | [6 empty] | 0.70259 | 0
LCP_Inputs_ON_Electric_IEA_2023_05_05 | 2029 | SMR CCS | Generation | Hydrogen | WC | Dispatch-Generation | FuelCost | 0 | [6 empty] | 0.70259 | 0
LCP_Inputs_ON_Electric_IEA_2023_05_05 | 2029 | SMR CCS | Generation | Hydrogen | WC | Dispatch-Generation | VOM | 0 | [6 empty] | 0.70259 | 0
LCP_Inputs_ON_Electric_IEA_2023_05_05 | 2029 | Solar PV | Generation | Electricity | MI | Dispatch-Generation | EmissionsCost | 0 | [6 empty] | 0.70259 | 0
LCP_Inputs_ON_Electric_IEA_2023_05_05 | 2029 | Solar PV | Generation | Electricity | MI | Dispatch-Generation | FuelCost | 0 | [6 empty] | 0.70259 | 0
LCP_Inputs_ON_Electric_IEA_2023_05_05 | 2029 | Solar PV | Generation | Electricity | MI | Dispatch-Generation | VOM | 0 | [6 empty] | 0.70259 | 0
LCP_Inputs_ON_Electric_IEA_2023_05_05 | 2029 | Solar PV | Generation | Electricity | NY | Dispatch-Generation | EmissionsCost | 0 | [6 empty] | 0.70259 | 0
LCP_Inputs_ON_Electric_IEA_2023_05_05 | 2029 | Solar PV | Generation | Electricity | NY | Dispatch-Generation | FuelCost | 0 | [6 empty] | 0.70259 | 0
LCP_Inputs_ON_Electric_IEA_2023_05_05 | 2029 | Solar PV | Generation | Electricity | NY | Dispatch-Generation | VOM | 0 | [6 empty] | 0.70259 | 0
LCP_Inputs_ON_Electric_IEA_2023_05_05 | 2029 | Solar PV | Generation | Electricity | ON | Dispatch-Generation | EmissionsCost | 0 | [6 empty] | 0.70259 | 0
LCP_Inputs_ON_Electric_IEA_2023_05_05 | 2029 | Solar PV | Generation | Electricity | ON | Dispatch-Generation | FuelCost | 0 | [6 empty] | 0.70259 | 0
LCP_Inputs_ON_Electric_IEA_2023_05_05 | 2029 | Solar PV | Generation | Electricity | ON | Dispatch-Generation | VOM | 0 | [6 empty] | 0.70259 | 0
LCP_Inputs_ON_Electric_IEA_2023_05_05 | 2029 | Solar PV | Generation | Electricity | PJ | Dispatch-Generation | EmissionsCost | 0 | [6 empty] | 0.70259 | 0
LCP_Inputs_ON_Electric_IEA_2023_05_05 | 2029 | Solar PV | Generation | Electricity | PJ | Dispatch-Generation | FuelCost | 0 | [6 empty] | 0.70259 | 0
LCP_Inputs_ON_Electric_IEA_2023_05_05 | 2029 | Solar PV | Generation | Electricity | PJ | Dispatch-Generation | VOM | 0 | [6 empty] | 0.70259 | 0
LCP_Inputs_ON_Electric_IEA_2023_05_05 | 2029 | Solar PV | Generation | Electricity | QC | Dispatch-Generation | EmissionsCost | 0 | [6 empty] | 0.70259 | 0
LCP_Inputs_ON_Electric_IEA_2023_05_05 | 2029 | Solar PV | Generation | Electricity | QC | Dispatch-Generation | FuelCost | 0 | [6 empty] | 0.70259 | 0
LCP_Inputs_ON_Electric_IEA_2023_05_05 | 2029 | Solar PV | Generation | Electricity | QC | Dispatch-Generation | VOM | 0 | [6 empty] | 0.70259 | 0
LCP_Inputs_ON_Electric_IEA_2023_05_05 | 2029 | Solar PV | Generation | Electricity | WC | Dispatch-Generation | EmissionsCost | 0 | [6 empty] | 0.70259 | 0
LCP_Inputs_ON_Electric_IEA_2023_05_05 | 2029 | Solar PV | Generation | Electricity | WC | Dispatch-Generation | FuelCost | 0 | [6 empty] | 0.70259 | 0
LCP_Inputs_ON_Electric_IEA_2023_05_05 | 2029 | Solar PV | Generation | Electricity | WC | Dispatch-Generation | VOM | 0 | [6 empty] | 0.70259 | 0
LCP_Inputs_ON_Electric_IEA_2023_05_05 | 2029 | Wind Offshore | Generation | Electricity | MI | Dispatch-Generation | EmissionsCost | 0 | [6 empty] | 0.70259 | 0
LCP_Inputs_ON_Electric_IEA_2023_05_05 | 2029 | Wind Offshore | Generation | Electricity | MI | Dispatch-Generation | FuelCost | 0 | [6 empty] | 0.70259 | 0
LCP_Inputs_ON_Electric_IEA_2023_05_05 | 2029 | Wind Offshore | Generation | Electricity | MI | Dispatch-Generation | VOM | 0 | [6 empty] | 0.70259 | 0
LCP_Inputs_ON_Electric_IEA_2023_05_05 | 2029 | Wind Offshore | Generation | Electricity | NY | Dispatch-Generation | EmissionsCost | 0 | [6 empty] | 0.70259 | 0
LCP_Inputs_ON_Electric_IEA_2023_05_05 | 2029 | Wind Offshore | Generation | Electricity | NY | Dispatch-Generation | FuelCost | 0 | [6 empty] | 0.70259 | 0
LCP_Inputs_ON_Electric_IEA_2023_05_05 | 2029 | Wind Offshore | Generation | Electricity | NY | Dispatch-Generation | VOM | 0 | [6 empty] | 0.70259 | 0
LCP_Inputs_ON_Electric_IEA_2023_05_05 | 2029 | Wind Offshore | Generation | Electricity | ON | Dispatch-Generation | EmissionsCost | 0 | [6 empty] | 0.70259 | 0
LCP_Inputs_ON_Electric_IEA_2023_05_05 | 2029 | Wind Offshore | Generation | Electricity | ON | Dispatch-Generation | FuelCost | 0 | [6 empty] | 0.70259 | 0
LCP_Inputs_ON_Electric_IEA_2023_05_05 | 2029 | Wind Offshore | Generation | Electricity | ON | Dispatch-Generation | VOM | 0 | [6 empty] | 0.70259 | 0
LCP_Inputs_ON_Electric_IEA_2023_05_05 | 2029 | Wind Offshore | Generation | Electricity | PJ | Dispatch-Generation | EmissionsCost | 0 | [6 empty] | 0.70259 | 0
LCP_Inputs_ON_Electric_IEA_2023_05_05 | 2029 | Wind Offshore | Generation | Electricity | PJ | Dispatch-Generation | FuelCost | 0 | [6 empty] | 0.70259 | 0
LCP_Inputs_ON_Electric_IEA_2023_05_05 | 2029 | Wind Offshore | Generation | Electricity | PJ | Dispatch-Generation | VOM | 0 | [6 empty] | 0.70259 | 0
LCP_Inputs_ON_Electric_IEA_2023_05_05 | 2029 | Wind Offshore | Generation | Electricity | QC | Dispatch-Generation | EmissionsCost | 0 | [6 empty] | 0.70259 | 0
LCP_Inputs_ON_Electric_IEA_2023_05_05 | 2029 | Wind Offshore | Generation | Electricity | QC | Dispatch-Generation | FuelCost | 0 | [6 empty] | 0.70259 | 0
LCP_Inputs_ON_Electric_IEA_2023_05_05 | 2029 | Wind Offshore | Generation | Electricity | QC | Dispatch-Generation | VOM | 0 | [6 empty] | 0.70259 | 0
LCP_Inputs_ON_Electric_IEA_2023_05_05 | 2029 | Wind Offshore | Generation | Electricity | WC | Dispatch-Generation | EmissionsCost | 0 | [6 empty] | 0.70259 | 0
LCP_Inputs_ON_Electric_IEA_2023_05_05 | 2029 | Wind Offshore | Generation | Electricity | WC | Dispatch-Generation | FuelCost | 0 | [6 empty] | 0.70259 | 0
LCP_Inputs_ON_Electric_IEA_2023_05_05 | 2029 | Wind Offshore | Generation | Electricity | WC | Dispatch-Generation | VOM | 0 | [6 empty] | 0.70259 | 0
LCP_Inputs_ON_Electric_IEA_2023_05_05 | 2029 | Wind Onshore | Generation | Electricity | MI | Dispatch-Generation | EmissionsCost | 0 | [6 empty] | 0.70259 | 0
LCP_Inputs_ON_Electric_IEA_2023_05_05 | 2029 | Wind Onshore | Generation | Electricity | MI | Dispatch-Generation | FuelCost | 0 | [6 empty] | 0.70259 | 0
LCP_Inputs_ON_Electric_IEA_2023_05_05 | 2029 | Wind Onshore | Generation | Electricity | MI | Dispatch-Generation | VOM | 0 | [6 empty] | 0.70259 | 0
LCP_Inputs_ON_Electric_IEA_2023_05_05 | 2029 | Wind Onshore | Generation | Electricity | NY | Dispatch-Generation | EmissionsCost | 0 | [6 empty] | 0.70259 | 0
LCP_Inputs_ON_Electric_IEA_2023_05_05 | 2029 | Wind Onshore | Generation | Electricity | NY | Dispatch-Generation | FuelCost | 0 | [6 empty] | 0.70259 | 0
LCP_Inputs_ON_Electric_IEA_2023_05_05 | 2029 | Wind Onshore | Generation | Electricity | NY | Dispatch-Generation | VOM | 0 | [6 empty] | 0.70259 | 0
LCP_Inputs_ON_Electric_IEA_2023_05_05 | 2029 | Wind Onshore | Generation | Electricity | ON | Dispatch-Generation | EmissionsCost | 0 | [6 empty] | 0.70259 | 0
LCP_Inputs_ON_Electric_IEA_2023_05_05 | 2029 | Wind Onshore | Generation | Electricity | ON | Dispatch-Generation | FuelCost | 0 | [6 empty] | 0.70259 | 0
LCP_Inputs_ON_Electric_IEA_2023_05_05 | 2029 | Wind Onshore | Generation | Electricity | ON | Dispatch-Generation | VOM | 0 | [6 empty] | 0.70259 | 0
LCP_Inputs_ON_Electric_IEA_2023_05_05 | 2029 | Wind Onshore | Generation | Electricity | PJ | Dispatch-Generation | EmissionsCost | 0 | [6 empty] | 0.70259 | 0
LCP_Inputs_ON_Electric_IEA_2023_05_05 | 2029 | Wind Onshore | Generation | Electricity | PJ | Dispatch-Generation | FuelCost | 0 | [6 empty] | 0.70259 | 0
LCP_Inputs_ON_Electric_IEA_2023_05_05 | 2029 | Wind Onshore | Generation | Electricity | PJ | Dispatch-Generation | VOM | 0 | [6 empty] | 0.70259 | 0
LCP_Inputs_ON_Electric_IEA_2023_05_05 | 2029 | Wind Onshore | Generation | Electricity | QC | Dispatch-Generation | EmissionsCost | 0 | [6 empty] | 0.70259 | 0
LCP_Inputs_ON_Electric_IEA_2023_05_05 | 2029 | Wind Onshore | Generation | Electricity | QC | Dispatch-Generation | FuelCost | 0 | [6 empty] | 0.70259 | 0
LCP_Inputs_ON_Electric_IEA_2023_05_05 | 2029 | Wind Onshore | Generation | Electricity | QC | Dispatch-Generation | VOM | 0 | [6 empty] | 0.70259 | 0
LCP_Inputs_ON_Electric_IEA_2023_05_05 | 2029 | Wind Onshore | Generation | Electricity | WC | Dispatch-Generation | EmissionsCost | 0 | [6 empty] | 0.70259 | 0
LCP_Inputs_ON_Electric_IEA_2023_05_05 | 2029 | Wind Onshore | Generation | Electricity | WC | Dispatch-Generation | FuelCost | 0 | [6 empty] | 0.70259 | 0
LCP_Inputs_ON_Electric_IEA_2023_05_05 | 2029 | Wind Onshore | Generation | Electricity | WC | Dispatch-Generation | VOM | 0 | [6 empty] | 0.70259 | 0
LCP_Inputs_ON_Electric_IEA_2023_05_05 | 2030 | Anaerobic Digestion | Generation | Methane | MI | Dispatch-Generation | EmissionsCost | 0 | [6 empty] | 0.67556 | 0
LCP_Inputs_ON_Electric_IEA_2023_05_05 | 2030 | Anaerobic Digestion | Generation | Methane | MI | Dispatch-Generation | FuelCost | 0 | [6 empty] | 0.67556 | 0
LCP_Inputs_ON_Electric_IEA_2023_05_05 | 2030 | Anaerobic Digestion | Generation | Methane | MI | Dispatch-Generation | VOM | 0 | [6 empty] | 0.67556 | 0
LCP_Inputs_ON_Electric_IEA_2023_05_05 | 2030 | Anaerobic Digestion | Generation | Methane | NY | Dispatch-Generation | EmissionsCost | 0 | [6 empty] | 0.67556 | 0
LCP_Inputs_ON_Electric_IEA_2023_05_05 | 2030 | Anaerobic Digestion | Generation | Methane | NY | Dispatch-Generation | FuelCost | 0 | [6 empty] | 0.67556 | 0
LCP_Inputs_ON_Electric_IEA_2023_05_05 | 2030 | Anaerobic Digestion | Generation | Methane | NY | Dispatch-Generation | VOM | 0 | [6 empty] | 0.67556 | 0
LCP_Inputs_ON_Electric_IEA_2023_05_05 | 2030 | Anaerobic Digestion | Generation | Methane | ON | Dispatch-Generation | EmissionsCost | 0 | [6 empty] | 0.67556 | 0
LCP_Inputs_ON_Electric_IEA_2023_05_05 | 2030 | Anaerobic Digestion | Generation | Methane | ON | Dispatch-Generation | FuelCost | 0 | [6 empty] | 0.67556 | 0
LCP_Inputs_ON_Electric_IEA_2023_05_05 | 2030 | Anaerobic Digestion | Generation | Methane | ON | Dispatch-Generation | VOM | 0 | [6 empty] | 0.67556 | 0
LCP_Inputs_ON_Electric_IEA_2023_05_05 | 2030 | Anaerobic Digestion | Generation | Methane | PJ | Dispatch-Generation | EmissionsCost | 0 | [6 empty] | 0.67556 | 0
LCP_Inputs_ON_Electric_IEA_2023_05_05 | 2030 | Anaerobic Digestion | Generation | Methane | PJ | Dispatch-Generation | FuelCost | 0 | [6 empty] | 0.67556 | 0
LCP_Inputs_ON_Electric_IEA_2023_05_05 | 2030 | Anaerobic Digestion | Generation | Methane | PJ | Dispatch-Generation | VOM | 0 | [6 empty] | 0.67556 | 0
LCP_Inputs_ON_Electric_IEA_2023_05_05 | 2030 | Anaerobic Digestion | Generation | Methane | QC | Dispatch-Generation | EmissionsCost | 0 | [6 empty] | 0.67556 | 0
LCP_Inputs_ON_Electric_IEA_2023_05_05 | 2030 | Anaerobic Digestion | Generation | Methane | QC | Dispatch-Generation | FuelCost | 0 | [6 empty] | 0.67556 | 0
LCP_Inputs_ON_Electric_IEA_2023_05_05 | 2030 | Anaerobic Digestion | Generation | Methane | QC | Dispatch-Generation | VOM | 0 | [6 empty] | 0.67556 | 0
LCP_Inputs_ON_Electric_IEA_2023_05_05 | 2030 | Anaerobic Digestion | Generation | Methane | WC | Dispatch-Generation | EmissionsCost | 0 | [6 empty] | 0.67556 | 0
LCP_Inputs_ON_Electric_IEA_2023_05_05 | 2030 | Anaerobic Digestion | Generation | Methane | WC | Dispatch-Generation | FuelCost | 0 | [6 empty] | 0.67556 | 0
LCP_Inputs_ON_Electric_IEA_2023_05_05 | 2030 | Anaerobic Digestion | Generation | Methane | WC | Dispatch-Generation | VOM | 0 | [6 empty] | 0.67556 | 0
LCP_Inputs_ON_Electric_IEA_2023_05_05 | 2030 | Battery Storage | Storage | Electricity | MI | Dispatch-Storage | EmissionsCost | 0 | [6 empty] | 0.67556 | 0
LCP_Inputs_ON_Electric_IEA_2023_05_05 | 2030 | Battery Storage | Storage | Electricity | MI | Dispatch-Storage | FuelCost | 0 | [6 empty] | 0.67556 | 0
LCP_Inputs_ON_Electric_IEA_2023_05_05 | 2030 | Battery Storage | Storage | Electricity | MI | Dispatch-Storage | VOM | 0 | [6 empty] | 0.67556 | 0
LCP_Inputs_ON_Electric_IEA_2023_05_05 | 2030 | Battery Storage | Storage | Electricity | NY | Dispatch-Storage | EmissionsCost | 0 | [6 empty] | 0.67556 | 0
LCP_Inputs_ON_Electric_IEA_2023_05_05 | 2030 | Battery Storage | Storage | Electricity | NY | Dispatch-Storage | FuelCost | 0 | [6 empty] | 0.67556 | 0
LCP_Inputs_ON_Electric_IEA_2023_05_05 | 2030 | Battery Storage | Storage | Electricity | NY | Dispatch-Storage | VOM | 0 | [6 empty] | 0.67556 | 0
LCP_Inputs_ON_Electric_IEA_2023_05_05 | 2030 | Battery Storage | Storage | Electricity | ON | Dispatch-Storage | EmissionsCost | 0 | [6 empty] | 0.67556 | 0
LCP_Inputs_ON_Electric_IEA_2023_05_05 | 2030 | Battery Storage | Storage | Electricity | ON | Dispatch-Storage | FuelCost | 0 | [6 empty] | 0.67556 | 0
LCP_Inputs_ON_Electric_IEA_2023_05_05 | 2030 | Battery Storage | Storage | Electricity | ON | Dispatch-Storage | VOM | 0 | [6 empty] | 0.67556 | 0
LCP_Inputs_ON_Electric_IEA_2023_05_05 | 2030 | Battery Storage | Storage | Electricity | PJ | Dispatch-Storage | EmissionsCost | 0 | [6 empty] | 0.67556 | 0
LCP_Inputs_ON_Electric_IEA_2023_05_05 | 2030 | Battery Storage | Storage | Electricity | PJ | Dispatch-Storage | FuelCost | 0 | [6 empty] | 0.67556 | 0
LCP_Inputs_ON_Electric_IEA_2023_05_05 | 2030 | Battery Storage | Storage | Electricity | PJ | Dispatch-Storage | VOM | 0 | [6 empty] | 0.67556 | 0
LCP_Inputs_ON_Electric_IEA_2023_05_05 | 2030 | Battery Storage | Storage | Electricity | QC | Dispatch-Storage | EmissionsCost | 0 | [6 empty] | 0.67556 | 0
LCP_Inputs_ON_Electric_IEA_2023_05_05 | 2030 | Battery Storage | Storage | Electricity | QC | Dispatch-Storage | FuelCost | 0 | [6 empty] | 0.67556 | 0
LCP_Inputs_ON_Electric_IEA_2023_05_05 | 2030 | Battery Storage | Storage | Electricity | QC | Dispatch-Storage | VOM | 0 | [6 empty] | 0.67556 | 0
LCP_Inputs_ON_Electric_IEA_2023_05_05 | 2030 | Battery Storage | Storage | Electricity | WC | Dispatch-Storage | EmissionsCost | 0 | [6 empty] | 0.67556 | 0
LCP_Inputs_ON_Electric_IEA_2023_05_05 | 2030 | Battery Storage | Storage | Electricity | WC | Dispatch-Storage | FuelCost | 0 | [6 empty] | 0.67556 | 0
LCP_Inputs_ON_Electric_IEA_2023_05_05 | 2030 | Battery Storage | Storage | Electricity | WC | Dispatch-Storage | VOM | 0 | [6 empty] | 0.67556 | 0
LCP_Inputs_ON_Electric_IEA_2023_05_05 | 2030 | Biomass | Generation | Electricity | MI | Dispatch-Generation | EmissionsCost | 0 | [6 empty] | 0.67556 | 0
LCP_Inputs_ON_Electric_IEA_2023_05_05 | 2030 | Biomass | Generation | Electricity | MI | Dispatch-Generation | FuelCost | 0 | [6 empty] | 0.67556 | 0
LCP_Inputs_ON_Electric_IEA_2023_05_05 | 2030 | Biomass | Generation | Electricity | MI | Dispatch-Generation | VOM | 0 | [6 empty] | 0.67556 | 0
LCP_Inputs_ON_Electric_IEA_2023_05_05 | 2030 | Biomass | Generation | Electricity | NY | Dispatch-Generation | EmissionsCost | 0 | [6 empty] | 0.67556 | 0
LCP_Inputs_ON_Electric_IEA_2023_05_05 | 2030 | Biomass | Generation | Electricity | NY | Dispatch-Generation | FuelCost | 0 | [6 empty] | 0.67556 | 0
LCP_Inputs_ON_Electric_IEA_2023_05_05 | 2030 | Biomass | Generation | Electricity | NY | Dispatch-Generation | VOM | 0 | [6 empty] | 0.67556 | 0
LCP_Inputs_ON_Electric_IEA_2023_05_05 | 2030 | Biomass | Generation | Electricity | ON | Dispatch-Generation | EmissionsCost | 0 | [6 empty] | 0.67556 | 0
LCP_Inputs_ON_Electric_IEA_2023_05_05 | 2030 | Biomass | Generation | Electricity | ON | Dispatch-Generation | FuelCost | 2498962.9091 | [6 empty] | 0.67556 | 1688209.8006
LCP_Inputs_ON_Electric_IEA_2023_05_05 | 2030 | Biomass | Generation | Electricity | ON | Dispatch-Generation | VOM | 32070.024 | [6 empty] | 0.67556 | 21665.3591
LCP_Inputs_ON_Electric_IEA_2023_05_05 | 2030 | Biomass | Generation | Electricity | PJ | Dispatch-Generation | EmissionsCost | 0 | [6 empty] | 0.67556 | 0
LCP_Inputs_ON_Electric_IEA_2023_05_05 | 2030 | Biomass | Generation | Electricity | PJ | Dispatch-Generation | FuelCost | 0 | [6 empty] | 0.67556 | 0
LCP_Inputs_ON_Electric_IEA_2023_05_05 | 2030 | Biomass | Generation | Electricity | PJ | Dispatch-Generation | VOM | 0 | [6 empty] | 0.67556 | 0
LCP_Inputs_ON_Electric_IEA_2023_05_05 | 2030 | Biomass | Generation | Electricity | QC | Dispatch-Generation | EmissionsCost | 0 | [6 empty] | 0.67556 | 0
LCP_Inputs_ON_Electric_IEA_2023_05_05 | 2030 | Biomass | Generation | Electricity | QC | Dispatch-Generation | FuelCost | 513338.1818 | [6 empty] | 0.67556 | 346792.8821
LCP_Inputs_ON_Electric_IEA_2023_05_05 | 2030 | Biomass | Generation | Electricity | QC | Dispatch-Generation | VOM | 6587.84 | [6 empty] | 0.67556 | 4450.5087
LCP_Inputs_ON_Electric_IEA_2023_05_05 | 2030 | Biomass | Generation | Electricity | WC | Dispatch-Generation | EmissionsCost | 0 | [6 empty] | 0.67556 | 0
LCP_Inputs_ON_Electric_IEA_2023_05_05 | 2030 | Biomass | Generation | Electricity | WC | Dispatch-Generation | FuelCost | 0 | [6 empty] | 0.67556 | 0
LCP_Inputs_ON_Electric_IEA_2023_05_05 | 2030 | Biomass | Generation | Electricity | WC | Dispatch-Generation | VOM | 0 | [6 empty] | 0.67556 | 0
LCP_Inputs_ON_Electric_IEA_2023_05_05 | 2030 | Biomass + CCS | Generation | Electricity | MI | Dispatch-Generation | EmissionsCost | 0 | [6 empty] | 0.67556 | 0
LCP_Inputs_ON_Electric_IEA_2023_05_05 | 2030 | Biomass + CCS | Generation | Electricity | MI | Dispatch-Generation | FuelCost | 0 | [6 empty] | 0.67556 | 0
LCP_Inputs_ON_Electric_IEA_2023_05_05 | 2030 | Biomass + CCS | Generation | Electricity | MI | Dispatch-Generation | VOM | 0 | [6 empty] | 0.67556 | 0
LCP_Inputs_ON_Electric_IEA_2023_05_05 | 2030 | Biomass + CCS | Generation | Electricity | NY | Dispatch-Generation | EmissionsCost | 0 | [6 empty] | 0.67556 | 0
LCP_Inputs_ON_Electric_IEA_2023_05_05 | 2030 | Biomass + CCS | Generation | Electricity | NY | Dispatch-Generation | FuelCost | 0 | [6 empty] | 0.67556 | 0
LCP_Inputs_ON_Electric_IEA_2023_05_05 | 2030 | Biomass + CCS | Generation | Electricity | NY | Dispatch-Generation | VOM | 0 | [6 empty] | 0.67556 | 0
LCP_Inputs_ON_Electric_IEA_2023_05_05 | 2030 | Biomass + CCS | Generation | Electricity | ON | Dispatch-Generation | EmissionsCost | 0 | [6 empty] | 0.67556 | 0
LCP_Inputs_ON_Electric_IEA_2023_05_05 | 2030 | Biomass + CCS | Generation | Electricity | ON | Dispatch-Generation | FuelCost | 0 | [6 empty] | 0.67556 | 0
LCP_Inputs_ON_Electric_IEA_2023_05_05 | 2030 | Biomass + CCS | Generation | Electricity | ON | Dispatch-Generation | VOM | 0 | [6 empty] | 0.67556 | 0
LCP_Inputs_ON_Electric_IEA_2023_05_05 | 2030 | Biomass + CCS | Generation | Electricity | PJ | Dispatch-Generation | EmissionsCost | 0 | [6 empty] | 0.67556 | 0
LCP_Inputs_ON_Electric_IEA_2023_05_05 | 2030 | Biomass + CCS | Generation | Electricity | PJ | Dispatch-Generation | FuelCost | 0 | [6 empty] | 0.67556 | 0
LCP_Inputs_ON_Electric_IEA_2023_05_05 | 2030 | Biomass + CCS | Generation | Electricity | PJ | Dispatch-Generation | VOM | 0 | [6 empty] | 0.67556 | 0
LCP_Inputs_ON_Electric_IEA_2023_05_05 | 2030 | Biomass + CCS | Generation | Electricity | QC | Dispatch-Generation | EmissionsCost | 0 | [6 empty] | 0.67556 | 0
LCP_Inputs_ON_Electric_IEA_2023_05_05 | 2030 | Biomass + CCS | Generation | Electricity | QC | Dispatch-Generation | FuelCost | 0 | [6 empty] | 0.67556 | 0
LCP_Inputs_ON_Electric_IEA_2023_05_05 | 2030 | Biomass + CCS | Generation | Electricity | QC | Dispatch-Generation | VOM | 0 | [6 empty] | 0.67556 | 0
LCP_Inputs_ON_Electric_IEA_2023_05_05 | 2030 | Biomass + CCS | Generation | Electricity | WC | Dispatch-Generation | EmissionsCost | 0 | [6 empty] | 0.67556 | 0
LCP_Inputs_ON_Electric_IEA_2023_05_05 | 2030 | Biomass + CCS | Generation | Electricity | WC | Dispatch-Generation | FuelCost | 0 | [6 empty] | 0.67556 | 0
LCP_Inputs_ON_Electric_IEA_2023_05_05 | 2030 | Biomass + CCS | Generation | Electricity | WC | Dispatch-Generation | VOM | 0 | [6 empty] | 0.67556 | 0
LCP_Inputs_ON_Electric_IEA_2023_05_05 | 2030 | CH4 + CCS | Generation | Methane | MI | Dispatch-Generation | EmissionsCost | 0 | [6 empty] | 0.67556 | 0
LCP_Inputs_ON_Electric_IEA_2023_05_05 | 2030 | CH4 + CCS | Generation | Methane | MI | Dispatch-Generation | FuelCost | 0 | [6 empty] | 0.67556 | 0
LCP_Inputs_ON_Electric_IEA_2023_05_05 | 2030 | CH4 + CCS | Generation | Methane | MI | Dispatch-Generation | VOM | 0 | [6 empty] | 0.67556 | 0
LCP_Inputs_ON_Electric_IEA_2023_05_05 | 2030 | CH4 + CCS | Generation | Methane | NY | Dispatch-Generation | EmissionsCost | 0 | [6 empty] | 0.67556 | 0
LCP_Inputs_ON_Electric_IEA_2023_05_05 | 2030 | CH4 + CCS | Generation | Methane | NY | Dispatch-Generation | FuelCost | 0 | [6 empty] | 0.67556 | 0
LCP_Inputs_ON_Electric_IEA_2023_05_05 | 2030 | CH4 + CCS | Generation | Methane | NY | Dispatch-Generation | VOM | 0 | [6 empty] | 0.67556 | 0
LCP_Inputs_ON_Electric_IEA_2023_05_05 | 2030 | CH4 + CCS | Generation | Methane | ON | Dispatch-Generation | EmissionsCost | 0 | [6 empty] | 0.67556 | 0
LCP_Inputs_ON_Electric_IEA_2023_05_05 | 2030 | CH4 + CCS | Generation | Methane | ON | Dispatch-Generation | FuelCost | 0 | [6 empty] | 0.67556 | 0
LCP_Inputs_ON_Electric_IEA_2023_05_05 | 2030 | CH4 + CCS | Generation | Methane | ON | Dispatch-Generation | VOM | 0 | [6 empty] | 0.67556 | 0
LCP_Inputs_ON_Electric_IEA_2023_05_05 | 2030 | CH4 + CCS | Generation | Methane | PJ | Dispatch-Generation | EmissionsCost | 0 | [6 empty] | 0.67556 | 0
LCP_Inputs_ON_Electric_IEA_2023_05_05 | 2030 | CH4 + CCS | Generation | Methane | PJ | Dispatch-Generation | FuelCost | 0 | [6 empty] | 0.67556 | 0
LCP_Inputs_ON_Electric_IEA_2023_05_05 | 2030 | CH4 + CCS | Generation | Methane | PJ | Dispatch-Generation | VOM | 0 | [6 empty] | 0.67556 | 0
LCP_Inputs_ON_Electric_IEA_2023_05_05 | 2030 | CH4 + CCS | Generation | Methane | QC | Dispatch-Generation | EmissionsCost | 0 | [6 empty] | 0.67556 | 0
LCP_Inputs_ON_Electric_IEA_2023_05_05 | 2030 | CH4 + CCS | Generation | Methane | QC | Dispatch-Generation | FuelCost | 0 | [6 empty] | 0.67556 | 0
LCP_Inputs_ON_Electric_IEA_2023_05_05 | 2030 | CH4 + CCS | Generation | Methane | QC | Dispatch-Generation | VOM | 0 | [6 empty] | 0.67556 | 0
LCP_Inputs_ON_Electric_IEA_2023_05_05 | 2030 | CH4 + CCS | Generation | Methane | WC | Dispatch-Generation | EmissionsCost | 0 | [6 empty] | 0.67556 | 0
LCP_Inputs_ON_Electric_IEA_2023_05_05 | 2030 | CH4 + CCS | Generation | Methane | WC | Dispatch-Generation | FuelCost | 0 | [6 empty] | 0.67556 | 0
LCP_Inputs_ON_Electric_IEA_2023_05_05 | 2030 | CH4 + CCS | Generation | Methane | WC | Dispatch-Generation | VOM | 0 | [6 empty] | 0.67556 | 0
LCP_Inputs_ON_Electric_IEA_2023_05_05 | 2030 | CH4 Import - NY 2020 | Import | Methane | MI | Dispatch-Import | EmissionsCost | 0 | [6 empty] | 0.67556 | 0
LCP_Inputs_ON_Electric_IEA_2023_05_05 | 2030 | CH4 Import - NY 2020 | Import | Methane | MI | Dispatch-Import | FuelCost | 0 | [6 empty] | 0.67556 | 0
LCP_Inputs_ON_Electric_IEA_2023_05_05 | 2030 | CH4 Import - NY 2020 | Import | Methane | MI | Dispatch-Import | VOM | 0 | [6 empty] | 0.67556 | 0
LCP_Inputs_ON_Electric_IEA_2023_05_05 | 2030 | CH4 Import - NY 2020 | Import | Methane | NY | Dispatch-Import | EmissionsCost | 0 | [6 empty] | 0.67556 | 0
LCP_Inputs_ON_Electric_IEA_2023_05_05 | 2030 | CH4 Import - NY 2020 | Import | Methane | NY | Dispatch-Import | FuelCost | 0 | [6 empty] | 0.67556 | 0
LCP_Inputs_ON_Electric_IEA_2023_05_05 | 2030 | CH4 Import - NY 2020 | Import | Methane | NY | Dispatch-Import | VOM | 0 | [6 empty] | 0.67556 | 0
LCP_Inputs_ON_Electric_IEA_2023_05_05 | 2030 | CH4 Import - NY 2020 | Import | Methane | ON | Dispatch-Import | EmissionsCost | 0 | [6 empty] | 0.67556 | 0
LCP_Inputs_ON_Electric_IEA_2023_05_05 | 2030 | CH4 Import - NY 2020 | Import | Methane | ON | Dispatch-Import | FuelCost | 0 | [6 empty] | 0.67556 | 0
LCP_Inputs_ON_Electric_IEA_2023_05_05 | 2030 | CH4 Import - NY 2020 | Import | Methane | ON | Dispatch-Import | VOM | 0 | [6 empty] | 0.67556 | 0
LCP_Inputs_ON_Electric_IEA_2023_05_05 | 2030 | CH4 Import - NY 2020 | Import | Methane | PJ | Dispatch-Import | EmissionsCost | 0 | [6 empty] | 0.67556 | 0
LCP_Inputs_ON_Electric_IEA_2023_05_05 | 2030 | CH4 Import - NY 2020 | Import | Methane | PJ | Dispatch-Import | FuelCost | 0 | [6 empty] | 0.67556 | 0
LCP_Inputs_ON_Electric_IEA_2023_05_05 | 2030 | CH4 Import - NY 2020 | Import | Methane | PJ | Dispatch-Import | VOM | 0 | [6 empty] | 0.67556 | 0
LCP_Inputs_ON_Electric_IEA_2023_05_05 | 2030 | CH4 Import - NY 2020 | Import | Methane | QC | Dispatch-Import | EmissionsCost | 0 | [6 empty] | 0.67556 | 0
LCP_Inputs_ON_Electric_IEA_2023_05_05 | 2030 | CH4 Import - NY 2020 | Import | Methane | QC | Dispatch-Import | FuelCost | 0 | [6 empty] | 0.67556 | 0
LCP_Inputs_ON_Electric_IEA_2023_05_05 | 2030 | CH4 Import - NY 2020 | Import | Methane | QC | Dispatch-Import | VOM | 0 | [6 empty] | 0.67556 | 0
LCP_Inputs_ON_Electric_IEA_2023_05_05 | 2030 | CH4 Import - NY 2020 | Import | Methane | WC | Dispatch-Import | EmissionsCost | 0 | [6 empty] | 0.67556 | 0
LCP_Inputs_ON_Electric_IEA_2023_05_05 | 2030 | CH4 Import - NY 2020 | Import | Methane | WC | Dispatch-Import | FuelCost | 0 | [6 empty] | 0.67556 | 0
LCP_Inputs_ON_Electric_IEA_2023_05_05 | 2030 | CH4 Import - NY 2020 | Import | Methane | WC | Dispatch-Import | VOM | 0 | [6 empty] | 0.67556 | 0
LCP_Inputs_ON_Electric_IEA_2023_05_05 | 2030 | CH4 Import - NY 2030 | Import | Methane | MI | Dispatch-Import | EmissionsCost | 0 | [6 empty] | 0.67556 | 0
LCP_Inputs_ON_Electric_IEA_2023_05_05 | 2030 | CH4 Import - NY 2030 | Import | Methane | MI | Dispatch-Import | FuelCost | 0 | [6 empty] | 0.67556 | 0
LCP_Inputs_ON_Electric_IEA_2023_05_05 | 2030 | CH4 Import - NY 2030 | Import | Methane | MI | Dispatch-Import | VOM | 0 | [6 empty] | 0.67556 | 0
LCP_Inputs_ON_Electric_IEA_2023_05_05 | 2030 | CH4 Import - NY 2030 | Import | Methane | NY | Dispatch-Import | EmissionsCost | 2371206202.7872 | [6 empty] | 0.67556 | 1601901947.5005
LCP_Inputs_ON_Electric_IEA_2023_05_05 | 2030 | CH4 Import - NY 2030 | Import | Methane | NY | Dispatch-Import | FuelCost | 644356120.8267 | [6 empty] | 0.67556 | 435303907.1941
LCP_Inputs_ON_Electric_IEA_2023_05_05 | 2030 | CH4 Import - NY 2030 | Import | Methane | NY | Dispatch-Import | VOM | 0 | [6 empty] | 0.67556 | 0
LCP_Inputs_ON_Electric_IEA_2023_05_05 | 2030 | CH4 Import - NY 2030 | Import | Methane | ON | Dispatch-Import | EmissionsCost | 0 | [6 empty] | 0.67556 | 0
LCP_Inputs_ON_Electric_IEA_2023_05_05 | 2030 | CH4 Import - NY 2030 | Import | Methane | ON | Dispatch-Import | FuelCost | 0 | [6 empty] | 0.67556 | 0
LCP_Inputs_ON_Electric_IEA_2023_05_05 | 2030 | CH4 Import - NY 2030 | Import | Methane | ON | Dispatch-Import | VOM | 0 | [6 empty] | 0.67556 | 0
LCP_Inputs_ON_Electric_IEA_2023_05_05 | 2030 | CH4 Import - NY 2030 | Import | Methane | PJ | Dispatch-Import | EmissionsCost | 0 | [6 empty] | 0.67556 | 0
LCP_Inputs_ON_Electric_IEA_2023_05_05 | 2030 | CH4 Import - NY 2030 | Import | Methane | PJ | Dispatch-Import | FuelCost | 0 | [6 empty] | 0.67556 | 0
LCP_Inputs_ON_Electric_IEA_2023_05_05 | 2030 | CH4 Import - NY 2030 | Import | Methane | PJ | Dispatch-Import | VOM | 0 | [6 empty] | 0.67556 | 0
LCP_Inputs_ON_Electric_IEA_2023_05_05 | 2030 | CH4 Import - NY 2030 | Import | Methane | QC | Dispatch-Import | EmissionsCost | 0 | [6 empty] | 0.67556 | 0
LCP_Inputs_ON_Electric_IEA_2023_05_05 | 2030 | CH4 Import - NY 2030 | Import | Methane | QC | Dispatch-Import | FuelCost | 0 | [6 empty] | 0.67556 | 0
LCP_Inputs_ON_Electric_IEA_2023_05_05 | 2030 | CH4 Import - NY 2030 | Import | Methane | QC | Dispatch-Import | VOM | 0 | [6 empty] | 0.67556 | 0
LCP_Inputs_ON_Electric_IEA_2023_05_05 | 2030 | CH4 Import - NY 2030 | Import | Methane | WC | Dispatch-Import | EmissionsCost | 0 | [6 empty] | 0.67556 | 0
LCP_Inputs_ON_Electric_IEA_2023_05_05 | 2030 | CH4 Import - NY 2030 | Import | Methane | WC | Dispatch-Import | FuelCost | 0 | [6 empty] | 0.67556 | 0
LCP_Inputs_ON_Electric_IEA_2023_05_05 | 2030 | CH4 Import - NY 2030 | Import | Methane | WC | Dispatch-Import | VOM | 0 | [6 empty] | 0.67556 | 0
LCP_Inputs_ON_Electric_IEA_2023_05_05 | 2030 | CH4 Import - NY 2040 | Import | Methane | MI | Dispatch-Import | EmissionsCost | 0 | [6 empty] | 0.67556 | 0
LCP_Inputs_ON_Electric_IEA_2023_05_05 | 2030 | CH4 Import - NY 2040 | Import | Methane | MI | Dispatch-Import | FuelCost | 0 | [6 empty] | 0.67556 | 0
LCP_Inputs_ON_Electric_IEA_2023_05_05 | 2030 | CH4 Import - NY 2040 | Import | Methane | MI | Dispatch-Import | VOM | 0 | [6 empty] | 0.67556 | 0
LCP_Inputs_ON_Electric_IEA_2023_05_05 | 2030 | CH4 Import - NY 2040 | Import | Methane | NY | Dispatch-Import | EmissionsCost | 0 | [6 empty] | 0.67556 | 0
LCP_Inputs_ON_Electric_IEA_2023_05_05 | 2030 | CH4 Import - NY 2040 | Import | Methane | NY | Dispatch-Import | FuelCost | 0 | [6 empty] | 0.67556 | 0
LCP_Inputs_ON_Electric_IEA_2023_05_05 | 2030 | CH4 Import - NY 2040 | Import | Methane | NY | Dispatch-Import | VOM | 0 | [6 empty] | 0.67556 | 0
LCP_Inputs_ON_Electric_IEA_2023_05_05 | 2030 | CH4 Import - NY 2040 | Import | Methane | ON | Dispatch-Import | EmissionsCost | 0 | [6 empty] | 0.67556 | 0
LCP_Inputs_ON_Electric_IEA_2023_05_05 | 2030 | CH4 Import - NY 2040 | Import | Methane | ON | Dispatch-Import | FuelCost | 0 | [6 empty] | 0.67556 | 0
LCP_Inputs_ON_Electric_IEA_2023_05_05 | 2030 | CH4 Import - NY 2040 | Import | Methane | ON | Dispatch-Import | VOM | 0 | [6 empty] | 0.67556 | 0
LCP_Inputs_ON_Electric_IEA_2023_05_05 | 2030 | CH4 Import - NY 2040 | Import | Methane | PJ | Dispatch-Import | EmissionsCost | 0 | [6 empty] | 0.67556 | 0
LCP_Inputs_ON_Electric_IEA_2023_05_05 | 2030 | CH4 Import - NY 2040 | Import | Methane | PJ | Dispatch-Import | FuelCost | 0 | [6 empty] | 0.67556 | 0
LCP_Inputs_ON_Electric_IEA_2023_05_05 | 2030 | CH4 Import - NY 2040 | Import | Methane | PJ | Dispatch-Import | VOM | 0 | [6 empty] | 0.67556 | 0
LCP_Inputs_ON_Electric_IEA_2023_05_05 | 2030 | CH4 Import - NY 2040 | Import | Methane | QC | Dispatch-Import | EmissionsCost | 0 | [6 empty] | 0.67556 | 0
LCP_Inputs_ON_Electric_IEA_2023_05_05 | 2030 | CH4 Import - NY 2040 | Import | Methane | QC | Dispatch-Import | FuelCost | 0 | [6 empty] | 0.67556 | 0
LCP_Inputs_ON_Electric_IEA_2023_05_05 | 2030 | CH4 Import - NY 2040 | Import | Methane | QC | Dispatch-Import | VOM | 0 | [6 empty] | 0.67556 | 0
LCP_Inputs_ON_Electric_IEA_2023_05_05 | 2030 | CH4 Import - NY 2040 | Import | Methane | WC | Dispatch-Import | EmissionsCost | 0 | [6 empty] | 0.67556 | 0
LCP_Inputs_ON_Electric_IEA_2023_05_05 | 2030 | CH4 Import - NY 2040 | Import | Methane | WC | Dispatch-Import | FuelCost | 0 | [6 empty] | 0.67556 | 0
LCP_Inputs_ON_Electric_IEA_2023_05_05 | 2030 | CH4 Import - NY 2040 | Import | Methane | WC | Dispatch-Import | VOM | 0 | [6 empty] | 0.67556 | 0
LCP_Inputs_ON_Electric_IEA_2023_05_05 | 2030 | CH4 Import - NY 2050 | Import | Methane | MI | Dispatch-Import | EmissionsCost | 0 | [6 empty] | 0.67556 | 0
LCP_Inputs_ON_Electric_IEA_2023_05_05 | 2030 | CH4 Import - NY 2050 | Import | Methane | MI | Dispatch-Import | FuelCost | 0 | [6 empty] | 0.67556 | 0
LCP_Inputs_ON_Electric_IEA_2023_05_05 | 2030 | CH4 Import - NY 2050 | Import | Methane | MI | Dispatch-Import | VOM | 0 | [6 empty] | 0.67556 | 0
LCP_Inputs_ON_Electric_IEA_2023_05_05 | 2030 | CH4 Import - NY 2050 | Import | Methane | NY | Dispatch-Import | EmissionsCost | 0 | [6 empty] | 0.67556 | 0
LCP_Inputs_ON_Electric_IEA_2023_05_05 | 2030 | CH4 Import - NY 2050 | Import | Methane | NY | Dispatch-Import | FuelCost | 0 | [6 empty] | 0.67556 | 0
LCP_Inputs_ON_Electric_IEA_2023_05_05 | 2030 | CH4 Import - NY 2050 | Import | Methane | NY | Dispatch-Import | VOM | 0 | [6 empty] | 0.67556 | 0
LCP_Inputs_ON_Electric_IEA_2023_05_05 | 2030 | CH4 Import - NY 2050 | Import | Methane | ON | Dispatch-Import | EmissionsCost | 0 | [6 empty] | 0.67556 | 0
LCP_Inputs_ON_Electric_IEA_2023_05_05 | 2030 | CH4 Import - NY 2050 | Import | Methane | ON | Dispatch-Import | FuelCost | 0 | [6 empty] | 0.67556 | 0
LCP_Inputs_ON_Electric_IEA_2023_05_05 | 2030 | CH4 Import - NY 2050 | Import | Methane | ON | Dispatch-Import | VOM | 0 | [6 empty] | 0.67556 | 0
LCP_Inputs_ON_Electric_IEA_2023_05_05 | 2030 | CH4 Import - NY 2050 | Import | Methane | PJ | Dispatch-Import | EmissionsCost | 0 | [6 empty] | 0.67556 | 0
LCP_Inputs_ON_Electric_IEA_2023_05_05 | 2030 | CH4 Import - NY 2050 | Import | Methane | PJ | Dispatch-Import | FuelCost | 0 | [6 empty] | 0.67556 | 0
LCP_Inputs_ON_Electric_IEA_2023_05_05 | 2030 | CH4 Import - NY 2050 | Import | Methane | PJ | Dispatch-Import | VOM | 0 | [6 empty] | 0.67556 | 0
LCP_Inputs_ON_Electric_IEA_2023_05_05 | 2030 | CH4 Import - NY 2050 | Import | Methane | QC | Dispatch-Import | EmissionsCost | 0 | [6 empty] | 0.67556 | 0
LCP_Inputs_ON_Electric_IEA_2023_05_05 | 2030 | CH4 Import - NY 2050 | Import | Methane | QC | Dispatch-Import | FuelCost | 0 | [6 empty] | 0.67556 | 0
LCP_Inputs_ON_Electric_IEA_2023_05_05 | 2030 | CH4 Import - NY 2050 | Import | Methane | QC | Dispatch-Import | VOM | 0 | [6 empty] | 0.67556 | 0
LCP_Inputs_ON_Electric_IEA_2023_05_05 | 2030 | CH4 Import - NY 2050 | Import | Methane | WC | Dispatch-Import | EmissionsCost | 0 | [6 empty] | 0.67556 | 0
LCP_Inputs_ON_Electric_IEA_2023_05_05 | 2030 | CH4 Import - NY 2050 | Import | Methane | WC | Dispatch-Import | FuelCost | 0 | [6 empty] | 0.67556 | 0
LCP_Inputs_ON_Electric_IEA_2023_05_05 | 2030 | CH4 Import - NY 2050 | Import | Methane | WC | Dispatch-Import | VOM | 0 | [6 empty] | 0.67556 | 0
LCP_Inputs_ON_Electric_IEA_2023_05_05 | 2030 | CH4 Import - WC 2020 | Import | Methane | MI | Dispatch-Import | EmissionsCost | 0 | [6 empty] | 0.67556 | 0
LCP_Inputs_ON_Electric_IEA_2023_05_05 | 2030 | CH4 Import - WC 2020 | Import | Methane | MI | Dispatch-Import | FuelCost | 0 | [6 empty] | 0.67556 | 0
LCP_Inputs_ON_Electric_IEA_2023_05_05 | 2030 | CH4 Import - WC 2020 | Import | Methane | MI | Dispatch-Import | VOM | 0 | [6 empty] | 0.67556 | 0
LCP_Inputs_ON_Electric_IEA_2023_05_05 | 2030 | CH4 Import - WC 2020 | Import | Methane | NY | Dispatch-Import | EmissionsCost | 0 | [6 empty] | 0.67556 | 0
LCP_Inputs_ON_Electric_IEA_2023_05_05 | 2030 | CH4 Import - WC 2020 | Import | Methane | NY | Dispatch-Import | FuelCost | 0 | [6 empty] | 0.67556 | 0
LCP_Inputs_ON_Electric_IEA_2023_05_05 | 2030 | CH4 Import - WC 2020 | Import | Methane | NY | Dispatch-Import | VOM | 0 | [6 empty] | 0.67556 | 0
LCP_Inputs_ON_Electric_IEA_2023_05_05 | 2030 | CH4 Import - WC 2020 | Import | Methane | ON | Dispatch-Import | EmissionsCost | 0 | [6 empty] | 0.67556 | 0
LCP_Inputs_ON_Electric_IEA_2023_05_05 | 2030 | CH4 Import - WC 2020 | Import | Methane | ON | Dispatch-Import | FuelCost | 0 | [6 empty] | 0.67556 | 0
LCP_Inputs_ON_Electric_IEA_2023_05_05 | 2030 | CH4 Import - WC 2020 | Import | Methane | ON | Dispatch-Import | VOM | 0 | [6 empty] | 0.67556 | 0
LCP_Inputs_ON_Electric_IEA_2023_05_05 | 2030 | CH4 Import - WC 2020 | Import | Methane | PJ | Dispatch-Import | EmissionsCost | 0 | [6 empty] | 0.67556 | 0
LCP_Inputs_ON_Electric_IEA_2023_05_05 | 2030 | CH4 Import - WC 2020 | Import | Methane | PJ | Dispatch-Import | FuelCost | 0 | [6 empty] | 0.67556 | 0
LCP_Inputs_ON_Electric_IEA_2023_05_05 | 2030 | CH4 Import - WC 2020 | Import | Methane | PJ | Dispatch-Import | VOM | 0 | [6 empty] | 0.67556 | 0
LCP_Inputs_ON_Electric_IEA_2023_05_05 | 2030 | CH4 Import - WC 2020 | Import | Methane | QC | Dispatch-Import | EmissionsCost | 0 | [6 empty] | 0.67556 | 0
LCP_Inputs_ON_Electric_IEA_2023_05_05 | 2030 | CH4 Import - WC 2020 | Import | Methane | QC | Dispatch-Import | FuelCost | 0 | [6 empty] | 0.67556 | 0
LCP_Inputs_ON_Electric_IEA_2023_05_05 | 2030 | CH4 Import - WC 2020 | Import | Methane | QC | Dispatch-Import | VOM | 0 | [6 empty] | 0.67556 | 0
LCP_Inputs_ON_Electric_IEA_2023_05_05 | 2030 | CH4 Import - WC 2020 | Import | Methane | WC | Dispatch-Import | EmissionsCost | 0 | [6 empty] | 0.67556 | 0
LCP_Inputs_ON_Electric_IEA_2023_05_05 | 2030 | CH4 Import - WC 2020 | Import | Methane | WC | Dispatch-Import | FuelCost | 0 | [6 empty] | 0.67556 | 0
LCP_Inputs_ON_Electric_IEA_2023_05_05 | 2030 | CH4 Import - WC 2020 | Import | Methane | WC | Dispatch-Import | VOM | 0 | [6 empty] | 0.67556 | 0
LCP_Inputs_ON_Electric_IEA_2023_05_05 | 2030 | CH4 Import - WC 2030 | Import | Methane | MI | Dispatch-Import | EmissionsCost | 0 | [6 empty] | 0.67556 | 0
LCP_Inputs_ON_Electric_IEA_2023_05_05 | 2030 | CH4 Import - WC 2030 | Import | Methane | MI | Dispatch-Import | FuelCost | 0 | [6 empty] | 0.67556 | 0
LCP_Inputs_ON_Electric_IEA_2023_05_05 | 2030 | CH4 Import - WC 2030 | Import | Methane | MI | Dispatch-Import | VOM | 0 | [6 empty] | 0.67556 | 0
LCP_Inputs_ON_Electric_IEA_2023_05_05 | 2030 | CH4 Import - WC 2030 | Import | Methane | NY | Dispatch-Import | EmissionsCost | 0 | [6 empty] | 0.67556 | 0
LCP_Inputs_ON_Electric_IEA_2023_05_05 | 2030 | CH4 Import - WC 2030 | Import | Methane | NY | Dispatch-Import | FuelCost | 0 | [6 empty] | 0.67556 | 0
LCP_Inputs_ON_Electric_IEA_2023_05_05 | 2030 | CH4 Import - WC 2030 | Import | Methane | NY | Dispatch-Import | VOM | 0 | [6 empty] | 0.67556 | 0
LCP_Inputs_ON_Electric_IEA_2023_05_05 | 2030 | CH4 Import - WC 2030 | Import | Methane | ON | Dispatch-Import | EmissionsCost | 0 | [6 empty] | 0.67556 | 0
LCP_Inputs_ON_Electric_IEA_2023_05_05 | 2030 | CH4 Import - WC 2030 | Import | Methane | ON | Dispatch-Import | FuelCost | 0 | [6 empty] | 0.67556 | 0
LCP_Inputs_ON_Electric_IEA_2023_05_05 | 2030 | CH4 Import - WC 2030 | Import | Methane | ON | Dispatch-Import | VOM | 0 | [6 empty] | 0.67556 | 0
LCP_Inputs_ON_Electric_IEA_2023_05_05 | 2030 | CH4 Import - WC 2030 | Import | Methane | PJ | Dispatch-Import | EmissionsCost | 0 | [6 empty] | 0.67556 | 0
LCP_Inputs_ON_Electric_IEA_2023_05_05 | 2030 | CH4 Import - WC 2030 | Import | Methane | PJ | Dispatch-Import | FuelCost | 0 | [6 empty] | 0.67556 | 0
LCP_Inputs_ON_Electric_IEA_2023_05_05 | 2030 | CH4 Import - WC 2030 | Import | Methane | PJ | Dispatch-Import | VOM | 0 | [6 empty] | 0.67556 | 0
LCP_Inputs_ON_Electric_IEA_2023_05_05 | 2030 | CH4 Import - WC 2030 | Import | Methane | QC | Dispatch-Import | EmissionsCost | 0 | [6 empty] | 0.67556 | 0
LCP_Inputs_ON_Electric_IEA_2023_05_05 | 2030 | CH4 Import - WC 2030 | Import | Methane | QC | Dispatch-Import | FuelCost | 0 | [6 empty] | 0.67556 | 0
LCP_Inputs_ON_Electric_IEA_2023_05_05 | 2030 | CH4 Import - WC 2030 | Import | Methane | QC | Dispatch-Import | VOM | 0 | [6 empty] | 0.67556 | 0
LCP_Inputs_ON_Electric_IEA_2023_05_05 | 2030 | CH4 Import - WC 2030 | Import | Methane | WC | Dispatch-Import | EmissionsCost | 9015205651.9119 | [6 empty] | 0.67556 | 6090349913.0275
LCP_Inputs_ON_Electric_IEA_2023_05_05 | 2030 | CH4 Import - WC 2030 | Import | Methane | WC | Dispatch-Import | FuelCost | 2449809272.3833 | [6 empty] | 0.67556 | 1655003364.8794
LCP_Inputs_ON_Electric_IEA_2023_05_05 | 2030 | CH4 Import - WC 2030 | Import | Methane | WC | Dispatch-Import | VOM | 0 | [6 empty] | 0.67556 | 0
LCP_Inputs_ON_Electric_IEA_2023_05_05 | 2030 | CH4 Import - WC 2040 | Import | Methane | MI | Dispatch-Import | EmissionsCost | 0 | [6 empty] | 0.67556 | 0
LCP_Inputs_ON_Electric_IEA_2023_05_05 | 2030 | CH4 Import - WC 2040 | Import | Methane | MI | Dispatch-Import | FuelCost | 0 | [6 empty] | 0.67556 | 0
LCP_Inputs_ON_Electric_IEA_2023_05_05 | 2030 | CH4 Import - WC 2040 | Import | Methane | MI | Dispatch-Import | VOM | 0 | [6 empty] | 0.67556 | 0
LCP_Inputs_ON_Electric_IEA_2023_05_05 | 2030 | CH4 Import - WC 2040 | Import | Methane | NY | Dispatch-Import | EmissionsCost | 0 | [6 empty] | 0.67556 | 0
LCP_Inputs_ON_Electric_IEA_2023_05_05 | 2030 | CH4 Import - WC 2040 | Import | Methane | NY | Dispatch-Import | FuelCost | 0 | [6 empty] | 0.67556 | 0
LCP_Inputs_ON_Electric_IEA_2023_05_05 | 2030 | CH4 Import - WC 2040 | Import | Methane | NY | Dispatch-Import | VOM | 0 | [6 empty] | 0.67556 | 0
LCP_Inputs_ON_Electric_IEA_2023_05_05 | 2030 | CH4 Import - WC 2040 | Import | Methane | ON | Dispatch-Import | EmissionsCost | 0 | [6 empty] | 0.67556 | 0
LCP_Inputs_ON_Electric_IEA_2023_05_05 | 2030 | CH4 Import - WC 2040 | Import | Methane | ON | Dispatch-Import | FuelCost | 0 | [6 empty] | 0.67556 | 0
LCP_Inputs_ON_Electric_IEA_2023_05_05 | 2030 | CH4 Import - WC 2040 | Import | Methane | ON | Dispatch-Import | VOM | 0 | [6 empty] | 0.67556 | 0
LCP_Inputs_ON_Electric_IEA_2023_05_05 | 2030 | CH4 Import - WC 2040 | Import | Methane | PJ | Dispatch-Import | EmissionsCost | 0 | [6 empty] | 0.67556 | 0
LCP_Inputs_ON_Electric_IEA_2023_05_05 | 2030 | CH4 Import - WC 2040 | Import | Methane | PJ | Dispatch-Import | FuelCost | 0 | [6 empty] | 0.67556 | 0
LCP_Inputs_ON_Electric_IEA_2023_05_05 | 2030 | CH4 Import - WC 2040 | Import | Methane | PJ | Dispatch-Import | VOM | 0 | [6 empty] | 0.67556 | 0
LCP_Inputs_ON_Electric_IEA_2023_05_05 | 2030 | CH4 Import - WC 2040 | Import | Methane | QC | Dispatch-Import | EmissionsCost | 0 | [6 empty] | 0.67556 | 0
LCP_Inputs_ON_Electric_IEA_2023_05_05 | 2030 | CH4 Import - WC 2040 | Import | Methane | QC | Dispatch-Import | FuelCost | 0 | [6 empty] | 0.67556 | 0
LCP_Inputs_ON_Electric_IEA_2023_05_05 | 2030 | CH4 Import - WC 2040 | Import | Methane | QC | Dispatch-Import | VOM | 0 | [6 empty] | 0.67556 | 0
LCP_Inputs_ON_Electric_IEA_2023_05_05 | 2030 | CH4 Import - WC 2040 | Import | Methane | WC | Dispatch-Import | EmissionsCost | 0 | [6 empty] | 0.67556 | 0
LCP_Inputs_ON_Electric_IEA_2023_05_05 | 2030 | CH4 Import - WC 2040 | Import | Methane | WC | Dispatch-Import | FuelCost | 0 | [6 empty] | 0.67556 | 0
LCP_Inputs_ON_Electric_IEA_2023_05_05 | 2030 | CH4 Import - WC 2040 | Import | Methane | WC | Dispatch-Import | VOM | 0 | [6 empty] | 0.67556 | 0
LCP_Inputs_ON_Electric_IEA_2023_05_05 | 2030 | CH4 Import - WC 2050 | Import | Methane | MI | Dispatch-Import | EmissionsCost | 0 | [6 empty] | 0.67556 | 0
LCP_Inputs_ON_Electric_IEA_2023_05_05 | 2030 | CH4 Import - WC 2050 | Import | Methane | MI | Dispatch-Import | FuelCost | 0 | [6 empty] | 0.67556 | 0
LCP_Inputs_ON_Electric_IEA_2023_05_05 | 2030 | CH4 Import - WC 2050 | Import | Methane | MI | Dispatch-Import | VOM | 0 | [6 empty] | 0.67556 | 0
LCP_Inputs_ON_Electric_IEA_2023_05_05 | 2030 | CH4 Import - WC 2050 | Import | Methane | NY | Dispatch-Import | EmissionsCost | 0 | [6 empty] | 0.67556 | 0
LCP_Inputs_ON_Electric_IEA_2023_05_05 | 2030 | CH4 Import - WC 2050 | Import | Methane | NY | Dispatch-Import | FuelCost | 0 | [6 empty] | 0.67556 | 0
LCP_Inputs_ON_Electric_IEA_2023_05_05 | 2030 | CH4 Import - WC 2050 | Import | Methane | NY | Dispatch-Import | VOM | 0 | [6 empty] | 0.67556 | 0
LCP_Inputs_ON_Electric_IEA_2023_05_05 | 2030 | CH4 Import - WC 2050 | Import | Methane | ON | Dispatch-Import | EmissionsCost | 0 | [6 empty] | 0.67556 | 0
LCP_Inputs_ON_Electric_IEA_2023_05_05 | 2030 | CH4 Import - WC 2050 | Import | Methane | ON | Dispatch-Import | FuelCost | 0 | [6 empty] | 0.67556 | 0
LCP_Inputs_ON_Electric_IEA_2023_05_05 | 2030 | CH4 Import - WC 2050 | Import | Methane | ON | Dispatch-Import | VOM | 0 | [6 empty] | 0.67556 | 0
LCP_Inputs_ON_Electric_IEA_2023_05_05 | 2030 | CH4 Import - WC 2050 | Import | Methane | PJ | Dispatch-Import | EmissionsCost | 0 | [6 empty] | 0.67556 | 0
LCP_Inputs_ON_Electric_IEA_2023_05_05 | 2030 | CH4 Import - WC 2050 | Import | Methane | PJ | Dispatch-Import | FuelCost | 0 | [6 empty] | 0.67556 | 0
LCP_Inputs_ON_Electric_IEA_2023_05_05 | 2030 | CH4 Import - WC 2050 | Import | Methane | PJ | Dispatch-Import | VOM | 0 | [6 empty] | 0.67556 | 0
LCP_Inputs_ON_Electric_IEA_2023_05_05 | 2030 | CH4 Import - WC 2050 | Import | Methane | QC | Dispatch-Import | EmissionsCost | 0 | [6 empty] | 0.67556 | 0
LCP_Inputs_ON_Electric_IEA_2023_05_05 | 2030 | CH4 Import - WC 2050 | Import | Methane | QC | Dispatch-Import | FuelCost | 0 | [6 empty] | 0.67556 | 0
LCP_Inputs_ON_Electric_IEA_2023_05_05 | 2030 | CH4 Import - WC 2050 | Import | Methane | QC | Dispatch-Import | VOM | 0 | [6 empty] | 0.67556 | 0
LCP_Inputs_ON_Electric_IEA_2023_05_05 | 2030 | CH4 Import - WC 2050 | Import | Methane | WC | Dispatch-Import | EmissionsCost | 0 | [6 empty] | 0.67556 | 0
LCP_Inputs_ON_Electric_IEA_2023_05_05 | 2030 | CH4 Import - WC 2050 | Import | Methane | WC | Dispatch-Import | FuelCost | 0 | [6 empty] | 0.67556 | 0
LCP_Inputs_ON_Electric_IEA_2023_05_05 | 2030 | CH4 Import - WC 2050 | Import | Methane | WC | Dispatch-Import | VOM | 0 | [6 empty] | 0.67556 | 0
LCP_Inputs_ON_Electric_IEA_2023_05_05 | 2030 | CH4 Salt Cavern Storage - ON | Storage | Methane | MI | Dispatch-Storage | EmissionsCost | 0 | [6 empty] | 0.67556 | 0
LCP_Inputs_ON_Electric_IEA_2023_05_05 | 2030 | CH4 Salt Cavern Storage - ON | Storage | Methane | MI | Dispatch-Storage | FuelCost | 0 | [6 empty] | 0.67556 | 0
LCP_Inputs_ON_Electric_IEA_2023_05_05 | 2030 | CH4 Salt Cavern Storage - ON | Storage | Methane | MI | Dispatch-Storage | VOM | 0 | [6 empty] | 0.67556 | 0
LCP_Inputs_ON_Electric_IEA_2023_05_05 | 2030 | CH4 Salt Cavern Storage - ON | Storage | Methane | NY | Dispatch-Storage | EmissionsCost | 0 | [6 empty] | 0.67556 | 0
LCP_Inputs_ON_Electric_IEA_2023_05_05 | 2030 | CH4 Salt Cavern Storage - ON | Storage | Methane | NY | Dispatch-Storage | FuelCost | 0 | [6 empty] | 0.67556 | 0
LCP_Inputs_ON_Electric_IEA_2023_05_05 | 2030 | CH4 Salt Cavern Storage - ON | Storage | Methane | NY | Dispatch-Storage | VOM | 0 | [6 empty] | 0.67556 | 0
LCP_Inputs_ON_Electric_IEA_2023_05_05 | 2030 | CH4 Salt Cavern Storage - ON | Storage | Methane | ON | Dispatch-Storage | EmissionsCost | 0 | [6 empty] | 0.67556 | 0
LCP_Inputs_ON_Electric_IEA_2023_05_05 | 2030 | CH4 Salt Cavern Storage - ON | Storage | Methane | ON | Dispatch-Storage | FuelCost | 0 | [6 empty] | 0.67556 | 0
LCP_Inputs_ON_Electric_IEA_2023_05_05 | 2030 | CH4 Salt Cavern Storage - ON | Storage | Methane | ON | Dispatch-Storage | VOM | 2132066.7953 | [6 empty] | 0.67556 | 1440347.9324
LCP_Inputs_ON_Electric_IEA_2023_05_05 | 2030 | CH4 Salt Cavern Storage - ON | Storage | Methane | PJ | Dispatch-Storage | EmissionsCost | 0 | [6 empty] | 0.67556 | 0
LCP_Inputs_ON_Electric_IEA_2023_05_05 | 2030 | CH4 Salt Cavern Storage - ON | Storage | Methane | PJ | Dispatch-Storage | FuelCost | 0 | [6 empty] | 0.67556 | 0
LCP_Inputs_ON_Electric_IEA_2023_05_05 | 2030 | CH4 Salt Cavern Storage - ON | Storage | Methane | PJ | Dispatch-Storage | VOM | 0 | [6 empty] | 0.67556 | 0
LCP_Inputs_ON_Electric_IEA_2023_05_05 | 2030 | CH4 Salt Cavern Storage - ON | Storage | Methane | QC | Dispatch-Storage | EmissionsCost | 0 | [6 empty] | 0.67556 | 0
LCP_Inputs_ON_Electric_IEA_2023_05_05 | 2030 | CH4 Salt Cavern Storage - ON | Storage | Methane | QC | Dispatch-Storage | FuelCost | 0 | [6 empty] | 0.67556 | 0
LCP_Inputs_ON_Electric_IEA_2023_05_05 | 2030 | CH4 Salt Cavern Storage - ON | Storage | Methane | QC | Dispatch-Storage | VOM | 0 | [6 empty] | 0.67556 | 0
LCP_Inputs_ON_Electric_IEA_2023_05_05 | 2030 | CH4 Salt Cavern Storage - ON | Storage | Methane | WC | Dispatch-Storage | EmissionsCost | 0 | [6 empty] | 0.67556 | 0
LCP_Inputs_ON_Electric_IEA_2023_05_05 | 2030 | CH4 Salt Cavern Storage - ON | Storage | Methane | WC | Dispatch-Storage | FuelCost | 0 | [6 empty] | 0.67556 | 0
LCP_Inputs_ON_Electric_IEA_2023_05_05 | 2030 | CH4 Salt Cavern Storage - ON | Storage | Methane | WC | Dispatch-Storage | VOM | 0 | [6 empty] | 0.67556 | 0
LCP_Inputs_ON_Electric_IEA_2023_05_05 | 2030 | Electrolyser 2020/2030 | Crossload | Hydrogen | MI | Dispatch-Crossload | EmissionsCost | 0 | [6 empty] | 0.67556 | 0
LCP_Inputs_ON_Electric_IEA_2023_05_05 | 2030 | Electrolyser 2020/2030 | Crossload | Hydrogen | MI | Dispatch-Crossload | FuelCost | 0 | [6 empty] | 0.67556 | 0
LCP_Inputs_ON_Electric_IEA_2023_05_05 | 2030 | Electrolyser 2020/2030 | Crossload | Hydrogen | MI | Dispatch-Crossload | VOM | 0 | [6 empty] | 0.67556 | 0
LCP_Inputs_ON_Electric_IEA_2023_05_05 | 2030 | Electrolyser 2020/2030 | Crossload | Hydrogen | NY | Dispatch-Crossload | EmissionsCost | 0 | [6 empty] | 0.67556 | 0
LCP_Inputs_ON_Electric_IEA_2023_05_05 | 2030 | Electrolyser 2020/2030 | Crossload | Hydrogen | NY | Dispatch-Crossload | FuelCost | 0 | [6 empty] | 0.67556 | 0
LCP_Inputs_ON_Electric_IEA_2023_05_05 | 2030 | Electrolyser 2020/2030 | Crossload | Hydrogen | NY | Dispatch-Crossload | VOM | 0 | [6 empty] | 0.67556 | 0
LCP_Inputs_ON_Electric_IEA_2023_05_05 | 2030 | Electrolyser 2020/2030 | Crossload | Hydrogen | ON | Dispatch-Crossload | EmissionsCost | 0 | [6 empty] | 0.67556 | 0
LCP_Inputs_ON_Electric_IEA_2023_05_05 | 2030 | Electrolyser 2020/2030 | Crossload | Hydrogen | ON | Dispatch-Crossload | FuelCost | 0 | [6 empty] | 0.67556 | 0
LCP_Inputs_ON_Electric_IEA_2023_05_05 | 2030 | Electrolyser 2020/2030 | Crossload | Hydrogen | ON | Dispatch-Crossload | VOM | 0 | [6 empty] | 0.67556 | 0
LCP_Inputs_ON_Electric_IEA_2023_05_05 | 2030 | Electrolyser 2020/2030 | Crossload | Hydrogen | PJ | Dispatch-Crossload | EmissionsCost | 0 | [6 empty] | 0.67556 | 0
LCP_Inputs_ON_Electric_IEA_2023_05_05 | 2030 | Electrolyser 2020/2030 | Crossload | Hydrogen | PJ | Dispatch-Crossload | FuelCost | 0 | [6 empty] | 0.67556 | 0
LCP_Inputs_ON_Electric_IEA_2023_05_05 | 2030 | Electrolyser 2020/2030 | Crossload | Hydrogen | PJ | Dispatch-Crossload | VOM | 0 | [6 empty] | 0.67556 | 0
LCP_Inputs_ON_Electric_IEA_2023_05_05 | 2030 | Electrolyser 2020/2030 | Crossload | Hydrogen | QC | Dispatch-Crossload | EmissionsCost | 0 | [6 empty] | 0.67556 | 0
LCP_Inputs_ON_Electric_IEA_2023_05_05 | 2030 | Electrolyser 2020/2030 | Crossload | Hydrogen | QC | Dispatch-Crossload | FuelCost | 0 | [6 empty] | 0.67556 | 0
LCP_Inputs_ON_Electric_IEA_2023_05_05 | 2030 | Electrolyser 2020/2030 | Crossload | Hydrogen | QC | Dispatch-Crossload | VOM | 0 | [6 empty] | 0.67556 | 0
LCP_Inputs_ON_Electric_IEA_2023_05_05 | 2030 | Electrolyser 2020/2030 | Crossload | Hydrogen | WC | Dispatch-Crossload | EmissionsCost | 0 | [6 empty] | 0.67556 | 0
LCP_Inputs_ON_Electric_IEA_2023_05_05 | 2030 | Electrolyser 2020/2030 | Crossload | Hydrogen | WC | Dispatch-Crossload | FuelCost | 0 | [6 empty] | 0.67556 | 0
LCP_Inputs_ON_Electric_IEA_2023_05_05 | 2030 | Electrolyser 2020/2030 | Crossload | Hydrogen | WC | Dispatch-Crossload | VOM | 0 | [6 empty] | 0.67556 | 0
LCP_Inputs_ON_Electric_IEA_2023_05_05 | 2030 | Electrolyser 2040 | Crossload | Hydrogen | MI | Dispatch-Crossload | EmissionsCost | 0 | [6 empty] | 0.67556 | 0
LCP_Inputs_ON_Electric_IEA_2023_05_05 | 2030 | Electrolyser 2040 | Crossload | Hydrogen | MI | Dispatch-Crossload | FuelCost | 0 | [6 empty] | 0.67556 | 0
LCP_Inputs_ON_Electric_IEA_2023_05_05 | 2030 | Electrolyser 2040 | Crossload | Hydrogen | MI | Dispatch-Crossload | VOM | 0 | [6 empty] | 0.67556 | 0
LCP_Inputs_ON_Electric_IEA_2023_05_05 | 2030 | Electrolyser 2040 | Crossload | Hydrogen | NY | Dispatch-Crossload | EmissionsCost | 0 | [6 empty] | 0.67556 | 0
LCP_Inputs_ON_Electric_IEA_2023_05_05 | 2030 | Electrolyser 2040 | Crossload | Hydrogen | NY | Dispatch-Crossload | FuelCost | 0 | [6 empty] | 0.67556 | 0
LCP_Inputs_ON_Electric_IEA_2023_05_05 | 2030 | Electrolyser 2040 | Crossload | Hydrogen | NY | Dispatch-Crossload | VOM | 0 | [6 empty] | 0.67556 | 0
LCP_Inputs_ON_Electric_IEA_2023_05_05 | 2030 | Electrolyser 2040 | Crossload | Hydrogen | ON | Dispatch-Crossload | EmissionsCost | 0 | [6 empty] | 0.67556 | 0
LCP_Inputs_ON_Electric_IEA_2023_05_05 | 2030 | Electrolyser 2040 | Crossload | Hydrogen | ON | Dispatch-Crossload | FuelCost | 0 | [6 empty] | 0.67556 | 0
LCP_Inputs_ON_Electric_IEA_2023_05_05 | 2030 | Electrolyser 2040 | Crossload | Hydrogen | ON | Dispatch-Crossload | VOM | 0 | [6 empty] | 0.67556 | 0
LCP_Inputs_ON_Electric_IEA_2023_05_05 | 2030 | Electrolyser 2040 | Crossload | Hydrogen | PJ | Dispatch-Crossload | EmissionsCost | 0 | [6 empty] | 0.67556 | 0
LCP_Inputs_ON_Electric_IEA_2023_05_05 | 2030 | Electrolyser 2040 | Crossload | Hydrogen | PJ | Dispatch-Crossload | FuelCost | 0 | [6 empty] | 0.67556 | 0
LCP_Inputs_ON_Electric_IEA_2023_05_05 | 2030 | Electrolyser 2040 | Crossload | Hydrogen | PJ | Dispatch-Crossload | VOM | 0 | [6 empty] | 0.67556 | 0
LCP_Inputs_ON_Electric_IEA_2023_05_05 | 2030 | Electrolyser 2040 | Crossload | Hydrogen | QC | Dispatch-Crossload | EmissionsCost | 0 | [6 empty] | 0.67556 | 0
LCP_Inputs_ON_Electric_IEA_2023_05_05 | 2030 | Electrolyser 2040 | Crossload | Hydrogen | QC | Dispatch-Crossload | FuelCost | 0 | [6 empty] | 0.67556 | 0
LCP_Inputs_ON_Electric_IEA_2023_05_05 | 2030 | Electrolyser 2040 | Crossload | Hydrogen | QC | Dispatch-Crossload | VOM | 0 | [6 empty] | 0.67556 | 0
LCP_Inputs_ON_Electric_IEA_2023_05_05 | 2030 | Electrolyser 2040 | Crossload | Hydrogen | WC | Dispatch-Crossload | EmissionsCost | 0 | [6 empty] | 0.67556 | 0
LCP_Inputs_ON_Electric_IEA_2023_05_05 | 2030 | Electrolyser 2040 | Crossload | Hydrogen | WC | Dispatch-Crossload | FuelCost | 0 | [6 empty] | 0.67556 | 0
LCP_Inputs_ON_Electric_IEA_2023_05_05 | 2030 | Electrolyser 2040 | Crossload | Hydrogen | WC | Dispatch-Crossload | VOM | 0 | [6 empty] | 0.67556 | 0
LCP_Inputs_ON_Electric_IEA_2023_05_05 | 2030 | Electrolyser 2050 | Crossload | Hydrogen | MI | Dispatch-Crossload | EmissionsCost | 0 | [6 empty] | 0.67556 | 0
LCP_Inputs_ON_Electric_IEA_2023_05_05 | 2030 | Electrolyser 2050 | Crossload | Hydrogen | MI | Dispatch-Crossload | FuelCost | 0 | [6 empty] | 0.67556 | 0
LCP_Inputs_ON_Electric_IEA_2023_05_05 | 2030 | Electrolyser 2050 | Crossload | Hydrogen | MI | Dispatch-Crossload | VOM | 0 | [6 empty] | 0.67556 | 0
LCP_Inputs_ON_Electric_IEA_2023_05_05 | 2030 | Electrolyser 2050 | Crossload | Hydrogen | NY | Dispatch-Crossload | EmissionsCost | 0 | [6 empty] | 0.67556 | 0
LCP_Inputs_ON_Electric_IEA_2023_05_05 | 2030 | Electrolyser 2050 | Crossload | Hydrogen | NY | Dispatch-Crossload | FuelCost | 0 | [6 empty] | 0.67556 | 0
LCP_Inputs_ON_Electric_IEA_2023_05_05 | 2030 | Electrolyser 2050 | Crossload | Hydrogen | NY | Dispatch-Crossload | VOM | 0 | [6 empty] | 0.67556 | 0
LCP_Inputs_ON_Electric_IEA_2023_05_05 | 2030 | Electrolyser 2050 | Crossload | Hydrogen | ON | Dispatch-Crossload | EmissionsCost | 0 | [6 empty] | 0.67556 | 0
LCP_Inputs_ON_Electric_IEA_2023_05_05 | 2030 | Electrolyser 2050 | Crossload | Hydrogen | ON | Dispatch-Crossload | FuelCost | 0 | [6 empty] | 0.67556 | 0
LCP_Inputs_ON_Electric_IEA_2023_05_05 | 2030 | Electrolyser 2050 | Crossload | Hydrogen | ON | Dispatch-Crossload | VOM | 0 | [6 empty] | 0.67556 | 0
LCP_Inputs_ON_Electric_IEA_2023_05_05 | 2030 | Electrolyser 2050 | Crossload | Hydrogen | PJ | Dispatch-Crossload | EmissionsCost | 0 | [6 empty] | 0.67556 | 0
LCP_Inputs_ON_Electric_IEA_2023_05_05 | 2030 | Electrolyser 2050 | Crossload | Hydrogen | PJ | Dispatch-Crossload | FuelCost | 0 | [6 empty] | 0.67556 | 0
LCP_Inputs_ON_Electric_IEA_2023_05_05 | 2030 | Electrolyser 2050 | Crossload | Hydrogen | PJ | Dispatch-Crossload | VOM | 0 | [6 empty] | 0.67556 | 0
LCP_Inputs_ON_Electric_IEA_2023_05_05 | 2030 | Electrolyser 2050 | Crossload | Hydrogen | QC | Dispatch-Crossload | EmissionsCost | 0 | [6 empty] | 0.67556 | 0
LCP_Inputs_ON_Electric_IEA_2023_05_05 | 2030 | Electrolyser 2050 | Crossload | Hydrogen | QC | Dispatch-Crossload | FuelCost | 0 | [6 empty] | 0.67556 | 0
LCP_Inputs_ON_Electric_IEA_2023_05_05 | 2030 | Electrolyser 2050 | Crossload | Hydrogen | QC | Dispatch-Crossload | VOM | 0 | [6 empty] | 0.67556 | 0
LCP_Inputs_ON_Electric_IEA_2023_05_05 | 2030 | Electrolyser 2050 | Crossload | Hydrogen | WC | Dispatch-Crossload | EmissionsCost | 0 | [6 empty] | 0.67556 | 0
LCP_Inputs_ON_Electric_IEA_2023_05_05 | 2030 | Electrolyser 2050 | Crossload | Hydrogen | WC | Dispatch-Crossload | FuelCost | 0 | [6 empty] | 0.67556 | 0
LCP_Inputs_ON_Electric_IEA_2023_05_05 | 2030 | Electrolyser 2050 | Crossload | Hydrogen | WC | Dispatch-Crossload | VOM | 0 | [6 empty] | 0.67556 | 0
LCP_Inputs_ON_Electric_IEA_2023_05_05 | 2030 | Fossil Fuel Thermal (Coal, Peat, Oil) | Generation | Electricity | MI | Dispatch-Generation | EmissionsCost | 0 | [6 empty] | 0.67556 | 0
LCP_Inputs_ON_Electric_IEA_2023_05_05 | 2030 | Fossil Fuel Thermal (Coal, Peat, Oil) | Generation | Electricity | MI | Dispatch-Generation | FuelCost | 0 | [6 empty] | 0.67556 | 0
LCP_Inputs_ON_Electric_IEA_2023_05_05 | 2030 | Fossil Fuel Thermal (Coal, Peat, Oil) | Generation | Electricity | MI | Dispatch-Generation | VOM | 0 | [6 empty] | 0.67556 | 0
LCP_Inputs_ON_Electric_IEA_2023_05_05 | 2030 | Fossil Fuel Thermal (Coal, Peat, Oil) | Generation | Electricity | NY | Dispatch-Generation | EmissionsCost | 0 | [6 empty] | 0.67556 | 0
LCP_Inputs_ON_Electric_IEA_2023_05_05 | 2030 | Fossil Fuel Thermal (Coal, Peat, Oil) | Generation | Electricity | NY | Dispatch-Generation | FuelCost | 0 | [6 empty] | 0.67556 | 0
LCP_Inputs_ON_Electric_IEA_2023_05_05 | 2030 | Fossil Fuel Thermal (Coal, Peat, Oil) | Generation | Electricity | NY | Dispatch-Generation | VOM | 0 | [6 empty] | 0.67556 | 0
LCP_Inputs_ON_Electric_IEA_2023_05_05 | 2030 | Fossil Fuel Thermal (Coal, Peat, Oil) | Generation | Electricity | ON | Dispatch-Generation | EmissionsCost | 0 | [6 empty] | 0.67556 | 0
LCP_Inputs_ON_Electric_IEA_2023_05_05 | 2030 | Fossil Fuel Thermal (Coal, Peat, Oil) | Generation | Electricity | ON | Dispatch-Generation | FuelCost | 0 | [6 empty] | 0.67556 | 0
LCP_Inputs_ON_Electric_IEA_2023_05_05 | 2030 | Fossil Fuel Thermal (Coal, Peat, Oil) | Generation | Electricity | ON | Dispatch-Generation | VOM | 0 | [6 empty] | 0.67556 | 0
LCP_Inputs_ON_Electric_IEA_2023_05_05 | 2030 | Fossil Fuel Thermal (Coal, Peat, Oil) | Generation | Electricity | PJ | Dispatch-Generation | EmissionsCost | 0 | [6 empty] | 0.67556 | 0
LCP_Inputs_ON_Electric_IEA_2023_05_05 | 2030 | Fossil Fuel Thermal (Coal, Peat, Oil) | Generation | Electricity | PJ | Dispatch-Generation | FuelCost | 0 | [6 empty] | 0.67556 | 0
LCP_Inputs_ON_Electric_IEA_2023_05_05 | 2030 | Fossil Fuel Thermal (Coal, Peat, Oil) | Generation | Electricity | PJ | Dispatch-Generation | VOM | 0 | [6 empty] | 0.67556 | 0
LCP_Inputs_ON_Electric_IEA_2023_05_05 | 2030 | Fossil Fuel Thermal (Coal, Peat, Oil) | Generation | Electricity | QC | Dispatch-Generation | EmissionsCost | 0 | [6 empty] | 0.67556 | 0
LCP_Inputs_ON_Electric_IEA_2023_05_05 | 2030 | Fossil Fuel Thermal (Coal, Peat, Oil) | Generation | Electricity | QC | Dispatch-Generation | FuelCost | 0 | [6 empty] | 0.67556 | 0
LCP_Inputs_ON_Electric_IEA_2023_05_05 | 2030 | Fossil Fuel Thermal (Coal, Peat, Oil) | Generation | Electricity | QC | Dispatch-Generation | VOM | 0 | [6 empty] | 0.67556 | 0
LCP_Inputs_ON_Electric_IEA_2023_05_05 | 2030 | Fossil Fuel Thermal (Coal, Peat, Oil) | Generation | Electricity | WC | Dispatch-Generation | EmissionsCost | 0 | [6 empty] | 0.67556 | 0
LCP_Inputs_ON_Electric_IEA_2023_05_05 | 2030 | Fossil Fuel Thermal (Coal, Peat, Oil) | Generation | Electricity | WC | Dispatch-Generation | FuelCost | 0 | [6 empty] | 0.67556 | 0
LCP_Inputs_ON_Electric_IEA_2023_05_05 | 2030 | Fossil Fuel Thermal (Coal, Peat, Oil) | Generation | Electricity | WC | Dispatch-Generation | VOM | 0 | [6 empty] | 0.67556 | 0
LCP_Inputs_ON_Electric_IEA_2023_05_05 | 2030 | Generic - Generator | Generation | Electricity | MI | Dispatch-Generation | EmissionsCost | 0 | [6 empty] | 0.67556 | 0
LCP_Inputs_ON_Electric_IEA_2023_05_05 | 2030 | Generic - Generator | Generation | Electricity | MI | Dispatch-Generation | FuelCost | 1794585963.3865 | [6 empty] | 0.67556 | 1212357974.7417
LCP_Inputs_ON_Electric_IEA_2023_05_05 | 2030 | Generic - Generator | Generation | Electricity | MI | Dispatch-Generation | VOM | 62669128.1502 | [6 empty] | 0.67556 | 42337017.4698
LCP_Inputs_ON_Electric_IEA_2023_05_05 | 2030 | Generic - Generator | Generation | Electricity | NY | Dispatch-Generation | EmissionsCost | 0 | [6 empty] | 0.67556 | 0
LCP_Inputs_ON_Electric_IEA_2023_05_05 | 2030 | Generic - Generator | Generation | Electricity | NY | Dispatch-Generation | FuelCost | 797307477.8972 | [6 empty] | 0.67556 | 538632363.6042
LCP_Inputs_ON_Electric_IEA_2023_05_05 | 2030 | Generic - Generator | Generation | Electricity | NY | Dispatch-Generation | VOM | 27842948.4722 | [6 empty] | 0.67556 | 18809698.3423
LCP_Inputs_ON_Electric_IEA_2023_05_05 | 2030 | Generic - Generator | Generation | Electricity | ON | Dispatch-Generation | EmissionsCost | 0 | [6 empty] | 0.67556 | 0
LCP_Inputs_ON_Electric_IEA_2023_05_05 | 2030 | Generic - Generator | Generation | Electricity | ON | Dispatch-Generation | FuelCost | 0 | [6 empty] | 0.67556 | 0
LCP_Inputs_ON_Electric_IEA_2023_05_05 | 2030 | Generic - Generator | Generation | Electricity | ON | Dispatch-Generation | VOM | 0 | [6 empty] | 0.67556 | 0
LCP_Inputs_ON_Electric_IEA_2023_05_05 | 2030 | Generic - Generator | Generation | Electricity | PJ | Dispatch-Generation | EmissionsCost | 0 | [6 empty] | 0.67556 | 0
LCP_Inputs_ON_Electric_IEA_2023_05_05 | 2030 | Generic - Generator | Generation | Electricity | PJ | Dispatch-Generation | FuelCost | 7303522587.8806 | [6 empty] | 0.67556 | 4933998166.582
LCP_Inputs_ON_Electric_IEA_2023_05_05 | 2030 | Generic - Generator | Generation | Electricity | PJ | Dispatch-Generation | VOM | 255047906.5067 | [6 empty] | 0.67556 | 172301226.9699
LCP_Inputs_ON_Electric_IEA_2023_05_05 | 2030 | Generic - Generator | Generation | Electricity | QC | Dispatch-Generation | EmissionsCost | 0 | [6 empty] | 0.67556 | 0
LCP_Inputs_ON_Electric_IEA_2023_05_05 | 2030 | Generic - Generator | Generation | Electricity | QC | Dispatch-Generation | FuelCost | 0 | [6 empty] | 0.67556 | 0
LCP_Inputs_ON_Electric_IEA_2023_05_05 | 2030 | Generic - Generator | Generation | Electricity | QC | Dispatch-Generation | VOM | 0 | [6 empty] | 0.67556 | 0
LCP_Inputs_ON_Electric_IEA_2023_05_05 | 2030 | Generic - Generator | Generation | Electricity | WC | Dispatch-Generation | EmissionsCost | 0 | [6 empty] | 0.67556 | 0
LCP_Inputs_ON_Electric_IEA_2023_05_05 | 2030 | Generic - Generator | Generation | Electricity | WC | Dispatch-Generation | FuelCost | 1734119.8634 | [6 empty] | 0.67556 | 1171509.2441
LCP_Inputs_ON_Electric_IEA_2023_05_05 | 2030 | Generic - Generator | Generation | Electricity | WC | Dispatch-Generation | VOM | 60557.5783 | [6 empty] | 0.67556 | 40910.53
LCP_Inputs_ON_Electric_IEA_2023_05_05 | 2030 | H2 Import - QC | Import | Hydrogen | MI | Dispatch-Import | EmissionsCost | 0 | [6 empty] | 0.67556 | 0
LCP_Inputs_ON_Electric_IEA_2023_05_05 | 2030 | H2 Import - QC | Import | Hydrogen | MI | Dispatch-Import | FuelCost | 0 | [6 empty] | 0.67556 | 0
LCP_Inputs_ON_Electric_IEA_2023_05_05 | 2030 | H2 Import - QC | Import | Hydrogen | MI | Dispatch-Import | VOM | 0 | [6 empty] | 0.67556 | 0
LCP_Inputs_ON_Electric_IEA_2023_05_05 | 2030 | H2 Import - QC | Import | Hydrogen | NY | Dispatch-Import | EmissionsCost | 0 | [6 empty] | 0.67556 | 0
LCP_Inputs_ON_Electric_IEA_2023_05_05 | 2030 | H2 Import - QC | Import | Hydrogen | NY | Dispatch-Import | FuelCost | 0 | [6 empty] | 0.67556 | 0
LCP_Inputs_ON_Electric_IEA_2023_05_05 | 2030 | H2 Import - QC | Import | Hydrogen | NY | Dispatch-Import | VOM | 0 | [6 empty] | 0.67556 | 0
LCP_Inputs_ON_Electric_IEA_2023_05_05 | 2030 | H2 Import - QC | Import | Hydrogen | ON | Dispatch-Import | EmissionsCost | 0 | [6 empty] | 0.67556 | 0
LCP_Inputs_ON_Electric_IEA_2023_05_05 | 2030 | H2 Import - QC | Import | Hydrogen | ON | Dispatch-Import | FuelCost | 0 | [6 empty] | 0.67556 | 0
LCP_Inputs_ON_Electric_IEA_2023_05_05 | 2030 | H2 Import - QC | Import | Hydrogen | ON | Dispatch-Import | VOM | 0 | [6 empty] | 0.67556 | 0
LCP_Inputs_ON_Electric_IEA_2023_05_05 | 2030 | H2 Import - QC | Import | Hydrogen | PJ | Dispatch-Import | EmissionsCost | 0 | [6 empty] | 0.67556 | 0
LCP_Inputs_ON_Electric_IEA_2023_05_05 | 2030 | H2 Import - QC | Import | Hydrogen | PJ | Dispatch-Import | FuelCost | 0 | [6 empty] | 0.67556 | 0
LCP_Inputs_ON_Electric_IEA_2023_05_05 | 2030 | H2 Import - QC | Import | Hydrogen | PJ | Dispatch-Import | VOM | 0 | [6 empty] | 0.67556 | 0
LCP_Inputs_ON_Electric_IEA_2023_05_05 | 2030 | H2 Import - QC | Import | Hydrogen | QC | Dispatch-Import | EmissionsCost | 0 | [6 empty] | 0.67556 | 0
LCP_Inputs_ON_Electric_IEA_2023_05_05 | 2030 | H2 Import - QC | Import | Hydrogen | QC | Dispatch-Import | FuelCost | 0 | [6 empty] | 0.67556 | 0
LCP_Inputs_ON_Electric_IEA_2023_05_05 | 2030 | H2 Import - QC | Import | Hydrogen | QC | Dispatch-Import | VOM | 0 | [6 empty] | 0.67556 | 0
LCP_Inputs_ON_Electric_IEA_2023_05_05 | 2030 | H2 Import - QC | Import | Hydrogen | WC | Dispatch-Import | EmissionsCost | 0 | [6 empty] | 0.67556 | 0
LCP_Inputs_ON_Electric_IEA_2023_05_05 | 2030 | H2 Import - QC | Import | Hydrogen | WC | Dispatch-Import | FuelCost | 0 | [6 empty] | 0.67556 | 0
LCP_Inputs_ON_Electric_IEA_2023_05_05 | 2030 | H2 Import - QC | Import | Hydrogen | WC | Dispatch-Import | VOM | 0 | [6 empty] | 0.67556 | 0
LCP_Inputs_ON_Electric_IEA_2023_05_05 | 2030 | H2 Import - WC | Import | Hydrogen | MI | Dispatch-Import | EmissionsCost | 0 | [6 empty] | 0.67556 | 0
LCP_Inputs_ON_Electric_IEA_2023_05_05 | 2030 | H2 Import - WC | Import | Hydrogen | MI | Dispatch-Import | FuelCost | 0 | [6 empty] | 0.67556 | 0
LCP_Inputs_ON_Electric_IEA_2023_05_05 | 2030 | H2 Import - WC | Import | Hydrogen | MI | Dispatch-Import | VOM | 0 | [6 empty] | 0.67556 | 0
LCP_Inputs_ON_Electric_IEA_2023_05_05 | 2030 | H2 Import - WC | Import | Hydrogen | NY | Dispatch-Import | EmissionsCost | 0 | [6 empty] | 0.67556 | 0
LCP_Inputs_ON_Electric_IEA_2023_05_05 | 2030 | H2 Import - WC | Import | Hydrogen | NY | Dispatch-Import | FuelCost | 0 | [6 empty] | 0.67556 | 0
LCP_Inputs_ON_Electric_IEA_2023_05_05 | 2030 | H2 Import - WC | Import | Hydrogen | NY | Dispatch-Import | VOM | 0 | [6 empty] | 0.67556 | 0
LCP_Inputs_ON_Electric_IEA_2023_05_05 | 2030 | H2 Import - WC | Import | Hydrogen | ON | Dispatch-Import | EmissionsCost | 0 | [6 empty] | 0.67556 | 0
LCP_Inputs_ON_Electric_IEA_2023_05_05 | 2030 | H2 Import - WC | Import | Hydrogen | ON | Dispatch-Import | FuelCost | 0 | [6 empty] | 0.67556 | 0
LCP_Inputs_ON_Electric_IEA_2023_05_05 | 2030 | H2 Import - WC | Import | Hydrogen | ON | Dispatch-Import | VOM | 0 | [6 empty] | 0.67556 | 0
LCP_Inputs_ON_Electric_IEA_2023_05_05 | 2030 | H2 Import - WC | Import | Hydrogen | PJ | Dispatch-Import | EmissionsCost | 0 | [6 empty] | 0.67556 | 0
LCP_Inputs_ON_Electric_IEA_2023_05_05 | 2030 | H2 Import - WC | Import | Hydrogen | PJ | Dispatch-Import | FuelCost | 0 | [6 empty] | 0.67556 | 0
LCP_Inputs_ON_Electric_IEA_2023_05_05 | 2030 | H2 Import - WC | Import | Hydrogen | PJ | Dispatch-Import | VOM | 0 | [6 empty] | 0.67556 | 0
LCP_Inputs_ON_Electric_IEA_2023_05_05 | 2030 | H2 Import - WC | Import | Hydrogen | QC | Dispatch-Import | EmissionsCost | 0 | [6 empty] | 0.67556 | 0
LCP_Inputs_ON_Electric_IEA_2023_05_05 | 2030 | H2 Import - WC | Import | Hydrogen | QC | Dispatch-Import | FuelCost | 0 | [6 empty] | 0.67556 | 0
LCP_Inputs_ON_Electric_IEA_2023_05_05 | 2030 | H2 Import - WC | Import | Hydrogen | QC | Dispatch-Import | VOM | 0 | [6 empty] | 0.67556 | 0
LCP_Inputs_ON_Electric_IEA_2023_05_05 | 2030 | H2 Import - WC | Import | Hydrogen | WC | Dispatch-Import | EmissionsCost | 0 | [6 empty] | 0.67556 | 0
LCP_Inputs_ON_Electric_IEA_2023_05_05 | 2030 | H2 Import - WC | Import | Hydrogen | WC | Dispatch-Import | FuelCost | 0 | [6 empty] | 0.67556 | 0
LCP_Inputs_ON_Electric_IEA_2023_05_05 | 2030 | H2 Import - WC | Import | Hydrogen | WC | Dispatch-Import | VOM | 0 | [6 empty] | 0.67556 | 0
LCP_Inputs_ON_Electric_IEA_2023_05_05 | 2030 | H2 Salt Cavern Storage - ON | Storage | Hydrogen | MI | Dispatch-Storage | EmissionsCost | 0 | [6 empty] | 0.67556 | 0
LCP_Inputs_ON_Electric_IEA_2023_05_05 | 2030 | H2 Salt Cavern Storage - ON | Storage | Hydrogen | MI | Dispatch-Storage | FuelCost | 0 | [6 empty] | 0.67556 | 0
LCP_Inputs_ON_Electric_IEA_2023_05_05 | 2030 | H2 Salt Cavern Storage - ON | Storage | Hydrogen | MI | Dispatch-Storage | VOM | 0 | [6 empty] | 0.67556 | 0
LCP_Inputs_ON_Electric_IEA_2023_05_05 | 2030 | H2 Salt Cavern Storage - ON | Storage | Hydrogen | NY | Dispatch-Storage | EmissionsCost | 0 | [6 empty] | 0.67556 | 0
LCP_Inputs_ON_Electric_IEA_2023_05_05 | 2030 | H2 Salt Cavern Storage - ON | Storage | Hydrogen | NY | Dispatch-Storage | FuelCost | 0 | [6 empty] | 0.67556 | 0
LCP_Inputs_ON_Electric_IEA_2023_05_05 | 2030 | H2 Salt Cavern Storage - ON | Storage | Hydrogen | NY | Dispatch-Storage | VOM | 0 | [6 empty] | 0.67556 | 0
LCP_Inputs_ON_Electric_IEA_2023_05_05 | 2030 | H2 Salt Cavern Storage - ON | Storage | Hydrogen | ON | Dispatch-Storage | EmissionsCost | 0 | [6 empty] | 0.67556 | 0
LCP_Inputs_ON_Electric_IEA_2023_05_05 | 2030 | H2 Salt Cavern Storage - ON | Storage | Hydrogen | ON | Dispatch-Storage | FuelCost | 0 | [6 empty] | 0.67556 | 0
LCP_Inputs_ON_Electric_IEA_2023_05_05 | 2030 | H2 Salt Cavern Storage - ON | Storage | Hydrogen | ON | Dispatch-Storage | VOM | 12004507.7434 | [6 empty] | 0.67556 | 8109815.2958
LCP_Inputs_ON_Electric_IEA_2023_05_05 | 2030 | H2 Salt Cavern Storage - ON | Storage | Hydrogen | PJ | Dispatch-Storage | EmissionsCost | 0 | [6 empty] | 0.67556 | 0
LCP_Inputs_ON_Electric_IEA_2023_05_05 | 2030 | H2 Salt Cavern Storage - ON | Storage | Hydrogen | PJ | Dispatch-Storage | FuelCost | 0 | [6 empty] | 0.67556 | 0
LCP_Inputs_ON_Electric_IEA_2023_05_05 | 2030 | H2 Salt Cavern Storage - ON | Storage | Hydrogen | PJ | Dispatch-Storage | VOM | 0 | [6 empty] | 0.67556 | 0
LCP_Inputs_ON_Electric_IEA_2023_05_05 | 2030 | H2 Salt Cavern Storage - ON | Storage | Hydrogen | QC | Dispatch-Storage | EmissionsCost | 0 | [6 empty] | 0.67556 | 0
LCP_Inputs_ON_Electric_IEA_2023_05_05 | 2030 | H2 Salt Cavern Storage - ON | Storage | Hydrogen | QC | Dispatch-Storage | FuelCost | 0 | [6 empty] | 0.67556 | 0
LCP_Inputs_ON_Electric_IEA_2023_05_05 | 2030 | H2 Salt Cavern Storage - ON | Storage | Hydrogen | QC | Dispatch-Storage | VOM | 0 | [6 empty] | 0.67556 | 0
LCP_Inputs_ON_Electric_IEA_2023_05_05 | 2030 | H2 Salt Cavern Storage - ON | Storage | Hydrogen | WC | Dispatch-Storage | EmissionsCost | 0 | [6 empty] | 0.67556 | 0
LCP_Inputs_ON_Electric_IEA_2023_05_05 | 2030 | H2 Salt Cavern Storage - ON | Storage | Hydrogen | WC | Dispatch-Storage | FuelCost | 0 | [6 empty] | 0.67556 | 0
LCP_Inputs_ON_Electric_IEA_2023_05_05 | 2030 | H2 Salt Cavern Storage - ON | Storage | Hydrogen | WC | Dispatch-Storage | VOM | 0 | [6 empty] | 0.67556 | 0
LCP_Inputs_ON_Electric_IEA_2023_05_05 | 2030 | Hydro | Generation | Electricity | MI | Dispatch-Generation | EmissionsCost | 0 | [6 empty] | 0.67556 | 0
LCP_Inputs_ON_Electric_IEA_2023_05_05 | 2030 | Hydro | Generation | Electricity | MI | Dispatch-Generation | FuelCost | 0 | [6 empty] | 0.67556 | 0
LCP_Inputs_ON_Electric_IEA_2023_05_05 | 2030 | Hydro | Generation | Electricity | MI | Dispatch-Generation | VOM | 0 | [6 empty] | 0.67556 | 0
LCP_Inputs_ON_Electric_IEA_2023_05_05 | 2030 | Hydro | Generation | Electricity | NY | Dispatch-Generation | EmissionsCost | 0 | [6 empty] | 0.67556 | 0
LCP_Inputs_ON_Electric_IEA_2023_05_05 | 2030 | Hydro | Generation | Electricity | NY | Dispatch-Generation | FuelCost | 0 | [6 empty] | 0.67556 | 0
LCP_Inputs_ON_Electric_IEA_2023_05_05 | 2030 | Hydro | Generation | Electricity | NY | Dispatch-Generation | VOM | 0 | [6 empty] | 0.67556 | 0
LCP_Inputs_ON_Electric_IEA_2023_05_05 | 2030 | Hydro | Generation | Electricity | ON | Dispatch-Generation | EmissionsCost | 0 | [6 empty] | 0.67556 | 0
LCP_Inputs_ON_Electric_IEA_2023_05_05 | 2030 | Hydro | Generation | Electricity | ON | Dispatch-Generation | FuelCost | 0 | [6 empty] | 0.67556 | 0
LCP_Inputs_ON_Electric_IEA_2023_05_05 | 2030 | Hydro | Generation | Electricity | ON | Dispatch-Generation | VOM | 0 | [6 empty] | 0.67556 | 0
LCP_Inputs_ON_Electric_IEA_2023_05_05 | 2030 | Hydro | Generation | Electricity | PJ | Dispatch-Generation | EmissionsCost | 0 | [6 empty] | 0.67556 | 0
LCP_Inputs_ON_Electric_IEA_2023_05_05 | 2030 | Hydro | Generation | Electricity | PJ | Dispatch-Generation | FuelCost | 0 | [6 empty] | 0.67556 | 0
LCP_Inputs_ON_Electric_IEA_2023_05_05 | 2030 | Hydro | Generation | Electricity | PJ | Dispatch-Generation | VOM | 0 | [6 empty] | 0.67556 | 0
LCP_Inputs_ON_Electric_IEA_2023_05_05 | 2030 | Hydro | Generation | Electricity | QC | Dispatch-Generation | EmissionsCost | 0 | [6 empty] | 0.67556 | 0
LCP_Inputs_ON_Electric_IEA_2023_05_05 | 2030 | Hydro | Generation | Electricity | QC | Dispatch-Generation | FuelCost | 0 | [6 empty] | 0.67556 | 0
LCP_Inputs_ON_Electric_IEA_2023_05_05 | 2030 | Hydro | Generation | Electricity | QC | Dispatch-Generation | VOM | 0 | [6 empty] | 0.67556 | 0
LCP_Inputs_ON_Electric_IEA_2023_05_05 | 2030 | Hydro | Generation | Electricity | WC | Dispatch-Generation | EmissionsCost | 0 | [6 empty] | 0.67556 | 0
LCP_Inputs_ON_Electric_IEA_2023_05_05 | 2030 | Hydro | Generation | Electricity | WC | Dispatch-Generation | FuelCost | 0 | [6 empty] | 0.67556 | 0
LCP_Inputs_ON_Electric_IEA_2023_05_05 | 2030 | Hydro | Generation | Electricity | WC | Dispatch-Generation | VOM | 0 | [6 empty] | 0.67556 | 0
LCP_Inputs_ON_Electric_IEA_2023_05_05 | 2030 | Hydro Pumped Storage | Storage | Electricity | MI | Dispatch-Storage | EmissionsCost | 0 | [6 empty] | 0.67556 | 0
LCP_Inputs_ON_Electric_IEA_2023_05_05 | 2030 | Hydro Pumped Storage | Storage | Electricity | MI | Dispatch-Storage | FuelCost | 0 | [6 empty] | 0.67556 | 0
LCP_Inputs_ON_Electric_IEA_2023_05_05 | 2030 | Hydro Pumped Storage | Storage | Electricity | MI | Dispatch-Storage | VOM | 0 | [6 empty] | 0.67556 | 0
LCP_Inputs_ON_Electric_IEA_2023_05_05 | 2030 | Hydro Pumped Storage | Storage | Electricity | NY | Dispatch-Storage | EmissionsCost | 0 | [6 empty] | 0.67556 | 0
LCP_Inputs_ON_Electric_IEA_2023_05_05 | 2030 | Hydro Pumped Storage | Storage | Electricity | NY | Dispatch-Storage | FuelCost | 0 | [6 empty] | 0.67556 | 0
LCP_Inputs_ON_Electric_IEA_2023_05_05 | 2030 | Hydro Pumped Storage | Storage | Electricity | NY | Dispatch-Storage | VOM | 0 | [6 empty] | 0.67556 | 0
LCP_Inputs_ON_Electric_IEA_2023_05_05 | 2030 | Hydro Pumped Storage | Storage | Electricity | ON | Dispatch-Storage | EmissionsCost | 0 | [6 empty] | 0.67556 | 0
LCP_Inputs_ON_Electric_IEA_2023_05_05 | 2030 | Hydro Pumped Storage | Storage | Electricity | ON | Dispatch-Storage | FuelCost | 0 | [6 empty] | 0.67556 | 0
LCP_Inputs_ON_Electric_IEA_2023_05_05 | 2030 | Hydro Pumped Storage | Storage | Electricity | ON | Dispatch-Storage | VOM | 0 | [6 empty] | 0.67556 | 0
LCP_Inputs_ON_Electric_IEA_2023_05_05 | 2030 | Hydro Pumped Storage | Storage | Electricity | PJ | Dispatch-Storage | EmissionsCost | 0 | [6 empty] | 0.67556 | 0
LCP_Inputs_ON_Electric_IEA_2023_05_05 | 2030 | Hydro Pumped Storage | Storage | Electricity | PJ | Dispatch-Storage | FuelCost | 0 | [6 empty] | 0.67556 | 0
LCP_Inputs_ON_Electric_IEA_2023_05_05 | 2030 | Hydro Pumped Storage | Storage | Electricity | PJ | Dispatch-Storage | VOM | 0 | [6 empty] | 0.67556 | 0
LCP_Inputs_ON_Electric_IEA_2023_05_05 | 2030 | Hydro Pumped Storage | Storage | Electricity | QC | Dispatch-Storage | EmissionsCost | 0 | [6 empty] | 0.67556 | 0
LCP_Inputs_ON_Electric_IEA_2023_05_05 | 2030 | Hydro Pumped Storage | Storage | Electricity | QC | Dispatch-Storage | FuelCost | 0 | [6 empty] | 0.67556 | 0
LCP_Inputs_ON_Electric_IEA_2023_05_05 | 2030 | Hydro Pumped Storage | Storage | Electricity | QC | Dispatch-Storage | VOM | 0 | [6 empty] | 0.67556 | 0
LCP_Inputs_ON_Electric_IEA_2023_05_05 | 2030 | Hydro Pumped Storage | Storage | Electricity | WC | Dispatch-Storage | EmissionsCost | 0 | [6 empty] | 0.67556 | 0
LCP_Inputs_ON_Electric_IEA_2023_05_05 | 2030 | Hydro Pumped Storage | Storage | Electricity | WC | Dispatch-Storage | FuelCost | 0 | [6 empty] | 0.67556 | 0
LCP_Inputs_ON_Electric_IEA_2023_05_05 | 2030 | Hydro Pumped Storage | Storage | Electricity | WC | Dispatch-Storage | VOM | 0 | [6 empty] | 0.67556 | 0
LCP_Inputs_ON_Electric_IEA_2023_05_05 | 2030 | Nuclear | Generation | Electricity | MI | Dispatch-Generation | EmissionsCost | 0 | [6 empty] | 0.67556 | 0
LCP_Inputs_ON_Electric_IEA_2023_05_05 | 2030 | Nuclear | Generation | Electricity | MI | Dispatch-Generation | FuelCost | 0 | [6 empty] | 0.67556 | 0
LCP_Inputs_ON_Electric_IEA_2023_05_05 | 2030 | Nuclear | Generation | Electricity | MI | Dispatch-Generation | VOM | 2762866296.96 | [6 empty] | 0.67556 | 1866493473.4826
LCP_Inputs_ON_Electric_IEA_2023_05_05 | 2030 | Nuclear | Generation | Electricity | NY | Dispatch-Generation | EmissionsCost | 0 | [6 empty] | 0.67556 | 0
LCP_Inputs_ON_Electric_IEA_2023_05_05 | 2030 | Nuclear | Generation | Electricity | NY | Dispatch-Generation | FuelCost | 0 | [6 empty] | 0.67556 | 0
LCP_Inputs_ON_Electric_IEA_2023_05_05 | 2030 | Nuclear | Generation | Electricity | NY | Dispatch-Generation | VOM | 2246155230.144 | [6 empty] | 0.67556 | 1517421991.106
LCP_Inputs_ON_Electric_IEA_2023_05_05 | 2030 | Nuclear | Generation | Electricity | ON | Dispatch-Generation | EmissionsCost | 0 | [6 empty] | 0.67556 | 0
LCP_Inputs_ON_Electric_IEA_2023_05_05 | 2030 | Nuclear | Generation | Electricity | ON | Dispatch-Generation | FuelCost | 0 | [6 empty] | 0.67556 | 0
LCP_Inputs_ON_Electric_IEA_2023_05_05 | 2030 | Nuclear | Generation | Electricity | ON | Dispatch-Generation | VOM | 7207536051.9834 | [6 empty] | 0.67556 | 4869153102.2402
LCP_Inputs_ON_Electric_IEA_2023_05_05 | 2030 | Nuclear | Generation | Electricity | PJ | Dispatch-Generation | EmissionsCost | 0 | [6 empty] | 0.67556 | 0
LCP_Inputs_ON_Electric_IEA_2023_05_05 | 2030 | Nuclear | Generation | Electricity | PJ | Dispatch-Generation | FuelCost | 0 | [6 empty] | 0.67556 | 0
LCP_Inputs_ON_Electric_IEA_2023_05_05 | 2030 | Nuclear | Generation | Electricity | PJ | Dispatch-Generation | VOM | 6401347648.6848 | [6 empty] | 0.67556 | 4324521103.6487
LCP_Inputs_ON_Electric_IEA_2023_05_05 | 2030 | Nuclear | Generation | Electricity | QC | Dispatch-Generation | EmissionsCost | 0 | [6 empty] | 0.67556 | 0
LCP_Inputs_ON_Electric_IEA_2023_05_05 | 2030 | Nuclear | Generation | Electricity | QC | Dispatch-Generation | FuelCost | 0 | [6 empty] | 0.67556 | 0
LCP_Inputs_ON_Electric_IEA_2023_05_05 | 2030 | Nuclear | Generation | Electricity | QC | Dispatch-Generation | VOM | 0 | [6 empty] | 0.67556 | 0
LCP_Inputs_ON_Electric_IEA_2023_05_05 | 2030 | Nuclear | Generation | Electricity | WC | Dispatch-Generation | EmissionsCost | 0 | [6 empty] | 0.67556 | 0
LCP_Inputs_ON_Electric_IEA_2023_05_05 | 2030 | Nuclear | Generation | Electricity | WC | Dispatch-Generation | FuelCost | 0 | [6 empty] | 0.67556 | 0
LCP_Inputs_ON_Electric_IEA_2023_05_05 | 2030 | Nuclear | Generation | Electricity | WC | Dispatch-Generation | VOM | 0 | [6 empty] | 0.67556 | 0
LCP_Inputs_ON_Electric_IEA_2023_05_05 | 2030 | Nuclear SMR | Generation | Electricity | MI | Dispatch-Generation | EmissionsCost | 0 | [6 empty] | 0.67556 | 0
LCP_Inputs_ON_Electric_IEA_2023_05_05 | 2030 | Nuclear SMR | Generation | Electricity | MI | Dispatch-Generation | FuelCost | 0 | [6 empty] | 0.67556 | 0
LCP_Inputs_ON_Electric_IEA_2023_05_05 | 2030 | Nuclear SMR | Generation | Electricity | MI | Dispatch-Generation | VOM | 0 | [6 empty] | 0.67556 | 0
LCP_Inputs_ON_Electric_IEA_2023_05_05 | 2030 | Nuclear SMR | Generation | Electricity | NY | Dispatch-Generation | EmissionsCost | 0 | [6 empty] | 0.67556 | 0
LCP_Inputs_ON_Electric_IEA_2023_05_05 | 2030 | Nuclear SMR | Generation | Electricity | NY | Dispatch-Generation | FuelCost | 0 | [6 empty] | 0.67556 | 0
LCP_Inputs_ON_Electric_IEA_2023_05_05 | 2030 | Nuclear SMR | Generation | Electricity | NY | Dispatch-Generation | VOM | 0 | [6 empty] | 0.67556 | 0
LCP_Inputs_ON_Electric_IEA_2023_05_05 | 2030 | Nuclear SMR | Generation | Electricity | ON | Dispatch-Generation | EmissionsCost | 0 | [6 empty] | 0.67556 | 0
LCP_Inputs_ON_Electric_IEA_2023_05_05 | 2030 | Nuclear SMR | Generation | Electricity | ON | Dispatch-Generation | FuelCost | 0 | [6 empty] | 0.67556 | 0
LCP_Inputs_ON_Electric_IEA_2023_05_05 | 2030 | Nuclear SMR | Generation | Electricity | ON | Dispatch-Generation | VOM | 19000000.8 | [6 empty] | 0.67556 | 12835719.7481
LCP_Inputs_ON_Electric_IEA_2023_05_05 | 2030 | Nuclear SMR | Generation | Electricity | PJ | Dispatch-Generation | EmissionsCost | 0 | [6 empty] | 0.67556 | 0
LCP_Inputs_ON_Electric_IEA_2023_05_05 | 2030 | Nuclear SMR | Generation | Electricity | PJ | Dispatch-Generation | FuelCost | 0 | [6 empty] | 0.67556 | 0
LCP_Inputs_ON_Electric_IEA_2023_05_05 | 2030 | Nuclear SMR | Generation | Electricity | PJ | Dispatch-Generation | VOM | 0 | [6 empty] | 0.67556 | 0
LCP_Inputs_ON_Electric_IEA_2023_05_05 | 2030 | Nuclear SMR | Generation | Electricity | QC | Dispatch-Generation | EmissionsCost | 0 | [6 empty] | 0.67556 | 0
LCP_Inputs_ON_Electric_IEA_2023_05_05 | 2030 | Nuclear SMR | Generation | Electricity | QC | Dispatch-Generation | FuelCost | 0 | [6 empty] | 0.67556 | 0
LCP_Inputs_ON_Electric_IEA_2023_05_05 | 2030 | Nuclear SMR | Generation | Electricity | QC | Dispatch-Generation | VOM | 0 | [6 empty] | 0.67556 | 0
LCP_Inputs_ON_Electric_IEA_2023_05_05 | 2030 | Nuclear SMR | Generation | Electricity | WC | Dispatch-Generation | EmissionsCost | 0 | [6 empty] | 0.67556 | 0
LCP_Inputs_ON_Electric_IEA_2023_05_05 | 2030 | Nuclear SMR | Generation | Electricity | WC | Dispatch-Generation | FuelCost | 0 | [6 empty] | 0.67556 | 0
LCP_Inputs_ON_Electric_IEA_2023_05_05 | 2030 | Nuclear SMR | Generation | Electricity | WC | Dispatch-Generation | VOM | 0 | [6 empty] | 0.67556 | 0
LCP_Inputs_ON_Electric_IEA_2023_05_05 | 2030 | O/CCGT - CH4 Existing | Crossload | Electricity | MI | Dispatch-Crossload | EmissionsCost | 0 | [6 empty] | 0.67556 | 0
LCP_Inputs_ON_Electric_IEA_2023_05_05 | 2030 | O/CCGT - CH4 Existing | Crossload | Electricity | MI | Dispatch-Crossload | FuelCost | 0 | [6 empty] | 0.67556 | 0
LCP_Inputs_ON_Electric_IEA_2023_05_05 | 2030 | O/CCGT - CH4 Existing | Crossload | Electricity | MI | Dispatch-Crossload | VOM | 0 | [6 empty] | 0.67556 | 0
LCP_Inputs_ON_Electric_IEA_2023_05_05 | 2030 | O/CCGT - CH4 Existing | Crossload | Electricity | NY | Dispatch-Crossload | EmissionsCost | 0 | [6 empty] | 0.67556 | 0
LCP_Inputs_ON_Electric_IEA_2023_05_05 | 2030 | O/CCGT - CH4 Existing | Crossload | Electricity | NY | Dispatch-Crossload | FuelCost | 0 | [6 empty] | 0.67556 | 0
LCP_Inputs_ON_Electric_IEA_2023_05_05 | 2030 | O/CCGT - CH4 Existing | Crossload | Electricity | NY | Dispatch-Crossload | VOM | 0 | [6 empty] | 0.67556 | 0
LCP_Inputs_ON_Electric_IEA_2023_05_05 | 2030 | O/CCGT - CH4 Existing | Crossload | Electricity | ON | Dispatch-Crossload | EmissionsCost | 10955241.5211 | [6 empty] | 0.67556 | 7400968.6325
LCP_Inputs_ON_Electric_IEA_2023_05_05 | 2030 | O/CCGT - CH4 Existing | Crossload | Electricity | ON | Dispatch-Crossload | FuelCost | 0 | [6 empty] | 0.67556 | 0
LCP_Inputs_ON_Electric_IEA_2023_05_05 | 2030 | O/CCGT - CH4 Existing | Crossload | Electricity | ON | Dispatch-Crossload | VOM | 398126.3226 | [6 empty] | 0.67556 | 268959.8782
LCP_Inputs_ON_Electric_IEA_2023_05_05 | 2030 | O/CCGT - CH4 Existing | Crossload | Electricity | PJ | Dispatch-Crossload | EmissionsCost | 0 | [6 empty] | 0.67556 | 0
LCP_Inputs_ON_Electric_IEA_2023_05_05 | 2030 | O/CCGT - CH4 Existing | Crossload | Electricity | PJ | Dispatch-Crossload | FuelCost | 0 | [6 empty] | 0.67556 | 0
LCP_Inputs_ON_Electric_IEA_2023_05_05 | 2030 | O/CCGT - CH4 Existing | Crossload | Electricity | PJ | Dispatch-Crossload | VOM | 0 | [6 empty] | 0.67556 | 0
LCP_Inputs_ON_Electric_IEA_2023_05_05 | 2030 | O/CCGT - CH4 Existing | Crossload | Electricity | QC | Dispatch-Crossload | EmissionsCost | 0 | [6 empty] | 0.67556 | 0
LCP_Inputs_ON_Electric_IEA_2023_05_05 | 2030 | O/CCGT - CH4 Existing | Crossload | Electricity | QC | Dispatch-Crossload | FuelCost | 0 | [6 empty] | 0.67556 | 0
LCP_Inputs_ON_Electric_IEA_2023_05_05 | 2030 | O/CCGT - CH4 Existing | Crossload | Electricity | QC | Dispatch-Crossload | VOM | 0 | [6 empty] | 0.67556 | 0
LCP_Inputs_ON_Electric_IEA_2023_05_05 | 2030 | O/CCGT - CH4 Existing | Crossload | Electricity | WC | Dispatch-Crossload | EmissionsCost | 0 | [6 empty] | 0.67556 | 0
LCP_Inputs_ON_Electric_IEA_2023_05_05 | 2030 | O/CCGT - CH4 Existing | Crossload | Electricity | WC | Dispatch-Crossload | FuelCost | 0 | [6 empty] | 0.67556 | 0
LCP_Inputs_ON_Electric_IEA_2023_05_05 | 2030 | O/CCGT - CH4 Existing | Crossload | Electricity | WC | Dispatch-Crossload | VOM | 0 | [6 empty] | 0.67556 | 0
LCP_Inputs_ON_Electric_IEA_2023_05_05 | 2030 | O/CCGT - CH4 New | Crossload | Electricity | MI | Dispatch-Crossload | EmissionsCost | 0 | [6 empty] | 0.67556 | 0
LCP_Inputs_ON_Electric_IEA_2023_05_05 | 2030 | O/CCGT - CH4 New | Crossload | Electricity | MI | Dispatch-Crossload | FuelCost | 0 | [6 empty] | 0.67556 | 0
LCP_Inputs_ON_Electric_IEA_2023_05_05 | 2030 | O/CCGT - CH4 New | Crossload | Electricity | MI | Dispatch-Crossload | VOM | 0 | [6 empty] | 0.67556 | 0
LCP_Inputs_ON_Electric_IEA_2023_05_05 | 2030 | O/CCGT - CH4 New | Crossload | Electricity | NY | Dispatch-Crossload | EmissionsCost | 0 | [6 empty] | 0.67556 | 0
LCP_Inputs_ON_Electric_IEA_2023_05_05 | 2030 | O/CCGT - CH4 New | Crossload | Electricity | NY | Dispatch-Crossload | FuelCost | 0 | [6 empty] | 0.67556 | 0
LCP_Inputs_ON_Electric_IEA_2023_05_05 | 2030 | O/CCGT - CH4 New | Crossload | Electricity | NY | Dispatch-Crossload | VOM | 0 | [6 empty] | 0.67556 | 0
LCP_Inputs_ON_Electric_IEA_2023_05_05 | 2030 | O/CCGT - CH4 New | Crossload | Electricity | ON | Dispatch-Crossload | EmissionsCost | 859141.5571 | [6 empty] | 0.67556 | 580405.2519
LCP_Inputs_ON_Electric_IEA_2023_05_05 | 2030 | O/CCGT - CH4 New | Crossload | Electricity | ON | Dispatch-Crossload | FuelCost | 0 | [6 empty] | 0.67556 | 0
LCP_Inputs_ON_Electric_IEA_2023_05_05 | 2030 | O/CCGT - CH4 New | Crossload | Electricity | ON | Dispatch-Crossload | VOM | 31222.2116 | [6 empty] | 0.67556 | 21092.6074
LCP_Inputs_ON_Electric_IEA_2023_05_05 | 2030 | O/CCGT - CH4 New | Crossload | Electricity | PJ | Dispatch-Crossload | EmissionsCost | 0 | [6 empty] | 0.67556 | 0
LCP_Inputs_ON_Electric_IEA_2023_05_05 | 2030 | O/CCGT - CH4 New | Crossload | Electricity | PJ | Dispatch-Crossload | FuelCost | 0 | [6 empty] | 0.67556 | 0
LCP_Inputs_ON_Electric_IEA_2023_05_05 | 2030 | O/CCGT - CH4 New | Crossload | Electricity | PJ | Dispatch-Crossload | VOM | 0 | [6 empty] | 0.67556 | 0
LCP_Inputs_ON_Electric_IEA_2023_05_05 | 2030 | O/CCGT - CH4 New | Crossload | Electricity | QC | Dispatch-Crossload | EmissionsCost | 0 | [6 empty] | 0.67556 | 0
LCP_Inputs_ON_Electric_IEA_2023_05_05 | 2030 | O/CCGT - CH4 New | Crossload | Electricity | QC | Dispatch-Crossload | FuelCost | 0 | [6 empty] | 0.67556 | 0
LCP_Inputs_ON_Electric_IEA_2023_05_05 | 2030 | O/CCGT - CH4 New | Crossload | Electricity | QC | Dispatch-Crossload | VOM | 0 | [6 empty] | 0.67556 | 0
LCP_Inputs_ON_Electric_IEA_2023_05_05 | 2030 | O/CCGT - CH4 New | Crossload | Electricity | WC | Dispatch-Crossload | EmissionsCost | 0 | [6 empty] | 0.67556 | 0
LCP_Inputs_ON_Electric_IEA_2023_05_05 | 2030 | O/CCGT - CH4 New | Crossload | Electricity | WC | Dispatch-Crossload | FuelCost | 0 | [6 empty] | 0.67556 | 0
LCP_Inputs_ON_Electric_IEA_2023_05_05 | 2030 | O/CCGT - CH4 New | Crossload | Electricity | WC | Dispatch-Crossload | VOM | 0 | [6 empty] | 0.67556 | 0
LCP_Inputs_ON_Electric_IEA_2023_05_05 | 2030 | O/CCGT - H2 New | Crossload | Electricity | MI | Dispatch-Crossload | EmissionsCost | 0 | [6 empty] | 0.67556 | 0
LCP_Inputs_ON_Electric_IEA_2023_05_05 | 2030 | O/CCGT - H2 New | Crossload | Electricity | MI | Dispatch-Crossload | FuelCost | 0 | [6 empty] | 0.67556 | 0
LCP_Inputs_ON_Electric_IEA_2023_05_05 | 2030 | O/CCGT - H2 New | Crossload | Electricity | MI | Dispatch-Crossload | VOM | 0 | [6 empty] | 0.67556 | 0
LCP_Inputs_ON_Electric_IEA_2023_05_05 | 2030 | O/CCGT - H2 New | Crossload | Electricity | NY | Dispatch-Crossload | EmissionsCost | 0 | [6 empty] | 0.67556 | 0
LCP_Inputs_ON_Electric_IEA_2023_05_05 | 2030 | O/CCGT - H2 New | Crossload | Electricity | NY | Dispatch-Crossload | FuelCost | 0 | [6 empty] | 0.67556 | 0
LCP_Inputs_ON_Electric_IEA_2023_05_05 | 2030 | O/CCGT - H2 New | Crossload | Electricity | NY | Dispatch-Crossload | VOM | 0 | [6 empty] | 0.67556 | 0
LCP_Inputs_ON_Electric_IEA_2023_05_05 | 2030 | O/CCGT - H2 New | Crossload | Electricity | ON | Dispatch-Crossload | EmissionsCost | 0 | [6 empty] | 0.67556 | 0
LCP_Inputs_ON_Electric_IEA_2023_05_05 | 2030 | O/CCGT - H2 New | Crossload | Electricity | ON | Dispatch-Crossload | FuelCost | 0 | [6 empty] | 0.67556 | 0
LCP_Inputs_ON_Electric_IEA_2023_05_05 | 2030 | O/CCGT - H2 New | Crossload | Electricity | ON | Dispatch-Crossload | VOM | 717726.8143 | [6 empty] | 0.67556 | 484870.5187
LCP_Inputs_ON_Electric_IEA_2023_05_05 | 2030 | O/CCGT - H2 New | Crossload | Electricity | PJ | Dispatch-Crossload | EmissionsCost | 0 | [6 empty] | 0.67556 | 0
LCP_Inputs_ON_Electric_IEA_2023_05_05 | 2030 | O/CCGT - H2 New | Crossload | Electricity | PJ | Dispatch-Crossload | FuelCost | 0 | [6 empty] | 0.67556 | 0
LCP_Inputs_ON_Electric_IEA_2023_05_05 | 2030 | O/CCGT - H2 New | Crossload | Electricity | PJ | Dispatch-Crossload | VOM | 0 | [6 empty] | 0.67556 | 0
LCP_Inputs_ON_Electric_IEA_2023_05_05 | 2030 | O/CCGT - H2 New | Crossload | Electricity | QC | Dispatch-Crossload | EmissionsCost | 0 | [6 empty] | 0.67556 | 0
LCP_Inputs_ON_Electric_IEA_2023_05_05 | 2030 | O/CCGT - H2 New | Crossload | Electricity | QC | Dispatch-Crossload | FuelCost | 0 | [6 empty] | 0.67556 | 0
LCP_Inputs_ON_Electric_IEA_2023_05_05 | 2030 | O/CCGT - H2 New | Crossload | Electricity | QC | Dispatch-Crossload | VOM | 0 | [6 empty] | 0.67556 | 0
LCP_Inputs_ON_Electric_IEA_2023_05_05 | 2030 | O/CCGT - H2 New | Crossload | Electricity | WC | Dispatch-Crossload | EmissionsCost | 0 | [6 empty] | 0.67556 | 0
LCP_Inputs_ON_Electric_IEA_2023_05_05 | 2030 | O/CCGT - H2 New | Crossload | Electricity | WC | Dispatch-Crossload | FuelCost | 0 | [6 empty] | 0.67556 | 0
LCP_Inputs_ON_Electric_IEA_2023_05_05 | 2030 | O/CCGT - H2 New | Crossload | Electricity | WC | Dispatch-Crossload | VOM | 0 | [6 empty] | 0.67556 | 0
LCP_Inputs_ON_Electric_IEA_2023_05_05 | 2030 | SMR CCS | Generation | Hydrogen | MI | Dispatch-Generation | EmissionsCost | 0 | [6 empty] | 0.67556 | 0
LCP_Inputs_ON_Electric_IEA_2023_05_05 | 2030 | SMR CCS | Generation | Hydrogen | MI | Dispatch-Generation | FuelCost | 0 | [6 empty] | 0.67556 | 0
LCP_Inputs_ON_Electric_IEA_2023_05_05 | 2030 | SMR CCS | Generation | Hydrogen | MI | Dispatch-Generation | VOM | 0 | [6 empty] | 0.67556 | 0
LCP_Inputs_ON_Electric_IEA_2023_05_05 | 2030 | SMR CCS | Generation | Hydrogen | NY | Dispatch-Generation | EmissionsCost | 0 | [6 empty] | 0.67556 | 0
LCP_Inputs_ON_Electric_IEA_2023_05_05 | 2030 | SMR CCS | Generation | Hydrogen | NY | Dispatch-Generation | FuelCost | 0 | [6 empty] | 0.67556 | 0
LCP_Inputs_ON_Electric_IEA_2023_05_05 | 2030 | SMR CCS | Generation | Hydrogen | NY | Dispatch-Generation | VOM | 0 | [6 empty] | 0.67556 | 0
LCP_Inputs_ON_Electric_IEA_2023_05_05 | 2030 | SMR CCS | Generation | Hydrogen | ON | Dispatch-Generation | EmissionsCost | 319911904.076 | [6 empty] | 0.67556 | 216121019.5746
LCP_Inputs_ON_Electric_IEA_2023_05_05 | 2030 | SMR CCS | Generation | Hydrogen | ON | Dispatch-Generation | FuelCost | 297778205.3112 | [6 empty] | 0.67556 | 201168285.7655
LCP_Inputs_ON_Electric_IEA_2023_05_05 | 2030 | SMR CCS | Generation | Hydrogen | ON | Dispatch-Generation | VOM | 0 | [6 empty] | 0.67556 | 0
LCP_Inputs_ON_Electric_IEA_2023_05_05 | 2030 | SMR CCS | Generation | Hydrogen | PJ | Dispatch-Generation | EmissionsCost | 0 | [6 empty] | 0.67556 | 0
LCP_Inputs_ON_Electric_IEA_2023_05_05 | 2030 | SMR CCS | Generation | Hydrogen | PJ | Dispatch-Generation | FuelCost | 0 | [6 empty] | 0.67556 | 0
LCP_Inputs_ON_Electric_IEA_2023_05_05 | 2030 | SMR CCS | Generation | Hydrogen | PJ | Dispatch-Generation | VOM | 0 | [6 empty] | 0.67556 | 0
LCP_Inputs_ON_Electric_IEA_2023_05_05 | 2030 | SMR CCS | Generation | Hydrogen | QC | Dispatch-Generation | EmissionsCost | 0 | [6 empty] | 0.67556 | 0
LCP_Inputs_ON_Electric_IEA_2023_05_05 | 2030 | SMR CCS | Generation | Hydrogen | QC | Dispatch-Generation | FuelCost | 0 | [6 empty] | 0.67556 | 0
LCP_Inputs_ON_Electric_IEA_2023_05_05 | 2030 | SMR CCS | Generation | Hydrogen | QC | Dispatch-Generation | VOM | 0 | [6 empty] | 0.67556 | 0
LCP_Inputs_ON_Electric_IEA_2023_05_05 | 2030 | SMR CCS | Generation | Hydrogen | WC | Dispatch-Generation | EmissionsCost | 0 | [6 empty] | 0.67556 | 0
LCP_Inputs_ON_Electric_IEA_2023_05_05 | 2030 | SMR CCS | Generation | Hydrogen | WC | Dispatch-Generation | FuelCost | 0 | [6 empty] | 0.67556 | 0
LCP_Inputs_ON_Electric_IEA_2023_05_05 | 2030 | SMR CCS | Generation | Hydrogen | WC | Dispatch-Generation | VOM | 0 | [6 empty] | 0.67556 | 0
LCP_Inputs_ON_Electric_IEA_2023_05_05 | 2030 | Solar PV | Generation | Electricity | MI | Dispatch-Generation | EmissionsCost | 0 | [6 empty] | 0.67556 | 0
LCP_Inputs_ON_Electric_IEA_2023_05_05 | 2030 | Solar PV | Generation | Electricity | MI | Dispatch-Generation | FuelCost | 0 | [6 empty] | 0.67556 | 0
LCP_Inputs_ON_Electric_IEA_2023_05_05 | 2030 | Solar PV | Generation | Electricity | MI | Dispatch-Generation | VOM | 0 | [6 empty] | 0.67556 | 0
LCP_Inputs_ON_Electric_IEA_2023_05_05 | 2030 | Solar PV | Generation | Electricity | NY | Dispatch-Generation | EmissionsCost | 0 | [6 empty] | 0.67556 | 0
LCP_Inputs_ON_Electric_IEA_2023_05_05 | 2030 | Solar PV | Generation | Electricity | NY | Dispatch-Generation | FuelCost | 0 | [6 empty] | 0.67556 | 0
LCP_Inputs_ON_Electric_IEA_2023_05_05 | 2030 | Solar PV | Generation | Electricity | NY | Dispatch-Generation | VOM | 0 | [6 empty] | 0.67556 | 0
LCP_Inputs_ON_Electric_IEA_2023_05_05 | 2030 | Solar PV | Generation | Electricity | ON | Dispatch-Generation | EmissionsCost | 0 | [6 empty] | 0.67556 | 0
LCP_Inputs_ON_Electric_IEA_2023_05_05 | 2030 | Solar PV | Generation | Electricity | ON | Dispatch-Generation | FuelCost | 0 | [6 empty] | 0.67556 | 0
LCP_Inputs_ON_Electric_IEA_2023_05_05 | 2030 | Solar PV | Generation | Electricity | ON | Dispatch-Generation | VOM | 0 | [6 empty] | 0.67556 | 0
LCP_Inputs_ON_Electric_IEA_2023_05_05 | 2030 | Solar PV | Generation | Electricity | PJ | Dispatch-Generation | EmissionsCost | 0 | [6 empty] | 0.67556 | 0
LCP_Inputs_ON_Electric_IEA_2023_05_05 | 2030 | Solar PV | Generation | Electricity | PJ | Dispatch-Generation | FuelCost | 0 | [6 empty] | 0.67556 | 0
LCP_Inputs_ON_Electric_IEA_2023_05_05 | 2030 | Solar PV | Generation | Electricity | PJ | Dispatch-Generation | VOM | 0 | [6 empty] | 0.67556 | 0
LCP_Inputs_ON_Electric_IEA_2023_05_05 | 2030 | Solar PV | Generation | Electricity | QC | Dispatch-Generation | EmissionsCost | 0 | [6 empty] | 0.67556 | 0
LCP_Inputs_ON_Electric_IEA_2023_05_05 | 2030 | Solar PV | Generation | Electricity | QC | Dispatch-Generation | FuelCost | 0 | [6 empty] | 0.67556 | 0
LCP_Inputs_ON_Electric_IEA_2023_05_05 | 2030 | Solar PV | Generation | Electricity | QC | Dispatch-Generation | VOM | 0 | [6 empty] | 0.67556 | 0
LCP_Inputs_ON_Electric_IEA_2023_05_05 | 2030 | Solar PV | Generation | Electricity | WC | Dispatch-Generation | EmissionsCost | 0 | [6 empty] | 0.67556 | 0
LCP_Inputs_ON_Electric_IEA_2023_05_05 | 2030 | Solar PV | Generation | Electricity | WC | Dispatch-Generation | FuelCost | 0 | [6 empty] | 0.67556 | 0
LCP_Inputs_ON_Electric_IEA_2023_05_05 | 2030 | Solar PV | Generation | Electricity | WC | Dispatch-Generation | VOM | 0 | [6 empty] | 0.67556 | 0
LCP_Inputs_ON_Electric_IEA_2023_05_05 | 2030 | Wind Offshore | Generation | Electricity | MI | Dispatch-Generation | EmissionsCost | 0 | [6 empty] | 0.67556 | 0
LCP_Inputs_ON_Electric_IEA_2023_05_05 | 2030 | Wind Offshore | Generation | Electricity | MI | Dispatch-Generation | FuelCost | 0 | [6 empty] | 0.67556 | 0
LCP_Inputs_ON_Electric_IEA_2023_05_05 | 2030 | Wind Offshore | Generation | Electricity | MI | Dispatch-Generation | VOM | 0 | [6 empty] | 0.67556 | 0
LCP_Inputs_ON_Electric_IEA_2023_05_05 | 2030 | Wind Offshore | Generation | Electricity | NY | Dispatch-Generation | EmissionsCost | 0 | [6 empty] | 0.67556 | 0
LCP_Inputs_ON_Electric_IEA_2023_05_05 | 2030 | Wind Offshore | Generation | Electricity | NY | Dispatch-Generation | FuelCost | 0 | [6 empty] | 0.67556 | 0
LCP_Inputs_ON_Electric_IEA_2023_05_05 | 2030 | Wind Offshore | Generation | Electricity | NY | Dispatch-Generation | VOM | 0 | [6 empty] | 0.67556 | 0
LCP_Inputs_ON_Electric_IEA_2023_05_05 | 2030 | Wind Offshore | Generation | Electricity | ON | Dispatch-Generation | EmissionsCost | 0 | [6 empty] | 0.67556 | 0
LCP_Inputs_ON_Electric_IEA_2023_05_05 | 2030 | Wind Offshore | Generation | Electricity | ON | Dispatch-Generation | FuelCost | 0 | [6 empty] | 0.67556 | 0
LCP_Inputs_ON_Electric_IEA_2023_05_05 | 2030 | Wind Offshore | Generation | Electricity | ON | Dispatch-Generation | VOM | 0 | [6 empty] | 0.67556 | 0
LCP_Inputs_ON_Electric_IEA_2023_05_05 | 2030 | Wind Offshore | Generation | Electricity | PJ | Dispatch-Generation | EmissionsCost | 0 | [6 empty] | 0.67556 | 0
LCP_Inputs_ON_Electric_IEA_2023_05_05 | 2030 | Wind Offshore | Generation | Electricity | PJ | Dispatch-Generation | FuelCost | 0 | [6 empty] | 0.67556 | 0
LCP_Inputs_ON_Electric_IEA_2023_05_05 | 2030 | Wind Offshore | Generation | Electricity | PJ | Dispatch-Generation | VOM | 0 | [6 empty] | 0.67556 | 0
LCP_Inputs_ON_Electric_IEA_2023_05_05 | 2030 | Wind Offshore | Generation | Electricity | QC | Dispatch-Generation | EmissionsCost | 0 | [6 empty] | 0.67556 | 0
LCP_Inputs_ON_Electric_IEA_2023_05_05 | 2030 | Wind Offshore | Generation | Electricity | QC | Dispatch-Generation | FuelCost | 0 | [6 empty] | 0.67556 | 0
LCP_Inputs_ON_Electric_IEA_2023_05_05 | 2030 | Wind Offshore | Generation | Electricity | QC | Dispatch-Generation | VOM | 0 | [6 empty] | 0.67556 | 0
LCP_Inputs_ON_Electric_IEA_2023_05_05 | 2030 | Wind Offshore | Generation | Electricity | WC | Dispatch-Generation | EmissionsCost | 0 | [6 empty] | 0.67556 | 0
LCP_Inputs_ON_Electric_IEA_2023_05_05 | 2030 | Wind Offshore | Generation | Electricity | WC | Dispatch-Generation | FuelCost | 0 | [6 empty] | 0.67556 | 0
LCP_Inputs_ON_Electric_IEA_2023_05_05 | 2030 | Wind Offshore | Generation | Electricity | WC | Dispatch-Generation | VOM | 0 | [6 empty] | 0.67556 | 0
LCP_Inputs_ON_Electric_IEA_2023_05_05 | 2030 | Wind Onshore | Generation | Electricity | MI | Dispatch-Generation | EmissionsCost | 0 | [6 empty] | 0.67556 | 0
LCP_Inputs_ON_Electric_IEA_2023_05_05 | 2030 | Wind Onshore | Generation | Electricity | MI | Dispatch-Generation | FuelCost | 0 | [6 empty] | 0.67556 | 0
LCP_Inputs_ON_Electric_IEA_2023_05_05 | 2030 | Wind Onshore | Generation | Electricity | MI | Dispatch-Generation | VOM | 0 | [6 empty] | 0.67556 | 0
LCP_Inputs_ON_Electric_IEA_2023_05_05 | 2030 | Wind Onshore | Generation | Electricity | NY | Dispatch-Generation | EmissionsCost | 0 | [6 empty] | 0.67556 | 0
LCP_Inputs_ON_Electric_IEA_2023_05_05 | 2030 | Wind Onshore | Generation | Electricity | NY | Dispatch-Generation | FuelCost | 0 | [6 empty] | 0.67556 | 0
LCP_Inputs_ON_Electric_IEA_2023_05_05 | 2030 | Wind Onshore | Generation | Electricity | NY | Dispatch-Generation | VOM | 0 | [6 empty] | 0.67556 | 0
LCP_Inputs_ON_Electric_IEA_2023_05_05 | 2030 | Wind Onshore | Generation | Electricity | ON | Dispatch-Generation | EmissionsCost | 0 | [6 empty] | 0.67556 | 0
LCP_Inputs_ON_Electric_IEA_2023_05_05 | 2030 | Wind Onshore | Generation | Electricity | ON | Dispatch-Generation | FuelCost | 0 | [6 empty] | 0.67556 | 0
LCP_Inputs_ON_Electric_IEA_2023_05_05 | 2030 | Wind Onshore | Generation | Electricity | ON | Dispatch-Generation | VOM | 0 | [6 empty] | 0.67556 | 0
LCP_Inputs_ON_Electric_IEA_2023_05_05 | 2030 | Wind Onshore | Generation | Electricity | PJ | Dispatch-Generation | EmissionsCost | 0 | [6 empty] | 0.67556 | 0
LCP_Inputs_ON_Electric_IEA_2023_05_05 | 2030 | Wind Onshore | Generation | Electricity | PJ | Dispatch-Generation | FuelCost | 0 | [6 empty] | 0.67556 | 0
LCP_Inputs_ON_Electric_IEA_2023_05_05 | 2030 | Wind Onshore | Generation | Electricity | PJ | Dispatch-Generation | VOM | 0 | [6 empty] | 0.67556 | 0
LCP_Inputs_ON_Electric_IEA_2023_05_05 | 2030 | Wind Onshore | Generation | Electricity | QC | Dispatch-Generation | EmissionsCost | 0 | [6 empty] | 0.67556 | 0
LCP_Inputs_ON_Electric_IEA_2023_05_05 | 2030 | Wind Onshore | Generation | Electricity | QC | Dispatch-Generation | FuelCost | 0 | [6 empty] | 0.67556 | 0
LCP_Inputs_ON_Electric_IEA_2023_05_05 | 2030 | Wind Onshore | Generation | Electricity | QC | Dispatch-Generation | VOM | 0 | [6 empty] | 0.67556 | 0
LCP_Inputs_ON_Electric_IEA_2023_05_05 | 2030 | Wind Onshore | Generation | Electricity | WC | Dispatch-Generation | EmissionsCost | 0 | [6 empty] | 0.67556 | 0
LCP_Inputs_ON_Electric_IEA_2023_05_05 | 2030 | Wind Onshore | Generation | Electricity | WC | Dispatch-Generation | FuelCost | 0 | [6 empty] | 0.67556 | 0
LCP_Inputs_ON_Electric_IEA_2023_05_05 | 2030 | Wind Onshore | Generation | Electricity | WC | Dispatch-Generation | VOM | 0 | [6 empty] | 0.67556 | 0
LCP_Inputs_ON_Electric_IEA_2023_05_05 | 2031 | Anaerobic Digestion | Generation | Methane | MI | Dispatch-Generation | EmissionsCost | 0 | [6 empty] | 0.64958 | 0
LCP_Inputs_ON_Electric_IEA_2023_05_05 | 2031 | Anaerobic Digestion | Generation | Methane | MI | Dispatch-Generation | FuelCost | 0 | [6 empty] | 0.64958 | 0
LCP_Inputs_ON_Electric_IEA_2023_05_05 | 2031 | Anaerobic Digestion | Generation | Methane | MI | Dispatch-Generation | VOM | 0 | [6 empty] | 0.64958 | 0
LCP_Inputs_ON_Electric_IEA_2023_05_05 | 2031 | Anaerobic Digestion | Generation | Methane | NY | Dispatch-Generation | EmissionsCost | 0 | [6 empty] | 0.64958 | 0
LCP_Inputs_ON_Electric_IEA_2023_05_05 | 2031 | Anaerobic Digestion | Generation | Methane | NY | Dispatch-Generation | FuelCost | 0 | [6 empty] | 0.64958 | 0
LCP_Inputs_ON_Electric_IEA_2023_05_05 | 2031 | Anaerobic Digestion | Generation | Methane | NY | Dispatch-Generation | VOM | 0 | [6 empty] | 0.64958 | 0
LCP_Inputs_ON_Electric_IEA_2023_05_05 | 2031 | Anaerobic Digestion | Generation | Methane | ON | Dispatch-Generation | EmissionsCost | 0 | [6 empty] | 0.64958 | 0
LCP_Inputs_ON_Electric_IEA_2023_05_05 | 2031 | Anaerobic Digestion | Generation | Methane | ON | Dispatch-Generation | FuelCost | 0 | [6 empty] | 0.64958 | 0
LCP_Inputs_ON_Electric_IEA_2023_05_05 | 2031 | Anaerobic Digestion | Generation | Methane | ON | Dispatch-Generation | VOM | 0 | [6 empty] | 0.64958 | 0
LCP_Inputs_ON_Electric_IEA_2023_05_05 | 2031 | Anaerobic Digestion | Generation | Methane | PJ | Dispatch-Generation | EmissionsCost | 0 | [6 empty] | 0.64958 | 0
LCP_Inputs_ON_Electric_IEA_2023_05_05 | 2031 | Anaerobic Digestion | Generation | Methane | PJ | Dispatch-Generation | FuelCost | 0 | [6 empty] | 0.64958 | 0
LCP_Inputs_ON_Electric_IEA_2023_05_05 | 2031 | Anaerobic Digestion | Generation | Methane | PJ | Dispatch-Generation | VOM | 0 | [6 empty] | 0.64958 | 0
LCP_Inputs_ON_Electric_IEA_2023_05_05 | 2031 | Anaerobic Digestion | Generation | Methane | QC | Dispatch-Generation | EmissionsCost | 0 | [6 empty] | 0.64958 | 0
LCP_Inputs_ON_Electric_IEA_2023_05_05 | 2031 | Anaerobic Digestion | Generation | Methane | QC | Dispatch-Generation | FuelCost | 0 | [6 empty] | 0.64958 | 0
LCP_Inputs_ON_Electric_IEA_2023_05_05 | 2031 | Anaerobic Digestion | Generation | Methane | QC | Dispatch-Generation | VOM | 0 | [6 empty] | 0.64958 | 0
LCP_Inputs_ON_Electric_IEA_2023_05_05 | 2031 | Anaerobic Digestion | Generation | Methane | WC | Dispatch-Generation | EmissionsCost | 0 | [6 empty] | 0.64958 | 0
LCP_Inputs_ON_Electric_IEA_2023_05_05 | 2031 | Anaerobic Digestion | Generation | Methane | WC | Dispatch-Generation | FuelCost | 0 | [6 empty] | 0.64958 | 0
LCP_Inputs_ON_Electric_IEA_2023_05_05 | 2031 | Anaerobic Digestion | Generation | Methane | WC | Dispatch-Generation | VOM | 0 | [6 empty] | 0.64958 | 0
LCP_Inputs_ON_Electric_IEA_2023_05_05 | 2031 | Battery Storage | Storage | Electricity | MI | Dispatch-Storage | EmissionsCost | 0 | [6 empty] | 0.64958 | 0
LCP_Inputs_ON_Electric_IEA_2023_05_05 | 2031 | Battery Storage | Storage | Electricity | MI | Dispatch-Storage | FuelCost | 0 | [6 empty] | 0.64958 | 0
LCP_Inputs_ON_Electric_IEA_2023_05_05 | 2031 | Battery Storage | Storage | Electricity | MI | Dispatch-Storage | VOM | 0 | [6 empty] | 0.64958 | 0
LCP_Inputs_ON_Electric_IEA_2023_05_05 | 2031 | Battery Storage | Storage | Electricity | NY | Dispatch-Storage | EmissionsCost | 0 | [6 empty] | 0.64958 | 0
LCP_Inputs_ON_Electric_IEA_2023_05_05 | 2031 | Battery Storage | Storage | Electricity | NY | Dispatch-Storage | FuelCost | 0 | [6 empty] | 0.64958 | 0
LCP_Inputs_ON_Electric_IEA_2023_05_05 | 2031 | Battery Storage | Storage | Electricity | NY | Dispatch-Storage | VOM | 0 | [6 empty] | 0.64958 | 0
LCP_Inputs_ON_Electric_IEA_2023_05_05 | 2031 | Battery Storage | Storage | Electricity | ON | Dispatch-Storage | EmissionsCost | 0 | [6 empty] | 0.64958 | 0
LCP_Inputs_ON_Electric_IEA_2023_05_05 | 2031 | Battery Storage | Storage | Electricity | ON | Dispatch-Storage | FuelCost | 0 | [6 empty] | 0.64958 | 0
LCP_Inputs_ON_Electric_IEA_2023_05_05 | 2031 | Battery Storage | Storage | Electricity | ON | Dispatch-Storage | VOM | 0 | [6 empty] | 0.64958 | 0
LCP_Inputs_ON_Electric_IEA_2023_05_05 | 2031 | Battery Storage | Storage | Electricity | PJ | Dispatch-Storage | EmissionsCost | 0 | [6 empty] | 0.64958 | 0
LCP_Inputs_ON_Electric_IEA_2023_05_05 | 2031 | Battery Storage | Storage | Electricity | PJ | Dispatch-Storage | FuelCost | 0 | [6 empty] | 0.64958 | 0
LCP_Inputs_ON_Electric_IEA_2023_05_05 | 2031 | Battery Storage | Storage | Electricity | PJ | Dispatch-Storage | VOM | 0 | [6 empty] | 0.64958 | 0
LCP_Inputs_ON_Electric_IEA_2023_05_05 | 2031 | Battery Storage | Storage | Electricity | QC | Dispatch-Storage | EmissionsCost | 0 | [6 empty] | 0.64958 | 0
LCP_Inputs_ON_Electric_IEA_2023_05_05 | 2031 | Battery Storage | Storage | Electricity | QC | Dispatch-Storage | FuelCost | 0 | [6 empty] | 0.64958 | 0
LCP_Inputs_ON_Electric_IEA_2023_05_05 | 2031 | Battery Storage | Storage | Electricity | QC | Dispatch-Storage | VOM | 0 | [6 empty] | 0.64958 | 0
LCP_Inputs_ON_Electric_IEA_2023_05_05 | 2031 | Battery Storage | Storage | Electricity | WC | Dispatch-Storage | EmissionsCost | 0 | [6 empty] | 0.64958 | 0
LCP_Inputs_ON_Electric_IEA_2023_05_05 | 2031 | Battery Storage | Storage | Electricity | WC | Dispatch-Storage | FuelCost | 0 | [6 empty] | 0.64958 | 0
LCP_Inputs_ON_Electric_IEA_2023_05_05 | 2031 | Battery Storage | Storage | Electricity | WC | Dispatch-Storage | VOM | 0 | [6 empty] | 0.64958 | 0
LCP_Inputs_ON_Electric_IEA_2023_05_05 | 2031 | Biomass | Generation | Electricity | MI | Dispatch-Generation | EmissionsCost | 0 | [6 empty] | 0.64958 | 0
LCP_Inputs_ON_Electric_IEA_2023_05_05 | 2031 | Biomass | Generation | Electricity | MI | Dispatch-Generation | FuelCost | 0 | [6 empty] | 0.64958 | 0
LCP_Inputs_ON_Electric_IEA_2023_05_05 | 2031 | Biomass | Generation | Electricity | MI | Dispatch-Generation | VOM | 0 | [6 empty] | 0.64958 | 0
LCP_Inputs_ON_Electric_IEA_2023_05_05 | 2031 | Biomass | Generation | Electricity | NY | Dispatch-Generation | EmissionsCost | 0 | [6 empty] | 0.64958 | 0
LCP_Inputs_ON_Electric_IEA_2023_05_05 | 2031 | Biomass | Generation | Electricity | NY | Dispatch-Generation | FuelCost | 0 | [6 empty] | 0.64958 | 0
LCP_Inputs_ON_Electric_IEA_2023_05_05 | 2031 | Biomass | Generation | Electricity | NY | Dispatch-Generation | VOM | 0 | [6 empty] | 0.64958 | 0
LCP_Inputs_ON_Electric_IEA_2023_05_05 | 2031 | Biomass | Generation | Electricity | ON | Dispatch-Generation | EmissionsCost | 0 | [6 empty] | 0.64958 | 0
LCP_Inputs_ON_Electric_IEA_2023_05_05 | 2031 | Biomass | Generation | Electricity | ON | Dispatch-Generation | FuelCost | 2498962.9091 | [6 empty] | 0.64958 | 1623278.6544
LCP_Inputs_ON_Electric_IEA_2023_05_05 | 2031 | Biomass | Generation | Electricity | ON | Dispatch-Generation | VOM | 32070.024 | [6 empty] | 0.64958 | 20832.0761
LCP_Inputs_ON_Electric_IEA_2023_05_05 | 2031 | Biomass | Generation | Electricity | PJ | Dispatch-Generation | EmissionsCost | 0 | [6 empty] | 0.64958 | 0
LCP_Inputs_ON_Electric_IEA_2023_05_05 | 2031 | Biomass | Generation | Electricity | PJ | Dispatch-Generation | FuelCost | 0 | [6 empty] | 0.64958 | 0
LCP_Inputs_ON_Electric_IEA_2023_05_05 | 2031 | Biomass | Generation | Electricity | PJ | Dispatch-Generation | VOM | 0 | [6 empty] | 0.64958 | 0
LCP_Inputs_ON_Electric_IEA_2023_05_05 | 2031 | Biomass | Generation | Electricity | QC | Dispatch-Generation | EmissionsCost | 0 | [6 empty] | 0.64958 | 0
LCP_Inputs_ON_Electric_IEA_2023_05_05 | 2031 | Biomass | Generation | Electricity | QC | Dispatch-Generation | FuelCost | 513338.1818 | [6 empty] | 0.64958 | 333454.6944
LCP_Inputs_ON_Electric_IEA_2023_05_05 | 2031 | Biomass | Generation | Electricity | QC | Dispatch-Generation | VOM | 6587.84 | [6 empty] | 0.64958 | 4279.3352
LCP_Inputs_ON_Electric_IEA_2023_05_05 | 2031 | Biomass | Generation | Electricity | WC | Dispatch-Generation | EmissionsCost | 0 | [6 empty] | 0.64958 | 0
LCP_Inputs_ON_Electric_IEA_2023_05_05 | 2031 | Biomass | Generation | Electricity | WC | Dispatch-Generation | FuelCost | 0 | [6 empty] | 0.64958 | 0
LCP_Inputs_ON_Electric_IEA_2023_05_05 | 2031 | Biomass | Generation | Electricity | WC | Dispatch-Generation | VOM | 0 | [6 empty] | 0.64958 | 0
LCP_Inputs_ON_Electric_IEA_2023_05_05 | 2031 | Biomass + CCS | Generation | Electricity | MI | Dispatch-Generation | EmissionsCost | 0 | [6 empty] | 0.64958 | 0
LCP_Inputs_ON_Electric_IEA_2023_05_05 | 2031 | Biomass + CCS | Generation | Electricity | MI | Dispatch-Generation | FuelCost | 0 | [6 empty] | 0.64958 | 0
LCP_Inputs_ON_Electric_IEA_2023_05_05 | 2031 | Biomass + CCS | Generation | Electricity | MI | Dispatch-Generation | VOM | 0 | [6 empty] | 0.64958 | 0
LCP_Inputs_ON_Electric_IEA_2023_05_05 | 2031 | Biomass + CCS | Generation | Electricity | NY | Dispatch-Generation | EmissionsCost | 0 | [6 empty] | 0.64958 | 0
LCP_Inputs_ON_Electric_IEA_2023_05_05 | 2031 | Biomass + CCS | Generation | Electricity | NY | Dispatch-Generation | FuelCost | 0 | [6 empty] | 0.64958 | 0
LCP_Inputs_ON_Electric_IEA_2023_05_05 | 2031 | Biomass + CCS | Generation | Electricity | NY | Dispatch-Generation | VOM | 0 | [6 empty] | 0.64958 | 0
LCP_Inputs_ON_Electric_IEA_2023_05_05 | 2031 | Biomass + CCS | Generation | Electricity | ON | Dispatch-Generation | EmissionsCost | 0 | [6 empty] | 0.64958 | 0
LCP_Inputs_ON_Electric_IEA_2023_05_05 | 2031 | Biomass + CCS | Generation | Electricity | ON | Dispatch-Generation | FuelCost | 0 | [6 empty] | 0.64958 | 0
LCP_Inputs_ON_Electric_IEA_2023_05_05 | 2031 | Biomass + CCS | Generation | Electricity | ON | Dispatch-Generation | VOM | 0 | [6 empty] | 0.64958 | 0
LCP_Inputs_ON_Electric_IEA_2023_05_05 | 2031 | Biomass + CCS | Generation | Electricity | PJ | Dispatch-Generation | EmissionsCost | 0 | [6 empty] | 0.64958 | 0
LCP_Inputs_ON_Electric_IEA_2023_05_05 | 2031 | Biomass + CCS | Generation | Electricity | PJ | Dispatch-Generation | FuelCost | 0 | [6 empty] | 0.64958 | 0
LCP_Inputs_ON_Electric_IEA_2023_05_05 | 2031 | Biomass + CCS | Generation | Electricity | PJ | Dispatch-Generation | VOM | 0 | [6 empty] | 0.64958 | 0
LCP_Inputs_ON_Electric_IEA_2023_05_05 | 2031 | Biomass + CCS | Generation | Electricity | QC | Dispatch-Generation | EmissionsCost | 0 | [6 empty] | 0.64958 | 0
LCP_Inputs_ON_Electric_IEA_2023_05_05 | 2031 | Biomass + CCS | Generation | Electricity | QC | Dispatch-Generation | FuelCost | 0 | [6 empty] | 0.64958 | 0
LCP_Inputs_ON_Electric_IEA_2023_05_05 | 2031 | Biomass + CCS | Generation | Electricity | QC | Dispatch-Generation | VOM | 0 | [6 empty] | 0.64958 | 0
LCP_Inputs_ON_Electric_IEA_2023_05_05 | 2031 | Biomass + CCS | Generation | Electricity | WC | Dispatch-Generation | EmissionsCost | 0 | [6 empty] | 0.64958 | 0
LCP_Inputs_ON_Electric_IEA_2023_05_05 | 2031 | Biomass + CCS | Generation | Electricity | WC | Dispatch-Generation | FuelCost | 0 | [6 empty] | 0.64958 | 0
LCP_Inputs_ON_Electric_IEA_2023_05_05 | 2031 | Biomass + CCS | Generation | Electricity | WC | Dispatch-Generation | VOM | 0 | [6 empty] | 0.64958 | 0
LCP_Inputs_ON_Electric_IEA_2023_05_05 | 2031 | CH4 + CCS | Generation | Methane | MI | Dispatch-Generation | EmissionsCost | 0 | [6 empty] | 0.64958 | 0
LCP_Inputs_ON_Electric_IEA_2023_05_05 | 2031 | CH4 + CCS | Generation | Methane | MI | Dispatch-Generation | FuelCost | 0 | [6 empty] | 0.64958 | 0
LCP_Inputs_ON_Electric_IEA_2023_05_05 | 2031 | CH4 + CCS | Generation | Methane | MI | Dispatch-Generation | VOM | 0 | [6 empty] | 0.64958 | 0
LCP_Inputs_ON_Electric_IEA_2023_05_05 | 2031 | CH4 + CCS | Generation | Methane | NY | Dispatch-Generation | EmissionsCost | 0 | [6 empty] | 0.64958 | 0
LCP_Inputs_ON_Electric_IEA_2023_05_05 | 2031 | CH4 + CCS | Generation | Methane | NY | Dispatch-Generation | FuelCost | 0 | [6 empty] | 0.64958 | 0
LCP_Inputs_ON_Electric_IEA_2023_05_05 | 2031 | CH4 + CCS | Generation | Methane | NY | Dispatch-Generation | VOM | 0 | [6 empty] | 0.64958 | 0
LCP_Inputs_ON_Electric_IEA_2023_05_05 | 2031 | CH4 + CCS | Generation | Methane | ON | Dispatch-Generation | EmissionsCost | 0 | [6 empty] | 0.64958 | 0
LCP_Inputs_ON_Electric_IEA_2023_05_05 | 2031 | CH4 + CCS | Generation | Methane | ON | Dispatch-Generation | FuelCost | 0 | [6 empty] | 0.64958 | 0
LCP_Inputs_ON_Electric_IEA_2023_05_05 | 2031 | CH4 + CCS | Generation | Methane | ON | Dispatch-Generation | VOM | 0 | [6 empty] | 0.64958 | 0
LCP_Inputs_ON_Electric_IEA_2023_05_05 | 2031 | CH4 + CCS | Generation | Methane | PJ | Dispatch-Generation | EmissionsCost | 0 | [6 empty] | 0.64958 | 0
LCP_Inputs_ON_Electric_IEA_2023_05_05 | 2031 | CH4 + CCS | Generation | Methane | PJ | Dispatch-Generation | FuelCost | 0 | [6 empty] | 0.64958 | 0
LCP_Inputs_ON_Electric_IEA_2023_05_05 | 2031 | CH4 + CCS | Generation | Methane | PJ | Dispatch-Generation | VOM | 0 | [6 empty] | 0.64958 | 0
LCP_Inputs_ON_Electric_IEA_2023_05_05 | 2031 | CH4 + CCS | Generation | Methane | QC | Dispatch-Generation | EmissionsCost | 0 | [6 empty] | 0.64958 | 0
LCP_Inputs_ON_Electric_IEA_2023_05_05 | 2031 | CH4 + CCS | Generation | Methane | QC | Dispatch-Generation | FuelCost | 0 | [6 empty] | 0.64958 | 0
LCP_Inputs_ON_Electric_IEA_2023_05_05 | 2031 | CH4 + CCS | Generation | Methane | QC | Dispatch-Generation | VOM | 0 | [6 empty] | 0.64958 | 0
LCP_Inputs_ON_Electric_IEA_2023_05_05 | 2031 | CH4 + CCS | Generation | Methane | WC | Dispatch-Generation | EmissionsCost | 0 | [6 empty] | 0.64958 | 0
LCP_Inputs_ON_Electric_IEA_2023_05_05 | 2031 | CH4 + CCS | Generation | Methane | WC | Dispatch-Generation | FuelCost | 0 | [6 empty] | 0.64958 | 0
LCP_Inputs_ON_Electric_IEA_2023_05_05 | 2031 | CH4 + CCS | Generation | Methane | WC | Dispatch-Generation | VOM | 0 | [6 empty] | 0.64958 | 0
LCP_Inputs_ON_Electric_IEA_2023_05_05 | 2031 | CH4 Import - NY 2020 | Import | Methane | MI | Dispatch-Import | EmissionsCost | 0 | [6 empty] | 0.64958 | 0
LCP_Inputs_ON_Electric_IEA_2023_05_05 | 2031 | CH4 Import - NY 2020 | Import | Methane | MI | Dispatch-Import | FuelCost | 0 | [6 empty] | 0.64958 | 0
LCP_Inputs_ON_Electric_IEA_2023_05_05 | 2031 | CH4 Import - NY 2020 | Import | Methane | MI | Dispatch-Import | VOM | 0 | [6 empty] | 0.64958 | 0
LCP_Inputs_ON_Electric_IEA_2023_05_05 | 2031 | CH4 Import - NY 2020 | Import | Methane | NY | Dispatch-Import | EmissionsCost | 0 | [6 empty] | 0.64958 | 0
LCP_Inputs_ON_Electric_IEA_2023_05_05 | 2031 | CH4 Import - NY 2020 | Import | Methane | NY | Dispatch-Import | FuelCost | 0 | [6 empty] | 0.64958 | 0
LCP_Inputs_ON_Electric_IEA_2023_05_05 | 2031 | CH4 Import - NY 2020 | Import | Methane | NY | Dispatch-Import | VOM | 0 | [6 empty] | 0.64958 | 0
LCP_Inputs_ON_Electric_IEA_2023_05_05 | 2031 | CH4 Import - NY 2020 | Import | Methane | ON | Dispatch-Import | EmissionsCost | 0 | [6 empty] | 0.64958 | 0
LCP_Inputs_ON_Electric_IEA_2023_05_05 | 2031 | CH4 Import - NY 2020 | Import | Methane | ON | Dispatch-Import | FuelCost | 0 | [6 empty] | 0.64958 | 0
LCP_Inputs_ON_Electric_IEA_2023_05_05 | 2031 | CH4 Import - NY 2020 | Import | Methane | ON | Dispatch-Import | VOM | 0 | [6 empty] | 0.64958 | 0
LCP_Inputs_ON_Electric_IEA_2023_05_05 | 2031 | CH4 Import - NY 2020 | Import | Methane | PJ | Dispatch-Import | EmissionsCost | 0 | [6 empty] | 0.64958 | 0
LCP_Inputs_ON_Electric_IEA_2023_05_05 | 2031 | CH4 Import - NY 2020 | Import | Methane | PJ | Dispatch-Import | FuelCost | 0 | [6 empty] | 0.64958 | 0
LCP_Inputs_ON_Electric_IEA_2023_05_05 | 2031 | CH4 Import - NY 2020 | Import | Methane | PJ | Dispatch-Import | VOM | 0 | [6 empty] | 0.64958 | 0
LCP_Inputs_ON_Electric_IEA_2023_05_05 | 2031 | CH4 Import - NY 2020 | Import | Methane | QC | Dispatch-Import | EmissionsCost | 0 | [6 empty] | 0.64958 | 0
LCP_Inputs_ON_Electric_IEA_2023_05_05 | 2031 | CH4 Import - NY 2020 | Import | Methane | QC | Dispatch-Import | FuelCost | 0 | [6 empty] | 0.64958 | 0
LCP_Inputs_ON_Electric_IEA_2023_05_05 | 2031 | CH4 Import - NY 2020 | Import | Methane | QC | Dispatch-Import | VOM | 0 | [6 empty] | 0.64958 | 0
LCP_Inputs_ON_Electric_IEA_2023_05_05 | 2031 | CH4 Import - NY 2020 | Import | Methane | WC | Dispatch-Import | EmissionsCost | 0 | [6 empty] | 0.64958 | 0
LCP_Inputs_ON_Electric_IEA_2023_05_05 | 2031 | CH4 Import - NY 2020 | Import | Methane | WC | Dispatch-Import | FuelCost | 0 | [6 empty] | 0.64958 | 0
LCP_Inputs_ON_Electric_IEA_2023_05_05 | 2031 | CH4 Import - NY 2020 | Import | Methane | WC | Dispatch-Import | VOM | 0 | [6 empty] | 0.64958 | 0
LCP_Inputs_ON_Electric_IEA_2023_05_05 | 2031 | CH4 Import - NY 2030 | Import | Methane | MI | Dispatch-Import | EmissionsCost | 0 | [6 empty] | 0.64958 | 0
LCP_Inputs_ON_Electric_IEA_2023_05_05 | 2031 | CH4 Import - NY 2030 | Import | Methane | MI | Dispatch-Import | FuelCost | 0 | [6 empty] | 0.64958 | 0
LCP_Inputs_ON_Electric_IEA_2023_05_05 | 2031 | CH4 Import - NY 2030 | Import | Methane | MI | Dispatch-Import | VOM | 0 | [6 empty] | 0.64958 | 0
LCP_Inputs_ON_Electric_IEA_2023_05_05 | 2031 | CH4 Import - NY 2030 | Import | Methane | NY | Dispatch-Import | EmissionsCost | 2371206202.7872 | [6 empty] | 0.64958 | 1540290334.1351
LCP_Inputs_ON_Electric_IEA_2023_05_05 | 2031 | CH4 Import - NY 2030 | Import | Methane | NY | Dispatch-Import | FuelCost | 644356120.8267 | [6 empty] | 0.64958 | 418561449.2251
LCP_Inputs_ON_Electric_IEA_2023_05_05 | 2031 | CH4 Import - NY 2030 | Import | Methane | NY | Dispatch-Import | VOM | 0 | [6 empty] | 0.64958 | 0
LCP_Inputs_ON_Electric_IEA_2023_05_05 | 2031 | CH4 Import - NY 2030 | Import | Methane | ON | Dispatch-Import | EmissionsCost | 0 | [6 empty] | 0.64958 | 0
LCP_Inputs_ON_Electric_IEA_2023_05_05 | 2031 | CH4 Import - NY 2030 | Import | Methane | ON | Dispatch-Import | FuelCost | 0 | [6 empty] | 0.64958 | 0
LCP_Inputs_ON_Electric_IEA_2023_05_05 | 2031 | CH4 Import - NY 2030 | Import | Methane | ON | Dispatch-Import | VOM | 0 | [6 empty] | 0.64958 | 0
LCP_Inputs_ON_Electric_IEA_2023_05_05 | 2031 | CH4 Import - NY 2030 | Import | Methane | PJ | Dispatch-Import | EmissionsCost | 0 | [6 empty] | 0.64958 | 0
LCP_Inputs_ON_Electric_IEA_2023_05_05 | 2031 | CH4 Import - NY 2030 | Import | Methane | PJ | Dispatch-Import | FuelCost | 0 | [6 empty] | 0.64958 | 0
LCP_Inputs_ON_Electric_IEA_2023_05_05 | 2031 | CH4 Import - NY 2030 | Import | Methane | PJ | Dispatch-Import | VOM | 0 | [6 empty] | 0.64958 | 0
LCP_Inputs_ON_Electric_IEA_2023_05_05 | 2031 | CH4 Import - NY 2030 | Import | Methane | QC | Dispatch-Import | EmissionsCost | 0 | [6 empty] | 0.64958 | 0
LCP_Inputs_ON_Electric_IEA_2023_05_05 | 2031 | CH4 Import - NY 2030 | Import | Methane | QC | Dispatch-Import | FuelCost | 0 | [6 empty] | 0.64958 | 0
LCP_Inputs_ON_Electric_IEA_2023_05_05 | 2031 | CH4 Import - NY 2030 | Import | Methane | QC | Dispatch-Import | VOM | 0 | [6 empty] | 0.64958 | 0
LCP_Inputs_ON_Electric_IEA_2023_05_05 | 2031 | CH4 Import - NY 2030 | Import | Methane | WC | Dispatch-Import | EmissionsCost | 0 | [6 empty] | 0.64958 | 0
LCP_Inputs_ON_Electric_IEA_2023_05_05 | 2031 | CH4 Import - NY 2030 | Import | Methane | WC | Dispatch-Import | FuelCost | 0 | [6 empty] | 0.64958 | 0
LCP_Inputs_ON_Electric_IEA_2023_05_05 | 2031 | CH4 Import - NY 2030 | Import | Methane | WC | Dispatch-Import | VOM | 0 | [6 empty] | 0.64958 | 0
LCP_Inputs_ON_Electric_IEA_2023_05_05 | 2031 | CH4 Import - NY 2040 | Import | Methane | MI | Dispatch-Import | EmissionsCost | 0 | [6 empty] | 0.64958 | 0
LCP_Inputs_ON_Electric_IEA_2023_05_05 | 2031 | CH4 Import - NY 2040 | Import | Methane | MI | Dispatch-Import | FuelCost | 0 | [6 empty] | 0.64958 | 0
LCP_Inputs_ON_Electric_IEA_2023_05_05 | 2031 | CH4 Import - NY 2040 | Import | Methane | MI | Dispatch-Import | VOM | 0 | [6 empty] | 0.64958 | 0
LCP_Inputs_ON_Electric_IEA_2023_05_05 | 2031 | CH4 Import - NY 2040 | Import | Methane | NY | Dispatch-Import | EmissionsCost | 0 | [6 empty] | 0.64958 | 0
LCP_Inputs_ON_Electric_IEA_2023_05_05 | 2031 | CH4 Import - NY 2040 | Import | Methane | NY | Dispatch-Import | FuelCost | 0 | [6 empty] | 0.64958 | 0
LCP_Inputs_ON_Electric_IEA_2023_05_05 | 2031 | CH4 Import - NY 2040 | Import | Methane | NY | Dispatch-Import | VOM | 0 | [6 empty] | 0.64958 | 0
LCP_Inputs_ON_Electric_IEA_2023_05_05 | 2031 | CH4 Import - NY 2040 | Import | Methane | ON | Dispatch-Import | EmissionsCost | 0 | [6 empty] | 0.64958 | 0
LCP_Inputs_ON_Electric_IEA_2023_05_05 | 2031 | CH4 Import - NY 2040 | Import | Methane | ON | Dispatch-Import | FuelCost | 0 | [6 empty] | 0.64958 | 0
LCP_Inputs_ON_Electric_IEA_2023_05_05 | 2031 | CH4 Import - NY 2040 | Import | Methane | ON | Dispatch-Import | VOM | 0 | [6 empty] | 0.64958 | 0
LCP_Inputs_ON_Electric_IEA_2023_05_05 | 2031 | CH4 Import - NY 2040 | Import | Methane | PJ | Dispatch-Import | EmissionsCost | 0 | [6 empty] | 0.64958 | 0
LCP_Inputs_ON_Electric_IEA_2023_05_05 | 2031 | CH4 Import - NY 2040 | Import | Methane | PJ | Dispatch-Import | FuelCost | 0 | [6 empty] | 0.64958 | 0
LCP_Inputs_ON_Electric_IEA_2023_05_05 | 2031 | CH4 Import - NY 2040 | Import | Methane | PJ | Dispatch-Import | VOM | 0 | [6 empty] | 0.64958 | 0
LCP_Inputs_ON_Electric_IEA_2023_05_05 | 2031 | CH4 Import - NY 2040 | Import | Methane | QC | Dispatch-Import | EmissionsCost | 0 | [6 empty] | 0.64958 | 0
LCP_Inputs_ON_Electric_IEA_2023_05_05 | 2031 | CH4 Import - NY 2040 | Import | Methane | QC | Dispatch-Import | FuelCost | 0 | [6 empty] | 0.64958 | 0
LCP_Inputs_ON_Electric_IEA_2023_05_05 | 2031 | CH4 Import - NY 2040 | Import | Methane | QC | Dispatch-Import | VOM | 0 | [6 empty] | 0.64958 | 0
LCP_Inputs_ON_Electric_IEA_2023_05_05 | 2031 | CH4 Import - NY 2040 | Import | Methane | WC | Dispatch-Import | EmissionsCost | 0 | [6 empty] | 0.64958 | 0
LCP_Inputs_ON_Electric_IEA_2023_05_05 | 2031 | CH4 Import - NY 2040 | Import | Methane | WC | Dispatch-Import | FuelCost | 0 | [6 empty] | 0.64958 | 0
LCP_Inputs_ON_Electric_IEA_2023_05_05 | 2031 | CH4 Import - NY 2040 | Import | Methane | WC | Dispatch-Import | VOM | 0 | [6 empty] | 0.64958 | 0
LCP_Inputs_ON_Electric_IEA_2023_05_05 | 2031 | CH4 Import - NY 2050 | Import | Methane | MI | Dispatch-Import | EmissionsCost | 0 | [6 empty] | 0.64958 | 0
LCP_Inputs_ON_Electric_IEA_2023_05_05 | 2031 | CH4 Import - NY 2050 | Import | Methane | MI | Dispatch-Import | FuelCost | 0 | [6 empty] | 0.64958 | 0
LCP_Inputs_ON_Electric_IEA_2023_05_05 | 2031 | CH4 Import - NY 2050 | Import | Methane | MI | Dispatch-Import | VOM | 0 | [6 empty] | 0.64958 | 0
LCP_Inputs_ON_Electric_IEA_2023_05_05 | 2031 | CH4 Import - NY 2050 | Import | Methane | NY | Dispatch-Import | EmissionsCost | 0 | [6 empty] | 0.64958 | 0
LCP_Inputs_ON_Electric_IEA_2023_05_05 | 2031 | CH4 Import - NY 2050 | Import | Methane | NY | Dispatch-Import | FuelCost | 0 | [6 empty] | 0.64958 | 0
LCP_Inputs_ON_Electric_IEA_2023_05_05 | 2031 | CH4 Import - NY 2050 | Import | Methane | NY | Dispatch-Import | VOM | 0 | [6 empty] | 0.64958 | 0
LCP_Inputs_ON_Electric_IEA_2023_05_05 | 2031 | CH4 Import - NY 2050 | Import | Methane | ON | Dispatch-Import | EmissionsCost | 0 | [6 empty] | 0.64958 | 0
LCP_Inputs_ON_Electric_IEA_2023_05_05 | 2031 | CH4 Import - NY 2050 | Import | Methane | ON | Dispatch-Import | FuelCost | 0 | [6 empty] | 0.64958 | 0
LCP_Inputs_ON_Electric_IEA_2023_05_05 | 2031 | CH4 Import - NY 2050 | Import | Methane | ON | Dispatch-Import | VOM | 0 | [6 empty] | 0.64958 | 0
LCP_Inputs_ON_Electric_IEA_2023_05_05 | 2031 | CH4 Import - NY 2050 | Import | Methane | PJ | Dispatch-Import | EmissionsCost | 0 | [6 empty] | 0.64958 | 0
LCP_Inputs_ON_Electric_IEA_2023_05_05 | 2031 | CH4 Import - NY 2050 | Import | Methane | PJ | Dispatch-Import | FuelCost | 0 | [6 empty] | 0.64958 | 0
LCP_Inputs_ON_Electric_IEA_2023_05_05 | 2031 | CH4 Import - NY 2050 | Import | Methane | PJ | Dispatch-Import | VOM | 0 | [6 empty] | 0.64958 | 0
LCP_Inputs_ON_Electric_IEA_2023_05_05 | 2031 | CH4 Import - NY 2050 | Import | Methane | QC | Dispatch-Import | EmissionsCost | 0 | [6 empty] | 0.64958 | 0
LCP_Inputs_ON_Electric_IEA_2023_05_05 | 2031 | CH4 Import - NY 2050 | Import | Methane | QC | Dispatch-Import | FuelCost | 0 | [6 empty] | 0.64958 | 0
LCP_Inputs_ON_Electric_IEA_2023_05_05 | 2031 | CH4 Import - NY 2050 | Import | Methane | QC | Dispatch-Import | VOM | 0 | [6 empty] | 0.64958 | 0
LCP_Inputs_ON_Electric_IEA_2023_05_05 | 2031 | CH4 Import - NY 2050 | Import | Methane | WC | Dispatch-Import | EmissionsCost | 0 | [6 empty] | 0.64958 | 0
LCP_Inputs_ON_Electric_IEA_2023_05_05 | 2031 | CH4 Import - NY 2050 | Import | Methane | WC | Dispatch-Import | FuelCost | 0 | [6 empty] | 0.64958 | 0
LCP_Inputs_ON_Electric_IEA_2023_05_05 | 2031 | CH4 Import - NY 2050 | Import | Methane | WC | Dispatch-Import | VOM | 0 | [6 empty] | 0.64958 | 0
LCP_Inputs_ON_Electric_IEA_2023_05_05 | 2031 | CH4 Import - WC 2020 | Import | Methane | MI | Dispatch-Import | EmissionsCost | 0 | [6 empty] | 0.64958 | 0
LCP_Inputs_ON_Electric_IEA_2023_05_05 | 2031 | CH4 Import - WC 2020 | Import | Methane | MI | Dispatch-Import | FuelCost | 0 | [6 empty] | 0.64958 | 0
LCP_Inputs_ON_Electric_IEA_2023_05_05 | 2031 | CH4 Import - WC 2020 | Import | Methane | MI | Dispatch-Import | VOM | 0 | [6 empty] | 0.64958 | 0
LCP_Inputs_ON_Electric_IEA_2023_05_05 | 2031 | CH4 Import - WC 2020 | Import | Methane | NY | Dispatch-Import | EmissionsCost | 0 | [6 empty] | 0.64958 | 0
LCP_Inputs_ON_Electric_IEA_2023_05_05 | 2031 | CH4 Import - WC 2020 | Import | Methane | NY | Dispatch-Import | FuelCost | 0 | [6 empty] | 0.64958 | 0
LCP_Inputs_ON_Electric_IEA_2023_05_05 | 2031 | CH4 Import - WC 2020 | Import | Methane | NY | Dispatch-Import | VOM | 0 | [6 empty] | 0.64958 | 0
LCP_Inputs_ON_Electric_IEA_2023_05_05 | 2031 | CH4 Import - WC 2020 | Import | Methane | ON | Dispatch-Import | EmissionsCost | 0 | [6 empty] | 0.64958 | 0
LCP_Inputs_ON_Electric_IEA_2023_05_05 | 2031 | CH4 Import - WC 2020 | Import | Methane | ON | Dispatch-Import | FuelCost | 0 | [6 empty] | 0.64958 | 0
LCP_Inputs_ON_Electric_IEA_2023_05_05 | 2031 | CH4 Import - WC 2020 | Import | Methane | ON | Dispatch-Import | VOM | 0 | [6 empty] | 0.64958 | 0
LCP_Inputs_ON_Electric_IEA_2023_05_05 | 2031 | CH4 Import - WC 2020 | Import | Methane | PJ | Dispatch-Import | EmissionsCost | 0 | [6 empty] | 0.64958 | 0
LCP_Inputs_ON_Electric_IEA_2023_05_05 | 2031 | CH4 Import - WC 2020 | Import | Methane | PJ | Dispatch-Import | FuelCost | 0 | [6 empty] | 0.64958 | 0
LCP_Inputs_ON_Electric_IEA_2023_05_05 | 2031 | CH4 Import - WC 2020 | Import | Methane | PJ | Dispatch-Import | VOM | 0 | [6 empty] | 0.64958 | 0
LCP_Inputs_ON_Electric_IEA_2023_05_05 | 2031 | CH4 Import - WC 2020 | Import | Methane | QC | Dispatch-Import | EmissionsCost | 0 | [6 empty] | 0.64958 | 0
LCP_Inputs_ON_Electric_IEA_2023_05_05 | 2031 | CH4 Import - WC 2020 | Import | Methane | QC | Dispatch-Import | FuelCost | 0 | [6 empty] | 0.64958 | 0
LCP_Inputs_ON_Electric_IEA_2023_05_05 | 2031 | CH4 Import - WC 2020 | Import | Methane | QC | Dispatch-Import | VOM | 0 | [6 empty] | 0.64958 | 0
LCP_Inputs_ON_Electric_IEA_2023_05_05 | 2031 | CH4 Import - WC 2020 | Import | Methane | WC | Dispatch-Import | EmissionsCost | 0 | [6 empty] | 0.64958 | 0
LCP_Inputs_ON_Electric_IEA_2023_05_05 | 2031 | CH4 Import - WC 2020 | Import | Methane | WC | Dispatch-Import | FuelCost | 0 | [6 empty] | 0.64958 | 0
LCP_Inputs_ON_Electric_IEA_2023_05_05 | 2031 | CH4 Import - WC 2020 | Import | Methane | WC | Dispatch-Import | VOM | 0 | [6 empty] | 0.64958 | 0
LCP_Inputs_ON_Electric_IEA_2023_05_05 | 2031 | CH4 Import - WC 2030 | Import | Methane | MI | Dispatch-Import | EmissionsCost | 0 | [6 empty] | 0.64958 | 0
LCP_Inputs_ON_Electric_IEA_2023_05_05 | 2031 | CH4 Import - WC 2030 | Import | Methane | MI | Dispatch-Import | FuelCost | 0 | [6 empty] | 0.64958 | 0
LCP_Inputs_ON_Electric_IEA_2023_05_05 | 2031 | CH4 Import - WC 2030 | Import | Methane | MI | Dispatch-Import | VOM | 0 | [6 empty] | 0.64958 | 0
LCP_Inputs_ON_Electric_IEA_2023_05_05 | 2031 | CH4 Import - WC 2030 | Import | Methane | NY | Dispatch-Import | EmissionsCost | 0 | [6 empty] | 0.64958 | 0
LCP_Inputs_ON_Electric_IEA_2023_05_05 | 2031 | CH4 Import - WC 2030 | Import | Methane | NY | Dispatch-Import | FuelCost | 0 | [6 empty] | 0.64958 | 0
LCP_Inputs_ON_Electric_IEA_2023_05_05 | 2031 | CH4 Import - WC 2030 | Import | Methane | NY | Dispatch-Import | VOM | 0 | [6 empty] | 0.64958 | 0
LCP_Inputs_ON_Electric_IEA_2023_05_05 | 2031 | CH4 Import - WC 2030 | Import | Methane | ON | Dispatch-Import | EmissionsCost | 0 | [6 empty] | 0.64958 | 0
LCP_Inputs_ON_Electric_IEA_2023_05_05 | 2031 | CH4 Import - WC 2030 | Import | Methane | ON | Dispatch-Import | FuelCost | 0 | [6 empty] | 0.64958 | 0
LCP_Inputs_ON_Electric_IEA_2023_05_05 | 2031 | CH4 Import - WC 2030 | Import | Methane | ON | Dispatch-Import | VOM | 0 | [6 empty] | 0.64958 | 0
LCP_Inputs_ON_Electric_IEA_2023_05_05 | 2031 | CH4 Import - WC 2030 | Import | Methane | PJ | Dispatch-Import | EmissionsCost | 0 | [6 empty] | 0.64958 | 0
LCP_Inputs_ON_Electric_IEA_2023_05_05 | 2031 | CH4 Import - WC 2030 | Import | Methane | PJ | Dispatch-Import | FuelCost | 0 | [6 empty] | 0.64958 | 0
LCP_Inputs_ON_Electric_IEA_2023_05_05 | 2031 | CH4 Import - WC 2030 | Import | Methane | PJ | Dispatch-Import | VOM | 0 | [6 empty] | 0.64958 | 0
LCP_Inputs_ON_Electric_IEA_2023_05_05 | 2031 | CH4 Import - WC 2030 | Import | Methane | QC | Dispatch-Import | EmissionsCost | 0 | [6 empty] | 0.64958 | 0
LCP_Inputs_ON_Electric_IEA_2023_05_05 | 2031 | CH4 Import - WC 2030 | Import | Methane | QC | Dispatch-Import | FuelCost | 0 | [6 empty] | 0.64958 | 0
LCP_Inputs_ON_Electric_IEA_2023_05_05 | 2031 | CH4 Import - WC 2030 | Import | Methane | QC | Dispatch-Import | VOM | 0 | [6 empty] | 0.64958 | 0
LCP_Inputs_ON_Electric_IEA_2023_05_05 | 2031 | CH4 Import - WC 2030 | Import | Methane | WC | Dispatch-Import | EmissionsCost | 9015205651.9119 | [6 empty] | 0.64958 | 5856105685.6034
LCP_Inputs_ON_Electric_IEA_2023_05_05 | 2031 | CH4 Import - WC 2030 | Import | Methane | WC | Dispatch-Import | FuelCost | 2449809272.3833 | [6 empty] | 0.64958 | 1591349389.3071
LCP_Inputs_ON_Electric_IEA_2023_05_05 | 2031 | CH4 Import - WC 2030 | Import | Methane | WC | Dispatch-Import | VOM | 0 | [6 empty] | 0.64958 | 0
LCP_Inputs_ON_Electric_IEA_2023_05_05 | 2031 | CH4 Import - WC 2040 | Import | Methane | MI | Dispatch-Import | EmissionsCost | 0 | [6 empty] | 0.64958 | 0
LCP_Inputs_ON_Electric_IEA_2023_05_05 | 2031 | CH4 Import - WC 2040 | Import | Methane | MI | Dispatch-Import | FuelCost | 0 | [6 empty] | 0.64958 | 0
LCP_Inputs_ON_Electric_IEA_2023_05_05 | 2031 | CH4 Import - WC 2040 | Import | Methane | MI | Dispatch-Import | VOM | 0 | [6 empty] | 0.64958 | 0
LCP_Inputs_ON_Electric_IEA_2023_05_05 | 2031 | CH4 Import - WC 2040 | Import | Methane | NY | Dispatch-Import | EmissionsCost | 0 | [6 empty] | 0.64958 | 0
LCP_Inputs_ON_Electric_IEA_2023_05_05 | 2031 | CH4 Import - WC 2040 | Import | Methane | NY | Dispatch-Import | FuelCost | 0 | [6 empty] | 0.64958 | 0
LCP_Inputs_ON_Electric_IEA_2023_05_05 | 2031 | CH4 Import - WC 2040 | Import | Methane | NY | Dispatch-Import | VOM | 0 | [6 empty] | 0.64958 | 0
LCP_Inputs_ON_Electric_IEA_2023_05_05 | 2031 | CH4 Import - WC 2040 | Import | Methane | ON | Dispatch-Import | EmissionsCost | 0 | [6 empty] | 0.64958 | 0
LCP_Inputs_ON_Electric_IEA_2023_05_05 | 2031 | CH4 Import - WC 2040 | Import | Methane | ON | Dispatch-Import | FuelCost | 0 | [6 empty] | 0.64958 | 0
LCP_Inputs_ON_Electric_IEA_2023_05_05 | 2031 | CH4 Import - WC 2040 | Import | Methane | ON | Dispatch-Import | VOM | 0 | [6 empty] | 0.64958 | 0
LCP_Inputs_ON_Electric_IEA_2023_05_05 | 2031 | CH4 Import - WC 2040 | Import | Methane | PJ | Dispatch-Import | EmissionsCost | 0 | [6 empty] | 0.64958 | 0
LCP_Inputs_ON_Electric_IEA_2023_05_05 | 2031 | CH4 Import - WC 2040 | Import | Methane | PJ | Dispatch-Import | FuelCost | 0 | [6 empty] | 0.64958 | 0
LCP_Inputs_ON_Electric_IEA_2023_05_05 | 2031 | CH4 Import - WC 2040 | Import | Methane | PJ | Dispatch-Import | VOM | 0 | [6 empty] | 0.64958 | 0
LCP_Inputs_ON_Electric_IEA_2023_05_05 | 2031 | CH4 Import - WC 2040 | Import | Methane | QC | Dispatch-Import | EmissionsCost | 0 | [6 empty] | 0.64958 | 0
LCP_Inputs_ON_Electric_IEA_2023_05_05 | 2031 | CH4 Import - WC 2040 | Import | Methane | QC | Dispatch-Import | FuelCost | 0 | [6 empty] | 0.64958 | 0
LCP_Inputs_ON_Electric_IEA_2023_05_05 | 2031 | CH4 Import - WC 2040 | Import | Methane | QC | Dispatch-Import | VOM | 0 | [6 empty] | 0.64958 | 0
LCP_Inputs_ON_Electric_IEA_2023_05_05 | 2031 | CH4 Import - WC 2040 | Import | Methane | WC | Dispatch-Import | EmissionsCost | 0 | [6 empty] | 0.64958 | 0
LCP_Inputs_ON_Electric_IEA_2023_05_05 | 2031 | CH4 Import - WC 2040 | Import | Methane | WC | Dispatch-Import | FuelCost | 0 | [6 empty] | 0.64958 | 0
LCP_Inputs_ON_Electric_IEA_2023_05_05 | 2031 | CH4 Import - WC 2040 | Import | Methane | WC | Dispatch-Import | VOM | 0 | [6 empty] | 0.64958 | 0
LCP_Inputs_ON_Electric_IEA_2023_05_05 | 2031 | CH4 Import - WC 2050 | Import | Methane | MI | Dispatch-Import | EmissionsCost | 0 | [6 empty] | 0.64958 | 0
LCP_Inputs_ON_Electric_IEA_2023_05_05 | 2031 | CH4 Import - WC 2050 | Import | Methane | MI | Dispatch-Import | FuelCost | 0 | [6 empty] | 0.64958 | 0
LCP_Inputs_ON_Electric_IEA_2023_05_05 | 2031 | CH4 Import - WC 2050 | Import | Methane | MI | Dispatch-Import | VOM | 0 | [6 empty] | 0.64958 | 0
LCP_Inputs_ON_Electric_IEA_2023_05_05 | 2031 | CH4 Import - WC 2050 | Import | Methane | NY | Dispatch-Import | EmissionsCost | 0 | [6 empty] | 0.64958 | 0
LCP_Inputs_ON_Electric_IEA_2023_05_05 | 2031 | CH4 Import - WC 2050 | Import | Methane | NY | Dispatch-Import | FuelCost | 0 | [6 empty] | 0.64958 | 0
LCP_Inputs_ON_Electric_IEA_2023_05_05 | 2031 | CH4 Import - WC 2050 | Import | Methane | NY | Dispatch-Import | VOM | 0 | [6 empty] | 0.64958 | 0
LCP_Inputs_ON_Electric_IEA_2023_05_05 | 2031 | CH4 Import - WC 2050 | Import | Methane | ON | Dispatch-Import | EmissionsCost | 0 | [6 empty] | 0.64958 | 0
LCP_Inputs_ON_Electric_IEA_2023_05_05 | 2031 | CH4 Import - WC 2050 | Import | Methane | ON | Dispatch-Import | FuelCost | 0 | [6 empty] | 0.64958 | 0
LCP_Inputs_ON_Electric_IEA_2023_05_05 | 2031 | CH4 Import - WC 2050 | Import | Methane | ON | Dispatch-Import | VOM | 0 | [6 empty] | 0.64958 | 0
LCP_Inputs_ON_Electric_IEA_2023_05_05 | 2031 | CH4 Import - WC 2050 | Import | Methane | PJ | Dispatch-Import | EmissionsCost | 0 | [6 empty] | 0.64958 | 0
LCP_Inputs_ON_Electric_IEA_2023_05_05 | 2031 | CH4 Import - WC 2050 | Import | Methane | PJ | Dispatch-Import | FuelCost | 0 | [6 empty] | 0.64958 | 0
LCP_Inputs_ON_Electric_IEA_2023_05_05 | 2031 | CH4 Import - WC 2050 | Import | Methane | PJ | Dispatch-Import | VOM | 0 | [6 empty] | 0.64958 | 0
LCP_Inputs_ON_Electric_IEA_2023_05_05 | 2031 | CH4 Import - WC 2050 | Import | Methane | QC | Dispatch-Import | EmissionsCost | 0 | [6 empty] | 0.64958 | 0
LCP_Inputs_ON_Electric_IEA_2023_05_05 | 2031 | CH4 Import - WC 2050 | Import | Methane | QC | Dispatch-Import | FuelCost | 0 | [6 empty] | 0.64958 | 0
LCP_Inputs_ON_Electric_IEA_2023_05_05 | 2031 | CH4 Import - WC 2050 | Import | Methane | QC | Dispatch-Import | VOM | 0 | [6 empty] | 0.64958 | 0
LCP_Inputs_ON_Electric_IEA_2023_05_05 | 2031 | CH4 Import - WC 2050 | Import | Methane | WC | Dispatch-Import | EmissionsCost | 0 | [6 empty] | 0.64958 | 0
LCP_Inputs_ON_Electric_IEA_2023_05_05 | 2031 | CH4 Import - WC 2050 | Import | Methane | WC | Dispatch-Import | FuelCost | 0 | [6 empty] | 0.64958 | 0
LCP_Inputs_ON_Electric_IEA_2023_05_05 | 2031 | CH4 Import - WC 2050 | Import | Methane | WC | Dispatch-Import | VOM | 0 | [6 empty] | 0.64958 | 0
LCP_Inputs_ON_Electric_IEA_2023_05_05 | 2031 | CH4 Salt Cavern Storage - ON | Storage | Methane | MI | Dispatch-Storage | EmissionsCost | 0 | [6 empty] | 0.64958 | 0
LCP_Inputs_ON_Electric_IEA_2023_05_05 | 2031 | CH4 Salt Cavern Storage - ON | Storage | Methane | MI | Dispatch-Storage | FuelCost | 0 | [6 empty] | 0.64958 | 0
LCP_Inputs_ON_Electric_IEA_2023_05_05 | 2031 | CH4 Salt Cavern Storage - ON | Storage | Methane | MI | Dispatch-Storage | VOM | 0 | [6 empty] | 0.64958 | 0
LCP_Inputs_ON_Electric_IEA_2023_05_05 | 2031 | CH4 Salt Cavern Storage - ON | Storage | Methane | NY | Dispatch-Storage | EmissionsCost | 0 | [6 empty] | 0.64958 | 0
LCP_Inputs_ON_Electric_IEA_2023_05_05 | 2031 | CH4 Salt Cavern Storage - ON | Storage | Methane | NY | Dispatch-Storage | FuelCost | 0 | [6 empty] | 0.64958 | 0
LCP_Inputs_ON_Electric_IEA_2023_05_05 | 2031 | CH4 Salt Cavern Storage - ON | Storage | Methane | NY | Dispatch-Storage | VOM | 0 | [6 empty] | 0.64958 | 0
LCP_Inputs_ON_Electric_IEA_2023_05_05 | 2031 | CH4 Salt Cavern Storage - ON | Storage | Methane | ON | Dispatch-Storage | EmissionsCost | 0 | [6 empty] | 0.64958 | 0
LCP_Inputs_ON_Electric_IEA_2023_05_05 | 2031 | CH4 Salt Cavern Storage - ON | Storage | Methane | ON | Dispatch-Storage | FuelCost | 0 | [6 empty] | 0.64958 | 0
LCP_Inputs_ON_Electric_IEA_2023_05_05 | 2031 | CH4 Salt Cavern Storage - ON | Storage | Methane | ON | Dispatch-Storage | VOM | 2132066.7953 | [6 empty] | 0.64958 | 1384949.935
LCP_Inputs_ON_Electric_IEA_2023_05_05 | 2031 | CH4 Salt Cavern Storage - ON | Storage | Methane | PJ | Dispatch-Storage | EmissionsCost | 0 | [6 empty] | 0.64958 | 0
LCP_Inputs_ON_Electric_IEA_2023_05_05 | 2031 | CH4 Salt Cavern Storage - ON | Storage | Methane | PJ | Dispatch-Storage | FuelCost | 0 | [6 empty] | 0.64958 | 0
LCP_Inputs_ON_Electric_IEA_2023_05_05 | 2031 | CH4 Salt Cavern Storage - ON | Storage | Methane | PJ | Dispatch-Storage | VOM | 0 | [6 empty] | 0.64958 | 0
LCP_Inputs_ON_Electric_IEA_2023_05_05 | 2031 | CH4 Salt Cavern Storage - ON | Storage | Methane | QC | Dispatch-Storage | EmissionsCost | 0 | [6 empty] | 0.64958 | 0
LCP_Inputs_ON_Electric_IEA_2023_05_05 | 2031 | CH4 Salt Cavern Storage - ON | Storage | Methane | QC | Dispatch-Storage | FuelCost | 0 | [6 empty] | 0.64958 | 0
LCP_Inputs_ON_Electric_IEA_2023_05_05 | 2031 | CH4 Salt Cavern Storage - ON | Storage | Methane | QC | Dispatch-Storage | VOM | 0 | [6 empty] | 0.64958 | 0
LCP_Inputs_ON_Electric_IEA_2023_05_05 | 2031 | CH4 Salt Cavern Storage - ON | Storage | Methane | WC | Dispatch-Storage | EmissionsCost | 0 | [6 empty] | 0.64958 | 0
LCP_Inputs_ON_Electric_IEA_2023_05_05 | 2031 | CH4 Salt Cavern Storage - ON | Storage | Methane | WC | Dispatch-Storage | FuelCost | 0 | [6 empty] | 0.64958 | 0
LCP_Inputs_ON_Electric_IEA_2023_05_05 | 2031 | CH4 Salt Cavern Storage - ON | Storage | Methane | WC | Dispatch-Storage | VOM | 0 | [6 empty] | 0.64958 | 0
LCP_Inputs_ON_Electric_IEA_2023_05_05 | 2031 | Electrolyser 2020/2030 | Crossload | Hydrogen | MI | Dispatch-Crossload | EmissionsCost | 0 | [6 empty] | 0.64958 | 0
LCP_Inputs_ON_Electric_IEA_2023_05_05 | 2031 | Electrolyser 2020/2030 | Crossload | Hydrogen | MI | Dispatch-Crossload | FuelCost | 0 | [6 empty] | 0.64958 | 0
LCP_Inputs_ON_Electric_IEA_2023_05_05 | 2031 | Electrolyser 2020/2030 | Crossload | Hydrogen | MI | Dispatch-Crossload | VOM | 0 | [6 empty] | 0.64958 | 0
LCP_Inputs_ON_Electric_IEA_2023_05_05 | 2031 | Electrolyser 2020/2030 | Crossload | Hydrogen | NY | Dispatch-Crossload | EmissionsCost | 0 | [6 empty] | 0.64958 | 0
LCP_Inputs_ON_Electric_IEA_2023_05_05 | 2031 | Electrolyser 2020/2030 | Crossload | Hydrogen | NY | Dispatch-Crossload | FuelCost | 0 | [6 empty] | 0.64958 | 0
LCP_Inputs_ON_Electric_IEA_2023_05_05 | 2031 | Electrolyser 2020/2030 | Crossload | Hydrogen | NY | Dispatch-Crossload | VOM | 0 | [6 empty] | 0.64958 | 0
LCP_Inputs_ON_Electric_IEA_2023_05_05 | 2031 | Electrolyser 2020/2030 | Crossload | Hydrogen | ON | Dispatch-Crossload | EmissionsCost | 0 | [6 empty] | 0.64958 | 0
LCP_Inputs_ON_Electric_IEA_2023_05_05 | 2031 | Electrolyser 2020/2030 | Crossload | Hydrogen | ON | Dispatch-Crossload | FuelCost | 0 | [6 empty] | 0.64958 | 0
LCP_Inputs_ON_Electric_IEA_2023_05_05 | 2031 | Electrolyser 2020/2030 | Crossload | Hydrogen | ON | Dispatch-Crossload | VOM | 0 | [6 empty] | 0.64958 | 0
LCP_Inputs_ON_Electric_IEA_2023_05_05 | 2031 | Electrolyser 2020/2030 | Crossload | Hydrogen | PJ | Dispatch-Crossload | EmissionsCost | 0 | [6 empty] | 0.64958 | 0
LCP_Inputs_ON_Electric_IEA_2023_05_05 | 2031 | Electrolyser 2020/2030 | Crossload | Hydrogen | PJ | Dispatch-Crossload | FuelCost | 0 | [6 empty] | 0.64958 | 0
LCP_Inputs_ON_Electric_IEA_2023_05_05 | 2031 | Electrolyser 2020/2030 | Crossload | Hydrogen | PJ | Dispatch-Crossload | VOM | 0 | [6 empty] | 0.64958 | 0
LCP_Inputs_ON_Electric_IEA_2023_05_05 | 2031 | Electrolyser 2020/2030 | Crossload | Hydrogen | QC | Dispatch-Crossload | EmissionsCost | 0 | [6 empty] | 0.64958 | 0
LCP_Inputs_ON_Electric_IEA_2023_05_05 | 2031 | Electrolyser 2020/2030 | Crossload | Hydrogen | QC | Dispatch-Crossload | FuelCost | 0 | [6 empty] | 0.64958 | 0
LCP_Inputs_ON_Electric_IEA_2023_05_05 | 2031 | Electrolyser 2020/2030 | Crossload | Hydrogen | QC | Dispatch-Crossload | VOM | 0 | [6 empty] | 0.64958 | 0
LCP_Inputs_ON_Electric_IEA_2023_05_05 | 2031 | Electrolyser 2020/2030 | Crossload | Hydrogen | WC | Dispatch-Crossload | EmissionsCost | 0 | [6 empty] | 0.64958 | 0
LCP_Inputs_ON_Electric_IEA_2023_05_05 | 2031 | Electrolyser 2020/2030 | Crossload | Hydrogen | WC | Dispatch-Crossload | FuelCost | 0 | [6 empty] | 0.64958 | 0
LCP_Inputs_ON_Electric_IEA_2023_05_05 | 2031 | Electrolyser 2020/2030 | Crossload | Hydrogen | WC | Dispatch-Crossload | VOM | 0 | [6 empty] | 0.64958 | 0
LCP_Inputs_ON_Electric_IEA_2023_05_05 | 2031 | Electrolyser 2040 | Crossload | Hydrogen | MI | Dispatch-Crossload | EmissionsCost | 0 | [6 empty] | 0.64958 | 0
LCP_Inputs_ON_Electric_IEA_2023_05_05 | 2031 | Electrolyser 2040 | Crossload | Hydrogen | MI | Dispatch-Crossload | FuelCost | 0 | [6 empty] | 0.64958 | 0
LCP_Inputs_ON_Electric_IEA_2023_05_05 | 2031 | Electrolyser 2040 | Crossload | Hydrogen | MI | Dispatch-Crossload | VOM | 0 | [6 empty] | 0.64958 | 0
LCP_Inputs_ON_Electric_IEA_2023_05_05 | 2031 | Electrolyser 2040 | Crossload | Hydrogen | NY | Dispatch-Crossload | EmissionsCost | 0 | [6 empty] | 0.64958 | 0
LCP_Inputs_ON_Electric_IEA_2023_05_05 | 2031 | Electrolyser 2040 | Crossload | Hydrogen | NY | Dispatch-Crossload | FuelCost | 0 | [6 empty] | 0.64958 | 0
LCP_Inputs_ON_Electric_IEA_2023_05_05 | 2031 | Electrolyser 2040 | Crossload | Hydrogen | NY | Dispatch-Crossload | VOM | 0 | [6 empty] | 0.64958 | 0
LCP_Inputs_ON_Electric_IEA_2023_05_05 | 2031 | Electrolyser 2040 | Crossload | Hydrogen | ON | Dispatch-Crossload | EmissionsCost | 0 | [6 empty] | 0.64958 | 0
LCP_Inputs_ON_Electric_IEA_2023_05_05 | 2031 | Electrolyser 2040 | Crossload | Hydrogen | ON | Dispatch-Crossload | FuelCost | 0 | [6 empty] | 0.64958 | 0
LCP_Inputs_ON_Electric_IEA_2023_05_05 | 2031 | Electrolyser 2040 | Crossload | Hydrogen | ON | Dispatch-Crossload | VOM | 0 | [6 empty] | 0.64958 | 0
LCP_Inputs_ON_Electric_IEA_2023_05_05 | 2031 | Electrolyser 2040 | Crossload | Hydrogen | PJ | Dispatch-Crossload | EmissionsCost | 0 | [6 empty] | 0.64958 | 0
LCP_Inputs_ON_Electric_IEA_2023_05_05 | 2031 | Electrolyser 2040 | Crossload | Hydrogen | PJ | Dispatch-Crossload | FuelCost | 0 | [6 empty] | 0.64958 | 0
LCP_Inputs_ON_Electric_IEA_2023_05_05 | 2031 | Electrolyser 2040 | Crossload | Hydrogen | PJ | Dispatch-Crossload | VOM | 0 | [6 empty] | 0.64958 | 0
LCP_Inputs_ON_Electric_IEA_2023_05_05 | 2031 | Electrolyser 2040 | Crossload | Hydrogen | QC | Dispatch-Crossload | EmissionsCost | 0 | [6 empty] | 0.64958 | 0
LCP_Inputs_ON_Electric_IEA_2023_05_05 | 2031 | Electrolyser 2040 | Crossload | Hydrogen | QC | Dispatch-Crossload | FuelCost | 0 | [6 empty] | 0.64958 | 0
LCP_Inputs_ON_Electric_IEA_2023_05_05 | 2031 | Electrolyser 2040 | Crossload | Hydrogen | QC | Dispatch-Crossload | VOM | 0 | [6 empty] | 0.64958 | 0
LCP_Inputs_ON_Electric_IEA_2023_05_05 | 2031 | Electrolyser 2040 | Crossload | Hydrogen | WC | Dispatch-Crossload | EmissionsCost | 0 | [6 empty] | 0.64958 | 0
LCP_Inputs_ON_Electric_IEA_2023_05_05 | 2031 | Electrolyser 2040 | Crossload | Hydrogen | WC | Dispatch-Crossload | FuelCost | 0 | [6 empty] | 0.64958 | 0
LCP_Inputs_ON_Electric_IEA_2023_05_05 | 2031 | Electrolyser 2040 | Crossload | Hydrogen | WC | Dispatch-Crossload | VOM | 0 | [6 empty] | 0.64958 | 0
LCP_Inputs_ON_Electric_IEA_2023_05_05 | 2031 | Electrolyser 2050 | Crossload | Hydrogen | MI | Dispatch-Crossload | EmissionsCost | 0 | [6 empty] | 0.64958 | 0
LCP_Inputs_ON_Electric_IEA_2023_05_05 | 2031 | Electrolyser 2050 | Crossload | Hydrogen | MI | Dispatch-Crossload | FuelCost | 0 | [6 empty] | 0.64958 | 0
LCP_Inputs_ON_Electric_IEA_2023_05_05 | 2031 | Electrolyser 2050 | Crossload | Hydrogen | MI | Dispatch-Crossload | VOM | 0 | [6 empty] | 0.64958 | 0
LCP_Inputs_ON_Electric_IEA_2023_05_05 | 2031 | Electrolyser 2050 | Crossload | Hydrogen | NY | Dispatch-Crossload | EmissionsCost | 0 | [6 empty] | 0.64958 | 0
LCP_Inputs_ON_Electric_IEA_2023_05_05 | 2031 | Electrolyser 2050 | Crossload | Hydrogen | NY | Dispatch-Crossload | FuelCost | 0 | [6 empty] | 0.64958 | 0
LCP_Inputs_ON_Electric_IEA_2023_05_05 | 2031 | Electrolyser 2050 | Crossload | Hydrogen | NY | Dispatch-Crossload | VOM | 0 | [6 empty] | 0.64958 | 0
LCP_Inputs_ON_Electric_IEA_2023_05_05 | 2031 | Electrolyser 2050 | Crossload | Hydrogen | ON | Dispatch-Crossload | EmissionsCost | 0 | [6 empty] | 0.64958 | 0
LCP_Inputs_ON_Electric_IEA_2023_05_05 | 2031 | Electrolyser 2050 | Crossload | Hydrogen | ON | Dispatch-Crossload | FuelCost | 0 | [6 empty] | 0.64958 | 0
LCP_Inputs_ON_Electric_IEA_2023_05_05 | 2031 | Electrolyser 2050 | Crossload | Hydrogen | ON | Dispatch-Crossload | VOM | 0 | [6 empty] | 0.64958 | 0
LCP_Inputs_ON_Electric_IEA_2023_05_05 | 2031 | Electrolyser 2050 | Crossload | Hydrogen | PJ | Dispatch-Crossload | EmissionsCost | 0 | [6 empty] | 0.64958 | 0
LCP_Inputs_ON_Electric_IEA_2023_05_05 | 2031 | Electrolyser 2050 | Crossload | Hydrogen | PJ | Dispatch-Crossload | FuelCost | 0 | [6 empty] | 0.64958 | 0
LCP_Inputs_ON_Electric_IEA_2023_05_05 | 2031 | Electrolyser 2050 | Crossload | Hydrogen | PJ | Dispatch-Crossload | VOM | 0 | [6 empty] | 0.64958 | 0
LCP_Inputs_ON_Electric_IEA_2023_05_05 | 2031 | Electrolyser 2050 | Crossload | Hydrogen | QC | Dispatch-Crossload | EmissionsCost | 0 | [6 empty] | 0.64958 | 0
LCP_Inputs_ON_Electric_IEA_2023_05_05 | 2031 | Electrolyser 2050 | Crossload | Hydrogen | QC | Dispatch-Crossload | FuelCost | 0 | [6 empty] | 0.64958 | 0
LCP_Inputs_ON_Electric_IEA_2023_05_05 | 2031 | Electrolyser 2050 | Crossload | Hydrogen | QC | Dispatch-Crossload | VOM | 0 | [6 empty] | 0.64958 | 0
LCP_Inputs_ON_Electric_IEA_2023_05_05 | 2031 | Electrolyser 2050 | Crossload | Hydrogen | WC | Dispatch-Crossload | EmissionsCost | 0 | [6 empty] | 0.64958 | 0
LCP_Inputs_ON_Electric_IEA_2023_05_05 | 2031 | Electrolyser 2050 | Crossload | Hydrogen | WC | Dispatch-Crossload | FuelCost | 0 | [6 empty] | 0.64958 | 0
LCP_Inputs_ON_Electric_IEA_2023_05_05 | 2031 | Electrolyser 2050 | Crossload | Hydrogen | WC | Dispatch-Crossload | VOM | 0 | [6 empty] | 0.64958 | 0
LCP_Inputs_ON_Electric_IEA_2023_05_05 | 2031 | Fossil Fuel Thermal (Coal, Peat, Oil) | Generation | Electricity | MI | Dispatch-Generation | EmissionsCost | 0 | [6 empty] | 0.64958 | 0
LCP_Inputs_ON_Electric_IEA_2023_05_05 | 2031 | Fossil Fuel Thermal (Coal, Peat, Oil) | Generation | Electricity | MI | Dispatch-Generation | FuelCost | 0 | [6 empty] | 0.64958 | 0
LCP_Inputs_ON_Electric_IEA_2023_05_05 | 2031 | Fossil Fuel Thermal (Coal, Peat, Oil) | Generation | Electricity | MI | Dispatch-Generation | VOM | 0 | [6 empty] | 0.64958 | 0
LCP_Inputs_ON_Electric_IEA_2023_05_05 | 2031 | Fossil Fuel Thermal (Coal, Peat, Oil) | Generation | Electricity | NY | Dispatch-Generation | EmissionsCost | 0 | [6 empty] | 0.64958 | 0
LCP_Inputs_ON_Electric_IEA_2023_05_05 | 2031 | Fossil Fuel Thermal (Coal, Peat, Oil) | Generation | Electricity | NY | Dispatch-Generation | FuelCost | 0 | [6 empty] | 0.64958 | 0
LCP_Inputs_ON_Electric_IEA_2023_05_05 | 2031 | Fossil Fuel Thermal (Coal, Peat, Oil) | Generation | Electricity | NY | Dispatch-Generation | VOM | 0 | [6 empty] | 0.64958 | 0
LCP_Inputs_ON_Electric_IEA_2023_05_05 | 2031 | Fossil Fuel Thermal (Coal, Peat, Oil) | Generation | Electricity | ON | Dispatch-Generation | EmissionsCost | 0 | [6 empty] | 0.64958 | 0
LCP_Inputs_ON_Electric_IEA_2023_05_05 | 2031 | Fossil Fuel Thermal (Coal, Peat, Oil) | Generation | Electricity | ON | Dispatch-Generation | FuelCost | 0 | [6 empty] | 0.64958 | 0
LCP_Inputs_ON_Electric_IEA_2023_05_05 | 2031 | Fossil Fuel Thermal (Coal, Peat, Oil) | Generation | Electricity | ON | Dispatch-Generation | VOM | 0 | [6 empty] | 0.64958 | 0
LCP_Inputs_ON_Electric_IEA_2023_05_05 | 2031 | Fossil Fuel Thermal (Coal, Peat, Oil) | Generation | Electricity | PJ | Dispatch-Generation | EmissionsCost | 0 | [6 empty] | 0.64958 | 0
LCP_Inputs_ON_Electric_IEA_2023_05_05 | 2031 | Fossil Fuel Thermal (Coal, Peat, Oil) | Generation | Electricity | PJ | Dispatch-Generation | FuelCost | 0 | [6 empty] | 0.64958 | 0
LCP_Inputs_ON_Electric_IEA_2023_05_05 | 2031 | Fossil Fuel Thermal (Coal, Peat, Oil) | Generation | Electricity | PJ | Dispatch-Generation | VOM | 0 | [6 empty] | 0.64958 | 0
LCP_Inputs_ON_Electric_IEA_2023_05_05 | 2031 | Fossil Fuel Thermal (Coal, Peat, Oil) | Generation | Electricity | QC | Dispatch-Generation | EmissionsCost | 0 | [6 empty] | 0.64958 | 0
LCP_Inputs_ON_Electric_IEA_2023_05_05 | 2031 | Fossil Fuel Thermal (Coal, Peat, Oil) | Generation | Electricity | QC | Dispatch-Generation | FuelCost | 0 | [6 empty] | 0.64958 | 0
LCP_Inputs_ON_Electric_IEA_2023_05_05 | 2031 | Fossil Fuel Thermal (Coal, Peat, Oil) | Generation | Electricity | QC | Dispatch-Generation | VOM | 0 | [6 empty] | 0.64958 | 0
LCP_Inputs_ON_Electric_IEA_2023_05_05 | 2031 | Fossil Fuel Thermal (Coal, Peat, Oil) | Generation | Electricity | WC | Dispatch-Generation | EmissionsCost | 0 | [6 empty] | 0.64958 | 0
LCP_Inputs_ON_Electric_IEA_2023_05_05 | 2031 | Fossil Fuel Thermal (Coal, Peat, Oil) | Generation | Electricity | WC | Dispatch-Generation | FuelCost | 0 | [6 empty] | 0.64958 | 0
LCP_Inputs_ON_Electric_IEA_2023_05_05 | 2031 | Fossil Fuel Thermal (Coal, Peat, Oil) | Generation | Electricity | WC | Dispatch-Generation | VOM | 0 | [6 empty] | 0.64958 | 0
LCP_Inputs_ON_Electric_IEA_2023_05_05 | 2031 | Generic - Generator | Generation | Electricity | MI | Dispatch-Generation | EmissionsCost | 0 | [6 empty] | 0.64958 | 0
LCP_Inputs_ON_Electric_IEA_2023_05_05 | 2031 | Generic - Generator | Generation | Electricity | MI | Dispatch-Generation | FuelCost | 1794585963.3865 | [6 empty] | 0.64958 | 1165728821.867
LCP_Inputs_ON_Electric_IEA_2023_05_05 | 2031 | Generic - Generator | Generation | Electricity | MI | Dispatch-Generation | VOM | 62669128.1502 | [6 empty] | 0.64958 | 40708670.6441
LCP_Inputs_ON_Electric_IEA_2023_05_05 | 2031 | Generic - Generator | Generation | Electricity | NY | Dispatch-Generation | EmissionsCost | 0 | [6 empty] | 0.64958 | 0
LCP_Inputs_ON_Electric_IEA_2023_05_05 | 2031 | Generic - Generator | Generation | Electricity | NY | Dispatch-Generation | FuelCost | 797307477.8972 | [6 empty] | 0.64958 | 517915734.2348
LCP_Inputs_ON_Electric_IEA_2023_05_05 | 2031 | Generic - Generator | Generation | Electricity | NY | Dispatch-Generation | VOM | 27842948.4722 | [6 empty] | 0.64958 | 18086248.406
LCP_Inputs_ON_Electric_IEA_2023_05_05 | 2031 | Generic - Generator | Generation | Electricity | ON | Dispatch-Generation | EmissionsCost | 0 | [6 empty] | 0.64958 | 0
LCP_Inputs_ON_Electric_IEA_2023_05_05 | 2031 | Generic - Generator | Generation | Electricity | ON | Dispatch-Generation | FuelCost | 0 | [6 empty] | 0.64958 | 0
LCP_Inputs_ON_Electric_IEA_2023_05_05 | 2031 | Generic - Generator | Generation | Electricity | ON | Dispatch-Generation | VOM | 0 | [6 empty] | 0.64958 | 0
LCP_Inputs_ON_Electric_IEA_2023_05_05 | 2031 | Generic - Generator | Generation | Electricity | PJ | Dispatch-Generation | EmissionsCost | 0 | [6 empty] | 0.64958 | 0
LCP_Inputs_ON_Electric_IEA_2023_05_05 | 2031 | Generic - Generator | Generation | Electricity | PJ | Dispatch-Generation | FuelCost | 7303522587.8806 | [6 empty] | 0.64958 | 4744229006.3289
LCP_Inputs_ON_Electric_IEA_2023_05_05 | 2031 | Generic - Generator | Generation | Electricity | PJ | Dispatch-Generation | VOM | 255047906.5067 | [6 empty] | 0.64958 | 165674256.7019
LCP_Inputs_ON_Electric_IEA_2023_05_05 | 2031 | Generic - Generator | Generation | Electricity | QC | Dispatch-Generation | EmissionsCost | 0 | [6 empty] | 0.64958 | 0
LCP_Inputs_ON_Electric_IEA_2023_05_05 | 2031 | Generic - Generator | Generation | Electricity | QC | Dispatch-Generation | FuelCost | 0 | [6 empty] | 0.64958 | 0
LCP_Inputs_ON_Electric_IEA_2023_05_05 | 2031 | Generic - Generator | Generation | Electricity | QC | Dispatch-Generation | VOM | 0 | [6 empty] | 0.64958 | 0
LCP_Inputs_ON_Electric_IEA_2023_05_05 | 2031 | Generic - Generator | Generation | Electricity | WC | Dispatch-Generation | EmissionsCost | 0 | [6 empty] | 0.64958 | 0
LCP_Inputs_ON_Electric_IEA_2023_05_05 | 2031 | Generic - Generator | Generation | Electricity | WC | Dispatch-Generation | FuelCost | 1734119.8634 | [6 empty] | 0.64958 | 1126451.1963
LCP_Inputs_ON_Electric_IEA_2023_05_05 | 2031 | Generic - Generator | Generation | Electricity | WC | Dispatch-Generation | VOM | 60557.5783 | [6 empty] | 0.64958 | 39337.0481
LCP_Inputs_ON_Electric_IEA_2023_05_05 | 2031 | H2 Import - QC | Import | Hydrogen | MI | Dispatch-Import | EmissionsCost | 0 | [6 empty] | 0.64958 | 0
LCP_Inputs_ON_Electric_IEA_2023_05_05 | 2031 | H2 Import - QC | Import | Hydrogen | MI | Dispatch-Import | FuelCost | 0 | [6 empty] | 0.64958 | 0
LCP_Inputs_ON_Electric_IEA_2023_05_05 | 2031 | H2 Import - QC | Import | Hydrogen | MI | Dispatch-Import | VOM | 0 | [6 empty] | 0.64958 | 0
LCP_Inputs_ON_Electric_IEA_2023_05_05 | 2031 | H2 Import - QC | Import | Hydrogen | NY | Dispatch-Import | EmissionsCost | 0 | [6 empty] | 0.64958 | 0
LCP_Inputs_ON_Electric_IEA_2023_05_05 | 2031 | H2 Import - QC | Import | Hydrogen | NY | Dispatch-Import | FuelCost | 0 | [6 empty] | 0.64958 | 0
LCP_Inputs_ON_Electric_IEA_2023_05_05 | 2031 | H2 Import - QC | Import | Hydrogen | NY | Dispatch-Import | VOM | 0 | [6 empty] | 0.64958 | 0
LCP_Inputs_ON_Electric_IEA_2023_05_05 | 2031 | H2 Import - QC | Import | Hydrogen | ON | Dispatch-Import | EmissionsCost | 0 | [6 empty] | 0.64958 | 0
LCP_Inputs_ON_Electric_IEA_2023_05_05 | 2031 | H2 Import - QC | Import | Hydrogen | ON | Dispatch-Import | FuelCost | 0 | [6 empty] | 0.64958 | 0
LCP_Inputs_ON_Electric_IEA_2023_05_05 | 2031 | H2 Import - QC | Import | Hydrogen | ON | Dispatch-Import | VOM | 0 | [6 empty] | 0.64958 | 0
LCP_Inputs_ON_Electric_IEA_2023_05_05 | 2031 | H2 Import - QC | Import | Hydrogen | PJ | Dispatch-Import | EmissionsCost | 0 | [6 empty] | 0.64958 | 0
LCP_Inputs_ON_Electric_IEA_2023_05_05 | 2031 | H2 Import - QC | Import | Hydrogen | PJ | Dispatch-Import | FuelCost | 0 | [6 empty] | 0.64958 | 0
LCP_Inputs_ON_Electric_IEA_2023_05_05 | 2031 | H2 Import - QC | Import | Hydrogen | PJ | Dispatch-Import | VOM | 0 | [6 empty] | 0.64958 | 0
LCP_Inputs_ON_Electric_IEA_2023_05_05 | 2031 | H2 Import - QC | Import | Hydrogen | QC | Dispatch-Import | EmissionsCost | 0 | [6 empty] | 0.64958 | 0
LCP_Inputs_ON_Electric_IEA_2023_05_05 | 2031 | H2 Import - QC | Import | Hydrogen | QC | Dispatch-Import | FuelCost | 0 | [6 empty] | 0.64958 | 0
LCP_Inputs_ON_Electric_IEA_2023_05_05 | 2031 | H2 Import - QC | Import | Hydrogen | QC | Dispatch-Import | VOM | 0 | [6 empty] | 0.64958 | 0
LCP_Inputs_ON_Electric_IEA_2023_05_05 | 2031 | H2 Import - QC | Import | Hydrogen | WC | Dispatch-Import | EmissionsCost | 0 | [6 empty] | 0.64958 | 0
LCP_Inputs_ON_Electric_IEA_2023_05_05 | 2031 | H2 Import - QC | Import | Hydrogen | WC | Dispatch-Import | FuelCost | 0 | [6 empty] | 0.64958 | 0
LCP_Inputs_ON_Electric_IEA_2023_05_05 | 2031 | H2 Import - QC | Import | Hydrogen | WC | Dispatch-Import | VOM | 0 | [6 empty] | 0.64958 | 0
LCP_Inputs_ON_Electric_IEA_2023_05_05 | 2031 | H2 Import - WC | Import | Hydrogen | MI | Dispatch-Import | EmissionsCost | 0 | [6 empty] | 0.64958 | 0
LCP_Inputs_ON_Electric_IEA_2023_05_05 | 2031 | H2 Import - WC | Import | Hydrogen | MI | Dispatch-Import | FuelCost | 0 | [6 empty] | 0.64958 | 0
LCP_Inputs_ON_Electric_IEA_2023_05_05 | 2031 | H2 Import - WC | Import | Hydrogen | MI | Dispatch-Import | VOM | 0 | [6 empty] | 0.64958 | 0
LCP_Inputs_ON_Electric_IEA_2023_05_05 | 2031 | H2 Import - WC | Import | Hydrogen | NY | Dispatch-Import | EmissionsCost | 0 | [6 empty] | 0.64958 | 0
LCP_Inputs_ON_Electric_IEA_2023_05_05 | 2031 | H2 Import - WC | Import | Hydrogen | NY | Dispatch-Import | FuelCost | 0 | [6 empty] | 0.64958 | 0
LCP_Inputs_ON_Electric_IEA_2023_05_05 | 2031 | H2 Import - WC | Import | Hydrogen | NY | Dispatch-Import | VOM | 0 | [6 empty] | 0.64958 | 0
LCP_Inputs_ON_Electric_IEA_2023_05_05 | 2031 | H2 Import - WC | Import | Hydrogen | ON | Dispatch-Import | EmissionsCost | 0 | [6 empty] | 0.64958 | 0
LCP_Inputs_ON_Electric_IEA_2023_05_05 | 2031 | H2 Import - WC | Import | Hydrogen | ON | Dispatch-Import | FuelCost | 0 | [6 empty] | 0.64958 | 0
LCP_Inputs_ON_Electric_IEA_2023_05_05 | 2031 | H2 Import - WC | Import | Hydrogen | ON | Dispatch-Import | VOM | 0 | [6 empty] | 0.64958 | 0
LCP_Inputs_ON_Electric_IEA_2023_05_05 | 2031 | H2 Import - WC | Import | Hydrogen | PJ | Dispatch-Import | EmissionsCost | 0 | [6 empty] | 0.64958 | 0
LCP_Inputs_ON_Electric_IEA_2023_05_05 | 2031 | H2 Import - WC | Import | Hydrogen | PJ | Dispatch-Import | FuelCost | 0 | [6 empty] | 0.64958 | 0
LCP_Inputs_ON_Electric_IEA_2023_05_05 | 2031 | H2 Import - WC | Import | Hydrogen | PJ | Dispatch-Import | VOM | 0 | [6 empty] | 0.64958 | 0
LCP_Inputs_ON_Electric_IEA_2023_05_05 | 2031 | H2 Import - WC | Import | Hydrogen | QC | Dispatch-Import | EmissionsCost | 0 | [6 empty] | 0.64958 | 0
LCP_Inputs_ON_Electric_IEA_2023_05_05 | 2031 | H2 Import - WC | Import | Hydrogen | QC | Dispatch-Import | FuelCost | 0 | [6 empty] | 0.64958 | 0
LCP_Inputs_ON_Electric_IEA_2023_05_05 | 2031 | H2 Import - WC | Import | Hydrogen | QC | Dispatch-Import | VOM | 0 | [6 empty] | 0.64958 | 0
LCP_Inputs_ON_Electric_IEA_2023_05_05 | 2031 | H2 Import - WC | Import | Hydrogen | WC | Dispatch-Import | EmissionsCost | 0 | [6 empty] | 0.64958 | 0
LCP_Inputs_ON_Electric_IEA_2023_05_05 | 2031 | H2 Import - WC | Import | Hydrogen | WC | Dispatch-Import | FuelCost | 0 | [6 empty] | 0.64958 | 0
LCP_Inputs_ON_Electric_IEA_2023_05_05 | 2031 | H2 Import - WC | Import | Hydrogen | WC | Dispatch-Import | VOM | 0 | [6 empty] | 0.64958 | 0
LCP_Inputs_ON_Electric_IEA_2023_05_05 | 2031 | H2 Salt Cavern Storage - ON | Storage | Hydrogen | MI | Dispatch-Storage | EmissionsCost | 0 | [6 empty] | 0.64958 | 0
LCP_Inputs_ON_Electric_IEA_2023_05_05 | 2031 | H2 Salt Cavern Storage - ON | Storage | Hydrogen | MI | Dispatch-Storage | FuelCost | 0 | [6 empty] | 0.64958 | 0
LCP_Inputs_ON_Electric_IEA_2023_05_05 | 2031 | H2 Salt Cavern Storage - ON | Storage | Hydrogen | MI | Dispatch-Storage | VOM | 0 | [6 empty] | 0.64958 | 0
LCP_Inputs_ON_Electric_IEA_2023_05_05 | 2031 | H2 Salt Cavern Storage - ON | Storage | Hydrogen | NY | Dispatch-Storage | EmissionsCost | 0 | [6 empty] | 0.64958 | 0
LCP_Inputs_ON_Electric_IEA_2023_05_05 | 2031 | H2 Salt Cavern Storage - ON | Storage | Hydrogen | NY | Dispatch-Storage | FuelCost | 0 | [6 empty] | 0.64958 | 0
LCP_Inputs_ON_Electric_IEA_2023_05_05 | 2031 | H2 Salt Cavern Storage - ON | Storage | Hydrogen | NY | Dispatch-Storage | VOM | 0 | [6 empty] | 0.64958 | 0
LCP_Inputs_ON_Electric_IEA_2023_05_05 | 2031 | H2 Salt Cavern Storage - ON | Storage | Hydrogen | ON | Dispatch-Storage | EmissionsCost | 0 | [6 empty] | 0.64958 | 0
LCP_Inputs_ON_Electric_IEA_2023_05_05 | 2031 | H2 Salt Cavern Storage - ON | Storage | Hydrogen | ON | Dispatch-Storage | FuelCost | 0 | [6 empty] | 0.64958 | 0
LCP_Inputs_ON_Electric_IEA_2023_05_05 | 2031 | H2 Salt Cavern Storage - ON | Storage | Hydrogen | ON | Dispatch-Storage | VOM | 12004507.7434 | [6 empty] | 0.64958 | 7797899.3229
LCP_Inputs_ON_Electric_IEA_2023_05_05 | 2031 | H2 Salt Cavern Storage - ON | Storage | Hydrogen | PJ | Dispatch-Storage | EmissionsCost | 0 | [6 empty] | 0.64958 | 0
LCP_Inputs_ON_Electric_IEA_2023_05_05 | 2031 | H2 Salt Cavern Storage - ON | Storage | Hydrogen | PJ | Dispatch-Storage | FuelCost | 0 | [6 empty] | 0.64958 | 0
LCP_Inputs_ON_Electric_IEA_2023_05_05 | 2031 | H2 Salt Cavern Storage - ON | Storage | Hydrogen | PJ | Dispatch-Storage | VOM | 0 | [6 empty] | 0.64958 | 0
LCP_Inputs_ON_Electric_IEA_2023_05_05 | 2031 | H2 Salt Cavern Storage - ON | Storage | Hydrogen | QC | Dispatch-Storage | EmissionsCost | 0 | [6 empty] | 0.64958 | 0
LCP_Inputs_ON_Electric_IEA_2023_05_05 | 2031 | H2 Salt Cavern Storage - ON | Storage | Hydrogen | QC | Dispatch-Storage | FuelCost | 0 | [6 empty] | 0.64958 | 0
LCP_Inputs_ON_Electric_IEA_2023_05_05 | 2031 | H2 Salt Cavern Storage - ON | Storage | Hydrogen | QC | Dispatch-Storage | VOM | 0 | [6 empty] | 0.64958 | 0
LCP_Inputs_ON_Electric_IEA_2023_05_05 | 2031 | H2 Salt Cavern Storage - ON | Storage | Hydrogen | WC | Dispatch-Storage | EmissionsCost | 0 | [6 empty] | 0.64958 | 0
LCP_Inputs_ON_Electric_IEA_2023_05_05 | 2031 | H2 Salt Cavern Storage - ON | Storage | Hydrogen | WC | Dispatch-Storage | FuelCost | 0 | [6 empty] | 0.64958 | 0
LCP_Inputs_ON_Electric_IEA_2023_05_05 | 2031 | H2 Salt Cavern Storage - ON | Storage | Hydrogen | WC | Dispatch-Storage | VOM | 0 | [6 empty] | 0.64958 | 0
LCP_Inputs_ON_Electric_IEA_2023_05_05 | 2031 | Hydro | Generation | Electricity | MI | Dispatch-Generation | EmissionsCost | 0 | [6 empty] | 0.64958 | 0
LCP_Inputs_ON_Electric_IEA_2023_05_05 | 2031 | Hydro | Generation | Electricity | MI | Dispatch-Generation | FuelCost | 0 | [6 empty] | 0.64958 | 0
LCP_Inputs_ON_Electric_IEA_2023_05_05 | 2031 | Hydro | Generation | Electricity | MI | Dispatch-Generation | VOM | 0 | [6 empty] | 0.64958 | 0
LCP_Inputs_ON_Electric_IEA_2023_05_05 | 2031 | Hydro | Generation | Electricity | NY | Dispatch-Generation | EmissionsCost | 0 | [6 empty] | 0.64958 | 0
LCP_Inputs_ON_Electric_IEA_2023_05_05 | 2031 | Hydro | Generation | Electricity | NY | Dispatch-Generation | FuelCost | 0 | [6 empty] | 0.64958 | 0
LCP_Inputs_ON_Electric_IEA_2023_05_05 | 2031 | Hydro | Generation | Electricity | NY | Dispatch-Generation | VOM | 0 | [6 empty] | 0.64958 | 0
LCP_Inputs_ON_Electric_IEA_2023_05_05 | 2031 | Hydro | Generation | Electricity | ON | Dispatch-Generation | EmissionsCost | 0 | [6 empty] | 0.64958 | 0
LCP_Inputs_ON_Electric_IEA_2023_05_05 | 2031 | Hydro | Generation | Electricity | ON | Dispatch-Generation | FuelCost | 0 | [6 empty] | 0.64958 | 0
LCP_Inputs_ON_Electric_IEA_2023_05_05 | 2031 | Hydro | Generation | Electricity | ON | Dispatch-Generation | VOM | 0 | [6 empty] | 0.64958 | 0
LCP_Inputs_ON_Electric_IEA_2023_05_05 | 2031 | Hydro | Generation | Electricity | PJ | Dispatch-Generation | EmissionsCost | 0 | [6 empty] | 0.64958 | 0
LCP_Inputs_ON_Electric_IEA_2023_05_05 | 2031 | Hydro | Generation | Electricity | PJ | Dispatch-Generation | FuelCost | 0 | [6 empty] | 0.64958 | 0
LCP_Inputs_ON_Electric_IEA_2023_05_05 | 2031 | Hydro | Generation | Electricity | PJ | Dispatch-Generation | VOM | 0 | [6 empty] | 0.64958 | 0
LCP_Inputs_ON_Electric_IEA_2023_05_05 | 2031 | Hydro | Generation | Electricity | QC | Dispatch-Generation | EmissionsCost | 0 | [6 empty] | 0.64958 | 0
LCP_Inputs_ON_Electric_IEA_2023_05_05 | 2031 | Hydro | Generation | Electricity | QC | Dispatch-Generation | FuelCost | 0 | [6 empty] | 0.64958 | 0
LCP_Inputs_ON_Electric_IEA_2023_05_05 | 2031 | Hydro | Generation | Electricity | QC | Dispatch-Generation | VOM | 0 | [6 empty] | 0.64958 | 0
LCP_Inputs_ON_Electric_IEA_2023_05_05 | 2031 | Hydro | Generation | Electricity | WC | Dispatch-Generation | EmissionsCost | 0 | [6 empty] | 0.64958 | 0
LCP_Inputs_ON_Electric_IEA_2023_05_05 | 2031 | Hydro | Generation | Electricity | WC | Dispatch-Generation | FuelCost | 0 | [6 empty] | 0.64958 | 0
LCP_Inputs_ON_Electric_IEA_2023_05_05 | 2031 | Hydro | Generation | Electricity | WC | Dispatch-Generation | VOM | 0 | [6 empty] | 0.64958 | 0
LCP_Inputs_ON_Electric_IEA_2023_05_05 | 2031 | Hydro Pumped Storage | Storage | Electricity | MI | Dispatch-Storage | EmissionsCost | 0 | [6 empty] | 0.64958 | 0
LCP_Inputs_ON_Electric_IEA_2023_05_05 | 2031 | Hydro Pumped Storage | Storage | Electricity | MI | Dispatch-Storage | FuelCost | 0 | [6 empty] | 0.64958 | 0
LCP_Inputs_ON_Electric_IEA_2023_05_05 | 2031 | Hydro Pumped Storage | Storage | Electricity | MI | Dispatch-Storage | VOM | 0 | [6 empty] | 0.64958 | 0
LCP_Inputs_ON_Electric_IEA_2023_05_05 | 2031 | Hydro Pumped Storage | Storage | Electricity | NY | Dispatch-Storage | EmissionsCost | 0 | [6 empty] | 0.64958 | 0
LCP_Inputs_ON_Electric_IEA_2023_05_05 | 2031 | Hydro Pumped Storage | Storage | Electricity | NY | Dispatch-Storage | FuelCost | 0 | [6 empty] | 0.64958 | 0
LCP_Inputs_ON_Electric_IEA_2023_05_05 | 2031 | Hydro Pumped Storage | Storage | Electricity | NY | Dispatch-Storage | VOM | 0 | [6 empty] | 0.64958 | 0
LCP_Inputs_ON_Electric_IEA_2023_05_05 | 2031 | Hydro Pumped Storage | Storage | Electricity | ON | Dispatch-Storage | EmissionsCost | 0 | [6 empty] | 0.64958 | 0
LCP_Inputs_ON_Electric_IEA_2023_05_05 | 2031 | Hydro Pumped Storage | Storage | Electricity | ON | Dispatch-Storage | FuelCost | 0 | [6 empty] | 0.64958 | 0
LCP_Inputs_ON_Electric_IEA_2023_05_05 | 2031 | Hydro Pumped Storage | Storage | Electricity | ON | Dispatch-Storage | VOM | 0 | [6 empty] | 0.64958 | 0
LCP_Inputs_ON_Electric_IEA_2023_05_05 | 2031 | Hydro Pumped Storage | Storage | Electricity | PJ | Dispatch-Storage | EmissionsCost | 0 | [6 empty] | 0.64958 | 0
LCP_Inputs_ON_Electric_IEA_2023_05_05 | 2031 | Hydro Pumped Storage | Storage | Electricity | PJ | Dispatch-Storage | FuelCost | 0 | [6 empty] | 0.64958 | 0
LCP_Inputs_ON_Electric_IEA_2023_05_05 | 2031 | Hydro Pumped Storage | Storage | Electricity | PJ | Dispatch-Storage | VOM | 0 | [6 empty] | 0.64958 | 0
LCP_Inputs_ON_Electric_IEA_2023_05_05 | 2031 | Hydro Pumped Storage | Storage | Electricity | QC | Dispatch-Storage | EmissionsCost | 0 | [6 empty] | 0.64958 | 0
LCP_Inputs_ON_Electric_IEA_2023_05_05 | 2031 | Hydro Pumped Storage | Storage | Electricity | QC | Dispatch-Storage | FuelCost | 0 | [6 empty] | 0.64958 | 0
LCP_Inputs_ON_Electric_IEA_2023_05_05 | 2031 | Hydro Pumped Storage | Storage | Electricity | QC | Dispatch-Storage | VOM | 0 | [6 empty] | 0.64958 | 0
LCP_Inputs_ON_Electric_IEA_2023_05_05 | 2031 | Hydro Pumped Storage | Storage | Electricity | WC | Dispatch-Storage | EmissionsCost | 0 | [6 empty] | 0.64958 | 0
LCP_Inputs_ON_Electric_IEA_2023_05_05 | 2031 | Hydro Pumped Storage | Storage | Electricity | WC | Dispatch-Storage | FuelCost | 0 | [6 empty] | 0.64958 | 0
LCP_Inputs_ON_Electric_IEA_2023_05_05 | 2031 | Hydro Pumped Storage | Storage | Electricity | WC | Dispatch-Storage | VOM | 0 | [6 empty] | 0.64958 | 0
LCP_Inputs_ON_Electric_IEA_2023_05_05 | 2031 | Nuclear | Generation | Electricity | MI | Dispatch-Generation | EmissionsCost | 0 | [6 empty] | 0.64958 | 0
LCP_Inputs_ON_Electric_IEA_2023_05_05 | 2031 | Nuclear | Generation | Electricity | MI | Dispatch-Generation | FuelCost | 0 | [6 empty] | 0.64958 | 0
LCP_Inputs_ON_Electric_IEA_2023_05_05 | 2031 | Nuclear | Generation | Electricity | MI | Dispatch-Generation | VOM | 2762866296.96 | [6 empty] | 0.64958 | 1794705262.964
LCP_Inputs_ON_Electric_IEA_2023_05_05 | 2031 | Nuclear | Generation | Electricity | NY | Dispatch-Generation | EmissionsCost | 0 | [6 empty] | 0.64958 | 0
LCP_Inputs_ON_Electric_IEA_2023_05_05 | 2031 | Nuclear | Generation | Electricity | NY | Dispatch-Generation | FuelCost | 0 | [6 empty] | 0.64958 | 0
LCP_Inputs_ON_Electric_IEA_2023_05_05 | 2031 | Nuclear | Generation | Electricity | NY | Dispatch-Generation | VOM | 2246155230.144 | [6 empty] | 0.64958 | 1459059606.8326
LCP_Inputs_ON_Electric_IEA_2023_05_05 | 2031 | Nuclear | Generation | Electricity | ON | Dispatch-Generation | EmissionsCost | 0 | [6 empty] | 0.64958 | 0
LCP_Inputs_ON_Electric_IEA_2023_05_05 | 2031 | Nuclear | Generation | Electricity | ON | Dispatch-Generation | FuelCost | 0 | [6 empty] | 0.64958 | 0
LCP_Inputs_ON_Electric_IEA_2023_05_05 | 2031 | Nuclear | Generation | Electricity | ON | Dispatch-Generation | VOM | 7207536051.9834 | [6 empty] | 0.64958 | 4681877982.9232
LCP_Inputs_ON_Electric_IEA_2023_05_05 | 2031 | Nuclear | Generation | Electricity | PJ | Dispatch-Generation | EmissionsCost | 0 | [6 empty] | 0.64958 | 0
LCP_Inputs_ON_Electric_IEA_2023_05_05 | 2031 | Nuclear | Generation | Electricity | PJ | Dispatch-Generation | FuelCost | 0 | [6 empty] | 0.64958 | 0
LCP_Inputs_ON_Electric_IEA_2023_05_05 | 2031 | Nuclear | Generation | Electricity | PJ | Dispatch-Generation | VOM | 6401347648.6848 | [6 empty] | 0.64958 | 4158193368.893
LCP_Inputs_ON_Electric_IEA_2023_05_05 | 2031 | Nuclear | Generation | Electricity | QC | Dispatch-Generation | EmissionsCost | 0 | [6 empty] | 0.64958 | 0
LCP_Inputs_ON_Electric_IEA_2023_05_05 | 2031 | Nuclear | Generation | Electricity | QC | Dispatch-Generation | FuelCost | 0 | [6 empty] | 0.64958 | 0
LCP_Inputs_ON_Electric_IEA_2023_05_05 | 2031 | Nuclear | Generation | Electricity | QC | Dispatch-Generation | VOM | 0 | [6 empty] | 0.64958 | 0
LCP_Inputs_ON_Electric_IEA_2023_05_05 | 2031 | Nuclear | Generation | Electricity | WC | Dispatch-Generation | EmissionsCost | 0 | [6 empty] | 0.64958 | 0
LCP_Inputs_ON_Electric_IEA_2023_05_05 | 2031 | Nuclear | Generation | Electricity | WC | Dispatch-Generation | FuelCost | 0 | [6 empty] | 0.64958 | 0
LCP_Inputs_ON_Electric_IEA_2023_05_05 | 2031 | Nuclear | Generation | Electricity | WC | Dispatch-Generation | VOM | 0 | [6 empty] | 0.64958 | 0
LCP_Inputs_ON_Electric_IEA_2023_05_05 | 2031 | Nuclear SMR | Generation | Electricity | MI | Dispatch-Generation | EmissionsCost | 0 | [6 empty] | 0.64958 | 0
LCP_Inputs_ON_Electric_IEA_2023_05_05 | 2031 | Nuclear SMR | Generation | Electricity | MI | Dispatch-Generation | FuelCost | 0 | [6 empty] | 0.64958 | 0
LCP_Inputs_ON_Electric_IEA_2023_05_05 | 2031 | Nuclear SMR | Generation | Electricity | MI | Dispatch-Generation | VOM | 0 | [6 empty] | 0.64958 | 0
LCP_Inputs_ON_Electric_IEA_2023_05_05 | 2031 | Nuclear SMR | Generation | Electricity | NY | Dispatch-Generation | EmissionsCost | 0 | [6 empty] | 0.64958 | 0
LCP_Inputs_ON_Electric_IEA_2023_05_05 | 2031 | Nuclear SMR | Generation | Electricity | NY | Dispatch-Generation | FuelCost | 0 | [6 empty] | 0.64958 | 0
LCP_Inputs_ON_Electric_IEA_2023_05_05 | 2031 | Nuclear SMR | Generation | Electricity | NY | Dispatch-Generation | VOM | 0 | [6 empty] | 0.64958 | 0
LCP_Inputs_ON_Electric_IEA_2023_05_05 | 2031 | Nuclear SMR | Generation | Electricity | ON | Dispatch-Generation | EmissionsCost | 0 | [6 empty] | 0.64958 | 0
LCP_Inputs_ON_Electric_IEA_2023_05_05 | 2031 | Nuclear SMR | Generation | Electricity | ON | Dispatch-Generation | FuelCost | 0 | [6 empty] | 0.64958 | 0
LCP_Inputs_ON_Electric_IEA_2023_05_05 | 2031 | Nuclear SMR | Generation | Electricity | ON | Dispatch-Generation | VOM | 19000000.8 | [6 empty] | 0.64958 | 12342038.2194
LCP_Inputs_ON_Electric_IEA_2023_05_05 | 2031 | Nuclear SMR | Generation | Electricity | PJ | Dispatch-Generation | EmissionsCost | 0 | [6 empty] | 0.64958 | 0
LCP_Inputs_ON_Electric_IEA_2023_05_05 | 2031 | Nuclear SMR | Generation | Electricity | PJ | Dispatch-Generation | FuelCost | 0 | [6 empty] | 0.64958 | 0
LCP_Inputs_ON_Electric_IEA_2023_05_05 | 2031 | Nuclear SMR | Generation | Electricity | PJ | Dispatch-Generation | VOM | 0 | [6 empty] | 0.64958 | 0
LCP_Inputs_ON_Electric_IEA_2023_05_05 | 2031 | Nuclear SMR | Generation | Electricity | QC | Dispatch-Generation | EmissionsCost | 0 | [6 empty] | 0.64958 | 0
LCP_Inputs_ON_Electric_IEA_2023_05_05 | 2031 | Nuclear SMR | Generation | Electricity | QC | Dispatch-Generation | FuelCost | 0 | [6 empty] | 0.64958 | 0
LCP_Inputs_ON_Electric_IEA_2023_05_05 | 2031 | Nuclear SMR | Generation | Electricity | QC | Dispatch-Generation | VOM | 0 | [6 empty] | 0.64958 | 0
LCP_Inputs_ON_Electric_IEA_2023_05_05 | 2031 | Nuclear SMR | Generation | Electricity | WC | Dispatch-Generation | EmissionsCost | 0 | [6 empty] | 0.64958 | 0
LCP_Inputs_ON_Electric_IEA_2023_05_05 | 2031 | Nuclear SMR | Generation | Electricity | WC | Dispatch-Generation | FuelCost | 0 | [6 empty] | 0.64958 | 0
LCP_Inputs_ON_Electric_IEA_2023_05_05 | 2031 | Nuclear SMR | Generation | Electricity | WC | Dispatch-Generation | VOM | 0 | [6 empty] | 0.64958 | 0
LCP_Inputs_ON_Electric_IEA_2023_05_05 | 2031 | O/CCGT - CH4 Existing | Crossload | Electricity | MI | Dispatch-Crossload | EmissionsCost | 0 | [6 empty] | 0.64958 | 0
LCP_Inputs_ON_Electric_IEA_2023_05_05 | 2031 | O/CCGT - CH4 Existing | Crossload | Electricity | MI | Dispatch-Crossload | FuelCost | 0 | [6 empty] | 0.64958 | 0
LCP_Inputs_ON_Electric_IEA_2023_05_05 | 2031 | O/CCGT - CH4 Existing | Crossload | Electricity | MI | Dispatch-Crossload | VOM | 0 | [6 empty] | 0.64958 | 0
LCP_Inputs_ON_Electric_IEA_2023_05_05 | 2031 | O/CCGT - CH4 Existing | Crossload | Electricity | NY | Dispatch-Crossload | EmissionsCost | 0 | [6 empty] | 0.64958 | 0
LCP_Inputs_ON_Electric_IEA_2023_05_05 | 2031 | O/CCGT - CH4 Existing | Crossload | Electricity | NY | Dispatch-Crossload | FuelCost | 0 | [6 empty] | 0.64958 | 0
LCP_Inputs_ON_Electric_IEA_2023_05_05 | 2031 | O/CCGT - CH4 Existing | Crossload | Electricity | NY | Dispatch-Crossload | VOM | 0 | [6 empty] | 0.64958 | 0
LCP_Inputs_ON_Electric_IEA_2023_05_05 | 2031 | O/CCGT - CH4 Existing | Crossload | Electricity | ON | Dispatch-Crossload | EmissionsCost | 10955241.5211 | [6 empty] | 0.64958 | 7116315.9928
LCP_Inputs_ON_Electric_IEA_2023_05_05 | 2031 | O/CCGT - CH4 Existing | Crossload | Electricity | ON | Dispatch-Crossload | FuelCost | 0 | [6 empty] | 0.64958 | 0
LCP_Inputs_ON_Electric_IEA_2023_05_05 | 2031 | O/CCGT - CH4 Existing | Crossload | Electricity | ON | Dispatch-Crossload | VOM | 398126.3226 | [6 empty] | 0.64958 | 258615.2675
LCP_Inputs_ON_Electric_IEA_2023_05_05 | 2031 | O/CCGT - CH4 Existing | Crossload | Electricity | PJ | Dispatch-Crossload | EmissionsCost | 0 | [6 empty] | 0.64958 | 0
LCP_Inputs_ON_Electric_IEA_2023_05_05 | 2031 | O/CCGT - CH4 Existing | Crossload | Electricity | PJ | Dispatch-Crossload | FuelCost | 0 | [6 empty] | 0.64958 | 0
LCP_Inputs_ON_Electric_IEA_2023_05_05 | 2031 | O/CCGT - CH4 Existing | Crossload | Electricity | PJ | Dispatch-Crossload | VOM | 0 | [6 empty] | 0.64958 | 0
LCP_Inputs_ON_Electric_IEA_2023_05_05 | 2031 | O/CCGT - CH4 Existing | Crossload | Electricity | QC | Dispatch-Crossload | EmissionsCost | 0 | [6 empty] | 0.64958 | 0
LCP_Inputs_ON_Electric_IEA_2023_05_05 | 2031 | O/CCGT - CH4 Existing | Crossload | Electricity | QC | Dispatch-Crossload | FuelCost | 0 | [6 empty] | 0.64958 | 0
LCP_Inputs_ON_Electric_IEA_2023_05_05 | 2031 | O/CCGT - CH4 Existing | Crossload | Electricity | QC | Dispatch-Crossload | VOM | 0 | [6 empty] | 0.64958 | 0
LCP_Inputs_ON_Electric_IEA_2023_05_05 | 2031 | O/CCGT - CH4 Existing | Crossload | Electricity | WC | Dispatch-Crossload | EmissionsCost | 0 | [6 empty] | 0.64958 | 0
LCP_Inputs_ON_Electric_IEA_2023_05_05 | 2031 | O/CCGT - CH4 Existing | Crossload | Electricity | WC | Dispatch-Crossload | FuelCost | 0 | [6 empty] | 0.64958 | 0
LCP_Inputs_ON_Electric_IEA_2023_05_05 | 2031 | O/CCGT - CH4 Existing | Crossload | Electricity | WC | Dispatch-Crossload | VOM | 0 | [6 empty] | 0.64958 | 0
LCP_Inputs_ON_Electric_IEA_2023_05_05 | 2031 | O/CCGT - CH4 New | Crossload | Electricity | MI | Dispatch-Crossload | EmissionsCost | 0 | [6 empty] | 0.64958 | 0
LCP_Inputs_ON_Electric_IEA_2023_05_05 | 2031 | O/CCGT - CH4 New | Crossload | Electricity | MI | Dispatch-Crossload | FuelCost | 0 | [6 empty] | 0.64958 | 0
LCP_Inputs_ON_Electric_IEA_2023_05_05 | 2031 | O/CCGT - CH4 New | Crossload | Electricity | MI | Dispatch-Crossload | VOM | 0 | [6 empty] | 0.64958 | 0
LCP_Inputs_ON_Electric_IEA_2023_05_05 | 2031 | O/CCGT - CH4 New | Crossload | Electricity | NY | Dispatch-Crossload | EmissionsCost | 0 | [6 empty] | 0.64958 | 0
LCP_Inputs_ON_Electric_IEA_2023_05_05 | 2031 | O/CCGT - CH4 New | Crossload | Electricity | NY | Dispatch-Crossload | FuelCost | 0 | [6 empty] | 0.64958 | 0
LCP_Inputs_ON_Electric_IEA_2023_05_05 | 2031 | O/CCGT - CH4 New | Crossload | Electricity | NY | Dispatch-Crossload | VOM | 0 | [6 empty] | 0.64958 | 0
LCP_Inputs_ON_Electric_IEA_2023_05_05 | 2031 | O/CCGT - CH4 New | Crossload | Electricity | ON | Dispatch-Crossload | EmissionsCost | 859141.5571 | [6 empty] | 0.64958 | 558081.973
LCP_Inputs_ON_Electric_IEA_2023_05_05 | 2031 | O/CCGT - CH4 New | Crossload | Electricity | ON | Dispatch-Crossload | FuelCost | 0 | [6 empty] | 0.64958 | 0
LCP_Inputs_ON_Electric_IEA_2023_05_05 | 2031 | O/CCGT - CH4 New | Crossload | Electricity | ON | Dispatch-Crossload | VOM | 31222.2116 | [6 empty] | 0.64958 | 20281.3533
LCP_Inputs_ON_Electric_IEA_2023_05_05 | 2031 | O/CCGT - CH4 New | Crossload | Electricity | PJ | Dispatch-Crossload | EmissionsCost | 0 | [6 empty] | 0.64958 | 0
LCP_Inputs_ON_Electric_IEA_2023_05_05 | 2031 | O/CCGT - CH4 New | Crossload | Electricity | PJ | Dispatch-Crossload | FuelCost | 0 | [6 empty] | 0.64958 | 0
LCP_Inputs_ON_Electric_IEA_2023_05_05 | 2031 | O/CCGT - CH4 New | Crossload | Electricity | PJ | Dispatch-Crossload | VOM | 0 | [6 empty] | 0.64958 | 0
LCP_Inputs_ON_Electric_IEA_2023_05_05 | 2031 | O/CCGT - CH4 New | Crossload | Electricity | QC | Dispatch-Crossload | EmissionsCost | 0 | [6 empty] | 0.64958 | 0
LCP_Inputs_ON_Electric_IEA_2023_05_05 | 2031 | O/CCGT - CH4 New | Crossload | Electricity | QC | Dispatch-Crossload | FuelCost | 0 | [6 empty] | 0.64958 | 0
LCP_Inputs_ON_Electric_IEA_2023_05_05 | 2031 | O/CCGT - CH4 New | Crossload | Electricity | QC | Dispatch-Crossload | VOM | 0 | [6 empty] | 0.64958 | 0
LCP_Inputs_ON_Electric_IEA_2023_05_05 | 2031 | O/CCGT - CH4 New | Crossload | Electricity | WC | Dispatch-Crossload | EmissionsCost | 0 | [6 empty] | 0.64958 | 0
LCP_Inputs_ON_Electric_IEA_2023_05_05 | 2031 | O/CCGT - CH4 New | Crossload | Electricity | WC | Dispatch-Crossload | FuelCost | 0 | [6 empty] | 0.64958 | 0
LCP_Inputs_ON_Electric_IEA_2023_05_05 | 2031 | O/CCGT - CH4 New | Crossload | Electricity | WC | Dispatch-Crossload | VOM | 0 | [6 empty] | 0.64958 | 0
LCP_Inputs_ON_Electric_IEA_2023_05_05 | 2031 | O/CCGT - H2 New | Crossload | Electricity | MI | Dispatch-Crossload | EmissionsCost | 0 | [6 empty] | 0.64958 | 0
LCP_Inputs_ON_Electric_IEA_2023_05_05 | 2031 | O/CCGT - H2 New | Crossload | Electricity | MI | Dispatch-Crossload | FuelCost | 0 | [6 empty] | 0.64958 | 0
LCP_Inputs_ON_Electric_IEA_2023_05_05 | 2031 | O/CCGT - H2 New | Crossload | Electricity | MI | Dispatch-Crossload | VOM | 0 | [6 empty] | 0.64958 | 0
LCP_Inputs_ON_Electric_IEA_2023_05_05 | 2031 | O/CCGT - H2 New | Crossload | Electricity | NY | Dispatch-Crossload | EmissionsCost | 0 | [6 empty] | 0.64958 | 0
LCP_Inputs_ON_Electric_IEA_2023_05_05 | 2031 | O/CCGT - H2 New | Crossload | Electricity | NY | Dispatch-Crossload | FuelCost | 0 | [6 empty] | 0.64958 | 0
LCP_Inputs_ON_Electric_IEA_2023_05_05 | 2031 | O/CCGT - H2 New | Crossload | Electricity | NY | Dispatch-Crossload | VOM | 0 | [6 empty] | 0.64958 | 0
LCP_Inputs_ON_Electric_IEA_2023_05_05 | 2031 | O/CCGT - H2 New | Crossload | Electricity | ON | Dispatch-Crossload | EmissionsCost | 0 | [6 empty] | 0.64958 | 0
LCP_Inputs_ON_Electric_IEA_2023_05_05 | 2031 | O/CCGT - H2 New | Crossload | Electricity | ON | Dispatch-Crossload | FuelCost | 0 | [6 empty] | 0.64958 | 0
LCP_Inputs_ON_Electric_IEA_2023_05_05 | 2031 | O/CCGT - H2 New | Crossload | Electricity | ON | Dispatch-Crossload | VOM | 717726.8143 | [6 empty] | 0.64958 | 466221.6526
LCP_Inputs_ON_Electric_IEA_2023_05_05 | 2031 | O/CCGT - H2 New | Crossload | Electricity | PJ | Dispatch-Crossload | EmissionsCost | 0 | [6 empty] | 0.64958 | 0
LCP_Inputs_ON_Electric_IEA_2023_05_05 | 2031 | O/CCGT - H2 New | Crossload | Electricity | PJ | Dispatch-Crossload | FuelCost | 0 | [6 empty] | 0.64958 | 0
LCP_Inputs_ON_Electric_IEA_2023_05_05 | 2031 | O/CCGT - H2 New | Crossload | Electricity | PJ | Dispatch-Crossload | VOM | 0 | [6 empty] | 0.64958 | 0
LCP_Inputs_ON_Electric_IEA_2023_05_05 | 2031 | O/CCGT - H2 New | Crossload | Electricity | QC | Dispatch-Crossload | EmissionsCost | 0 | [6 empty] | 0.64958 | 0
LCP_Inputs_ON_Electric_IEA_2023_05_05 | 2031 | O/CCGT - H2 New | Crossload | Electricity | QC | Dispatch-Crossload | FuelCost | 0 | [6 empty] | 0.64958 | 0
LCP_Inputs_ON_Electric_IEA_2023_05_05 | 2031 | O/CCGT - H2 New | Crossload | Electricity | QC | Dispatch-Crossload | VOM | 0 | [6 empty] | 0.64958 | 0
LCP_Inputs_ON_Electric_IEA_2023_05_05 | 2031 | O/CCGT - H2 New | Crossload | Electricity | WC | Dispatch-Crossload | EmissionsCost | 0 | [6 empty] | 0.64958 | 0
LCP_Inputs_ON_Electric_IEA_2023_05_05 | 2031 | O/CCGT - H2 New | Crossload | Electricity | WC | Dispatch-Crossload | FuelCost | 0 | [6 empty] | 0.64958 | 0
LCP_Inputs_ON_Electric_IEA_2023_05_05 | 2031 | O/CCGT - H2 New | Crossload | Electricity | WC | Dispatch-Crossload | VOM | 0 | [6 empty] | 0.64958 | 0
LCP_Inputs_ON_Electric_IEA_2023_05_05 | 2031 | SMR CCS | Generation | Hydrogen | MI | Dispatch-Generation | EmissionsCost | 0 | [6 empty] | 0.64958 | 0
LCP_Inputs_ON_Electric_IEA_2023_05_05 | 2031 | SMR CCS | Generation | Hydrogen | MI | Dispatch-Generation | FuelCost | 0 | [6 empty] | 0.64958 | 0
LCP_Inputs_ON_Electric_IEA_2023_05_05 | 2031 | SMR CCS | Generation | Hydrogen | MI | Dispatch-Generation | VOM | 0 | [6 empty] | 0.64958 | 0
LCP_Inputs_ON_Electric_IEA_2023_05_05 | 2031 | SMR CCS | Generation | Hydrogen | NY | Dispatch-Generation | EmissionsCost | 0 | [6 empty] | 0.64958 | 0
LCP_Inputs_ON_Electric_IEA_2023_05_05 | 2031 | SMR CCS | Generation | Hydrogen | NY | Dispatch-Generation | FuelCost | 0 | [6 empty] | 0.64958 | 0
LCP_Inputs_ON_Electric_IEA_2023_05_05 | 2031 | SMR CCS | Generation | Hydrogen | NY | Dispatch-Generation | VOM | 0 | [6 empty] | 0.64958 | 0
LCP_Inputs_ON_Electric_IEA_2023_05_05 | 2031 | SMR CCS | Generation | Hydrogen | ON | Dispatch-Generation | EmissionsCost | 319911904.076 | [6 empty] | 0.64958 | 207808672.6679
LCP_Inputs_ON_Electric_IEA_2023_05_05 | 2031 | SMR CCS | Generation | Hydrogen | ON | Dispatch-Generation | FuelCost | 297778205.3112 | [6 empty] | 0.64958 | 193431044.0053
LCP_Inputs_ON_Electric_IEA_2023_05_05 | 2031 | SMR CCS | Generation | Hydrogen | ON | Dispatch-Generation | VOM | 0 | [6 empty] | 0.64958 | 0
LCP_Inputs_ON_Electric_IEA_2023_05_05 | 2031 | SMR CCS | Generation | Hydrogen | PJ | Dispatch-Generation | EmissionsCost | 0 | [6 empty] | 0.64958 | 0
LCP_Inputs_ON_Electric_IEA_2023_05_05 | 2031 | SMR CCS | Generation | Hydrogen | PJ | Dispatch-Generation | FuelCost | 0 | [6 empty] | 0.64958 | 0
LCP_Inputs_ON_Electric_IEA_2023_05_05 | 2031 | SMR CCS | Generation | Hydrogen | PJ | Dispatch-Generation | VOM | 0 | [6 empty] | 0.64958 | 0
LCP_Inputs_ON_Electric_IEA_2023_05_05 | 2031 | SMR CCS | Generation | Hydrogen | QC | Dispatch-Generation | EmissionsCost | 0 | [6 empty] | 0.64958 | 0
LCP_Inputs_ON_Electric_IEA_2023_05_05 | 2031 | SMR CCS | Generation | Hydrogen | QC | Dispatch-Generation | FuelCost | 0 | [6 empty] | 0.64958 | 0
LCP_Inputs_ON_Electric_IEA_2023_05_05 | 2031 | SMR CCS | Generation | Hydrogen | QC | Dispatch-Generation | VOM | 0 | [6 empty] | 0.64958 | 0
LCP_Inputs_ON_Electric_IEA_2023_05_05 | 2031 | SMR CCS | Generation | Hydrogen | WC | Dispatch-Generation | EmissionsCost | 0 | [6 empty] | 0.64958 | 0
LCP_Inputs_ON_Electric_IEA_2023_05_05 | 2031 | SMR CCS | Generation | Hydrogen | WC | Dispatch-Generation | FuelCost | 0 | [6 empty] | 0.64958 | 0
LCP_Inputs_ON_Electric_IEA_2023_05_05 | 2031 | SMR CCS | Generation | Hydrogen | WC | Dispatch-Generation | VOM | 0 | [6 empty] | 0.64958 | 0
LCP_Inputs_ON_Electric_IEA_2023_05_05 | 2031 | Solar PV | Generation | Electricity | MI | Dispatch-Generation | EmissionsCost | 0 | [6 empty] | 0.64958 | 0
LCP_Inputs_ON_Electric_IEA_2023_05_05 | 2031 | Solar PV | Generation | Electricity | MI | Dispatch-Generation | FuelCost | 0 | [6 empty] | 0.64958 | 0
LCP_Inputs_ON_Electric_IEA_2023_05_05 | 2031 | Solar PV | Generation | Electricity | MI | Dispatch-Generation | VOM | 0 | [6 empty] | 0.64958 | 0
LCP_Inputs_ON_Electric_IEA_2023_05_05 | 2031 | Solar PV | Generation | Electricity | NY | Dispatch-Generation | EmissionsCost | 0 | [6 empty] | 0.64958 | 0
LCP_Inputs_ON_Electric_IEA_2023_05_05 | 2031 | Solar PV | Generation | Electricity | NY | Dispatch-Generation | FuelCost | 0 | [6 empty] | 0.64958 | 0
LCP_Inputs_ON_Electric_IEA_2023_05_05 | 2031 | Solar PV | Generation | Electricity | NY | Dispatch-Generation | VOM | 0 | [6 empty] | 0.64958 | 0
LCP_Inputs_ON_Electric_IEA_2023_05_05 | 2031 | Solar PV | Generation | Electricity | ON | Dispatch-Generation | EmissionsCost | 0 | [6 empty] | 0.64958 | 0
LCP_Inputs_ON_Electric_IEA_2023_05_05 | 2031 | Solar PV | Generation | Electricity | ON | Dispatch-Generation | FuelCost | 0 | [6 empty] | 0.64958 | 0
LCP_Inputs_ON_Electric_IEA_2023_05_05 | 2031 | Solar PV | Generation | Electricity | ON | Dispatch-Generation | VOM | 0 | [6 empty] | 0.64958 | 0
LCP_Inputs_ON_Electric_IEA_2023_05_05 | 2031 | Solar PV | Generation | Electricity | PJ | Dispatch-Generation | EmissionsCost | 0 | [6 empty] | 0.64958 | 0
LCP_Inputs_ON_Electric_IEA_2023_05_05 | 2031 | Solar PV | Generation | Electricity | PJ | Dispatch-Generation | FuelCost | 0 | [6 empty] | 0.64958 | 0
LCP_Inputs_ON_Electric_IEA_2023_05_05 | 2031 | Solar PV | Generation | Electricity | PJ | Dispatch-Generation | VOM | 0 | [6 empty] | 0.64958 | 0
LCP_Inputs_ON_Electric_IEA_2023_05_05 | 2031 | Solar PV | Generation | Electricity | QC | Dispatch-Generation | EmissionsCost | 0 | [6 empty] | 0.64958 | 0
LCP_Inputs_ON_Electric_IEA_2023_05_05 | 2031 | Solar PV | Generation | Electricity | QC | Dispatch-Generation | FuelCost | 0 | [6 empty] | 0.64958 | 0
LCP_Inputs_ON_Electric_IEA_2023_05_05 | 2031 | Solar PV | Generation | Electricity | QC | Dispatch-Generation | VOM | 0 | [6 empty] | 0.64958 | 0
LCP_Inputs_ON_Electric_IEA_2023_05_05 | 2031 | Solar PV | Generation | Electricity | WC | Dispatch-Generation | EmissionsCost | 0 | [6 empty] | 0.64958 | 0
LCP_Inputs_ON_Electric_IEA_2023_05_05 | 2031 | Solar PV | Generation | Electricity | WC | Dispatch-Generation | FuelCost | 0 | [6 empty] | 0.64958 | 0
LCP_Inputs_ON_Electric_IEA_2023_05_05 | 2031 | Solar PV | Generation | Electricity | WC | Dispatch-Generation | VOM | 0 | [6 empty] | 0.64958 | 0
LCP_Inputs_ON_Electric_IEA_2023_05_05 | 2031 | Wind Offshore | Generation | Electricity | MI | Dispatch-Generation | EmissionsCost | 0 | [6 empty] | 0.64958 | 0
LCP_Inputs_ON_Electric_IEA_2023_05_05 | 2031 | Wind Offshore | Generation | Electricity | MI | Dispatch-Generation | FuelCost | 0 | [6 empty] | 0.64958 | 0
LCP_Inputs_ON_Electric_IEA_2023_05_05 | 2031 | Wind Offshore | Generation | Electricity | MI | Dispatch-Generation | VOM | 0 | [6 empty] | 0.64958 | 0
LCP_Inputs_ON_Electric_IEA_2023_05_05 | 2031 | Wind Offshore | Generation | Electricity | NY | Dispatch-Generation | EmissionsCost | 0 | [6 empty] | 0.64958 | 0
LCP_Inputs_ON_Electric_IEA_2023_05_05 | 2031 | Wind Offshore | Generation | Electricity | NY | Dispatch-Generation | FuelCost | 0 | [6 empty] | 0.64958 | 0
LCP_Inputs_ON_Electric_IEA_2023_05_05 | 2031 | Wind Offshore | Generation | Electricity | NY | Dispatch-Generation | VOM | 0 | [6 empty] | 0.64958 | 0
LCP_Inputs_ON_Electric_IEA_2023_05_05 | 2031 | Wind Offshore | Generation | Electricity | ON | Dispatch-Generation | EmissionsCost | 0 | [6 empty] | 0.64958 | 0
LCP_Inputs_ON_Electric_IEA_2023_05_05 | 2031 | Wind Offshore | Generation | Electricity | ON | Dispatch-Generation | FuelCost | 0 | [6 empty] | 0.64958 | 0
LCP_Inputs_ON_Electric_IEA_2023_05_05 | 2031 | Wind Offshore | Generation | Electricity | ON | Dispatch-Generation | VOM | 0 | [6 empty] | 0.64958 | 0
LCP_Inputs_ON_Electric_IEA_2023_05_05 | 2031 | Wind Offshore | Generation | Electricity | PJ | Dispatch-Generation | EmissionsCost | 0 | [6 empty] | 0.64958 | 0
LCP_Inputs_ON_Electric_IEA_2023_05_05 | 2031 | Wind Offshore | Generation | Electricity | PJ | Dispatch-Generation | FuelCost | 0 | [6 empty] | 0.64958 | 0
LCP_Inputs_ON_Electric_IEA_2023_05_05 | 2031 | Wind Offshore | Generation | Electricity | PJ | Dispatch-Generation | VOM | 0 | [6 empty] | 0.64958 | 0
LCP_Inputs_ON_Electric_IEA_2023_05_05 | 2031 | Wind Offshore | Generation | Electricity | QC | Dispatch-Generation | EmissionsCost | 0 | [6 empty] | 0.64958 | 0
LCP_Inputs_ON_Electric_IEA_2023_05_05 | 2031 | Wind Offshore | Generation | Electricity | QC | Dispatch-Generation | FuelCost | 0 | [6 empty] | 0.64958 | 0
LCP_Inputs_ON_Electric_IEA_2023_05_05 | 2031 | Wind Offshore | Generation | Electricity | QC | Dispatch-Generation | VOM | 0 | [6 empty] | 0.64958 | 0
LCP_Inputs_ON_Electric_IEA_2023_05_05 | 2031 | Wind Offshore | Generation | Electricity | WC | Dispatch-Generation | EmissionsCost | 0 | [6 empty] | 0.64958 | 0
LCP_Inputs_ON_Electric_IEA_2023_05_05 | 2031 | Wind Offshore | Generation | Electricity | WC | Dispatch-Generation | FuelCost | 0 | [6 empty] | 0.64958 | 0
LCP_Inputs_ON_Electric_IEA_2023_05_05 | 2031 | Wind Offshore | Generation | Electricity | WC | Dispatch-Generation | VOM | 0 | [6 empty] | 0.64958 | 0
LCP_Inputs_ON_Electric_IEA_2023_05_05 | 2031 | Wind Onshore | Generation | Electricity | MI | Dispatch-Generation | EmissionsCost | 0 | [6 empty] | 0.64958 | 0
LCP_Inputs_ON_Electric_IEA_2023_05_05 | 2031 | Wind Onshore | Generation | Electricity | MI | Dispatch-Generation | FuelCost | 0 | [6 empty] | 0.64958 | 0
LCP_Inputs_ON_Electric_IEA_2023_05_05 | 2031 | Wind Onshore | Generation | Electricity | MI | Dispatch-Generation | VOM | 0 | [6 empty] | 0.64958 | 0
LCP_Inputs_ON_Electric_IEA_2023_05_05 | 2031 | Wind Onshore | Generation | Electricity | NY | Dispatch-Generation | EmissionsCost | 0 | [6 empty] | 0.64958 | 0
LCP_Inputs_ON_Electric_IEA_2023_05_05 | 2031 | Wind Onshore | Generation | Electricity | NY | Dispatch-Generation | FuelCost | 0 | [6 empty] | 0.64958 | 0
LCP_Inputs_ON_Electric_IEA_2023_05_05 | 2031 | Wind Onshore | Generation | Electricity | NY | Dispatch-Generation | VOM | 0 | [6 empty] | 0.64958 | 0
LCP_Inputs_ON_Electric_IEA_2023_05_05 | 2031 | Wind Onshore | Generation | Electricity | ON | Dispatch-Generation | EmissionsCost | 0 | [6 empty] | 0.64958 | 0
LCP_Inputs_ON_Electric_IEA_2023_05_05 | 2031 | Wind Onshore | Generation | Electricity | ON | Dispatch-Generation | FuelCost | 0 | [6 empty] | 0.64958 | 0
LCP_Inputs_ON_Electric_IEA_2023_05_05 | 2031 | Wind Onshore | Generation | Electricity | ON | Dispatch-Generation | VOM | 0 | [6 empty] | 0.64958 | 0
LCP_Inputs_ON_Electric_IEA_2023_05_05 | 2031 | Wind Onshore | Generation | Electricity | PJ | Dispatch-Generation | EmissionsCost | 0 | [6 empty] | 0.64958 | 0
LCP_Inputs_ON_Electric_IEA_2023_05_05 | 2031 | Wind Onshore | Generation | Electricity | PJ | Dispatch-Generation | FuelCost | 0 | [6 empty] | 0.64958 | 0
LCP_Inputs_ON_Electric_IEA_2023_05_05 | 2031 | Wind Onshore | Generation | Electricity | PJ | Dispatch-Generation | VOM | 0 | [6 empty] | 0.64958 | 0
LCP_Inputs_ON_Electric_IEA_2023_05_05 | 2031 | Wind Onshore | Generation | Electricity | QC | Dispatch-Generation | EmissionsCost | 0 | [6 empty] | 0.64958 | 0
LCP_Inputs_ON_Electric_IEA_2023_05_05 | 2031 | Wind Onshore | Generation | Electricity | QC | Dispatch-Generation | FuelCost | 0 | [6 empty] | 0.64958 | 0
LCP_Inputs_ON_Electric_IEA_2023_05_05 | 2031 | Wind Onshore | Generation | Electricity | QC | Dispatch-Generation | VOM | 0 | [6 empty] | 0.64958 | 0
LCP_Inputs_ON_Electric_IEA_2023_05_05 | 2031 | Wind Onshore | Generation | Electricity | WC | Dispatch-Generation | EmissionsCost | 0 | [6 empty] | 0.64958 | 0
LCP_Inputs_ON_Electric_IEA_2023_05_05 | 2031 | Wind Onshore | Generation | Electricity | WC | Dispatch-Generation | FuelCost | 0 | [6 empty] | 0.64958 | 0
LCP_Inputs_ON_Electric_IEA_2023_05_05 | 2031 | Wind Onshore | Generation | Electricity | WC | Dispatch-Generation | VOM | 0 | [6 empty] | 0.64958 | 0
LCP_Inputs_ON_Electric_IEA_2023_05_05 | 2032 | Anaerobic Digestion | Generation | Methane | MI | Dispatch-Generation | EmissionsCost | 0 | [6 empty] | 0.6246 | 0
LCP_Inputs_ON_Electric_IEA_2023_05_05 | 2032 | Anaerobic Digestion | Generation | Methane | MI | Dispatch-Generation | FuelCost | 0 | [6 empty] | 0.6246 | 0
LCP_Inputs_ON_Electric_IEA_2023_05_05 | 2032 | Anaerobic Digestion | Generation | Methane | MI | Dispatch-Generation | VOM | 0 | [6 empty] | 0.6246 | 0
LCP_Inputs_ON_Electric_IEA_2023_05_05 | 2032 | Anaerobic Digestion | Generation | Methane | NY | Dispatch-Generation | EmissionsCost | 0 | [6 empty] | 0.6246 | 0
LCP_Inputs_ON_Electric_IEA_2023_05_05 | 2032 | Anaerobic Digestion | Generation | Methane | NY | Dispatch-Generation | FuelCost | 0 | [6 empty] | 0.6246 | 0
LCP_Inputs_ON_Electric_IEA_2023_05_05 | 2032 | Anaerobic Digestion | Generation | Methane | NY | Dispatch-Generation | VOM | 0 | [6 empty] | 0.6246 | 0
LCP_Inputs_ON_Electric_IEA_2023_05_05 | 2032 | Anaerobic Digestion | Generation | Methane | ON | Dispatch-Generation | EmissionsCost | 0 | [6 empty] | 0.6246 | 0
LCP_Inputs_ON_Electric_IEA_2023_05_05 | 2032 | Anaerobic Digestion | Generation | Methane | ON | Dispatch-Generation | FuelCost | 0 | [6 empty] | 0.6246 | 0
LCP_Inputs_ON_Electric_IEA_2023_05_05 | 2032 | Anaerobic Digestion | Generation | Methane | ON | Dispatch-Generation | VOM | 0 | [6 empty] | 0.6246 | 0
LCP_Inputs_ON_Electric_IEA_2023_05_05 | 2032 | Anaerobic Digestion | Generation | Methane | PJ | Dispatch-Generation | EmissionsCost | 0 | [6 empty] | 0.6246 | 0
LCP_Inputs_ON_Electric_IEA_2023_05_05 | 2032 | Anaerobic Digestion | Generation | Methane | PJ | Dispatch-Generation | FuelCost | 0 | [6 empty] | 0.6246 | 0
LCP_Inputs_ON_Electric_IEA_2023_05_05 | 2032 | Anaerobic Digestion | Generation | Methane | PJ | Dispatch-Generation | VOM | 0 | [6 empty] | 0.6246 | 0
LCP_Inputs_ON_Electric_IEA_2023_05_05 | 2032 | Anaerobic Digestion | Generation | Methane | QC | Dispatch-Generation | EmissionsCost | 0 | [6 empty] | 0.6246 | 0
LCP_Inputs_ON_Electric_IEA_2023_05_05 | 2032 | Anaerobic Digestion | Generation | Methane | QC | Dispatch-Generation | FuelCost | 0 | [6 empty] | 0.6246 | 0
LCP_Inputs_ON_Electric_IEA_2023_05_05 | 2032 | Anaerobic Digestion | Generation | Methane | QC | Dispatch-Generation | VOM | 0 | [6 empty] | 0.6246 | 0
LCP_Inputs_ON_Electric_IEA_2023_05_05 | 2032 | Anaerobic Digestion | Generation | Methane | WC | Dispatch-Generation | EmissionsCost | 0 | [6 empty] | 0.6246 | 0
LCP_Inputs_ON_Electric_IEA_2023_05_05 | 2032 | Anaerobic Digestion | Generation | Methane | WC | Dispatch-Generation | FuelCost | 0 | [6 empty] | 0.6246 | 0
LCP_Inputs_ON_Electric_IEA_2023_05_05 | 2032 | Anaerobic Digestion | Generation | Methane | WC | Dispatch-Generation | VOM | 0 | [6 empty] | 0.6246 | 0
LCP_Inputs_ON_Electric_IEA_2023_05_05 | 2032 | Battery Storage | Storage | Electricity | MI | Dispatch-Storage | EmissionsCost | 0 | [6 empty] | 0.6246 | 0
LCP_Inputs_ON_Electric_IEA_2023_05_05 | 2032 | Battery Storage | Storage | Electricity | MI | Dispatch-Storage | FuelCost | 0 | [6 empty] | 0.6246 | 0
LCP_Inputs_ON_Electric_IEA_2023_05_05 | 2032 | Battery Storage | Storage | Electricity | MI | Dispatch-Storage | VOM | 0 | [6 empty] | 0.6246 | 0
LCP_Inputs_ON_Electric_IEA_2023_05_05 | 2032 | Battery Storage | Storage | Electricity | NY | Dispatch-Storage | EmissionsCost | 0 | [6 empty] | 0.6246 | 0
LCP_Inputs_ON_Electric_IEA_2023_05_05 | 2032 | Battery Storage | Storage | Electricity | NY | Dispatch-Storage | FuelCost | 0 | [6 empty] | 0.6246 | 0
LCP_Inputs_ON_Electric_IEA_2023_05_05 | 2032 | Battery Storage | Storage | Electricity | NY | Dispatch-Storage | VOM | 0 | [6 empty] | 0.6246 | 0
LCP_Inputs_ON_Electric_IEA_2023_05_05 | 2032 | Battery Storage | Storage | Electricity | ON | Dispatch-Storage | EmissionsCost | 0 | [6 empty] | 0.6246 | 0
LCP_Inputs_ON_Electric_IEA_2023_05_05 | 2032 | Battery Storage | Storage | Electricity | ON | Dispatch-Storage | FuelCost | 0 | [6 empty] | 0.6246 | 0
LCP_Inputs_ON_Electric_IEA_2023_05_05 | 2032 | Battery Storage | Storage | Electricity | ON | Dispatch-Storage | VOM | 0 | [6 empty] | 0.6246 | 0
LCP_Inputs_ON_Electric_IEA_2023_05_05 | 2032 | Battery Storage | Storage | Electricity | PJ | Dispatch-Storage | EmissionsCost | 0 | [6 empty] | 0.6246 | 0
LCP_Inputs_ON_Electric_IEA_2023_05_05 | 2032 | Battery Storage | Storage | Electricity | PJ | Dispatch-Storage | FuelCost | 0 | [6 empty] | 0.6246 | 0
LCP_Inputs_ON_Electric_IEA_2023_05_05 | 2032 | Battery Storage | Storage | Electricity | PJ | Dispatch-Storage | VOM | 0 | [6 empty] | 0.6246 | 0
LCP_Inputs_ON_Electric_IEA_2023_05_05 | 2032 | Battery Storage | Storage | Electricity | QC | Dispatch-Storage | EmissionsCost | 0 | [6 empty] | 0.6246 | 0
LCP_Inputs_ON_Electric_IEA_2023_05_05 | 2032 | Battery Storage | Storage | Electricity | QC | Dispatch-Storage | FuelCost | 0 | [6 empty] | 0.6246 | 0
LCP_Inputs_ON_Electric_IEA_2023_05_05 | 2032 | Battery Storage | Storage | Electricity | QC | Dispatch-Storage | VOM | 0 | [6 empty] | 0.6246 | 0
LCP_Inputs_ON_Electric_IEA_2023_05_05 | 2032 | Battery Storage | Storage | Electricity | WC | Dispatch-Storage | EmissionsCost | 0 | [6 empty] | 0.6246 | 0
LCP_Inputs_ON_Electric_IEA_2023_05_05 | 2032 | Battery Storage | Storage | Electricity | WC | Dispatch-Storage | FuelCost | 0 | [6 empty] | 0.6246 | 0
LCP_Inputs_ON_Electric_IEA_2023_05_05 | 2032 | Battery Storage | Storage | Electricity | WC | Dispatch-Storage | VOM | 0 | [6 empty] | 0.6246 | 0
LCP_Inputs_ON_Electric_IEA_2023_05_05 | 2032 | Biomass | Generation | Electricity | MI | Dispatch-Generation | EmissionsCost | 0 | [6 empty] | 0.6246 | 0
LCP_Inputs_ON_Electric_IEA_2023_05_05 | 2032 | Biomass | Generation | Electricity | MI | Dispatch-Generation | FuelCost | 0 | [6 empty] | 0.6246 | 0
LCP_Inputs_ON_Electric_IEA_2023_05_05 | 2032 | Biomass | Generation | Electricity | MI | Dispatch-Generation | VOM | 0 | [6 empty] | 0.6246 | 0
LCP_Inputs_ON_Electric_IEA_2023_05_05 | 2032 | Biomass | Generation | Electricity | NY | Dispatch-Generation | EmissionsCost | 0 | [6 empty] | 0.6246 | 0
LCP_Inputs_ON_Electric_IEA_2023_05_05 | 2032 | Biomass | Generation | Electricity | NY | Dispatch-Generation | FuelCost | 0 | [6 empty] | 0.6246 | 0
LCP_Inputs_ON_Electric_IEA_2023_05_05 | 2032 | Biomass | Generation | Electricity | NY | Dispatch-Generation | VOM | 0 | [6 empty] | 0.6246 | 0
LCP_Inputs_ON_Electric_IEA_2023_05_05 | 2032 | Biomass | Generation | Electricity | ON | Dispatch-Generation | EmissionsCost | 0 | [6 empty] | 0.6246 | 0
LCP_Inputs_ON_Electric_IEA_2023_05_05 | 2032 | Biomass | Generation | Electricity | ON | Dispatch-Generation | FuelCost | 2498962.9091 | [6 empty] | 0.6246 | 1560844.86
LCP_Inputs_ON_Electric_IEA_2023_05_05 | 2032 | Biomass | Generation | Electricity | ON | Dispatch-Generation | VOM | 32070.024 | [6 empty] | 0.6246 | 20030.8424
LCP_Inputs_ON_Electric_IEA_2023_05_05 | 2032 | Biomass | Generation | Electricity | PJ | Dispatch-Generation | EmissionsCost | 0 | [6 empty] | 0.6246 | 0
LCP_Inputs_ON_Electric_IEA_2023_05_05 | 2032 | Biomass | Generation | Electricity | PJ | Dispatch-Generation | FuelCost | 0 | [6 empty] | 0.6246 | 0
LCP_Inputs_ON_Electric_IEA_2023_05_05 | 2032 | Biomass | Generation | Electricity | PJ | Dispatch-Generation | VOM | 0 | [6 empty] | 0.6246 | 0
LCP_Inputs_ON_Electric_IEA_2023_05_05 | 2032 | Biomass | Generation | Electricity | QC | Dispatch-Generation | EmissionsCost | 0 | [6 empty] | 0.6246 | 0
LCP_Inputs_ON_Electric_IEA_2023_05_05 | 2032 | Biomass | Generation | Electricity | QC | Dispatch-Generation | FuelCost | 513338.1818 | [6 empty] | 0.6246 | 320629.5138
LCP_Inputs_ON_Electric_IEA_2023_05_05 | 2032 | Biomass | Generation | Electricity | QC | Dispatch-Generation | VOM | 6587.84 | [6 empty] | 0.6246 | 4114.7454
LCP_Inputs_ON_Electric_IEA_2023_05_05 | 2032 | Biomass | Generation | Electricity | WC | Dispatch-Generation | EmissionsCost | 0 | [6 empty] | 0.6246 | 0
LCP_Inputs_ON_Electric_IEA_2023_05_05 | 2032 | Biomass | Generation | Electricity | WC | Dispatch-Generation | FuelCost | 0 | [6 empty] | 0.6246 | 0
LCP_Inputs_ON_Electric_IEA_2023_05_05 | 2032 | Biomass | Generation | Electricity | WC | Dispatch-Generation | VOM | 0 | [6 empty] | 0.6246 | 0
LCP_Inputs_ON_Electric_IEA_2023_05_05 | 2032 | Biomass + CCS | Generation | Electricity | MI | Dispatch-Generation | EmissionsCost | 0 | [6 empty] | 0.6246 | 0
LCP_Inputs_ON_Electric_IEA_2023_05_05 | 2032 | Biomass + CCS | Generation | Electricity | MI | Dispatch-Generation | FuelCost | 0 | [6 empty] | 0.6246 | 0
LCP_Inputs_ON_Electric_IEA_2023_05_05 | 2032 | Biomass + CCS | Generation | Electricity | MI | Dispatch-Generation | VOM | 0 | [6 empty] | 0.6246 | 0
LCP_Inputs_ON_Electric_IEA_2023_05_05 | 2032 | Biomass + CCS | Generation | Electricity | NY | Dispatch-Generation | EmissionsCost | 0 | [6 empty] | 0.6246 | 0
LCP_Inputs_ON_Electric_IEA_2023_05_05 | 2032 | Biomass + CCS | Generation | Electricity | NY | Dispatch-Generation | FuelCost | 0 | [6 empty] | 0.6246 | 0
LCP_Inputs_ON_Electric_IEA_2023_05_05 | 2032 | Biomass + CCS | Generation | Electricity | NY | Dispatch-Generation | VOM | 0 | [6 empty] | 0.6246 | 0
LCP_Inputs_ON_Electric_IEA_2023_05_05 | 2032 | Biomass + CCS | Generation | Electricity | ON | Dispatch-Generation | EmissionsCost | 0 | [6 empty] | 0.6246 | 0
LCP_Inputs_ON_Electric_IEA_2023_05_05 | 2032 | Biomass + CCS | Generation | Electricity | ON | Dispatch-Generation | FuelCost | 0 | [6 empty] | 0.6246 | 0
LCP_Inputs_ON_Electric_IEA_2023_05_05 | 2032 | Biomass + CCS | Generation | Electricity | ON | Dispatch-Generation | VOM | 0 | [6 empty] | 0.6246 | 0
LCP_Inputs_ON_Electric_IEA_2023_05_05 | 2032 | Biomass + CCS | Generation | Electricity | PJ | Dispatch-Generation | EmissionsCost | 0 | [6 empty] | 0.6246 | 0
LCP_Inputs_ON_Electric_IEA_2023_05_05 | 2032 | Biomass + CCS | Generation | Electricity | PJ | Dispatch-Generation | FuelCost | 0 | [6 empty] | 0.6246 | 0
LCP_Inputs_ON_Electric_IEA_2023_05_05 | 2032 | Biomass + CCS | Generation | Electricity | PJ | Dispatch-Generation | VOM | 0 | [6 empty] | 0.6246 | 0
LCP_Inputs_ON_Electric_IEA_2023_05_05 | 2032 | Biomass + CCS | Generation | Electricity | QC | Dispatch-Generation | EmissionsCost | 0 | [6 empty] | 0.6246 | 0
LCP_Inputs_ON_Electric_IEA_2023_05_05 | 2032 | Biomass + CCS | Generation | Electricity | QC | Dispatch-Generation | FuelCost | 0 | [6 empty] | 0.6246 | 0
LCP_Inputs_ON_Electric_IEA_2023_05_05 | 2032 | Biomass + CCS | Generation | Electricity | QC | Dispatch-Generation | VOM | 0 | [6 empty] | 0.6246 | 0
LCP_Inputs_ON_Electric_IEA_2023_05_05 | 2032 | Biomass + CCS | Generation | Electricity | WC | Dispatch-Generation | EmissionsCost | 0 | [6 empty] | 0.6246 | 0
LCP_Inputs_ON_Electric_IEA_2023_05_05 | 2032 | Biomass + CCS | Generation | Electricity | WC | Dispatch-Generation | FuelCost | 0 | [6 empty] | 0.6246 | 0
LCP_Inputs_ON_Electric_IEA_2023_05_05 | 2032 | Biomass + CCS | Generation | Electricity | WC | Dispatch-Generation | VOM | 0 | [6 empty] | 0.6246 | 0
LCP_Inputs_ON_Electric_IEA_2023_05_05 | 2032 | CH4 + CCS | Generation | Methane | MI | Dispatch-Generation | EmissionsCost | 0 | [6 empty] | 0.6246 | 0
LCP_Inputs_ON_Electric_IEA_2023_05_05 | 2032 | CH4 + CCS | Generation | Methane | MI | Dispatch-Generation | FuelCost | 0 | [6 empty] | 0.6246 | 0
LCP_Inputs_ON_Electric_IEA_2023_05_05 | 2032 | CH4 + CCS | Generation | Methane | MI | Dispatch-Generation | VOM | 0 | [6 empty] | 0.6246 | 0
LCP_Inputs_ON_Electric_IEA_2023_05_05 | 2032 | CH4 + CCS | Generation | Methane | NY | Dispatch-Generation | EmissionsCost | 0 | [6 empty] | 0.6246 | 0
LCP_Inputs_ON_Electric_IEA_2023_05_05 | 2032 | CH4 + CCS | Generation | Methane | NY | Dispatch-Generation | FuelCost | 0 | [6 empty] | 0.6246 | 0
LCP_Inputs_ON_Electric_IEA_2023_05_05 | 2032 | CH4 + CCS | Generation | Methane | NY | Dispatch-Generation | VOM | 0 | [6 empty] | 0.6246 | 0
LCP_Inputs_ON_Electric_IEA_2023_05_05 | 2032 | CH4 + CCS | Generation | Methane | ON | Dispatch-Generation | EmissionsCost | 0 | [6 empty] | 0.6246 | 0
LCP_Inputs_ON_Electric_IEA_2023_05_05 | 2032 | CH4 + CCS | Generation | Methane | ON | Dispatch-Generation | FuelCost | 0 | [6 empty] | 0.6246 | 0
LCP_Inputs_ON_Electric_IEA_2023_05_05 | 2032 | CH4 + CCS | Generation | Methane | ON | Dispatch-Generation | VOM | 0 | [6 empty] | 0.6246 | 0
LCP_Inputs_ON_Electric_IEA_2023_05_05 | 2032 | CH4 + CCS | Generation | Methane | PJ | Dispatch-Generation | EmissionsCost | 0 | [6 empty] | 0.6246 | 0
LCP_Inputs_ON_Electric_IEA_2023_05_05 | 2032 | CH4 + CCS | Generation | Methane | PJ | Dispatch-Generation | FuelCost | 0 | [6 empty] | 0.6246 | 0
LCP_Inputs_ON_Electric_IEA_2023_05_05 | 2032 | CH4 + CCS | Generation | Methane | PJ | Dispatch-Generation | VOM | 0 | [6 empty] | 0.6246 | 0
LCP_Inputs_ON_Electric_IEA_2023_05_05 | 2032 | CH4 + CCS | Generation | Methane | QC | Dispatch-Generation | EmissionsCost | 0 | [6 empty] | 0.6246 | 0
LCP_Inputs_ON_Electric_IEA_2023_05_05 | 2032 | CH4 + CCS | Generation | Methane | QC | Dispatch-Generation | FuelCost | 0 | [6 empty] | 0.6246 | 0
LCP_Inputs_ON_Electric_IEA_2023_05_05 | 2032 | CH4 + CCS | Generation | Methane | QC | Dispatch-Generation | VOM | 0 | [6 empty] | 0.6246 | 0
LCP_Inputs_ON_Electric_IEA_2023_05_05 | 2032 | CH4 + CCS | Generation | Methane | WC | Dispatch-Generation | EmissionsCost | 0 | [6 empty] | 0.6246 | 0
LCP_Inputs_ON_Electric_IEA_2023_05_05 | 2032 | CH4 + CCS | Generation | Methane | WC | Dispatch-Generation | FuelCost | 0 | [6 empty] | 0.6246 | 0
LCP_Inputs_ON_Electric_IEA_2023_05_05 | 2032 | CH4 + CCS | Generation | Methane | WC | Dispatch-Generation | VOM | 0 | [6 empty] | 0.6246 | 0
LCP_Inputs_ON_Electric_IEA_2023_05_05 | 2032 | CH4 Import - NY 2020 | Import | Methane | MI | Dispatch-Import | EmissionsCost | 0 | [6 empty] | 0.6246 | 0
LCP_Inputs_ON_Electric_IEA_2023_05_05 | 2032 | CH4 Import - NY 2020 | Import | Methane | MI | Dispatch-Import | FuelCost | 0 | [6 empty] | 0.6246 | 0
LCP_Inputs_ON_Electric_IEA_2023_05_05 | 2032 | CH4 Import - NY 2020 | Import | Methane | MI | Dispatch-Import | VOM | 0 | [6 empty] | 0.6246 | 0
LCP_Inputs_ON_Electric_IEA_2023_05_05 | 2032 | CH4 Import - NY 2020 | Import | Methane | NY | Dispatch-Import | EmissionsCost | 0 | [6 empty] | 0.6246 | 0
LCP_Inputs_ON_Electric_IEA_2023_05_05 | 2032 | CH4 Import - NY 2020 | Import | Methane | NY | Dispatch-Import | FuelCost | 0 | [6 empty] | 0.6246 | 0
LCP_Inputs_ON_Electric_IEA_2023_05_05 | 2032 | CH4 Import - NY 2020 | Import | Methane | NY | Dispatch-Import | VOM | 0 | [6 empty] | 0.6246 | 0
LCP_Inputs_ON_Electric_IEA_2023_05_05 | 2032 | CH4 Import - NY 2020 | Import | Methane | ON | Dispatch-Import | EmissionsCost | 0 | [6 empty] | 0.6246 | 0
LCP_Inputs_ON_Electric_IEA_2023_05_05 | 2032 | CH4 Import - NY 2020 | Import | Methane | ON | Dispatch-Import | FuelCost | 0 | [6 empty] | 0.6246 | 0
LCP_Inputs_ON_Electric_IEA_2023_05_05 | 2032 | CH4 Import - NY 2020 | Import | Methane | ON | Dispatch-Import | VOM | 0 | [6 empty] | 0.6246 | 0
LCP_Inputs_ON_Electric_IEA_2023_05_05 | 2032 | CH4 Import - NY 2020 | Import | Methane | PJ | Dispatch-Import | EmissionsCost | 0 | [6 empty] | 0.6246 | 0
LCP_Inputs_ON_Electric_IEA_2023_05_05 | 2032 | CH4 Import - NY 2020 | Import | Methane | PJ | Dispatch-Import | FuelCost | 0 | [6 empty] | 0.6246 | 0
LCP_Inputs_ON_Electric_IEA_2023_05_05 | 2032 | CH4 Import - NY 2020 | Import | Methane | PJ | Dispatch-Import | VOM | 0 | [6 empty] | 0.6246 | 0
LCP_Inputs_ON_Electric_IEA_2023_05_05 | 2032 | CH4 Import - NY 2020 | Import | Methane | QC | Dispatch-Import | EmissionsCost | 0 | [6 empty] | 0.6246 | 0
LCP_Inputs_ON_Electric_IEA_2023_05_05 | 2032 | CH4 Import - NY 2020 | Import | Methane | QC | Dispatch-Import | FuelCost | 0 | [6 empty] | 0.6246 | 0
LCP_Inputs_ON_Electric_IEA_2023_05_05 | 2032 | CH4 Import - NY 2020 | Import | Methane | QC | Dispatch-Import | VOM | 0 | [6 empty] | 0.6246 | 0
LCP_Inputs_ON_Electric_IEA_2023_05_05 | 2032 | CH4 Import - NY 2020 | Import | Methane | WC | Dispatch-Import | EmissionsCost | 0 | [6 empty] | 0.6246 | 0
LCP_Inputs_ON_Electric_IEA_2023_05_05 | 2032 | CH4 Import - NY 2020 | Import | Methane | WC | Dispatch-Import | FuelCost | 0 | [6 empty] | 0.6246 | 0
LCP_Inputs_ON_Electric_IEA_2023_05_05 | 2032 | CH4 Import - NY 2020 | Import | Methane | WC | Dispatch-Import | VOM | 0 | [6 empty] | 0.6246 | 0
LCP_Inputs_ON_Electric_IEA_2023_05_05 | 2032 | CH4 Import - NY 2030 | Import | Methane | MI | Dispatch-Import | EmissionsCost | 0 | [6 empty] | 0.6246 | 0
LCP_Inputs_ON_Electric_IEA_2023_05_05 | 2032 | CH4 Import - NY 2030 | Import | Methane | MI | Dispatch-Import | FuelCost | 0 | [6 empty] | 0.6246 | 0
LCP_Inputs_ON_Electric_IEA_2023_05_05 | 2032 | CH4 Import - NY 2030 | Import | Methane | MI | Dispatch-Import | VOM | 0 | [6 empty] | 0.6246 | 0
LCP_Inputs_ON_Electric_IEA_2023_05_05 | 2032 | CH4 Import - NY 2030 | Import | Methane | NY | Dispatch-Import | EmissionsCost | 2371206202.7872 | [6 empty] | 0.6246 | 1481048398.2069
LCP_Inputs_ON_Electric_IEA_2023_05_05 | 2032 | CH4 Import - NY 2030 | Import | Methane | NY | Dispatch-Import | FuelCost | 644356120.8267 | [6 empty] | 0.6246 | 402462931.9472
LCP_Inputs_ON_Electric_IEA_2023_05_05 | 2032 | CH4 Import - NY 2030 | Import | Methane | NY | Dispatch-Import | VOM | 0 | [6 empty] | 0.6246 | 0
LCP_Inputs_ON_Electric_IEA_2023_05_05 | 2032 | CH4 Import - NY 2030 | Import | Methane | ON | Dispatch-Import | EmissionsCost | 0 | [6 empty] | 0.6246 | 0
LCP_Inputs_ON_Electric_IEA_2023_05_05 | 2032 | CH4 Import - NY 2030 | Import | Methane | ON | Dispatch-Import | FuelCost | 0 | [6 empty] | 0.6246 | 0
LCP_Inputs_ON_Electric_IEA_2023_05_05 | 2032 | CH4 Import - NY 2030 | Import | Methane | ON | Dispatch-Import | VOM | 0 | [6 empty] | 0.6246 | 0
LCP_Inputs_ON_Electric_IEA_2023_05_05 | 2032 | CH4 Import - NY 2030 | Import | Methane | PJ | Dispatch-Import | EmissionsCost | 0 | [6 empty] | 0.6246 | 0
LCP_Inputs_ON_Electric_IEA_2023_05_05 | 2032 | CH4 Import - NY 2030 | Import | Methane | PJ | Dispatch-Import | FuelCost | 0 | [6 empty] | 0.6246 | 0
LCP_Inputs_ON_Electric_IEA_2023_05_05 | 2032 | CH4 Import - NY 2030 | Import | Methane | PJ | Dispatch-Import | VOM | 0 | [6 empty] | 0.6246 | 0
LCP_Inputs_ON_Electric_IEA_2023_05_05 | 2032 | CH4 Import - NY 2030 | Import | Methane | QC | Dispatch-Import | EmissionsCost | 0 | [6 empty] | 0.6246 | 0
LCP_Inputs_ON_Electric_IEA_2023_05_05 | 2032 | CH4 Import - NY 2030 | Import | Methane | QC | Dispatch-Import | FuelCost | 0 | [6 empty] | 0.6246 | 0
LCP_Inputs_ON_Electric_IEA_2023_05_05 | 2032 | CH4 Import - NY 2030 | Import | Methane | QC | Dispatch-Import | VOM | 0 | [6 empty] | 0.6246 | 0
LCP_Inputs_ON_Electric_IEA_2023_05_05 | 2032 | CH4 Import - NY 2030 | Import | Methane | WC | Dispatch-Import | EmissionsCost | 0 | [6 empty] | 0.6246 | 0
LCP_Inputs_ON_Electric_IEA_2023_05_05 | 2032 | CH4 Import - NY 2030 | Import | Methane | WC | Dispatch-Import | FuelCost | 0 | [6 empty] | 0.6246 | 0
LCP_Inputs_ON_Electric_IEA_2023_05_05 | 2032 | CH4 Import - NY 2030 | Import | Methane | WC | Dispatch-Import | VOM | 0 | [6 empty] | 0.6246 | 0
LCP_Inputs_ON_Electric_IEA_2023_05_05 | 2032 | CH4 Import - NY 2040 | Import | Methane | MI | Dispatch-Import | EmissionsCost | 0 | [6 empty] | 0.6246 | 0
LCP_Inputs_ON_Electric_IEA_2023_05_05 | 2032 | CH4 Import - NY 2040 | Import | Methane | MI | Dispatch-Import | FuelCost | 0 | [6 empty] | 0.6246 | 0
LCP_Inputs_ON_Electric_IEA_2023_05_05 | 2032 | CH4 Import - NY 2040 | Import | Methane | MI | Dispatch-Import | VOM | 0 | [6 empty] | 0.6246 | 0
LCP_Inputs_ON_Electric_IEA_2023_05_05 | 2032 | CH4 Import - NY 2040 | Import | Methane | NY | Dispatch-Import | EmissionsCost | 0 | [6 empty] | 0.6246 | 0
LCP_Inputs_ON_Electric_IEA_2023_05_05 | 2032 | CH4 Import - NY 2040 | Import | Methane | NY | Dispatch-Import | FuelCost | 0 | [6 empty] | 0.6246 | 0
LCP_Inputs_ON_Electric_IEA_2023_05_05 | 2032 | CH4 Import - NY 2040 | Import | Methane | NY | Dispatch-Import | VOM | 0 | [6 empty] | 0.6246 | 0
LCP_Inputs_ON_Electric_IEA_2023_05_05 | 2032 | CH4 Import - NY 2040 | Import | Methane | ON | Dispatch-Import | EmissionsCost | 0 | [6 empty] | 0.6246 | 0
LCP_Inputs_ON_Electric_IEA_2023_05_05 | 2032 | CH4 Import - NY 2040 | Import | Methane | ON | Dispatch-Import | FuelCost | 0 | [6 empty] | 0.6246 | 0
LCP_Inputs_ON_Electric_IEA_2023_05_05 | 2032 | CH4 Import - NY 2040 | Import | Methane | ON | Dispatch-Import | VOM | 0 | [6 empty] | 0.6246 | 0
LCP_Inputs_ON_Electric_IEA_2023_05_05 | 2032 | CH4 Import - NY 2040 | Import | Methane | PJ | Dispatch-Import | EmissionsCost | 0 | [6 empty] | 0.6246 | 0
LCP_Inputs_ON_Electric_IEA_2023_05_05 | 2032 | CH4 Import - NY 2040 | Import | Methane | PJ | Dispatch-Import | FuelCost | 0 | [6 empty] | 0.6246 | 0
LCP_Inputs_ON_Electric_IEA_2023_05_05 | 2032 | CH4 Import - NY 2040 | Import | Methane | PJ | Dispatch-Import | VOM | 0 | [6 empty] | 0.6246 | 0
LCP_Inputs_ON_Electric_IEA_2023_05_05 | 2032 | CH4 Import - NY 2040 | Import | Methane | QC | Dispatch-Import | EmissionsCost | 0 | [6 empty] | 0.6246 | 0
LCP_Inputs_ON_Electric_IEA_2023_05_05 | 2032 | CH4 Import - NY 2040 | Import | Methane | QC | Dispatch-Import | FuelCost | 0 | [6 empty] | 0.6246 | 0
LCP_Inputs_ON_Electric_IEA_2023_05_05 | 2032 | CH4 Import - NY 2040 | Import | Methane | QC | Dispatch-Import | VOM | 0 | [6 empty] | 0.6246 | 0
LCP_Inputs_ON_Electric_IEA_2023_05_05 | 2032 | CH4 Import - NY 2040 | Import | Methane | WC | Dispatch-Import | EmissionsCost | 0 | [6 empty] | 0.6246 | 0
LCP_Inputs_ON_Electric_IEA_2023_05_05 | 2032 | CH4 Import - NY 2040 | Import | Methane | WC | Dispatch-Import | FuelCost | 0 | [6 empty] | 0.6246 | 0
LCP_Inputs_ON_Electric_IEA_2023_05_05 | 2032 | CH4 Import - NY 2040 | Import | Methane | WC | Dispatch-Import | VOM | 0 | [6 empty] | 0.6246 | 0
LCP_Inputs_ON_Electric_IEA_2023_05_05 | 2032 | CH4 Import - NY 2050 | Import | Methane | MI | Dispatch-Import | EmissionsCost | 0 | [6 empty] | 0.6246 | 0
LCP_Inputs_ON_Electric_IEA_2023_05_05 | 2032 | CH4 Import - NY 2050 | Import | Methane | MI | Dispatch-Import | FuelCost | 0 | [6 empty] | 0.6246 | 0
LCP_Inputs_ON_Electric_IEA_2023_05_05 | 2032 | CH4 Import - NY 2050 | Import | Methane | MI | Dispatch-Import | VOM | 0 | [6 empty] | 0.6246 | 0
LCP_Inputs_ON_Electric_IEA_2023_05_05 | 2032 | CH4 Import - NY 2050 | Import | Methane | NY | Dispatch-Import | EmissionsCost | 0 | [6 empty] | 0.6246 | 0
LCP_Inputs_ON_Electric_IEA_2023_05_05 | 2032 | CH4 Import - NY 2050 | Import | Methane | NY | Dispatch-Import | FuelCost | 0 | [6 empty] | 0.6246 | 0
LCP_Inputs_ON_Electric_IEA_2023_05_05 | 2032 | CH4 Import - NY 2050 | Import | Methane | NY | Dispatch-Import | VOM | 0 | [6 empty] | 0.6246 | 0
LCP_Inputs_ON_Electric_IEA_2023_05_05 | 2032 | CH4 Import - NY 2050 | Import | Methane | ON | Dispatch-Import | EmissionsCost | 0 | [6 empty] | 0.6246 | 0
LCP_Inputs_ON_Electric_IEA_2023_05_05 | 2032 | CH4 Import - NY 2050 | Import | Methane | ON | Dispatch-Import | FuelCost | 0 | [6 empty] | 0.6246 | 0
LCP_Inputs_ON_Electric_IEA_2023_05_05 | 2032 | CH4 Import - NY 2050 | Import | Methane | ON | Dispatch-Import | VOM | 0 | [6 empty] | 0.6246 | 0
LCP_Inputs_ON_Electric_IEA_2023_05_05 | 2032 | CH4 Import - NY 2050 | Import | Methane | PJ | Dispatch-Import | EmissionsCost | 0 | [6 empty] | 0.6246 | 0
LCP_Inputs_ON_Electric_IEA_2023_05_05 | 2032 | CH4 Import - NY 2050 | Import | Methane | PJ | Dispatch-Import | FuelCost | 0 | [6 empty] | 0.6246 | 0
LCP_Inputs_ON_Electric_IEA_2023_05_05 | 2032 | CH4 Import - NY 2050 | Import | Methane | PJ | Dispatch-Import | VOM | 0 | [6 empty] | 0.6246 | 0
LCP_Inputs_ON_Electric_IEA_2023_05_05 | 2032 | CH4 Import - NY 2050 | Import | Methane | QC | Dispatch-Import | EmissionsCost | 0 | [6 empty] | 0.6246 | 0
LCP_Inputs_ON_Electric_IEA_2023_05_05 | 2032 | CH4 Import - NY 2050 | Import | Methane | QC | Dispatch-Import | FuelCost | 0 | [6 empty] | 0.6246 | 0
LCP_Inputs_ON_Electric_IEA_2023_05_05 | 2032 | CH4 Import - NY 2050 | Import | Methane | QC | Dispatch-Import | VOM | 0 | [6 empty] | 0.6246 | 0
LCP_Inputs_ON_Electric_IEA_2023_05_05 | 2032 | CH4 Import - NY 2050 | Import | Methane | WC | Dispatch-Import | EmissionsCost | 0 | [6 empty] | 0.6246 | 0
LCP_Inputs_ON_Electric_IEA_2023_05_05 | 2032 | CH4 Import - NY 2050 | Import | Methane | WC | Dispatch-Import | FuelCost | 0 | [6 empty] | 0.6246 | 0
LCP_Inputs_ON_Electric_IEA_2023_05_05 | 2032 | CH4 Import - NY 2050 | Import | Methane | WC | Dispatch-Import | VOM | 0 | [6 empty] | 0.6246 | 0
LCP_Inputs_ON_Electric_IEA_2023_05_05 | 2032 | CH4 Import - WC 2020 | Import | Methane | MI | Dispatch-Import | EmissionsCost | 0 | [6 empty] | 0.6246 | 0
LCP_Inputs_ON_Electric_IEA_2023_05_05 | 2032 | CH4 Import - WC 2020 | Import | Methane | MI | Dispatch-Import | FuelCost | 0 | [6 empty] | 0.6246 | 0
LCP_Inputs_ON_Electric_IEA_2023_05_05 | 2032 | CH4 Import - WC 2020 | Import | Methane | MI | Dispatch-Import | VOM | 0 | [6 empty] | 0.6246 | 0
LCP_Inputs_ON_Electric_IEA_2023_05_05 | 2032 | CH4 Import - WC 2020 | Import | Methane | NY | Dispatch-Import | EmissionsCost | 0 | [6 empty] | 0.6246 | 0
LCP_Inputs_ON_Electric_IEA_2023_05_05 | 2032 | CH4 Import - WC 2020 | Import | Methane | NY | Dispatch-Import | FuelCost | 0 | [6 empty] | 0.6246 | 0
LCP_Inputs_ON_Electric_IEA_2023_05_05 | 2032 | CH4 Import - WC 2020 | Import | Methane | NY | Dispatch-Import | VOM | 0 | [6 empty] | 0.6246 | 0
LCP_Inputs_ON_Electric_IEA_2023_05_05 | 2032 | CH4 Import - WC 2020 | Import | Methane | ON | Dispatch-Import | EmissionsCost | 0 | [6 empty] | 0.6246 | 0
LCP_Inputs_ON_Electric_IEA_2023_05_05 | 2032 | CH4 Import - WC 2020 | Import | Methane | ON | Dispatch-Import | FuelCost | 0 | [6 empty] | 0.6246 | 0
LCP_Inputs_ON_Electric_IEA_2023_05_05 | 2032 | CH4 Import - WC 2020 | Import | Methane | ON | Dispatch-Import | VOM | 0 | [6 empty] | 0.6246 | 0
LCP_Inputs_ON_Electric_IEA_2023_05_05 | 2032 | CH4 Import - WC 2020 | Import | Methane | PJ | Dispatch-Import | EmissionsCost | 0 | [6 empty] | 0.6246 | 0
LCP_Inputs_ON_Electric_IEA_2023_05_05 | 2032 | CH4 Import - WC 2020 | Import | Methane | PJ | Dispatch-Import | FuelCost | 0 | [6 empty] | 0.6246 | 0
LCP_Inputs_ON_Electric_IEA_2023_05_05 | 2032 | CH4 Import - WC 2020 | Import | Methane | PJ | Dispatch-Import | VOM | 0 | [6 empty] | 0.6246 | 0
LCP_Inputs_ON_Electric_IEA_2023_05_05 | 2032 | CH4 Import - WC 2020 | Import | Methane | QC | Dispatch-Import | EmissionsCost | 0 | [6 empty] | 0.6246 | 0
LCP_Inputs_ON_Electric_IEA_2023_05_05 | 2032 | CH4 Import - WC 2020 | Import | Methane | QC | Dispatch-Import | FuelCost | 0 | [6 empty] | 0.6246 | 0
LCP_Inputs_ON_Electric_IEA_2023_05_05 | 2032 | CH4 Import - WC 2020 | Import | Methane | QC | Dispatch-Import | VOM | 0 | [6 empty] | 0.6246 | 0
LCP_Inputs_ON_Electric_IEA_2023_05_05 | 2032 | CH4 Import - WC 2020 | Import | Methane | WC | Dispatch-Import | EmissionsCost | 0 | [6 empty] | 0.6246 | 0
LCP_Inputs_ON_Electric_IEA_2023_05_05 | 2032 | CH4 Import - WC 2020 | Import | Methane | WC | Dispatch-Import | FuelCost | 0 | [6 empty] | 0.6246 | 0
LCP_Inputs_ON_Electric_IEA_2023_05_05 | 2032 | CH4 Import - WC 2020 | Import | Methane | WC | Dispatch-Import | VOM | 0 | [6 empty] | 0.6246 | 0
LCP_Inputs_ON_Electric_IEA_2023_05_05 | 2032 | CH4 Import - WC 2030 | Import | Methane | MI | Dispatch-Import | EmissionsCost | 0 | [6 empty] | 0.6246 | 0
LCP_Inputs_ON_Electric_IEA_2023_05_05 | 2032 | CH4 Import - WC 2030 | Import | Methane | MI | Dispatch-Import | FuelCost | 0 | [6 empty] | 0.6246 | 0
LCP_Inputs_ON_Electric_IEA_2023_05_05 | 2032 | CH4 Import - WC 2030 | Import | Methane | MI | Dispatch-Import | VOM | 0 | [6 empty] | 0.6246 | 0
LCP_Inputs_ON_Electric_IEA_2023_05_05 | 2032 | CH4 Import - WC 2030 | Import | Methane | NY | Dispatch-Import | EmissionsCost | 0 | [6 empty] | 0.6246 | 0
LCP_Inputs_ON_Electric_IEA_2023_05_05 | 2032 | CH4 Import - WC 2030 | Import | Methane | NY | Dispatch-Import | FuelCost | 0 | [6 empty] | 0.6246 | 0
LCP_Inputs_ON_Electric_IEA_2023_05_05 | 2032 | CH4 Import - WC 2030 | Import | Methane | NY | Dispatch-Import | VOM | 0 | [6 empty] | 0.6246 | 0
LCP_Inputs_ON_Electric_IEA_2023_05_05 | 2032 | CH4 Import - WC 2030 | Import | Methane | ON | Dispatch-Import | EmissionsCost | 0 | [6 empty] | 0.6246 | 0
LCP_Inputs_ON_Electric_IEA_2023_05_05 | 2032 | CH4 Import - WC 2030 | Import | Methane | ON | Dispatch-Import | FuelCost | 0 | [6 empty] | 0.6246 | 0
LCP_Inputs_ON_Electric_IEA_2023_05_05 | 2032 | CH4 Import - WC 2030 | Import | Methane | ON | Dispatch-Import | VOM | 0 | [6 empty] | 0.6246 | 0
LCP_Inputs_ON_Electric_IEA_2023_05_05 | 2032 | CH4 Import - WC 2030 | Import | Methane | PJ | Dispatch-Import | EmissionsCost | 0 | [6 empty] | 0.6246 | 0
LCP_Inputs_ON_Electric_IEA_2023_05_05 | 2032 | CH4 Import - WC 2030 | Import | Methane | PJ | Dispatch-Import | FuelCost | 0 | [6 empty] | 0.6246 | 0
LCP_Inputs_ON_Electric_IEA_2023_05_05 | 2032 | CH4 Import - WC 2030 | Import | Methane | PJ | Dispatch-Import | VOM | 0 | [6 empty] | 0.6246 | 0
LCP_Inputs_ON_Electric_IEA_2023_05_05 | 2032 | CH4 Import - WC 2030 | Import | Methane | QC | Dispatch-Import | EmissionsCost | 0 | [6 empty] | 0.6246 | 0
LCP_Inputs_ON_Electric_IEA_2023_05_05 | 2032 | CH4 Import - WC 2030 | Import | Methane | QC | Dispatch-Import | FuelCost | 0 | [6 empty] | 0.6246 | 0
LCP_Inputs_ON_Electric_IEA_2023_05_05 | 2032 | CH4 Import - WC 2030 | Import | Methane | QC | Dispatch-Import | VOM | 0 | [6 empty] | 0.6246 | 0
LCP_Inputs_ON_Electric_IEA_2023_05_05 | 2032 | CH4 Import - WC 2030 | Import | Methane | WC | Dispatch-Import | EmissionsCost | 9015205651.9119 | [6 empty] | 0.6246 | 5630870851.5417
LCP_Inputs_ON_Electric_IEA_2023_05_05 | 2032 | CH4 Import - WC 2030 | Import | Methane | WC | Dispatch-Import | FuelCost | 2449809272.3833 | [6 empty] | 0.6246 | 1530143643.5645
LCP_Inputs_ON_Electric_IEA_2023_05_05 | 2032 | CH4 Import - WC 2030 | Import | Methane | WC | Dispatch-Import | VOM | 0 | [6 empty] | 0.6246 | 0
LCP_Inputs_ON_Electric_IEA_2023_05_05 | 2032 | CH4 Import - WC 2040 | Import | Methane | MI | Dispatch-Import | EmissionsCost | 0 | [6 empty] | 0.6246 | 0
LCP_Inputs_ON_Electric_IEA_2023_05_05 | 2032 | CH4 Import - WC 2040 | Import | Methane | MI | Dispatch-Import | FuelCost | 0 | [6 empty] | 0.6246 | 0
LCP_Inputs_ON_Electric_IEA_2023_05_05 | 2032 | CH4 Import - WC 2040 | Import | Methane | MI | Dispatch-Import | VOM | 0 | [6 empty] | 0.6246 | 0
LCP_Inputs_ON_Electric_IEA_2023_05_05 | 2032 | CH4 Import - WC 2040 | Import | Methane | NY | Dispatch-Import | EmissionsCost | 0 | [6 empty] | 0.6246 | 0
LCP_Inputs_ON_Electric_IEA_2023_05_05 | 2032 | CH4 Import - WC 2040 | Import | Methane | NY | Dispatch-Import | FuelCost | 0 | [6 empty] | 0.6246 | 0
LCP_Inputs_ON_Electric_IEA_2023_05_05 | 2032 | CH4 Import - WC 2040 | Import | Methane | NY | Dispatch-Import | VOM | 0 | [6 empty] | 0.6246 | 0
LCP_Inputs_ON_Electric_IEA_2023_05_05 | 2032 | CH4 Import - WC 2040 | Import | Methane | ON | Dispatch-Import | EmissionsCost | 0 | [6 empty] | 0.6246 | 0
LCP_Inputs_ON_Electric_IEA_2023_05_05 | 2032 | CH4 Import - WC 2040 | Import | Methane | ON | Dispatch-Import | FuelCost | 0 | [6 empty] | 0.6246 | 0
LCP_Inputs_ON_Electric_IEA_2023_05_05 | 2032 | CH4 Import - WC 2040 | Import | Methane | ON | Dispatch-Import | VOM | 0 | [6 empty] | 0.6246 | 0
LCP_Inputs_ON_Electric_IEA_2023_05_05 | 2032 | CH4 Import - WC 2040 | Import | Methane | PJ | Dispatch-Import | EmissionsCost | 0 | [6 empty] | 0.6246 | 0
LCP_Inputs_ON_Electric_IEA_2023_05_05 | 2032 | CH4 Import - WC 2040 | Import | Methane | PJ | Dispatch-Import | FuelCost | 0 | [6 empty] | 0.6246 | 0
LCP_Inputs_ON_Electric_IEA_2023_05_05 | 2032 | CH4 Import - WC 2040 | Import | Methane | PJ | Dispatch-Import | VOM | 0 | [6 empty] | 0.6246 | 0
LCP_Inputs_ON_Electric_IEA_2023_05_05 | 2032 | CH4 Import - WC 2040 | Import | Methane | QC | Dispatch-Import | EmissionsCost | 0 | [6 empty] | 0.6246 | 0
LCP_Inputs_ON_Electric_IEA_2023_05_05 | 2032 | CH4 Import - WC 2040 | Import | Methane | QC | Dispatch-Import | FuelCost | 0 | [6 empty] | 0.6246 | 0
LCP_Inputs_ON_Electric_IEA_2023_05_05 | 2032 | CH4 Import - WC 2040 | Import | Methane | QC | Dispatch-Import | VOM | 0 | [6 empty] | 0.6246 | 0
LCP_Inputs_ON_Electric_IEA_2023_05_05 | 2032 | CH4 Import - WC 2040 | Import | Methane | WC | Dispatch-Import | EmissionsCost | 0 | [6 empty] | 0.6246 | 0
LCP_Inputs_ON_Electric_IEA_2023_05_05 | 2032 | CH4 Import - WC 2040 | Import | Methane | WC | Dispatch-Import | FuelCost | 0 | [6 empty] | 0.6246 | 0
LCP_Inputs_ON_Electric_IEA_2023_05_05 | 2032 | CH4 Import - WC 2040 | Import | Methane | WC | Dispatch-Import | VOM | 0 | [6 empty] | 0.6246 | 0
LCP_Inputs_ON_Electric_IEA_2023_05_05 | 2032 | CH4 Import - WC 2050 | Import | Methane | MI | Dispatch-Import | EmissionsCost | 0 | [6 empty] | 0.6246 | 0
LCP_Inputs_ON_Electric_IEA_2023_05_05 | 2032 | CH4 Import - WC 2050 | Import | Methane | MI | Dispatch-Import | FuelCost | 0 | [6 empty] | 0.6246 | 0
LCP_Inputs_ON_Electric_IEA_2023_05_05 | 2032 | CH4 Import - WC 2050 | Import | Methane | MI | Dispatch-Import | VOM | 0 | [6 empty] | 0.6246 | 0
LCP_Inputs_ON_Electric_IEA_2023_05_05 | 2032 | CH4 Import - WC 2050 | Import | Methane | NY | Dispatch-Import | EmissionsCost | 0 | [6 empty] | 0.6246 | 0
LCP_Inputs_ON_Electric_IEA_2023_05_05 | 2032 | CH4 Import - WC 2050 | Import | Methane | NY | Dispatch-Import | FuelCost | 0 | [6 empty] | 0.6246 | 0
LCP_Inputs_ON_Electric_IEA_2023_05_05 | 2032 | CH4 Import - WC 2050 | Import | Methane | NY | Dispatch-Import | VOM | 0 | [6 empty] | 0.6246 | 0
LCP_Inputs_ON_Electric_IEA_2023_05_05 | 2032 | CH4 Import - WC 2050 | Import | Methane | ON | Dispatch-Import | EmissionsCost | 0 | [6 empty] | 0.6246 | 0
LCP_Inputs_ON_Electric_IEA_2023_05_05 | 2032 | CH4 Import - WC 2050 | Import | Methane | ON | Dispatch-Import | FuelCost | 0 | [6 empty] | 0.6246 | 0
LCP_Inputs_ON_Electric_IEA_2023_05_05 | 2032 | CH4 Import - WC 2050 | Import | Methane | ON | Dispatch-Import | VOM | 0 | [6 empty] | 0.6246 | 0
LCP_Inputs_ON_Electric_IEA_2023_05_05 | 2032 | CH4 Import - WC 2050 | Import | Methane | PJ | Dispatch-Import | EmissionsCost | 0 | [6 empty] | 0.6246 | 0
LCP_Inputs_ON_Electric_IEA_2023_05_05 | 2032 | CH4 Import - WC 2050 | Import | Methane | PJ | Dispatch-Import | FuelCost | 0 | [6 empty] | 0.6246 | 0
LCP_Inputs_ON_Electric_IEA_2023_05_05 | 2032 | CH4 Import - WC 2050 | Import | Methane | PJ | Dispatch-Import | VOM | 0 | [6 empty] | 0.6246 | 0
LCP_Inputs_ON_Electric_IEA_2023_05_05 | 2032 | CH4 Import - WC 2050 | Import | Methane | QC | Dispatch-Import | EmissionsCost | 0 | [6 empty] | 0.6246 | 0
LCP_Inputs_ON_Electric_IEA_2023_05_05 | 2032 | CH4 Import - WC 2050 | Import | Methane | QC | Dispatch-Import | FuelCost | 0 | [6 empty] | 0.6246 | 0
LCP_Inputs_ON_Electric_IEA_2023_05_05 | 2032 | CH4 Import - WC 2050 | Import | Methane | QC | Dispatch-Import | VOM | 0 | [6 empty] | 0.6246 | 0
LCP_Inputs_ON_Electric_IEA_2023_05_05 | 2032 | CH4 Import - WC 2050 | Import | Methane | WC | Dispatch-Import | EmissionsCost | 0 | [6 empty] | 0.6246 | 0
LCP_Inputs_ON_Electric_IEA_2023_05_05 | 2032 | CH4 Import - WC 2050 | Import | Methane | WC | Dispatch-Import | FuelCost | 0 | [6 empty] | 0.6246 | 0
LCP_Inputs_ON_Electric_IEA_2023_05_05 | 2032 | CH4 Import - WC 2050 | Import | Methane | WC | Dispatch-Import | VOM | 0 | [6 empty] | 0.6246 | 0
LCP_Inputs_ON_Electric_IEA_2023_05_05 | 2032 | CH4 Salt Cavern Storage - ON | Storage | Methane | MI | Dispatch-Storage | EmissionsCost | 0 | [6 empty] | 0.6246 | 0
LCP_Inputs_ON_Electric_IEA_2023_05_05 | 2032 | CH4 Salt Cavern Storage - ON | Storage | Methane | MI | Dispatch-Storage | FuelCost | 0 | [6 empty] | 0.6246 | 0
LCP_Inputs_ON_Electric_IEA_2023_05_05 | 2032 | CH4 Salt Cavern Storage - ON | Storage | Methane | MI | Dispatch-Storage | VOM | 0 | [6 empty] | 0.6246 | 0
LCP_Inputs_ON_Electric_IEA_2023_05_05 | 2032 | CH4 Salt Cavern Storage - ON | Storage | Methane | NY | Dispatch-Storage | EmissionsCost | 0 | [6 empty] | 0.6246 | 0
LCP_Inputs_ON_Electric_IEA_2023_05_05 | 2032 | CH4 Salt Cavern Storage - ON | Storage | Methane | NY | Dispatch-Storage | FuelCost | 0 | [6 empty] | 0.6246 | 0
LCP_Inputs_ON_Electric_IEA_2023_05_05 | 2032 | CH4 Salt Cavern Storage - ON | Storage | Methane | NY | Dispatch-Storage | VOM | 0 | [6 empty] | 0.6246 | 0
LCP_Inputs_ON_Electric_IEA_2023_05_05 | 2032 | CH4 Salt Cavern Storage - ON | Storage | Methane | ON | Dispatch-Storage | EmissionsCost | 0 | [6 empty] | 0.6246 | 0
LCP_Inputs_ON_Electric_IEA_2023_05_05 | 2032 | CH4 Salt Cavern Storage - ON | Storage | Methane | ON | Dispatch-Storage | FuelCost | 0 | [6 empty] | 0.6246 | 0
LCP_Inputs_ON_Electric_IEA_2023_05_05 | 2032 | CH4 Salt Cavern Storage - ON | Storage | Methane | ON | Dispatch-Storage | VOM | 2132066.7953 | [6 empty] | 0.6246 | 1331682.6298
LCP_Inputs_ON_Electric_IEA_2023_05_05 | 2032 | CH4 Salt Cavern Storage - ON | Storage | Methane | PJ | Dispatch-Storage | EmissionsCost | 0 | [6 empty] | 0.6246 | 0
LCP_Inputs_ON_Electric_IEA_2023_05_05 | 2032 | CH4 Salt Cavern Storage - ON | Storage | Methane | PJ | Dispatch-Storage | FuelCost | 0 | [6 empty] | 0.6246 | 0
LCP_Inputs_ON_Electric_IEA_2023_05_05 | 2032 | CH4 Salt Cavern Storage - ON | Storage | Methane | PJ | Dispatch-Storage | VOM | 0 | [6 empty] | 0.6246 | 0
LCP_Inputs_ON_Electric_IEA_2023_05_05 | 2032 | CH4 Salt Cavern Storage - ON | Storage | Methane | QC | Dispatch-Storage | EmissionsCost | 0 | [6 empty] | 0.6246 | 0
LCP_Inputs_ON_Electric_IEA_2023_05_05 | 2032 | CH4 Salt Cavern Storage - ON | Storage | Methane | QC | Dispatch-Storage | FuelCost | 0 | [6 empty] | 0.6246 | 0
LCP_Inputs_ON_Electric_IEA_2023_05_05 | 2032 | CH4 Salt Cavern Storage - ON | Storage | Methane | QC | Dispatch-Storage | VOM | 0 | [6 empty] | 0.6246 | 0
LCP_Inputs_ON_Electric_IEA_2023_05_05 | 2032 | CH4 Salt Cavern Storage - ON | Storage | Methane | WC | Dispatch-Storage | EmissionsCost | 0 | [6 empty] | 0.6246 | 0
LCP_Inputs_ON_Electric_IEA_2023_05_05 | 2032 | CH4 Salt Cavern Storage - ON | Storage | Methane | WC | Dispatch-Storage | FuelCost | 0 | [6 empty] | 0.6246 | 0
LCP_Inputs_ON_Electric_IEA_2023_05_05 | 2032 | CH4 Salt Cavern Storage - ON | Storage | Methane | WC | Dispatch-Storage | VOM | 0 | [6 empty] | 0.6246 | 0
LCP_Inputs_ON_Electric_IEA_2023_05_05 | 2032 | Electrolyser 2020/2030 | Crossload | Hydrogen | MI | Dispatch-Crossload | EmissionsCost | 0 | [6 empty] | 0.6246 | 0
LCP_Inputs_ON_Electric_IEA_2023_05_05 | 2032 | Electrolyser 2020/2030 | Crossload | Hydrogen | MI | Dispatch-Crossload | FuelCost | 0 | [6 empty] | 0.6246 | 0
LCP_Inputs_ON_Electric_IEA_2023_05_05 | 2032 | Electrolyser 2020/2030 | Crossload | Hydrogen | MI | Dispatch-Crossload | VOM | 0 | [6 empty] | 0.6246 | 0
LCP_Inputs_ON_Electric_IEA_2023_05_05 | 2032 | Electrolyser 2020/2030 | Crossload | Hydrogen | NY | Dispatch-Crossload | EmissionsCost | 0 | [6 empty] | 0.6246 | 0
LCP_Inputs_ON_Electric_IEA_2023_05_05 | 2032 | Electrolyser 2020/2030 | Crossload | Hydrogen | NY | Dispatch-Crossload | FuelCost | 0 | [6 empty] | 0.6246 | 0
LCP_Inputs_ON_Electric_IEA_2023_05_05 | 2032 | Electrolyser 2020/2030 | Crossload | Hydrogen | NY | Dispatch-Crossload | VOM | 0 | [6 empty] | 0.6246 | 0
LCP_Inputs_ON_Electric_IEA_2023_05_05 | 2032 | Electrolyser 2020/2030 | Crossload | Hydrogen | ON | Dispatch-Crossload | EmissionsCost | 0 | [6 empty] | 0.6246 | 0
LCP_Inputs_ON_Electric_IEA_2023_05_05 | 2032 | Electrolyser 2020/2030 | Crossload | Hydrogen | ON | Dispatch-Crossload | FuelCost | 0 | [6 empty] | 0.6246 | 0
LCP_Inputs_ON_Electric_IEA_2023_05_05 | 2032 | Electrolyser 2020/2030 | Crossload | Hydrogen | ON | Dispatch-Crossload | VOM | 0 | [6 empty] | 0.6246 | 0
LCP_Inputs_ON_Electric_IEA_2023_05_05 | 2032 | Electrolyser 2020/2030 | Crossload | Hydrogen | PJ | Dispatch-Crossload | EmissionsCost | 0 | [6 empty] | 0.6246 | 0
LCP_Inputs_ON_Electric_IEA_2023_05_05 | 2032 | Electrolyser 2020/2030 | Crossload | Hydrogen | PJ | Dispatch-Crossload | FuelCost | 0 | [6 empty] | 0.6246 | 0
LCP_Inputs_ON_Electric_IEA_2023_05_05 | 2032 | Electrolyser 2020/2030 | Crossload | Hydrogen | PJ | Dispatch-Crossload | VOM | 0 | [6 empty] | 0.6246 | 0
LCP_Inputs_ON_Electric_IEA_2023_05_05 | 2032 | Electrolyser 2020/2030 | Crossload | Hydrogen | QC | Dispatch-Crossload | EmissionsCost | 0 | [6 empty] | 0.6246 | 0
LCP_Inputs_ON_Electric_IEA_2023_05_05 | 2032 | Electrolyser 2020/2030 | Crossload | Hydrogen | QC | Dispatch-Crossload | FuelCost | 0 | [6 empty] | 0.6246 | 0
LCP_Inputs_ON_Electric_IEA_2023_05_05 | 2032 | Electrolyser 2020/2030 | Crossload | Hydrogen | QC | Dispatch-Crossload | VOM | 0 | [6 empty] | 0.6246 | 0
LCP_Inputs_ON_Electric_IEA_2023_05_05 | 2032 | Electrolyser 2020/2030 | Crossload | Hydrogen | WC | Dispatch-Crossload | EmissionsCost | 0 | [6 empty] | 0.6246 | 0
LCP_Inputs_ON_Electric_IEA_2023_05_05 | 2032 | Electrolyser 2020/2030 | Crossload | Hydrogen | WC | Dispatch-Crossload | FuelCost | 0 | [6 empty] | 0.6246 | 0
LCP_Inputs_ON_Electric_IEA_2023_05_05 | 2032 | Electrolyser 2020/2030 | Crossload | Hydrogen | WC | Dispatch-Crossload | VOM | 0 | [6 empty] | 0.6246 | 0
LCP_Inputs_ON_Electric_IEA_2023_05_05 | 2032 | Electrolyser 2040 | Crossload | Hydrogen | MI | Dispatch-Crossload | EmissionsCost | 0 | [6 empty] | 0.6246 | 0
LCP_Inputs_ON_Electric_IEA_2023_05_05 | 2032 | Electrolyser 2040 | Crossload | Hydrogen | MI | Dispatch-Crossload | FuelCost | 0 | [6 empty] | 0.6246 | 0
LCP_Inputs_ON_Electric_IEA_2023_05_05 | 2032 | Electrolyser 2040 | Crossload | Hydrogen | MI | Dispatch-Crossload | VOM | 0 | [6 empty] | 0.6246 | 0
LCP_Inputs_ON_Electric_IEA_2023_05_05 | 2032 | Electrolyser 2040 | Crossload | Hydrogen | NY | Dispatch-Crossload | EmissionsCost | 0 | [6 empty] | 0.6246 | 0
LCP_Inputs_ON_Electric_IEA_2023_05_05 | 2032 | Electrolyser 2040 | Crossload | Hydrogen | NY | Dispatch-Crossload | FuelCost | 0 | [6 empty] | 0.6246 | 0
LCP_Inputs_ON_Electric_IEA_2023_05_05 | 2032 | Electrolyser 2040 | Crossload | Hydrogen | NY | Dispatch-Crossload | VOM | 0 | [6 empty] | 0.6246 | 0
LCP_Inputs_ON_Electric_IEA_2023_05_05 | 2032 | Electrolyser 2040 | Crossload | Hydrogen | ON | Dispatch-Crossload | EmissionsCost | 0 | [6 empty] | 0.6246 | 0
LCP_Inputs_ON_Electric_IEA_2023_05_05 | 2032 | Electrolyser 2040 | Crossload | Hydrogen | ON | Dispatch-Crossload | FuelCost | 0 | [6 empty] | 0.6246 | 0
LCP_Inputs_ON_Electric_IEA_2023_05_05 | 2032 | Electrolyser 2040 | Crossload | Hydrogen | ON | Dispatch-Crossload | VOM | 0 | [6 empty] | 0.6246 | 0
LCP_Inputs_ON_Electric_IEA_2023_05_05 | 2032 | Electrolyser 2040 | Crossload | Hydrogen | PJ | Dispatch-Crossload | EmissionsCost | 0 | [6 empty] | 0.6246 | 0
LCP_Inputs_ON_Electric_IEA_2023_05_05 | 2032 | Electrolyser 2040 | Crossload | Hydrogen | PJ | Dispatch-Crossload | FuelCost | 0 | [6 empty] | 0.6246 | 0
LCP_Inputs_ON_Electric_IEA_2023_05_05 | 2032 | Electrolyser 2040 | Crossload | Hydrogen | PJ | Dispatch-Crossload | VOM | 0 | [6 empty] | 0.6246 | 0
LCP_Inputs_ON_Electric_IEA_2023_05_05 | 2032 | Electrolyser 2040 | Crossload | Hydrogen | QC | Dispatch-Crossload | EmissionsCost | 0 | [6 empty] | 0.6246 | 0
LCP_Inputs_ON_Electric_IEA_2023_05_05 | 2032 | Electrolyser 2040 | Crossload | Hydrogen | QC | Dispatch-Crossload | FuelCost | 0 | [6 empty] | 0.6246 | 0
LCP_Inputs_ON_Electric_IEA_2023_05_05 | 2032 | Electrolyser 2040 | Crossload | Hydrogen | QC | Dispatch-Crossload | VOM | 0 | [6 empty] | 0.6246 | 0
LCP_Inputs_ON_Electric_IEA_2023_05_05 | 2032 | Electrolyser 2040 | Crossload | Hydrogen | WC | Dispatch-Crossload | EmissionsCost | 0 | [6 empty] | 0.6246 | 0
LCP_Inputs_ON_Electric_IEA_2023_05_05 | 2032 | Electrolyser 2040 | Crossload | Hydrogen | WC | Dispatch-Crossload | FuelCost | 0 | [6 empty] | 0.6246 | 0
LCP_Inputs_ON_Electric_IEA_2023_05_05 | 2032 | Electrolyser 2040 | Crossload | Hydrogen | WC | Dispatch-Crossload | VOM | 0 | [6 empty] | 0.6246 | 0
LCP_Inputs_ON_Electric_IEA_2023_05_05 | 2032 | Electrolyser 2050 | Crossload | Hydrogen | MI | Dispatch-Crossload | EmissionsCost | 0 | [6 empty] | 0.6246 | 0
LCP_Inputs_ON_Electric_IEA_2023_05_05 | 2032 | Electrolyser 2050 | Crossload | Hydrogen | MI | Dispatch-Crossload | FuelCost | 0 | [6 empty] | 0.6246 | 0
LCP_Inputs_ON_Electric_IEA_2023_05_05 | 2032 | Electrolyser 2050 | Crossload | Hydrogen | MI | Dispatch-Crossload | VOM | 0 | [6 empty] | 0.6246 | 0
LCP_Inputs_ON_Electric_IEA_2023_05_05 | 2032 | Electrolyser 2050 | Crossload | Hydrogen | NY | Dispatch-Crossload | EmissionsCost | 0 | [6 empty] | 0.6246 | 0
LCP_Inputs_ON_Electric_IEA_2023_05_05 | 2032 | Electrolyser 2050 | Crossload | Hydrogen | NY | Dispatch-Crossload | FuelCost | 0 | [6 empty] | 0.6246 | 0
LCP_Inputs_ON_Electric_IEA_2023_05_05 | 2032 | Electrolyser 2050 | Crossload | Hydrogen | NY | Dispatch-Crossload | VOM | 0 | [6 empty] | 0.6246 | 0
LCP_Inputs_ON_Electric_IEA_2023_05_05 | 2032 | Electrolyser 2050 | Crossload | Hydrogen | ON | Dispatch-Crossload | EmissionsCost | 0 | [6 empty] | 0.6246 | 0
LCP_Inputs_ON_Electric_IEA_2023_05_05 | 2032 | Electrolyser 2050 | Crossload | Hydrogen | ON | Dispatch-Crossload | FuelCost | 0 | [6 empty] | 0.6246 | 0
LCP_Inputs_ON_Electric_IEA_2023_05_05 | 2032 | Electrolyser 2050 | Crossload | Hydrogen | ON | Dispatch-Crossload | VOM | 0 | [6 empty] | 0.6246 | 0
LCP_Inputs_ON_Electric_IEA_2023_05_05 | 2032 | Electrolyser 2050 | Crossload | Hydrogen | PJ | Dispatch-Crossload | EmissionsCost | 0 | [6 empty] | 0.6246 | 0
LCP_Inputs_ON_Electric_IEA_2023_05_05 | 2032 | Electrolyser 2050 | Crossload | Hydrogen | PJ | Dispatch-Crossload | FuelCost | 0 | [6 empty] | 0.6246 | 0
LCP_Inputs_ON_Electric_IEA_2023_05_05 | 2032 | Electrolyser 2050 | Crossload | Hydrogen | PJ | Dispatch-Crossload | VOM | 0 | [6 empty] | 0.6246 | 0
LCP_Inputs_ON_Electric_IEA_2023_05_05 | 2032 | Electrolyser 2050 | Crossload | Hydrogen | QC | Dispatch-Crossload | EmissionsCost | 0 | [6 empty] | 0.6246 | 0
LCP_Inputs_ON_Electric_IEA_2023_05_05 | 2032 | Electrolyser 2050 | Crossload | Hydrogen | QC | Dispatch-Crossload | FuelCost | 0 | [6 empty] | 0.6246 | 0
LCP_Inputs_ON_Electric_IEA_2023_05_05 | 2032 | Electrolyser 2050 | Crossload | Hydrogen | QC | Dispatch-Crossload | VOM | 0 | [6 empty] | 0.6246 | 0
LCP_Inputs_ON_Electric_IEA_2023_05_05 | 2032 | Electrolyser 2050 | Crossload | Hydrogen | WC | Dispatch-Crossload | EmissionsCost | 0 | [6 empty] | 0.6246 | 0
LCP_Inputs_ON_Electric_IEA_2023_05_05 | 2032 | Electrolyser 2050 | Crossload | Hydrogen | WC | Dispatch-Crossload | FuelCost | 0 | [6 empty] | 0.6246 | 0
LCP_Inputs_ON_Electric_IEA_2023_05_05 | 2032 | Electrolyser 2050 | Crossload | Hydrogen | WC | Dispatch-Crossload | VOM | 0 | [6 empty] | 0.6246 | 0
LCP_Inputs_ON_Electric_IEA_2023_05_05 | 2032 | Fossil Fuel Thermal (Coal, Peat, Oil) | Generation | Electricity | MI | Dispatch-Generation | EmissionsCost | 0 | [6 empty] | 0.6246 | 0
LCP_Inputs_ON_Electric_IEA_2023_05_05 | 2032 | Fossil Fuel Thermal (Coal, Peat, Oil) | Generation | Electricity | MI | Dispatch-Generation | FuelCost | 0 | [6 empty] | 0.6246 | 0
LCP_Inputs_ON_Electric_IEA_2023_05_05 | 2032 | Fossil Fuel Thermal (Coal, Peat, Oil) | Generation | Electricity | MI | Dispatch-Generation | VOM | 0 | [6 empty] | 0.6246 | 0
LCP_Inputs_ON_Electric_IEA_2023_05_05 | 2032 | Fossil Fuel Thermal (Coal, Peat, Oil) | Generation | Electricity | NY | Dispatch-Generation | EmissionsCost | 0 | [6 empty] | 0.6246 | 0
LCP_Inputs_ON_Electric_IEA_2023_05_05 | 2032 | Fossil Fuel Thermal (Coal, Peat, Oil) | Generation | Electricity | NY | Dispatch-Generation | FuelCost | 0 | [6 empty] | 0.6246 | 0
LCP_Inputs_ON_Electric_IEA_2023_05_05 | 2032 | Fossil Fuel Thermal (Coal, Peat, Oil) | Generation | Electricity | NY | Dispatch-Generation | VOM | 0 | [6 empty] | 0.6246 | 0
LCP_Inputs_ON_Electric_IEA_2023_05_05 | 2032 | Fossil Fuel Thermal (Coal, Peat, Oil) | Generation | Electricity | ON | Dispatch-Generation | EmissionsCost | 0 | [6 empty] | 0.6246 | 0
LCP_Inputs_ON_Electric_IEA_2023_05_05 | 2032 | Fossil Fuel Thermal (Coal, Peat, Oil) | Generation | Electricity | ON | Dispatch-Generation | FuelCost | 0 | [6 empty] | 0.6246 | 0
LCP_Inputs_ON_Electric_IEA_2023_05_05 | 2032 | Fossil Fuel Thermal (Coal, Peat, Oil) | Generation | Electricity | ON | Dispatch-Generation | VOM | 0 | [6 empty] | 0.6246 | 0
LCP_Inputs_ON_Electric_IEA_2023_05_05 | 2032 | Fossil Fuel Thermal (Coal, Peat, Oil) | Generation | Electricity | PJ | Dispatch-Generation | EmissionsCost | 0 | [6 empty] | 0.6246 | 0
LCP_Inputs_ON_Electric_IEA_2023_05_05 | 2032 | Fossil Fuel Thermal (Coal, Peat, Oil) | Generation | Electricity | PJ | Dispatch-Generation | FuelCost | 0 | [6 empty] | 0.6246 | 0
LCP_Inputs_ON_Electric_IEA_2023_05_05 | 2032 | Fossil Fuel Thermal (Coal, Peat, Oil) | Generation | Electricity | PJ | Dispatch-Generation | VOM | 0 | [6 empty] | 0.6246 | 0
LCP_Inputs_ON_Electric_IEA_2023_05_05 | 2032 | Fossil Fuel Thermal (Coal, Peat, Oil) | Generation | Electricity | QC | Dispatch-Generation | EmissionsCost | 0 | [6 empty] | 0.6246 | 0
LCP_Inputs_ON_Electric_IEA_2023_05_05 | 2032 | Fossil Fuel Thermal (Coal, Peat, Oil) | Generation | Electricity | QC | Dispatch-Generation | FuelCost | 0 | [6 empty] | 0.6246 | 0
LCP_Inputs_ON_Electric_IEA_2023_05_05 | 2032 | Fossil Fuel Thermal (Coal, Peat, Oil) | Generation | Electricity | QC | Dispatch-Generation | VOM | 0 | [6 empty] | 0.6246 | 0
LCP_Inputs_ON_Electric_IEA_2023_05_05 | 2032 | Fossil Fuel Thermal (Coal, Peat, Oil) | Generation | Electricity | WC | Dispatch-Generation | EmissionsCost | 0 | [6 empty] | 0.6246 | 0
LCP_Inputs_ON_Electric_IEA_2023_05_05 | 2032 | Fossil Fuel Thermal (Coal, Peat, Oil) | Generation | Electricity | WC | Dispatch-Generation | FuelCost | 0 | [6 empty] | 0.6246 | 0
LCP_Inputs_ON_Electric_IEA_2023_05_05 | 2032 | Fossil Fuel Thermal (Coal, Peat, Oil) | Generation | Electricity | WC | Dispatch-Generation | VOM | 0 | [6 empty] | 0.6246 | 0
LCP_Inputs_ON_Electric_IEA_2023_05_05 | 2032 | Generic - Generator | Generation | Electricity | MI | Dispatch-Generation | EmissionsCost | 0 | [6 empty] | 0.6246 | 0
LCP_Inputs_ON_Electric_IEA_2023_05_05 | 2032 | Generic - Generator | Generation | Electricity | MI | Dispatch-Generation | FuelCost | 1794585963.3865 | [6 empty] | 0.6246 | 1120893097.949
LCP_Inputs_ON_Electric_IEA_2023_05_05 | 2032 | Generic - Generator | Generation | Electricity | MI | Dispatch-Generation | VOM | 62669128.1502 | [6 empty] | 0.6246 | 39142952.5424
LCP_Inputs_ON_Electric_IEA_2023_05_05 | 2032 | Generic - Generator | Generation | Electricity | NY | Dispatch-Generation | EmissionsCost | 0 | [6 empty] | 0.6246 | 0
LCP_Inputs_ON_Electric_IEA_2023_05_05 | 2032 | Generic - Generator | Generation | Electricity | NY | Dispatch-Generation | FuelCost | 797307477.8972 | [6 empty] | 0.6246 | 497995898.3027
LCP_Inputs_ON_Electric_IEA_2023_05_05 | 2032 | Generic - Generator | Generation | Electricity | NY | Dispatch-Generation | VOM | 27842948.4722 | [6 empty] | 0.6246 | 17390623.4673
LCP_Inputs_ON_Electric_IEA_2023_05_05 | 2032 | Generic - Generator | Generation | Electricity | ON | Dispatch-Generation | EmissionsCost | 0 | [6 empty] | 0.6246 | 0
LCP_Inputs_ON_Electric_IEA_2023_05_05 | 2032 | Generic - Generator | Generation | Electricity | ON | Dispatch-Generation | FuelCost | 0 | [6 empty] | 0.6246 | 0
LCP_Inputs_ON_Electric_IEA_2023_05_05 | 2032 | Generic - Generator | Generation | Electricity | ON | Dispatch-Generation | VOM | 0 | [6 empty] | 0.6246 | 0
LCP_Inputs_ON_Electric_IEA_2023_05_05 | 2032 | Generic - Generator | Generation | Electricity | PJ | Dispatch-Generation | EmissionsCost | 0 | [6 empty] | 0.6246 | 0
LCP_Inputs_ON_Electric_IEA_2023_05_05 | 2032 | Generic - Generator | Generation | Electricity | PJ | Dispatch-Generation | FuelCost | 7303522587.8806 | [6 empty] | 0.6246 | 4561758659.9316
LCP_Inputs_ON_Electric_IEA_2023_05_05 | 2032 | Generic - Generator | Generation | Electricity | PJ | Dispatch-Generation | VOM | 255047906.5067 | [6 empty] | 0.6246 | 159302169.9056
LCP_Inputs_ON_Electric_IEA_2023_05_05 | 2032 | Generic - Generator | Generation | Electricity | QC | Dispatch-Generation | EmissionsCost | 0 | [6 empty] | 0.6246 | 0
LCP_Inputs_ON_Electric_IEA_2023_05_05 | 2032 | Generic - Generator | Generation | Electricity | QC | Dispatch-Generation | FuelCost | 0 | [6 empty] | 0.6246 | 0
LCP_Inputs_ON_Electric_IEA_2023_05_05 | 2032 | Generic - Generator | Generation | Electricity | QC | Dispatch-Generation | VOM | 0 | [6 empty] | 0.6246 | 0
LCP_Inputs_ON_Electric_IEA_2023_05_05 | 2032 | Generic - Generator | Generation | Electricity | WC | Dispatch-Generation | EmissionsCost | 0 | [6 empty] | 0.6246 | 0
LCP_Inputs_ON_Electric_IEA_2023_05_05 | 2032 | Generic - Generator | Generation | Electricity | WC | Dispatch-Generation | FuelCost | 1734119.8634 | [6 empty] | 0.6246 | 1083126.1503
LCP_Inputs_ON_Electric_IEA_2023_05_05 | 2032 | Generic - Generator | Generation | Electricity | WC | Dispatch-Generation | VOM | 60557.5783 | [6 empty] | 0.6246 | 37824.0847
LCP_Inputs_ON_Electric_IEA_2023_05_05 | 2032 | H2 Import - QC | Import | Hydrogen | MI | Dispatch-Import | EmissionsCost | 0 | [6 empty] | 0.6246 | 0
LCP_Inputs_ON_Electric_IEA_2023_05_05 | 2032 | H2 Import - QC | Import | Hydrogen | MI | Dispatch-Import | FuelCost | 0 | [6 empty] | 0.6246 | 0
LCP_Inputs_ON_Electric_IEA_2023_05_05 | 2032 | H2 Import - QC | Import | Hydrogen | MI | Dispatch-Import | VOM | 0 | [6 empty] | 0.6246 | 0
LCP_Inputs_ON_Electric_IEA_2023_05_05 | 2032 | H2 Import - QC | Import | Hydrogen | NY | Dispatch-Import | EmissionsCost | 0 | [6 empty] | 0.6246 | 0
LCP_Inputs_ON_Electric_IEA_2023_05_05 | 2032 | H2 Import - QC | Import | Hydrogen | NY | Dispatch-Import | FuelCost | 0 | [6 empty] | 0.6246 | 0
LCP_Inputs_ON_Electric_IEA_2023_05_05 | 2032 | H2 Import - QC | Import | Hydrogen | NY | Dispatch-Import | VOM | 0 | [6 empty] | 0.6246 | 0
LCP_Inputs_ON_Electric_IEA_2023_05_05 | 2032 | H2 Import - QC | Import | Hydrogen | ON | Dispatch-Import | EmissionsCost | 0 | [6 empty] | 0.6246 | 0
LCP_Inputs_ON_Electric_IEA_2023_05_05 | 2032 | H2 Import - QC | Import | Hydrogen | ON | Dispatch-Import | FuelCost | 0 | [6 empty] | 0.6246 | 0
LCP_Inputs_ON_Electric_IEA_2023_05_05 | 2032 | H2 Import - QC | Import | Hydrogen | ON | Dispatch-Import | VOM | 0 | [6 empty] | 0.6246 | 0
LCP_Inputs_ON_Electric_IEA_2023_05_05 | 2032 | H2 Import - QC | Import | Hydrogen | PJ | Dispatch-Import | EmissionsCost | 0 | [6 empty] | 0.6246 | 0
LCP_Inputs_ON_Electric_IEA_2023_05_05 | 2032 | H2 Import - QC | Import | Hydrogen | PJ | Dispatch-Import | FuelCost | 0 | [6 empty] | 0.6246 | 0
LCP_Inputs_ON_Electric_IEA_2023_05_05 | 2032 | H2 Import - QC | Import | Hydrogen | PJ | Dispatch-Import | VOM | 0 | [6 empty] | 0.6246 | 0
LCP_Inputs_ON_Electric_IEA_2023_05_05 | 2032 | H2 Import - QC | Import | Hydrogen | QC | Dispatch-Import | EmissionsCost | 0 | [6 empty] | 0.6246 | 0
LCP_Inputs_ON_Electric_IEA_2023_05_05 | 2032 | H2 Import - QC | Import | Hydrogen | QC | Dispatch-Import | FuelCost | 0 | [6 empty] | 0.6246 | 0
LCP_Inputs_ON_Electric_IEA_2023_05_05 | 2032 | H2 Import - QC | Import | Hydrogen | QC | Dispatch-Import | VOM | 0 | [6 empty] | 0.6246 | 0
LCP_Inputs_ON_Electric_IEA_2023_05_05 | 2032 | H2 Import - QC | Import | Hydrogen | WC | Dispatch-Import | EmissionsCost | 0 | [6 empty] | 0.6246 | 0
LCP_Inputs_ON_Electric_IEA_2023_05_05 | 2032 | H2 Import - QC | Import | Hydrogen | WC | Dispatch-Import | FuelCost | 0 | [6 empty] | 0.6246 | 0
LCP_Inputs_ON_Electric_IEA_2023_05_05 | 2032 | H2 Import - QC | Import | Hydrogen | WC | Dispatch-Import | VOM | 0 | [6 empty] | 0.6246 | 0
LCP_Inputs_ON_Electric_IEA_2023_05_05 | 2032 | H2 Import - WC | Import | Hydrogen | MI | Dispatch-Import | EmissionsCost | 0 | [6 empty] | 0.6246 | 0
LCP_Inputs_ON_Electric_IEA_2023_05_05 | 2032 | H2 Import - WC | Import | Hydrogen | MI | Dispatch-Import | FuelCost | 0 | [6 empty] | 0.6246 | 0
LCP_Inputs_ON_Electric_IEA_2023_05_05 | 2032 | H2 Import - WC | Import | Hydrogen | MI | Dispatch-Import | VOM | 0 | [6 empty] | 0.6246 | 0
LCP_Inputs_ON_Electric_IEA_2023_05_05 | 2032 | H2 Import - WC | Import | Hydrogen | NY | Dispatch-Import | EmissionsCost | 0 | [6 empty] | 0.6246 | 0
LCP_Inputs_ON_Electric_IEA_2023_05_05 | 2032 | H2 Import - WC | Import | Hydrogen | NY | Dispatch-Import | FuelCost | 0 | [6 empty] | 0.6246 | 0
LCP_Inputs_ON_Electric_IEA_2023_05_05 | 2032 | H2 Import - WC | Import | Hydrogen | NY | Dispatch-Import | VOM | 0 | [6 empty] | 0.6246 | 0
LCP_Inputs_ON_Electric_IEA_2023_05_05 | 2032 | H2 Import - WC | Import | Hydrogen | ON | Dispatch-Import | EmissionsCost | 0 | [6 empty] | 0.6246 | 0
LCP_Inputs_ON_Electric_IEA_2023_05_05 | 2032 | H2 Import - WC | Import | Hydrogen | ON | Dispatch-Import | FuelCost | 0 | [6 empty] | 0.6246 | 0
LCP_Inputs_ON_Electric_IEA_2023_05_05 | 2032 | H2 Import - WC | Import | Hydrogen | ON | Dispatch-Import | VOM | 0 | [6 empty] | 0.6246 | 0
LCP_Inputs_ON_Electric_IEA_2023_05_05 | 2032 | H2 Import - WC | Import | Hydrogen | PJ | Dispatch-Import | EmissionsCost | 0 | [6 empty] | 0.6246 | 0
LCP_Inputs_ON_Electric_IEA_2023_05_05 | 2032 | H2 Import - WC | Import | Hydrogen | PJ | Dispatch-Import | FuelCost | 0 | [6 empty] | 0.6246 | 0
LCP_Inputs_ON_Electric_IEA_2023_05_05 | 2032 | H2 Import - WC | Import | Hydrogen | PJ | Dispatch-Import | VOM | 0 | [6 empty] | 0.6246 | 0
LCP_Inputs_ON_Electric_IEA_2023_05_05 | 2032 | H2 Import - WC | Import | Hydrogen | QC | Dispatch-Import | EmissionsCost | 0 | [6 empty] | 0.6246 | 0
LCP_Inputs_ON_Electric_IEA_2023_05_05 | 2032 | H2 Import - WC | Import | Hydrogen | QC | Dispatch-Import | FuelCost | 0 | [6 empty] | 0.6246 | 0
LCP_Inputs_ON_Electric_IEA_2023_05_05 | 2032 | H2 Import - WC | Import | Hydrogen | QC | Dispatch-Import | VOM | 0 | [6 empty] | 0.6246 | 0
LCP_Inputs_ON_Electric_IEA_2023_05_05 | 2032 | H2 Import - WC | Import | Hydrogen | WC | Dispatch-Import | EmissionsCost | 0 | [6 empty] | 0.6246 | 0
LCP_Inputs_ON_Electric_IEA_2023_05_05 | 2032 | H2 Import - WC | Import | Hydrogen | WC | Dispatch-Import | FuelCost | 0 | [6 empty] | 0.6246 | 0
LCP_Inputs_ON_Electric_IEA_2023_05_05 | 2032 | H2 Import - WC | Import | Hydrogen | WC | Dispatch-Import | VOM | 0 | [6 empty] | 0.6246 | 0
LCP_Inputs_ON_Electric_IEA_2023_05_05 | 2032 | H2 Salt Cavern Storage - ON | Storage | Hydrogen | MI | Dispatch-Storage | EmissionsCost | 0 | [6 empty] | 0.6246 | 0
LCP_Inputs_ON_Electric_IEA_2023_05_05 | 2032 | H2 Salt Cavern Storage - ON | Storage | Hydrogen | MI | Dispatch-Storage | FuelCost | 0 | [6 empty] | 0.6246 | 0
LCP_Inputs_ON_Electric_IEA_2023_05_05 | 2032 | H2 Salt Cavern Storage - ON | Storage | Hydrogen | MI | Dispatch-Storage | VOM | 0 | [6 empty] | 0.6246 | 0
LCP_Inputs_ON_Electric_IEA_2023_05_05 | 2032 | H2 Salt Cavern Storage - ON | Storage | Hydrogen | NY | Dispatch-Storage | EmissionsCost | 0 | [6 empty] | 0.6246 | 0
LCP_Inputs_ON_Electric_IEA_2023_05_05 | 2032 | H2 Salt Cavern Storage - ON | Storage | Hydrogen | NY | Dispatch-Storage | FuelCost | 0 | [6 empty] | 0.6246 | 0
LCP_Inputs_ON_Electric_IEA_2023_05_05 | 2032 | H2 Salt Cavern Storage - ON | Storage | Hydrogen | NY | Dispatch-Storage | VOM | 0 | [6 empty] | 0.6246 | 0
LCP_Inputs_ON_Electric_IEA_2023_05_05 | 2032 | H2 Salt Cavern Storage - ON | Storage | Hydrogen | ON | Dispatch-Storage | EmissionsCost | 0 | [6 empty] | 0.6246 | 0
LCP_Inputs_ON_Electric_IEA_2023_05_05 | 2032 | H2 Salt Cavern Storage - ON | Storage | Hydrogen | ON | Dispatch-Storage | FuelCost | 0 | [6 empty] | 0.6246 | 0
LCP_Inputs_ON_Electric_IEA_2023_05_05 | 2032 | H2 Salt Cavern Storage - ON | Storage | Hydrogen | ON | Dispatch-Storage | VOM | 12004507.7434 | [6 empty] | 0.6246 | 7497980.1182
LCP_Inputs_ON_Electric_IEA_2023_05_05 | 2032 | H2 Salt Cavern Storage - ON | Storage | Hydrogen | PJ | Dispatch-Storage | EmissionsCost | 0 | [6 empty] | 0.6246 | 0
LCP_Inputs_ON_Electric_IEA_2023_05_05 | 2032 | H2 Salt Cavern Storage - ON | Storage | Hydrogen | PJ | Dispatch-Storage | FuelCost | 0 | [6 empty] | 0.6246 | 0
LCP_Inputs_ON_Electric_IEA_2023_05_05 | 2032 | H2 Salt Cavern Storage - ON | Storage | Hydrogen | PJ | Dispatch-Storage | VOM | 0 | [6 empty] | 0.6246 | 0
LCP_Inputs_ON_Electric_IEA_2023_05_05 | 2032 | H2 Salt Cavern Storage - ON | Storage | Hydrogen | QC | Dispatch-Storage | EmissionsCost | 0 | [6 empty] | 0.6246 | 0
LCP_Inputs_ON_Electric_IEA_2023_05_05 | 2032 | H2 Salt Cavern Storage - ON | Storage | Hydrogen | QC | Dispatch-Storage | FuelCost | 0 | [6 empty] | 0.6246 | 0
LCP_Inputs_ON_Electric_IEA_2023_05_05 | 2032 | H2 Salt Cavern Storage - ON | Storage | Hydrogen | QC | Dispatch-Storage | VOM | 0 | [6 empty] | 0.6246 | 0
LCP_Inputs_ON_Electric_IEA_2023_05_05 | 2032 | H2 Salt Cavern Storage - ON | Storage | Hydrogen | WC | Dispatch-Storage | EmissionsCost | 0 | [6 empty] | 0.6246 | 0
LCP_Inputs_ON_Electric_IEA_2023_05_05 | 2032 | H2 Salt Cavern Storage - ON | Storage | Hydrogen | WC | Dispatch-Storage | FuelCost | 0 | [6 empty] | 0.6246 | 0
LCP_Inputs_ON_Electric_IEA_2023_05_05 | 2032 | H2 Salt Cavern Storage - ON | Storage | Hydrogen | WC | Dispatch-Storage | VOM | 0 | [6 empty] | 0.6246 | 0
LCP_Inputs_ON_Electric_IEA_2023_05_05 | 2032 | Hydro | Generation | Electricity | MI | Dispatch-Generation | EmissionsCost | 0 | [6 empty] | 0.6246 | 0
LCP_Inputs_ON_Electric_IEA_2023_05_05 | 2032 | Hydro | Generation | Electricity | MI | Dispatch-Generation | FuelCost | 0 | [6 empty] | 0.6246 | 0
LCP_Inputs_ON_Electric_IEA_2023_05_05 | 2032 | Hydro | Generation | Electricity | MI | Dispatch-Generation | VOM | 0 | [6 empty] | 0.6246 | 0
LCP_Inputs_ON_Electric_IEA_2023_05_05 | 2032 | Hydro | Generation | Electricity | NY | Dispatch-Generation | EmissionsCost | 0 | [6 empty] | 0.6246 | 0
LCP_Inputs_ON_Electric_IEA_2023_05_05 | 2032 | Hydro | Generation | Electricity | NY | Dispatch-Generation | FuelCost | 0 | [6 empty] | 0.6246 | 0
LCP_Inputs_ON_Electric_IEA_2023_05_05 | 2032 | Hydro | Generation | Electricity | NY | Dispatch-Generation | VOM | 0 | [6 empty] | 0.6246 | 0
LCP_Inputs_ON_Electric_IEA_2023_05_05 | 2032 | Hydro | Generation | Electricity | ON | Dispatch-Generation | EmissionsCost | 0 | [6 empty] | 0.6246 | 0
LCP_Inputs_ON_Electric_IEA_2023_05_05 | 2032 | Hydro | Generation | Electricity | ON | Dispatch-Generation | FuelCost | 0 | [6 empty] | 0.6246 | 0
LCP_Inputs_ON_Electric_IEA_2023_05_05 | 2032 | Hydro | Generation | Electricity | ON | Dispatch-Generation | VOM | 0 | [6 empty] | 0.6246 | 0
LCP_Inputs_ON_Electric_IEA_2023_05_05 | 2032 | Hydro | Generation | Electricity | PJ | Dispatch-Generation | EmissionsCost | 0 | [6 empty] | 0.6246 | 0
LCP_Inputs_ON_Electric_IEA_2023_05_05 | 2032 | Hydro | Generation | Electricity | PJ | Dispatch-Generation | FuelCost | 0 | [6 empty] | 0.6246 | 0
LCP_Inputs_ON_Electric_IEA_2023_05_05 | 2032 | Hydro | Generation | Electricity | PJ | Dispatch-Generation | VOM | 0 | [6 empty] | 0.6246 | 0
LCP_Inputs_ON_Electric_IEA_2023_05_05 | 2032 | Hydro | Generation | Electricity | QC | Dispatch-Generation | EmissionsCost | 0 | [6 empty] | 0.6246 | 0
LCP_Inputs_ON_Electric_IEA_2023_05_05 | 2032 | Hydro | Generation | Electricity | QC | Dispatch-Generation | FuelCost | 0 | [6 empty] | 0.6246 | 0
LCP_Inputs_ON_Electric_IEA_2023_05_05 | 2032 | Hydro | Generation | Electricity | QC | Dispatch-Generation | VOM | 0 | [6 empty] | 0.6246 | 0
LCP_Inputs_ON_Electric_IEA_2023_05_05 | 2032 | Hydro | Generation | Electricity | WC | Dispatch-Generation | EmissionsCost | 0 | [6 empty] | 0.6246 | 0
LCP_Inputs_ON_Electric_IEA_2023_05_05 | 2032 | Hydro | Generation | Electricity | WC | Dispatch-Generation | FuelCost | 0 | [6 empty] | 0.6246 | 0
LCP_Inputs_ON_Electric_IEA_2023_05_05 | 2032 | Hydro | Generation | Electricity | WC | Dispatch-Generation | VOM | 0 | [6 empty] | 0.6246 | 0
LCP_Inputs_ON_Electric_IEA_2023_05_05 | 2032 | Hydro Pumped Storage | Storage | Electricity | MI | Dispatch-Storage | EmissionsCost | 0 | [6 empty] | 0.6246 | 0
LCP_Inputs_ON_Electric_IEA_2023_05_05 | 2032 | Hydro Pumped Storage | Storage | Electricity | MI | Dispatch-Storage | FuelCost | 0 | [6 empty] | 0.6246 | 0
LCP_Inputs_ON_Electric_IEA_2023_05_05 | 2032 | Hydro Pumped Storage | Storage | Electricity | MI | Dispatch-Storage | VOM | 0 | [6 empty] | 0.6246 | 0
LCP_Inputs_ON_Electric_IEA_2023_05_05 | 2032 | Hydro Pumped Storage | Storage | Electricity | NY | Dispatch-Storage | EmissionsCost | 0 | [6 empty] | 0.6246 | 0
LCP_Inputs_ON_Electric_IEA_2023_05_05 | 2032 | Hydro Pumped Storage | Storage | Electricity | NY | Dispatch-Storage | FuelCost | 0 | [6 empty] | 0.6246 | 0
LCP_Inputs_ON_Electric_IEA_2023_05_05 | 2032 | Hydro Pumped Storage | Storage | Electricity | NY | Dispatch-Storage | VOM | 0 | [6 empty] | 0.6246 | 0
LCP_Inputs_ON_Electric_IEA_2023_05_05 | 2032 | Hydro Pumped Storage | Storage | Electricity | ON | Dispatch-Storage | EmissionsCost | 0 | [6 empty] | 0.6246 | 0
LCP_Inputs_ON_Electric_IEA_2023_05_05 | 2032 | Hydro Pumped Storage | Storage | Electricity | ON | Dispatch-Storage | FuelCost | 0 | [6 empty] | 0.6246 | 0
LCP_Inputs_ON_Electric_IEA_2023_05_05 | 2032 | Hydro Pumped Storage | Storage | Electricity | ON | Dispatch-Storage | VOM | 0 | [6 empty] | 0.6246 | 0
LCP_Inputs_ON_Electric_IEA_2023_05_05 | 2032 | Hydro Pumped Storage | Storage | Electricity | PJ | Dispatch-Storage | EmissionsCost | 0 | [6 empty] | 0.6246 | 0
LCP_Inputs_ON_Electric_IEA_2023_05_05 | 2032 | Hydro Pumped Storage | Storage | Electricity | PJ | Dispatch-Storage | FuelCost | 0 | [6 empty] | 0.6246 | 0
LCP_Inputs_ON_Electric_IEA_2023_05_05 | 2032 | Hydro Pumped Storage | Storage | Electricity | PJ | Dispatch-Storage | VOM | 0 | [6 empty] | 0.6246 | 0
LCP_Inputs_ON_Electric_IEA_2023_05_05 | 2032 | Hydro Pumped Storage | Storage | Electricity | QC | Dispatch-Storage | EmissionsCost | 0 | [6 empty] | 0.6246 | 0
LCP_Inputs_ON_Electric_IEA_2023_05_05 | 2032 | Hydro Pumped Storage | Storage | Electricity | QC | Dispatch-Storage | FuelCost | 0 | [6 empty] | 0.6246 | 0
LCP_Inputs_ON_Electric_IEA_2023_05_05 | 2032 | Hydro Pumped Storage | Storage | Electricity | QC | Dispatch-Storage | VOM | 0 | [6 empty] | 0.6246 | 0
LCP_Inputs_ON_Electric_IEA_2023_05_05 | 2032 | Hydro Pumped Storage | Storage | Electricity | WC | Dispatch-Storage | EmissionsCost | 0 | [6 empty] | 0.6246 | 0
LCP_Inputs_ON_Electric_IEA_2023_05_05 | 2032 | Hydro Pumped Storage | Storage | Electricity | WC | Dispatch-Storage | FuelCost | 0 | [6 empty] | 0.6246 | 0
LCP_Inputs_ON_Electric_IEA_2023_05_05 | 2032 | Hydro Pumped Storage | Storage | Electricity | WC | Dispatch-Storage | VOM | 0 | [6 empty] | 0.6246 | 0
LCP_Inputs_ON_Electric_IEA_2023_05_05 | 2032 | Nuclear | Generation | Electricity | MI | Dispatch-Generation | EmissionsCost | 0 | [6 empty] | 0.6246 | 0
LCP_Inputs_ON_Electric_IEA_2023_05_05 | 2032 | Nuclear | Generation | Electricity | MI | Dispatch-Generation | FuelCost | 0 | [6 empty] | 0.6246 | 0
LCP_Inputs_ON_Electric_IEA_2023_05_05 | 2032 | Nuclear | Generation | Electricity | MI | Dispatch-Generation | VOM | 2762866296.96 | [6 empty] | 0.6246 | 1725678137.4654
LCP_Inputs_ON_Electric_IEA_2023_05_05 | 2032 | Nuclear | Generation | Electricity | NY | Dispatch-Generation | EmissionsCost | 0 | [6 empty] | 0.6246 | 0
LCP_Inputs_ON_Electric_IEA_2023_05_05 | 2032 | Nuclear | Generation | Electricity | NY | Dispatch-Generation | FuelCost | 0 | [6 empty] | 0.6246 | 0
LCP_Inputs_ON_Electric_IEA_2023_05_05 | 2032 | Nuclear | Generation | Electricity | NY | Dispatch-Generation | VOM | 2246155230.144 | [6 empty] | 0.6246 | 1402941929.6468
LCP_Inputs_ON_Electric_IEA_2023_05_05 | 2032 | Nuclear | Generation | Electricity | ON | Dispatch-Generation | EmissionsCost | 0 | [6 empty] | 0.6246 | 0
LCP_Inputs_ON_Electric_IEA_2023_05_05 | 2032 | Nuclear | Generation | Electricity | ON | Dispatch-Generation | FuelCost | 0 | [6 empty] | 0.6246 | 0
LCP_Inputs_ON_Electric_IEA_2023_05_05 | 2032 | Nuclear | Generation | Electricity | ON | Dispatch-Generation | VOM | 7207536051.9834 | [6 empty] | 0.6246 | 4501805752.8108
LCP_Inputs_ON_Electric_IEA_2023_05_05 | 2032 | Nuclear | Generation | Electricity | PJ | Dispatch-Generation | EmissionsCost | 0 | [6 empty] | 0.6246 | 0
LCP_Inputs_ON_Electric_IEA_2023_05_05 | 2032 | Nuclear | Generation | Electricity | PJ | Dispatch-Generation | FuelCost | 0 | [6 empty] | 0.6246 | 0
LCP_Inputs_ON_Electric_IEA_2023_05_05 | 2032 | Nuclear | Generation | Electricity | PJ | Dispatch-Generation | VOM | 6401347648.6848 | [6 empty] | 0.6246 | 3998262854.7048
LCP_Inputs_ON_Electric_IEA_2023_05_05 | 2032 | Nuclear | Generation | Electricity | QC | Dispatch-Generation | EmissionsCost | 0 | [6 empty] | 0.6246 | 0
LCP_Inputs_ON_Electric_IEA_2023_05_05 | 2032 | Nuclear | Generation | Electricity | QC | Dispatch-Generation | FuelCost | 0 | [6 empty] | 0.6246 | 0
LCP_Inputs_ON_Electric_IEA_2023_05_05 | 2032 | Nuclear | Generation | Electricity | QC | Dispatch-Generation | VOM | 0 | [6 empty] | 0.6246 | 0
LCP_Inputs_ON_Electric_IEA_2023_05_05 | 2032 | Nuclear | Generation | Electricity | WC | Dispatch-Generation | EmissionsCost | 0 | [6 empty] | 0.6246 | 0
LCP_Inputs_ON_Electric_IEA_2023_05_05 | 2032 | Nuclear | Generation | Electricity | WC | Dispatch-Generation | FuelCost | 0 | [6 empty] | 0.6246 | 0
LCP_Inputs_ON_Electric_IEA_2023_05_05 | 2032 | Nuclear | Generation | Electricity | WC | Dispatch-Generation | VOM | 0 | [6 empty] | 0.6246 | 0
LCP_Inputs_ON_Electric_IEA_2023_05_05 | 2032 | Nuclear SMR | Generation | Electricity | MI | Dispatch-Generation | EmissionsCost | 0 | [6 empty] | 0.6246 | 0
LCP_Inputs_ON_Electric_IEA_2023_05_05 | 2032 | Nuclear SMR | Generation | Electricity | MI | Dispatch-Generation | FuelCost | 0 | [6 empty] | 0.6246 | 0
LCP_Inputs_ON_Electric_IEA_2023_05_05 | 2032 | Nuclear SMR | Generation | Electricity | MI | Dispatch-Generation | VOM | 0 | [6 empty] | 0.6246 | 0
LCP_Inputs_ON_Electric_IEA_2023_05_05 | 2032 | Nuclear SMR | Generation | Electricity | NY | Dispatch-Generation | EmissionsCost | 0 | [6 empty] | 0.6246 | 0
LCP_Inputs_ON_Electric_IEA_2023_05_05 | 2032 | Nuclear SMR | Generation | Electricity | NY | Dispatch-Generation | FuelCost | 0 | [6 empty] | 0.6246 | 0
LCP_Inputs_ON_Electric_IEA_2023_05_05 | 2032 | Nuclear SMR | Generation | Electricity | NY | Dispatch-Generation | VOM | 0 | [6 empty] | 0.6246 | 0
LCP_Inputs_ON_Electric_IEA_2023_05_05 | 2032 | Nuclear SMR | Generation | Electricity | ON | Dispatch-Generation | EmissionsCost | 0 | [6 empty] | 0.6246 | 0
LCP_Inputs_ON_Electric_IEA_2023_05_05 | 2032 | Nuclear SMR | Generation | Electricity | ON | Dispatch-Generation | FuelCost | 0 | [6 empty] | 0.6246 | 0
LCP_Inputs_ON_Electric_IEA_2023_05_05 | 2032 | Nuclear SMR | Generation | Electricity | ON | Dispatch-Generation | VOM | 19000000.8 | [6 empty] | 0.6246 | 11867344.4417
LCP_Inputs_ON_Electric_IEA_2023_05_05 | 2032 | Nuclear SMR | Generation | Electricity | PJ | Dispatch-Generation | EmissionsCost | 0 | [6 empty] | 0.6246 | 0
LCP_Inputs_ON_Electric_IEA_2023_05_05 | 2032 | Nuclear SMR | Generation | Electricity | PJ | Dispatch-Generation | FuelCost | 0 | [6 empty] | 0.6246 | 0
LCP_Inputs_ON_Electric_IEA_2023_05_05 | 2032 | Nuclear SMR | Generation | Electricity | PJ | Dispatch-Generation | VOM | 0 | [6 empty] | 0.6246 | 0
LCP_Inputs_ON_Electric_IEA_2023_05_05 | 2032 | Nuclear SMR | Generation | Electricity | QC | Dispatch-Generation | EmissionsCost | 0 | [6 empty] | 0.6246 | 0
LCP_Inputs_ON_Electric_IEA_2023_05_05 | 2032 | Nuclear SMR | Generation | Electricity | QC | Dispatch-Generation | FuelCost | 0 | [6 empty] | 0.6246 | 0
LCP_Inputs_ON_Electric_IEA_2023_05_05 | 2032 | Nuclear SMR | Generation | Electricity | QC | Dispatch-Generation | VOM | 0 | [6 empty] | 0.6246 | 0
LCP_Inputs_ON_Electric_IEA_2023_05_05 | 2032 | Nuclear SMR | Generation | Electricity | WC | Dispatch-Generation | EmissionsCost | 0 | [6 empty] | 0.6246 | 0
LCP_Inputs_ON_Electric_IEA_2023_05_05 | 2032 | Nuclear SMR | Generation | Electricity | WC | Dispatch-Generation | FuelCost | 0 | [6 empty] | 0.6246 | 0
LCP_Inputs_ON_Electric_IEA_2023_05_05 | 2032 | Nuclear SMR | Generation | Electricity | WC | Dispatch-Generation | VOM | 0 | [6 empty] | 0.6246 | 0
LCP_Inputs_ON_Electric_IEA_2023_05_05 | 2032 | O/CCGT - CH4 Existing | Crossload | Electricity | MI | Dispatch-Crossload | EmissionsCost | 0 | [6 empty] | 0.6246 | 0
LCP_Inputs_ON_Electric_IEA_2023_05_05 | 2032 | O/CCGT - CH4 Existing | Crossload | Electricity | MI | Dispatch-Crossload | FuelCost | 0 | [6 empty] | 0.6246 | 0
LCP_Inputs_ON_Electric_IEA_2023_05_05 | 2032 | O/CCGT - CH4 Existing | Crossload | Electricity | MI | Dispatch-Crossload | VOM | 0 | [6 empty] | 0.6246 | 0
LCP_Inputs_ON_Electric_IEA_2023_05_05 | 2032 | O/CCGT - CH4 Existing | Crossload | Electricity | NY | Dispatch-Crossload | EmissionsCost | 0 | [6 empty] | 0.6246 | 0
LCP_Inputs_ON_Electric_IEA_2023_05_05 | 2032 | O/CCGT - CH4 Existing | Crossload | Electricity | NY | Dispatch-Crossload | FuelCost | 0 | [6 empty] | 0.6246 | 0
LCP_Inputs_ON_Electric_IEA_2023_05_05 | 2032 | O/CCGT - CH4 Existing | Crossload | Electricity | NY | Dispatch-Crossload | VOM | 0 | [6 empty] | 0.6246 | 0
LCP_Inputs_ON_Electric_IEA_2023_05_05 | 2032 | O/CCGT - CH4 Existing | Crossload | Electricity | ON | Dispatch-Crossload | EmissionsCost | 10955241.5211 | [6 empty] | 0.6246 | 6842611.5315
LCP_Inputs_ON_Electric_IEA_2023_05_05 | 2032 | O/CCGT - CH4 Existing | Crossload | Electricity | ON | Dispatch-Crossload | FuelCost | 0 | [6 empty] | 0.6246 | 0
LCP_Inputs_ON_Electric_IEA_2023_05_05 | 2032 | O/CCGT - CH4 Existing | Crossload | Electricity | ON | Dispatch-Crossload | VOM | 398126.3226 | [6 empty] | 0.6246 | 248668.5264
LCP_Inputs_ON_Electric_IEA_2023_05_05 | 2032 | O/CCGT - CH4 Existing | Crossload | Electricity | PJ | Dispatch-Crossload | EmissionsCost | 0 | [6 empty] | 0.6246 | 0
LCP_Inputs_ON_Electric_IEA_2023_05_05 | 2032 | O/CCGT - CH4 Existing | Crossload | Electricity | PJ | Dispatch-Crossload | FuelCost | 0 | [6 empty] | 0.6246 | 0
LCP_Inputs_ON_Electric_IEA_2023_05_05 | 2032 | O/CCGT - CH4 Existing | Crossload | Electricity | PJ | Dispatch-Crossload | VOM | 0 | [6 empty] | 0.6246 | 0
LCP_Inputs_ON_Electric_IEA_2023_05_05 | 2032 | O/CCGT - CH4 Existing | Crossload | Electricity | QC | Dispatch-Crossload | EmissionsCost | 0 | [6 empty] | 0.6246 | 0
LCP_Inputs_ON_Electric_IEA_2023_05_05 | 2032 | O/CCGT - CH4 Existing | Crossload | Electricity | QC | Dispatch-Crossload | FuelCost | 0 | [6 empty] | 0.6246 | 0
LCP_Inputs_ON_Electric_IEA_2023_05_05 | 2032 | O/CCGT - CH4 Existing | Crossload | Electricity | QC | Dispatch-Crossload | VOM | 0 | [6 empty] | 0.6246 | 0
LCP_Inputs_ON_Electric_IEA_2023_05_05 | 2032 | O/CCGT - CH4 Existing | Crossload | Electricity | WC | Dispatch-Crossload | EmissionsCost | 0 | [6 empty] | 0.6246 | 0
LCP_Inputs_ON_Electric_IEA_2023_05_05 | 2032 | O/CCGT - CH4 Existing | Crossload | Electricity | WC | Dispatch-Crossload | FuelCost | 0 | [6 empty] | 0.6246 | 0
LCP_Inputs_ON_Electric_IEA_2023_05_05 | 2032 | O/CCGT - CH4 Existing | Crossload | Electricity | WC | Dispatch-Crossload | VOM | 0 | [6 empty] | 0.6246 | 0
LCP_Inputs_ON_Electric_IEA_2023_05_05 | 2032 | O/CCGT - CH4 New | Crossload | Electricity | MI | Dispatch-Crossload | EmissionsCost | 0 | [6 empty] | 0.6246 | 0
LCP_Inputs_ON_Electric_IEA_2023_05_05 | 2032 | O/CCGT - CH4 New | Crossload | Electricity | MI | Dispatch-Crossload | FuelCost | 0 | [6 empty] | 0.6246 | 0
LCP_Inputs_ON_Electric_IEA_2023_05_05 | 2032 | O/CCGT - CH4 New | Crossload | Electricity | MI | Dispatch-Crossload | VOM | 0 | [6 empty] | 0.6246 | 0
LCP_Inputs_ON_Electric_IEA_2023_05_05 | 2032 | O/CCGT - CH4 New | Crossload | Electricity | NY | Dispatch-Crossload | EmissionsCost | 0 | [6 empty] | 0.6246 | 0
LCP_Inputs_ON_Electric_IEA_2023_05_05 | 2032 | O/CCGT - CH4 New | Crossload | Electricity | NY | Dispatch-Crossload | FuelCost | 0 | [6 empty] | 0.6246 | 0
LCP_Inputs_ON_Electric_IEA_2023_05_05 | 2032 | O/CCGT - CH4 New | Crossload | Electricity | NY | Dispatch-Crossload | VOM | 0 | [6 empty] | 0.6246 | 0
LCP_Inputs_ON_Electric_IEA_2023_05_05 | 2032 | O/CCGT - CH4 New | Crossload | Electricity | ON | Dispatch-Crossload | EmissionsCost | 859141.5571 | [6 empty] | 0.6246 | 536617.2818
LCP_Inputs_ON_Electric_IEA_2023_05_05 | 2032 | O/CCGT - CH4 New | Crossload | Electricity | ON | Dispatch-Crossload | FuelCost | 0 | [6 empty] | 0.6246 | 0
LCP_Inputs_ON_Electric_IEA_2023_05_05 | 2032 | O/CCGT - CH4 New | Crossload | Electricity | ON | Dispatch-Crossload | VOM | 31222.2116 | [6 empty] | 0.6246 | 19501.3012
LCP_Inputs_ON_Electric_IEA_2023_05_05 | 2032 | O/CCGT - CH4 New | Crossload | Electricity | PJ | Dispatch-Crossload | EmissionsCost | 0 | [6 empty] | 0.6246 | 0
LCP_Inputs_ON_Electric_IEA_2023_05_05 | 2032 | O/CCGT - CH4 New | Crossload | Electricity | PJ | Dispatch-Crossload | FuelCost | 0 | [6 empty] | 0.6246 | 0
LCP_Inputs_ON_Electric_IEA_2023_05_05 | 2032 | O/CCGT - CH4 New | Crossload | Electricity | PJ | Dispatch-Crossload | VOM | 0 | [6 empty] | 0.6246 | 0
LCP_Inputs_ON_Electric_IEA_2023_05_05 | 2032 | O/CCGT - CH4 New | Crossload | Electricity | QC | Dispatch-Crossload | EmissionsCost | 0 | [6 empty] | 0.6246 | 0
LCP_Inputs_ON_Electric_IEA_2023_05_05 | 2032 | O/CCGT - CH4 New | Crossload | Electricity | QC | Dispatch-Crossload | FuelCost | 0 | [6 empty] | 0.6246 | 0
LCP_Inputs_ON_Electric_IEA_2023_05_05 | 2032 | O/CCGT - CH4 New | Crossload | Electricity | QC | Dispatch-Crossload | VOM | 0 | [6 empty] | 0.6246 | 0
LCP_Inputs_ON_Electric_IEA_2023_05_05 | 2032 | O/CCGT - CH4 New | Crossload | Electricity | WC | Dispatch-Crossload | EmissionsCost | 0 | [6 empty] | 0.6246 | 0
LCP_Inputs_ON_Electric_IEA_2023_05_05 | 2032 | O/CCGT - CH4 New | Crossload | Electricity | WC | Dispatch-Crossload | FuelCost | 0 | [6 empty] | 0.6246 | 0
LCP_Inputs_ON_Electric_IEA_2023_05_05 | 2032 | O/CCGT - CH4 New | Crossload | Electricity | WC | Dispatch-Crossload | VOM | 0 | [6 empty] | 0.6246 | 0
LCP_Inputs_ON_Electric_IEA_2023_05_05 | 2032 | O/CCGT - H2 New | Crossload | Electricity | MI | Dispatch-Crossload | EmissionsCost | 0 | [6 empty] | 0.6246 | 0
LCP_Inputs_ON_Electric_IEA_2023_05_05 | 2032 | O/CCGT - H2 New | Crossload | Electricity | MI | Dispatch-Crossload | FuelCost | 0 | [6 empty] | 0.6246 | 0
LCP_Inputs_ON_Electric_IEA_2023_05_05 | 2032 | O/CCGT - H2 New | Crossload | Electricity | MI | Dispatch-Crossload | VOM | 0 | [6 empty] | 0.6246 | 0
LCP_Inputs_ON_Electric_IEA_2023_05_05 | 2032 | O/CCGT - H2 New | Crossload | Electricity | NY | Dispatch-Crossload | EmissionsCost | 0 | [6 empty] | 0.6246 | 0
LCP_Inputs_ON_Electric_IEA_2023_05_05 | 2032 | O/CCGT - H2 New | Crossload | Electricity | NY | Dispatch-Crossload | FuelCost | 0 | [6 empty] | 0.6246 | 0
LCP_Inputs_ON_Electric_IEA_2023_05_05 | 2032 | O/CCGT - H2 New | Crossload | Electricity | NY | Dispatch-Crossload | VOM | 0 | [6 empty] | 0.6246 | 0
LCP_Inputs_ON_Electric_IEA_2023_05_05 | 2032 | O/CCGT - H2 New | Crossload | Electricity | ON | Dispatch-Crossload | EmissionsCost | 0 | [6 empty] | 0.6246 | 0
LCP_Inputs_ON_Electric_IEA_2023_05_05 | 2032 | O/CCGT - H2 New | Crossload | Electricity | ON | Dispatch-Crossload | FuelCost | 0 | [6 empty] | 0.6246 | 0
LCP_Inputs_ON_Electric_IEA_2023_05_05 | 2032 | O/CCGT - H2 New | Crossload | Electricity | ON | Dispatch-Crossload | VOM | 717726.8143 | [6 empty] | 0.6246 | 448290.0506
LCP_Inputs_ON_Electric_IEA_2023_05_05 | 2032 | O/CCGT - H2 New | Crossload | Electricity | PJ | Dispatch-Crossload | EmissionsCost | 0 | [6 empty] | 0.6246 | 0
LCP_Inputs_ON_Electric_IEA_2023_05_05 | 2032 | O/CCGT - H2 New | Crossload | Electricity | PJ | Dispatch-Crossload | FuelCost | 0 | [6 empty] | 0.6246 | 0
LCP_Inputs_ON_Electric_IEA_2023_05_05 | 2032 | O/CCGT - H2 New | Crossload | Electricity | PJ | Dispatch-Crossload | VOM | 0 | [6 empty] | 0.6246 | 0
LCP_Inputs_ON_Electric_IEA_2023_05_05 | 2032 | O/CCGT - H2 New | Crossload | Electricity | QC | Dispatch-Crossload | EmissionsCost | 0 | [6 empty] | 0.6246 | 0
LCP_Inputs_ON_Electric_IEA_2023_05_05 | 2032 | O/CCGT - H2 New | Crossload | Electricity | QC | Dispatch-Crossload | FuelCost | 0 | [6 empty] | 0.6246 | 0
LCP_Inputs_ON_Electric_IEA_2023_05_05 | 2032 | O/CCGT - H2 New | Crossload | Electricity | QC | Dispatch-Crossload | VOM | 0 | [6 empty] | 0.6246 | 0
LCP_Inputs_ON_Electric_IEA_2023_05_05 | 2032 | O/CCGT - H2 New | Crossload | Electricity | WC | Dispatch-Crossload | EmissionsCost | 0 | [6 empty] | 0.6246 | 0
LCP_Inputs_ON_Electric_IEA_2023_05_05 | 2032 | O/CCGT - H2 New | Crossload | Electricity | WC | Dispatch-Crossload | FuelCost | 0 | [6 empty] | 0.6246 | 0
LCP_Inputs_ON_Electric_IEA_2023_05_05 | 2032 | O/CCGT - H2 New | Crossload | Electricity | WC | Dispatch-Crossload | VOM | 0 | [6 empty] | 0.6246 | 0
LCP_Inputs_ON_Electric_IEA_2023_05_05 | 2032 | SMR CCS | Generation | Hydrogen | MI | Dispatch-Generation | EmissionsCost | 0 | [6 empty] | 0.6246 | 0
LCP_Inputs_ON_Electric_IEA_2023_05_05 | 2032 | SMR CCS | Generation | Hydrogen | MI | Dispatch-Generation | FuelCost | 0 | [6 empty] | 0.6246 | 0
LCP_Inputs_ON_Electric_IEA_2023_05_05 | 2032 | SMR CCS | Generation | Hydrogen | MI | Dispatch-Generation | VOM | 0 | [6 empty] | 0.6246 | 0
LCP_Inputs_ON_Electric_IEA_2023_05_05 | 2032 | SMR CCS | Generation | Hydrogen | NY | Dispatch-Generation | EmissionsCost | 0 | [6 empty] | 0.6246 | 0
LCP_Inputs_ON_Electric_IEA_2023_05_05 | 2032 | SMR CCS | Generation | Hydrogen | NY | Dispatch-Generation | FuelCost | 0 | [6 empty] | 0.6246 | 0
LCP_Inputs_ON_Electric_IEA_2023_05_05 | 2032 | SMR CCS | Generation | Hydrogen | NY | Dispatch-Generation | VOM | 0 | [6 empty] | 0.6246 | 0
LCP_Inputs_ON_Electric_IEA_2023_05_05 | 2032 | SMR CCS | Generation | Hydrogen | ON | Dispatch-Generation | EmissionsCost | 319911904.076 | [6 empty] | 0.6246 | 199816031.4114
LCP_Inputs_ON_Electric_IEA_2023_05_05 | 2032 | SMR CCS | Generation | Hydrogen | ON | Dispatch-Generation | FuelCost | 297778205.3112 | [6 empty] | 0.6246 | 185991388.4666
LCP_Inputs_ON_Electric_IEA_2023_05_05 | 2032 | SMR CCS | Generation | Hydrogen | ON | Dispatch-Generation | VOM | 0 | [6 empty] | 0.6246 | 0
LCP_Inputs_ON_Electric_IEA_2023_05_05 | 2032 | SMR CCS | Generation | Hydrogen | PJ | Dispatch-Generation | EmissionsCost | 0 | [6 empty] | 0.6246 | 0
LCP_Inputs_ON_Electric_IEA_2023_05_05 | 2032 | SMR CCS | Generation | Hydrogen | PJ | Dispatch-Generation | FuelCost | 0 | [6 empty] | 0.6246 | 0
LCP_Inputs_ON_Electric_IEA_2023_05_05 | 2032 | SMR CCS | Generation | Hydrogen | PJ | Dispatch-Generation | VOM | 0 | [6 empty] | 0.6246 | 0
LCP_Inputs_ON_Electric_IEA_2023_05_05 | 2032 | SMR CCS | Generation | Hydrogen | QC | Dispatch-Generation | EmissionsCost | 0 | [6 empty] | 0.6246 | 0
LCP_Inputs_ON_Electric_IEA_2023_05_05 | 2032 | SMR CCS | Generation | Hydrogen | QC | Dispatch-Generation | FuelCost | 0 | [6 empty] | 0.6246 | 0
LCP_Inputs_ON_Electric_IEA_2023_05_05 | 2032 | SMR CCS | Generation | Hydrogen | QC | Dispatch-Generation | VOM | 0 | [6 empty] | 0.6246 | 0
LCP_Inputs_ON_Electric_IEA_2023_05_05 | 2032 | SMR CCS | Generation | Hydrogen | WC | Dispatch-Generation | EmissionsCost | 0 | [6 empty] | 0.6246 | 0
LCP_Inputs_ON_Electric_IEA_2023_05_05 | 2032 | SMR CCS | Generation | Hydrogen | WC | Dispatch-Generation | FuelCost | 0 | [6 empty] | 0.6246 | 0
LCP_Inputs_ON_Electric_IEA_2023_05_05 | 2032 | SMR CCS | Generation | Hydrogen | WC | Dispatch-Generation | VOM | 0 | [6 empty] | 0.6246 | 0
LCP_Inputs_ON_Electric_IEA_2023_05_05 | 2032 | Solar PV | Generation | Electricity | MI | Dispatch-Generation | EmissionsCost | 0 | [6 empty] | 0.6246 | 0
LCP_Inputs_ON_Electric_IEA_2023_05_05 | 2032 | Solar PV | Generation | Electricity | MI | Dispatch-Generation | FuelCost | 0 | [6 empty] | 0.6246 | 0
LCP_Inputs_ON_Electric_IEA_2023_05_05 | 2032 | Solar PV | Generation | Electricity | MI | Dispatch-Generation | VOM | 0 | [6 empty] | 0.6246 | 0
LCP_Inputs_ON_Electric_IEA_2023_05_05 | 2032 | Solar PV | Generation | Electricity | NY | Dispatch-Generation | EmissionsCost | 0 | [6 empty] | 0.6246 | 0
LCP_Inputs_ON_Electric_IEA_2023_05_05 | 2032 | Solar PV | Generation | Electricity | NY | Dispatch-Generation | FuelCost | 0 | [6 empty] | 0.6246 | 0
LCP_Inputs_ON_Electric_IEA_2023_05_05 | 2032 | Solar PV | Generation | Electricity | NY | Dispatch-Generation | VOM | 0 | [6 empty] | 0.6246 | 0
LCP_Inputs_ON_Electric_IEA_2023_05_05 | 2032 | Solar PV | Generation | Electricity | ON | Dispatch-Generation | EmissionsCost | 0 | [6 empty] | 0.6246 | 0
LCP_Inputs_ON_Electric_IEA_2023_05_05 | 2032 | Solar PV | Generation | Electricity | ON | Dispatch-Generation | FuelCost | 0 | [6 empty] | 0.6246 | 0
LCP_Inputs_ON_Electric_IEA_2023_05_05 | 2032 | Solar PV | Generation | Electricity | ON | Dispatch-Generation | VOM | 0 | [6 empty] | 0.6246 | 0
LCP_Inputs_ON_Electric_IEA_2023_05_05 | 2032 | Solar PV | Generation | Electricity | PJ | Dispatch-Generation | EmissionsCost | 0 | [6 empty] | 0.6246 | 0
LCP_Inputs_ON_Electric_IEA_2023_05_05 | 2032 | Solar PV | Generation | Electricity | PJ | Dispatch-Generation | FuelCost | 0 | [6 empty] | 0.6246 | 0
LCP_Inputs_ON_Electric_IEA_2023_05_05 | 2032 | Solar PV | Generation | Electricity | PJ | Dispatch-Generation | VOM | 0 | [6 empty] | 0.6246 | 0
LCP_Inputs_ON_Electric_IEA_2023_05_05 | 2032 | Solar PV | Generation | Electricity | QC | Dispatch-Generation | EmissionsCost | 0 | [6 empty] | 0.6246 | 0
LCP_Inputs_ON_Electric_IEA_2023_05_05 | 2032 | Solar PV | Generation | Electricity | QC | Dispatch-Generation | FuelCost | 0 | [6 empty] | 0.6246 | 0
LCP_Inputs_ON_Electric_IEA_2023_05_05 | 2032 | Solar PV | Generation | Electricity | QC | Dispatch-Generation | VOM | 0 | [6 empty] | 0.6246 | 0
LCP_Inputs_ON_Electric_IEA_2023_05_05 | 2032 | Solar PV | Generation | Electricity | WC | Dispatch-Generation | EmissionsCost | 0 | [6 empty] | 0.6246 | 0
LCP_Inputs_ON_Electric_IEA_2023_05_05 | 2032 | Solar PV | Generation | Electricity | WC | Dispatch-Generation | FuelCost | 0 | [6 empty] | 0.6246 | 0
LCP_Inputs_ON_Electric_IEA_2023_05_05 | 2032 | Solar PV | Generation | Electricity | WC | Dispatch-Generation | VOM | 0 | [6 empty] | 0.6246 | 0
LCP_Inputs_ON_Electric_IEA_2023_05_05 | 2032 | Wind Offshore | Generation | Electricity | MI | Dispatch-Generation | EmissionsCost | 0 | [6 empty] | 0.6246 | 0
LCP_Inputs_ON_Electric_IEA_2023_05_05 | 2032 | Wind Offshore | Generation | Electricity | MI | Dispatch-Generation | FuelCost | 0 | [6 empty] | 0.6246 | 0
LCP_Inputs_ON_Electric_IEA_2023_05_05 | 2032 | Wind Offshore | Generation | Electricity | MI | Dispatch-Generation | VOM | 0 | [6 empty] | 0.6246 | 0
LCP_Inputs_ON_Electric_IEA_2023_05_05 | 2032 | Wind Offshore | Generation | Electricity | NY | Dispatch-Generation | EmissionsCost | 0 | [6 empty] | 0.6246 | 0
LCP_Inputs_ON_Electric_IEA_2023_05_05 | 2032 | Wind Offshore | Generation | Electricity | NY | Dispatch-Generation | FuelCost | 0 | [6 empty] | 0.6246 | 0
LCP_Inputs_ON_Electric_IEA_2023_05_05 | 2032 | Wind Offshore | Generation | Electricity | NY | Dispatch-Generation | VOM | 0 | [6 empty] | 0.6246 | 0
LCP_Inputs_ON_Electric_IEA_2023_05_05 | 2032 | Wind Offshore | Generation | Electricity | ON | Dispatch-Generation | EmissionsCost | 0 | [6 empty] | 0.6246 | 0
LCP_Inputs_ON_Electric_IEA_2023_05_05 | 2032 | Wind Offshore | Generation | Electricity | ON | Dispatch-Generation | FuelCost | 0 | [6 empty] | 0.6246 | 0
LCP_Inputs_ON_Electric_IEA_2023_05_05 | 2032 | Wind Offshore | Generation | Electricity | ON | Dispatch-Generation | VOM | 0 | [6 empty] | 0.6246 | 0
LCP_Inputs_ON_Electric_IEA_2023_05_05 | 2032 | Wind Offshore | Generation | Electricity | PJ | Dispatch-Generation | EmissionsCost | 0 | [6 empty] | 0.6246 | 0
LCP_Inputs_ON_Electric_IEA_2023_05_05 | 2032 | Wind Offshore | Generation | Electricity | PJ | Dispatch-Generation | FuelCost | 0 | [6 empty] | 0.6246 | 0
LCP_Inputs_ON_Electric_IEA_2023_05_05 | 2032 | Wind Offshore | Generation | Electricity | PJ | Dispatch-Generation | VOM | 0 | [6 empty] | 0.6246 | 0
LCP_Inputs_ON_Electric_IEA_2023_05_05 | 2032 | Wind Offshore | Generation | Electricity | QC | Dispatch-Generation | EmissionsCost | 0 | [6 empty] | 0.6246 | 0
LCP_Inputs_ON_Electric_IEA_2023_05_05 | 2032 | Wind Offshore | Generation | Electricity | QC | Dispatch-Generation | FuelCost | 0 | [6 empty] | 0.6246 | 0
LCP_Inputs_ON_Electric_IEA_2023_05_05 | 2032 | Wind Offshore | Generation | Electricity | QC | Dispatch-Generation | VOM | 0 | [6 empty] | 0.6246 | 0
LCP_Inputs_ON_Electric_IEA_2023_05_05 | 2032 | Wind Offshore | Generation | Electricity | WC | Dispatch-Generation | EmissionsCost | 0 | [6 empty] | 0.6246 | 0
LCP_Inputs_ON_Electric_IEA_2023_05_05 | 2032 | Wind Offshore | Generation | Electricity | WC | Dispatch-Generation | FuelCost | 0 | [6 empty] | 0.6246 | 0
LCP_Inputs_ON_Electric_IEA_2023_05_05 | 2032 | Wind Offshore | Generation | Electricity | WC | Dispatch-Generation | VOM | 0 | [6 empty] | 0.6246 | 0
LCP_Inputs_ON_Electric_IEA_2023_05_05 | 2032 | Wind Onshore | Generation | Electricity | MI | Dispatch-Generation | EmissionsCost | 0 | [6 empty] | 0.6246 | 0
LCP_Inputs_ON_Electric_IEA_2023_05_05 | 2032 | Wind Onshore | Generation | Electricity | MI | Dispatch-Generation | FuelCost | 0 | [6 empty] | 0.6246 | 0
LCP_Inputs_ON_Electric_IEA_2023_05_05 | 2032 | Wind Onshore | Generation | Electricity | MI | Dispatch-Generation | VOM | 0 | [6 empty] | 0.6246 | 0
LCP_Inputs_ON_Electric_IEA_2023_05_05 | 2032 | Wind Onshore | Generation | Electricity | NY | Dispatch-Generation | EmissionsCost | 0 | [6 empty] | 0.6246 | 0
LCP_Inputs_ON_Electric_IEA_2023_05_05 | 2032 | Wind Onshore | Generation | Electricity | NY | Dispatch-Generation | FuelCost | 0 | [6 empty] | 0.6246 | 0
LCP_Inputs_ON_Electric_IEA_2023_05_05 | 2032 | Wind Onshore | Generation | Electricity | NY | Dispatch-Generation | VOM | 0 | [6 empty] | 0.6246 | 0
LCP_Inputs_ON_Electric_IEA_2023_05_05 | 2032 | Wind Onshore | Generation | Electricity | ON | Dispatch-Generation | EmissionsCost | 0 | [6 empty] | 0.6246 | 0
LCP_Inputs_ON_Electric_IEA_2023_05_05 | 2032 | Wind Onshore | Generation | Electricity | ON | Dispatch-Generation | FuelCost | 0 | [6 empty] | 0.6246 | 0
LCP_Inputs_ON_Electric_IEA_2023_05_05 | 2032 | Wind Onshore | Generation | Electricity | ON | Dispatch-Generation | VOM | 0 | [6 empty] | 0.6246 | 0
LCP_Inputs_ON_Electric_IEA_2023_05_05 | 2032 | Wind Onshore | Generation | Electricity | PJ | Dispatch-Generation | EmissionsCost | 0 | [6 empty] | 0.6246 | 0
LCP_Inputs_ON_Electric_IEA_2023_05_05 | 2032 | Wind Onshore | Generation | Electricity | PJ | Dispatch-Generation | FuelCost | 0 | [6 empty] | 0.6246 | 0
LCP_Inputs_ON_Electric_IEA_2023_05_05 | 2032 | Wind Onshore | Generation | Electricity | PJ | Dispatch-Generation | VOM | 0 | [6 empty] | 0.6246 | 0
LCP_Inputs_ON_Electric_IEA_2023_05_05 | 2032 | Wind Onshore | Generation | Electricity | QC | Dispatch-Generation | EmissionsCost | 0 | [6 empty] | 0.6246 | 0
LCP_Inputs_ON_Electric_IEA_2023_05_05 | 2032 | Wind Onshore | Generation | Electricity | QC | Dispatch-Generation | FuelCost | 0 | [6 empty] | 0.6246 | 0
LCP_Inputs_ON_Electric_IEA_2023_05_05 | 2032 | Wind Onshore | Generation | Electricity | QC | Dispatch-Generation | VOM | 0 | [6 empty] | 0.6246 | 0
LCP_Inputs_ON_Electric_IEA_2023_05_05 | 2032 | Wind Onshore | Generation | Electricity | WC | Dispatch-Generation | EmissionsCost | 0 | [6 empty] | 0.6246 | 0
LCP_Inputs_ON_Electric_IEA_2023_05_05 | 2032 | Wind Onshore | Generation | Electricity | WC | Dispatch-Generation | FuelCost | 0 | [6 empty] | 0.6246 | 0
LCP_Inputs_ON_Electric_IEA_2023_05_05 | 2032 | Wind Onshore | Generation | Electricity | WC | Dispatch-Generation | VOM | 0 | [6 empty] | 0.6246 | 0
LCP_Inputs_ON_Electric_IEA_2023_05_05 | 2033 | Anaerobic Digestion | Generation | Methane | MI | Dispatch-Generation | EmissionsCost | 0 | [6 empty] | 0.60057 | 0
LCP_Inputs_ON_Electric_IEA_2023_05_05 | 2033 | Anaerobic Digestion | Generation | Methane | MI | Dispatch-Generation | FuelCost | 0 | [6 empty] | 0.60057 | 0
LCP_Inputs_ON_Electric_IEA_2023_05_05 | 2033 | Anaerobic Digestion | Generation | Methane | MI | Dispatch-Generation | VOM | 0 | [6 empty] | 0.60057 | 0
LCP_Inputs_ON_Electric_IEA_2023_05_05 | 2033 | Anaerobic Digestion | Generation | Methane | NY | Dispatch-Generation | EmissionsCost | 0 | [6 empty] | 0.60057 | 0
LCP_Inputs_ON_Electric_IEA_2023_05_05 | 2033 | Anaerobic Digestion | Generation | Methane | NY | Dispatch-Generation | FuelCost | 0 | [6 empty] | 0.60057 | 0
LCP_Inputs_ON_Electric_IEA_2023_05_05 | 2033 | Anaerobic Digestion | Generation | Methane | NY | Dispatch-Generation | VOM | 0 | [6 empty] | 0.60057 | 0
LCP_Inputs_ON_Electric_IEA_2023_05_05 | 2033 | Anaerobic Digestion | Generation | Methane | ON | Dispatch-Generation | EmissionsCost | 0 | [6 empty] | 0.60057 | 0
LCP_Inputs_ON_Electric_IEA_2023_05_05 | 2033 | Anaerobic Digestion | Generation | Methane | ON | Dispatch-Generation | FuelCost | 0 | [6 empty] | 0.60057 | 0
LCP_Inputs_ON_Electric_IEA_2023_05_05 | 2033 | Anaerobic Digestion | Generation | Methane | ON | Dispatch-Generation | VOM | 0 | [6 empty] | 0.60057 | 0
LCP_Inputs_ON_Electric_IEA_2023_05_05 | 2033 | Anaerobic Digestion | Generation | Methane | PJ | Dispatch-Generation | EmissionsCost | 0 | [6 empty] | 0.60057 | 0
LCP_Inputs_ON_Electric_IEA_2023_05_05 | 2033 | Anaerobic Digestion | Generation | Methane | PJ | Dispatch-Generation | FuelCost | 0 | [6 empty] | 0.60057 | 0
LCP_Inputs_ON_Electric_IEA_2023_05_05 | 2033 | Anaerobic Digestion | Generation | Methane | PJ | Dispatch-Generation | VOM | 0 | [6 empty] | 0.60057 | 0
LCP_Inputs_ON_Electric_IEA_2023_05_05 | 2033 | Anaerobic Digestion | Generation | Methane | QC | Dispatch-Generation | EmissionsCost | 0 | [6 empty] | 0.60057 | 0
LCP_Inputs_ON_Electric_IEA_2023_05_05 | 2033 | Anaerobic Digestion | Generation | Methane | QC | Dispatch-Generation | FuelCost | 0 | [6 empty] | 0.60057 | 0
LCP_Inputs_ON_Electric_IEA_2023_05_05 | 2033 | Anaerobic Digestion | Generation | Methane | QC | Dispatch-Generation | VOM | 0 | [6 empty] | 0.60057 | 0
LCP_Inputs_ON_Electric_IEA_2023_05_05 | 2033 | Anaerobic Digestion | Generation | Methane | WC | Dispatch-Generation | EmissionsCost | 0 | [6 empty] | 0.60057 | 0
LCP_Inputs_ON_Electric_IEA_2023_05_05 | 2033 | Anaerobic Digestion | Generation | Methane | WC | Dispatch-Generation | FuelCost | 0 | [6 empty] | 0.60057 | 0
LCP_Inputs_ON_Electric_IEA_2023_05_05 | 2033 | Anaerobic Digestion | Generation | Methane | WC | Dispatch-Generation | VOM | 0 | [6 empty] | 0.60057 | 0
LCP_Inputs_ON_Electric_IEA_2023_05_05 | 2033 | Battery Storage | Storage | Electricity | MI | Dispatch-Storage | EmissionsCost | 0 | [6 empty] | 0.60057 | 0
LCP_Inputs_ON_Electric_IEA_2023_05_05 | 2033 | Battery Storage | Storage | Electricity | MI | Dispatch-Storage | FuelCost | 0 | [6 empty] | 0.60057 | 0
LCP_Inputs_ON_Electric_IEA_2023_05_05 | 2033 | Battery Storage | Storage | Electricity | MI | Dispatch-Storage | VOM | 0 | [6 empty] | 0.60057 | 0
LCP_Inputs_ON_Electric_IEA_2023_05_05 | 2033 | Battery Storage | Storage | Electricity | NY | Dispatch-Storage | EmissionsCost | 0 | [6 empty] | 0.60057 | 0
LCP_Inputs_ON_Electric_IEA_2023_05_05 | 2033 | Battery Storage | Storage | Electricity | NY | Dispatch-Storage | FuelCost | 0 | [6 empty] | 0.60057 | 0
LCP_Inputs_ON_Electric_IEA_2023_05_05 | 2033 | Battery Storage | Storage | Electricity | NY | Dispatch-Storage | VOM | 0 | [6 empty] | 0.60057 | 0
LCP_Inputs_ON_Electric_IEA_2023_05_05 | 2033 | Battery Storage | Storage | Electricity | ON | Dispatch-Storage | EmissionsCost | 0 | [6 empty] | 0.60057 | 0
LCP_Inputs_ON_Electric_IEA_2023_05_05 | 2033 | Battery Storage | Storage | Electricity | ON | Dispatch-Storage | FuelCost | 0 | [6 empty] | 0.60057 | 0
LCP_Inputs_ON_Electric_IEA_2023_05_05 | 2033 | Battery Storage | Storage | Electricity | ON | Dispatch-Storage | VOM | 0 | [6 empty] | 0.60057 | 0
LCP_Inputs_ON_Electric_IEA_2023_05_05 | 2033 | Battery Storage | Storage | Electricity | PJ | Dispatch-Storage | EmissionsCost | 0 | [6 empty] | 0.60057 | 0
LCP_Inputs_ON_Electric_IEA_2023_05_05 | 2033 | Battery Storage | Storage | Electricity | PJ | Dispatch-Storage | FuelCost | 0 | [6 empty] | 0.60057 | 0
LCP_Inputs_ON_Electric_IEA_2023_05_05 | 2033 | Battery Storage | Storage | Electricity | PJ | Dispatch-Storage | VOM | 0 | [6 empty] | 0.60057 | 0
LCP_Inputs_ON_Electric_IEA_2023_05_05 | 2033 | Battery Storage | Storage | Electricity | QC | Dispatch-Storage | EmissionsCost | 0 | [6 empty] | 0.60057 | 0
LCP_Inputs_ON_Electric_IEA_2023_05_05 | 2033 | Battery Storage | Storage | Electricity | QC | Dispatch-Storage | FuelCost | 0 | [6 empty] | 0.60057 | 0
LCP_Inputs_ON_Electric_IEA_2023_05_05 | 2033 | Battery Storage | Storage | Electricity | QC | Dispatch-Storage | VOM | 0 | [6 empty] | 0.60057 | 0
LCP_Inputs_ON_Electric_IEA_2023_05_05 | 2033 | Battery Storage | Storage | Electricity | WC | Dispatch-Storage | EmissionsCost | 0 | [6 empty] | 0.60057 | 0
LCP_Inputs_ON_Electric_IEA_2023_05_05 | 2033 | Battery Storage | Storage | Electricity | WC | Dispatch-Storage | FuelCost | 0 | [6 empty] | 0.60057 | 0
LCP_Inputs_ON_Electric_IEA_2023_05_05 | 2033 | Battery Storage | Storage | Electricity | WC | Dispatch-Storage | VOM | 0 | [6 empty] | 0.60057 | 0
LCP_Inputs_ON_Electric_IEA_2023_05_05 | 2033 | Biomass | Generation | Electricity | MI | Dispatch-Generation | EmissionsCost | 0 | [6 empty] | 0.60057 | 0
LCP_Inputs_ON_Electric_IEA_2023_05_05 | 2033 | Biomass | Generation | Electricity | MI | Dispatch-Generation | FuelCost | 0 | [6 empty] | 0.60057 | 0
LCP_Inputs_ON_Electric_IEA_2023_05_05 | 2033 | Biomass | Generation | Electricity | MI | Dispatch-Generation | VOM | 0 | [6 empty] | 0.60057 | 0
LCP_Inputs_ON_Electric_IEA_2023_05_05 | 2033 | Biomass | Generation | Electricity | NY | Dispatch-Generation | EmissionsCost | 0 | [6 empty] | 0.60057 | 0
LCP_Inputs_ON_Electric_IEA_2023_05_05 | 2033 | Biomass | Generation | Electricity | NY | Dispatch-Generation | FuelCost | 0 | [6 empty] | 0.60057 | 0
LCP_Inputs_ON_Electric_IEA_2023_05_05 | 2033 | Biomass | Generation | Electricity | NY | Dispatch-Generation | VOM | 0 | [6 empty] | 0.60057 | 0
LCP_Inputs_ON_Electric_IEA_2023_05_05 | 2033 | Biomass | Generation | Electricity | ON | Dispatch-Generation | EmissionsCost | 0 | [6 empty] | 0.60057 | 0
LCP_Inputs_ON_Electric_IEA_2023_05_05 | 2033 | Biomass | Generation | Electricity | ON | Dispatch-Generation | FuelCost | 2498962.9091 | [6 empty] | 0.60057 | 1500812.3654
LCP_Inputs_ON_Electric_IEA_2023_05_05 | 2033 | Biomass | Generation | Electricity | ON | Dispatch-Generation | VOM | 32070.024 | [6 empty] | 0.60057 | 19260.4254
LCP_Inputs_ON_Electric_IEA_2023_05_05 | 2033 | Biomass | Generation | Electricity | PJ | Dispatch-Generation | EmissionsCost | 0 | [6 empty] | 0.60057 | 0
LCP_Inputs_ON_Electric_IEA_2023_05_05 | 2033 | Biomass | Generation | Electricity | PJ | Dispatch-Generation | FuelCost | 0 | [6 empty] | 0.60057 | 0
LCP_Inputs_ON_Electric_IEA_2023_05_05 | 2033 | Biomass | Generation | Electricity | PJ | Dispatch-Generation | VOM | 0 | [6 empty] | 0.60057 | 0
LCP_Inputs_ON_Electric_IEA_2023_05_05 | 2033 | Biomass | Generation | Electricity | QC | Dispatch-Generation | EmissionsCost | 0 | [6 empty] | 0.60057 | 0
LCP_Inputs_ON_Electric_IEA_2023_05_05 | 2033 | Biomass | Generation | Electricity | QC | Dispatch-Generation | FuelCost | 513338.1818 | [6 empty] | 0.60057 | 308297.6094
LCP_Inputs_ON_Electric_IEA_2023_05_05 | 2033 | Biomass | Generation | Electricity | QC | Dispatch-Generation | VOM | 6587.84 | [6 empty] | 0.60057 | 3956.486
LCP_Inputs_ON_Electric_IEA_2023_05_05 | 2033 | Biomass | Generation | Electricity | WC | Dispatch-Generation | EmissionsCost | 0 | [6 empty] | 0.60057 | 0
LCP_Inputs_ON_Electric_IEA_2023_05_05 | 2033 | Biomass | Generation | Electricity | WC | Dispatch-Generation | FuelCost | 0 | [6 empty] | 0.60057 | 0
LCP_Inputs_ON_Electric_IEA_2023_05_05 | 2033 | Biomass | Generation | Electricity | WC | Dispatch-Generation | VOM | 0 | [6 empty] | 0.60057 | 0
LCP_Inputs_ON_Electric_IEA_2023_05_05 | 2033 | Biomass + CCS | Generation | Electricity | MI | Dispatch-Generation | EmissionsCost | 0 | [6 empty] | 0.60057 | 0
LCP_Inputs_ON_Electric_IEA_2023_05_05 | 2033 | Biomass + CCS | Generation | Electricity | MI | Dispatch-Generation | FuelCost | 0 | [6 empty] | 0.60057 | 0
LCP_Inputs_ON_Electric_IEA_2023_05_05 | 2033 | Biomass + CCS | Generation | Electricity | MI | Dispatch-Generation | VOM | 0 | [6 empty] | 0.60057 | 0
LCP_Inputs_ON_Electric_IEA_2023_05_05 | 2033 | Biomass + CCS | Generation | Electricity | NY | Dispatch-Generation | EmissionsCost | 0 | [6 empty] | 0.60057 | 0
LCP_Inputs_ON_Electric_IEA_2023_05_05 | 2033 | Biomass + CCS | Generation | Electricity | NY | Dispatch-Generation | FuelCost | 0 | [6 empty] | 0.60057 | 0
LCP_Inputs_ON_Electric_IEA_2023_05_05 | 2033 | Biomass + CCS | Generation | Electricity | NY | Dispatch-Generation | VOM | 0 | [6 empty] | 0.60057 | 0
LCP_Inputs_ON_Electric_IEA_2023_05_05 | 2033 | Biomass + CCS | Generation | Electricity | ON | Dispatch-Generation | EmissionsCost | 0 | [6 empty] | 0.60057 | 0
LCP_Inputs_ON_Electric_IEA_2023_05_05 | 2033 | Biomass + CCS | Generation | Electricity | ON | Dispatch-Generation | FuelCost | 0 | [6 empty] | 0.60057 | 0
LCP_Inputs_ON_Electric_IEA_2023_05_05 | 2033 | Biomass + CCS | Generation | Electricity | ON | Dispatch-Generation | VOM | 0 | [6 empty] | 0.60057 | 0
LCP_Inputs_ON_Electric_IEA_2023_05_05 | 2033 | Biomass + CCS | Generation | Electricity | PJ | Dispatch-Generation | EmissionsCost | 0 | [6 empty] | 0.60057 | 0
LCP_Inputs_ON_Electric_IEA_2023_05_05 | 2033 | Biomass + CCS | Generation | Electricity | PJ | Dispatch-Generation | FuelCost | 0 | [6 empty] | 0.60057 | 0
LCP_Inputs_ON_Electric_IEA_2023_05_05 | 2033 | Biomass + CCS | Generation | Electricity | PJ | Dispatch-Generation | VOM | 0 | [6 empty] | 0.60057 | 0
LCP_Inputs_ON_Electric_IEA_2023_05_05 | 2033 | Biomass + CCS | Generation | Electricity | QC | Dispatch-Generation | EmissionsCost | 0 | [6 empty] | 0.60057 | 0
LCP_Inputs_ON_Electric_IEA_2023_05_05 | 2033 | Biomass + CCS | Generation | Electricity | QC | Dispatch-Generation | FuelCost | 0 | [6 empty] | 0.60057 | 0
LCP_Inputs_ON_Electric_IEA_2023_05_05 | 2033 | Biomass + CCS | Generation | Electricity | QC | Dispatch-Generation | VOM | 0 | [6 empty] | 0.60057 | 0
LCP_Inputs_ON_Electric_IEA_2023_05_05 | 2033 | Biomass + CCS | Generation | Electricity | WC | Dispatch-Generation | EmissionsCost | 0 | [6 empty] | 0.60057 | 0
LCP_Inputs_ON_Electric_IEA_2023_05_05 | 2033 | Biomass + CCS | Generation | Electricity | WC | Dispatch-Generation | FuelCost | 0 | [6 empty] | 0.60057 | 0
LCP_Inputs_ON_Electric_IEA_2023_05_05 | 2033 | Biomass + CCS | Generation | Electricity | WC | Dispatch-Generation | VOM | 0 | [6 empty] | 0.60057 | 0
LCP_Inputs_ON_Electric_IEA_2023_05_05 | 2033 | CH4 + CCS | Generation | Methane | MI | Dispatch-Generation | EmissionsCost | 0 | [6 empty] | 0.60057 | 0
LCP_Inputs_ON_Electric_IEA_2023_05_05 | 2033 | CH4 + CCS | Generation | Methane | MI | Dispatch-Generation | FuelCost | 0 | [6 empty] | 0.60057 | 0
LCP_Inputs_ON_Electric_IEA_2023_05_05 | 2033 | CH4 + CCS | Generation | Methane | MI | Dispatch-Generation | VOM | 0 | [6 empty] | 0.60057 | 0
LCP_Inputs_ON_Electric_IEA_2023_05_05 | 2033 | CH4 + CCS | Generation | Methane | NY | Dispatch-Generation | EmissionsCost | 0 | [6 empty] | 0.60057 | 0
LCP_Inputs_ON_Electric_IEA_2023_05_05 | 2033 | CH4 + CCS | Generation | Methane | NY | Dispatch-Generation | FuelCost | 0 | [6 empty] | 0.60057 | 0
LCP_Inputs_ON_Electric_IEA_2023_05_05 | 2033 | CH4 + CCS | Generation | Methane | NY | Dispatch-Generation | VOM | 0 | [6 empty] | 0.60057 | 0
LCP_Inputs_ON_Electric_IEA_2023_05_05 | 2033 | CH4 + CCS | Generation | Methane | ON | Dispatch-Generation | EmissionsCost | 0 | [6 empty] | 0.60057 | 0
LCP_Inputs_ON_Electric_IEA_2023_05_05 | 2033 | CH4 + CCS | Generation | Methane | ON | Dispatch-Generation | FuelCost | 0 | [6 empty] | 0.60057 | 0
LCP_Inputs_ON_Electric_IEA_2023_05_05 | 2033 | CH4 + CCS | Generation | Methane | ON | Dispatch-Generation | VOM | 0 | [6 empty] | 0.60057 | 0
LCP_Inputs_ON_Electric_IEA_2023_05_05 | 2033 | CH4 + CCS | Generation | Methane | PJ | Dispatch-Generation | EmissionsCost | 0 | [6 empty] | 0.60057 | 0
LCP_Inputs_ON_Electric_IEA_2023_05_05 | 2033 | CH4 + CCS | Generation | Methane | PJ | Dispatch-Generation | FuelCost | 0 | [6 empty] | 0.60057 | 0
LCP_Inputs_ON_Electric_IEA_2023_05_05 | 2033 | CH4 + CCS | Generation | Methane | PJ | Dispatch-Generation | VOM | 0 | [6 empty] | 0.60057 | 0
LCP_Inputs_ON_Electric_IEA_2023_05_05 | 2033 | CH4 + CCS | Generation | Methane | QC | Dispatch-Generation | EmissionsCost | 0 | [6 empty] | 0.60057 | 0
LCP_Inputs_ON_Electric_IEA_2023_05_05 | 2033 | CH4 + CCS | Generation | Methane | QC | Dispatch-Generation | FuelCost | 0 | [6 empty] | 0.60057 | 0
LCP_Inputs_ON_Electric_IEA_2023_05_05 | 2033 | CH4 + CCS | Generation | Methane | QC | Dispatch-Generation | VOM | 0 | [6 empty] | 0.60057 | 0
LCP_Inputs_ON_Electric_IEA_2023_05_05 | 2033 | CH4 + CCS | Generation | Methane | WC | Dispatch-Generation | EmissionsCost | 0 | [6 empty] | 0.60057 | 0
LCP_Inputs_ON_Electric_IEA_2023_05_05 | 2033 | CH4 + CCS | Generation | Methane | WC | Dispatch-Generation | FuelCost | 0 | [6 empty] | 0.60057 | 0
LCP_Inputs_ON_Electric_IEA_2023_05_05 | 2033 | CH4 + CCS | Generation | Methane | WC | Dispatch-Generation | VOM | 0 | [6 empty] | 0.60057 | 0
LCP_Inputs_ON_Electric_IEA_2023_05_05 | 2033 | CH4 Import - NY 2020 | Import | Methane | MI | Dispatch-Import | EmissionsCost | 0 | [6 empty] | 0.60057 | 0
LCP_Inputs_ON_Electric_IEA_2023_05_05 | 2033 | CH4 Import - NY 2020 | Import | Methane | MI | Dispatch-Import | FuelCost | 0 | [6 empty] | 0.60057 | 0
LCP_Inputs_ON_Electric_IEA_2023_05_05 | 2033 | CH4 Import - NY 2020 | Import | Methane | MI | Dispatch-Import | VOM | 0 | [6 empty] | 0.60057 | 0
LCP_Inputs_ON_Electric_IEA_2023_05_05 | 2033 | CH4 Import - NY 2020 | Import | Methane | NY | Dispatch-Import | EmissionsCost | 0 | [6 empty] | 0.60057 | 0
LCP_Inputs_ON_Electric_IEA_2023_05_05 | 2033 | CH4 Import - NY 2020 | Import | Methane | NY | Dispatch-Import | FuelCost | 0 | [6 empty] | 0.60057 | 0
LCP_Inputs_ON_Electric_IEA_2023_05_05 | 2033 | CH4 Import - NY 2020 | Import | Methane | NY | Dispatch-Import | VOM | 0 | [6 empty] | 0.60057 | 0
LCP_Inputs_ON_Electric_IEA_2023_05_05 | 2033 | CH4 Import - NY 2020 | Import | Methane | ON | Dispatch-Import | EmissionsCost | 0 | [6 empty] | 0.60057 | 0
LCP_Inputs_ON_Electric_IEA_2023_05_05 | 2033 | CH4 Import - NY 2020 | Import | Methane | ON | Dispatch-Import | FuelCost | 0 | [6 empty] | 0.60057 | 0
LCP_Inputs_ON_Electric_IEA_2023_05_05 | 2033 | CH4 Import - NY 2020 | Import | Methane | ON | Dispatch-Import | VOM | 0 | [6 empty] | 0.60057 | 0
LCP_Inputs_ON_Electric_IEA_2023_05_05 | 2033 | CH4 Import - NY 2020 | Import | Methane | PJ | Dispatch-Import | EmissionsCost | 0 | [6 empty] | 0.60057 | 0
LCP_Inputs_ON_Electric_IEA_2023_05_05 | 2033 | CH4 Import - NY 2020 | Import | Methane | PJ | Dispatch-Import | FuelCost | 0 | [6 empty] | 0.60057 | 0
LCP_Inputs_ON_Electric_IEA_2023_05_05 | 2033 | CH4 Import - NY 2020 | Import | Methane | PJ | Dispatch-Import | VOM | 0 | [6 empty] | 0.60057 | 0
LCP_Inputs_ON_Electric_IEA_2023_05_05 | 2033 | CH4 Import - NY 2020 | Import | Methane | QC | Dispatch-Import | EmissionsCost | 0 | [6 empty] | 0.60057 | 0
LCP_Inputs_ON_Electric_IEA_2023_05_05 | 2033 | CH4 Import - NY 2020 | Import | Methane | QC | Dispatch-Import | FuelCost | 0 | [6 empty] | 0.60057 | 0
LCP_Inputs_ON_Electric_IEA_2023_05_05 | 2033 | CH4 Import - NY 2020 | Import | Methane | QC | Dispatch-Import | VOM | 0 | [6 empty] | 0.60057 | 0
LCP_Inputs_ON_Electric_IEA_2023_05_05 | 2033 | CH4 Import - NY 2020 | Import | Methane | WC | Dispatch-Import | EmissionsCost | 0 | [6 empty] | 0.60057 | 0
LCP_Inputs_ON_Electric_IEA_2023_05_05 | 2033 | CH4 Import - NY 2020 | Import | Methane | WC | Dispatch-Import | FuelCost | 0 | [6 empty] | 0.60057 | 0
LCP_Inputs_ON_Electric_IEA_2023_05_05 | 2033 | CH4 Import - NY 2020 | Import | Methane | WC | Dispatch-Import | VOM | 0 | [6 empty] | 0.60057 | 0
LCP_Inputs_ON_Electric_IEA_2023_05_05 | 2033 | CH4 Import - NY 2030 | Import | Methane | MI | Dispatch-Import | EmissionsCost | 0 | [6 empty] | 0.60057 | 0
LCP_Inputs_ON_Electric_IEA_2023_05_05 | 2033 | CH4 Import - NY 2030 | Import | Methane | MI | Dispatch-Import | FuelCost | 0 | [6 empty] | 0.60057 | 0
LCP_Inputs_ON_Electric_IEA_2023_05_05 | 2033 | CH4 Import - NY 2030 | Import | Methane | MI | Dispatch-Import | VOM | 0 | [6 empty] | 0.60057 | 0
LCP_Inputs_ON_Electric_IEA_2023_05_05 | 2033 | CH4 Import - NY 2030 | Import | Methane | NY | Dispatch-Import | EmissionsCost | 2371206202.7872 | [6 empty] | 0.60057 | 1424084998.2758
LCP_Inputs_ON_Electric_IEA_2023_05_05 | 2033 | CH4 Import - NY 2030 | Import | Methane | NY | Dispatch-Import | FuelCost | 644356120.8267 | [6 empty] | 0.60057 | 386983588.4108
LCP_Inputs_ON_Electric_IEA_2023_05_05 | 2033 | CH4 Import - NY 2030 | Import | Methane | NY | Dispatch-Import | VOM | 0 | [6 empty] | 0.60057 | 0
LCP_Inputs_ON_Electric_IEA_2023_05_05 | 2033 | CH4 Import - NY 2030 | Import | Methane | ON | Dispatch-Import | EmissionsCost | 0 | [6 empty] | 0.60057 | 0
LCP_Inputs_ON_Electric_IEA_2023_05_05 | 2033 | CH4 Import - NY 2030 | Import | Methane | ON | Dispatch-Import | FuelCost | 0 | [6 empty] | 0.60057 | 0
LCP_Inputs_ON_Electric_IEA_2023_05_05 | 2033 | CH4 Import - NY 2030 | Import | Methane | ON | Dispatch-Import | VOM | 0 | [6 empty] | 0.60057 | 0
LCP_Inputs_ON_Electric_IEA_2023_05_05 | 2033 | CH4 Import - NY 2030 | Import | Methane | PJ | Dispatch-Import | EmissionsCost | 0 | [6 empty] | 0.60057 | 0
LCP_Inputs_ON_Electric_IEA_2023_05_05 | 2033 | CH4 Import - NY 2030 | Import | Methane | PJ | Dispatch-Import | FuelCost | 0 | [6 empty] | 0.60057 | 0
LCP_Inputs_ON_Electric_IEA_2023_05_05 | 2033 | CH4 Import - NY 2030 | Import | Methane | PJ | Dispatch-Import | VOM | 0 | [6 empty] | 0.60057 | 0
LCP_Inputs_ON_Electric_IEA_2023_05_05 | 2033 | CH4 Import - NY 2030 | Import | Methane | QC | Dispatch-Import | EmissionsCost | 0 | [6 empty] | 0.60057 | 0
LCP_Inputs_ON_Electric_IEA_2023_05_05 | 2033 | CH4 Import - NY 2030 | Import | Methane | QC | Dispatch-Import | FuelCost | 0 | [6 empty] | 0.60057 | 0
LCP_Inputs_ON_Electric_IEA_2023_05_05 | 2033 | CH4 Import - NY 2030 | Import | Methane | QC | Dispatch-Import | VOM | 0 | [6 empty] | 0.60057 | 0
LCP_Inputs_ON_Electric_IEA_2023_05_05 | 2033 | CH4 Import - NY 2030 | Import | Methane | WC | Dispatch-Import | EmissionsCost | 0 | [6 empty] | 0.60057 | 0
LCP_Inputs_ON_Electric_IEA_2023_05_05 | 2033 | CH4 Import - NY 2030 | Import | Methane | WC | Dispatch-Import | FuelCost | 0 | [6 empty] | 0.60057 | 0
LCP_Inputs_ON_Electric_IEA_2023_05_05 | 2033 | CH4 Import - NY 2030 | Import | Methane | WC | Dispatch-Import | VOM | 0 | [6 empty] | 0.60057 | 0
LCP_Inputs_ON_Electric_IEA_2023_05_05 | 2033 | CH4 Import - NY 2040 | Import | Methane | MI | Dispatch-Import | EmissionsCost | 0 | [6 empty] | 0.60057 | 0
LCP_Inputs_ON_Electric_IEA_2023_05_05 | 2033 | CH4 Import - NY 2040 | Import | Methane | MI | Dispatch-Import | FuelCost | 0 | [6 empty] | 0.60057 | 0
LCP_Inputs_ON_Electric_IEA_2023_05_05 | 2033 | CH4 Import - NY 2040 | Import | Methane | MI | Dispatch-Import | VOM | 0 | [6 empty] | 0.60057 | 0
LCP_Inputs_ON_Electric_IEA_2023_05_05 | 2033 | CH4 Import - NY 2040 | Import | Methane | NY | Dispatch-Import | EmissionsCost | 0 | [6 empty] | 0.60057 | 0
LCP_Inputs_ON_Electric_IEA_2023_05_05 | 2033 | CH4 Import - NY 2040 | Import | Methane | NY | Dispatch-Import | FuelCost | 0 | [6 empty] | 0.60057 | 0
LCP_Inputs_ON_Electric_IEA_2023_05_05 | 2033 | CH4 Import - NY 2040 | Import | Methane | NY | Dispatch-Import | VOM | 0 | [6 empty] | 0.60057 | 0
LCP_Inputs_ON_Electric_IEA_2023_05_05 | 2033 | CH4 Import - NY 2040 | Import | Methane | ON | Dispatch-Import | EmissionsCost | 0 | [6 empty] | 0.60057 | 0
LCP_Inputs_ON_Electric_IEA_2023_05_05 | 2033 | CH4 Import - NY 2040 | Import | Methane | ON | Dispatch-Import | FuelCost | 0 | [6 empty] | 0.60057 | 0
LCP_Inputs_ON_Electric_IEA_2023_05_05 | 2033 | CH4 Import - NY 2040 | Import | Methane | ON | Dispatch-Import | VOM | 0 | [6 empty] | 0.60057 | 0
LCP_Inputs_ON_Electric_IEA_2023_05_05 | 2033 | CH4 Import - NY 2040 | Import | Methane | PJ | Dispatch-Import | EmissionsCost | 0 | [6 empty] | 0.60057 | 0
LCP_Inputs_ON_Electric_IEA_2023_05_05 | 2033 | CH4 Import - NY 2040 | Import | Methane | PJ | Dispatch-Import | FuelCost | 0 | [6 empty] | 0.60057 | 0
LCP_Inputs_ON_Electric_IEA_2023_05_05 | 2033 | CH4 Import - NY 2040 | Import | Methane | PJ | Dispatch-Import | VOM | 0 | [6 empty] | 0.60057 | 0
LCP_Inputs_ON_Electric_IEA_2023_05_05 | 2033 | CH4 Import - NY 2040 | Import | Methane | QC | Dispatch-Import | EmissionsCost | 0 | [6 empty] | 0.60057 | 0
LCP_Inputs_ON_Electric_IEA_2023_05_05 | 2033 | CH4 Import - NY 2040 | Import | Methane | QC | Dispatch-Import | FuelCost | 0 | [6 empty] | 0.60057 | 0
LCP_Inputs_ON_Electric_IEA_2023_05_05 | 2033 | CH4 Import - NY 2040 | Import | Methane | QC | Dispatch-Import | VOM | 0 | [6 empty] | 0.60057 | 0
LCP_Inputs_ON_Electric_IEA_2023_05_05 | 2033 | CH4 Import - NY 2040 | Import | Methane | WC | Dispatch-Import | EmissionsCost | 0 | [6 empty] | 0.60057 | 0
LCP_Inputs_ON_Electric_IEA_2023_05_05 | 2033 | CH4 Import - NY 2040 | Import | Methane | WC | Dispatch-Import | FuelCost | 0 | [6 empty] | 0.60057 | 0
LCP_Inputs_ON_Electric_IEA_2023_05_05 | 2033 | CH4 Import - NY 2040 | Import | Methane | WC | Dispatch-Import | VOM | 0 | [6 empty] | 0.60057 | 0
LCP_Inputs_ON_Electric_IEA_2023_05_05 | 2033 | CH4 Import - NY 2050 | Import | Methane | MI | Dispatch-Import | EmissionsCost | 0 | [6 empty] | 0.60057 | 0
LCP_Inputs_ON_Electric_IEA_2023_05_05 | 2033 | CH4 Import - NY 2050 | Import | Methane | MI | Dispatch-Import | FuelCost | 0 | [6 empty] | 0.60057 | 0
LCP_Inputs_ON_Electric_IEA_2023_05_05 | 2033 | CH4 Import - NY 2050 | Import | Methane | MI | Dispatch-Import | VOM | 0 | [6 empty] | 0.60057 | 0
LCP_Inputs_ON_Electric_IEA_2023_05_05 | 2033 | CH4 Import - NY 2050 | Import | Methane | NY | Dispatch-Import | EmissionsCost | 0 | [6 empty] | 0.60057 | 0
LCP_Inputs_ON_Electric_IEA_2023_05_05 | 2033 | CH4 Import - NY 2050 | Import | Methane | NY | Dispatch-Import | FuelCost | 0 | [6 empty] | 0.60057 | 0
LCP_Inputs_ON_Electric_IEA_2023_05_05 | 2033 | CH4 Import - NY 2050 | Import | Methane | NY | Dispatch-Import | VOM | 0 | [6 empty] | 0.60057 | 0
LCP_Inputs_ON_Electric_IEA_2023_05_05 | 2033 | CH4 Import - NY 2050 | Import | Methane | ON | Dispatch-Import | EmissionsCost | 0 | [6 empty] | 0.60057 | 0
LCP_Inputs_ON_Electric_IEA_2023_05_05 | 2033 | CH4 Import - NY 2050 | Import | Methane | ON | Dispatch-Import | FuelCost | 0 | [6 empty] | 0.60057 | 0
LCP_Inputs_ON_Electric_IEA_2023_05_05 | 2033 | CH4 Import - NY 2050 | Import | Methane | ON | Dispatch-Import | VOM | 0 | [6 empty] | 0.60057 | 0
LCP_Inputs_ON_Electric_IEA_2023_05_05 | 2033 | CH4 Import - NY 2050 | Import | Methane | PJ | Dispatch-Import | EmissionsCost | 0 | [6 empty] | 0.60057 | 0
LCP_Inputs_ON_Electric_IEA_2023_05_05 | 2033 | CH4 Import - NY 2050 | Import | Methane | PJ | Dispatch-Import | FuelCost | 0 | [6 empty] | 0.60057 | 0
LCP_Inputs_ON_Electric_IEA_2023_05_05 | 2033 | CH4 Import - NY 2050 | Import | Methane | PJ | Dispatch-Import | VOM | 0 | [6 empty] | 0.60057 | 0
LCP_Inputs_ON_Electric_IEA_2023_05_05 | 2033 | CH4 Import - NY 2050 | Import | Methane | QC | Dispatch-Import | EmissionsCost | 0 | [6 empty] | 0.60057 | 0
LCP_Inputs_ON_Electric_IEA_2023_05_05 | 2033 | CH4 Import - NY 2050 | Import | Methane | QC | Dispatch-Import | FuelCost | 0 | [6 empty] | 0.60057 | 0
LCP_Inputs_ON_Electric_IEA_2023_05_05 | 2033 | CH4 Import - NY 2050 | Import | Methane | QC | Dispatch-Import | VOM | 0 | [6 empty] | 0.60057 | 0
LCP_Inputs_ON_Electric_IEA_2023_05_05 | 2033 | CH4 Import - NY 2050 | Import | Methane | WC | Dispatch-Import | EmissionsCost | 0 | [6 empty] | 0.60057 | 0
LCP_Inputs_ON_Electric_IEA_2023_05_05 | 2033 | CH4 Import - NY 2050 | Import | Methane | WC | Dispatch-Import | FuelCost | 0 | [6 empty] | 0.60057 | 0
LCP_Inputs_ON_Electric_IEA_2023_05_05 | 2033 | CH4 Import - NY 2050 | Import | Methane | WC | Dispatch-Import | VOM | 0 | [6 empty] | 0.60057 | 0
LCP_Inputs_ON_Electric_IEA_2023_05_05 | 2033 | CH4 Import - WC 2020 | Import | Methane | MI | Dispatch-Import | EmissionsCost | 0 | [6 empty] | 0.60057 | 0
LCP_Inputs_ON_Electric_IEA_2023_05_05 | 2033 | CH4 Import - WC 2020 | Import | Methane | MI | Dispatch-Import | FuelCost | 0 | [6 empty] | 0.60057 | 0
LCP_Inputs_ON_Electric_IEA_2023_05_05 | 2033 | CH4 Import - WC 2020 | Import | Methane | MI | Dispatch-Import | VOM | 0 | [6 empty] | 0.60057 | 0
LCP_Inputs_ON_Electric_IEA_2023_05_05 | 2033 | CH4 Import - WC 2020 | Import | Methane | NY | Dispatch-Import | EmissionsCost | 0 | [6 empty] | 0.60057 | 0
LCP_Inputs_ON_Electric_IEA_2023_05_05 | 2033 | CH4 Import - WC 2020 | Import | Methane | NY | Dispatch-Import | FuelCost | 0 | [6 empty] | 0.60057 | 0
LCP_Inputs_ON_Electric_IEA_2023_05_05 | 2033 | CH4 Import - WC 2020 | Import | Methane | NY | Dispatch-Import | VOM | 0 | [6 empty] | 0.60057 | 0
LCP_Inputs_ON_Electric_IEA_2023_05_05 | 2033 | CH4 Import - WC 2020 | Import | Methane | ON | Dispatch-Import | EmissionsCost | 0 | [6 empty] | 0.60057 | 0
LCP_Inputs_ON_Electric_IEA_2023_05_05 | 2033 | CH4 Import - WC 2020 | Import | Methane | ON | Dispatch-Import | FuelCost | 0 | [6 empty] | 0.60057 | 0
LCP_Inputs_ON_Electric_IEA_2023_05_05 | 2033 | CH4 Import - WC 2020 | Import | Methane | ON | Dispatch-Import | VOM | 0 | [6 empty] | 0.60057 | 0
LCP_Inputs_ON_Electric_IEA_2023_05_05 | 2033 | CH4 Import - WC 2020 | Import | Methane | PJ | Dispatch-Import | EmissionsCost | 0 | [6 empty] | 0.60057 | 0
LCP_Inputs_ON_Electric_IEA_2023_05_05 | 2033 | CH4 Import - WC 2020 | Import | Methane | PJ | Dispatch-Import | FuelCost | 0 | [6 empty] | 0.60057 | 0
LCP_Inputs_ON_Electric_IEA_2023_05_05 | 2033 | CH4 Import - WC 2020 | Import | Methane | PJ | Dispatch-Import | VOM | 0 | [6 empty] | 0.60057 | 0
LCP_Inputs_ON_Electric_IEA_2023_05_05 | 2033 | CH4 Import - WC 2020 | Import | Methane | QC | Dispatch-Import | EmissionsCost | 0 | [6 empty] | 0.60057 | 0
LCP_Inputs_ON_Electric_IEA_2023_05_05 | 2033 | CH4 Import - WC 2020 | Import | Methane | QC | Dispatch-Import | FuelCost | 0 | [6 empty] | 0.60057 | 0
LCP_Inputs_ON_Electric_IEA_2023_05_05 | 2033 | CH4 Import - WC 2020 | Import | Methane | QC | Dispatch-Import | VOM | 0 | [6 empty] | 0.60057 | 0
LCP_Inputs_ON_Electric_IEA_2023_05_05 | 2033 | CH4 Import - WC 2020 | Import | Methane | WC | Dispatch-Import | EmissionsCost | 0 | [6 empty] | 0.60057 | 0
LCP_Inputs_ON_Electric_IEA_2023_05_05 | 2033 | CH4 Import - WC 2020 | Import | Methane | WC | Dispatch-Import | FuelCost | 0 | [6 empty] | 0.60057 | 0
LCP_Inputs_ON_Electric_IEA_2023_05_05 | 2033 | CH4 Import - WC 2020 | Import | Methane | WC | Dispatch-Import | VOM | 0 | [6 empty] | 0.60057 | 0
LCP_Inputs_ON_Electric_IEA_2023_05_05 | 2033 | CH4 Import - WC 2030 | Import | Methane | MI | Dispatch-Import | EmissionsCost | 0 | [6 empty] | 0.60057 | 0
LCP_Inputs_ON_Electric_IEA_2023_05_05 | 2033 | CH4 Import - WC 2030 | Import | Methane | MI | Dispatch-Import | FuelCost | 0 | [6 empty] | 0.60057 | 0
LCP_Inputs_ON_Electric_IEA_2023_05_05 | 2033 | CH4 Import - WC 2030 | Import | Methane | MI | Dispatch-Import | VOM | 0 | [6 empty] | 0.60057 | 0
LCP_Inputs_ON_Electric_IEA_2023_05_05 | 2033 | CH4 Import - WC 2030 | Import | Methane | NY | Dispatch-Import | EmissionsCost | 0 | [6 empty] | 0.60057 | 0
LCP_Inputs_ON_Electric_IEA_2023_05_05 | 2033 | CH4 Import - WC 2030 | Import | Methane | NY | Dispatch-Import | FuelCost | 0 | [6 empty] | 0.60057 | 0
LCP_Inputs_ON_Electric_IEA_2023_05_05 | 2033 | CH4 Import - WC 2030 | Import | Methane | NY | Dispatch-Import | VOM | 0 | [6 empty] | 0.60057 | 0
LCP_Inputs_ON_Electric_IEA_2023_05_05 | 2033 | CH4 Import - WC 2030 | Import | Methane | ON | Dispatch-Import | EmissionsCost | 0 | [6 empty] | 0.60057 | 0
LCP_Inputs_ON_Electric_IEA_2023_05_05 | 2033 | CH4 Import - WC 2030 | Import | Methane | ON | Dispatch-Import | FuelCost | 0 | [6 empty] | 0.60057 | 0
LCP_Inputs_ON_Electric_IEA_2023_05_05 | 2033 | CH4 Import - WC 2030 | Import | Methane | ON | Dispatch-Import | VOM | 0 | [6 empty] | 0.60057 | 0
LCP_Inputs_ON_Electric_IEA_2023_05_05 | 2033 | CH4 Import - WC 2030 | Import | Methane | PJ | Dispatch-Import | EmissionsCost | 0 | [6 empty] | 0.60057 | 0
LCP_Inputs_ON_Electric_IEA_2023_05_05 | 2033 | CH4 Import - WC 2030 | Import | Methane | PJ | Dispatch-Import | FuelCost | 0 | [6 empty] | 0.60057 | 0
LCP_Inputs_ON_Electric_IEA_2023_05_05 | 2033 | CH4 Import - WC 2030 | Import | Methane | PJ | Dispatch-Import | VOM | 0 | [6 empty] | 0.60057 | 0
LCP_Inputs_ON_Electric_IEA_2023_05_05 | 2033 | CH4 Import - WC 2030 | Import | Methane | QC | Dispatch-Import | EmissionsCost | 0 | [6 empty] | 0.60057 | 0
LCP_Inputs_ON_Electric_IEA_2023_05_05 | 2033 | CH4 Import - WC 2030 | Import | Methane | QC | Dispatch-Import | FuelCost | 0 | [6 empty] | 0.60057 | 0
LCP_Inputs_ON_Electric_IEA_2023_05_05 | 2033 | CH4 Import - WC 2030 | Import | Methane | QC | Dispatch-Import | VOM | 0 | [6 empty] | 0.60057 | 0
LCP_Inputs_ON_Electric_IEA_2023_05_05 | 2033 | CH4 Import - WC 2030 | Import | Methane | WC | Dispatch-Import | EmissionsCost | 9015205651.9119 | [6 empty] | 0.60057 | 5414298895.7132
LCP_Inputs_ON_Electric_IEA_2023_05_05 | 2033 | CH4 Import - WC 2030 | Import | Methane | WC | Dispatch-Import | FuelCost | 2449809272.3833 | [6 empty] | 0.60057 | 1471291964.9659
LCP_Inputs_ON_Electric_IEA_2023_05_05 | 2033 | CH4 Import - WC 2030 | Import | Methane | WC | Dispatch-Import | VOM | 0 | [6 empty] | 0.60057 | 0
LCP_Inputs_ON_Electric_IEA_2023_05_05 | 2033 | CH4 Import - WC 2040 | Import | Methane | MI | Dispatch-Import | EmissionsCost | 0 | [6 empty] | 0.60057 | 0
LCP_Inputs_ON_Electric_IEA_2023_05_05 | 2033 | CH4 Import - WC 2040 | Import | Methane | MI | Dispatch-Import | FuelCost | 0 | [6 empty] | 0.60057 | 0
LCP_Inputs_ON_Electric_IEA_2023_05_05 | 2033 | CH4 Import - WC 2040 | Import | Methane | MI | Dispatch-Import | VOM | 0 | [6 empty] | 0.60057 | 0
LCP_Inputs_ON_Electric_IEA_2023_05_05 | 2033 | CH4 Import - WC 2040 | Import | Methane | NY | Dispatch-Import | EmissionsCost | 0 | [6 empty] | 0.60057 | 0
LCP_Inputs_ON_Electric_IEA_2023_05_05 | 2033 | CH4 Import - WC 2040 | Import | Methane | NY | Dispatch-Import | FuelCost | 0 | [6 empty] | 0.60057 | 0
LCP_Inputs_ON_Electric_IEA_2023_05_05 | 2033 | CH4 Import - WC 2040 | Import | Methane | NY | Dispatch-Import | VOM | 0 | [6 empty] | 0.60057 | 0
LCP_Inputs_ON_Electric_IEA_2023_05_05 | 2033 | CH4 Import - WC 2040 | Import | Methane | ON | Dispatch-Import | EmissionsCost | 0 | [6 empty] | 0.60057 | 0
LCP_Inputs_ON_Electric_IEA_2023_05_05 | 2033 | CH4 Import - WC 2040 | Import | Methane | ON | Dispatch-Import | FuelCost | 0 | [6 empty] | 0.60057 | 0
LCP_Inputs_ON_Electric_IEA_2023_05_05 | 2033 | CH4 Import - WC 2040 | Import | Methane | ON | Dispatch-Import | VOM | 0 | [6 empty] | 0.60057 | 0
LCP_Inputs_ON_Electric_IEA_2023_05_05 | 2033 | CH4 Import - WC 2040 | Import | Methane | PJ | Dispatch-Import | EmissionsCost | 0 | [6 empty] | 0.60057 | 0
LCP_Inputs_ON_Electric_IEA_2023_05_05 | 2033 | CH4 Import - WC 2040 | Import | Methane | PJ | Dispatch-Import | FuelCost | 0 | [6 empty] | 0.60057 | 0
LCP_Inputs_ON_Electric_IEA_2023_05_05 | 2033 | CH4 Import - WC 2040 | Import | Methane | PJ | Dispatch-Import | VOM | 0 | [6 empty] | 0.60057 | 0
LCP_Inputs_ON_Electric_IEA_2023_05_05 | 2033 | CH4 Import - WC 2040 | Import | Methane | QC | Dispatch-Import | EmissionsCost | 0 | [6 empty] | 0.60057 | 0
LCP_Inputs_ON_Electric_IEA_2023_05_05 | 2033 | CH4 Import - WC 2040 | Import | Methane | QC | Dispatch-Import | FuelCost | 0 | [6 empty] | 0.60057 | 0
LCP_Inputs_ON_Electric_IEA_2023_05_05 | 2033 | CH4 Import - WC 2040 | Import | Methane | QC | Dispatch-Import | VOM | 0 | [6 empty] | 0.60057 | 0
LCP_Inputs_ON_Electric_IEA_2023_05_05 | 2033 | CH4 Import - WC 2040 | Import | Methane | WC | Dispatch-Import | EmissionsCost | 0 | [6 empty] | 0.60057 | 0
LCP_Inputs_ON_Electric_IEA_2023_05_05 | 2033 | CH4 Import - WC 2040 | Import | Methane | WC | Dispatch-Import | FuelCost | 0 | [6 empty] | 0.60057 | 0
LCP_Inputs_ON_Electric_IEA_2023_05_05 | 2033 | CH4 Import - WC 2040 | Import | Methane | WC | Dispatch-Import | VOM | 0 | [6 empty] | 0.60057 | 0
LCP_Inputs_ON_Electric_IEA_2023_05_05 | 2033 | CH4 Import - WC 2050 | Import | Methane | MI | Dispatch-Import | EmissionsCost | 0 | [6 empty] | 0.60057 | 0
LCP_Inputs_ON_Electric_IEA_2023_05_05 | 2033 | CH4 Import - WC 2050 | Import | Methane | MI | Dispatch-Import | FuelCost | 0 | [6 empty] | 0.60057 | 0
LCP_Inputs_ON_Electric_IEA_2023_05_05 | 2033 | CH4 Import - WC 2050 | Import | Methane | MI | Dispatch-Import | VOM | 0 | [6 empty] | 0.60057 | 0
LCP_Inputs_ON_Electric_IEA_2023_05_05 | 2033 | CH4 Import - WC 2050 | Import | Methane | NY | Dispatch-Import | EmissionsCost | 0 | [6 empty] | 0.60057 | 0
LCP_Inputs_ON_Electric_IEA_2023_05_05 | 2033 | CH4 Import - WC 2050 | Import | Methane | NY | Dispatch-Import | FuelCost | 0 | [6 empty] | 0.60057 | 0
LCP_Inputs_ON_Electric_IEA_2023_05_05 | 2033 | CH4 Import - WC 2050 | Import | Methane | NY | Dispatch-Import | VOM | 0 | [6 empty] | 0.60057 | 0
LCP_Inputs_ON_Electric_IEA_2023_05_05 | 2033 | CH4 Import - WC 2050 | Import | Methane | ON | Dispatch-Import | EmissionsCost | 0 | [6 empty] | 0.60057 | 0
LCP_Inputs_ON_Electric_IEA_2023_05_05 | 2033 | CH4 Import - WC 2050 | Import | Methane | ON | Dispatch-Import | FuelCost | 0 | [6 empty] | 0.60057 | 0
LCP_Inputs_ON_Electric_IEA_2023_05_05 | 2033 | CH4 Import - WC 2050 | Import | Methane | ON | Dispatch-Import | VOM | 0 | [6 empty] | 0.60057 | 0
LCP_Inputs_ON_Electric_IEA_2023_05_05 | 2033 | CH4 Import - WC 2050 | Import | Methane | PJ | Dispatch-Import | EmissionsCost | 0 | [6 empty] | 0.60057 | 0
LCP_Inputs_ON_Electric_IEA_2023_05_05 | 2033 | CH4 Import - WC 2050 | Import | Methane | PJ | Dispatch-Import | FuelCost | 0 | [6 empty] | 0.60057 | 0
LCP_Inputs_ON_Electric_IEA_2023_05_05 | 2033 | CH4 Import - WC 2050 | Import | Methane | PJ | Dispatch-Import | VOM | 0 | [6 empty] | 0.60057 | 0
LCP_Inputs_ON_Electric_IEA_2023_05_05 | 2033 | CH4 Import - WC 2050 | Import | Methane | QC | Dispatch-Import | EmissionsCost | 0 | [6 empty] | 0.60057 | 0
LCP_Inputs_ON_Electric_IEA_2023_05_05 | 2033 | CH4 Import - WC 2050 | Import | Methane | QC | Dispatch-Import | FuelCost | 0 | [6 empty] | 0.60057 | 0
LCP_Inputs_ON_Electric_IEA_2023_05_05 | 2033 | CH4 Import - WC 2050 | Import | Methane | QC | Dispatch-Import | VOM | 0 | [6 empty] | 0.60057 | 0
LCP_Inputs_ON_Electric_IEA_2023_05_05 | 2033 | CH4 Import - WC 2050 | Import | Methane | WC | Dispatch-Import | EmissionsCost | 0 | [6 empty] | 0.60057 | 0
LCP_Inputs_ON_Electric_IEA_2023_05_05 | 2033 | CH4 Import - WC 2050 | Import | Methane | WC | Dispatch-Import | FuelCost | 0 | [6 empty] | 0.60057 | 0
LCP_Inputs_ON_Electric_IEA_2023_05_05 | 2033 | CH4 Import - WC 2050 | Import | Methane | WC | Dispatch-Import | VOM | 0 | [6 empty] | 0.60057 | 0
LCP_Inputs_ON_Electric_IEA_2023_05_05 | 2033 | CH4 Salt Cavern Storage - ON | Storage | Methane | MI | Dispatch-Storage | EmissionsCost | 0 | [6 empty] | 0.60057 | 0
LCP_Inputs_ON_Electric_IEA_2023_05_05 | 2033 | CH4 Salt Cavern Storage - ON | Storage | Methane | MI | Dispatch-Storage | FuelCost | 0 | [6 empty] | 0.60057 | 0
LCP_Inputs_ON_Electric_IEA_2023_05_05 | 2033 | CH4 Salt Cavern Storage - ON | Storage | Methane | MI | Dispatch-Storage | VOM | 0 | [6 empty] | 0.60057 | 0
LCP_Inputs_ON_Electric_IEA_2023_05_05 | 2033 | CH4 Salt Cavern Storage - ON | Storage | Methane | NY | Dispatch-Storage | EmissionsCost | 0 | [6 empty] | 0.60057 | 0
LCP_Inputs_ON_Electric_IEA_2023_05_05 | 2033 | CH4 Salt Cavern Storage - ON | Storage | Methane | NY | Dispatch-Storage | FuelCost | 0 | [6 empty] | 0.60057 | 0
LCP_Inputs_ON_Electric_IEA_2023_05_05 | 2033 | CH4 Salt Cavern Storage - ON | Storage | Methane | NY | Dispatch-Storage | VOM | 0 | [6 empty] | 0.60057 | 0
LCP_Inputs_ON_Electric_IEA_2023_05_05 | 2033 | CH4 Salt Cavern Storage - ON | Storage | Methane | ON | Dispatch-Storage | EmissionsCost | 0 | [6 empty] | 0.60057 | 0
LCP_Inputs_ON_Electric_IEA_2023_05_05 | 2033 | CH4 Salt Cavern Storage - ON | Storage | Methane | ON | Dispatch-Storage | FuelCost | 0 | [6 empty] | 0.60057 | 0
LCP_Inputs_ON_Electric_IEA_2023_05_05 | 2033 | CH4 Salt Cavern Storage - ON | Storage | Methane | ON | Dispatch-Storage | VOM | 2132066.7953 | [6 empty] | 0.60057 | 1280464.0672
LCP_Inputs_ON_Electric_IEA_2023_05_05 | 2033 | CH4 Salt Cavern Storage - ON | Storage | Methane | PJ | Dispatch-Storage | EmissionsCost | 0 | [6 empty] | 0.60057 | 0
LCP_Inputs_ON_Electric_IEA_2023_05_05 | 2033 | CH4 Salt Cavern Storage - ON | Storage | Methane | PJ | Dispatch-Storage | FuelCost | 0 | [6 empty] | 0.60057 | 0
LCP_Inputs_ON_Electric_IEA_2023_05_05 | 2033 | CH4 Salt Cavern Storage - ON | Storage | Methane | PJ | Dispatch-Storage | VOM | 0 | [6 empty] | 0.60057 | 0
LCP_Inputs_ON_Electric_IEA_2023_05_05 | 2033 | CH4 Salt Cavern Storage - ON | Storage | Methane | QC | Dispatch-Storage | EmissionsCost | 0 | [6 empty] | 0.60057 | 0
LCP_Inputs_ON_Electric_IEA_2023_05_05 | 2033 | CH4 Salt Cavern Storage - ON | Storage | Methane | QC | Dispatch-Storage | FuelCost | 0 | [6 empty] | 0.60057 | 0
LCP_Inputs_ON_Electric_IEA_2023_05_05 | 2033 | CH4 Salt Cavern Storage - ON | Storage | Methane | QC | Dispatch-Storage | VOM | 0 | [6 empty] | 0.60057 | 0
LCP_Inputs_ON_Electric_IEA_2023_05_05 | 2033 | CH4 Salt Cavern Storage - ON | Storage | Methane | WC | Dispatch-Storage | EmissionsCost | 0 | [6 empty] | 0.60057 | 0
LCP_Inputs_ON_Electric_IEA_2023_05_05 | 2033 | CH4 Salt Cavern Storage - ON | Storage | Methane | WC | Dispatch-Storage | FuelCost | 0 | [6 empty] | 0.60057 | 0
LCP_Inputs_ON_Electric_IEA_2023_05_05 | 2033 | CH4 Salt Cavern Storage - ON | Storage | Methane | WC | Dispatch-Storage | VOM | 0 | [6 empty] | 0.60057 | 0
LCP_Inputs_ON_Electric_IEA_2023_05_05 | 2033 | Electrolyser 2020/2030 | Crossload | Hydrogen | MI | Dispatch-Crossload | EmissionsCost | 0 | [6 empty] | 0.60057 | 0
LCP_Inputs_ON_Electric_IEA_2023_05_05 | 2033 | Electrolyser 2020/2030 | Crossload | Hydrogen | MI | Dispatch-Crossload | FuelCost | 0 | [6 empty] | 0.60057 | 0
LCP_Inputs_ON_Electric_IEA_2023_05_05 | 2033 | Electrolyser 2020/2030 | Crossload | Hydrogen | MI | Dispatch-Crossload | VOM | 0 | [6 empty] | 0.60057 | 0
LCP_Inputs_ON_Electric_IEA_2023_05_05 | 2033 | Electrolyser 2020/2030 | Crossload | Hydrogen | NY | Dispatch-Crossload | EmissionsCost | 0 | [6 empty] | 0.60057 | 0
LCP_Inputs_ON_Electric_IEA_2023_05_05 | 2033 | Electrolyser 2020/2030 | Crossload | Hydrogen | NY | Dispatch-Crossload | FuelCost | 0 | [6 empty] | 0.60057 | 0
LCP_Inputs_ON_Electric_IEA_2023_05_05 | 2033 | Electrolyser 2020/2030 | Crossload | Hydrogen | NY | Dispatch-Crossload | VOM | 0 | [6 empty] | 0.60057 | 0
LCP_Inputs_ON_Electric_IEA_2023_05_05 | 2033 | Electrolyser 2020/2030 | Crossload | Hydrogen | ON | Dispatch-Crossload | EmissionsCost | 0 | [6 empty] | 0.60057 | 0
LCP_Inputs_ON_Electric_IEA_2023_05_05 | 2033 | Electrolyser 2020/2030 | Crossload | Hydrogen | ON | Dispatch-Crossload | FuelCost | 0 | [6 empty] | 0.60057 | 0
LCP_Inputs_ON_Electric_IEA_2023_05_05 | 2033 | Electrolyser 2020/2030 | Crossload | Hydrogen | ON | Dispatch-Crossload | VOM | 0 | [6 empty] | 0.60057 | 0
LCP_Inputs_ON_Electric_IEA_2023_05_05 | 2033 | Electrolyser 2020/2030 | Crossload | Hydrogen | PJ | Dispatch-Crossload | EmissionsCost | 0 | [6 empty] | 0.60057 | 0
LCP_Inputs_ON_Electric_IEA_2023_05_05 | 2033 | Electrolyser 2020/2030 | Crossload | Hydrogen | PJ | Dispatch-Crossload | FuelCost | 0 | [6 empty] | 0.60057 | 0
LCP_Inputs_ON_Electric_IEA_2023_05_05 | 2033 | Electrolyser 2020/2030 | Crossload | Hydrogen | PJ | Dispatch-Crossload | VOM | 0 | [6 empty] | 0.60057 | 0
LCP_Inputs_ON_Electric_IEA_2023_05_05 | 2033 | Electrolyser 2020/2030 | Crossload | Hydrogen | QC | Dispatch-Crossload | EmissionsCost | 0 | [6 empty] | 0.60057 | 0
LCP_Inputs_ON_Electric_IEA_2023_05_05 | 2033 | Electrolyser 2020/2030 | Crossload | Hydrogen | QC | Dispatch-Crossload | FuelCost | 0 | [6 empty] | 0.60057 | 0
LCP_Inputs_ON_Electric_IEA_2023_05_05 | 2033 | Electrolyser 2020/2030 | Crossload | Hydrogen | QC | Dispatch-Crossload | VOM | 0 | [6 empty] | 0.60057 | 0
LCP_Inputs_ON_Electric_IEA_2023_05_05 | 2033 | Electrolyser 2020/2030 | Crossload | Hydrogen | WC | Dispatch-Crossload | EmissionsCost | 0 | [6 empty] | 0.60057 | 0
LCP_Inputs_ON_Electric_IEA_2023_05_05 | 2033 | Electrolyser 2020/2030 | Crossload | Hydrogen | WC | Dispatch-Crossload | FuelCost | 0 | [6 empty] | 0.60057 | 0
LCP_Inputs_ON_Electric_IEA_2023_05_05 | 2033 | Electrolyser 2020/2030 | Crossload | Hydrogen | WC | Dispatch-Crossload | VOM | 0 | [6 empty] | 0.60057 | 0
LCP_Inputs_ON_Electric_IEA_2023_05_05 | 2033 | Electrolyser 2040 | Crossload | Hydrogen | MI | Dispatch-Crossload | EmissionsCost | 0 | [6 empty] | 0.60057 | 0
LCP_Inputs_ON_Electric_IEA_2023_05_05 | 2033 | Electrolyser 2040 | Crossload | Hydrogen | MI | Dispatch-Crossload | FuelCost | 0 | [6 empty] | 0.60057 | 0
LCP_Inputs_ON_Electric_IEA_2023_05_05 | 2033 | Electrolyser 2040 | Crossload | Hydrogen | MI | Dispatch-Crossload | VOM | 0 | [6 empty] | 0.60057 | 0
LCP_Inputs_ON_Electric_IEA_2023_05_05 | 2033 | Electrolyser 2040 | Crossload | Hydrogen | NY | Dispatch-Crossload | EmissionsCost | 0 | [6 empty] | 0.60057 | 0
LCP_Inputs_ON_Electric_IEA_2023_05_05 | 2033 | Electrolyser 2040 | Crossload | Hydrogen | NY | Dispatch-Crossload | FuelCost | 0 | [6 empty] | 0.60057 | 0
LCP_Inputs_ON_Electric_IEA_2023_05_05 | 2033 | Electrolyser 2040 | Crossload | Hydrogen | NY | Dispatch-Crossload | VOM | 0 | [6 empty] | 0.60057 | 0
LCP_Inputs_ON_Electric_IEA_2023_05_05 | 2033 | Electrolyser 2040 | Crossload | Hydrogen | ON | Dispatch-Crossload | EmissionsCost | 0 | [6 empty] | 0.60057 | 0
LCP_Inputs_ON_Electric_IEA_2023_05_05 | 2033 | Electrolyser 2040 | Crossload | Hydrogen | ON | Dispatch-Crossload | FuelCost | 0 | [6 empty] | 0.60057 | 0
LCP_Inputs_ON_Electric_IEA_2023_05_05 | 2033 | Electrolyser 2040 | Crossload | Hydrogen | ON | Dispatch-Crossload | VOM | 0 | [6 empty] | 0.60057 | 0
LCP_Inputs_ON_Electric_IEA_2023_05_05 | 2033 | Electrolyser 2040 | Crossload | Hydrogen | PJ | Dispatch-Crossload | EmissionsCost | 0 | [6 empty] | 0.60057 | 0
LCP_Inputs_ON_Electric_IEA_2023_05_05 | 2033 | Electrolyser 2040 | Crossload | Hydrogen | PJ | Dispatch-Crossload | FuelCost | 0 | [6 empty] | 0.60057 | 0
LCP_Inputs_ON_Electric_IEA_2023_05_05 | 2033 | Electrolyser 2040 | Crossload | Hydrogen | PJ | Dispatch-Crossload | VOM | 0 | [6 empty] | 0.60057 | 0
LCP_Inputs_ON_Electric_IEA_2023_05_05 | 2033 | Electrolyser 2040 | Crossload | Hydrogen | QC | Dispatch-Crossload | EmissionsCost | 0 | [6 empty] | 0.60057 | 0
LCP_Inputs_ON_Electric_IEA_2023_05_05 | 2033 | Electrolyser 2040 | Crossload | Hydrogen | QC | Dispatch-Crossload | FuelCost | 0 | [6 empty] | 0.60057 | 0
LCP_Inputs_ON_Electric_IEA_2023_05_05 | 2033 | Electrolyser 2040 | Crossload | Hydrogen | QC | Dispatch-Crossload | VOM | 0 | [6 empty] | 0.60057 | 0
LCP_Inputs_ON_Electric_IEA_2023_05_05 | 2033 | Electrolyser 2040 | Crossload | Hydrogen | WC | Dispatch-Crossload | EmissionsCost | 0 | [6 empty] | 0.60057 | 0
LCP_Inputs_ON_Electric_IEA_2023_05_05 | 2033 | Electrolyser 2040 | Crossload | Hydrogen | WC | Dispatch-Crossload | FuelCost | 0 | [6 empty] | 0.60057 | 0
LCP_Inputs_ON_Electric_IEA_2023_05_05 | 2033 | Electrolyser 2040 | Crossload | Hydrogen | WC | Dispatch-Crossload | VOM | 0 | [6 empty] | 0.60057 | 0
LCP_Inputs_ON_Electric_IEA_2023_05_05 | 2033 | Electrolyser 2050 | Crossload | Hydrogen | MI | Dispatch-Crossload | EmissionsCost | 0 | [6 empty] | 0.60057 | 0
LCP_Inputs_ON_Electric_IEA_2023_05_05 | 2033 | Electrolyser 2050 | Crossload | Hydrogen | MI | Dispatch-Crossload | FuelCost | 0 | [6 empty] | 0.60057 | 0
LCP_Inputs_ON_Electric_IEA_2023_05_05 | 2033 | Electrolyser 2050 | Crossload | Hydrogen | MI | Dispatch-Crossload | VOM | 0 | [6 empty] | 0.60057 | 0
LCP_Inputs_ON_Electric_IEA_2023_05_05 | 2033 | Electrolyser 2050 | Crossload | Hydrogen | NY | Dispatch-Crossload | EmissionsCost | 0 | [6 empty] | 0.60057 | 0
LCP_Inputs_ON_Electric_IEA_2023_05_05 | 2033 | Electrolyser 2050 | Crossload | Hydrogen | NY | Dispatch-Crossload | FuelCost | 0 | [6 empty] | 0.60057 | 0
LCP_Inputs_ON_Electric_IEA_2023_05_05 | 2033 | Electrolyser 2050 | Crossload | Hydrogen | NY | Dispatch-Crossload | VOM | 0 | [6 empty] | 0.60057 | 0
LCP_Inputs_ON_Electric_IEA_2023_05_05 | 2033 | Electrolyser 2050 | Crossload | Hydrogen | ON | Dispatch-Crossload | EmissionsCost | 0 | [6 empty] | 0.60057 | 0
LCP_Inputs_ON_Electric_IEA_2023_05_05 | 2033 | Electrolyser 2050 | Crossload | Hydrogen | ON | Dispatch-Crossload | FuelCost | 0 | [6 empty] | 0.60057 | 0
LCP_Inputs_ON_Electric_IEA_2023_05_05 | 2033 | Electrolyser 2050 | Crossload | Hydrogen | ON | Dispatch-Crossload | VOM | 0 | [6 empty] | 0.60057 | 0
LCP_Inputs_ON_Electric_IEA_2023_05_05 | 2033 | Electrolyser 2050 | Crossload | Hydrogen | PJ | Dispatch-Crossload | EmissionsCost | 0 | [6 empty] | 0.60057 | 0
LCP_Inputs_ON_Electric_IEA_2023_05_05 | 2033 | Electrolyser 2050 | Crossload | Hydrogen | PJ | Dispatch-Crossload | FuelCost | 0 | [6 empty] | 0.60057 | 0
LCP_Inputs_ON_Electric_IEA_2023_05_05 | 2033 | Electrolyser 2050 | Crossload | Hydrogen | PJ | Dispatch-Crossload | VOM | 0 | [6 empty] | 0.60057 | 0
LCP_Inputs_ON_Electric_IEA_2023_05_05 | 2033 | Electrolyser 2050 | Crossload | Hydrogen | QC | Dispatch-Crossload | EmissionsCost | 0 | [6 empty] | 0.60057 | 0
LCP_Inputs_ON_Electric_IEA_2023_05_05 | 2033 | Electrolyser 2050 | Crossload | Hydrogen | QC | Dispatch-Crossload | FuelCost | 0 | [6 empty] | 0.60057 | 0
LCP_Inputs_ON_Electric_IEA_2023_05_05 | 2033 | Electrolyser 2050 | Crossload | Hydrogen | QC | Dispatch-Crossload | VOM | 0 | [6 empty] | 0.60057 | 0
LCP_Inputs_ON_Electric_IEA_2023_05_05 | 2033 | Electrolyser 2050 | Crossload | Hydrogen | WC | Dispatch-Crossload | EmissionsCost | 0 | [6 empty] | 0.60057 | 0
LCP_Inputs_ON_Electric_IEA_2023_05_05 | 2033 | Electrolyser 2050 | Crossload | Hydrogen | WC | Dispatch-Crossload | FuelCost | 0 | [6 empty] | 0.60057 | 0
LCP_Inputs_ON_Electric_IEA_2023_05_05 | 2033 | Electrolyser 2050 | Crossload | Hydrogen | WC | Dispatch-Crossload | VOM | 0 | [6 empty] | 0.60057 | 0
LCP_Inputs_ON_Electric_IEA_2023_05_05 | 2033 | Fossil Fuel Thermal (Coal, Peat, Oil) | Generation | Electricity | MI | Dispatch-Generation | EmissionsCost | 0 | [6 empty] | 0.60057 | 0
LCP_Inputs_ON_Electric_IEA_2023_05_05 | 2033 | Fossil Fuel Thermal (Coal, Peat, Oil) | Generation | Electricity | MI | Dispatch-Generation | FuelCost | 0 | [6 empty] | 0.60057 | 0
LCP_Inputs_ON_Electric_IEA_2023_05_05 | 2033 | Fossil Fuel Thermal (Coal, Peat, Oil) | Generation | Electricity | MI | Dispatch-Generation | VOM | 0 | [6 empty] | 0.60057 | 0
LCP_Inputs_ON_Electric_IEA_2023_05_05 | 2033 | Fossil Fuel Thermal (Coal, Peat, Oil) | Generation | Electricity | NY | Dispatch-Generation | EmissionsCost | 0 | [6 empty] | 0.60057 | 0
LCP_Inputs_ON_Electric_IEA_2023_05_05 | 2033 | Fossil Fuel Thermal (Coal, Peat, Oil) | Generation | Electricity | NY | Dispatch-Generation | FuelCost | 0 | [6 empty] | 0.60057 | 0
LCP_Inputs_ON_Electric_IEA_2023_05_05 | 2033 | Fossil Fuel Thermal (Coal, Peat, Oil) | Generation | Electricity | NY | Dispatch-Generation | VOM | 0 | [6 empty] | 0.60057 | 0
LCP_Inputs_ON_Electric_IEA_2023_05_05 | 2033 | Fossil Fuel Thermal (Coal, Peat, Oil) | Generation | Electricity | ON | Dispatch-Generation | EmissionsCost | 0 | [6 empty] | 0.60057 | 0
LCP_Inputs_ON_Electric_IEA_2023_05_05 | 2033 | Fossil Fuel Thermal (Coal, Peat, Oil) | Generation | Electricity | ON | Dispatch-Generation | FuelCost | 0 | [6 empty] | 0.60057 | 0
LCP_Inputs_ON_Electric_IEA_2023_05_05 | 2033 | Fossil Fuel Thermal (Coal, Peat, Oil) | Generation | Electricity | ON | Dispatch-Generation | VOM | 0 | [6 empty] | 0.60057 | 0
LCP_Inputs_ON_Electric_IEA_2023_05_05 | 2033 | Fossil Fuel Thermal (Coal, Peat, Oil) | Generation | Electricity | PJ | Dispatch-Generation | EmissionsCost | 0 | [6 empty] | 0.60057 | 0
LCP_Inputs_ON_Electric_IEA_2023_05_05 | 2033 | Fossil Fuel Thermal (Coal, Peat, Oil) | Generation | Electricity | PJ | Dispatch-Generation | FuelCost | 0 | [6 empty] | 0.60057 | 0
LCP_Inputs_ON_Electric_IEA_2023_05_05 | 2033 | Fossil Fuel Thermal (Coal, Peat, Oil) | Generation | Electricity | PJ | Dispatch-Generation | VOM | 0 | [6 empty] | 0.60057 | 0
LCP_Inputs_ON_Electric_IEA_2023_05_05 | 2033 | Fossil Fuel Thermal (Coal, Peat, Oil) | Generation | Electricity | QC | Dispatch-Generation | EmissionsCost | 0 | [6 empty] | 0.60057 | 0
LCP_Inputs_ON_Electric_IEA_2023_05_05 | 2033 | Fossil Fuel Thermal (Coal, Peat, Oil) | Generation | Electricity | QC | Dispatch-Generation | FuelCost | 0 | [6 empty] | 0.60057 | 0
LCP_Inputs_ON_Electric_IEA_2023_05_05 | 2033 | Fossil Fuel Thermal (Coal, Peat, Oil) | Generation | Electricity | QC | Dispatch-Generation | VOM | 0 | [6 empty] | 0.60057 | 0
LCP_Inputs_ON_Electric_IEA_2023_05_05 | 2033 | Fossil Fuel Thermal (Coal, Peat, Oil) | Generation | Electricity | WC | Dispatch-Generation | EmissionsCost | 0 | [6 empty] | 0.60057 | 0
LCP_Inputs_ON_Electric_IEA_2023_05_05 | 2033 | Fossil Fuel Thermal (Coal, Peat, Oil) | Generation | Electricity | WC | Dispatch-Generation | FuelCost | 0 | [6 empty] | 0.60057 | 0
LCP_Inputs_ON_Electric_IEA_2023_05_05 | 2033 | Fossil Fuel Thermal (Coal, Peat, Oil) | Generation | Electricity | WC | Dispatch-Generation | VOM | 0 | [6 empty] | 0.60057 | 0
LCP_Inputs_ON_Electric_IEA_2023_05_05 | 2033 | Generic - Generator | Generation | Electricity | MI | Dispatch-Generation | EmissionsCost | 0 | [6 empty] | 0.60057 | 0
LCP_Inputs_ON_Electric_IEA_2023_05_05 | 2033 | Generic - Generator | Generation | Electricity | MI | Dispatch-Generation | FuelCost | 1794585963.3865 | [6 empty] | 0.60057 | 1077781824.951
LCP_Inputs_ON_Electric_IEA_2023_05_05 | 2033 | Generic - Generator | Generation | Electricity | MI | Dispatch-Generation | VOM | 62669128.1502 | [6 empty] | 0.60057 | 37637454.3677
LCP_Inputs_ON_Electric_IEA_2023_05_05 | 2033 | Generic - Generator | Generation | Electricity | NY | Dispatch-Generation | EmissionsCost | 0 | [6 empty] | 0.60057 | 0
LCP_Inputs_ON_Electric_IEA_2023_05_05 | 2033 | Generic - Generator | Generation | Electricity | NY | Dispatch-Generation | FuelCost | 797307477.8972 | [6 empty] | 0.60057 | 478842209.9064
LCP_Inputs_ON_Electric_IEA_2023_05_05 | 2033 | Generic - Generator | Generation | Electricity | NY | Dispatch-Generation | VOM | 27842948.4722 | [6 empty] | 0.60057 | 16721753.334
LCP_Inputs_ON_Electric_IEA_2023_05_05 | 2033 | Generic - Generator | Generation | Electricity | ON | Dispatch-Generation | EmissionsCost | 0 | [6 empty] | 0.60057 | 0
LCP_Inputs_ON_Electric_IEA_2023_05_05 | 2033 | Generic - Generator | Generation | Electricity | ON | Dispatch-Generation | FuelCost | 0 | [6 empty] | 0.60057 | 0
LCP_Inputs_ON_Electric_IEA_2023_05_05 | 2033 | Generic - Generator | Generation | Electricity | ON | Dispatch-Generation | VOM | 0 | [6 empty] | 0.60057 | 0
LCP_Inputs_ON_Electric_IEA_2023_05_05 | 2033 | Generic - Generator | Generation | Electricity | PJ | Dispatch-Generation | EmissionsCost | 0 | [6 empty] | 0.60057 | 0
LCP_Inputs_ON_Electric_IEA_2023_05_05 | 2033 | Generic - Generator | Generation | Electricity | PJ | Dispatch-Generation | FuelCost | 7303522587.8806 | [6 empty] | 0.60057 | 4386306403.7804
LCP_Inputs_ON_Electric_IEA_2023_05_05 | 2033 | Generic - Generator | Generation | Electricity | PJ | Dispatch-Generation | VOM | 255047906.5067 | [6 empty] | 0.60057 | 153175163.3708
LCP_Inputs_ON_Electric_IEA_2023_05_05 | 2033 | Generic - Generator | Generation | Electricity | QC | Dispatch-Generation | EmissionsCost | 0 | [6 empty] | 0.60057 | 0
LCP_Inputs_ON_Electric_IEA_2023_05_05 | 2033 | Generic - Generator | Generation | Electricity | QC | Dispatch-Generation | FuelCost | 0 | [6 empty] | 0.60057 | 0
LCP_Inputs_ON_Electric_IEA_2023_05_05 | 2033 | Generic - Generator | Generation | Electricity | QC | Dispatch-Generation | VOM | 0 | [6 empty] | 0.60057 | 0
LCP_Inputs_ON_Electric_IEA_2023_05_05 | 2033 | Generic - Generator | Generation | Electricity | WC | Dispatch-Generation | EmissionsCost | 0 | [6 empty] | 0.60057 | 0
LCP_Inputs_ON_Electric_IEA_2023_05_05 | 2033 | Generic - Generator | Generation | Electricity | WC | Dispatch-Generation | FuelCost | 1734119.8634 | [6 empty] | 0.60057 | 1041467.4522
LCP_Inputs_ON_Electric_IEA_2023_05_05 | 2033 | Generic - Generator | Generation | Electricity | WC | Dispatch-Generation | VOM | 60557.5783 | [6 empty] | 0.60057 | 36369.3122
LCP_Inputs_ON_Electric_IEA_2023_05_05 | 2033 | H2 Import - QC | Import | Hydrogen | MI | Dispatch-Import | EmissionsCost | 0 | [6 empty] | 0.60057 | 0
LCP_Inputs_ON_Electric_IEA_2023_05_05 | 2033 | H2 Import - QC | Import | Hydrogen | MI | Dispatch-Import | FuelCost | 0 | [6 empty] | 0.60057 | 0
LCP_Inputs_ON_Electric_IEA_2023_05_05 | 2033 | H2 Import - QC | Import | Hydrogen | MI | Dispatch-Import | VOM | 0 | [6 empty] | 0.60057 | 0
LCP_Inputs_ON_Electric_IEA_2023_05_05 | 2033 | H2 Import - QC | Import | Hydrogen | NY | Dispatch-Import | EmissionsCost | 0 | [6 empty] | 0.60057 | 0
LCP_Inputs_ON_Electric_IEA_2023_05_05 | 2033 | H2 Import - QC | Import | Hydrogen | NY | Dispatch-Import | FuelCost | 0 | [6 empty] | 0.60057 | 0
LCP_Inputs_ON_Electric_IEA_2023_05_05 | 2033 | H2 Import - QC | Import | Hydrogen | NY | Dispatch-Import | VOM | 0 | [6 empty] | 0.60057 | 0
LCP_Inputs_ON_Electric_IEA_2023_05_05 | 2033 | H2 Import - QC | Import | Hydrogen | ON | Dispatch-Import | EmissionsCost | 0 | [6 empty] | 0.60057 | 0
LCP_Inputs_ON_Electric_IEA_2023_05_05 | 2033 | H2 Import - QC | Import | Hydrogen | ON | Dispatch-Import | FuelCost | 0 | [6 empty] | 0.60057 | 0
LCP_Inputs_ON_Electric_IEA_2023_05_05 | 2033 | H2 Import - QC | Import | Hydrogen | ON | Dispatch-Import | VOM | 0 | [6 empty] | 0.60057 | 0
LCP_Inputs_ON_Electric_IEA_2023_05_05 | 2033 | H2 Import - QC | Import | Hydrogen | PJ | Dispatch-Import | EmissionsCost | 0 | [6 empty] | 0.60057 | 0
LCP_Inputs_ON_Electric_IEA_2023_05_05 | 2033 | H2 Import - QC | Import | Hydrogen | PJ | Dispatch-Import | FuelCost | 0 | [6 empty] | 0.60057 | 0
LCP_Inputs_ON_Electric_IEA_2023_05_05 | 2033 | H2 Import - QC | Import | Hydrogen | PJ | Dispatch-Import | VOM | 0 | [6 empty] | 0.60057 | 0
LCP_Inputs_ON_Electric_IEA_2023_05_05 | 2033 | H2 Import - QC | Import | Hydrogen | QC | Dispatch-Import | EmissionsCost | 0 | [6 empty] | 0.60057 | 0
LCP_Inputs_ON_Electric_IEA_2023_05_05 | 2033 | H2 Import - QC | Import | Hydrogen | QC | Dispatch-Import | FuelCost | 0 | [6 empty] | 0.60057 | 0
LCP_Inputs_ON_Electric_IEA_2023_05_05 | 2033 | H2 Import - QC | Import | Hydrogen | QC | Dispatch-Import | VOM | 0 | [6 empty] | 0.60057 | 0
LCP_Inputs_ON_Electric_IEA_2023_05_05 | 2033 | H2 Import - QC | Import | Hydrogen | WC | Dispatch-Import | EmissionsCost | 0 | [6 empty] | 0.60057 | 0
LCP_Inputs_ON_Electric_IEA_2023_05_05 | 2033 | H2 Import - QC | Import | Hydrogen | WC | Dispatch-Import | FuelCost | 0 | [6 empty] | 0.60057 | 0
LCP_Inputs_ON_Electric_IEA_2023_05_05 | 2033 | H2 Import - QC | Import | Hydrogen | WC | Dispatch-Import | VOM | 0 | [6 empty] | 0.60057 | 0
LCP_Inputs_ON_Electric_IEA_2023_05_05 | 2033 | H2 Import - WC | Import | Hydrogen | MI | Dispatch-Import | EmissionsCost | 0 | [6 empty] | 0.60057 | 0
LCP_Inputs_ON_Electric_IEA_2023_05_05 | 2033 | H2 Import - WC | Import | Hydrogen | MI | Dispatch-Import | FuelCost | 0 | [6 empty] | 0.60057 | 0
LCP_Inputs_ON_Electric_IEA_2023_05_05 | 2033 | H2 Import - WC | Import | Hydrogen | MI | Dispatch-Import | VOM | 0 | [6 empty] | 0.60057 | 0
LCP_Inputs_ON_Electric_IEA_2023_05_05 | 2033 | H2 Import - WC | Import | Hydrogen | NY | Dispatch-Import | EmissionsCost | 0 | [6 empty] | 0.60057 | 0
LCP_Inputs_ON_Electric_IEA_2023_05_05 | 2033 | H2 Import - WC | Import | Hydrogen | NY | Dispatch-Import | FuelCost | 0 | [6 empty] | 0.60057 | 0
LCP_Inputs_ON_Electric_IEA_2023_05_05 | 2033 | H2 Import - WC | Import | Hydrogen | NY | Dispatch-Import | VOM | 0 | [6 empty] | 0.60057 | 0
LCP_Inputs_ON_Electric_IEA_2023_05_05 | 2033 | H2 Import - WC | Import | Hydrogen | ON | Dispatch-Import | EmissionsCost | 0 | [6 empty] | 0.60057 | 0
LCP_Inputs_ON_Electric_IEA_2023_05_05 | 2033 | H2 Import - WC | Import | Hydrogen | ON | Dispatch-Import | FuelCost | 0 | [6 empty] | 0.60057 | 0
LCP_Inputs_ON_Electric_IEA_2023_05_05 | 2033 | H2 Import - WC | Import | Hydrogen | ON | Dispatch-Import | VOM | 0 | [6 empty] | 0.60057 | 0
LCP_Inputs_ON_Electric_IEA_2023_05_05 | 2033 | H2 Import - WC | Import | Hydrogen | PJ | Dispatch-Import | EmissionsCost | 0 | [6 empty] | 0.60057 | 0
LCP_Inputs_ON_Electric_IEA_2023_05_05 | 2033 | H2 Import - WC | Import | Hydrogen | PJ | Dispatch-Import | FuelCost | 0 | [6 empty] | 0.60057 | 0
LCP_Inputs_ON_Electric_IEA_2023_05_05 | 2033 | H2 Import - WC | Import | Hydrogen | PJ | Dispatch-Import | VOM | 0 | [6 empty] | 0.60057 | 0
LCP_Inputs_ON_Electric_IEA_2023_05_05 | 2033 | H2 Import - WC | Import | Hydrogen | QC | Dispatch-Import | EmissionsCost | 0 | [6 empty] | 0.60057 | 0
LCP_Inputs_ON_Electric_IEA_2023_05_05 | 2033 | H2 Import - WC | Import | Hydrogen | QC | Dispatch-Import | FuelCost | 0 | [6 empty] | 0.60057 | 0
LCP_Inputs_ON_Electric_IEA_2023_05_05 | 2033 | H2 Import - WC | Import | Hydrogen | QC | Dispatch-Import | VOM | 0 | [6 empty] | 0.60057 | 0
LCP_Inputs_ON_Electric_IEA_2023_05_05 | 2033 | H2 Import - WC | Import | Hydrogen | WC | Dispatch-Import | EmissionsCost | 0 | [6 empty] | 0.60057 | 0
LCP_Inputs_ON_Electric_IEA_2023_05_05 | 2033 | H2 Import - WC | Import | Hydrogen | WC | Dispatch-Import | FuelCost | 0 | [6 empty] | 0.60057 | 0
LCP_Inputs_ON_Electric_IEA_2023_05_05 | 2033 | H2 Import - WC | Import | Hydrogen | WC | Dispatch-Import | VOM | 0 | [6 empty] | 0.60057 | 0
LCP_Inputs_ON_Electric_IEA_2023_05_05 | 2033 | H2 Salt Cavern Storage - ON | Storage | Hydrogen | MI | Dispatch-Storage | EmissionsCost | 0 | [6 empty] | 0.60057 | 0
LCP_Inputs_ON_Electric_IEA_2023_05_05 | 2033 | H2 Salt Cavern Storage - ON | Storage | Hydrogen | MI | Dispatch-Storage | FuelCost | 0 | [6 empty] | 0.60057 | 0
LCP_Inputs_ON_Electric_IEA_2023_05_05 | 2033 | H2 Salt Cavern Storage - ON | Storage | Hydrogen | MI | Dispatch-Storage | VOM | 0 | [6 empty] | 0.60057 | 0
LCP_Inputs_ON_Electric_IEA_2023_05_05 | 2033 | H2 Salt Cavern Storage - ON | Storage | Hydrogen | NY | Dispatch-Storage | EmissionsCost | 0 | [6 empty] | 0.60057 | 0
LCP_Inputs_ON_Electric_IEA_2023_05_05 | 2033 | H2 Salt Cavern Storage - ON | Storage | Hydrogen | NY | Dispatch-Storage | FuelCost | 0 | [6 empty] | 0.60057 | 0
LCP_Inputs_ON_Electric_IEA_2023_05_05 | 2033 | H2 Salt Cavern Storage - ON | Storage | Hydrogen | NY | Dispatch-Storage | VOM | 0 | [6 empty] | 0.60057 | 0
LCP_Inputs_ON_Electric_IEA_2023_05_05 | 2033 | H2 Salt Cavern Storage - ON | Storage | Hydrogen | ON | Dispatch-Storage | EmissionsCost | 0 | [6 empty] | 0.60057 | 0
LCP_Inputs_ON_Electric_IEA_2023_05_05 | 2033 | H2 Salt Cavern Storage - ON | Storage | Hydrogen | ON | Dispatch-Storage | FuelCost | 0 | [6 empty] | 0.60057 | 0
LCP_Inputs_ON_Electric_IEA_2023_05_05 | 2033 | H2 Salt Cavern Storage - ON | Storage | Hydrogen | ON | Dispatch-Storage | VOM | 12004507.7434 | [6 empty] | 0.60057 | 7209596.2675
LCP_Inputs_ON_Electric_IEA_2023_05_05 | 2033 | H2 Salt Cavern Storage - ON | Storage | Hydrogen | PJ | Dispatch-Storage | EmissionsCost | 0 | [6 empty] | 0.60057 | 0
LCP_Inputs_ON_Electric_IEA_2023_05_05 | 2033 | H2 Salt Cavern Storage - ON | Storage | Hydrogen | PJ | Dispatch-Storage | FuelCost | 0 | [6 empty] | 0.60057 | 0
LCP_Inputs_ON_Electric_IEA_2023_05_05 | 2033 | H2 Salt Cavern Storage - ON | Storage | Hydrogen | PJ | Dispatch-Storage | VOM | 0 | [6 empty] | 0.60057 | 0
LCP_Inputs_ON_Electric_IEA_2023_05_05 | 2033 | H2 Salt Cavern Storage - ON | Storage | Hydrogen | QC | Dispatch-Storage | EmissionsCost | 0 | [6 empty] | 0.60057 | 0
LCP_Inputs_ON_Electric_IEA_2023_05_05 | 2033 | H2 Salt Cavern Storage - ON | Storage | Hydrogen | QC | Dispatch-Storage | FuelCost | 0 | [6 empty] | 0.60057 | 0
LCP_Inputs_ON_Electric_IEA_2023_05_05 | 2033 | H2 Salt Cavern Storage - ON | Storage | Hydrogen | QC | Dispatch-Storage | VOM | 0 | [6 empty] | 0.60057 | 0
LCP_Inputs_ON_Electric_IEA_2023_05_05 | 2033 | H2 Salt Cavern Storage - ON | Storage | Hydrogen | WC | Dispatch-Storage | EmissionsCost | 0 | [6 empty] | 0.60057 | 0
LCP_Inputs_ON_Electric_IEA_2023_05_05 | 2033 | H2 Salt Cavern Storage - ON | Storage | Hydrogen | WC | Dispatch-Storage | FuelCost | 0 | [6 empty] | 0.60057 | 0
LCP_Inputs_ON_Electric_IEA_2023_05_05 | 2033 | H2 Salt Cavern Storage - ON | Storage | Hydrogen | WC | Dispatch-Storage | VOM | 0 | [6 empty] | 0.60057 | 0
LCP_Inputs_ON_Electric_IEA_2023_05_05 | 2033 | Hydro | Generation | Electricity | MI | Dispatch-Generation | EmissionsCost | 0 | [6 empty] | 0.60057 | 0
LCP_Inputs_ON_Electric_IEA_2023_05_05 | 2033 | Hydro | Generation | Electricity | MI | Dispatch-Generation | FuelCost | 0 | [6 empty] | 0.60057 | 0
LCP_Inputs_ON_Electric_IEA_2023_05_05 | 2033 | Hydro | Generation | Electricity | MI | Dispatch-Generation | VOM | 0 | [6 empty] | 0.60057 | 0
LCP_Inputs_ON_Electric_IEA_2023_05_05 | 2033 | Hydro | Generation | Electricity | NY | Dispatch-Generation | EmissionsCost | 0 | [6 empty] | 0.60057 | 0
LCP_Inputs_ON_Electric_IEA_2023_05_05 | 2033 | Hydro | Generation | Electricity | NY | Dispatch-Generation | FuelCost | 0 | [6 empty] | 0.60057 | 0
LCP_Inputs_ON_Electric_IEA_2023_05_05 | 2033 | Hydro | Generation | Electricity | NY | Dispatch-Generation | VOM | 0 | [6 empty] | 0.60057 | 0
LCP_Inputs_ON_Electric_IEA_2023_05_05 | 2033 | Hydro | Generation | Electricity | ON | Dispatch-Generation | EmissionsCost | 0 | [6 empty] | 0.60057 | 0
LCP_Inputs_ON_Electric_IEA_2023_05_05 | 2033 | Hydro | Generation | Electricity | ON | Dispatch-Generation | FuelCost | 0 | [6 empty] | 0.60057 | 0
LCP_Inputs_ON_Electric_IEA_2023_05_05 | 2033 | Hydro | Generation | Electricity | ON | Dispatch-Generation | VOM | 0 | [6 empty] | 0.60057 | 0
LCP_Inputs_ON_Electric_IEA_2023_05_05 | 2033 | Hydro | Generation | Electricity | PJ | Dispatch-Generation | EmissionsCost | 0 | [6 empty] | 0.60057 | 0
LCP_Inputs_ON_Electric_IEA_2023_05_05 | 2033 | Hydro | Generation | Electricity | PJ | Dispatch-Generation | FuelCost | 0 | [6 empty] | 0.60057 | 0
LCP_Inputs_ON_Electric_IEA_2023_05_05 | 2033 | Hydro | Generation | Electricity | PJ | Dispatch-Generation | VOM | 0 | [6 empty] | 0.60057 | 0
LCP_Inputs_ON_Electric_IEA_2023_05_05 | 2033 | Hydro | Generation | Electricity | QC | Dispatch-Generation | EmissionsCost | 0 | [6 empty] | 0.60057 | 0
LCP_Inputs_ON_Electric_IEA_2023_05_05 | 2033 | Hydro | Generation | Electricity | QC | Dispatch-Generation | FuelCost | 0 | [6 empty] | 0.60057 | 0
LCP_Inputs_ON_Electric_IEA_2023_05_05 | 2033 | Hydro | Generation | Electricity | QC | Dispatch-Generation | VOM | 0 | [6 empty] | 0.60057 | 0
LCP_Inputs_ON_Electric_IEA_2023_05_05 | 2033 | Hydro | Generation | Electricity | WC | Dispatch-Generation | EmissionsCost | 0 | [6 empty] | 0.60057 | 0
LCP_Inputs_ON_Electric_IEA_2023_05_05 | 2033 | Hydro | Generation | Electricity | WC | Dispatch-Generation | FuelCost | 0 | [6 empty] | 0.60057 | 0
LCP_Inputs_ON_Electric_IEA_2023_05_05 | 2033 | Hydro | Generation | Electricity | WC | Dispatch-Generation | VOM | 0 | [6 empty] | 0.60057 | 0
LCP_Inputs_ON_Electric_IEA_2023_05_05 | 2033 | Hydro Pumped Storage | Storage | Electricity | MI | Dispatch-Storage | EmissionsCost | 0 | [6 empty] | 0.60057 | 0
LCP_Inputs_ON_Electric_IEA_2023_05_05 | 2033 | Hydro Pumped Storage | Storage | Electricity | MI | Dispatch-Storage | FuelCost | 0 | [6 empty] | 0.60057 | 0
LCP_Inputs_ON_Electric_IEA_2023_05_05 | 2033 | Hydro Pumped Storage | Storage | Electricity | MI | Dispatch-Storage | VOM | 0 | [6 empty] | 0.60057 | 0
LCP_Inputs_ON_Electric_IEA_2023_05_05 | 2033 | Hydro Pumped Storage | Storage | Electricity | NY | Dispatch-Storage | EmissionsCost | 0 | [6 empty] | 0.60057 | 0
LCP_Inputs_ON_Electric_IEA_2023_05_05 | 2033 | Hydro Pumped Storage | Storage | Electricity | NY | Dispatch-Storage | FuelCost | 0 | [6 empty] | 0.60057 | 0
LCP_Inputs_ON_Electric_IEA_2023_05_05 | 2033 | Hydro Pumped Storage | Storage | Electricity | NY | Dispatch-Storage | VOM | 0 | [6 empty] | 0.60057 | 0
LCP_Inputs_ON_Electric_IEA_2023_05_05 | 2033 | Hydro Pumped Storage | Storage | Electricity | ON | Dispatch-Storage | EmissionsCost | 0 | [6 empty] | 0.60057 | 0
LCP_Inputs_ON_Electric_IEA_2023_05_05 | 2033 | Hydro Pumped Storage | Storage | Electricity | ON | Dispatch-Storage | FuelCost | 0 | [6 empty] | 0.60057 | 0
LCP_Inputs_ON_Electric_IEA_2023_05_05 | 2033 | Hydro Pumped Storage | Storage | Electricity | ON | Dispatch-Storage | VOM | 0 | [6 empty] | 0.60057 | 0
LCP_Inputs_ON_Electric_IEA_2023_05_05 | 2033 | Hydro Pumped Storage | Storage | Electricity | PJ | Dispatch-Storage | EmissionsCost | 0 | [6 empty] | 0.60057 | 0
LCP_Inputs_ON_Electric_IEA_2023_05_05 | 2033 | Hydro Pumped Storage | Storage | Electricity | PJ | Dispatch-Storage | FuelCost | 0 | [6 empty] | 0.60057 | 0
LCP_Inputs_ON_Electric_IEA_2023_05_05 | 2033 | Hydro Pumped Storage | Storage | Electricity | PJ | Dispatch-Storage | VOM | 0 | [6 empty] | 0.60057 | 0
LCP_Inputs_ON_Electric_IEA_2023_05_05 | 2033 | Hydro Pumped Storage | Storage | Electricity | QC | Dispatch-Storage | EmissionsCost | 0 | [6 empty] | 0.60057 | 0
LCP_Inputs_ON_Electric_IEA_2023_05_05 | 2033 | Hydro Pumped Storage | Storage | Electricity | QC | Dispatch-Storage | FuelCost | 0 | [6 empty] | 0.60057 | 0
LCP_Inputs_ON_Electric_IEA_2023_05_05 | 2033 | Hydro Pumped Storage | Storage | Electricity | QC | Dispatch-Storage | VOM | 0 | [6 empty] | 0.60057 | 0
LCP_Inputs_ON_Electric_IEA_2023_05_05 | 2033 | Hydro Pumped Storage | Storage | Electricity | WC | Dispatch-Storage | EmissionsCost | 0 | [6 empty] | 0.60057 | 0
LCP_Inputs_ON_Electric_IEA_2023_05_05 | 2033 | Hydro Pumped Storage | Storage | Electricity | WC | Dispatch-Storage | FuelCost | 0 | [6 empty] | 0.60057 | 0
LCP_Inputs_ON_Electric_IEA_2023_05_05 | 2033 | Hydro Pumped Storage | Storage | Electricity | WC | Dispatch-Storage | VOM | 0 | [6 empty] | 0.60057 | 0
LCP_Inputs_ON_Electric_IEA_2023_05_05 | 2033 | Nuclear | Generation | Electricity | MI | Dispatch-Generation | EmissionsCost | 0 | [6 empty] | 0.60057 | 0
LCP_Inputs_ON_Electric_IEA_2023_05_05 | 2033 | Nuclear | Generation | Electricity | MI | Dispatch-Generation | FuelCost | 0 | [6 empty] | 0.60057 | 0
LCP_Inputs_ON_Electric_IEA_2023_05_05 | 2033 | Nuclear | Generation | Electricity | MI | Dispatch-Generation | VOM | 2762866296.96 | [6 empty] | 0.60057 | 1659305901.409
LCP_Inputs_ON_Electric_IEA_2023_05_05 | 2033 | Nuclear | Generation | Electricity | NY | Dispatch-Generation | EmissionsCost | 0 | [6 empty] | 0.60057 | 0
LCP_Inputs_ON_Electric_IEA_2023_05_05 | 2033 | Nuclear | Generation | Electricity | NY | Dispatch-Generation | FuelCost | 0 | [6 empty] | 0.60057 | 0
LCP_Inputs_ON_Electric_IEA_2023_05_05 | 2033 | Nuclear | Generation | Electricity | NY | Dispatch-Generation | VOM | 2246155230.144 | [6 empty] | 0.60057 | 1348982624.6604
LCP_Inputs_ON_Electric_IEA_2023_05_05 | 2033 | Nuclear | Generation | Electricity | ON | Dispatch-Generation | EmissionsCost | 0 | [6 empty] | 0.60057 | 0
LCP_Inputs_ON_Electric_IEA_2023_05_05 | 2033 | Nuclear | Generation | Electricity | ON | Dispatch-Generation | FuelCost | 0 | [6 empty] | 0.60057 | 0
LCP_Inputs_ON_Electric_IEA_2023_05_05 | 2033 | Nuclear | Generation | Electricity | ON | Dispatch-Generation | VOM | 7207536051.9834 | [6 empty] | 0.60057 | 4328659377.7027
LCP_Inputs_ON_Electric_IEA_2023_05_05 | 2033 | Nuclear | Generation | Electricity | PJ | Dispatch-Generation | EmissionsCost | 0 | [6 empty] | 0.60057 | 0
LCP_Inputs_ON_Electric_IEA_2023_05_05 | 2033 | Nuclear | Generation | Electricity | PJ | Dispatch-Generation | FuelCost | 0 | [6 empty] | 0.60057 | 0
LCP_Inputs_ON_Electric_IEA_2023_05_05 | 2033 | Nuclear | Generation | Electricity | PJ | Dispatch-Generation | VOM | 6401347648.6848 | [6 empty] | 0.60057 | 3844483514.1392
LCP_Inputs_ON_Electric_IEA_2023_05_05 | 2033 | Nuclear | Generation | Electricity | QC | Dispatch-Generation | EmissionsCost | 0 | [6 empty] | 0.60057 | 0
LCP_Inputs_ON_Electric_IEA_2023_05_05 | 2033 | Nuclear | Generation | Electricity | QC | Dispatch-Generation | FuelCost | 0 | [6 empty] | 0.60057 | 0
LCP_Inputs_ON_Electric_IEA_2023_05_05 | 2033 | Nuclear | Generation | Electricity | QC | Dispatch-Generation | VOM | 0 | [6 empty] | 0.60057 | 0
LCP_Inputs_ON_Electric_IEA_2023_05_05 | 2033 | Nuclear | Generation | Electricity | WC | Dispatch-Generation | EmissionsCost | 0 | [6 empty] | 0.60057 | 0
LCP_Inputs_ON_Electric_IEA_2023_05_05 | 2033 | Nuclear | Generation | Electricity | WC | Dispatch-Generation | FuelCost | 0 | [6 empty] | 0.60057 | 0
LCP_Inputs_ON_Electric_IEA_2023_05_05 | 2033 | Nuclear | Generation | Electricity | WC | Dispatch-Generation | VOM | 0 | [6 empty] | 0.60057 | 0
LCP_Inputs_ON_Electric_IEA_2023_05_05 | 2033 | Nuclear SMR | Generation | Electricity | MI | Dispatch-Generation | EmissionsCost | 0 | [6 empty] | 0.60057 | 0
LCP_Inputs_ON_Electric_IEA_2023_05_05 | 2033 | Nuclear SMR | Generation | Electricity | MI | Dispatch-Generation | FuelCost | 0 | [6 empty] | 0.60057 | 0
LCP_Inputs_ON_Electric_IEA_2023_05_05 | 2033 | Nuclear SMR | Generation | Electricity | MI | Dispatch-Generation | VOM | 0 | [6 empty] | 0.60057 | 0
LCP_Inputs_ON_Electric_IEA_2023_05_05 | 2033 | Nuclear SMR | Generation | Electricity | NY | Dispatch-Generation | EmissionsCost | 0 | [6 empty] | 0.60057 | 0
LCP_Inputs_ON_Electric_IEA_2023_05_05 | 2033 | Nuclear SMR | Generation | Electricity | NY | Dispatch-Generation | FuelCost | 0 | [6 empty] | 0.60057 | 0
LCP_Inputs_ON_Electric_IEA_2023_05_05 | 2033 | Nuclear SMR | Generation | Electricity | NY | Dispatch-Generation | VOM | 0 | [6 empty] | 0.60057 | 0
LCP_Inputs_ON_Electric_IEA_2023_05_05 | 2033 | Nuclear SMR | Generation | Electricity | ON | Dispatch-Generation | EmissionsCost | 0 | [6 empty] | 0.60057 | 0
LCP_Inputs_ON_Electric_IEA_2023_05_05 | 2033 | Nuclear SMR | Generation | Electricity | ON | Dispatch-Generation | FuelCost | 0 | [6 empty] | 0.60057 | 0
LCP_Inputs_ON_Electric_IEA_2023_05_05 | 2033 | Nuclear SMR | Generation | Electricity | ON | Dispatch-Generation | VOM | 19000000.8 | [6 empty] | 0.60057 | 11410908.117
LCP_Inputs_ON_Electric_IEA_2023_05_05 | 2033 | Nuclear SMR | Generation | Electricity | PJ | Dispatch-Generation | EmissionsCost | 0 | [6 empty] | 0.60057 | 0
LCP_Inputs_ON_Electric_IEA_2023_05_05 | 2033 | Nuclear SMR | Generation | Electricity | PJ | Dispatch-Generation | FuelCost | 0 | [6 empty] | 0.60057 | 0
LCP_Inputs_ON_Electric_IEA_2023_05_05 | 2033 | Nuclear SMR | Generation | Electricity | PJ | Dispatch-Generation | VOM | 0 | [6 empty] | 0.60057 | 0
LCP_Inputs_ON_Electric_IEA_2023_05_05 | 2033 | Nuclear SMR | Generation | Electricity | QC | Dispatch-Generation | EmissionsCost | 0 | [6 empty] | 0.60057 | 0
LCP_Inputs_ON_Electric_IEA_2023_05_05 | 2033 | Nuclear SMR | Generation | Electricity | QC | Dispatch-Generation | FuelCost | 0 | [6 empty] | 0.60057 | 0
LCP_Inputs_ON_Electric_IEA_2023_05_05 | 2033 | Nuclear SMR | Generation | Electricity | QC | Dispatch-Generation | VOM | 0 | [6 empty] | 0.60057 | 0
LCP_Inputs_ON_Electric_IEA_2023_05_05 | 2033 | Nuclear SMR | Generation | Electricity | WC | Dispatch-Generation | EmissionsCost | 0 | [6 empty] | 0.60057 | 0
LCP_Inputs_ON_Electric_IEA_2023_05_05 | 2033 | Nuclear SMR | Generation | Electricity | WC | Dispatch-Generation | FuelCost | 0 | [6 empty] | 0.60057 | 0
LCP_Inputs_ON_Electric_IEA_2023_05_05 | 2033 | Nuclear SMR | Generation | Electricity | WC | Dispatch-Generation | VOM | 0 | [6 empty] | 0.60057 | 0
LCP_Inputs_ON_Electric_IEA_2023_05_05 | 2033 | O/CCGT - CH4 Existing | Crossload | Electricity | MI | Dispatch-Crossload | EmissionsCost | 0 | [6 empty] | 0.60057 | 0
LCP_Inputs_ON_Electric_IEA_2023_05_05 | 2033 | O/CCGT - CH4 Existing | Crossload | Electricity | MI | Dispatch-Crossload | FuelCost | 0 | [6 empty] | 0.60057 | 0
LCP_Inputs_ON_Electric_IEA_2023_05_05 | 2033 | O/CCGT - CH4 Existing | Crossload | Electricity | MI | Dispatch-Crossload | VOM | 0 | [6 empty] | 0.60057 | 0
LCP_Inputs_ON_Electric_IEA_2023_05_05 | 2033 | O/CCGT - CH4 Existing | Crossload | Electricity | NY | Dispatch-Crossload | EmissionsCost | 0 | [6 empty] | 0.60057 | 0
LCP_Inputs_ON_Electric_IEA_2023_05_05 | 2033 | O/CCGT - CH4 Existing | Crossload | Electricity | NY | Dispatch-Crossload | FuelCost | 0 | [6 empty] | 0.60057 | 0
LCP_Inputs_ON_Electric_IEA_2023_05_05 | 2033 | O/CCGT - CH4 Existing | Crossload | Electricity | NY | Dispatch-Crossload | VOM | 0 | [6 empty] | 0.60057 | 0
LCP_Inputs_ON_Electric_IEA_2023_05_05 | 2033 | O/CCGT - CH4 Existing | Crossload | Electricity | ON | Dispatch-Crossload | EmissionsCost | 10955241.5211 | [6 empty] | 0.60057 | 6579434.1649
LCP_Inputs_ON_Electric_IEA_2023_05_05 | 2033 | O/CCGT - CH4 Existing | Crossload | Electricity | ON | Dispatch-Crossload | FuelCost | 0 | [6 empty] | 0.60057 | 0
LCP_Inputs_ON_Electric_IEA_2023_05_05 | 2033 | O/CCGT - CH4 Existing | Crossload | Electricity | ON | Dispatch-Crossload | VOM | 398126.3226 | [6 empty] | 0.60057 | 239104.3523
LCP_Inputs_ON_Electric_IEA_2023_05_05 | 2033 | O/CCGT - CH4 Existing | Crossload | Electricity | PJ | Dispatch-Crossload | EmissionsCost | 0 | [6 empty] | 0.60057 | 0
LCP_Inputs_ON_Electric_IEA_2023_05_05 | 2033 | O/CCGT - CH4 Existing | Crossload | Electricity | PJ | Dispatch-Crossload | FuelCost | 0 | [6 empty] | 0.60057 | 0
LCP_Inputs_ON_Electric_IEA_2023_05_05 | 2033 | O/CCGT - CH4 Existing | Crossload | Electricity | PJ | Dispatch-Crossload | VOM | 0 | [6 empty] | 0.60057 | 0
LCP_Inputs_ON_Electric_IEA_2023_05_05 | 2033 | O/CCGT - CH4 Existing | Crossload | Electricity | QC | Dispatch-Crossload | EmissionsCost | 0 | [6 empty] | 0.60057 | 0
LCP_Inputs_ON_Electric_IEA_2023_05_05 | 2033 | O/CCGT - CH4 Existing | Crossload | Electricity | QC | Dispatch-Crossload | FuelCost | 0 | [6 empty] | 0.60057 | 0
LCP_Inputs_ON_Electric_IEA_2023_05_05 | 2033 | O/CCGT - CH4 Existing | Crossload | Electricity | QC | Dispatch-Crossload | VOM | 0 | [6 empty] | 0.60057 | 0
LCP_Inputs_ON_Electric_IEA_2023_05_05 | 2033 | O/CCGT - CH4 Existing | Crossload | Electricity | WC | Dispatch-Crossload | EmissionsCost | 0 | [6 empty] | 0.60057 | 0
LCP_Inputs_ON_Electric_IEA_2023_05_05 | 2033 | O/CCGT - CH4 Existing | Crossload | Electricity | WC | Dispatch-Crossload | FuelCost | 0 | [6 empty] | 0.60057 | 0
LCP_Inputs_ON_Electric_IEA_2023_05_05 | 2033 | O/CCGT - CH4 Existing | Crossload | Electricity | WC | Dispatch-Crossload | VOM | 0 | [6 empty] | 0.60057 | 0
LCP_Inputs_ON_Electric_IEA_2023_05_05 | 2033 | O/CCGT - CH4 New | Crossload | Electricity | MI | Dispatch-Crossload | EmissionsCost | 0 | [6 empty] | 0.60057 | 0
LCP_Inputs_ON_Electric_IEA_2023_05_05 | 2033 | O/CCGT - CH4 New | Crossload | Electricity | MI | Dispatch-Crossload | FuelCost | 0 | [6 empty] | 0.60057 | 0
LCP_Inputs_ON_Electric_IEA_2023_05_05 | 2033 | O/CCGT - CH4 New | Crossload | Electricity | MI | Dispatch-Crossload | VOM | 0 | [6 empty] | 0.60057 | 0
LCP_Inputs_ON_Electric_IEA_2023_05_05 | 2033 | O/CCGT - CH4 New | Crossload | Electricity | NY | Dispatch-Crossload | EmissionsCost | 0 | [6 empty] | 0.60057 | 0
LCP_Inputs_ON_Electric_IEA_2023_05_05 | 2033 | O/CCGT - CH4 New | Crossload | Electricity | NY | Dispatch-Crossload | FuelCost | 0 | [6 empty] | 0.60057 | 0
LCP_Inputs_ON_Electric_IEA_2023_05_05 | 2033 | O/CCGT - CH4 New | Crossload | Electricity | NY | Dispatch-Crossload | VOM | 0 | [6 empty] | 0.60057 | 0
LCP_Inputs_ON_Electric_IEA_2023_05_05 | 2033 | O/CCGT - CH4 New | Crossload | Electricity | ON | Dispatch-Crossload | EmissionsCost | 859141.5571 | [6 empty] | 0.60057 | 515978.1555
LCP_Inputs_ON_Electric_IEA_2023_05_05 | 2033 | O/CCGT - CH4 New | Crossload | Electricity | ON | Dispatch-Crossload | FuelCost | 0 | [6 empty] | 0.60057 | 0
LCP_Inputs_ON_Electric_IEA_2023_05_05 | 2033 | O/CCGT - CH4 New | Crossload | Electricity | ON | Dispatch-Crossload | VOM | 31222.2116 | [6 empty] | 0.60057 | 18751.2512
LCP_Inputs_ON_Electric_IEA_2023_05_05 | 2033 | O/CCGT - CH4 New | Crossload | Electricity | PJ | Dispatch-Crossload | EmissionsCost | 0 | [6 empty] | 0.60057 | 0
LCP_Inputs_ON_Electric_IEA_2023_05_05 | 2033 | O/CCGT - CH4 New | Crossload | Electricity | PJ | Dispatch-Crossload | FuelCost | 0 | [6 empty] | 0.60057 | 0
LCP_Inputs_ON_Electric_IEA_2023_05_05 | 2033 | O/CCGT - CH4 New | Crossload | Electricity | PJ | Dispatch-Crossload | VOM | 0 | [6 empty] | 0.60057 | 0
LCP_Inputs_ON_Electric_IEA_2023_05_05 | 2033 | O/CCGT - CH4 New | Crossload | Electricity | QC | Dispatch-Crossload | EmissionsCost | 0 | [6 empty] | 0.60057 | 0
LCP_Inputs_ON_Electric_IEA_2023_05_05 | 2033 | O/CCGT - CH4 New | Crossload | Electricity | QC | Dispatch-Crossload | FuelCost | 0 | [6 empty] | 0.60057 | 0
LCP_Inputs_ON_Electric_IEA_2023_05_05 | 2033 | O/CCGT - CH4 New | Crossload | Electricity | QC | Dispatch-Crossload | VOM | 0 | [6 empty] | 0.60057 | 0
LCP_Inputs_ON_Electric_IEA_2023_05_05 | 2033 | O/CCGT - CH4 New | Crossload | Electricity | WC | Dispatch-Crossload | EmissionsCost | 0 | [6 empty] | 0.60057 | 0
LCP_Inputs_ON_Electric_IEA_2023_05_05 | 2033 | O/CCGT - CH4 New | Crossload | Electricity | WC | Dispatch-Crossload | FuelCost | 0 | [6 empty] | 0.60057 | 0
LCP_Inputs_ON_Electric_IEA_2023_05_05 | 2033 | O/CCGT - CH4 New | Crossload | Electricity | WC | Dispatch-Crossload | VOM | 0 | [6 empty] | 0.60057 | 0
LCP_Inputs_ON_Electric_IEA_2023_05_05 | 2033 | O/CCGT - H2 New | Crossload | Electricity | MI | Dispatch-Crossload | EmissionsCost | 0 | [6 empty] | 0.60057 | 0
LCP_Inputs_ON_Electric_IEA_2023_05_05 | 2033 | O/CCGT - H2 New | Crossload | Electricity | MI | Dispatch-Crossload | FuelCost | 0 | [6 empty] | 0.60057 | 0
LCP_Inputs_ON_Electric_IEA_2023_05_05 | 2033 | O/CCGT - H2 New | Crossload | Electricity | MI | Dispatch-Crossload | VOM | 0 | [6 empty] | 0.60057 | 0
LCP_Inputs_ON_Electric_IEA_2023_05_05 | 2033 | O/CCGT - H2 New | Crossload | Electricity | NY | Dispatch-Crossload | EmissionsCost | 0 | [6 empty] | 0.60057 | 0
LCP_Inputs_ON_Electric_IEA_2023_05_05 | 2033 | O/CCGT - H2 New | Crossload | Electricity | NY | Dispatch-Crossload | FuelCost | 0 | [6 empty] | 0.60057 | 0
LCP_Inputs_ON_Electric_IEA_2023_05_05 | 2033 | O/CCGT - H2 New | Crossload | Electricity | NY | Dispatch-Crossload | VOM | 0 | [6 empty] | 0.60057 | 0
LCP_Inputs_ON_Electric_IEA_2023_05_05 | 2033 | O/CCGT - H2 New | Crossload | Electricity | ON | Dispatch-Crossload | EmissionsCost | 0 | [6 empty] | 0.60057 | 0
LCP_Inputs_ON_Electric_IEA_2023_05_05 | 2033 | O/CCGT - H2 New | Crossload | Electricity | ON | Dispatch-Crossload | FuelCost | 0 | [6 empty] | 0.60057 | 0
LCP_Inputs_ON_Electric_IEA_2023_05_05 | 2033 | O/CCGT - H2 New | Crossload | Electricity | ON | Dispatch-Crossload | VOM | 717726.8143 | [6 empty] | 0.60057 | 431048.1256
LCP_Inputs_ON_Electric_IEA_2023_05_05 | 2033 | O/CCGT - H2 New | Crossload | Electricity | PJ | Dispatch-Crossload | EmissionsCost | 0 | [6 empty] | 0.60057 | 0
LCP_Inputs_ON_Electric_IEA_2023_05_05 | 2033 | O/CCGT - H2 New | Crossload | Electricity | PJ | Dispatch-Crossload | FuelCost | 0 | [6 empty] | 0.60057 | 0
LCP_Inputs_ON_Electric_IEA_2023_05_05 | 2033 | O/CCGT - H2 New | Crossload | Electricity | PJ | Dispatch-Crossload | VOM | 0 | [6 empty] | 0.60057 | 0
LCP_Inputs_ON_Electric_IEA_2023_05_05 | 2033 | O/CCGT - H2 New | Crossload | Electricity | QC | Dispatch-Crossload | EmissionsCost | 0 | [6 empty] | 0.60057 | 0
LCP_Inputs_ON_Electric_IEA_2023_05_05 | 2033 | O/CCGT - H2 New | Crossload | Electricity | QC | Dispatch-Crossload | FuelCost | 0 | [6 empty] | 0.60057 | 0
LCP_Inputs_ON_Electric_IEA_2023_05_05 | 2033 | O/CCGT - H2 New | Crossload | Electricity | QC | Dispatch-Crossload | VOM | 0 | [6 empty] | 0.60057 | 0
LCP_Inputs_ON_Electric_IEA_2023_05_05 | 2033 | O/CCGT - H2 New | Crossload | Electricity | WC | Dispatch-Crossload | EmissionsCost | 0 | [6 empty] | 0.60057 | 0
LCP_Inputs_ON_Electric_IEA_2023_05_05 | 2033 | O/CCGT - H2 New | Crossload | Electricity | WC | Dispatch-Crossload | FuelCost | 0 | [6 empty] | 0.60057 | 0
LCP_Inputs_ON_Electric_IEA_2023_05_05 | 2033 | O/CCGT - H2 New | Crossload | Electricity | WC | Dispatch-Crossload | VOM | 0 | [6 empty] | 0.60057 | 0
LCP_Inputs_ON_Electric_IEA_2023_05_05 | 2033 | SMR CCS | Generation | Hydrogen | MI | Dispatch-Generation | EmissionsCost | 0 | [6 empty] | 0.60057 | 0
LCP_Inputs_ON_Electric_IEA_2023_05_05 | 2033 | SMR CCS | Generation | Hydrogen | MI | Dispatch-Generation | FuelCost | 0 | [6 empty] | 0.60057 | 0
LCP_Inputs_ON_Electric_IEA_2023_05_05 | 2033 | SMR CCS | Generation | Hydrogen | MI | Dispatch-Generation | VOM | 0 | [6 empty] | 0.60057 | 0
LCP_Inputs_ON_Electric_IEA_2023_05_05 | 2033 | SMR CCS | Generation | Hydrogen | NY | Dispatch-Generation | EmissionsCost | 0 | [6 empty] | 0.60057 | 0
LCP_Inputs_ON_Electric_IEA_2023_05_05 | 2033 | SMR CCS | Generation | Hydrogen | NY | Dispatch-Generation | FuelCost | 0 | [6 empty] | 0.60057 | 0
LCP_Inputs_ON_Electric_IEA_2023_05_05 | 2033 | SMR CCS | Generation | Hydrogen | NY | Dispatch-Generation | VOM | 0 | [6 empty] | 0.60057 | 0
LCP_Inputs_ON_Electric_IEA_2023_05_05 | 2033 | SMR CCS | Generation | Hydrogen | ON | Dispatch-Generation | EmissionsCost | 319911904.076 | [6 empty] | 0.60057 | 192130799.4341
LCP_Inputs_ON_Electric_IEA_2023_05_05 | 2033 | SMR CCS | Generation | Hydrogen | ON | Dispatch-Generation | FuelCost | 297778205.3112 | [6 empty] | 0.60057 | 178837873.5256
LCP_Inputs_ON_Electric_IEA_2023_05_05 | 2033 | SMR CCS | Generation | Hydrogen | ON | Dispatch-Generation | VOM | 0 | [6 empty] | 0.60057 | 0
LCP_Inputs_ON_Electric_IEA_2023_05_05 | 2033 | SMR CCS | Generation | Hydrogen | PJ | Dispatch-Generation | EmissionsCost | 0 | [6 empty] | 0.60057 | 0
LCP_Inputs_ON_Electric_IEA_2023_05_05 | 2033 | SMR CCS | Generation | Hydrogen | PJ | Dispatch-Generation | FuelCost | 0 | [6 empty] | 0.60057 | 0
LCP_Inputs_ON_Electric_IEA_2023_05_05 | 2033 | SMR CCS | Generation | Hydrogen | PJ | Dispatch-Generation | VOM | 0 | [6 empty] | 0.60057 | 0
LCP_Inputs_ON_Electric_IEA_2023_05_05 | 2033 | SMR CCS | Generation | Hydrogen | QC | Dispatch-Generation | EmissionsCost | 0 | [6 empty] | 0.60057 | 0
LCP_Inputs_ON_Electric_IEA_2023_05_05 | 2033 | SMR CCS | Generation | Hydrogen | QC | Dispatch-Generation | FuelCost | 0 | [6 empty] | 0.60057 | 0
LCP_Inputs_ON_Electric_IEA_2023_05_05 | 2033 | SMR CCS | Generation | Hydrogen | QC | Dispatch-Generation | VOM | 0 | [6 empty] | 0.60057 | 0
LCP_Inputs_ON_Electric_IEA_2023_05_05 | 2033 | SMR CCS | Generation | Hydrogen | WC | Dispatch-Generation | EmissionsCost | 0 | [6 empty] | 0.60057 | 0
LCP_Inputs_ON_Electric_IEA_2023_05_05 | 2033 | SMR CCS | Generation | Hydrogen | WC | Dispatch-Generation | FuelCost | 0 | [6 empty] | 0.60057 | 0
LCP_Inputs_ON_Electric_IEA_2023_05_05 | 2033 | SMR CCS | Generation | Hydrogen | WC | Dispatch-Generation | VOM | 0 | [6 empty] | 0.60057 | 0
LCP_Inputs_ON_Electric_IEA_2023_05_05 | 2033 | Solar PV | Generation | Electricity | MI | Dispatch-Generation | EmissionsCost | 0 | [6 empty] | 0.60057 | 0
LCP_Inputs_ON_Electric_IEA_2023_05_05 | 2033 | Solar PV | Generation | Electricity | MI | Dispatch-Generation | FuelCost | 0 | [6 empty] | 0.60057 | 0
LCP_Inputs_ON_Electric_IEA_2023_05_05 | 2033 | Solar PV | Generation | Electricity | MI | Dispatch-Generation | VOM | 0 | [6 empty] | 0.60057 | 0
LCP_Inputs_ON_Electric_IEA_2023_05_05 | 2033 | Solar PV | Generation | Electricity | NY | Dispatch-Generation | EmissionsCost | 0 | [6 empty] | 0.60057 | 0
LCP_Inputs_ON_Electric_IEA_2023_05_05 | 2033 | Solar PV | Generation | Electricity | NY | Dispatch-Generation | FuelCost | 0 | [6 empty] | 0.60057 | 0
LCP_Inputs_ON_Electric_IEA_2023_05_05 | 2033 | Solar PV | Generation | Electricity | NY | Dispatch-Generation | VOM | 0 | [6 empty] | 0.60057 | 0
LCP_Inputs_ON_Electric_IEA_2023_05_05 | 2033 | Solar PV | Generation | Electricity | ON | Dispatch-Generation | EmissionsCost | 0 | [6 empty] | 0.60057 | 0
LCP_Inputs_ON_Electric_IEA_2023_05_05 | 2033 | Solar PV | Generation | Electricity | ON | Dispatch-Generation | FuelCost | 0 | [6 empty] | 0.60057 | 0
LCP_Inputs_ON_Electric_IEA_2023_05_05 | 2033 | Solar PV | Generation | Electricity | ON | Dispatch-Generation | VOM | 0 | [6 empty] | 0.60057 | 0
LCP_Inputs_ON_Electric_IEA_2023_05_05 | 2033 | Solar PV | Generation | Electricity | PJ | Dispatch-Generation | EmissionsCost | 0 | [6 empty] | 0.60057 | 0
LCP_Inputs_ON_Electric_IEA_2023_05_05 | 2033 | Solar PV | Generation | Electricity | PJ | Dispatch-Generation | FuelCost | 0 | [6 empty] | 0.60057 | 0
LCP_Inputs_ON_Electric_IEA_2023_05_05 | 2033 | Solar PV | Generation | Electricity | PJ | Dispatch-Generation | VOM | 0 | [6 empty] | 0.60057 | 0
LCP_Inputs_ON_Electric_IEA_2023_05_05 | 2033 | Solar PV | Generation | Electricity | QC | Dispatch-Generation | EmissionsCost | 0 | [6 empty] | 0.60057 | 0
LCP_Inputs_ON_Electric_IEA_2023_05_05 | 2033 | Solar PV | Generation | Electricity | QC | Dispatch-Generation | FuelCost | 0 | [6 empty] | 0.60057 | 0
LCP_Inputs_ON_Electric_IEA_2023_05_05 | 2033 | Solar PV | Generation | Electricity | QC | Dispatch-Generation | VOM | 0 | [6 empty] | 0.60057 | 0
LCP_Inputs_ON_Electric_IEA_2023_05_05 | 2033 | Solar PV | Generation | Electricity | WC | Dispatch-Generation | EmissionsCost | 0 | [6 empty] | 0.60057 | 0
LCP_Inputs_ON_Electric_IEA_2023_05_05 | 2033 | Solar PV | Generation | Electricity | WC | Dispatch-Generation | FuelCost | 0 | [6 empty] | 0.60057 | 0
LCP_Inputs_ON_Electric_IEA_2023_05_05 | 2033 | Solar PV | Generation | Electricity | WC | Dispatch-Generation | VOM | 0 | [6 empty] | 0.60057 | 0
LCP_Inputs_ON_Electric_IEA_2023_05_05 | 2033 | Wind Offshore | Generation | Electricity | MI | Dispatch-Generation | EmissionsCost | 0 | [6 empty] | 0.60057 | 0
LCP_Inputs_ON_Electric_IEA_2023_05_05 | 2033 | Wind Offshore | Generation | Electricity | MI | Dispatch-Generation | FuelCost | 0 | [6 empty] | 0.60057 | 0
LCP_Inputs_ON_Electric_IEA_2023_05_05 | 2033 | Wind Offshore | Generation | Electricity | MI | Dispatch-Generation | VOM | 0 | [6 empty] | 0.60057 | 0
LCP_Inputs_ON_Electric_IEA_2023_05_05 | 2033 | Wind Offshore | Generation | Electricity | NY | Dispatch-Generation | EmissionsCost | 0 | [6 empty] | 0.60057 | 0
LCP_Inputs_ON_Electric_IEA_2023_05_05 | 2033 | Wind Offshore | Generation | Electricity | NY | Dispatch-Generation | FuelCost | 0 | [6 empty] | 0.60057 | 0
LCP_Inputs_ON_Electric_IEA_2023_05_05 | 2033 | Wind Offshore | Generation | Electricity | NY | Dispatch-Generation | VOM | 0 | [6 empty] | 0.60057 | 0
LCP_Inputs_ON_Electric_IEA_2023_05_05 | 2033 | Wind Offshore | Generation | Electricity | ON | Dispatch-Generation | EmissionsCost | 0 | [6 empty] | 0.60057 | 0
LCP_Inputs_ON_Electric_IEA_2023_05_05 | 2033 | Wind Offshore | Generation | Electricity | ON | Dispatch-Generation | FuelCost | 0 | [6 empty] | 0.60057 | 0
LCP_Inputs_ON_Electric_IEA_2023_05_05 | 2033 | Wind Offshore | Generation | Electricity | ON | Dispatch-Generation | VOM | 0 | [6 empty] | 0.60057 | 0
LCP_Inputs_ON_Electric_IEA_2023_05_05 | 2033 | Wind Offshore | Generation | Electricity | PJ | Dispatch-Generation | EmissionsCost | 0 | [6 empty] | 0.60057 | 0
LCP_Inputs_ON_Electric_IEA_2023_05_05 | 2033 | Wind Offshore | Generation | Electricity | PJ | Dispatch-Generation | FuelCost | 0 | [6 empty] | 0.60057 | 0
LCP_Inputs_ON_Electric_IEA_2023_05_05 | 2033 | Wind Offshore | Generation | Electricity | PJ | Dispatch-Generation | VOM | 0 | [6 empty] | 0.60057 | 0
LCP_Inputs_ON_Electric_IEA_2023_05_05 | 2033 | Wind Offshore | Generation | Electricity | QC | Dispatch-Generation | EmissionsCost | 0 | [6 empty] | 0.60057 | 0
LCP_Inputs_ON_Electric_IEA_2023_05_05 | 2033 | Wind Offshore | Generation | Electricity | QC | Dispatch-Generation | FuelCost | 0 | [6 empty] | 0.60057 | 0
LCP_Inputs_ON_Electric_IEA_2023_05_05 | 2033 | Wind Offshore | Generation | Electricity | QC | Dispatch-Generation | VOM | 0 | [6 empty] | 0.60057 | 0
LCP_Inputs_ON_Electric_IEA_2023_05_05 | 2033 | Wind Offshore | Generation | Electricity | WC | Dispatch-Generation | EmissionsCost | 0 | [6 empty] | 0.60057 | 0
LCP_Inputs_ON_Electric_IEA_2023_05_05 | 2033 | Wind Offshore | Generation | Electricity | WC | Dispatch-Generation | FuelCost | 0 | [6 empty] | 0.60057 | 0
LCP_Inputs_ON_Electric_IEA_2023_05_05 | 2033 | Wind Offshore | Generation | Electricity | WC | Dispatch-Generation | VOM | 0 | [6 empty] | 0.60057 | 0
LCP_Inputs_ON_Electric_IEA_2023_05_05 | 2033 | Wind Onshore | Generation | Electricity | MI | Dispatch-Generation | EmissionsCost | 0 | [6 empty] | 0.60057 | 0
LCP_Inputs_ON_Electric_IEA_2023_05_05 | 2033 | Wind Onshore | Generation | Electricity | MI | Dispatch-Generation | FuelCost | 0 | [6 empty] | 0.60057 | 0
LCP_Inputs_ON_Electric_IEA_2023_05_05 | 2033 | Wind Onshore | Generation | Electricity | MI | Dispatch-Generation | VOM | 0 | [6 empty] | 0.60057 | 0
LCP_Inputs_ON_Electric_IEA_2023_05_05 | 2033 | Wind Onshore | Generation | Electricity | NY | Dispatch-Generation | EmissionsCost | 0 | [6 empty] | 0.60057 | 0
LCP_Inputs_ON_Electric_IEA_2023_05_05 | 2033 | Wind Onshore | Generation | Electricity | NY | Dispatch-Generation | FuelCost | 0 | [6 empty] | 0.60057 | 0
LCP_Inputs_ON_Electric_IEA_2023_05_05 | 2033 | Wind Onshore | Generation | Electricity | NY | Dispatch-Generation | VOM | 0 | [6 empty] | 0.60057 | 0
LCP_Inputs_ON_Electric_IEA_2023_05_05 | 2033 | Wind Onshore | Generation | Electricity | ON | Dispatch-Generation | EmissionsCost | 0 | [6 empty] | 0.60057 | 0
LCP_Inputs_ON_Electric_IEA_2023_05_05 | 2033 | Wind Onshore | Generation | Electricity | ON | Dispatch-Generation | FuelCost | 0 | [6 empty] | 0.60057 | 0
LCP_Inputs_ON_Electric_IEA_2023_05_05 | 2033 | Wind Onshore | Generation | Electricity | ON | Dispatch-Generation | VOM | 0 | [6 empty] | 0.60057 | 0
LCP_Inputs_ON_Electric_IEA_2023_05_05 | 2033 | Wind Onshore | Generation | Electricity | PJ | Dispatch-Generation | EmissionsCost | 0 | [6 empty] | 0.60057 | 0
LCP_Inputs_ON_Electric_IEA_2023_05_05 | 2033 | Wind Onshore | Generation | Electricity | PJ | Dispatch-Generation | FuelCost | 0 | [6 empty] | 0.60057 | 0
LCP_Inputs_ON_Electric_IEA_2023_05_05 | 2033 | Wind Onshore | Generation | Electricity | PJ | Dispatch-Generation | VOM | 0 | [6 empty] | 0.60057 | 0
LCP_Inputs_ON_Electric_IEA_2023_05_05 | 2033 | Wind Onshore | Generation | Electricity | QC | Dispatch-Generation | EmissionsCost | 0 | [6 empty] | 0.60057 | 0
LCP_Inputs_ON_Electric_IEA_2023_05_05 | 2033 | Wind Onshore | Generation | Electricity | QC | Dispatch-Generation | FuelCost | 0 | [6 empty] | 0.60057 | 0
LCP_Inputs_ON_Electric_IEA_2023_05_05 | 2033 | Wind Onshore | Generation | Electricity | QC | Dispatch-Generation | VOM | 0 | [6 empty] | 0.60057 | 0
LCP_Inputs_ON_Electric_IEA_2023_05_05 | 2033 | Wind Onshore | Generation | Electricity | WC | Dispatch-Generation | EmissionsCost | 0 | [6 empty] | 0.60057 | 0
LCP_Inputs_ON_Electric_IEA_2023_05_05 | 2033 | Wind Onshore | Generation | Electricity | WC | Dispatch-Generation | FuelCost | 0 | [6 empty] | 0.60057 | 0
LCP_Inputs_ON_Electric_IEA_2023_05_05 | 2033 | Wind Onshore | Generation | Electricity | WC | Dispatch-Generation | VOM | 0 | [6 empty] | 0.60057 | 0
LCP_Inputs_ON_Electric_IEA_2023_05_05 | 2034 | Anaerobic Digestion | Generation | Methane | MI | Dispatch-Generation | EmissionsCost | 0 | [6 empty] | 0.57748 | 0
LCP_Inputs_ON_Electric_IEA_2023_05_05 | 2034 | Anaerobic Digestion | Generation | Methane | MI | Dispatch-Generation | FuelCost | 0 | [6 empty] | 0.57748 | 0
LCP_Inputs_ON_Electric_IEA_2023_05_05 | 2034 | Anaerobic Digestion | Generation | Methane | MI | Dispatch-Generation | VOM | 0 | [6 empty] | 0.57748 | 0
LCP_Inputs_ON_Electric_IEA_2023_05_05 | 2034 | Anaerobic Digestion | Generation | Methane | NY | Dispatch-Generation | EmissionsCost | 0 | [6 empty] | 0.57748 | 0
LCP_Inputs_ON_Electric_IEA_2023_05_05 | 2034 | Anaerobic Digestion | Generation | Methane | NY | Dispatch-Generation | FuelCost | 0 | [6 empty] | 0.57748 | 0
LCP_Inputs_ON_Electric_IEA_2023_05_05 | 2034 | Anaerobic Digestion | Generation | Methane | NY | Dispatch-Generation | VOM | 0 | [6 empty] | 0.57748 | 0
LCP_Inputs_ON_Electric_IEA_2023_05_05 | 2034 | Anaerobic Digestion | Generation | Methane | ON | Dispatch-Generation | EmissionsCost | 0 | [6 empty] | 0.57748 | 0
LCP_Inputs_ON_Electric_IEA_2023_05_05 | 2034 | Anaerobic Digestion | Generation | Methane | ON | Dispatch-Generation | FuelCost | 0 | [6 empty] | 0.57748 | 0
LCP_Inputs_ON_Electric_IEA_2023_05_05 | 2034 | Anaerobic Digestion | Generation | Methane | ON | Dispatch-Generation | VOM | 0 | [6 empty] | 0.57748 | 0
LCP_Inputs_ON_Electric_IEA_2023_05_05 | 2034 | Anaerobic Digestion | Generation | Methane | PJ | Dispatch-Generation | EmissionsCost | 0 | [6 empty] | 0.57748 | 0
LCP_Inputs_ON_Electric_IEA_2023_05_05 | 2034 | Anaerobic Digestion | Generation | Methane | PJ | Dispatch-Generation | FuelCost | 0 | [6 empty] | 0.57748 | 0
LCP_Inputs_ON_Electric_IEA_2023_05_05 | 2034 | Anaerobic Digestion | Generation | Methane | PJ | Dispatch-Generation | VOM | 0 | [6 empty] | 0.57748 | 0
LCP_Inputs_ON_Electric_IEA_2023_05_05 | 2034 | Anaerobic Digestion | Generation | Methane | QC | Dispatch-Generation | EmissionsCost | 0 | [6 empty] | 0.57748 | 0
LCP_Inputs_ON_Electric_IEA_2023_05_05 | 2034 | Anaerobic Digestion | Generation | Methane | QC | Dispatch-Generation | FuelCost | 0 | [6 empty] | 0.57748 | 0
LCP_Inputs_ON_Electric_IEA_2023_05_05 | 2034 | Anaerobic Digestion | Generation | Methane | QC | Dispatch-Generation | VOM | 0 | [6 empty] | 0.57748 | 0
LCP_Inputs_ON_Electric_IEA_2023_05_05 | 2034 | Anaerobic Digestion | Generation | Methane | WC | Dispatch-Generation | EmissionsCost | 0 | [6 empty] | 0.57748 | 0
LCP_Inputs_ON_Electric_IEA_2023_05_05 | 2034 | Anaerobic Digestion | Generation | Methane | WC | Dispatch-Generation | FuelCost | 0 | [6 empty] | 0.57748 | 0
LCP_Inputs_ON_Electric_IEA_2023_05_05 | 2034 | Anaerobic Digestion | Generation | Methane | WC | Dispatch-Generation | VOM | 0 | [6 empty] | 0.57748 | 0
LCP_Inputs_ON_Electric_IEA_2023_05_05 | 2034 | Battery Storage | Storage | Electricity | MI | Dispatch-Storage | EmissionsCost | 0 | [6 empty] | 0.57748 | 0
LCP_Inputs_ON_Electric_IEA_2023_05_05 | 2034 | Battery Storage | Storage | Electricity | MI | Dispatch-Storage | FuelCost | 0 | [6 empty] | 0.57748 | 0
LCP_Inputs_ON_Electric_IEA_2023_05_05 | 2034 | Battery Storage | Storage | Electricity | MI | Dispatch-Storage | VOM | 0 | [6 empty] | 0.57748 | 0
LCP_Inputs_ON_Electric_IEA_2023_05_05 | 2034 | Battery Storage | Storage | Electricity | NY | Dispatch-Storage | EmissionsCost | 0 | [6 empty] | 0.57748 | 0
LCP_Inputs_ON_Electric_IEA_2023_05_05 | 2034 | Battery Storage | Storage | Electricity | NY | Dispatch-Storage | FuelCost | 0 | [6 empty] | 0.57748 | 0
LCP_Inputs_ON_Electric_IEA_2023_05_05 | 2034 | Battery Storage | Storage | Electricity | NY | Dispatch-Storage | VOM | 0 | [6 empty] | 0.57748 | 0
LCP_Inputs_ON_Electric_IEA_2023_05_05 | 2034 | Battery Storage | Storage | Electricity | ON | Dispatch-Storage | EmissionsCost | 0 | [6 empty] | 0.57748 | 0
LCP_Inputs_ON_Electric_IEA_2023_05_05 | 2034 | Battery Storage | Storage | Electricity | ON | Dispatch-Storage | FuelCost | 0 | [6 empty] | 0.57748 | 0
LCP_Inputs_ON_Electric_IEA_2023_05_05 | 2034 | Battery Storage | Storage | Electricity | ON | Dispatch-Storage | VOM | 0 | [6 empty] | 0.57748 | 0
LCP_Inputs_ON_Electric_IEA_2023_05_05 | 2034 | Battery Storage | Storage | Electricity | PJ | Dispatch-Storage | EmissionsCost | 0 | [6 empty] | 0.57748 | 0
LCP_Inputs_ON_Electric_IEA_2023_05_05 | 2034 | Battery Storage | Storage | Electricity | PJ | Dispatch-Storage | FuelCost | 0 | [6 empty] | 0.57748 | 0
LCP_Inputs_ON_Electric_IEA_2023_05_05 | 2034 | Battery Storage | Storage | Electricity | PJ | Dispatch-Storage | VOM | 0 | [6 empty] | 0.57748 | 0
LCP_Inputs_ON_Electric_IEA_2023_05_05 | 2034 | Battery Storage | Storage | Electricity | QC | Dispatch-Storage | EmissionsCost | 0 | [6 empty] | 0.57748 | 0
LCP_Inputs_ON_Electric_IEA_2023_05_05 | 2034 | Battery Storage | Storage | Electricity | QC | Dispatch-Storage | FuelCost | 0 | [6 empty] | 0.57748 | 0
LCP_Inputs_ON_Electric_IEA_2023_05_05 | 2034 | Battery Storage | Storage | Electricity | QC | Dispatch-Storage | VOM | 0 | [6 empty] | 0.57748 | 0
LCP_Inputs_ON_Electric_IEA_2023_05_05 | 2034 | Battery Storage | Storage | Electricity | WC | Dispatch-Storage | EmissionsCost | 0 | [6 empty] | 0.57748 | 0
LCP_Inputs_ON_Electric_IEA_2023_05_05 | 2034 | Battery Storage | Storage | Electricity | WC | Dispatch-Storage | FuelCost | 0 | [6 empty] | 0.57748 | 0
LCP_Inputs_ON_Electric_IEA_2023_05_05 | 2034 | Battery Storage | Storage | Electricity | WC | Dispatch-Storage | VOM | 0 | [6 empty] | 0.57748 | 0
LCP_Inputs_ON_Electric_IEA_2023_05_05 | 2034 | Biomass | Generation | Electricity | MI | Dispatch-Generation | EmissionsCost | 0 | [6 empty] | 0.57748 | 0
LCP_Inputs_ON_Electric_IEA_2023_05_05 | 2034 | Biomass | Generation | Electricity | MI | Dispatch-Generation | FuelCost | 0 | [6 empty] | 0.57748 | 0
LCP_Inputs_ON_Electric_IEA_2023_05_05 | 2034 | Biomass | Generation | Electricity | MI | Dispatch-Generation | VOM | 0 | [6 empty] | 0.57748 | 0
LCP_Inputs_ON_Electric_IEA_2023_05_05 | 2034 | Biomass | Generation | Electricity | NY | Dispatch-Generation | EmissionsCost | 0 | [6 empty] | 0.57748 | 0
LCP_Inputs_ON_Electric_IEA_2023_05_05 | 2034 | Biomass | Generation | Electricity | NY | Dispatch-Generation | FuelCost | 0 | [6 empty] | 0.57748 | 0
LCP_Inputs_ON_Electric_IEA_2023_05_05 | 2034 | Biomass | Generation | Electricity | NY | Dispatch-Generation | VOM | 0 | [6 empty] | 0.57748 | 0
LCP_Inputs_ON_Electric_IEA_2023_05_05 | 2034 | Biomass | Generation | Electricity | ON | Dispatch-Generation | EmissionsCost | 0 | [6 empty] | 0.57748 | 0
LCP_Inputs_ON_Electric_IEA_2023_05_05 | 2034 | Biomass | Generation | Electricity | ON | Dispatch-Generation | FuelCost | 2498962.9091 | [6 empty] | 0.57748 | 1443088.8129
LCP_Inputs_ON_Electric_IEA_2023_05_05 | 2034 | Biomass | Generation | Electricity | ON | Dispatch-Generation | VOM | 32070.024 | [6 empty] | 0.57748 | 18519.6398
LCP_Inputs_ON_Electric_IEA_2023_05_05 | 2034 | Biomass | Generation | Electricity | PJ | Dispatch-Generation | EmissionsCost | 0 | [6 empty] | 0.57748 | 0
LCP_Inputs_ON_Electric_IEA_2023_05_05 | 2034 | Biomass | Generation | Electricity | PJ | Dispatch-Generation | FuelCost | 0 | [6 empty] | 0.57748 | 0
LCP_Inputs_ON_Electric_IEA_2023_05_05 | 2034 | Biomass | Generation | Electricity | PJ | Dispatch-Generation | VOM | 0 | [6 empty] | 0.57748 | 0
LCP_Inputs_ON_Electric_IEA_2023_05_05 | 2034 | Biomass | Generation | Electricity | QC | Dispatch-Generation | EmissionsCost | 0 | [6 empty] | 0.57748 | 0
LCP_Inputs_ON_Electric_IEA_2023_05_05 | 2034 | Biomass | Generation | Electricity | QC | Dispatch-Generation | FuelCost | 513338.1818 | [6 empty] | 0.57748 | 296440.0091
LCP_Inputs_ON_Electric_IEA_2023_05_05 | 2034 | Biomass | Generation | Electricity | QC | Dispatch-Generation | VOM | 6587.84 | [6 empty] | 0.57748 | 3804.3134
LCP_Inputs_ON_Electric_IEA_2023_05_05 | 2034 | Biomass | Generation | Electricity | WC | Dispatch-Generation | EmissionsCost | 0 | [6 empty] | 0.57748 | 0
LCP_Inputs_ON_Electric_IEA_2023_05_05 | 2034 | Biomass | Generation | Electricity | WC | Dispatch-Generation | FuelCost | 0 | [6 empty] | 0.57748 | 0
LCP_Inputs_ON_Electric_IEA_2023_05_05 | 2034 | Biomass | Generation | Electricity | WC | Dispatch-Generation | VOM | 0 | [6 empty] | 0.57748 | 0
LCP_Inputs_ON_Electric_IEA_2023_05_05 | 2034 | Biomass + CCS | Generation | Electricity | MI | Dispatch-Generation | EmissionsCost | 0 | [6 empty] | 0.57748 | 0
LCP_Inputs_ON_Electric_IEA_2023_05_05 | 2034 | Biomass + CCS | Generation | Electricity | MI | Dispatch-Generation | FuelCost | 0 | [6 empty] | 0.57748 | 0
LCP_Inputs_ON_Electric_IEA_2023_05_05 | 2034 | Biomass + CCS | Generation | Electricity | MI | Dispatch-Generation | VOM | 0 | [6 empty] | 0.57748 | 0
LCP_Inputs_ON_Electric_IEA_2023_05_05 | 2034 | Biomass + CCS | Generation | Electricity | NY | Dispatch-Generation | EmissionsCost | 0 | [6 empty] | 0.57748 | 0
LCP_Inputs_ON_Electric_IEA_2023_05_05 | 2034 | Biomass + CCS | Generation | Electricity | NY | Dispatch-Generation | FuelCost | 0 | [6 empty] | 0.57748 | 0
LCP_Inputs_ON_Electric_IEA_2023_05_05 | 2034 | Biomass + CCS | Generation | Electricity | NY | Dispatch-Generation | VOM | 0 | [6 empty] | 0.57748 | 0
LCP_Inputs_ON_Electric_IEA_2023_05_05 | 2034 | Biomass + CCS | Generation | Electricity | ON | Dispatch-Generation | EmissionsCost | 0 | [6 empty] | 0.57748 | 0
LCP_Inputs_ON_Electric_IEA_2023_05_05 | 2034 | Biomass + CCS | Generation | Electricity | ON | Dispatch-Generation | FuelCost | 0 | [6 empty] | 0.57748 | 0
LCP_Inputs_ON_Electric_IEA_2023_05_05 | 2034 | Biomass + CCS | Generation | Electricity | ON | Dispatch-Generation | VOM | 0 | [6 empty] | 0.57748 | 0
LCP_Inputs_ON_Electric_IEA_2023_05_05 | 2034 | Biomass + CCS | Generation | Electricity | PJ | Dispatch-Generation | EmissionsCost | 0 | [6 empty] | 0.57748 | 0
LCP_Inputs_ON_Electric_IEA_2023_05_05 | 2034 | Biomass + CCS | Generation | Electricity | PJ | Dispatch-Generation | FuelCost | 0 | [6 empty] | 0.57748 | 0
LCP_Inputs_ON_Electric_IEA_2023_05_05 | 2034 | Biomass + CCS | Generation | Electricity | PJ | Dispatch-Generation | VOM | 0 | [6 empty] | 0.57748 | 0
LCP_Inputs_ON_Electric_IEA_2023_05_05 | 2034 | Biomass + CCS | Generation | Electricity | QC | Dispatch-Generation | EmissionsCost | 0 | [6 empty] | 0.57748 | 0
LCP_Inputs_ON_Electric_IEA_2023_05_05 | 2034 | Biomass + CCS | Generation | Electricity | QC | Dispatch-Generation | FuelCost | 0 | [6 empty] | 0.57748 | 0
LCP_Inputs_ON_Electric_IEA_2023_05_05 | 2034 | Biomass + CCS | Generation | Electricity | QC | Dispatch-Generation | VOM | 0 | [6 empty] | 0.57748 | 0
LCP_Inputs_ON_Electric_IEA_2023_05_05 | 2034 | Biomass + CCS | Generation | Electricity | WC | Dispatch-Generation | EmissionsCost | 0 | [6 empty] | 0.57748 | 0
LCP_Inputs_ON_Electric_IEA_2023_05_05 | 2034 | Biomass + CCS | Generation | Electricity | WC | Dispatch-Generation | FuelCost | 0 | [6 empty] | 0.57748 | 0
LCP_Inputs_ON_Electric_IEA_2023_05_05 | 2034 | Biomass + CCS | Generation | Electricity | WC | Dispatch-Generation | VOM | 0 | [6 empty] | 0.57748 | 0
LCP_Inputs_ON_Electric_IEA_2023_05_05 | 2034 | CH4 + CCS | Generation | Methane | MI | Dispatch-Generation | EmissionsCost | 0 | [6 empty] | 0.57748 | 0
LCP_Inputs_ON_Electric_IEA_2023_05_05 | 2034 | CH4 + CCS | Generation | Methane | MI | Dispatch-Generation | FuelCost | 0 | [6 empty] | 0.57748 | 0
LCP_Inputs_ON_Electric_IEA_2023_05_05 | 2034 | CH4 + CCS | Generation | Methane | MI | Dispatch-Generation | VOM | 0 | [6 empty] | 0.57748 | 0
LCP_Inputs_ON_Electric_IEA_2023_05_05 | 2034 | CH4 + CCS | Generation | Methane | NY | Dispatch-Generation | EmissionsCost | 0 | [6 empty] | 0.57748 | 0
LCP_Inputs_ON_Electric_IEA_2023_05_05 | 2034 | CH4 + CCS | Generation | Methane | NY | Dispatch-Generation | FuelCost | 0 | [6 empty] | 0.57748 | 0
LCP_Inputs_ON_Electric_IEA_2023_05_05 | 2034 | CH4 + CCS | Generation | Methane | NY | Dispatch-Generation | VOM | 0 | [6 empty] | 0.57748 | 0
LCP_Inputs_ON_Electric_IEA_2023_05_05 | 2034 | CH4 + CCS | Generation | Methane | ON | Dispatch-Generation | EmissionsCost | 0 | [6 empty] | 0.57748 | 0
LCP_Inputs_ON_Electric_IEA_2023_05_05 | 2034 | CH4 + CCS | Generation | Methane | ON | Dispatch-Generation | FuelCost | 0 | [6 empty] | 0.57748 | 0
LCP_Inputs_ON_Electric_IEA_2023_05_05 | 2034 | CH4 + CCS | Generation | Methane | ON | Dispatch-Generation | VOM | 0 | [6 empty] | 0.57748 | 0
LCP_Inputs_ON_Electric_IEA_2023_05_05 | 2034 | CH4 + CCS | Generation | Methane | PJ | Dispatch-Generation | EmissionsCost | 0 | [6 empty] | 0.57748 | 0
LCP_Inputs_ON_Electric_IEA_2023_05_05 | 2034 | CH4 + CCS | Generation | Methane | PJ | Dispatch-Generation | FuelCost | 0 | [6 empty] | 0.57748 | 0
LCP_Inputs_ON_Electric_IEA_2023_05_05 | 2034 | CH4 + CCS | Generation | Methane | PJ | Dispatch-Generation | VOM | 0 | [6 empty] | 0.57748 | 0
LCP_Inputs_ON_Electric_IEA_2023_05_05 | 2034 | CH4 + CCS | Generation | Methane | QC | Dispatch-Generation | EmissionsCost | 0 | [6 empty] | 0.57748 | 0
LCP_Inputs_ON_Electric_IEA_2023_05_05 | 2034 | CH4 + CCS | Generation | Methane | QC | Dispatch-Generation | FuelCost | 0 | [6 empty] | 0.57748 | 0
LCP_Inputs_ON_Electric_IEA_2023_05_05 | 2034 | CH4 + CCS | Generation | Methane | QC | Dispatch-Generation | VOM | 0 | [6 empty] | 0.57748 | 0
LCP_Inputs_ON_Electric_IEA_2023_05_05 | 2034 | CH4 + CCS | Generation | Methane | WC | Dispatch-Generation | EmissionsCost | 0 | [6 empty] | 0.57748 | 0
LCP_Inputs_ON_Electric_IEA_2023_05_05 | 2034 | CH4 + CCS | Generation | Methane | WC | Dispatch-Generation | FuelCost | 0 | [6 empty] | 0.57748 | 0
LCP_Inputs_ON_Electric_IEA_2023_05_05 | 2034 | CH4 + CCS | Generation | Methane | WC | Dispatch-Generation | VOM | 0 | [6 empty] | 0.57748 | 0
LCP_Inputs_ON_Electric_IEA_2023_05_05 | 2034 | CH4 Import - NY 2020 | Import | Methane | MI | Dispatch-Import | EmissionsCost | 0 | [6 empty] | 0.57748 | 0
LCP_Inputs_ON_Electric_IEA_2023_05_05 | 2034 | CH4 Import - NY 2020 | Import | Methane | MI | Dispatch-Import | FuelCost | 0 | [6 empty] | 0.57748 | 0
LCP_Inputs_ON_Electric_IEA_2023_05_05 | 2034 | CH4 Import - NY 2020 | Import | Methane | MI | Dispatch-Import | VOM | 0 | [6 empty] | 0.57748 | 0
LCP_Inputs_ON_Electric_IEA_2023_05_05 | 2034 | CH4 Import - NY 2020 | Import | Methane | NY | Dispatch-Import | EmissionsCost | 0 | [6 empty] | 0.57748 | 0
LCP_Inputs_ON_Electric_IEA_2023_05_05 | 2034 | CH4 Import - NY 2020 | Import | Methane | NY | Dispatch-Import | FuelCost | 0 | [6 empty] | 0.57748 | 0
LCP_Inputs_ON_Electric_IEA_2023_05_05 | 2034 | CH4 Import - NY 2020 | Import | Methane | NY | Dispatch-Import | VOM | 0 | [6 empty] | 0.57748 | 0
LCP_Inputs_ON_Electric_IEA_2023_05_05 | 2034 | CH4 Import - NY 2020 | Import | Methane | ON | Dispatch-Import | EmissionsCost | 0 | [6 empty] | 0.57748 | 0
LCP_Inputs_ON_Electric_IEA_2023_05_05 | 2034 | CH4 Import - NY 2020 | Import | Methane | ON | Dispatch-Import | FuelCost | 0 | [6 empty] | 0.57748 | 0
LCP_Inputs_ON_Electric_IEA_2023_05_05 | 2034 | CH4 Import - NY 2020 | Import | Methane | ON | Dispatch-Import | VOM | 0 | [6 empty] | 0.57748 | 0
LCP_Inputs_ON_Electric_IEA_2023_05_05 | 2034 | CH4 Import - NY 2020 | Import | Methane | PJ | Dispatch-Import | EmissionsCost | 0 | [6 empty] | 0.57748 | 0
LCP_Inputs_ON_Electric_IEA_2023_05_05 | 2034 | CH4 Import - NY 2020 | Import | Methane | PJ | Dispatch-Import | FuelCost | 0 | [6 empty] | 0.57748 | 0
LCP_Inputs_ON_Electric_IEA_2023_05_05 | 2034 | CH4 Import - NY 2020 | Import | Methane | PJ | Dispatch-Import | VOM | 0 | [6 empty] | 0.57748 | 0
LCP_Inputs_ON_Electric_IEA_2023_05_05 | 2034 | CH4 Import - NY 2020 | Import | Methane | QC | Dispatch-Import | EmissionsCost | 0 | [6 empty] | 0.57748 | 0
LCP_Inputs_ON_Electric_IEA_2023_05_05 | 2034 | CH4 Import - NY 2020 | Import | Methane | QC | Dispatch-Import | FuelCost | 0 | [6 empty] | 0.57748 | 0
LCP_Inputs_ON_Electric_IEA_2023_05_05 | 2034 | CH4 Import - NY 2020 | Import | Methane | QC | Dispatch-Import | VOM | 0 | [6 empty] | 0.57748 | 0
LCP_Inputs_ON_Electric_IEA_2023_05_05 | 2034 | CH4 Import - NY 2020 | Import | Methane | WC | Dispatch-Import | EmissionsCost | 0 | [6 empty] | 0.57748 | 0
LCP_Inputs_ON_Electric_IEA_2023_05_05 | 2034 | CH4 Import - NY 2020 | Import | Methane | WC | Dispatch-Import | FuelCost | 0 | [6 empty] | 0.57748 | 0
LCP_Inputs_ON_Electric_IEA_2023_05_05 | 2034 | CH4 Import - NY 2020 | Import | Methane | WC | Dispatch-Import | VOM | 0 | [6 empty] | 0.57748 | 0
LCP_Inputs_ON_Electric_IEA_2023_05_05 | 2034 | CH4 Import - NY 2030 | Import | Methane | MI | Dispatch-Import | EmissionsCost | 0 | [6 empty] | 0.57748 | 0
LCP_Inputs_ON_Electric_IEA_2023_05_05 | 2034 | CH4 Import - NY 2030 | Import | Methane | MI | Dispatch-Import | FuelCost | 0 | [6 empty] | 0.57748 | 0
LCP_Inputs_ON_Electric_IEA_2023_05_05 | 2034 | CH4 Import - NY 2030 | Import | Methane | MI | Dispatch-Import | VOM | 0 | [6 empty] | 0.57748 | 0
LCP_Inputs_ON_Electric_IEA_2023_05_05 | 2034 | CH4 Import - NY 2030 | Import | Methane | NY | Dispatch-Import | EmissionsCost | 2371206202.7872 | [6 empty] | 0.57748 | 1369312498.3421
LCP_Inputs_ON_Electric_IEA_2023_05_05 | 2034 | CH4 Import - NY 2030 | Import | Methane | NY | Dispatch-Import | FuelCost | 644356120.8267 | [6 empty] | 0.57748 | 372099604.2411
LCP_Inputs_ON_Electric_IEA_2023_05_05 | 2034 | CH4 Import - NY 2030 | Import | Methane | NY | Dispatch-Import | VOM | 0 | [6 empty] | 0.57748 | 0
LCP_Inputs_ON_Electric_IEA_2023_05_05 | 2034 | CH4 Import - NY 2030 | Import | Methane | ON | Dispatch-Import | EmissionsCost | 0 | [6 empty] | 0.57748 | 0
LCP_Inputs_ON_Electric_IEA_2023_05_05 | 2034 | CH4 Import - NY 2030 | Import | Methane | ON | Dispatch-Import | FuelCost | 0 | [6 empty] | 0.57748 | 0
LCP_Inputs_ON_Electric_IEA_2023_05_05 | 2034 | CH4 Import - NY 2030 | Import | Methane | ON | Dispatch-Import | VOM | 0 | [6 empty] | 0.57748 | 0
LCP_Inputs_ON_Electric_IEA_2023_05_05 | 2034 | CH4 Import - NY 2030 | Import | Methane | PJ | Dispatch-Import | EmissionsCost | 0 | [6 empty] | 0.57748 | 0
LCP_Inputs_ON_Electric_IEA_2023_05_05 | 2034 | CH4 Import - NY 2030 | Import | Methane | PJ | Dispatch-Import | FuelCost | 0 | [6 empty] | 0.57748 | 0
LCP_Inputs_ON_Electric_IEA_2023_05_05 | 2034 | CH4 Import - NY 2030 | Import | Methane | PJ | Dispatch-Import | VOM | 0 | [6 empty] | 0.57748 | 0
LCP_Inputs_ON_Electric_IEA_2023_05_05 | 2034 | CH4 Import - NY 2030 | Import | Methane | QC | Dispatch-Import | EmissionsCost | 0 | [6 empty] | 0.57748 | 0
LCP_Inputs_ON_Electric_IEA_2023_05_05 | 2034 | CH4 Import - NY 2030 | Import | Methane | QC | Dispatch-Import | FuelCost | 0 | [6 empty] | 0.57748 | 0
LCP_Inputs_ON_Electric_IEA_2023_05_05 | 2034 | CH4 Import - NY 2030 | Import | Methane | QC | Dispatch-Import | VOM | 0 | [6 empty] | 0.57748 | 0
LCP_Inputs_ON_Electric_IEA_2023_05_05 | 2034 | CH4 Import - NY 2030 | Import | Methane | WC | Dispatch-Import | EmissionsCost | 0 | [6 empty] | 0.57748 | 0
LCP_Inputs_ON_Electric_IEA_2023_05_05 | 2034 | CH4 Import - NY 2030 | Import | Methane | WC | Dispatch-Import | FuelCost | 0 | [6 empty] | 0.57748 | 0
LCP_Inputs_ON_Electric_IEA_2023_05_05 | 2034 | CH4 Import - NY 2030 | Import | Methane | WC | Dispatch-Import | VOM | 0 | [6 empty] | 0.57748 | 0
LCP_Inputs_ON_Electric_IEA_2023_05_05 | 2034 | CH4 Import - NY 2040 | Import | Methane | MI | Dispatch-Import | EmissionsCost | 0 | [6 empty] | 0.57748 | 0
LCP_Inputs_ON_Electric_IEA_2023_05_05 | 2034 | CH4 Import - NY 2040 | Import | Methane | MI | Dispatch-Import | FuelCost | 0 | [6 empty] | 0.57748 | 0
LCP_Inputs_ON_Electric_IEA_2023_05_05 | 2034 | CH4 Import - NY 2040 | Import | Methane | MI | Dispatch-Import | VOM | 0 | [6 empty] | 0.57748 | 0
LCP_Inputs_ON_Electric_IEA_2023_05_05 | 2034 | CH4 Import - NY 2040 | Import | Methane | NY | Dispatch-Import | EmissionsCost | 0 | [6 empty] | 0.57748 | 0
LCP_Inputs_ON_Electric_IEA_2023_05_05 | 2034 | CH4 Import - NY 2040 | Import | Methane | NY | Dispatch-Import | FuelCost | 0 | [6 empty] | 0.57748 | 0
LCP_Inputs_ON_Electric_IEA_2023_05_05 | 2034 | CH4 Import - NY 2040 | Import | Methane | NY | Dispatch-Import | VOM | 0 | [6 empty] | 0.57748 | 0
LCP_Inputs_ON_Electric_IEA_2023_05_05 | 2034 | CH4 Import - NY 2040 | Import | Methane | ON | Dispatch-Import | EmissionsCost | 0 | [6 empty] | 0.57748 | 0
LCP_Inputs_ON_Electric_IEA_2023_05_05 | 2034 | CH4 Import - NY 2040 | Import | Methane | ON | Dispatch-Import | FuelCost | 0 | [6 empty] | 0.57748 | 0
LCP_Inputs_ON_Electric_IEA_2023_05_05 | 2034 | CH4 Import - NY 2040 | Import | Methane | ON | Dispatch-Import | VOM | 0 | [6 empty] | 0.57748 | 0
LCP_Inputs_ON_Electric_IEA_2023_05_05 | 2034 | CH4 Import - NY 2040 | Import | Methane | PJ | Dispatch-Import | EmissionsCost | 0 | [6 empty] | 0.57748 | 0
LCP_Inputs_ON_Electric_IEA_2023_05_05 | 2034 | CH4 Import - NY 2040 | Import | Methane | PJ | Dispatch-Import | FuelCost | 0 | [6 empty] | 0.57748 | 0
LCP_Inputs_ON_Electric_IEA_2023_05_05 | 2034 | CH4 Import - NY 2040 | Import | Methane | PJ | Dispatch-Import | VOM | 0 | [6 empty] | 0.57748 | 0
LCP_Inputs_ON_Electric_IEA_2023_05_05 | 2034 | CH4 Import - NY 2040 | Import | Methane | QC | Dispatch-Import | EmissionsCost | 0 | [6 empty] | 0.57748 | 0
LCP_Inputs_ON_Electric_IEA_2023_05_05 | 2034 | CH4 Import - NY 2040 | Import | Methane | QC | Dispatch-Import | FuelCost | 0 | [6 empty] | 0.57748 | 0
LCP_Inputs_ON_Electric_IEA_2023_05_05 | 2034 | CH4 Import - NY 2040 | Import | Methane | QC | Dispatch-Import | VOM | 0 | [6 empty] | 0.57748 | 0
LCP_Inputs_ON_Electric_IEA_2023_05_05 | 2034 | CH4 Import - NY 2040 | Import | Methane | WC | Dispatch-Import | EmissionsCost | 0 | [6 empty] | 0.57748 | 0
LCP_Inputs_ON_Electric_IEA_2023_05_05 | 2034 | CH4 Import - NY 2040 | Import | Methane | WC | Dispatch-Import | FuelCost | 0 | [6 empty] | 0.57748 | 0
LCP_Inputs_ON_Electric_IEA_2023_05_05 | 2034 | CH4 Import - NY 2040 | Import | Methane | WC | Dispatch-Import | VOM | 0 | [6 empty] | 0.57748 | 0
LCP_Inputs_ON_Electric_IEA_2023_05_05 | 2034 | CH4 Import - NY 2050 | Import | Methane | MI | Dispatch-Import | EmissionsCost | 0 | [6 empty] | 0.57748 | 0
LCP_Inputs_ON_Electric_IEA_2023_05_05 | 2034 | CH4 Import - NY 2050 | Import | Methane | MI | Dispatch-Import | FuelCost | 0 | [6 empty] | 0.57748 | 0
LCP_Inputs_ON_Electric_IEA_2023_05_05 | 2034 | CH4 Import - NY 2050 | Import | Methane | MI | Dispatch-Import | VOM | 0 | [6 empty] | 0.57748 | 0
LCP_Inputs_ON_Electric_IEA_2023_05_05 | 2034 | CH4 Import - NY 2050 | Import | Methane | NY | Dispatch-Import | EmissionsCost | 0 | [6 empty] | 0.57748 | 0
LCP_Inputs_ON_Electric_IEA_2023_05_05 | 2034 | CH4 Import - NY 2050 | Import | Methane | NY | Dispatch-Import | FuelCost | 0 | [6 empty] | 0.57748 | 0
LCP_Inputs_ON_Electric_IEA_2023_05_05 | 2034 | CH4 Import - NY 2050 | Import | Methane | NY | Dispatch-Import | VOM | 0 | [6 empty] | 0.57748 | 0
LCP_Inputs_ON_Electric_IEA_2023_05_05 | 2034 | CH4 Import - NY 2050 | Import | Methane | ON | Dispatch-Import | EmissionsCost | 0 | [6 empty] | 0.57748 | 0
LCP_Inputs_ON_Electric_IEA_2023_05_05 | 2034 | CH4 Import - NY 2050 | Import | Methane | ON | Dispatch-Import | FuelCost | 0 | [6 empty] | 0.57748 | 0
LCP_Inputs_ON_Electric_IEA_2023_05_05 | 2034 | CH4 Import - NY 2050 | Import | Methane | ON | Dispatch-Import | VOM | 0 | [6 empty] | 0.57748 | 0
LCP_Inputs_ON_Electric_IEA_2023_05_05 | 2034 | CH4 Import - NY 2050 | Import | Methane | PJ | Dispatch-Import | EmissionsCost | 0 | [6 empty] | 0.57748 | 0
LCP_Inputs_ON_Electric_IEA_2023_05_05 | 2034 | CH4 Import - NY 2050 | Import | Methane | PJ | Dispatch-Import | FuelCost | 0 | [6 empty] | 0.57748 | 0
LCP_Inputs_ON_Electric_IEA_2023_05_05 | 2034 | CH4 Import - NY 2050 | Import | Methane | PJ | Dispatch-Import | VOM | 0 | [6 empty] | 0.57748 | 0
LCP_Inputs_ON_Electric_IEA_2023_05_05 | 2034 | CH4 Import - NY 2050 | Import | Methane | QC | Dispatch-Import | EmissionsCost | 0 | [6 empty] | 0.57748 | 0
LCP_Inputs_ON_Electric_IEA_2023_05_05 | 2034 | CH4 Import - NY 2050 | Import | Methane | QC | Dispatch-Import | FuelCost | 0 | [6 empty] | 0.57748 | 0
LCP_Inputs_ON_Electric_IEA_2023_05_05 | 2034 | CH4 Import - NY 2050 | Import | Methane | QC | Dispatch-Import | VOM | 0 | [6 empty] | 0.57748 | 0
LCP_Inputs_ON_Electric_IEA_2023_05_05 | 2034 | CH4 Import - NY 2050 | Import | Methane | WC | Dispatch-Import | EmissionsCost | 0 | [6 empty] | 0.57748 | 0
LCP_Inputs_ON_Electric_IEA_2023_05_05 | 2034 | CH4 Import - NY 2050 | Import | Methane | WC | Dispatch-Import | FuelCost | 0 | [6 empty] | 0.57748 | 0
LCP_Inputs_ON_Electric_IEA_2023_05_05 | 2034 | CH4 Import - NY 2050 | Import | Methane | WC | Dispatch-Import | VOM | 0 | [6 empty] | 0.57748 | 0
LCP_Inputs_ON_Electric_IEA_2023_05_05 | 2034 | CH4 Import - WC 2020 | Import | Methane | MI | Dispatch-Import | EmissionsCost | 0 | [6 empty] | 0.57748 | 0
LCP_Inputs_ON_Electric_IEA_2023_05_05 | 2034 | CH4 Import - WC 2020 | Import | Methane | MI | Dispatch-Import | FuelCost | 0 | [6 empty] | 0.57748 | 0
LCP_Inputs_ON_Electric_IEA_2023_05_05 | 2034 | CH4 Import - WC 2020 | Import | Methane | MI | Dispatch-Import | VOM | 0 | [6 empty] | 0.57748 | 0
LCP_Inputs_ON_Electric_IEA_2023_05_05 | 2034 | CH4 Import - WC 2020 | Import | Methane | NY | Dispatch-Import | EmissionsCost | 0 | [6 empty] | 0.57748 | 0
LCP_Inputs_ON_Electric_IEA_2023_05_05 | 2034 | CH4 Import - WC 2020 | Import | Methane | NY | Dispatch-Import | FuelCost | 0 | [6 empty] | 0.57748 | 0
LCP_Inputs_ON_Electric_IEA_2023_05_05 | 2034 | CH4 Import - WC 2020 | Import | Methane | NY | Dispatch-Import | VOM | 0 | [6 empty] | 0.57748 | 0
LCP_Inputs_ON_Electric_IEA_2023_05_05 | 2034 | CH4 Import - WC 2020 | Import | Methane | ON | Dispatch-Import | EmissionsCost | 0 | [6 empty] | 0.57748 | 0
LCP_Inputs_ON_Electric_IEA_2023_05_05 | 2034 | CH4 Import - WC 2020 | Import | Methane | ON | Dispatch-Import | FuelCost | 0 | [6 empty] | 0.57748 | 0
LCP_Inputs_ON_Electric_IEA_2023_05_05 | 2034 | CH4 Import - WC 2020 | Import | Methane | ON | Dispatch-Import | VOM | 0 | [6 empty] | 0.57748 | 0
LCP_Inputs_ON_Electric_IEA_2023_05_05 | 2034 | CH4 Import - WC 2020 | Import | Methane | PJ | Dispatch-Import | EmissionsCost | 0 | [6 empty] | 0.57748 | 0
LCP_Inputs_ON_Electric_IEA_2023_05_05 | 2034 | CH4 Import - WC 2020 | Import | Methane | PJ | Dispatch-Import | FuelCost | 0 | [6 empty] | 0.57748 | 0
LCP_Inputs_ON_Electric_IEA_2023_05_05 | 2034 | CH4 Import - WC 2020 | Import | Methane | PJ | Dispatch-Import | VOM | 0 | [6 empty] | 0.57748 | 0
LCP_Inputs_ON_Electric_IEA_2023_05_05 | 2034 | CH4 Import - WC 2020 | Import | Methane | QC | Dispatch-Import | EmissionsCost | 0 | [6 empty] | 0.57748 | 0
LCP_Inputs_ON_Electric_IEA_2023_05_05 | 2034 | CH4 Import - WC 2020 | Import | Methane | QC | Dispatch-Import | FuelCost | 0 | [6 empty] | 0.57748 | 0
LCP_Inputs_ON_Electric_IEA_2023_05_05 | 2034 | CH4 Import - WC 2020 | Import | Methane | QC | Dispatch-Import | VOM | 0 | [6 empty] | 0.57748 | 0
LCP_Inputs_ON_Electric_IEA_2023_05_05 | 2034 | CH4 Import - WC 2020 | Import | Methane | WC | Dispatch-Import | EmissionsCost | 0 | [6 empty] | 0.57748 | 0
LCP_Inputs_ON_Electric_IEA_2023_05_05 | 2034 | CH4 Import - WC 2020 | Import | Methane | WC | Dispatch-Import | FuelCost | 0 | [6 empty] | 0.57748 | 0
LCP_Inputs_ON_Electric_IEA_2023_05_05 | 2034 | CH4 Import - WC 2020 | Import | Methane | WC | Dispatch-Import | VOM | 0 | [6 empty] | 0.57748 | 0
LCP_Inputs_ON_Electric_IEA_2023_05_05 | 2034 | CH4 Import - WC 2030 | Import | Methane | MI | Dispatch-Import | EmissionsCost | 0 | [6 empty] | 0.57748 | 0
LCP_Inputs_ON_Electric_IEA_2023_05_05 | 2034 | CH4 Import - WC 2030 | Import | Methane | MI | Dispatch-Import | FuelCost | 0 | [6 empty] | 0.57748 | 0
LCP_Inputs_ON_Electric_IEA_2023_05_05 | 2034 | CH4 Import - WC 2030 | Import | Methane | MI | Dispatch-Import | VOM | 0 | [6 empty] | 0.57748 | 0
LCP_Inputs_ON_Electric_IEA_2023_05_05 | 2034 | CH4 Import - WC 2030 | Import | Methane | NY | Dispatch-Import | EmissionsCost | 0 | [6 empty] | 0.57748 | 0
LCP_Inputs_ON_Electric_IEA_2023_05_05 | 2034 | CH4 Import - WC 2030 | Import | Methane | NY | Dispatch-Import | FuelCost | 0 | [6 empty] | 0.57748 | 0
LCP_Inputs_ON_Electric_IEA_2023_05_05 | 2034 | CH4 Import - WC 2030 | Import | Methane | NY | Dispatch-Import | VOM | 0 | [6 empty] | 0.57748 | 0
LCP_Inputs_ON_Electric_IEA_2023_05_05 | 2034 | CH4 Import - WC 2030 | Import | Methane | ON | Dispatch-Import | EmissionsCost | 0 | [6 empty] | 0.57748 | 0
LCP_Inputs_ON_Electric_IEA_2023_05_05 | 2034 | CH4 Import - WC 2030 | Import | Methane | ON | Dispatch-Import | FuelCost | 0 | [6 empty] | 0.57748 | 0
LCP_Inputs_ON_Electric_IEA_2023_05_05 | 2034 | CH4 Import - WC 2030 | Import | Methane | ON | Dispatch-Import | VOM | 0 | [6 empty] | 0.57748 | 0
LCP_Inputs_ON_Electric_IEA_2023_05_05 | 2034 | CH4 Import - WC 2030 | Import | Methane | PJ | Dispatch-Import | EmissionsCost | 0 | [6 empty] | 0.57748 | 0
LCP_Inputs_ON_Electric_IEA_2023_05_05 | 2034 | CH4 Import - WC 2030 | Import | Methane | PJ | Dispatch-Import | FuelCost | 0 | [6 empty] | 0.57748 | 0
LCP_Inputs_ON_Electric_IEA_2023_05_05 | 2034 | CH4 Import - WC 2030 | Import | Methane | PJ | Dispatch-Import | VOM | 0 | [6 empty] | 0.57748 | 0
LCP_Inputs_ON_Electric_IEA_2023_05_05 | 2034 | CH4 Import - WC 2030 | Import | Methane | QC | Dispatch-Import | EmissionsCost | 0 | [6 empty] | 0.57748 | 0
LCP_Inputs_ON_Electric_IEA_2023_05_05 | 2034 | CH4 Import - WC 2030 | Import | Methane | QC | Dispatch-Import | FuelCost | 0 | [6 empty] | 0.57748 | 0
LCP_Inputs_ON_Electric_IEA_2023_05_05 | 2034 | CH4 Import - WC 2030 | Import | Methane | QC | Dispatch-Import | VOM | 0 | [6 empty] | 0.57748 | 0
LCP_Inputs_ON_Electric_IEA_2023_05_05 | 2034 | CH4 Import - WC 2030 | Import | Methane | WC | Dispatch-Import | EmissionsCost | 9015205651.9119 | [6 empty] | 0.57748 | 5206056630.4934
LCP_Inputs_ON_Electric_IEA_2023_05_05 | 2034 | CH4 Import - WC 2030 | Import | Methane | WC | Dispatch-Import | FuelCost | 2449809272.3833 | [6 empty] | 0.57748 | 1414703812.4672
LCP_Inputs_ON_Electric_IEA_2023_05_05 | 2034 | CH4 Import - WC 2030 | Import | Methane | WC | Dispatch-Import | VOM | 0 | [6 empty] | 0.57748 | 0
LCP_Inputs_ON_Electric_IEA_2023_05_05 | 2034 | CH4 Import - WC 2040 | Import | Methane | MI | Dispatch-Import | EmissionsCost | 0 | [6 empty] | 0.57748 | 0
LCP_Inputs_ON_Electric_IEA_2023_05_05 | 2034 | CH4 Import - WC 2040 | Import | Methane | MI | Dispatch-Import | FuelCost | 0 | [6 empty] | 0.57748 | 0
LCP_Inputs_ON_Electric_IEA_2023_05_05 | 2034 | CH4 Import - WC 2040 | Import | Methane | MI | Dispatch-Import | VOM | 0 | [6 empty] | 0.57748 | 0
LCP_Inputs_ON_Electric_IEA_2023_05_05 | 2034 | CH4 Import - WC 2040 | Import | Methane | NY | Dispatch-Import | EmissionsCost | 0 | [6 empty] | 0.57748 | 0
LCP_Inputs_ON_Electric_IEA_2023_05_05 | 2034 | CH4 Import - WC 2040 | Import | Methane | NY | Dispatch-Import | FuelCost | 0 | [6 empty] | 0.57748 | 0
LCP_Inputs_ON_Electric_IEA_2023_05_05 | 2034 | CH4 Import - WC 2040 | Import | Methane | NY | Dispatch-Import | VOM | 0 | [6 empty] | 0.57748 | 0
LCP_Inputs_ON_Electric_IEA_2023_05_05 | 2034 | CH4 Import - WC 2040 | Import | Methane | ON | Dispatch-Import | EmissionsCost | 0 | [6 empty] | 0.57748 | 0
LCP_Inputs_ON_Electric_IEA_2023_05_05 | 2034 | CH4 Import - WC 2040 | Import | Methane | ON | Dispatch-Import | FuelCost | 0 | [6 empty] | 0.57748 | 0
LCP_Inputs_ON_Electric_IEA_2023_05_05 | 2034 | CH4 Import - WC 2040 | Import | Methane | ON | Dispatch-Import | VOM | 0 | [6 empty] | 0.57748 | 0
LCP_Inputs_ON_Electric_IEA_2023_05_05 | 2034 | CH4 Import - WC 2040 | Import | Methane | PJ | Dispatch-Import | EmissionsCost | 0 | [6 empty] | 0.57748 | 0
LCP_Inputs_ON_Electric_IEA_2023_05_05 | 2034 | CH4 Import - WC 2040 | Import | Methane | PJ | Dispatch-Import | FuelCost | 0 | [6 empty] | 0.57748 | 0
LCP_Inputs_ON_Electric_IEA_2023_05_05 | 2034 | CH4 Import - WC 2040 | Import | Methane | PJ | Dispatch-Import | VOM | 0 | [6 empty] | 0.57748 | 0
LCP_Inputs_ON_Electric_IEA_2023_05_05 | 2034 | CH4 Import - WC 2040 | Import | Methane | QC | Dispatch-Import | EmissionsCost | 0 | [6 empty] | 0.57748 | 0
LCP_Inputs_ON_Electric_IEA_2023_05_05 | 2034 | CH4 Import - WC 2040 | Import | Methane | QC | Dispatch-Import | FuelCost | 0 | [6 empty] | 0.57748 | 0
LCP_Inputs_ON_Electric_IEA_2023_05_05 | 2034 | CH4 Import - WC 2040 | Import | Methane | QC | Dispatch-Import | VOM | 0 | [6 empty] | 0.57748 | 0
LCP_Inputs_ON_Electric_IEA_2023_05_05 | 2034 | CH4 Import - WC 2040 | Import | Methane | WC | Dispatch-Import | EmissionsCost | 0 | [6 empty] | 0.57748 | 0
LCP_Inputs_ON_Electric_IEA_2023_05_05 | 2034 | CH4 Import - WC 2040 | Import | Methane | WC | Dispatch-Import | FuelCost | 0 | [6 empty] | 0.57748 | 0
LCP_Inputs_ON_Electric_IEA_2023_05_05 | 2034 | CH4 Import - WC 2040 | Import | Methane | WC | Dispatch-Import | VOM | 0 | [6 empty] | 0.57748 | 0
LCP_Inputs_ON_Electric_IEA_2023_05_05 | 2034 | CH4 Import - WC 2050 | Import | Methane | MI | Dispatch-Import | EmissionsCost | 0 | [6 empty] | 0.57748 | 0
LCP_Inputs_ON_Electric_IEA_2023_05_05 | 2034 | CH4 Import - WC 2050 | Import | Methane | MI | Dispatch-Import | FuelCost | 0 | [6 empty] | 0.57748 | 0
LCP_Inputs_ON_Electric_IEA_2023_05_05 | 2034 | CH4 Import - WC 2050 | Import | Methane | MI | Dispatch-Import | VOM | 0 | [6 empty] | 0.57748 | 0
LCP_Inputs_ON_Electric_IEA_2023_05_05 | 2034 | CH4 Import - WC 2050 | Import | Methane | NY | Dispatch-Import | EmissionsCost | 0 | [6 empty] | 0.57748 | 0
LCP_Inputs_ON_Electric_IEA_2023_05_05 | 2034 | CH4 Import - WC 2050 | Import | Methane | NY | Dispatch-Import | FuelCost | 0 | [6 empty] | 0.57748 | 0
LCP_Inputs_ON_Electric_IEA_2023_05_05 | 2034 | CH4 Import - WC 2050 | Import | Methane | NY | Dispatch-Import | VOM | 0 | [6 empty] | 0.57748 | 0
LCP_Inputs_ON_Electric_IEA_2023_05_05 | 2034 | CH4 Import - WC 2050 | Import | Methane | ON | Dispatch-Import | EmissionsCost | 0 | [6 empty] | 0.57748 | 0
LCP_Inputs_ON_Electric_IEA_2023_05_05 | 2034 | CH4 Import - WC 2050 | Import | Methane | ON | Dispatch-Import | FuelCost | 0 | [6 empty] | 0.57748 | 0
LCP_Inputs_ON_Electric_IEA_2023_05_05 | 2034 | CH4 Import - WC 2050 | Import | Methane | ON | Dispatch-Import | VOM | 0 | [6 empty] | 0.57748 | 0
LCP_Inputs_ON_Electric_IEA_2023_05_05 | 2034 | CH4 Import - WC 2050 | Import | Methane | PJ | Dispatch-Import | EmissionsCost | 0 | [6 empty] | 0.57748 | 0
LCP_Inputs_ON_Electric_IEA_2023_05_05 | 2034 | CH4 Import - WC 2050 | Import | Methane | PJ | Dispatch-Import | FuelCost | 0 | [6 empty] | 0.57748 | 0
LCP_Inputs_ON_Electric_IEA_2023_05_05 | 2034 | CH4 Import - WC 2050 | Import | Methane | PJ | Dispatch-Import | VOM | 0 | [6 empty] | 0.57748 | 0
LCP_Inputs_ON_Electric_IEA_2023_05_05 | 2034 | CH4 Import - WC 2050 | Import | Methane | QC | Dispatch-Import | EmissionsCost | 0 | [6 empty] | 0.57748 | 0
LCP_Inputs_ON_Electric_IEA_2023_05_05 | 2034 | CH4 Import - WC 2050 | Import | Methane | QC | Dispatch-Import | FuelCost | 0 | [6 empty] | 0.57748 | 0
LCP_Inputs_ON_Electric_IEA_2023_05_05 | 2034 | CH4 Import - WC 2050 | Import | Methane | QC | Dispatch-Import | VOM | 0 | [6 empty] | 0.57748 | 0
LCP_Inputs_ON_Electric_IEA_2023_05_05 | 2034 | CH4 Import - WC 2050 | Import | Methane | WC | Dispatch-Import | EmissionsCost | 0 | [6 empty] | 0.57748 | 0
LCP_Inputs_ON_Electric_IEA_2023_05_05 | 2034 | CH4 Import - WC 2050 | Import | Methane | WC | Dispatch-Import | FuelCost | 0 | [6 empty] | 0.57748 | 0
LCP_Inputs_ON_Electric_IEA_2023_05_05 | 2034 | CH4 Import - WC 2050 | Import | Methane | WC | Dispatch-Import | VOM | 0 | [6 empty] | 0.57748 | 0
LCP_Inputs_ON_Electric_IEA_2023_05_05 | 2034 | CH4 Salt Cavern Storage - ON | Storage | Methane | MI | Dispatch-Storage | EmissionsCost | 0 | [6 empty] | 0.57748 | 0
LCP_Inputs_ON_Electric_IEA_2023_05_05 | 2034 | CH4 Salt Cavern Storage - ON | Storage | Methane | MI | Dispatch-Storage | FuelCost | 0 | [6 empty] | 0.57748 | 0
LCP_Inputs_ON_Electric_IEA_2023_05_05 | 2034 | CH4 Salt Cavern Storage - ON | Storage | Methane | MI | Dispatch-Storage | VOM | 0 | [6 empty] | 0.57748 | 0
LCP_Inputs_ON_Electric_IEA_2023_05_05 | 2034 | CH4 Salt Cavern Storage - ON | Storage | Methane | NY | Dispatch-Storage | EmissionsCost | 0 | [6 empty] | 0.57748 | 0
LCP_Inputs_ON_Electric_IEA_2023_05_05 | 2034 | CH4 Salt Cavern Storage - ON | Storage | Methane | NY | Dispatch-Storage | FuelCost | 0 | [6 empty] | 0.57748 | 0
LCP_Inputs_ON_Electric_IEA_2023_05_05 | 2034 | CH4 Salt Cavern Storage - ON | Storage | Methane | NY | Dispatch-Storage | VOM | 0 | [6 empty] | 0.57748 | 0
LCP_Inputs_ON_Electric_IEA_2023_05_05 | 2034 | CH4 Salt Cavern Storage - ON | Storage | Methane | ON | Dispatch-Storage | EmissionsCost | 0 | [6 empty] | 0.57748 | 0
LCP_Inputs_ON_Electric_IEA_2023_05_05 | 2034 | CH4 Salt Cavern Storage - ON | Storage | Methane | ON | Dispatch-Storage | FuelCost | 0 | [6 empty] | 0.57748 | 0
LCP_Inputs_ON_Electric_IEA_2023_05_05 | 2034 | CH4 Salt Cavern Storage - ON | Storage | Methane | ON | Dispatch-Storage | VOM | 2132066.7953 | [6 empty] | 0.57748 | 1231215.4492
LCP_Inputs_ON_Electric_IEA_2023_05_05 | 2034 | CH4 Salt Cavern Storage - ON | Storage | Methane | PJ | Dispatch-Storage | EmissionsCost | 0 | [6 empty] | 0.57748 | 0
LCP_Inputs_ON_Electric_IEA_2023_05_05 | 2034 | CH4 Salt Cavern Storage - ON | Storage | Methane | PJ | Dispatch-Storage | FuelCost | 0 | [6 empty] | 0.57748 | 0
LCP_Inputs_ON_Electric_IEA_2023_05_05 | 2034 | CH4 Salt Cavern Storage - ON | Storage | Methane | PJ | Dispatch-Storage | VOM | 0 | [6 empty] | 0.57748 | 0
LCP_Inputs_ON_Electric_IEA_2023_05_05 | 2034 | CH4 Salt Cavern Storage - ON | Storage | Methane | QC | Dispatch-Storage | EmissionsCost | 0 | [6 empty] | 0.57748 | 0
LCP_Inputs_ON_Electric_IEA_2023_05_05 | 2034 | CH4 Salt Cavern Storage - ON | Storage | Methane | QC | Dispatch-Storage | FuelCost | 0 | [6 empty] | 0.57748 | 0
LCP_Inputs_ON_Electric_IEA_2023_05_05 | 2034 | CH4 Salt Cavern Storage - ON | Storage | Methane | QC | Dispatch-Storage | VOM | 0 | [6 empty] | 0.57748 | 0
LCP_Inputs_ON_Electric_IEA_2023_05_05 | 2034 | CH4 Salt Cavern Storage - ON | Storage | Methane | WC | Dispatch-Storage | EmissionsCost | 0 | [6 empty] | 0.57748 | 0
LCP_Inputs_ON_Electric_IEA_2023_05_05 | 2034 | CH4 Salt Cavern Storage - ON | Storage | Methane | WC | Dispatch-Storage | FuelCost | 0 | [6 empty] | 0.57748 | 0
LCP_Inputs_ON_Electric_IEA_2023_05_05 | 2034 | CH4 Salt Cavern Storage - ON | Storage | Methane | WC | Dispatch-Storage | VOM | 0 | [6 empty] | 0.57748 | 0
LCP_Inputs_ON_Electric_IEA_2023_05_05 | 2034 | Electrolyser 2020/2030 | Crossload | Hydrogen | MI | Dispatch-Crossload | EmissionsCost | 0 | [6 empty] | 0.57748 | 0
LCP_Inputs_ON_Electric_IEA_2023_05_05 | 2034 | Electrolyser 2020/2030 | Crossload | Hydrogen | MI | Dispatch-Crossload | FuelCost | 0 | [6 empty] | 0.57748 | 0
LCP_Inputs_ON_Electric_IEA_2023_05_05 | 2034 | Electrolyser 2020/2030 | Crossload | Hydrogen | MI | Dispatch-Crossload | VOM | 0 | [6 empty] | 0.57748 | 0
LCP_Inputs_ON_Electric_IEA_2023_05_05 | 2034 | Electrolyser 2020/2030 | Crossload | Hydrogen | NY | Dispatch-Crossload | EmissionsCost | 0 | [6 empty] | 0.57748 | 0
LCP_Inputs_ON_Electric_IEA_2023_05_05 | 2034 | Electrolyser 2020/2030 | Crossload | Hydrogen | NY | Dispatch-Crossload | FuelCost | 0 | [6 empty] | 0.57748 | 0
LCP_Inputs_ON_Electric_IEA_2023_05_05 | 2034 | Electrolyser 2020/2030 | Crossload | Hydrogen | NY | Dispatch-Crossload | VOM | 0 | [6 empty] | 0.57748 | 0
LCP_Inputs_ON_Electric_IEA_2023_05_05 | 2034 | Electrolyser 2020/2030 | Crossload | Hydrogen | ON | Dispatch-Crossload | EmissionsCost | 0 | [6 empty] | 0.57748 | 0
LCP_Inputs_ON_Electric_IEA_2023_05_05 | 2034 | Electrolyser 2020/2030 | Crossload | Hydrogen | ON | Dispatch-Crossload | FuelCost | 0 | [6 empty] | 0.57748 | 0
LCP_Inputs_ON_Electric_IEA_2023_05_05 | 2034 | Electrolyser 2020/2030 | Crossload | Hydrogen | ON | Dispatch-Crossload | VOM | 0 | [6 empty] | 0.57748 | 0
LCP_Inputs_ON_Electric_IEA_2023_05_05 | 2034 | Electrolyser 2020/2030 | Crossload | Hydrogen | PJ | Dispatch-Crossload | EmissionsCost | 0 | [6 empty] | 0.57748 | 0
LCP_Inputs_ON_Electric_IEA_2023_05_05 | 2034 | Electrolyser 2020/2030 | Crossload | Hydrogen | PJ | Dispatch-Crossload | FuelCost | 0 | [6 empty] | 0.57748 | 0
LCP_Inputs_ON_Electric_IEA_2023_05_05 | 2034 | Electrolyser 2020/2030 | Crossload | Hydrogen | PJ | Dispatch-Crossload | VOM | 0 | [6 empty] | 0.57748 | 0
LCP_Inputs_ON_Electric_IEA_2023_05_05 | 2034 | Electrolyser 2020/2030 | Crossload | Hydrogen | QC | Dispatch-Crossload | EmissionsCost | 0 | [6 empty] | 0.57748 | 0
LCP_Inputs_ON_Electric_IEA_2023_05_05 | 2034 | Electrolyser 2020/2030 | Crossload | Hydrogen | QC | Dispatch-Crossload | FuelCost | 0 | [6 empty] | 0.57748 | 0
LCP_Inputs_ON_Electric_IEA_2023_05_05 | 2034 | Electrolyser 2020/2030 | Crossload | Hydrogen | QC | Dispatch-Crossload | VOM | 0 | [6 empty] | 0.57748 | 0
LCP_Inputs_ON_Electric_IEA_2023_05_05 | 2034 | Electrolyser 2020/2030 | Crossload | Hydrogen | WC | Dispatch-Crossload | EmissionsCost | 0 | [6 empty] | 0.57748 | 0
LCP_Inputs_ON_Electric_IEA_2023_05_05 | 2034 | Electrolyser 2020/2030 | Crossload | Hydrogen | WC | Dispatch-Crossload | FuelCost | 0 | [6 empty] | 0.57748 | 0
LCP_Inputs_ON_Electric_IEA_2023_05_05 | 2034 | Electrolyser 2020/2030 | Crossload | Hydrogen | WC | Dispatch-Crossload | VOM | 0 | [6 empty] | 0.57748 | 0
LCP_Inputs_ON_Electric_IEA_2023_05_05 | 2034 | Electrolyser 2040 | Crossload | Hydrogen | MI | Dispatch-Crossload | EmissionsCost | 0 | [6 empty] | 0.57748 | 0
LCP_Inputs_ON_Electric_IEA_2023_05_05 | 2034 | Electrolyser 2040 | Crossload | Hydrogen | MI | Dispatch-Crossload | FuelCost | 0 | [6 empty] | 0.57748 | 0
LCP_Inputs_ON_Electric_IEA_2023_05_05 | 2034 | Electrolyser 2040 | Crossload | Hydrogen | MI | Dispatch-Crossload | VOM | 0 | [6 empty] | 0.57748 | 0
LCP_Inputs_ON_Electric_IEA_2023_05_05 | 2034 | Electrolyser 2040 | Crossload | Hydrogen | NY | Dispatch-Crossload | EmissionsCost | 0 | [6 empty] | 0.57748 | 0
LCP_Inputs_ON_Electric_IEA_2023_05_05 | 2034 | Electrolyser 2040 | Crossload | Hydrogen | NY | Dispatch-Crossload | FuelCost | 0 | [6 empty] | 0.57748 | 0
LCP_Inputs_ON_Electric_IEA_2023_05_05 | 2034 | Electrolyser 2040 | Crossload | Hydrogen | NY | Dispatch-Crossload | VOM | 0 | [6 empty] | 0.57748 | 0
LCP_Inputs_ON_Electric_IEA_2023_05_05 | 2034 | Electrolyser 2040 | Crossload | Hydrogen | ON | Dispatch-Crossload | EmissionsCost | 0 | [6 empty] | 0.57748 | 0
LCP_Inputs_ON_Electric_IEA_2023_05_05 | 2034 | Electrolyser 2040 | Crossload | Hydrogen | ON | Dispatch-Crossload | FuelCost | 0 | [6 empty] | 0.57748 | 0
LCP_Inputs_ON_Electric_IEA_2023_05_05 | 2034 | Electrolyser 2040 | Crossload | Hydrogen | ON | Dispatch-Crossload | VOM | 0 | [6 empty] | 0.57748 | 0
LCP_Inputs_ON_Electric_IEA_2023_05_05 | 2034 | Electrolyser 2040 | Crossload | Hydrogen | PJ | Dispatch-Crossload | EmissionsCost | 0 | [6 empty] | 0.57748 | 0
LCP_Inputs_ON_Electric_IEA_2023_05_05 | 2034 | Electrolyser 2040 | Crossload | Hydrogen | PJ | Dispatch-Crossload | FuelCost | 0 | [6 empty] | 0.57748 | 0
LCP_Inputs_ON_Electric_IEA_2023_05_05 | 2034 | Electrolyser 2040 | Crossload | Hydrogen | PJ | Dispatch-Crossload | VOM | 0 | [6 empty] | 0.57748 | 0
LCP_Inputs_ON_Electric_IEA_2023_05_05 | 2034 | Electrolyser 2040 | Crossload | Hydrogen | QC | Dispatch-Crossload | EmissionsCost | 0 | [6 empty] | 0.57748 | 0
LCP_Inputs_ON_Electric_IEA_2023_05_05 | 2034 | Electrolyser 2040 | Crossload | Hydrogen | QC | Dispatch-Crossload | FuelCost | 0 | [6 empty] | 0.57748 | 0
LCP_Inputs_ON_Electric_IEA_2023_05_05 | 2034 | Electrolyser 2040 | Crossload | Hydrogen | QC | Dispatch-Crossload | VOM | 0 | [6 empty] | 0.57748 | 0
LCP_Inputs_ON_Electric_IEA_2023_05_05 | 2034 | Electrolyser 2040 | Crossload | Hydrogen | WC | Dispatch-Crossload | EmissionsCost | 0 | [6 empty] | 0.57748 | 0
LCP_Inputs_ON_Electric_IEA_2023_05_05 | 2034 | Electrolyser 2040 | Crossload | Hydrogen | WC | Dispatch-Crossload | FuelCost | 0 | [6 empty] | 0.57748 | 0
LCP_Inputs_ON_Electric_IEA_2023_05_05 | 2034 | Electrolyser 2040 | Crossload | Hydrogen | WC | Dispatch-Crossload | VOM | 0 | [6 empty] | 0.57748 | 0
LCP_Inputs_ON_Electric_IEA_2023_05_05 | 2034 | Electrolyser 2050 | Crossload | Hydrogen | MI | Dispatch-Crossload | EmissionsCost | 0 | [6 empty] | 0.57748 | 0
LCP_Inputs_ON_Electric_IEA_2023_05_05 | 2034 | Electrolyser 2050 | Crossload | Hydrogen | MI | Dispatch-Crossload | FuelCost | 0 | [6 empty] | 0.57748 | 0
LCP_Inputs_ON_Electric_IEA_2023_05_05 | 2034 | Electrolyser 2050 | Crossload | Hydrogen | MI | Dispatch-Crossload | VOM | 0 | [6 empty] | 0.57748 | 0
LCP_Inputs_ON_Electric_IEA_2023_05_05 | 2034 | Electrolyser 2050 | Crossload | Hydrogen | NY | Dispatch-Crossload | EmissionsCost | 0 | [6 empty] | 0.57748 | 0
LCP_Inputs_ON_Electric_IEA_2023_05_05 | 2034 | Electrolyser 2050 | Crossload | Hydrogen | NY | Dispatch-Crossload | FuelCost | 0 | [6 empty] | 0.57748 | 0
LCP_Inputs_ON_Electric_IEA_2023_05_05 | 2034 | Electrolyser 2050 | Crossload | Hydrogen | NY | Dispatch-Crossload | VOM | 0 | [6 empty] | 0.57748 | 0
LCP_Inputs_ON_Electric_IEA_2023_05_05 | 2034 | Electrolyser 2050 | Crossload | Hydrogen | ON | Dispatch-Crossload | EmissionsCost | 0 | [6 empty] | 0.57748 | 0
LCP_Inputs_ON_Electric_IEA_2023_05_05 | 2034 | Electrolyser 2050 | Crossload | Hydrogen | ON | Dispatch-Crossload | FuelCost | 0 | [6 empty] | 0.57748 | 0
LCP_Inputs_ON_Electric_IEA_2023_05_05 | 2034 | Electrolyser 2050 | Crossload | Hydrogen | ON | Dispatch-Crossload | VOM | 0 | [6 empty] | 0.57748 | 0
LCP_Inputs_ON_Electric_IEA_2023_05_05 | 2034 | Electrolyser 2050 | Crossload | Hydrogen | PJ | Dispatch-Crossload | EmissionsCost | 0 | [6 empty] | 0.57748 | 0
LCP_Inputs_ON_Electric_IEA_2023_05_05 | 2034 | Electrolyser 2050 | Crossload | Hydrogen | PJ | Dispatch-Crossload | FuelCost | 0 | [6 empty] | 0.57748 | 0
LCP_Inputs_ON_Electric_IEA_2023_05_05 | 2034 | Electrolyser 2050 | Crossload | Hydrogen | PJ | Dispatch-Crossload | VOM | 0 | [6 empty] | 0.57748 | 0
LCP_Inputs_ON_Electric_IEA_2023_05_05 | 2034 | Electrolyser 2050 | Crossload | Hydrogen | QC | Dispatch-Crossload | EmissionsCost | 0 | [6 empty] | 0.57748 | 0
LCP_Inputs_ON_Electric_IEA_2023_05_05 | 2034 | Electrolyser 2050 | Crossload | Hydrogen | QC | Dispatch-Crossload | FuelCost | 0 | [6 empty] | 0.57748 | 0
LCP_Inputs_ON_Electric_IEA_2023_05_05 | 2034 | Electrolyser 2050 | Crossload | Hydrogen | QC | Dispatch-Crossload | VOM | 0 | [6 empty] | 0.57748 | 0
LCP_Inputs_ON_Electric_IEA_2023_05_05 | 2034 | Electrolyser 2050 | Crossload | Hydrogen | WC | Dispatch-Crossload | EmissionsCost | 0 | [6 empty] | 0.57748 | 0
LCP_Inputs_ON_Electric_IEA_2023_05_05 | 2034 | Electrolyser 2050 | Crossload | Hydrogen | WC | Dispatch-Crossload | FuelCost | 0 | [6 empty] | 0.57748 | 0
LCP_Inputs_ON_Electric_IEA_2023_05_05 | 2034 | Electrolyser 2050 | Crossload | Hydrogen | WC | Dispatch-Crossload | VOM | 0 | [6 empty] | 0.57748 | 0
LCP_Inputs_ON_Electric_IEA_2023_05_05 | 2034 | Fossil Fuel Thermal (Coal, Peat, Oil) | Generation | Electricity | MI | Dispatch-Generation | EmissionsCost | 0 | [6 empty] | 0.57748 | 0
LCP_Inputs_ON_Electric_IEA_2023_05_05 | 2034 | Fossil Fuel Thermal (Coal, Peat, Oil) | Generation | Electricity | MI | Dispatch-Generation | FuelCost | 0 | [6 empty] | 0.57748 | 0
LCP_Inputs_ON_Electric_IEA_2023_05_05 | 2034 | Fossil Fuel Thermal (Coal, Peat, Oil) | Generation | Electricity | MI | Dispatch-Generation | VOM | 0 | [6 empty] | 0.57748 | 0
LCP_Inputs_ON_Electric_IEA_2023_05_05 | 2034 | Fossil Fuel Thermal (Coal, Peat, Oil) | Generation | Electricity | NY | Dispatch-Generation | EmissionsCost | 0 | [6 empty] | 0.57748 | 0
LCP_Inputs_ON_Electric_IEA_2023_05_05 | 2034 | Fossil Fuel Thermal (Coal, Peat, Oil) | Generation | Electricity | NY | Dispatch-Generation | FuelCost | 0 | [6 empty] | 0.57748 | 0
LCP_Inputs_ON_Electric_IEA_2023_05_05 | 2034 | Fossil Fuel Thermal (Coal, Peat, Oil) | Generation | Electricity | NY | Dispatch-Generation | VOM | 0 | [6 empty] | 0.57748 | 0
LCP_Inputs_ON_Electric_IEA_2023_05_05 | 2034 | Fossil Fuel Thermal (Coal, Peat, Oil) | Generation | Electricity | ON | Dispatch-Generation | EmissionsCost | 0 | [6 empty] | 0.57748 | 0
LCP_Inputs_ON_Electric_IEA_2023_05_05 | 2034 | Fossil Fuel Thermal (Coal, Peat, Oil) | Generation | Electricity | ON | Dispatch-Generation | FuelCost | 0 | [6 empty] | 0.57748 | 0
LCP_Inputs_ON_Electric_IEA_2023_05_05 | 2034 | Fossil Fuel Thermal (Coal, Peat, Oil) | Generation | Electricity | ON | Dispatch-Generation | VOM | 0 | [6 empty] | 0.57748 | 0
LCP_Inputs_ON_Electric_IEA_2023_05_05 | 2034 | Fossil Fuel Thermal (Coal, Peat, Oil) | Generation | Electricity | PJ | Dispatch-Generation | EmissionsCost | 0 | [6 empty] | 0.57748 | 0
LCP_Inputs_ON_Electric_IEA_2023_05_05 | 2034 | Fossil Fuel Thermal (Coal, Peat, Oil) | Generation | Electricity | PJ | Dispatch-Generation | FuelCost | 0 | [6 empty] | 0.57748 | 0
LCP_Inputs_ON_Electric_IEA_2023_05_05 | 2034 | Fossil Fuel Thermal (Coal, Peat, Oil) | Generation | Electricity | PJ | Dispatch-Generation | VOM | 0 | [6 empty] | 0.57748 | 0
LCP_Inputs_ON_Electric_IEA_2023_05_05 | 2034 | Fossil Fuel Thermal (Coal, Peat, Oil) | Generation | Electricity | QC | Dispatch-Generation | EmissionsCost | 0 | [6 empty] | 0.57748 | 0
LCP_Inputs_ON_Electric_IEA_2023_05_05 | 2034 | Fossil Fuel Thermal (Coal, Peat, Oil) | Generation | Electricity | QC | Dispatch-Generation | FuelCost | 0 | [6 empty] | 0.57748 | 0
LCP_Inputs_ON_Electric_IEA_2023_05_05 | 2034 | Fossil Fuel Thermal (Coal, Peat, Oil) | Generation | Electricity | QC | Dispatch-Generation | VOM | 0 | [6 empty] | 0.57748 | 0
LCP_Inputs_ON_Electric_IEA_2023_05_05 | 2034 | Fossil Fuel Thermal (Coal, Peat, Oil) | Generation | Electricity | WC | Dispatch-Generation | EmissionsCost | 0 | [6 empty] | 0.57748 | 0
LCP_Inputs_ON_Electric_IEA_2023_05_05 | 2034 | Fossil Fuel Thermal (Coal, Peat, Oil) | Generation | Electricity | WC | Dispatch-Generation | FuelCost | 0 | [6 empty] | 0.57748 | 0
LCP_Inputs_ON_Electric_IEA_2023_05_05 | 2034 | Fossil Fuel Thermal (Coal, Peat, Oil) | Generation | Electricity | WC | Dispatch-Generation | VOM | 0 | [6 empty] | 0.57748 | 0
LCP_Inputs_ON_Electric_IEA_2023_05_05 | 2034 | Generic - Generator | Generation | Electricity | MI | Dispatch-Generation | EmissionsCost | 0 | [6 empty] | 0.57748 | 0
LCP_Inputs_ON_Electric_IEA_2023_05_05 | 2034 | Generic - Generator | Generation | Electricity | MI | Dispatch-Generation | FuelCost | 1794585963.3865 | [6 empty] | 0.57748 | 1036328677.8375
LCP_Inputs_ON_Electric_IEA_2023_05_05 | 2034 | Generic - Generator | Generation | Electricity | MI | Dispatch-Generation | VOM | 62669128.1502 | [6 empty] | 0.57748 | 36189859.9689
LCP_Inputs_ON_Electric_IEA_2023_05_05 | 2034 | Generic - Generator | Generation | Electricity | NY | Dispatch-Generation | EmissionsCost | 0 | [6 empty] | 0.57748 | 0
LCP_Inputs_ON_Electric_IEA_2023_05_05 | 2034 | Generic - Generator | Generation | Electricity | NY | Dispatch-Generation | FuelCost | 797307477.8972 | [6 empty] | 0.57748 | 460425201.8331
LCP_Inputs_ON_Electric_IEA_2023_05_05 | 2034 | Generic - Generator | Generation | Electricity | NY | Dispatch-Generation | VOM | 27842948.4722 | [6 empty] | 0.57748 | 16078608.975
LCP_Inputs_ON_Electric_IEA_2023_05_05 | 2034 | Generic - Generator | Generation | Electricity | ON | Dispatch-Generation | EmissionsCost | 0 | [6 empty] | 0.57748 | 0
LCP_Inputs_ON_Electric_IEA_2023_05_05 | 2034 | Generic - Generator | Generation | Electricity | ON | Dispatch-Generation | FuelCost | 0 | [6 empty] | 0.57748 | 0
LCP_Inputs_ON_Electric_IEA_2023_05_05 | 2034 | Generic - Generator | Generation | Electricity | ON | Dispatch-Generation | VOM | 0 | [6 empty] | 0.57748 | 0
LCP_Inputs_ON_Electric_IEA_2023_05_05 | 2034 | Generic - Generator | Generation | Electricity | PJ | Dispatch-Generation | EmissionsCost | 0 | [6 empty] | 0.57748 | 0
LCP_Inputs_ON_Electric_IEA_2023_05_05 | 2034 | Generic - Generator | Generation | Electricity | PJ | Dispatch-Generation | FuelCost | 7303522587.8806 | [6 empty] | 0.57748 | 4217602311.3273
LCP_Inputs_ON_Electric_IEA_2023_05_05 | 2034 | Generic - Generator | Generation | Electricity | PJ | Dispatch-Generation | VOM | 255047906.5067 | [6 empty] | 0.57748 | 147283810.9335
LCP_Inputs_ON_Electric_IEA_2023_05_05 | 2034 | Generic - Generator | Generation | Electricity | QC | Dispatch-Generation | EmissionsCost | 0 | [6 empty] | 0.57748 | 0
LCP_Inputs_ON_Electric_IEA_2023_05_05 | 2034 | Generic - Generator | Generation | Electricity | QC | Dispatch-Generation | FuelCost | 0 | [6 empty] | 0.57748 | 0
LCP_Inputs_ON_Electric_IEA_2023_05_05 | 2034 | Generic - Generator | Generation | Electricity | QC | Dispatch-Generation | VOM | 0 | [6 empty] | 0.57748 | 0
LCP_Inputs_ON_Electric_IEA_2023_05_05 | 2034 | Generic - Generator | Generation | Electricity | WC | Dispatch-Generation | EmissionsCost | 0 | [6 empty] | 0.57748 | 0
LCP_Inputs_ON_Electric_IEA_2023_05_05 | 2034 | Generic - Generator | Generation | Electricity | WC | Dispatch-Generation | FuelCost | 1734119.8634 | [6 empty] | 0.57748 | 1001411.0117
LCP_Inputs_ON_Electric_IEA_2023_05_05 | 2034 | Generic - Generator | Generation | Electricity | WC | Dispatch-Generation | VOM | 60557.5783 | [6 empty] | 0.57748 | 34970.4925
LCP_Inputs_ON_Electric_IEA_2023_05_05 | 2034 | H2 Import - QC | Import | Hydrogen | MI | Dispatch-Import | EmissionsCost | 0 | [6 empty] | 0.57748 | 0
LCP_Inputs_ON_Electric_IEA_2023_05_05 | 2034 | H2 Import - QC | Import | Hydrogen | MI | Dispatch-Import | FuelCost | 0 | [6 empty] | 0.57748 | 0
LCP_Inputs_ON_Electric_IEA_2023_05_05 | 2034 | H2 Import - QC | Import | Hydrogen | MI | Dispatch-Import | VOM | 0 | [6 empty] | 0.57748 | 0
LCP_Inputs_ON_Electric_IEA_2023_05_05 | 2034 | H2 Import - QC | Import | Hydrogen | NY | Dispatch-Import | EmissionsCost | 0 | [6 empty] | 0.57748 | 0
LCP_Inputs_ON_Electric_IEA_2023_05_05 | 2034 | H2 Import - QC | Import | Hydrogen | NY | Dispatch-Import | FuelCost | 0 | [6 empty] | 0.57748 | 0
LCP_Inputs_ON_Electric_IEA_2023_05_05 | 2034 | H2 Import - QC | Import | Hydrogen | NY | Dispatch-Import | VOM | 0 | [6 empty] | 0.57748 | 0
LCP_Inputs_ON_Electric_IEA_2023_05_05 | 2034 | H2 Import - QC | Import | Hydrogen | ON | Dispatch-Import | EmissionsCost | 0 | [6 empty] | 0.57748 | 0
LCP_Inputs_ON_Electric_IEA_2023_05_05 | 2034 | H2 Import - QC | Import | Hydrogen | ON | Dispatch-Import | FuelCost | 0 | [6 empty] | 0.57748 | 0
LCP_Inputs_ON_Electric_IEA_2023_05_05 | 2034 | H2 Import - QC | Import | Hydrogen | ON | Dispatch-Import | VOM | 0 | [6 empty] | 0.57748 | 0
LCP_Inputs_ON_Electric_IEA_2023_05_05 | 2034 | H2 Import - QC | Import | Hydrogen | PJ | Dispatch-Import | EmissionsCost | 0 | [6 empty] | 0.57748 | 0
LCP_Inputs_ON_Electric_IEA_2023_05_05 | 2034 | H2 Import - QC | Import | Hydrogen | PJ | Dispatch-Import | FuelCost | 0 | [6 empty] | 0.57748 | 0
LCP_Inputs_ON_Electric_IEA_2023_05_05 | 2034 | H2 Import - QC | Import | Hydrogen | PJ | Dispatch-Import | VOM | 0 | [6 empty] | 0.57748 | 0
LCP_Inputs_ON_Electric_IEA_2023_05_05 | 2034 | H2 Import - QC | Import | Hydrogen | QC | Dispatch-Import | EmissionsCost | 0 | [6 empty] | 0.57748 | 0
LCP_Inputs_ON_Electric_IEA_2023_05_05 | 2034 | H2 Import - QC | Import | Hydrogen | QC | Dispatch-Import | FuelCost | 0 | [6 empty] | 0.57748 | 0
LCP_Inputs_ON_Electric_IEA_2023_05_05 | 2034 | H2 Import - QC | Import | Hydrogen | QC | Dispatch-Import | VOM | 0 | [6 empty] | 0.57748 | 0
LCP_Inputs_ON_Electric_IEA_2023_05_05 | 2034 | H2 Import - QC | Import | Hydrogen | WC | Dispatch-Import | EmissionsCost | 0 | [6 empty] | 0.57748 | 0
LCP_Inputs_ON_Electric_IEA_2023_05_05 | 2034 | H2 Import - QC | Import | Hydrogen | WC | Dispatch-Import | FuelCost | 0 | [6 empty] | 0.57748 | 0
LCP_Inputs_ON_Electric_IEA_2023_05_05 | 2034 | H2 Import - QC | Import | Hydrogen | WC | Dispatch-Import | VOM | 0 | [6 empty] | 0.57748 | 0
LCP_Inputs_ON_Electric_IEA_2023_05_05 | 2034 | H2 Import - WC | Import | Hydrogen | MI | Dispatch-Import | EmissionsCost | 0 | [6 empty] | 0.57748 | 0
LCP_Inputs_ON_Electric_IEA_2023_05_05 | 2034 | H2 Import - WC | Import | Hydrogen | MI | Dispatch-Import | FuelCost | 0 | [6 empty] | 0.57748 | 0
LCP_Inputs_ON_Electric_IEA_2023_05_05 | 2034 | H2 Import - WC | Import | Hydrogen | MI | Dispatch-Import | VOM | 0 | [6 empty] | 0.57748 | 0
LCP_Inputs_ON_Electric_IEA_2023_05_05 | 2034 | H2 Import - WC | Import | Hydrogen | NY | Dispatch-Import | EmissionsCost | 0 | [6 empty] | 0.57748 | 0
LCP_Inputs_ON_Electric_IEA_2023_05_05 | 2034 | H2 Import - WC | Import | Hydrogen | NY | Dispatch-Import | FuelCost | 0 | [6 empty] | 0.57748 | 0
LCP_Inputs_ON_Electric_IEA_2023_05_05 | 2034 | H2 Import - WC | Import | Hydrogen | NY | Dispatch-Import | VOM | 0 | [6 empty] | 0.57748 | 0
LCP_Inputs_ON_Electric_IEA_2023_05_05 | 2034 | H2 Import - WC | Import | Hydrogen | ON | Dispatch-Import | EmissionsCost | 0 | [6 empty] | 0.57748 | 0
LCP_Inputs_ON_Electric_IEA_2023_05_05 | 2034 | H2 Import - WC | Import | Hydrogen | ON | Dispatch-Import | FuelCost | 0 | [6 empty] | 0.57748 | 0
LCP_Inputs_ON_Electric_IEA_2023_05_05 | 2034 | H2 Import - WC | Import | Hydrogen | ON | Dispatch-Import | VOM | 0 | [6 empty] | 0.57748 | 0
LCP_Inputs_ON_Electric_IEA_2023_05_05 | 2034 | H2 Import - WC | Import | Hydrogen | PJ | Dispatch-Import | EmissionsCost | 0 | [6 empty] | 0.57748 | 0
LCP_Inputs_ON_Electric_IEA_2023_05_05 | 2034 | H2 Import - WC | Import | Hydrogen | PJ | Dispatch-Import | FuelCost | 0 | [6 empty] | 0.57748 | 0
LCP_Inputs_ON_Electric_IEA_2023_05_05 | 2034 | H2 Import - WC | Import | Hydrogen | PJ | Dispatch-Import | VOM | 0 | [6 empty] | 0.57748 | 0
LCP_Inputs_ON_Electric_IEA_2023_05_05 | 2034 | H2 Import - WC | Import | Hydrogen | QC | Dispatch-Import | EmissionsCost | 0 | [6 empty] | 0.57748 | 0
LCP_Inputs_ON_Electric_IEA_2023_05_05 | 2034 | H2 Import - WC | Import | Hydrogen | QC | Dispatch-Import | FuelCost | 0 | [6 empty] | 0.57748 | 0
LCP_Inputs_ON_Electric_IEA_2023_05_05 | 2034 | H2 Import - WC | Import | Hydrogen | QC | Dispatch-Import | VOM | 0 | [6 empty] | 0.57748 | 0
LCP_Inputs_ON_Electric_IEA_2023_05_05 | 2034 | H2 Import - WC | Import | Hydrogen | WC | Dispatch-Import | EmissionsCost | 0 | [6 empty] | 0.57748 | 0
LCP_Inputs_ON_Electric_IEA_2023_05_05 | 2034 | H2 Import - WC | Import | Hydrogen | WC | Dispatch-Import | FuelCost | 0 | [6 empty] | 0.57748 | 0
LCP_Inputs_ON_Electric_IEA_2023_05_05 | 2034 | H2 Import - WC | Import | Hydrogen | WC | Dispatch-Import | VOM | 0 | [6 empty] | 0.57748 | 0
LCP_Inputs_ON_Electric_IEA_2023_05_05 | 2034 | H2 Salt Cavern Storage - ON | Storage | Hydrogen | MI | Dispatch-Storage | EmissionsCost | 0 | [6 empty] | 0.57748 | 0
LCP_Inputs_ON_Electric_IEA_2023_05_05 | 2034 | H2 Salt Cavern Storage - ON | Storage | Hydrogen | MI | Dispatch-Storage | FuelCost | 0 | [6 empty] | 0.57748 | 0
LCP_Inputs_ON_Electric_IEA_2023_05_05 | 2034 | H2 Salt Cavern Storage - ON | Storage | Hydrogen | MI | Dispatch-Storage | VOM | 0 | [6 empty] | 0.57748 | 0
LCP_Inputs_ON_Electric_IEA_2023_05_05 | 2034 | H2 Salt Cavern Storage - ON | Storage | Hydrogen | NY | Dispatch-Storage | EmissionsCost | 0 | [6 empty] | 0.57748 | 0
LCP_Inputs_ON_Electric_IEA_2023_05_05 | 2034 | H2 Salt Cavern Storage - ON | Storage | Hydrogen | NY | Dispatch-Storage | FuelCost | 0 | [6 empty] | 0.57748 | 0
LCP_Inputs_ON_Electric_IEA_2023_05_05 | 2034 | H2 Salt Cavern Storage - ON | Storage | Hydrogen | NY | Dispatch-Storage | VOM | 0 | [6 empty] | 0.57748 | 0
LCP_Inputs_ON_Electric_IEA_2023_05_05 | 2034 | H2 Salt Cavern Storage - ON | Storage | Hydrogen | ON | Dispatch-Storage | EmissionsCost | 0 | [6 empty] | 0.57748 | 0
LCP_Inputs_ON_Electric_IEA_2023_05_05 | 2034 | H2 Salt Cavern Storage - ON | Storage | Hydrogen | ON | Dispatch-Storage | FuelCost | 0 | [6 empty] | 0.57748 | 0
LCP_Inputs_ON_Electric_IEA_2023_05_05 | 2034 | H2 Salt Cavern Storage - ON | Storage | Hydrogen | ON | Dispatch-Storage | VOM | 12004507.7434 | [6 empty] | 0.57748 | 6932304.1034
LCP_Inputs_ON_Electric_IEA_2023_05_05 | 2034 | H2 Salt Cavern Storage - ON | Storage | Hydrogen | PJ | Dispatch-Storage | EmissionsCost | 0 | [6 empty] | 0.57748 | 0
LCP_Inputs_ON_Electric_IEA_2023_05_05 | 2034 | H2 Salt Cavern Storage - ON | Storage | Hydrogen | PJ | Dispatch-Storage | FuelCost | 0 | [6 empty] | 0.57748 | 0
LCP_Inputs_ON_Electric_IEA_2023_05_05 | 2034 | H2 Salt Cavern Storage - ON | Storage | Hydrogen | PJ | Dispatch-Storage | VOM | 0 | [6 empty] | 0.57748 | 0
LCP_Inputs_ON_Electric_IEA_2023_05_05 | 2034 | H2 Salt Cavern Storage - ON | Storage | Hydrogen | QC | Dispatch-Storage | EmissionsCost | 0 | [6 empty] | 0.57748 | 0
LCP_Inputs_ON_Electric_IEA_2023_05_05 | 2034 | H2 Salt Cavern Storage - ON | Storage | Hydrogen | QC | Dispatch-Storage | FuelCost | 0 | [6 empty] | 0.57748 | 0
LCP_Inputs_ON_Electric_IEA_2023_05_05 | 2034 | H2 Salt Cavern Storage - ON | Storage | Hydrogen | QC | Dispatch-Storage | VOM | 0 | [6 empty] | 0.57748 | 0
LCP_Inputs_ON_Electric_IEA_2023_05_05 | 2034 | H2 Salt Cavern Storage - ON | Storage | Hydrogen | WC | Dispatch-Storage | EmissionsCost | 0 | [6 empty] | 0.57748 | 0
LCP_Inputs_ON_Electric_IEA_2023_05_05 | 2034 | H2 Salt Cavern Storage - ON | Storage | Hydrogen | WC | Dispatch-Storage | FuelCost | 0 | [6 empty] | 0.57748 | 0
LCP_Inputs_ON_Electric_IEA_2023_05_05 | 2034 | H2 Salt Cavern Storage - ON | Storage | Hydrogen | WC | Dispatch-Storage | VOM | 0 | [6 empty] | 0.57748 | 0
LCP_Inputs_ON_Electric_IEA_2023_05_05 | 2034 | Hydro | Generation | Electricity | MI | Dispatch-Generation | EmissionsCost | 0 | [6 empty] | 0.57748 | 0
LCP_Inputs_ON_Electric_IEA_2023_05_05 | 2034 | Hydro | Generation | Electricity | MI | Dispatch-Generation | FuelCost | 0 | [6 empty] | 0.57748 | 0
LCP_Inputs_ON_Electric_IEA_2023_05_05 | 2034 | Hydro | Generation | Electricity | MI | Dispatch-Generation | VOM | 0 | [6 empty] | 0.57748 | 0
LCP_Inputs_ON_Electric_IEA_2023_05_05 | 2034 | Hydro | Generation | Electricity | NY | Dispatch-Generation | EmissionsCost | 0 | [6 empty] | 0.57748 | 0
LCP_Inputs_ON_Electric_IEA_2023_05_05 | 2034 | Hydro | Generation | Electricity | NY | Dispatch-Generation | FuelCost | 0 | [6 empty] | 0.57748 | 0
LCP_Inputs_ON_Electric_IEA_2023_05_05 | 2034 | Hydro | Generation | Electricity | NY | Dispatch-Generation | VOM | 0 | [6 empty] | 0.57748 | 0
LCP_Inputs_ON_Electric_IEA_2023_05_05 | 2034 | Hydro | Generation | Electricity | ON | Dispatch-Generation | EmissionsCost | 0 | [6 empty] | 0.57748 | 0
LCP_Inputs_ON_Electric_IEA_2023_05_05 | 2034 | Hydro | Generation | Electricity | ON | Dispatch-Generation | FuelCost | 0 | [6 empty] | 0.57748 | 0
LCP_Inputs_ON_Electric_IEA_2023_05_05 | 2034 | Hydro | Generation | Electricity | ON | Dispatch-Generation | VOM | 0 | [6 empty] | 0.57748 | 0
LCP_Inputs_ON_Electric_IEA_2023_05_05 | 2034 | Hydro | Generation | Electricity | PJ | Dispatch-Generation | EmissionsCost | 0 | [6 empty] | 0.57748 | 0
LCP_Inputs_ON_Electric_IEA_2023_05_05 | 2034 | Hydro | Generation | Electricity | PJ | Dispatch-Generation | FuelCost | 0 | [6 empty] | 0.57748 | 0
LCP_Inputs_ON_Electric_IEA_2023_05_05 | 2034 | Hydro | Generation | Electricity | PJ | Dispatch-Generation | VOM | 0 | [6 empty] | 0.57748 | 0
LCP_Inputs_ON_Electric_IEA_2023_05_05 | 2034 | Hydro | Generation | Electricity | QC | Dispatch-Generation | EmissionsCost | 0 | [6 empty] | 0.57748 | 0
LCP_Inputs_ON_Electric_IEA_2023_05_05 | 2034 | Hydro | Generation | Electricity | QC | Dispatch-Generation | FuelCost | 0 | [6 empty] | 0.57748 | 0
LCP_Inputs_ON_Electric_IEA_2023_05_05 | 2034 | Hydro | Generation | Electricity | QC | Dispatch-Generation | VOM | 0 | [6 empty] | 0.57748 | 0
LCP_Inputs_ON_Electric_IEA_2023_05_05 | 2034 | Hydro | Generation | Electricity | WC | Dispatch-Generation | EmissionsCost | 0 | [6 empty] | 0.57748 | 0
LCP_Inputs_ON_Electric_IEA_2023_05_05 | 2034 | Hydro | Generation | Electricity | WC | Dispatch-Generation | FuelCost | 0 | [6 empty] | 0.57748 | 0
LCP_Inputs_ON_Electric_IEA_2023_05_05 | 2034 | Hydro | Generation | Electricity | WC | Dispatch-Generation | VOM | 0 | [6 empty] | 0.57748 | 0
LCP_Inputs_ON_Electric_IEA_2023_05_05 | 2034 | Hydro Pumped Storage | Storage | Electricity | MI | Dispatch-Storage | EmissionsCost | 0 | [6 empty] | 0.57748 | 0
LCP_Inputs_ON_Electric_IEA_2023_05_05 | 2034 | Hydro Pumped Storage | Storage | Electricity | MI | Dispatch-Storage | FuelCost | 0 | [6 empty] | 0.57748 | 0
LCP_Inputs_ON_Electric_IEA_2023_05_05 | 2034 | Hydro Pumped Storage | Storage | Electricity | MI | Dispatch-Storage | VOM | 0 | [6 empty] | 0.57748 | 0
LCP_Inputs_ON_Electric_IEA_2023_05_05 | 2034 | Hydro Pumped Storage | Storage | Electricity | NY | Dispatch-Storage | EmissionsCost | 0 | [6 empty] | 0.57748 | 0
LCP_Inputs_ON_Electric_IEA_2023_05_05 | 2034 | Hydro Pumped Storage | Storage | Electricity | NY | Dispatch-Storage | FuelCost | 0 | [6 empty] | 0.57748 | 0
LCP_Inputs_ON_Electric_IEA_2023_05_05 | 2034 | Hydro Pumped Storage | Storage | Electricity | NY | Dispatch-Storage | VOM | 0 | [6 empty] | 0.57748 | 0
LCP_Inputs_ON_Electric_IEA_2023_05_05 | 2034 | Hydro Pumped Storage | Storage | Electricity | ON | Dispatch-Storage | EmissionsCost | 0 | [6 empty] | 0.57748 | 0
LCP_Inputs_ON_Electric_IEA_2023_05_05 | 2034 | Hydro Pumped Storage | Storage | Electricity | ON | Dispatch-Storage | FuelCost | 0 | [6 empty] | 0.57748 | 0
LCP_Inputs_ON_Electric_IEA_2023_05_05 | 2034 | Hydro Pumped Storage | Storage | Electricity | ON | Dispatch-Storage | VOM | 0 | [6 empty] | 0.57748 | 0
LCP_Inputs_ON_Electric_IEA_2023_05_05 | 2034 | Hydro Pumped Storage | Storage | Electricity | PJ | Dispatch-Storage | EmissionsCost | 0 | [6 empty] | 0.57748 | 0
LCP_Inputs_ON_Electric_IEA_2023_05_05 | 2034 | Hydro Pumped Storage | Storage | Electricity | PJ | Dispatch-Storage | FuelCost | 0 | [6 empty] | 0.57748 | 0
LCP_Inputs_ON_Electric_IEA_2023_05_05 | 2034 | Hydro Pumped Storage | Storage | Electricity | PJ | Dispatch-Storage | VOM | 0 | [6 empty] | 0.57748 | 0
LCP_Inputs_ON_Electric_IEA_2023_05_05 | 2034 | Hydro Pumped Storage | Storage | Electricity | QC | Dispatch-Storage | EmissionsCost | 0 | [6 empty] | 0.57748 | 0
LCP_Inputs_ON_Electric_IEA_2023_05_05 | 2034 | Hydro Pumped Storage | Storage | Electricity | QC | Dispatch-Storage | FuelCost | 0 | [6 empty] | 0.57748 | 0
LCP_Inputs_ON_Electric_IEA_2023_05_05 | 2034 | Hydro Pumped Storage | Storage | Electricity | QC | Dispatch-Storage | VOM | 0 | [6 empty] | 0.57748 | 0
LCP_Inputs_ON_Electric_IEA_2023_05_05 | 2034 | Hydro Pumped Storage | Storage | Electricity | WC | Dispatch-Storage | EmissionsCost | 0 | [6 empty] | 0.57748 | 0
LCP_Inputs_ON_Electric_IEA_2023_05_05 | 2034 | Hydro Pumped Storage | Storage | Electricity | WC | Dispatch-Storage | FuelCost | 0 | [6 empty] | 0.57748 | 0
LCP_Inputs_ON_Electric_IEA_2023_05_05 | 2034 | Hydro Pumped Storage | Storage | Electricity | WC | Dispatch-Storage | VOM | 0 | [6 empty] | 0.57748 | 0
LCP_Inputs_ON_Electric_IEA_2023_05_05 | 2034 | Nuclear | Generation | Electricity | MI | Dispatch-Generation | EmissionsCost | 0 | [6 empty] | 0.57748 | 0
LCP_Inputs_ON_Electric_IEA_2023_05_05 | 2034 | Nuclear | Generation | Electricity | MI | Dispatch-Generation | FuelCost | 0 | [6 empty] | 0.57748 | 0
LCP_Inputs_ON_Electric_IEA_2023_05_05 | 2034 | Nuclear | Generation | Electricity | MI | Dispatch-Generation | VOM | 2762866296.96 | [6 empty] | 0.57748 | 1595486443.6625
LCP_Inputs_ON_Electric_IEA_2023_05_05 | 2034 | Nuclear | Generation | Electricity | NY | Dispatch-Generation | EmissionsCost | 0 | [6 empty] | 0.57748 | 0
LCP_Inputs_ON_Electric_IEA_2023_05_05 | 2034 | Nuclear | Generation | Electricity | NY | Dispatch-Generation | FuelCost | 0 | [6 empty] | 0.57748 | 0
LCP_Inputs_ON_Electric_IEA_2023_05_05 | 2034 | Nuclear | Generation | Electricity | NY | Dispatch-Generation | VOM | 2246155230.144 | [6 empty] | 0.57748 | 1297098677.558
LCP_Inputs_ON_Electric_IEA_2023_05_05 | 2034 | Nuclear | Generation | Electricity | ON | Dispatch-Generation | EmissionsCost | 0 | [6 empty] | 0.57748 | 0
LCP_Inputs_ON_Electric_IEA_2023_05_05 | 2034 | Nuclear | Generation | Electricity | ON | Dispatch-Generation | FuelCost | 0 | [6 empty] | 0.57748 | 0
LCP_Inputs_ON_Electric_IEA_2023_05_05 | 2034 | Nuclear | Generation | Electricity | ON | Dispatch-Generation | VOM | 7207536051.9834 | [6 empty] | 0.57748 | 4162172478.5603
LCP_Inputs_ON_Electric_IEA_2023_05_05 | 2034 | Nuclear | Generation | Electricity | PJ | Dispatch-Generation | EmissionsCost | 0 | [6 empty] | 0.57748 | 0
LCP_Inputs_ON_Electric_IEA_2023_05_05 | 2034 | Nuclear | Generation | Electricity | PJ | Dispatch-Generation | FuelCost | 0 | [6 empty] | 0.57748 | 0
LCP_Inputs_ON_Electric_IEA_2023_05_05 | 2034 | Nuclear | Generation | Electricity | PJ | Dispatch-Generation | VOM | 6401347648.6848 | [6 empty] | 0.57748 | 3696618763.5954
LCP_Inputs_ON_Electric_IEA_2023_05_05 | 2034 | Nuclear | Generation | Electricity | QC | Dispatch-Generation | EmissionsCost | 0 | [6 empty] | 0.57748 | 0
LCP_Inputs_ON_Electric_IEA_2023_05_05 | 2034 | Nuclear | Generation | Electricity | QC | Dispatch-Generation | FuelCost | 0 | [6 empty] | 0.57748 | 0
LCP_Inputs_ON_Electric_IEA_2023_05_05 | 2034 | Nuclear | Generation | Electricity | QC | Dispatch-Generation | VOM | 0 | [6 empty] | 0.57748 | 0
LCP_Inputs_ON_Electric_IEA_2023_05_05 | 2034 | Nuclear | Generation | Electricity | WC | Dispatch-Generation | EmissionsCost | 0 | [6 empty] | 0.57748 | 0
LCP_Inputs_ON_Electric_IEA_2023_05_05 | 2034 | Nuclear | Generation | Electricity | WC | Dispatch-Generation | FuelCost | 0 | [6 empty] | 0.57748 | 0
LCP_Inputs_ON_Electric_IEA_2023_05_05 | 2034 | Nuclear | Generation | Electricity | WC | Dispatch-Generation | VOM | 0 | [6 empty] | 0.57748 | 0
LCP_Inputs_ON_Electric_IEA_2023_05_05 | 2034 | Nuclear SMR | Generation | Electricity | MI | Dispatch-Generation | EmissionsCost | 0 | [6 empty] | 0.57748 | 0
LCP_Inputs_ON_Electric_IEA_2023_05_05 | 2034 | Nuclear SMR | Generation | Electricity | MI | Dispatch-Generation | FuelCost | 0 | [6 empty] | 0.57748 | 0
LCP_Inputs_ON_Electric_IEA_2023_05_05 | 2034 | Nuclear SMR | Generation | Electricity | MI | Dispatch-Generation | VOM | 0 | [6 empty] | 0.57748 | 0
LCP_Inputs_ON_Electric_IEA_2023_05_05 | 2034 | Nuclear SMR | Generation | Electricity | NY | Dispatch-Generation | EmissionsCost | 0 | [6 empty] | 0.57748 | 0
LCP_Inputs_ON_Electric_IEA_2023_05_05 | 2034 | Nuclear SMR | Generation | Electricity | NY | Dispatch-Generation | FuelCost | 0 | [6 empty] | 0.57748 | 0
LCP_Inputs_ON_Electric_IEA_2023_05_05 | 2034 | Nuclear SMR | Generation | Electricity | NY | Dispatch-Generation | VOM | 0 | [6 empty] | 0.57748 | 0
LCP_Inputs_ON_Electric_IEA_2023_05_05 | 2034 | Nuclear SMR | Generation | Electricity | ON | Dispatch-Generation | EmissionsCost | 0 | [6 empty] | 0.57748 | 0
LCP_Inputs_ON_Electric_IEA_2023_05_05 | 2034 | Nuclear SMR | Generation | Electricity | ON | Dispatch-Generation | FuelCost | 0 | [6 empty] | 0.57748 | 0
LCP_Inputs_ON_Electric_IEA_2023_05_05 | 2034 | Nuclear SMR | Generation | Electricity | ON | Dispatch-Generation | VOM | 19000000.8 | [6 empty] | 0.57748 | 10972027.0356
LCP_Inputs_ON_Electric_IEA_2023_05_05 | 2034 | Nuclear SMR | Generation | Electricity | PJ | Dispatch-Generation | EmissionsCost | 0 | [6 empty] | 0.57748 | 0
LCP_Inputs_ON_Electric_IEA_2023_05_05 | 2034 | Nuclear SMR | Generation | Electricity | PJ | Dispatch-Generation | FuelCost | 0 | [6 empty] | 0.57748 | 0
LCP_Inputs_ON_Electric_IEA_2023_05_05 | 2034 | Nuclear SMR | Generation | Electricity | PJ | Dispatch-Generation | VOM | 0 | [6 empty] | 0.57748 | 0
LCP_Inputs_ON_Electric_IEA_2023_05_05 | 2034 | Nuclear SMR | Generation | Electricity | QC | Dispatch-Generation | EmissionsCost | 0 | [6 empty] | 0.57748 | 0
LCP_Inputs_ON_Electric_IEA_2023_05_05 | 2034 | Nuclear SMR | Generation | Electricity | QC | Dispatch-Generation | FuelCost | 0 | [6 empty] | 0.57748 | 0
LCP_Inputs_ON_Electric_IEA_2023_05_05 | 2034 | Nuclear SMR | Generation | Electricity | QC | Dispatch-Generation | VOM | 0 | [6 empty] | 0.57748 | 0
LCP_Inputs_ON_Electric_IEA_2023_05_05 | 2034 | Nuclear SMR | Generation | Electricity | WC | Dispatch-Generation | EmissionsCost | 0 | [6 empty] | 0.57748 | 0
LCP_Inputs_ON_Electric_IEA_2023_05_05 | 2034 | Nuclear SMR | Generation | Electricity | WC | Dispatch-Generation | FuelCost | 0 | [6 empty] | 0.57748 | 0
LCP_Inputs_ON_Electric_IEA_2023_05_05 | 2034 | Nuclear SMR | Generation | Electricity | WC | Dispatch-Generation | VOM | 0 | [6 empty] | 0.57748 | 0
LCP_Inputs_ON_Electric_IEA_2023_05_05 | 2034 | O/CCGT - CH4 Existing | Crossload | Electricity | MI | Dispatch-Crossload | EmissionsCost | 0 | [6 empty] | 0.57748 | 0
LCP_Inputs_ON_Electric_IEA_2023_05_05 | 2034 | O/CCGT - CH4 Existing | Crossload | Electricity | MI | Dispatch-Crossload | FuelCost | 0 | [6 empty] | 0.57748 | 0
LCP_Inputs_ON_Electric_IEA_2023_05_05 | 2034 | O/CCGT - CH4 Existing | Crossload | Electricity | MI | Dispatch-Crossload | VOM | 0 | [6 empty] | 0.57748 | 0
LCP_Inputs_ON_Electric_IEA_2023_05_05 | 2034 | O/CCGT - CH4 Existing | Crossload | Electricity | NY | Dispatch-Crossload | EmissionsCost | 0 | [6 empty] | 0.57748 | 0
LCP_Inputs_ON_Electric_IEA_2023_05_05 | 2034 | O/CCGT - CH4 Existing | Crossload | Electricity | NY | Dispatch-Crossload | FuelCost | 0 | [6 empty] | 0.57748 | 0
LCP_Inputs_ON_Electric_IEA_2023_05_05 | 2034 | O/CCGT - CH4 Existing | Crossload | Electricity | NY | Dispatch-Crossload | VOM | 0 | [6 empty] | 0.57748 | 0
LCP_Inputs_ON_Electric_IEA_2023_05_05 | 2034 | O/CCGT - CH4 Existing | Crossload | Electricity | ON | Dispatch-Crossload | EmissionsCost | 10955241.5211 | [6 empty] | 0.57748 | 6326379.0047
LCP_Inputs_ON_Electric_IEA_2023_05_05 | 2034 | O/CCGT - CH4 Existing | Crossload | Electricity | ON | Dispatch-Crossload | FuelCost | 0 | [6 empty] | 0.57748 | 0
LCP_Inputs_ON_Electric_IEA_2023_05_05 | 2034 | O/CCGT - CH4 Existing | Crossload | Electricity | ON | Dispatch-Crossload | VOM | 398126.3226 | [6 empty] | 0.57748 | 229908.0311
LCP_Inputs_ON_Electric_IEA_2023_05_05 | 2034 | O/CCGT - CH4 Existing | Crossload | Electricity | PJ | Dispatch-Crossload | EmissionsCost | 0 | [6 empty] | 0.57748 | 0
LCP_Inputs_ON_Electric_IEA_2023_05_05 | 2034 | O/CCGT - CH4 Existing | Crossload | Electricity | PJ | Dispatch-Crossload | FuelCost | 0 | [6 empty] | 0.57748 | 0
LCP_Inputs_ON_Electric_IEA_2023_05_05 | 2034 | O/CCGT - CH4 Existing | Crossload | Electricity | PJ | Dispatch-Crossload | VOM | 0 | [6 empty] | 0.57748 | 0
LCP_Inputs_ON_Electric_IEA_2023_05_05 | 2034 | O/CCGT - CH4 Existing | Crossload | Electricity | QC | Dispatch-Crossload | EmissionsCost | 0 | [6 empty] | 0.57748 | 0
LCP_Inputs_ON_Electric_IEA_2023_05_05 | 2034 | O/CCGT - CH4 Existing | Crossload | Electricity | QC | Dispatch-Crossload | FuelCost | 0 | [6 empty] | 0.57748 | 0
LCP_Inputs_ON_Electric_IEA_2023_05_05 | 2034 | O/CCGT - CH4 Existing | Crossload | Electricity | QC | Dispatch-Crossload | VOM | 0 | [6 empty] | 0.57748 | 0
LCP_Inputs_ON_Electric_IEA_2023_05_05 | 2034 | O/CCGT - CH4 Existing | Crossload | Electricity | WC | Dispatch-Crossload | EmissionsCost | 0 | [6 empty] | 0.57748 | 0
LCP_Inputs_ON_Electric_IEA_2023_05_05 | 2034 | O/CCGT - CH4 Existing | Crossload | Electricity | WC | Dispatch-Crossload | FuelCost | 0 | [6 empty] | 0.57748 | 0
LCP_Inputs_ON_Electric_IEA_2023_05_05 | 2034 | O/CCGT - CH4 Existing | Crossload | Electricity | WC | Dispatch-Crossload | VOM | 0 | [6 empty] | 0.57748 | 0
LCP_Inputs_ON_Electric_IEA_2023_05_05 | 2034 | O/CCGT - CH4 New | Crossload | Electricity | MI | Dispatch-Crossload | EmissionsCost | 0 | [6 empty] | 0.57748 | 0
LCP_Inputs_ON_Electric_IEA_2023_05_05 | 2034 | O/CCGT - CH4 New | Crossload | Electricity | MI | Dispatch-Crossload | FuelCost | 0 | [6 empty] | 0.57748 | 0
LCP_Inputs_ON_Electric_IEA_2023_05_05 | 2034 | O/CCGT - CH4 New | Crossload | Electricity | MI | Dispatch-Crossload | VOM | 0 | [6 empty] | 0.57748 | 0
LCP_Inputs_ON_Electric_IEA_2023_05_05 | 2034 | O/CCGT - CH4 New | Crossload | Electricity | NY | Dispatch-Crossload | EmissionsCost | 0 | [6 empty] | 0.57748 | 0
LCP_Inputs_ON_Electric_IEA_2023_05_05 | 2034 | O/CCGT - CH4 New | Crossload | Electricity | NY | Dispatch-Crossload | FuelCost | 0 | [6 empty] | 0.57748 | 0
LCP_Inputs_ON_Electric_IEA_2023_05_05 | 2034 | O/CCGT - CH4 New | Crossload | Electricity | NY | Dispatch-Crossload | VOM | 0 | [6 empty] | 0.57748 | 0
LCP_Inputs_ON_Electric_IEA_2023_05_05 | 2034 | O/CCGT - CH4 New | Crossload | Electricity | ON | Dispatch-Crossload | EmissionsCost | 859141.5571 | [6 empty] | 0.57748 | 496132.8419
LCP_Inputs_ON_Electric_IEA_2023_05_05 | 2034 | O/CCGT - CH4 New | Crossload | Electricity | ON | Dispatch-Crossload | FuelCost | 0 | [6 empty] | 0.57748 | 0
LCP_Inputs_ON_Electric_IEA_2023_05_05 | 2034 | O/CCGT - CH4 New | Crossload | Electricity | ON | Dispatch-Crossload | VOM | 31222.2116 | [6 empty] | 0.57748 | 18030.0492
LCP_Inputs_ON_Electric_IEA_2023_05_05 | 2034 | O/CCGT - CH4 New | Crossload | Electricity | PJ | Dispatch-Crossload | EmissionsCost | 0 | [6 empty] | 0.57748 | 0
LCP_Inputs_ON_Electric_IEA_2023_05_05 | 2034 | O/CCGT - CH4 New | Crossload | Electricity | PJ | Dispatch-Crossload | FuelCost | 0 | [6 empty] | 0.57748 | 0
LCP_Inputs_ON_Electric_IEA_2023_05_05 | 2034 | O/CCGT - CH4 New | Crossload | Electricity | PJ | Dispatch-Crossload | VOM | 0 | [6 empty] | 0.57748 | 0
LCP_Inputs_ON_Electric_IEA_2023_05_05 | 2034 | O/CCGT - CH4 New | Crossload | Electricity | QC | Dispatch-Crossload | EmissionsCost | 0 | [6 empty] | 0.57748 | 0
LCP_Inputs_ON_Electric_IEA_2023_05_05 | 2034 | O/CCGT - CH4 New | Crossload | Electricity | QC | Dispatch-Crossload | FuelCost | 0 | [6 empty] | 0.57748 | 0
LCP_Inputs_ON_Electric_IEA_2023_05_05 | 2034 | O/CCGT - CH4 New | Crossload | Electricity | QC | Dispatch-Crossload | VOM | 0 | [6 empty] | 0.57748 | 0
LCP_Inputs_ON_Electric_IEA_2023_05_05 | 2034 | O/CCGT - CH4 New | Crossload | Electricity | WC | Dispatch-Crossload | EmissionsCost | 0 | [6 empty] | 0.57748 | 0
LCP_Inputs_ON_Electric_IEA_2023_05_05 | 2034 | O/CCGT - CH4 New | Crossload | Electricity | WC | Dispatch-Crossload | FuelCost | 0 | [6 empty] | 0.57748 | 0
LCP_Inputs_ON_Electric_IEA_2023_05_05 | 2034 | O/CCGT - CH4 New | Crossload | Electricity | WC | Dispatch-Crossload | VOM | 0 | [6 empty] | 0.57748 | 0
LCP_Inputs_ON_Electric_IEA_2023_05_05 | 2034 | O/CCGT - H2 New | Crossload | Electricity | MI | Dispatch-Crossload | EmissionsCost | 0 | [6 empty] | 0.57748 | 0
LCP_Inputs_ON_Electric_IEA_2023_05_05 | 2034 | O/CCGT - H2 New | Crossload | Electricity | MI | Dispatch-Crossload | FuelCost | 0 | [6 empty] | 0.57748 | 0
LCP_Inputs_ON_Electric_IEA_2023_05_05 | 2034 | O/CCGT - H2 New | Crossload | Electricity | MI | Dispatch-Crossload | VOM | 0 | [6 empty] | 0.57748 | 0
LCP_Inputs_ON_Electric_IEA_2023_05_05 | 2034 | O/CCGT - H2 New | Crossload | Electricity | NY | Dispatch-Crossload | EmissionsCost | 0 | [6 empty] | 0.57748 | 0
LCP_Inputs_ON_Electric_IEA_2023_05_05 | 2034 | O/CCGT - H2 New | Crossload | Electricity | NY | Dispatch-Crossload | FuelCost | 0 | [6 empty] | 0.57748 | 0
LCP_Inputs_ON_Electric_IEA_2023_05_05 | 2034 | O/CCGT - H2 New | Crossload | Electricity | NY | Dispatch-Crossload | VOM | 0 | [6 empty] | 0.57748 | 0
LCP_Inputs_ON_Electric_IEA_2023_05_05 | 2034 | O/CCGT - H2 New | Crossload | Electricity | ON | Dispatch-Crossload | EmissionsCost | 0 | [6 empty] | 0.57748 | 0
LCP_Inputs_ON_Electric_IEA_2023_05_05 | 2034 | O/CCGT - H2 New | Crossload | Electricity | ON | Dispatch-Crossload | FuelCost | 0 | [6 empty] | 0.57748 | 0
LCP_Inputs_ON_Electric_IEA_2023_05_05 | 2034 | O/CCGT - H2 New | Crossload | Electricity | ON | Dispatch-Crossload | VOM | 717726.8143 | [6 empty] | 0.57748 | 414469.3515
LCP_Inputs_ON_Electric_IEA_2023_05_05 | 2034 | O/CCGT - H2 New | Crossload | Electricity | PJ | Dispatch-Crossload | EmissionsCost | 0 | [6 empty] | 0.57748 | 0
LCP_Inputs_ON_Electric_IEA_2023_05_05 | 2034 | O/CCGT - H2 New | Crossload | Electricity | PJ | Dispatch-Crossload | FuelCost | 0 | [6 empty] | 0.57748 | 0
LCP_Inputs_ON_Electric_IEA_2023_05_05 | 2034 | O/CCGT - H2 New | Crossload | Electricity | PJ | Dispatch-Crossload | VOM | 0 | [6 empty] | 0.57748 | 0
LCP_Inputs_ON_Electric_IEA_2023_05_05 | 2034 | O/CCGT - H2 New | Crossload | Electricity | QC | Dispatch-Crossload | EmissionsCost | 0 | [6 empty] | 0.57748 | 0
LCP_Inputs_ON_Electric_IEA_2023_05_05 | 2034 | O/CCGT - H2 New | Crossload | Electricity | QC | Dispatch-Crossload | FuelCost | 0 | [6 empty] | 0.57748 | 0
LCP_Inputs_ON_Electric_IEA_2023_05_05 | 2034 | O/CCGT - H2 New | Crossload | Electricity | QC | Dispatch-Crossload | VOM | 0 | [6 empty] | 0.57748 | 0
LCP_Inputs_ON_Electric_IEA_2023_05_05 | 2034 | O/CCGT - H2 New | Crossload | Electricity | WC | Dispatch-Crossload | EmissionsCost | 0 | [6 empty] | 0.57748 | 0
LCP_Inputs_ON_Electric_IEA_2023_05_05 | 2034 | O/CCGT - H2 New | Crossload | Electricity | WC | Dispatch-Crossload | FuelCost | 0 | [6 empty] | 0.57748 | 0
LCP_Inputs_ON_Electric_IEA_2023_05_05 | 2034 | O/CCGT - H2 New | Crossload | Electricity | WC | Dispatch-Crossload | VOM | 0 | [6 empty] | 0.57748 | 0
LCP_Inputs_ON_Electric_IEA_2023_05_05 | 2034 | SMR CCS | Generation | Hydrogen | MI | Dispatch-Generation | EmissionsCost | 0 | [6 empty] | 0.57748 | 0
LCP_Inputs_ON_Electric_IEA_2023_05_05 | 2034 | SMR CCS | Generation | Hydrogen | MI | Dispatch-Generation | FuelCost | 0 | [6 empty] | 0.57748 | 0
LCP_Inputs_ON_Electric_IEA_2023_05_05 | 2034 | SMR CCS | Generation | Hydrogen | MI | Dispatch-Generation | VOM | 0 | [6 empty] | 0.57748 | 0
LCP_Inputs_ON_Electric_IEA_2023_05_05 | 2034 | SMR CCS | Generation | Hydrogen | NY | Dispatch-Generation | EmissionsCost | 0 | [6 empty] | 0.57748 | 0
LCP_Inputs_ON_Electric_IEA_2023_05_05 | 2034 | SMR CCS | Generation | Hydrogen | NY | Dispatch-Generation | FuelCost | 0 | [6 empty] | 0.57748 | 0
LCP_Inputs_ON_Electric_IEA_2023_05_05 | 2034 | SMR CCS | Generation | Hydrogen | NY | Dispatch-Generation | VOM | 0 | [6 empty] | 0.57748 | 0
LCP_Inputs_ON_Electric_IEA_2023_05_05 | 2034 | SMR CCS | Generation | Hydrogen | ON | Dispatch-Generation | EmissionsCost | 319911904.076 | [6 empty] | 0.57748 | 184741153.302
LCP_Inputs_ON_Electric_IEA_2023_05_05 | 2034 | SMR CCS | Generation | Hydrogen | ON | Dispatch-Generation | FuelCost | 297778205.3112 | [6 empty] | 0.57748 | 171959493.7746
LCP_Inputs_ON_Electric_IEA_2023_05_05 | 2034 | SMR CCS | Generation | Hydrogen | ON | Dispatch-Generation | VOM | 0 | [6 empty] | 0.57748 | 0
LCP_Inputs_ON_Electric_IEA_2023_05_05 | 2034 | SMR CCS | Generation | Hydrogen | PJ | Dispatch-Generation | EmissionsCost | 0 | [6 empty] | 0.57748 | 0
LCP_Inputs_ON_Electric_IEA_2023_05_05 | 2034 | SMR CCS | Generation | Hydrogen | PJ | Dispatch-Generation | FuelCost | 0 | [6 empty] | 0.57748 | 0
LCP_Inputs_ON_Electric_IEA_2023_05_05 | 2034 | SMR CCS | Generation | Hydrogen | PJ | Dispatch-Generation | VOM | 0 | [6 empty] | 0.57748 | 0
LCP_Inputs_ON_Electric_IEA_2023_05_05 | 2034 | SMR CCS | Generation | Hydrogen | QC | Dispatch-Generation | EmissionsCost | 0 | [6 empty] | 0.57748 | 0
LCP_Inputs_ON_Electric_IEA_2023_05_05 | 2034 | SMR CCS | Generation | Hydrogen | QC | Dispatch-Generation | FuelCost | 0 | [6 empty] | 0.57748 | 0
LCP_Inputs_ON_Electric_IEA_2023_05_05 | 2034 | SMR CCS | Generation | Hydrogen | QC | Dispatch-Generation | VOM | 0 | [6 empty] | 0.57748 | 0
LCP_Inputs_ON_Electric_IEA_2023_05_05 | 2034 | SMR CCS | Generation | Hydrogen | WC | Dispatch-Generation | EmissionsCost | 0 | [6 empty] | 0.57748 | 0
LCP_Inputs_ON_Electric_IEA_2023_05_05 | 2034 | SMR CCS | Generation | Hydrogen | WC | Dispatch-Generation | FuelCost | 0 | [6 empty] | 0.57748 | 0
LCP_Inputs_ON_Electric_IEA_2023_05_05 | 2034 | SMR CCS | Generation | Hydrogen | WC | Dispatch-Generation | VOM | 0 | [6 empty] | 0.57748 | 0
LCP_Inputs_ON_Electric_IEA_2023_05_05 | 2034 | Solar PV | Generation | Electricity | MI | Dispatch-Generation | EmissionsCost | 0 | [6 empty] | 0.57748 | 0
LCP_Inputs_ON_Electric_IEA_2023_05_05 | 2034 | Solar PV | Generation | Electricity | MI | Dispatch-Generation | FuelCost | 0 | [6 empty] | 0.57748 | 0
LCP_Inputs_ON_Electric_IEA_2023_05_05 | 2034 | Solar PV | Generation | Electricity | MI | Dispatch-Generation | VOM | 0 | [6 empty] | 0.57748 | 0
LCP_Inputs_ON_Electric_IEA_2023_05_05 | 2034 | Solar PV | Generation | Electricity | NY | Dispatch-Generation | EmissionsCost | 0 | [6 empty] | 0.57748 | 0
LCP_Inputs_ON_Electric_IEA_2023_05_05 | 2034 | Solar PV | Generation | Electricity | NY | Dispatch-Generation | FuelCost | 0 | [6 empty] | 0.57748 | 0
LCP_Inputs_ON_Electric_IEA_2023_05_05 | 2034 | Solar PV | Generation | Electricity | NY | Dispatch-Generation | VOM | 0 | [6 empty] | 0.57748 | 0
LCP_Inputs_ON_Electric_IEA_2023_05_05 | 2034 | Solar PV | Generation | Electricity | ON | Dispatch-Generation | EmissionsCost | 0 | [6 empty] | 0.57748 | 0
LCP_Inputs_ON_Electric_IEA_2023_05_05 | 2034 | Solar PV | Generation | Electricity | ON | Dispatch-Generation | FuelCost | 0 | [6 empty] | 0.57748 | 0
LCP_Inputs_ON_Electric_IEA_2023_05_05 | 2034 | Solar PV | Generation | Electricity | ON | Dispatch-Generation | VOM | 0 | [6 empty] | 0.57748 | 0
LCP_Inputs_ON_Electric_IEA_2023_05_05 | 2034 | Solar PV | Generation | Electricity | PJ | Dispatch-Generation | EmissionsCost | 0 | [6 empty] | 0.57748 | 0
LCP_Inputs_ON_Electric_IEA_2023_05_05 | 2034 | Solar PV | Generation | Electricity | PJ | Dispatch-Generation | FuelCost | 0 | [6 empty] | 0.57748 | 0
LCP_Inputs_ON_Electric_IEA_2023_05_05 | 2034 | Solar PV | Generation | Electricity | PJ | Dispatch-Generation | VOM | 0 | [6 empty] | 0.57748 | 0
LCP_Inputs_ON_Electric_IEA_2023_05_05 | 2034 | Solar PV | Generation | Electricity | QC | Dispatch-Generation | EmissionsCost | 0 | [6 empty] | 0.57748 | 0
LCP_Inputs_ON_Electric_IEA_2023_05_05 | 2034 | Solar PV | Generation | Electricity | QC | Dispatch-Generation | FuelCost | 0 | [6 empty] | 0.57748 | 0
LCP_Inputs_ON_Electric_IEA_2023_05_05 | 2034 | Solar PV | Generation | Electricity | QC | Dispatch-Generation | VOM | 0 | [6 empty] | 0.57748 | 0
LCP_Inputs_ON_Electric_IEA_2023_05_05 | 2034 | Solar PV | Generation | Electricity | WC | Dispatch-Generation | EmissionsCost | 0 | [6 empty] | 0.57748 | 0
LCP_Inputs_ON_Electric_IEA_2023_05_05 | 2034 | Solar PV | Generation | Electricity | WC | Dispatch-Generation | FuelCost | 0 | [6 empty] | 0.57748 | 0
LCP_Inputs_ON_Electric_IEA_2023_05_05 | 2034 | Solar PV | Generation | Electricity | WC | Dispatch-Generation | VOM | 0 | [6 empty] | 0.57748 | 0
LCP_Inputs_ON_Electric_IEA_2023_05_05 | 2034 | Wind Offshore | Generation | Electricity | MI | Dispatch-Generation | EmissionsCost | 0 | [6 empty] | 0.57748 | 0
LCP_Inputs_ON_Electric_IEA_2023_05_05 | 2034 | Wind Offshore | Generation | Electricity | MI | Dispatch-Generation | FuelCost | 0 | [6 empty] | 0.57748 | 0
LCP_Inputs_ON_Electric_IEA_2023_05_05 | 2034 | Wind Offshore | Generation | Electricity | MI | Dispatch-Generation | VOM | 0 | [6 empty] | 0.57748 | 0
LCP_Inputs_ON_Electric_IEA_2023_05_05 | 2034 | Wind Offshore | Generation | Electricity | NY | Dispatch-Generation | EmissionsCost | 0 | [6 empty] | 0.57748 | 0
LCP_Inputs_ON_Electric_IEA_2023_05_05 | 2034 | Wind Offshore | Generation | Electricity | NY | Dispatch-Generation | FuelCost | 0 | [6 empty] | 0.57748 | 0
LCP_Inputs_ON_Electric_IEA_2023_05_05 | 2034 | Wind Offshore | Generation | Electricity | NY | Dispatch-Generation | VOM | 0 | [6 empty] | 0.57748 | 0
LCP_Inputs_ON_Electric_IEA_2023_05_05 | 2034 | Wind Offshore | Generation | Electricity | ON | Dispatch-Generation | EmissionsCost | 0 | [6 empty] | 0.57748 | 0
LCP_Inputs_ON_Electric_IEA_2023_05_05 | 2034 | Wind Offshore | Generation | Electricity | ON | Dispatch-Generation | FuelCost | 0 | [6 empty] | 0.57748 | 0
LCP_Inputs_ON_Electric_IEA_2023_05_05 | 2034 | Wind Offshore | Generation | Electricity | ON | Dispatch-Generation | VOM | 0 | [6 empty] | 0.57748 | 0
LCP_Inputs_ON_Electric_IEA_2023_05_05 | 2034 | Wind Offshore | Generation | Electricity | PJ | Dispatch-Generation | EmissionsCost | 0 | [6 empty] | 0.57748 | 0
LCP_Inputs_ON_Electric_IEA_2023_05_05 | 2034 | Wind Offshore | Generation | Electricity | PJ | Dispatch-Generation | FuelCost | 0 | [6 empty] | 0.57748 | 0
LCP_Inputs_ON_Electric_IEA_2023_05_05 | 2034 | Wind Offshore | Generation | Electricity | PJ | Dispatch-Generation | VOM | 0 | [6 empty] | 0.57748 | 0
LCP_Inputs_ON_Electric_IEA_2023_05_05 | 2034 | Wind Offshore | Generation | Electricity | QC | Dispatch-Generation | EmissionsCost | 0 | [6 empty] | 0.57748 | 0
LCP_Inputs_ON_Electric_IEA_2023_05_05 | 2034 | Wind Offshore | Generation | Electricity | QC | Dispatch-Generation | FuelCost | 0 | [6 empty] | 0.57748 | 0
LCP_Inputs_ON_Electric_IEA_2023_05_05 | 2034 | Wind Offshore | Generation | Electricity | QC | Dispatch-Generation | VOM | 0 | [6 empty] | 0.57748 | 0
LCP_Inputs_ON_Electric_IEA_2023_05_05 | 2034 | Wind Offshore | Generation | Electricity | WC | Dispatch-Generation | EmissionsCost | 0 | [6 empty] | 0.57748 | 0
LCP_Inputs_ON_Electric_IEA_2023_05_05 | 2034 | Wind Offshore | Generation | Electricity | WC | Dispatch-Generation | FuelCost | 0 | [6 empty] | 0.57748 | 0
LCP_Inputs_ON_Electric_IEA_2023_05_05 | 2034 | Wind Offshore | Generation | Electricity | WC | Dispatch-Generation | VOM | 0 | [6 empty] | 0.57748 | 0
LCP_Inputs_ON_Electric_IEA_2023_05_05 | 2034 | Wind Onshore | Generation | Electricity | MI | Dispatch-Generation | EmissionsCost | 0 | [6 empty] | 0.57748 | 0
LCP_Inputs_ON_Electric_IEA_2023_05_05 | 2034 | Wind Onshore | Generation | Electricity | MI | Dispatch-Generation | FuelCost | 0 | [6 empty] | 0.57748 | 0
LCP_Inputs_ON_Electric_IEA_2023_05_05 | 2034 | Wind Onshore | Generation | Electricity | MI | Dispatch-Generation | VOM | 0 | [6 empty] | 0.57748 | 0
LCP_Inputs_ON_Electric_IEA_2023_05_05 | 2034 | Wind Onshore | Generation | Electricity | NY | Dispatch-Generation | EmissionsCost | 0 | [6 empty] | 0.57748 | 0
LCP_Inputs_ON_Electric_IEA_2023_05_05 | 2034 | Wind Onshore | Generation | Electricity | NY | Dispatch-Generation | FuelCost | 0 | [6 empty] | 0.57748 | 0
LCP_Inputs_ON_Electric_IEA_2023_05_05 | 2034 | Wind Onshore | Generation | Electricity | NY | Dispatch-Generation | VOM | 0 | [6 empty] | 0.57748 | 0
LCP_Inputs_ON_Electric_IEA_2023_05_05 | 2034 | Wind Onshore | Generation | Electricity | ON | Dispatch-Generation | EmissionsCost | 0 | [6 empty] | 0.57748 | 0
LCP_Inputs_ON_Electric_IEA_2023_05_05 | 2034 | Wind Onshore | Generation | Electricity | ON | Dispatch-Generation | FuelCost | 0 | [6 empty] | 0.57748 | 0
LCP_Inputs_ON_Electric_IEA_2023_05_05 | 2034 | Wind Onshore | Generation | Electricity | ON | Dispatch-Generation | VOM | 0 | [6 empty] | 0.57748 | 0
LCP_Inputs_ON_Electric_IEA_2023_05_05 | 2034 | Wind Onshore | Generation | Electricity | PJ | Dispatch-Generation | EmissionsCost | 0 | [6 empty] | 0.57748 | 0
LCP_Inputs_ON_Electric_IEA_2023_05_05 | 2034 | Wind Onshore | Generation | Electricity | PJ | Dispatch-Generation | FuelCost | 0 | [6 empty] | 0.57748 | 0
LCP_Inputs_ON_Electric_IEA_2023_05_05 | 2034 | Wind Onshore | Generation | Electricity | PJ | Dispatch-Generation | VOM | 0 | [6 empty] | 0.57748 | 0
LCP_Inputs_ON_Electric_IEA_2023_05_05 | 2034 | Wind Onshore | Generation | Electricity | QC | Dispatch-Generation | EmissionsCost | 0 | [6 empty] | 0.57748 | 0
LCP_Inputs_ON_Electric_IEA_2023_05_05 | 2034 | Wind Onshore | Generation | Electricity | QC | Dispatch-Generation | FuelCost | 0 | [6 empty] | 0.57748 | 0
LCP_Inputs_ON_Electric_IEA_2023_05_05 | 2034 | Wind Onshore | Generation | Electricity | QC | Dispatch-Generation | VOM | 0 | [6 empty] | 0.57748 | 0
LCP_Inputs_ON_Electric_IEA_2023_05_05 | 2034 | Wind Onshore | Generation | Electricity | WC | Dispatch-Generation | EmissionsCost | 0 | [6 empty] | 0.57748 | 0
LCP_Inputs_ON_Electric_IEA_2023_05_05 | 2034 | Wind Onshore | Generation | Electricity | WC | Dispatch-Generation | FuelCost | 0 | [6 empty] | 0.57748 | 0
LCP_Inputs_ON_Electric_IEA_2023_05_05 | 2034 | Wind Onshore | Generation | Electricity | WC | Dispatch-Generation | VOM | 0 | [6 empty] | 0.57748 | 0
LCP_Inputs_ON_Electric_IEA_2023_05_05 | 2035 | Anaerobic Digestion | Generation | Methane | MI | Dispatch-Generation | EmissionsCost | 0 | [6 empty] | 0.55526 | 0
LCP_Inputs_ON_Electric_IEA_2023_05_05 | 2035 | Anaerobic Digestion | Generation | Methane | MI | Dispatch-Generation | FuelCost | 0 | [6 empty] | 0.55526 | 0
LCP_Inputs_ON_Electric_IEA_2023_05_05 | 2035 | Anaerobic Digestion | Generation | Methane | MI | Dispatch-Generation | VOM | 0 | [6 empty] | 0.55526 | 0
LCP_Inputs_ON_Electric_IEA_2023_05_05 | 2035 | Anaerobic Digestion | Generation | Methane | NY | Dispatch-Generation | EmissionsCost | 0 | [6 empty] | 0.55526 | 0
LCP_Inputs_ON_Electric_IEA_2023_05_05 | 2035 | Anaerobic Digestion | Generation | Methane | NY | Dispatch-Generation | FuelCost | 0 | [6 empty] | 0.55526 | 0
LCP_Inputs_ON_Electric_IEA_2023_05_05 | 2035 | Anaerobic Digestion | Generation | Methane | NY | Dispatch-Generation | VOM | 0 | [6 empty] | 0.55526 | 0
LCP_Inputs_ON_Electric_IEA_2023_05_05 | 2035 | Anaerobic Digestion | Generation | Methane | ON | Dispatch-Generation | EmissionsCost | 0 | [6 empty] | 0.55526 | 0
LCP_Inputs_ON_Electric_IEA_2023_05_05 | 2035 | Anaerobic Digestion | Generation | Methane | ON | Dispatch-Generation | FuelCost | 0 | [6 empty] | 0.55526 | 0
LCP_Inputs_ON_Electric_IEA_2023_05_05 | 2035 | Anaerobic Digestion | Generation | Methane | ON | Dispatch-Generation | VOM | 0 | [6 empty] | 0.55526 | 0
LCP_Inputs_ON_Electric_IEA_2023_05_05 | 2035 | Anaerobic Digestion | Generation | Methane | PJ | Dispatch-Generation | EmissionsCost | 0 | [6 empty] | 0.55526 | 0
LCP_Inputs_ON_Electric_IEA_2023_05_05 | 2035 | Anaerobic Digestion | Generation | Methane | PJ | Dispatch-Generation | FuelCost | 0 | [6 empty] | 0.55526 | 0
LCP_Inputs_ON_Electric_IEA_2023_05_05 | 2035 | Anaerobic Digestion | Generation | Methane | PJ | Dispatch-Generation | VOM | 0 | [6 empty] | 0.55526 | 0
LCP_Inputs_ON_Electric_IEA_2023_05_05 | 2035 | Anaerobic Digestion | Generation | Methane | QC | Dispatch-Generation | EmissionsCost | 0 | [6 empty] | 0.55526 | 0
LCP_Inputs_ON_Electric_IEA_2023_05_05 | 2035 | Anaerobic Digestion | Generation | Methane | QC | Dispatch-Generation | FuelCost | 0 | [6 empty] | 0.55526 | 0
LCP_Inputs_ON_Electric_IEA_2023_05_05 | 2035 | Anaerobic Digestion | Generation | Methane | QC | Dispatch-Generation | VOM | 0 | [6 empty] | 0.55526 | 0
LCP_Inputs_ON_Electric_IEA_2023_05_05 | 2035 | Anaerobic Digestion | Generation | Methane | WC | Dispatch-Generation | EmissionsCost | 0 | [6 empty] | 0.55526 | 0
LCP_Inputs_ON_Electric_IEA_2023_05_05 | 2035 | Anaerobic Digestion | Generation | Methane | WC | Dispatch-Generation | FuelCost | 0 | [6 empty] | 0.55526 | 0
LCP_Inputs_ON_Electric_IEA_2023_05_05 | 2035 | Anaerobic Digestion | Generation | Methane | WC | Dispatch-Generation | VOM | 0 | [6 empty] | 0.55526 | 0
LCP_Inputs_ON_Electric_IEA_2023_05_05 | 2035 | Battery Storage | Storage | Electricity | MI | Dispatch-Storage | EmissionsCost | 0 | [6 empty] | 0.55526 | 0
LCP_Inputs_ON_Electric_IEA_2023_05_05 | 2035 | Battery Storage | Storage | Electricity | MI | Dispatch-Storage | FuelCost | 0 | [6 empty] | 0.55526 | 0
LCP_Inputs_ON_Electric_IEA_2023_05_05 | 2035 | Battery Storage | Storage | Electricity | MI | Dispatch-Storage | VOM | 0 | [6 empty] | 0.55526 | 0
LCP_Inputs_ON_Electric_IEA_2023_05_05 | 2035 | Battery Storage | Storage | Electricity | NY | Dispatch-Storage | EmissionsCost | 0 | [6 empty] | 0.55526 | 0
LCP_Inputs_ON_Electric_IEA_2023_05_05 | 2035 | Battery Storage | Storage | Electricity | NY | Dispatch-Storage | FuelCost | 0 | [6 empty] | 0.55526 | 0
LCP_Inputs_ON_Electric_IEA_2023_05_05 | 2035 | Battery Storage | Storage | Electricity | NY | Dispatch-Storage | VOM | 0 | [6 empty] | 0.55526 | 0
LCP_Inputs_ON_Electric_IEA_2023_05_05 | 2035 | Battery Storage | Storage | Electricity | ON | Dispatch-Storage | EmissionsCost | 0 | [6 empty] | 0.55526 | 0
LCP_Inputs_ON_Electric_IEA_2023_05_05 | 2035 | Battery Storage | Storage | Electricity | ON | Dispatch-Storage | FuelCost | 0 | [6 empty] | 0.55526 | 0
LCP_Inputs_ON_Electric_IEA_2023_05_05 | 2035 | Battery Storage | Storage | Electricity | ON | Dispatch-Storage | VOM | 0 | [6 empty] | 0.55526 | 0
LCP_Inputs_ON_Electric_IEA_2023_05_05 | 2035 | Battery Storage | Storage | Electricity | PJ | Dispatch-Storage | EmissionsCost | 0 | [6 empty] | 0.55526 | 0
LCP_Inputs_ON_Electric_IEA_2023_05_05 | 2035 | Battery Storage | Storage | Electricity | PJ | Dispatch-Storage | FuelCost | 0 | [6 empty] | 0.55526 | 0
LCP_Inputs_ON_Electric_IEA_2023_05_05 | 2035 | Battery Storage | Storage | Electricity | PJ | Dispatch-Storage | VOM | 0 | [6 empty] | 0.55526 | 0
LCP_Inputs_ON_Electric_IEA_2023_05_05 | 2035 | Battery Storage | Storage | Electricity | QC | Dispatch-Storage | EmissionsCost | 0 | [6 empty] | 0.55526 | 0
LCP_Inputs_ON_Electric_IEA_2023_05_05 | 2035 | Battery Storage | Storage | Electricity | QC | Dispatch-Storage | FuelCost | 0 | [6 empty] | 0.55526 | 0
LCP_Inputs_ON_Electric_IEA_2023_05_05 | 2035 | Battery Storage | Storage | Electricity | QC | Dispatch-Storage | VOM | 0 | [6 empty] | 0.55526 | 0
LCP_Inputs_ON_Electric_IEA_2023_05_05 | 2035 | Battery Storage | Storage | Electricity | WC | Dispatch-Storage | EmissionsCost | 0 | [6 empty] | 0.55526 | 0
LCP_Inputs_ON_Electric_IEA_2023_05_05 | 2035 | Battery Storage | Storage | Electricity | WC | Dispatch-Storage | FuelCost | 0 | [6 empty] | 0.55526 | 0
LCP_Inputs_ON_Electric_IEA_2023_05_05 | 2035 | Battery Storage | Storage | Electricity | WC | Dispatch-Storage | VOM | 0 | [6 empty] | 0.55526 | 0
LCP_Inputs_ON_Electric_IEA_2023_05_05 | 2035 | Biomass | Generation | Electricity | MI | Dispatch-Generation | EmissionsCost | 0 | [6 empty] | 0.55526 | 0
LCP_Inputs_ON_Electric_IEA_2023_05_05 | 2035 | Biomass | Generation | Electricity | MI | Dispatch-Generation | FuelCost | 0 | [6 empty] | 0.55526 | 0
LCP_Inputs_ON_Electric_IEA_2023_05_05 | 2035 | Biomass | Generation | Electricity | MI | Dispatch-Generation | VOM | 0 | [6 empty] | 0.55526 | 0
LCP_Inputs_ON_Electric_IEA_2023_05_05 | 2035 | Biomass | Generation | Electricity | NY | Dispatch-Generation | EmissionsCost | 0 | [6 empty] | 0.55526 | 0
LCP_Inputs_ON_Electric_IEA_2023_05_05 | 2035 | Biomass | Generation | Electricity | NY | Dispatch-Generation | FuelCost | 0 | [6 empty] | 0.55526 | 0
LCP_Inputs_ON_Electric_IEA_2023_05_05 | 2035 | Biomass | Generation | Electricity | NY | Dispatch-Generation | VOM | 0 | [6 empty] | 0.55526 | 0
LCP_Inputs_ON_Electric_IEA_2023_05_05 | 2035 | Biomass | Generation | Electricity | ON | Dispatch-Generation | EmissionsCost | 0 | [6 empty] | 0.55526 | 0
LCP_Inputs_ON_Electric_IEA_2023_05_05 | 2035 | Biomass | Generation | Electricity | ON | Dispatch-Generation | FuelCost | 2498962.9091 | [6 empty] | 0.55526 | 1387585.397
LCP_Inputs_ON_Electric_IEA_2023_05_05 | 2035 | Biomass | Generation | Electricity | ON | Dispatch-Generation | VOM | 32070.024 | [6 empty] | 0.55526 | 17807.3459
LCP_Inputs_ON_Electric_IEA_2023_05_05 | 2035 | Biomass | Generation | Electricity | PJ | Dispatch-Generation | EmissionsCost | 0 | [6 empty] | 0.55526 | 0
LCP_Inputs_ON_Electric_IEA_2023_05_05 | 2035 | Biomass | Generation | Electricity | PJ | Dispatch-Generation | FuelCost | 0 | [6 empty] | 0.55526 | 0
LCP_Inputs_ON_Electric_IEA_2023_05_05 | 2035 | Biomass | Generation | Electricity | PJ | Dispatch-Generation | VOM | 0 | [6 empty] | 0.55526 | 0
LCP_Inputs_ON_Electric_IEA_2023_05_05 | 2035 | Biomass | Generation | Electricity | QC | Dispatch-Generation | EmissionsCost | 0 | [6 empty] | 0.55526 | 0
LCP_Inputs_ON_Electric_IEA_2023_05_05 | 2035 | Biomass | Generation | Electricity | QC | Dispatch-Generation | FuelCost | 513338.1818 | [6 empty] | 0.55526 | 285038.4703
LCP_Inputs_ON_Electric_IEA_2023_05_05 | 2035 | Biomass | Generation | Electricity | QC | Dispatch-Generation | VOM | 6587.84 | [6 empty] | 0.55526 | 3657.9937
LCP_Inputs_ON_Electric_IEA_2023_05_05 | 2035 | Biomass | Generation | Electricity | WC | Dispatch-Generation | EmissionsCost | 0 | [6 empty] | 0.55526 | 0
LCP_Inputs_ON_Electric_IEA_2023_05_05 | 2035 | Biomass | Generation | Electricity | WC | Dispatch-Generation | FuelCost | 0 | [6 empty] | 0.55526 | 0
LCP_Inputs_ON_Electric_IEA_2023_05_05 | 2035 | Biomass | Generation | Electricity | WC | Dispatch-Generation | VOM | 0 | [6 empty] | 0.55526 | 0
LCP_Inputs_ON_Electric_IEA_2023_05_05 | 2035 | Biomass + CCS | Generation | Electricity | MI | Dispatch-Generation | EmissionsCost | 0 | [6 empty] | 0.55526 | 0
LCP_Inputs_ON_Electric_IEA_2023_05_05 | 2035 | Biomass + CCS | Generation | Electricity | MI | Dispatch-Generation | FuelCost | 0 | [6 empty] | 0.55526 | 0
LCP_Inputs_ON_Electric_IEA_2023_05_05 | 2035 | Biomass + CCS | Generation | Electricity | MI | Dispatch-Generation | VOM | 0 | [6 empty] | 0.55526 | 0
LCP_Inputs_ON_Electric_IEA_2023_05_05 | 2035 | Biomass + CCS | Generation | Electricity | NY | Dispatch-Generation | EmissionsCost | 0 | [6 empty] | 0.55526 | 0
LCP_Inputs_ON_Electric_IEA_2023_05_05 | 2035 | Biomass + CCS | Generation | Electricity | NY | Dispatch-Generation | FuelCost | 0 | [6 empty] | 0.55526 | 0
LCP_Inputs_ON_Electric_IEA_2023_05_05 | 2035 | Biomass + CCS | Generation | Electricity | NY | Dispatch-Generation | VOM | 0 | [6 empty] | 0.55526 | 0
LCP_Inputs_ON_Electric_IEA_2023_05_05 | 2035 | Biomass + CCS | Generation | Electricity | ON | Dispatch-Generation | EmissionsCost | 0 | [6 empty] | 0.55526 | 0
LCP_Inputs_ON_Electric_IEA_2023_05_05 | 2035 | Biomass + CCS | Generation | Electricity | ON | Dispatch-Generation | FuelCost | 0 | [6 empty] | 0.55526 | 0
LCP_Inputs_ON_Electric_IEA_2023_05_05 | 2035 | Biomass + CCS | Generation | Electricity | ON | Dispatch-Generation | VOM | 0 | [6 empty] | 0.55526 | 0
LCP_Inputs_ON_Electric_IEA_2023_05_05 | 2035 | Biomass + CCS | Generation | Electricity | PJ | Dispatch-Generation | EmissionsCost | 0 | [6 empty] | 0.55526 | 0
LCP_Inputs_ON_Electric_IEA_2023_05_05 | 2035 | Biomass + CCS | Generation | Electricity | PJ | Dispatch-Generation | FuelCost | 0 | [6 empty] | 0.55526 | 0
LCP_Inputs_ON_Electric_IEA_2023_05_05 | 2035 | Biomass + CCS | Generation | Electricity | PJ | Dispatch-Generation | VOM | 0 | [6 empty] | 0.55526 | 0
LCP_Inputs_ON_Electric_IEA_2023_05_05 | 2035 | Biomass + CCS | Generation | Electricity | QC | Dispatch-Generation | EmissionsCost | 0 | [6 empty] | 0.55526 | 0
LCP_Inputs_ON_Electric_IEA_2023_05_05 | 2035 | Biomass + CCS | Generation | Electricity | QC | Dispatch-Generation | FuelCost | 0 | [6 empty] | 0.55526 | 0
LCP_Inputs_ON_Electric_IEA_2023_05_05 | 2035 | Biomass + CCS | Generation | Electricity | QC | Dispatch-Generation | VOM | 0 | [6 empty] | 0.55526 | 0
LCP_Inputs_ON_Electric_IEA_2023_05_05 | 2035 | Biomass + CCS | Generation | Electricity | WC | Dispatch-Generation | EmissionsCost | 0 | [6 empty] | 0.55526 | 0
LCP_Inputs_ON_Electric_IEA_2023_05_05 | 2035 | Biomass + CCS | Generation | Electricity | WC | Dispatch-Generation | FuelCost | 0 | [6 empty] | 0.55526 | 0
LCP_Inputs_ON_Electric_IEA_2023_05_05 | 2035 | Biomass + CCS | Generation | Electricity | WC | Dispatch-Generation | VOM | 0 | [6 empty] | 0.55526 | 0
LCP_Inputs_ON_Electric_IEA_2023_05_05 | 2035 | CH4 + CCS | Generation | Methane | MI | Dispatch-Generation | EmissionsCost | 0 | [6 empty] | 0.55526 | 0
LCP_Inputs_ON_Electric_IEA_2023_05_05 | 2035 | CH4 + CCS | Generation | Methane | MI | Dispatch-Generation | FuelCost | 0 | [6 empty] | 0.55526 | 0
LCP_Inputs_ON_Electric_IEA_2023_05_05 | 2035 | CH4 + CCS | Generation | Methane | MI | Dispatch-Generation | VOM | 0 | [6 empty] | 0.55526 | 0
LCP_Inputs_ON_Electric_IEA_2023_05_05 | 2035 | CH4 + CCS | Generation | Methane | NY | Dispatch-Generation | EmissionsCost | 0 | [6 empty] | 0.55526 | 0
LCP_Inputs_ON_Electric_IEA_2023_05_05 | 2035 | CH4 + CCS | Generation | Methane | NY | Dispatch-Generation | FuelCost | 0 | [6 empty] | 0.55526 | 0
LCP_Inputs_ON_Electric_IEA_2023_05_05 | 2035 | CH4 + CCS | Generation | Methane | NY | Dispatch-Generation | VOM | 0 | [6 empty] | 0.55526 | 0
LCP_Inputs_ON_Electric_IEA_2023_05_05 | 2035 | CH4 + CCS | Generation | Methane | ON | Dispatch-Generation | EmissionsCost | 0 | [6 empty] | 0.55526 | 0
LCP_Inputs_ON_Electric_IEA_2023_05_05 | 2035 | CH4 + CCS | Generation | Methane | ON | Dispatch-Generation | FuelCost | 0 | [6 empty] | 0.55526 | 0
LCP_Inputs_ON_Electric_IEA_2023_05_05 | 2035 | CH4 + CCS | Generation | Methane | ON | Dispatch-Generation | VOM | 0 | [6 empty] | 0.55526 | 0
LCP_Inputs_ON_Electric_IEA_2023_05_05 | 2035 | CH4 + CCS | Generation | Methane | PJ | Dispatch-Generation | EmissionsCost | 0 | [6 empty] | 0.55526 | 0
LCP_Inputs_ON_Electric_IEA_2023_05_05 | 2035 | CH4 + CCS | Generation | Methane | PJ | Dispatch-Generation | FuelCost | 0 | [6 empty] | 0.55526 | 0
LCP_Inputs_ON_Electric_IEA_2023_05_05 | 2035 | CH4 + CCS | Generation | Methane | PJ | Dispatch-Generation | VOM | 0 | [6 empty] | 0.55526 | 0
LCP_Inputs_ON_Electric_IEA_2023_05_05 | 2035 | CH4 + CCS | Generation | Methane | QC | Dispatch-Generation | EmissionsCost | 0 | [6 empty] | 0.55526 | 0
LCP_Inputs_ON_Electric_IEA_2023_05_05 | 2035 | CH4 + CCS | Generation | Methane | QC | Dispatch-Generation | FuelCost | 0 | [6 empty] | 0.55526 | 0
LCP_Inputs_ON_Electric_IEA_2023_05_05 | 2035 | CH4 + CCS | Generation | Methane | QC | Dispatch-Generation | VOM | 0 | [6 empty] | 0.55526 | 0
LCP_Inputs_ON_Electric_IEA_2023_05_05 | 2035 | CH4 + CCS | Generation | Methane | WC | Dispatch-Generation | EmissionsCost | 0 | [6 empty] | 0.55526 | 0
LCP_Inputs_ON_Electric_IEA_2023_05_05 | 2035 | CH4 + CCS | Generation | Methane | WC | Dispatch-Generation | FuelCost | 0 | [6 empty] | 0.55526 | 0
LCP_Inputs_ON_Electric_IEA_2023_05_05 | 2035 | CH4 + CCS | Generation | Methane | WC | Dispatch-Generation | VOM | 0 | [6 empty] | 0.55526 | 0
LCP_Inputs_ON_Electric_IEA_2023_05_05 | 2035 | CH4 Import - NY 2020 | Import | Methane | MI | Dispatch-Import | EmissionsCost | 0 | [6 empty] | 0.55526 | 0
LCP_Inputs_ON_Electric_IEA_2023_05_05 | 2035 | CH4 Import - NY 2020 | Import | Methane | MI | Dispatch-Import | FuelCost | 0 | [6 empty] | 0.55526 | 0
LCP_Inputs_ON_Electric_IEA_2023_05_05 | 2035 | CH4 Import - NY 2020 | Import | Methane | MI | Dispatch-Import | VOM | 0 | [6 empty] | 0.55526 | 0
LCP_Inputs_ON_Electric_IEA_2023_05_05 | 2035 | CH4 Import - NY 2020 | Import | Methane | NY | Dispatch-Import | EmissionsCost | 0 | [6 empty] | 0.55526 | 0
LCP_Inputs_ON_Electric_IEA_2023_05_05 | 2035 | CH4 Import - NY 2020 | Import | Methane | NY | Dispatch-Import | FuelCost | 0 | [6 empty] | 0.55526 | 0
LCP_Inputs_ON_Electric_IEA_2023_05_05 | 2035 | CH4 Import - NY 2020 | Import | Methane | NY | Dispatch-Import | VOM | 0 | [6 empty] | 0.55526 | 0
LCP_Inputs_ON_Electric_IEA_2023_05_05 | 2035 | CH4 Import - NY 2020 | Import | Methane | ON | Dispatch-Import | EmissionsCost | 0 | [6 empty] | 0.55526 | 0
LCP_Inputs_ON_Electric_IEA_2023_05_05 | 2035 | CH4 Import - NY 2020 | Import | Methane | ON | Dispatch-Import | FuelCost | 0 | [6 empty] | 0.55526 | 0
LCP_Inputs_ON_Electric_IEA_2023_05_05 | 2035 | CH4 Import - NY 2020 | Import | Methane | ON | Dispatch-Import | VOM | 0 | [6 empty] | 0.55526 | 0
LCP_Inputs_ON_Electric_IEA_2023_05_05 | 2035 | CH4 Import - NY 2020 | Import | Methane | PJ | Dispatch-Import | EmissionsCost | 0 | [6 empty] | 0.55526 | 0
LCP_Inputs_ON_Electric_IEA_2023_05_05 | 2035 | CH4 Import - NY 2020 | Import | Methane | PJ | Dispatch-Import | FuelCost | 0 | [6 empty] | 0.55526 | 0
LCP_Inputs_ON_Electric_IEA_2023_05_05 | 2035 | CH4 Import - NY 2020 | Import | Methane | PJ | Dispatch-Import | VOM | 0 | [6 empty] | 0.55526 | 0
LCP_Inputs_ON_Electric_IEA_2023_05_05 | 2035 | CH4 Import - NY 2020 | Import | Methane | QC | Dispatch-Import | EmissionsCost | 0 | [6 empty] | 0.55526 | 0
LCP_Inputs_ON_Electric_IEA_2023_05_05 | 2035 | CH4 Import - NY 2020 | Import | Methane | QC | Dispatch-Import | FuelCost | 0 | [6 empty] | 0.55526 | 0
LCP_Inputs_ON_Electric_IEA_2023_05_05 | 2035 | CH4 Import - NY 2020 | Import | Methane | QC | Dispatch-Import | VOM | 0 | [6 empty] | 0.55526 | 0
LCP_Inputs_ON_Electric_IEA_2023_05_05 | 2035 | CH4 Import - NY 2020 | Import | Methane | WC | Dispatch-Import | EmissionsCost | 0 | [6 empty] | 0.55526 | 0
LCP_Inputs_ON_Electric_IEA_2023_05_05 | 2035 | CH4 Import - NY 2020 | Import | Methane | WC | Dispatch-Import | FuelCost | 0 | [6 empty] | 0.55526 | 0
LCP_Inputs_ON_Electric_IEA_2023_05_05 | 2035 | CH4 Import - NY 2020 | Import | Methane | WC | Dispatch-Import | VOM | 0 | [6 empty] | 0.55526 | 0
LCP_Inputs_ON_Electric_IEA_2023_05_05 | 2035 | CH4 Import - NY 2030 | Import | Methane | MI | Dispatch-Import | EmissionsCost | 0 | [6 empty] | 0.55526 | 0
LCP_Inputs_ON_Electric_IEA_2023_05_05 | 2035 | CH4 Import - NY 2030 | Import | Methane | MI | Dispatch-Import | FuelCost | 0 | [6 empty] | 0.55526 | 0
LCP_Inputs_ON_Electric_IEA_2023_05_05 | 2035 | CH4 Import - NY 2030 | Import | Methane | MI | Dispatch-Import | VOM | 0 | [6 empty] | 0.55526 | 0
LCP_Inputs_ON_Electric_IEA_2023_05_05 | 2035 | CH4 Import - NY 2030 | Import | Methane | NY | Dispatch-Import | EmissionsCost | 2371206202.7872 | [6 empty] | 0.55526 | 1316646633.0213
LCP_Inputs_ON_Electric_IEA_2023_05_05 | 2035 | CH4 Import - NY 2030 | Import | Methane | NY | Dispatch-Import | FuelCost | 644356120.8267 | [6 empty] | 0.55526 | 357788081.0011
LCP_Inputs_ON_Electric_IEA_2023_05_05 | 2035 | CH4 Import - NY 2030 | Import | Methane | NY | Dispatch-Import | VOM | 0 | [6 empty] | 0.55526 | 0
LCP_Inputs_ON_Electric_IEA_2023_05_05 | 2035 | CH4 Import - NY 2030 | Import | Methane | ON | Dispatch-Import | EmissionsCost | 0 | [6 empty] | 0.55526 | 0
LCP_Inputs_ON_Electric_IEA_2023_05_05 | 2035 | CH4 Import - NY 2030 | Import | Methane | ON | Dispatch-Import | FuelCost | 0 | [6 empty] | 0.55526 | 0
LCP_Inputs_ON_Electric_IEA_2023_05_05 | 2035 | CH4 Import - NY 2030 | Import | Methane | ON | Dispatch-Import | VOM | 0 | [6 empty] | 0.55526 | 0
LCP_Inputs_ON_Electric_IEA_2023_05_05 | 2035 | CH4 Import - NY 2030 | Import | Methane | PJ | Dispatch-Import | EmissionsCost | 0 | [6 empty] | 0.55526 | 0
LCP_Inputs_ON_Electric_IEA_2023_05_05 | 2035 | CH4 Import - NY 2030 | Import | Methane | PJ | Dispatch-Import | FuelCost | 0 | [6 empty] | 0.55526 | 0
LCP_Inputs_ON_Electric_IEA_2023_05_05 | 2035 | CH4 Import - NY 2030 | Import | Methane | PJ | Dispatch-Import | VOM | 0 | [6 empty] | 0.55526 | 0
LCP_Inputs_ON_Electric_IEA_2023_05_05 | 2035 | CH4 Import - NY 2030 | Import | Methane | QC | Dispatch-Import | EmissionsCost | 0 | [6 empty] | 0.55526 | 0
LCP_Inputs_ON_Electric_IEA_2023_05_05 | 2035 | CH4 Import - NY 2030 | Import | Methane | QC | Dispatch-Import | FuelCost | 0 | [6 empty] | 0.55526 | 0
LCP_Inputs_ON_Electric_IEA_2023_05_05 | 2035 | CH4 Import - NY 2030 | Import | Methane | QC | Dispatch-Import | VOM | 0 | [6 empty] | 0.55526 | 0
LCP_Inputs_ON_Electric_IEA_2023_05_05 | 2035 | CH4 Import - NY 2030 | Import | Methane | WC | Dispatch-Import | EmissionsCost | 0 | [6 empty] | 0.55526 | 0
LCP_Inputs_ON_Electric_IEA_2023_05_05 | 2035 | CH4 Import - NY 2030 | Import | Methane | WC | Dispatch-Import | FuelCost | 0 | [6 empty] | 0.55526 | 0
LCP_Inputs_ON_Electric_IEA_2023_05_05 | 2035 | CH4 Import - NY 2030 | Import | Methane | WC | Dispatch-Import | VOM | 0 | [6 empty] | 0.55526 | 0
LCP_Inputs_ON_Electric_IEA_2023_05_05 | 2035 | CH4 Import - NY 2040 | Import | Methane | MI | Dispatch-Import | EmissionsCost | 0 | [6 empty] | 0.55526 | 0
LCP_Inputs_ON_Electric_IEA_2023_05_05 | 2035 | CH4 Import - NY 2040 | Import | Methane | MI | Dispatch-Import | FuelCost | 0 | [6 empty] | 0.55526 | 0
LCP_Inputs_ON_Electric_IEA_2023_05_05 | 2035 | CH4 Import - NY 2040 | Import | Methane | MI | Dispatch-Import | VOM | 0 | [6 empty] | 0.55526 | 0
LCP_Inputs_ON_Electric_IEA_2023_05_05 | 2035 | CH4 Import - NY 2040 | Import | Methane | NY | Dispatch-Import | EmissionsCost | 0 | [6 empty] | 0.55526 | 0
LCP_Inputs_ON_Electric_IEA_2023_05_05 | 2035 | CH4 Import - NY 2040 | Import | Methane | NY | Dispatch-Import | FuelCost | 0 | [6 empty] | 0.55526 | 0
LCP_Inputs_ON_Electric_IEA_2023_05_05 | 2035 | CH4 Import - NY 2040 | Import | Methane | NY | Dispatch-Import | VOM | 0 | [6 empty] | 0.55526 | 0
LCP_Inputs_ON_Electric_IEA_2023_05_05 | 2035 | CH4 Import - NY 2040 | Import | Methane | ON | Dispatch-Import | EmissionsCost | 0 | [6 empty] | 0.55526 | 0
LCP_Inputs_ON_Electric_IEA_2023_05_05 | 2035 | CH4 Import - NY 2040 | Import | Methane | ON | Dispatch-Import | FuelCost | 0 | [6 empty] | 0.55526 | 0
LCP_Inputs_ON_Electric_IEA_2023_05_05 | 2035 | CH4 Import - NY 2040 | Import | Methane | ON | Dispatch-Import | VOM | 0 | [6 empty] | 0.55526 | 0
LCP_Inputs_ON_Electric_IEA_2023_05_05 | 2035 | CH4 Import - NY 2040 | Import | Methane | PJ | Dispatch-Import | EmissionsCost | 0 | [6 empty] | 0.55526 | 0
LCP_Inputs_ON_Electric_IEA_2023_05_05 | 2035 | CH4 Import - NY 2040 | Import | Methane | PJ | Dispatch-Import | FuelCost | 0 | [6 empty] | 0.55526 | 0
LCP_Inputs_ON_Electric_IEA_2023_05_05 | 2035 | CH4 Import - NY 2040 | Import | Methane | PJ | Dispatch-Import | VOM | 0 | [6 empty] | 0.55526 | 0
LCP_Inputs_ON_Electric_IEA_2023_05_05 | 2035 | CH4 Import - NY 2040 | Import | Methane | QC | Dispatch-Import | EmissionsCost | 0 | [6 empty] | 0.55526 | 0
LCP_Inputs_ON_Electric_IEA_2023_05_05 | 2035 | CH4 Import - NY 2040 | Import | Methane | QC | Dispatch-Import | FuelCost | 0 | [6 empty] | 0.55526 | 0
LCP_Inputs_ON_Electric_IEA_2023_05_05 | 2035 | CH4 Import - NY 2040 | Import | Methane | QC | Dispatch-Import | VOM | 0 | [6 empty] | 0.55526 | 0
LCP_Inputs_ON_Electric_IEA_2023_05_05 | 2035 | CH4 Import - NY 2040 | Import | Methane | WC | Dispatch-Import | EmissionsCost | 0 | [6 empty] | 0.55526 | 0
LCP_Inputs_ON_Electric_IEA_2023_05_05 | 2035 | CH4 Import - NY 2040 | Import | Methane | WC | Dispatch-Import | FuelCost | 0 | [6 empty] | 0.55526 | 0
LCP_Inputs_ON_Electric_IEA_2023_05_05 | 2035 | CH4 Import - NY 2040 | Import | Methane | WC | Dispatch-Import | VOM | 0 | [6 empty] | 0.55526 | 0
LCP_Inputs_ON_Electric_IEA_2023_05_05 | 2035 | CH4 Import - NY 2050 | Import | Methane | MI | Dispatch-Import | EmissionsCost | 0 | [6 empty] | 0.55526 | 0
LCP_Inputs_ON_Electric_IEA_2023_05_05 | 2035 | CH4 Import - NY 2050 | Import | Methane | MI | Dispatch-Import | FuelCost | 0 | [6 empty] | 0.55526 | 0
LCP_Inputs_ON_Electric_IEA_2023_05_05 | 2035 | CH4 Import - NY 2050 | Import | Methane | MI | Dispatch-Import | VOM | 0 | [6 empty] | 0.55526 | 0
LCP_Inputs_ON_Electric_IEA_2023_05_05 | 2035 | CH4 Import - NY 2050 | Import | Methane | NY | Dispatch-Import | EmissionsCost | 0 | [6 empty] | 0.55526 | 0
LCP_Inputs_ON_Electric_IEA_2023_05_05 | 2035 | CH4 Import - NY 2050 | Import | Methane | NY | Dispatch-Import | FuelCost | 0 | [6 empty] | 0.55526 | 0
LCP_Inputs_ON_Electric_IEA_2023_05_05 | 2035 | CH4 Import - NY 2050 | Import | Methane | NY | Dispatch-Import | VOM | 0 | [6 empty] | 0.55526 | 0
LCP_Inputs_ON_Electric_IEA_2023_05_05 | 2035 | CH4 Import - NY 2050 | Import | Methane | ON | Dispatch-Import | EmissionsCost | 0 | [6 empty] | 0.55526 | 0
LCP_Inputs_ON_Electric_IEA_2023_05_05 | 2035 | CH4 Import - NY 2050 | Import | Methane | ON | Dispatch-Import | FuelCost | 0 | [6 empty] | 0.55526 | 0
LCP_Inputs_ON_Electric_IEA_2023_05_05 | 2035 | CH4 Import - NY 2050 | Import | Methane | ON | Dispatch-Import | VOM | 0 | [6 empty] | 0.55526 | 0
LCP_Inputs_ON_Electric_IEA_2023_05_05 | 2035 | CH4 Import - NY 2050 | Import | Methane | PJ | Dispatch-Import | EmissionsCost | 0 | [6 empty] | 0.55526 | 0
LCP_Inputs_ON_Electric_IEA_2023_05_05 | 2035 | CH4 Import - NY 2050 | Import | Methane | PJ | Dispatch-Import | FuelCost | 0 | [6 empty] | 0.55526 | 0
LCP_Inputs_ON_Electric_IEA_2023_05_05 | 2035 | CH4 Import - NY 2050 | Import | Methane | PJ | Dispatch-Import | VOM | 0 | [6 empty] | 0.55526 | 0
LCP_Inputs_ON_Electric_IEA_2023_05_05 | 2035 | CH4 Import - NY 2050 | Import | Methane | QC | Dispatch-Import | EmissionsCost | 0 | [6 empty] | 0.55526 | 0
LCP_Inputs_ON_Electric_IEA_2023_05_05 | 2035 | CH4 Import - NY 2050 | Import | Methane | QC | Dispatch-Import | FuelCost | 0 | [6 empty] | 0.55526 | 0
LCP_Inputs_ON_Electric_IEA_2023_05_05 | 2035 | CH4 Import - NY 2050 | Import | Methane | QC | Dispatch-Import | VOM | 0 | [6 empty] | 0.55526 | 0
LCP_Inputs_ON_Electric_IEA_2023_05_05 | 2035 | CH4 Import - NY 2050 | Import | Methane | WC | Dispatch-Import | EmissionsCost | 0 | [6 empty] | 0.55526 | 0
LCP_Inputs_ON_Electric_IEA_2023_05_05 | 2035 | CH4 Import - NY 2050 | Import | Methane | WC | Dispatch-Import | FuelCost | 0 | [6 empty] | 0.55526 | 0
LCP_Inputs_ON_Electric_IEA_2023_05_05 | 2035 | CH4 Import - NY 2050 | Import | Methane | WC | Dispatch-Import | VOM | 0 | [6 empty] | 0.55526 | 0
LCP_Inputs_ON_Electric_IEA_2023_05_05 | 2035 | CH4 Import - WC 2020 | Import | Methane | MI | Dispatch-Import | EmissionsCost | 0 | [6 empty] | 0.55526 | 0
LCP_Inputs_ON_Electric_IEA_2023_05_05 | 2035 | CH4 Import - WC 2020 | Import | Methane | MI | Dispatch-Import | FuelCost | 0 | [6 empty] | 0.55526 | 0
LCP_Inputs_ON_Electric_IEA_2023_05_05 | 2035 | CH4 Import - WC 2020 | Import | Methane | MI | Dispatch-Import | VOM | 0 | [6 empty] | 0.55526 | 0
LCP_Inputs_ON_Electric_IEA_2023_05_05 | 2035 | CH4 Import - WC 2020 | Import | Methane | NY | Dispatch-Import | EmissionsCost | 0 | [6 empty] | 0.55526 | 0
LCP_Inputs_ON_Electric_IEA_2023_05_05 | 2035 | CH4 Import - WC 2020 | Import | Methane | NY | Dispatch-Import | FuelCost | 0 | [6 empty] | 0.55526 | 0
LCP_Inputs_ON_Electric_IEA_2023_05_05 | 2035 | CH4 Import - WC 2020 | Import | Methane | NY | Dispatch-Import | VOM | 0 | [6 empty] | 0.55526 | 0
LCP_Inputs_ON_Electric_IEA_2023_05_05 | 2035 | CH4 Import - WC 2020 | Import | Methane | ON | Dispatch-Import | EmissionsCost | 0 | [6 empty] | 0.55526 | 0
LCP_Inputs_ON_Electric_IEA_2023_05_05 | 2035 | CH4 Import - WC 2020 | Import | Methane | ON | Dispatch-Import | FuelCost | 0 | [6 empty] | 0.55526 | 0
LCP_Inputs_ON_Electric_IEA_2023_05_05 | 2035 | CH4 Import - WC 2020 | Import | Methane | ON | Dispatch-Import | VOM | 0 | [6 empty] | 0.55526 | 0
LCP_Inputs_ON_Electric_IEA_2023_05_05 | 2035 | CH4 Import - WC 2020 | Import | Methane | PJ | Dispatch-Import | EmissionsCost | 0 | [6 empty] | 0.55526 | 0
LCP_Inputs_ON_Electric_IEA_2023_05_05 | 2035 | CH4 Import - WC 2020 | Import | Methane | PJ | Dispatch-Import | FuelCost | 0 | [6 empty] | 0.55526 | 0
LCP_Inputs_ON_Electric_IEA_2023_05_05 | 2035 | CH4 Import - WC 2020 | Import | Methane | PJ | Dispatch-Import | VOM | 0 | [6 empty] | 0.55526 | 0
LCP_Inputs_ON_Electric_IEA_2023_05_05 | 2035 | CH4 Import - WC 2020 | Import | Methane | QC | Dispatch-Import | EmissionsCost | 0 | [6 empty] | 0.55526 | 0
LCP_Inputs_ON_Electric_IEA_2023_05_05 | 2035 | CH4 Import - WC 2020 | Import | Methane | QC | Dispatch-Import | FuelCost | 0 | [6 empty] | 0.55526 | 0
LCP_Inputs_ON_Electric_IEA_2023_05_05 | 2035 | CH4 Import - WC 2020 | Import | Methane | QC | Dispatch-Import | VOM | 0 | [6 empty] | 0.55526 | 0
LCP_Inputs_ON_Electric_IEA_2023_05_05 | 2035 | CH4 Import - WC 2020 | Import | Methane | WC | Dispatch-Import | EmissionsCost | 0 | [6 empty] | 0.55526 | 0
LCP_Inputs_ON_Electric_IEA_2023_05_05 | 2035 | CH4 Import - WC 2020 | Import | Methane | WC | Dispatch-Import | FuelCost | 0 | [6 empty] | 0.55526 | 0
LCP_Inputs_ON_Electric_IEA_2023_05_05 | 2035 | CH4 Import - WC 2020 | Import | Methane | WC | Dispatch-Import | VOM | 0 | [6 empty] | 0.55526 | 0
LCP_Inputs_ON_Electric_IEA_2023_05_05 | 2035 | CH4 Import - WC 2030 | Import | Methane | MI | Dispatch-Import | EmissionsCost | 0 | [6 empty] | 0.55526 | 0
LCP_Inputs_ON_Electric_IEA_2023_05_05 | 2035 | CH4 Import - WC 2030 | Import | Methane | MI | Dispatch-Import | FuelCost | 0 | [6 empty] | 0.55526 | 0
LCP_Inputs_ON_Electric_IEA_2023_05_05 | 2035 | CH4 Import - WC 2030 | Import | Methane | MI | Dispatch-Import | VOM | 0 | [6 empty] | 0.55526 | 0
LCP_Inputs_ON_Electric_IEA_2023_05_05 | 2035 | CH4 Import - WC 2030 | Import | Methane | NY | Dispatch-Import | EmissionsCost | 0 | [6 empty] | 0.55526 | 0
LCP_Inputs_ON_Electric_IEA_2023_05_05 | 2035 | CH4 Import - WC 2030 | Import | Methane | NY | Dispatch-Import | FuelCost | 0 | [6 empty] | 0.55526 | 0
LCP_Inputs_ON_Electric_IEA_2023_05_05 | 2035 | CH4 Import - WC 2030 | Import | Methane | NY | Dispatch-Import | VOM | 0 | [6 empty] | 0.55526 | 0
LCP_Inputs_ON_Electric_IEA_2023_05_05 | 2035 | CH4 Import - WC 2030 | Import | Methane | ON | Dispatch-Import | EmissionsCost | 0 | [6 empty] | 0.55526 | 0
LCP_Inputs_ON_Electric_IEA_2023_05_05 | 2035 | CH4 Import - WC 2030 | Import | Methane | ON | Dispatch-Import | FuelCost | 0 | [6 empty] | 0.55526 | 0
LCP_Inputs_ON_Electric_IEA_2023_05_05 | 2035 | CH4 Import - WC 2030 | Import | Methane | ON | Dispatch-Import | VOM | 0 | [6 empty] | 0.55526 | 0
LCP_Inputs_ON_Electric_IEA_2023_05_05 | 2035 | CH4 Import - WC 2030 | Import | Methane | PJ | Dispatch-Import | EmissionsCost | 0 | [6 empty] | 0.55526 | 0
LCP_Inputs_ON_Electric_IEA_2023_05_05 | 2035 | CH4 Import - WC 2030 | Import | Methane | PJ | Dispatch-Import | FuelCost | 0 | [6 empty] | 0.55526 | 0
LCP_Inputs_ON_Electric_IEA_2023_05_05 | 2035 | CH4 Import - WC 2030 | Import | Methane | PJ | Dispatch-Import | VOM | 0 | [6 empty] | 0.55526 | 0
LCP_Inputs_ON_Electric_IEA_2023_05_05 | 2035 | CH4 Import - WC 2030 | Import | Methane | QC | Dispatch-Import | EmissionsCost | 0 | [6 empty] | 0.55526 | 0
LCP_Inputs_ON_Electric_IEA_2023_05_05 | 2035 | CH4 Import - WC 2030 | Import | Methane | QC | Dispatch-Import | FuelCost | 0 | [6 empty] | 0.55526 | 0
LCP_Inputs_ON_Electric_IEA_2023_05_05 | 2035 | CH4 Import - WC 2030 | Import | Methane | QC | Dispatch-Import | VOM | 0 | [6 empty] | 0.55526 | 0
LCP_Inputs_ON_Electric_IEA_2023_05_05 | 2035 | CH4 Import - WC 2030 | Import | Methane | WC | Dispatch-Import | EmissionsCost | 9015205651.9119 | [6 empty] | 0.55526 | 5005823683.1668
LCP_Inputs_ON_Electric_IEA_2023_05_05 | 2035 | CH4 Import - WC 2030 | Import | Methane | WC | Dispatch-Import | FuelCost | 2449809272.3833 | [6 empty] | 0.55526 | 1360292127.3723
LCP_Inputs_ON_Electric_IEA_2023_05_05 | 2035 | CH4 Import - WC 2030 | Import | Methane | WC | Dispatch-Import | VOM | 0 | [6 empty] | 0.55526 | 0
LCP_Inputs_ON_Electric_IEA_2023_05_05 | 2035 | CH4 Import - WC 2040 | Import | Methane | MI | Dispatch-Import | EmissionsCost | 0 | [6 empty] | 0.55526 | 0
LCP_Inputs_ON_Electric_IEA_2023_05_05 | 2035 | CH4 Import - WC 2040 | Import | Methane | MI | Dispatch-Import | FuelCost | 0 | [6 empty] | 0.55526 | 0
LCP_Inputs_ON_Electric_IEA_2023_05_05 | 2035 | CH4 Import - WC 2040 | Import | Methane | MI | Dispatch-Import | VOM | 0 | [6 empty] | 0.55526 | 0
LCP_Inputs_ON_Electric_IEA_2023_05_05 | 2035 | CH4 Import - WC 2040 | Import | Methane | NY | Dispatch-Import | EmissionsCost | 0 | [6 empty] | 0.55526 | 0
LCP_Inputs_ON_Electric_IEA_2023_05_05 | 2035 | CH4 Import - WC 2040 | Import | Methane | NY | Dispatch-Import | FuelCost | 0 | [6 empty] | 0.55526 | 0
LCP_Inputs_ON_Electric_IEA_2023_05_05 | 2035 | CH4 Import - WC 2040 | Import | Methane | NY | Dispatch-Import | VOM | 0 | [6 empty] | 0.55526 | 0
LCP_Inputs_ON_Electric_IEA_2023_05_05 | 2035 | CH4 Import - WC 2040 | Import | Methane | ON | Dispatch-Import | EmissionsCost | 0 | [6 empty] | 0.55526 | 0
LCP_Inputs_ON_Electric_IEA_2023_05_05 | 2035 | CH4 Import - WC 2040 | Import | Methane | ON | Dispatch-Import | FuelCost | 0 | [6 empty] | 0.55526 | 0
LCP_Inputs_ON_Electric_IEA_2023_05_05 | 2035 | CH4 Import - WC 2040 | Import | Methane | ON | Dispatch-Import | VOM | 0 | [6 empty] | 0.55526 | 0
LCP_Inputs_ON_Electric_IEA_2023_05_05 | 2035 | CH4 Import - WC 2040 | Import | Methane | PJ | Dispatch-Import | EmissionsCost | 0 | [6 empty] | 0.55526 | 0
LCP_Inputs_ON_Electric_IEA_2023_05_05 | 2035 | CH4 Import - WC 2040 | Import | Methane | PJ | Dispatch-Import | FuelCost | 0 | [6 empty] | 0.55526 | 0
LCP_Inputs_ON_Electric_IEA_2023_05_05 | 2035 | CH4 Import - WC 2040 | Import | Methane | PJ | Dispatch-Import | VOM | 0 | [6 empty] | 0.55526 | 0
LCP_Inputs_ON_Electric_IEA_2023_05_05 | 2035 | CH4 Import - WC 2040 | Import | Methane | QC | Dispatch-Import | EmissionsCost | 0 | [6 empty] | 0.55526 | 0
LCP_Inputs_ON_Electric_IEA_2023_05_05 | 2035 | CH4 Import - WC 2040 | Import | Methane | QC | Dispatch-Import | FuelCost | 0 | [6 empty] | 0.55526 | 0
LCP_Inputs_ON_Electric_IEA_2023_05_05 | 2035 | CH4 Import - WC 2040 | Import | Methane | QC | Dispatch-Import | VOM | 0 | [6 empty] | 0.55526 | 0
LCP_Inputs_ON_Electric_IEA_2023_05_05 | 2035 | CH4 Import - WC 2040 | Import | Methane | WC | Dispatch-Import | EmissionsCost | 0 | [6 empty] | 0.55526 | 0
LCP_Inputs_ON_Electric_IEA_2023_05_05 | 2035 | CH4 Import - WC 2040 | Import | Methane | WC | Dispatch-Import | FuelCost | 0 | [6 empty] | 0.55526 | 0
LCP_Inputs_ON_Electric_IEA_2023_05_05 | 2035 | CH4 Import - WC 2040 | Import | Methane | WC | Dispatch-Import | VOM | 0 | [6 empty] | 0.55526 | 0
LCP_Inputs_ON_Electric_IEA_2023_05_05 | 2035 | CH4 Import - WC 2050 | Import | Methane | MI | Dispatch-Import | EmissionsCost | 0 | [6 empty] | 0.55526 | 0
LCP_Inputs_ON_Electric_IEA_2023_05_05 | 2035 | CH4 Import - WC 2050 | Import | Methane | MI | Dispatch-Import | FuelCost | 0 | [6 empty] | 0.55526 | 0
LCP_Inputs_ON_Electric_IEA_2023_05_05 | 2035 | CH4 Import - WC 2050 | Import | Methane | MI | Dispatch-Import | VOM | 0 | [6 empty] | 0.55526 | 0
LCP_Inputs_ON_Electric_IEA_2023_05_05 | 2035 | CH4 Import - WC 2050 | Import | Methane | NY | Dispatch-Import | EmissionsCost | 0 | [6 empty] | 0.55526 | 0
LCP_Inputs_ON_Electric_IEA_2023_05_05 | 2035 | CH4 Import - WC 2050 | Import | Methane | NY | Dispatch-Import | FuelCost | 0 | [6 empty] | 0.55526 | 0
LCP_Inputs_ON_Electric_IEA_2023_05_05 | 2035 | CH4 Import - WC 2050 | Import | Methane | NY | Dispatch-Import | VOM | 0 | [6 empty] | 0.55526 | 0
LCP_Inputs_ON_Electric_IEA_2023_05_05 | 2035 | CH4 Import - WC 2050 | Import | Methane | ON | Dispatch-Import | EmissionsCost | 0 | [6 empty] | 0.55526 | 0
LCP_Inputs_ON_Electric_IEA_2023_05_05 | 2035 | CH4 Import - WC 2050 | Import | Methane | ON | Dispatch-Import | FuelCost | 0 | [6 empty] | 0.55526 | 0
LCP_Inputs_ON_Electric_IEA_2023_05_05 | 2035 | CH4 Import - WC 2050 | Import | Methane | ON | Dispatch-Import | VOM | 0 | [6 empty] | 0.55526 | 0
LCP_Inputs_ON_Electric_IEA_2023_05_05 | 2035 | CH4 Import - WC 2050 | Import | Methane | PJ | Dispatch-Import | EmissionsCost | 0 | [6 empty] | 0.55526 | 0
LCP_Inputs_ON_Electric_IEA_2023_05_05 | 2035 | CH4 Import - WC 2050 | Import | Methane | PJ | Dispatch-Import | FuelCost | 0 | [6 empty] | 0.55526 | 0
LCP_Inputs_ON_Electric_IEA_2023_05_05 | 2035 | CH4 Import - WC 2050 | Import | Methane | PJ | Dispatch-Import | VOM | 0 | [6 empty] | 0.55526 | 0
LCP_Inputs_ON_Electric_IEA_2023_05_05 | 2035 | CH4 Import - WC 2050 | Import | Methane | QC | Dispatch-Import | EmissionsCost | 0 | [6 empty] | 0.55526 | 0
LCP_Inputs_ON_Electric_IEA_2023_05_05 | 2035 | CH4 Import - WC 2050 | Import | Methane | QC | Dispatch-Import | FuelCost | 0 | [6 empty] | 0.55526 | 0
LCP_Inputs_ON_Electric_IEA_2023_05_05 | 2035 | CH4 Import - WC 2050 | Import | Methane | QC | Dispatch-Import | VOM | 0 | [6 empty] | 0.55526 | 0
LCP_Inputs_ON_Electric_IEA_2023_05_05 | 2035 | CH4 Import - WC 2050 | Import | Methane | WC | Dispatch-Import | EmissionsCost | 0 | [6 empty] | 0.55526 | 0
LCP_Inputs_ON_Electric_IEA_2023_05_05 | 2035 | CH4 Import - WC 2050 | Import | Methane | WC | Dispatch-Import | FuelCost | 0 | [6 empty] | 0.55526 | 0
LCP_Inputs_ON_Electric_IEA_2023_05_05 | 2035 | CH4 Import - WC 2050 | Import | Methane | WC | Dispatch-Import | VOM | 0 | [6 empty] | 0.55526 | 0
LCP_Inputs_ON_Electric_IEA_2023_05_05 | 2035 | CH4 Salt Cavern Storage - ON | Storage | Methane | MI | Dispatch-Storage | EmissionsCost | 0 | [6 empty] | 0.55526 | 0
LCP_Inputs_ON_Electric_IEA_2023_05_05 | 2035 | CH4 Salt Cavern Storage - ON | Storage | Methane | MI | Dispatch-Storage | FuelCost | 0 | [6 empty] | 0.55526 | 0
LCP_Inputs_ON_Electric_IEA_2023_05_05 | 2035 | CH4 Salt Cavern Storage - ON | Storage | Methane | MI | Dispatch-Storage | VOM | 0 | [6 empty] | 0.55526 | 0
LCP_Inputs_ON_Electric_IEA_2023_05_05 | 2035 | CH4 Salt Cavern Storage - ON | Storage | Methane | NY | Dispatch-Storage | EmissionsCost | 0 | [6 empty] | 0.55526 | 0
LCP_Inputs_ON_Electric_IEA_2023_05_05 | 2035 | CH4 Salt Cavern Storage - ON | Storage | Methane | NY | Dispatch-Storage | FuelCost | 0 | [6 empty] | 0.55526 | 0
LCP_Inputs_ON_Electric_IEA_2023_05_05 | 2035 | CH4 Salt Cavern Storage - ON | Storage | Methane | NY | Dispatch-Storage | VOM | 0 | [6 empty] | 0.55526 | 0
LCP_Inputs_ON_Electric_IEA_2023_05_05 | 2035 | CH4 Salt Cavern Storage - ON | Storage | Methane | ON | Dispatch-Storage | EmissionsCost | 0 | [6 empty] | 0.55526 | 0
LCP_Inputs_ON_Electric_IEA_2023_05_05 | 2035 | CH4 Salt Cavern Storage - ON | Storage | Methane | ON | Dispatch-Storage | FuelCost | 0 | [6 empty] | 0.55526 | 0
LCP_Inputs_ON_Electric_IEA_2023_05_05 | 2035 | CH4 Salt Cavern Storage - ON | Storage | Methane | ON | Dispatch-Storage | VOM | 2132066.7953 | [6 empty] | 0.55526 | 1183861.0088
LCP_Inputs_ON_Electric_IEA_2023_05_05 | 2035 | CH4 Salt Cavern Storage - ON | Storage | Methane | PJ | Dispatch-Storage | EmissionsCost | 0 | [6 empty] | 0.55526 | 0
LCP_Inputs_ON_Electric_IEA_2023_05_05 | 2035 | CH4 Salt Cavern Storage - ON | Storage | Methane | PJ | Dispatch-Storage | FuelCost | 0 | [6 empty] | 0.55526 | 0
LCP_Inputs_ON_Electric_IEA_2023_05_05 | 2035 | CH4 Salt Cavern Storage - ON | Storage | Methane | PJ | Dispatch-Storage | VOM | 0 | [6 empty] | 0.55526 | 0
LCP_Inputs_ON_Electric_IEA_2023_05_05 | 2035 | CH4 Salt Cavern Storage - ON | Storage | Methane | QC | Dispatch-Storage | EmissionsCost | 0 | [6 empty] | 0.55526 | 0
LCP_Inputs_ON_Electric_IEA_2023_05_05 | 2035 | CH4 Salt Cavern Storage - ON | Storage | Methane | QC | Dispatch-Storage | FuelCost | 0 | [6 empty] | 0.55526 | 0
LCP_Inputs_ON_Electric_IEA_2023_05_05 | 2035 | CH4 Salt Cavern Storage - ON | Storage | Methane | QC | Dispatch-Storage | VOM | 0 | [6 empty] | 0.55526 | 0
LCP_Inputs_ON_Electric_IEA_2023_05_05 | 2035 | CH4 Salt Cavern Storage - ON | Storage | Methane | WC | Dispatch-Storage | EmissionsCost | 0 | [6 empty] | 0.55526 | 0
LCP_Inputs_ON_Electric_IEA_2023_05_05 | 2035 | CH4 Salt Cavern Storage - ON | Storage | Methane | WC | Dispatch-Storage | FuelCost | 0 | [6 empty] | 0.55526 | 0
LCP_Inputs_ON_Electric_IEA_2023_05_05 | 2035 | CH4 Salt Cavern Storage - ON | Storage | Methane | WC | Dispatch-Storage | VOM | 0 | [6 empty] | 0.55526 | 0
LCP_Inputs_ON_Electric_IEA_2023_05_05 | 2035 | Electrolyser 2020/2030 | Crossload | Hydrogen | MI | Dispatch-Crossload | EmissionsCost | 0 | [6 empty] | 0.55526 | 0
LCP_Inputs_ON_Electric_IEA_2023_05_05 | 2035 | Electrolyser 2020/2030 | Crossload | Hydrogen | MI | Dispatch-Crossload | FuelCost | 0 | [6 empty] | 0.55526 | 0
LCP_Inputs_ON_Electric_IEA_2023_05_05 | 2035 | Electrolyser 2020/2030 | Crossload | Hydrogen | MI | Dispatch-Crossload | VOM | 0 | [6 empty] | 0.55526 | 0
LCP_Inputs_ON_Electric_IEA_2023_05_05 | 2035 | Electrolyser 2020/2030 | Crossload | Hydrogen | NY | Dispatch-Crossload | EmissionsCost | 0 | [6 empty] | 0.55526 | 0
LCP_Inputs_ON_Electric_IEA_2023_05_05 | 2035 | Electrolyser 2020/2030 | Crossload | Hydrogen | NY | Dispatch-Crossload | FuelCost | 0 | [6 empty] | 0.55526 | 0
LCP_Inputs_ON_Electric_IEA_2023_05_05 | 2035 | Electrolyser 2020/2030 | Crossload | Hydrogen | NY | Dispatch-Crossload | VOM | 0 | [6 empty] | 0.55526 | 0
LCP_Inputs_ON_Electric_IEA_2023_05_05 | 2035 | Electrolyser 2020/2030 | Crossload | Hydrogen | ON | Dispatch-Crossload | EmissionsCost | 0 | [6 empty] | 0.55526 | 0
LCP_Inputs_ON_Electric_IEA_2023_05_05 | 2035 | Electrolyser 2020/2030 | Crossload | Hydrogen | ON | Dispatch-Crossload | FuelCost | 0 | [6 empty] | 0.55526 | 0
LCP_Inputs_ON_Electric_IEA_2023_05_05 | 2035 | Electrolyser 2020/2030 | Crossload | Hydrogen | ON | Dispatch-Crossload | VOM | 0 | [6 empty] | 0.55526 | 0
LCP_Inputs_ON_Electric_IEA_2023_05_05 | 2035 | Electrolyser 2020/2030 | Crossload | Hydrogen | PJ | Dispatch-Crossload | EmissionsCost | 0 | [6 empty] | 0.55526 | 0
LCP_Inputs_ON_Electric_IEA_2023_05_05 | 2035 | Electrolyser 2020/2030 | Crossload | Hydrogen | PJ | Dispatch-Crossload | FuelCost | 0 | [6 empty] | 0.55526 | 0
LCP_Inputs_ON_Electric_IEA_2023_05_05 | 2035 | Electrolyser 2020/2030 | Crossload | Hydrogen | PJ | Dispatch-Crossload | VOM | 0 | [6 empty] | 0.55526 | 0
LCP_Inputs_ON_Electric_IEA_2023_05_05 | 2035 | Electrolyser 2020/2030 | Crossload | Hydrogen | QC | Dispatch-Crossload | EmissionsCost | 0 | [6 empty] | 0.55526 | 0
LCP_Inputs_ON_Electric_IEA_2023_05_05 | 2035 | Electrolyser 2020/2030 | Crossload | Hydrogen | QC | Dispatch-Crossload | FuelCost | 0 | [6 empty] | 0.55526 | 0
LCP_Inputs_ON_Electric_IEA_2023_05_05 | 2035 | Electrolyser 2020/2030 | Crossload | Hydrogen | QC | Dispatch-Crossload | VOM | 0 | [6 empty] | 0.55526 | 0
LCP_Inputs_ON_Electric_IEA_2023_05_05 | 2035 | Electrolyser 2020/2030 | Crossload | Hydrogen | WC | Dispatch-Crossload | EmissionsCost | 0 | [6 empty] | 0.55526 | 0
LCP_Inputs_ON_Electric_IEA_2023_05_05 | 2035 | Electrolyser 2020/2030 | Crossload | Hydrogen | WC | Dispatch-Crossload | FuelCost | 0 | [6 empty] | 0.55526 | 0
LCP_Inputs_ON_Electric_IEA_2023_05_05 | 2035 | Electrolyser 2020/2030 | Crossload | Hydrogen | WC | Dispatch-Crossload | VOM | 0 | [6 empty] | 0.55526 | 0
LCP_Inputs_ON_Electric_IEA_2023_05_05 | 2035 | Electrolyser 2040 | Crossload | Hydrogen | MI | Dispatch-Crossload | EmissionsCost | 0 | [6 empty] | 0.55526 | 0
LCP_Inputs_ON_Electric_IEA_2023_05_05 | 2035 | Electrolyser 2040 | Crossload | Hydrogen | MI | Dispatch-Crossload | FuelCost | 0 | [6 empty] | 0.55526 | 0
LCP_Inputs_ON_Electric_IEA_2023_05_05 | 2035 | Electrolyser 2040 | Crossload | Hydrogen | MI | Dispatch-Crossload | VOM | 0 | [6 empty] | 0.55526 | 0
LCP_Inputs_ON_Electric_IEA_2023_05_05 | 2035 | Electrolyser 2040 | Crossload | Hydrogen | NY | Dispatch-Crossload | EmissionsCost | 0 | [6 empty] | 0.55526 | 0
LCP_Inputs_ON_Electric_IEA_2023_05_05 | 2035 | Electrolyser 2040 | Crossload | Hydrogen | NY | Dispatch-Crossload | FuelCost | 0 | [6 empty] | 0.55526 | 0
LCP_Inputs_ON_Electric_IEA_2023_05_05 | 2035 | Electrolyser 2040 | Crossload | Hydrogen | NY | Dispatch-Crossload | VOM | 0 | [6 empty] | 0.55526 | 0
LCP_Inputs_ON_Electric_IEA_2023_05_05 | 2035 | Electrolyser 2040 | Crossload | Hydrogen | ON | Dispatch-Crossload | EmissionsCost | 0 | [6 empty] | 0.55526 | 0
LCP_Inputs_ON_Electric_IEA_2023_05_05 | 2035 | Electrolyser 2040 | Crossload | Hydrogen | ON | Dispatch-Crossload | FuelCost | 0 | [6 empty] | 0.55526 | 0
LCP_Inputs_ON_Electric_IEA_2023_05_05 | 2035 | Electrolyser 2040 | Crossload | Hydrogen | ON | Dispatch-Crossload | VOM | 0 | [6 empty] | 0.55526 | 0
LCP_Inputs_ON_Electric_IEA_2023_05_05 | 2035 | Electrolyser 2040 | Crossload | Hydrogen | PJ | Dispatch-Crossload | EmissionsCost | 0 | [6 empty] | 0.55526 | 0
LCP_Inputs_ON_Electric_IEA_2023_05_05 | 2035 | Electrolyser 2040 | Crossload | Hydrogen | PJ | Dispatch-Crossload | FuelCost | 0 | [6 empty] | 0.55526 | 0
LCP_Inputs_ON_Electric_IEA_2023_05_05 | 2035 | Electrolyser 2040 | Crossload | Hydrogen | PJ | Dispatch-Crossload | VOM | 0 | [6 empty] | 0.55526 | 0
LCP_Inputs_ON_Electric_IEA_2023_05_05 | 2035 | Electrolyser 2040 | Crossload | Hydrogen | QC | Dispatch-Crossload | EmissionsCost | 0 | [6 empty] | 0.55526 | 0
LCP_Inputs_ON_Electric_IEA_2023_05_05 | 2035 | Electrolyser 2040 | Crossload | Hydrogen | QC | Dispatch-Crossload | FuelCost | 0 | [6 empty] | 0.55526 | 0
LCP_Inputs_ON_Electric_IEA_2023_05_05 | 2035 | Electrolyser 2040 | Crossload | Hydrogen | QC | Dispatch-Crossload | VOM | 0 | [6 empty] | 0.55526 | 0
LCP_Inputs_ON_Electric_IEA_2023_05_05 | 2035 | Electrolyser 2040 | Crossload | Hydrogen | WC | Dispatch-Crossload | EmissionsCost | 0 | [6 empty] | 0.55526 | 0
LCP_Inputs_ON_Electric_IEA_2023_05_05 | 2035 | Electrolyser 2040 | Crossload | Hydrogen | WC | Dispatch-Crossload | FuelCost | 0 | [6 empty] | 0.55526 | 0
LCP_Inputs_ON_Electric_IEA_2023_05_05 | 2035 | Electrolyser 2040 | Crossload | Hydrogen | WC | Dispatch-Crossload | VOM | 0 | [6 empty] | 0.55526 | 0
LCP_Inputs_ON_Electric_IEA_2023_05_05 | 2035 | Electrolyser 2050 | Crossload | Hydrogen | MI | Dispatch-Crossload | EmissionsCost | 0 | [6 empty] | 0.55526 | 0
LCP_Inputs_ON_Electric_IEA_2023_05_05 | 2035 | Electrolyser 2050 | Crossload | Hydrogen | MI | Dispatch-Crossload | FuelCost | 0 | [6 empty] | 0.55526 | 0
LCP_Inputs_ON_Electric_IEA_2023_05_05 | 2035 | Electrolyser 2050 | Crossload | Hydrogen | MI | Dispatch-Crossload | VOM | 0 | [6 empty] | 0.55526 | 0
LCP_Inputs_ON_Electric_IEA_2023_05_05 | 2035 | Electrolyser 2050 | Crossload | Hydrogen | NY | Dispatch-Crossload | EmissionsCost | 0 | [6 empty] | 0.55526 | 0
LCP_Inputs_ON_Electric_IEA_2023_05_05 | 2035 | Electrolyser 2050 | Crossload | Hydrogen | NY | Dispatch-Crossload | FuelCost | 0 | [6 empty] | 0.55526 | 0
LCP_Inputs_ON_Electric_IEA_2023_05_05 | 2035 | Electrolyser 2050 | Crossload | Hydrogen | NY | Dispatch-Crossload | VOM | 0 | [6 empty] | 0.55526 | 0
LCP_Inputs_ON_Electric_IEA_2023_05_05 | 2035 | Electrolyser 2050 | Crossload | Hydrogen | ON | Dispatch-Crossload | EmissionsCost | 0 | [6 empty] | 0.55526 | 0
LCP_Inputs_ON_Electric_IEA_2023_05_05 | 2035 | Electrolyser 2050 | Crossload | Hydrogen | ON | Dispatch-Crossload | FuelCost | 0 | [6 empty] | 0.55526 | 0
LCP_Inputs_ON_Electric_IEA_2023_05_05 | 2035 | Electrolyser 2050 | Crossload | Hydrogen | ON | Dispatch-Crossload | VOM | 0 | [6 empty] | 0.55526 | 0
LCP_Inputs_ON_Electric_IEA_2023_05_05 | 2035 | Electrolyser 2050 | Crossload | Hydrogen | PJ | Dispatch-Crossload | EmissionsCost | 0 | [6 empty] | 0.55526 | 0
LCP_Inputs_ON_Electric_IEA_2023_05_05 | 2035 | Electrolyser 2050 | Crossload | Hydrogen | PJ | Dispatch-Crossload | FuelCost | 0 | [6 empty] | 0.55526 | 0
LCP_Inputs_ON_Electric_IEA_2023_05_05 | 2035 | Electrolyser 2050 | Crossload | Hydrogen | PJ | Dispatch-Crossload | VOM | 0 | [6 empty] | 0.55526 | 0
LCP_Inputs_ON_Electric_IEA_2023_05_05 | 2035 | Electrolyser 2050 | Crossload | Hydrogen | QC | Dispatch-Crossload | EmissionsCost | 0 | [6 empty] | 0.55526 | 0
LCP_Inputs_ON_Electric_IEA_2023_05_05 | 2035 | Electrolyser 2050 | Crossload | Hydrogen | QC | Dispatch-Crossload | FuelCost | 0 | [6 empty] | 0.55526 | 0
LCP_Inputs_ON_Electric_IEA_2023_05_05 | 2035 | Electrolyser 2050 | Crossload | Hydrogen | QC | Dispatch-Crossload | VOM | 0 | [6 empty] | 0.55526 | 0
LCP_Inputs_ON_Electric_IEA_2023_05_05 | 2035 | Electrolyser 2050 | Crossload | Hydrogen | WC | Dispatch-Crossload | EmissionsCost | 0 | [6 empty] | 0.55526 | 0
LCP_Inputs_ON_Electric_IEA_2023_05_05 | 2035 | Electrolyser 2050 | Crossload | Hydrogen | WC | Dispatch-Crossload | FuelCost | 0 | [6 empty] | 0.55526 | 0
LCP_Inputs_ON_Electric_IEA_2023_05_05 | 2035 | Electrolyser 2050 | Crossload | Hydrogen | WC | Dispatch-Crossload | VOM | 0 | [6 empty] | 0.55526 | 0
LCP_Inputs_ON_Electric_IEA_2023_05_05 | 2035 | Fossil Fuel Thermal (Coal, Peat, Oil) | Generation | Electricity | MI | Dispatch-Generation | EmissionsCost | 0 | [6 empty] | 0.55526 | 0
LCP_Inputs_ON_Electric_IEA_2023_05_05 | 2035 | Fossil Fuel Thermal (Coal, Peat, Oil) | Generation | Electricity | MI | Dispatch-Generation | FuelCost | 0 | [6 empty] | 0.55526 | 0
LCP_Inputs_ON_Electric_IEA_2023_05_05 | 2035 | Fossil Fuel Thermal (Coal, Peat, Oil) | Generation | Electricity | MI | Dispatch-Generation | VOM | 0 | [6 empty] | 0.55526 | 0
LCP_Inputs_ON_Electric_IEA_2023_05_05 | 2035 | Fossil Fuel Thermal (Coal, Peat, Oil) | Generation | Electricity | NY | Dispatch-Generation | EmissionsCost | 0 | [6 empty] | 0.55526 | 0
LCP_Inputs_ON_Electric_IEA_2023_05_05 | 2035 | Fossil Fuel Thermal (Coal, Peat, Oil) | Generation | Electricity | NY | Dispatch-Generation | FuelCost | 0 | [6 empty] | 0.55526 | 0
LCP_Inputs_ON_Electric_IEA_2023_05_05 | 2035 | Fossil Fuel Thermal (Coal, Peat, Oil) | Generation | Electricity | NY | Dispatch-Generation | VOM | 0 | [6 empty] | 0.55526 | 0
LCP_Inputs_ON_Electric_IEA_2023_05_05 | 2035 | Fossil Fuel Thermal (Coal, Peat, Oil) | Generation | Electricity | ON | Dispatch-Generation | EmissionsCost | 0 | [6 empty] | 0.55526 | 0
LCP_Inputs_ON_Electric_IEA_2023_05_05 | 2035 | Fossil Fuel Thermal (Coal, Peat, Oil) | Generation | Electricity | ON | Dispatch-Generation | FuelCost | 0 | [6 empty] | 0.55526 | 0
LCP_Inputs_ON_Electric_IEA_2023_05_05 | 2035 | Fossil Fuel Thermal (Coal, Peat, Oil) | Generation | Electricity | ON | Dispatch-Generation | VOM | 0 | [6 empty] | 0.55526 | 0
LCP_Inputs_ON_Electric_IEA_2023_05_05 | 2035 | Fossil Fuel Thermal (Coal, Peat, Oil) | Generation | Electricity | PJ | Dispatch-Generation | EmissionsCost | 0 | [6 empty] | 0.55526 | 0
LCP_Inputs_ON_Electric_IEA_2023_05_05 | 2035 | Fossil Fuel Thermal (Coal, Peat, Oil) | Generation | Electricity | PJ | Dispatch-Generation | FuelCost | 0 | [6 empty] | 0.55526 | 0
LCP_Inputs_ON_Electric_IEA_2023_05_05 | 2035 | Fossil Fuel Thermal (Coal, Peat, Oil) | Generation | Electricity | PJ | Dispatch-Generation | VOM | 0 | [6 empty] | 0.55526 | 0
LCP_Inputs_ON_Electric_IEA_2023_05_05 | 2035 | Fossil Fuel Thermal (Coal, Peat, Oil) | Generation | Electricity | QC | Dispatch-Generation | EmissionsCost | 0 | [6 empty] | 0.55526 | 0
LCP_Inputs_ON_Electric_IEA_2023_05_05 | 2035 | Fossil Fuel Thermal (Coal, Peat, Oil) | Generation | Electricity | QC | Dispatch-Generation | FuelCost | 0 | [6 empty] | 0.55526 | 0
LCP_Inputs_ON_Electric_IEA_2023_05_05 | 2035 | Fossil Fuel Thermal (Coal, Peat, Oil) | Generation | Electricity | QC | Dispatch-Generation | VOM | 0 | [6 empty] | 0.55526 | 0
LCP_Inputs_ON_Electric_IEA_2023_05_05 | 2035 | Fossil Fuel Thermal (Coal, Peat, Oil) | Generation | Electricity | WC | Dispatch-Generation | EmissionsCost | 0 | [6 empty] | 0.55526 | 0
LCP_Inputs_ON_Electric_IEA_2023_05_05 | 2035 | Fossil Fuel Thermal (Coal, Peat, Oil) | Generation | Electricity | WC | Dispatch-Generation | FuelCost | 0 | [6 empty] | 0.55526 | 0
LCP_Inputs_ON_Electric_IEA_2023_05_05 | 2035 | Fossil Fuel Thermal (Coal, Peat, Oil) | Generation | Electricity | WC | Dispatch-Generation | VOM | 0 | [6 empty] | 0.55526 | 0
LCP_Inputs_ON_Electric_IEA_2023_05_05 | 2035 | Generic - Generator | Generation | Electricity | MI | Dispatch-Generation | EmissionsCost | 0 | [6 empty] | 0.55526 | 0
LCP_Inputs_ON_Electric_IEA_2023_05_05 | 2035 | Generic - Generator | Generation | Electricity | MI | Dispatch-Generation | FuelCost | 1794585963.3865 | [6 empty] | 0.55526 | 996469882.536
LCP_Inputs_ON_Electric_IEA_2023_05_05 | 2035 | Generic - Generator | Generation | Electricity | MI | Dispatch-Generation | VOM | 62669128.1502 | [6 empty] | 0.55526 | 34797942.2778
LCP_Inputs_ON_Electric_IEA_2023_05_05 | 2035 | Generic - Generator | Generation | Electricity | NY | Dispatch-Generation | EmissionsCost | 0 | [6 empty] | 0.55526 | 0
LCP_Inputs_ON_Electric_IEA_2023_05_05 | 2035 | Generic - Generator | Generation | Electricity | NY | Dispatch-Generation | FuelCost | 797307477.8972 | [6 empty] | 0.55526 | 442716540.2242
LCP_Inputs_ON_Electric_IEA_2023_05_05 | 2035 | Generic - Generator | Generation | Electricity | NY | Dispatch-Generation | VOM | 27842948.4722 | [6 empty] | 0.55526 | 15460200.9375
LCP_Inputs_ON_Electric_IEA_2023_05_05 | 2035 | Generic - Generator | Generation | Electricity | ON | Dispatch-Generation | EmissionsCost | 0 | [6 empty] | 0.55526 | 0
LCP_Inputs_ON_Electric_IEA_2023_05_05 | 2035 | Generic - Generator | Generation | Electricity | ON | Dispatch-Generation | FuelCost | 0 | [6 empty] | 0.55526 | 0
LCP_Inputs_ON_Electric_IEA_2023_05_05 | 2035 | Generic - Generator | Generation | Electricity | ON | Dispatch-Generation | VOM | 0 | [6 empty] | 0.55526 | 0
LCP_Inputs_ON_Electric_IEA_2023_05_05 | 2035 | Generic - Generator | Generation | Electricity | PJ | Dispatch-Generation | EmissionsCost | 0 | [6 empty] | 0.55526 | 0
LCP_Inputs_ON_Electric_IEA_2023_05_05 | 2035 | Generic - Generator | Generation | Electricity | PJ | Dispatch-Generation | FuelCost | 7303522587.8806 | [6 empty] | 0.55526 | 4055386837.8147
LCP_Inputs_ON_Electric_IEA_2023_05_05 | 2035 | Generic - Generator | Generation | Electricity | PJ | Dispatch-Generation | VOM | 255047906.5067 | [6 empty] | 0.55526 | 141619048.9745
LCP_Inputs_ON_Electric_IEA_2023_05_05 | 2035 | Generic - Generator | Generation | Electricity | QC | Dispatch-Generation | EmissionsCost | 0 | [6 empty] | 0.55526 | 0
LCP_Inputs_ON_Electric_IEA_2023_05_05 | 2035 | Generic - Generator | Generation | Electricity | QC | Dispatch-Generation | FuelCost | 0 | [6 empty] | 0.55526 | 0
LCP_Inputs_ON_Electric_IEA_2023_05_05 | 2035 | Generic - Generator | Generation | Electricity | QC | Dispatch-Generation | VOM | 0 | [6 empty] | 0.55526 | 0
LCP_Inputs_ON_Electric_IEA_2023_05_05 | 2035 | Generic - Generator | Generation | Electricity | WC | Dispatch-Generation | EmissionsCost | 0 | [6 empty] | 0.55526 | 0
LCP_Inputs_ON_Electric_IEA_2023_05_05 | 2035 | Generic - Generator | Generation | Electricity | WC | Dispatch-Generation | FuelCost | 1734119.8634 | [6 empty] | 0.55526 | 962895.2036
LCP_Inputs_ON_Electric_IEA_2023_05_05 | 2035 | Generic - Generator | Generation | Electricity | WC | Dispatch-Generation | VOM | 60557.5783 | [6 empty] | 0.55526 | 33625.4736
LCP_Inputs_ON_Electric_IEA_2023_05_05 | 2035 | H2 Import - QC | Import | Hydrogen | MI | Dispatch-Import | EmissionsCost | 0 | [6 empty] | 0.55526 | 0
LCP_Inputs_ON_Electric_IEA_2023_05_05 | 2035 | H2 Import - QC | Import | Hydrogen | MI | Dispatch-Import | FuelCost | 0 | [6 empty] | 0.55526 | 0
LCP_Inputs_ON_Electric_IEA_2023_05_05 | 2035 | H2 Import - QC | Import | Hydrogen | MI | Dispatch-Import | VOM | 0 | [6 empty] | 0.55526 | 0
LCP_Inputs_ON_Electric_IEA_2023_05_05 | 2035 | H2 Import - QC | Import | Hydrogen | NY | Dispatch-Import | EmissionsCost | 0 | [6 empty] | 0.55526 | 0
LCP_Inputs_ON_Electric_IEA_2023_05_05 | 2035 | H2 Import - QC | Import | Hydrogen | NY | Dispatch-Import | FuelCost | 0 | [6 empty] | 0.55526 | 0
LCP_Inputs_ON_Electric_IEA_2023_05_05 | 2035 | H2 Import - QC | Import | Hydrogen | NY | Dispatch-Import | VOM | 0 | [6 empty] | 0.55526 | 0
LCP_Inputs_ON_Electric_IEA_2023_05_05 | 2035 | H2 Import - QC | Import | Hydrogen | ON | Dispatch-Import | EmissionsCost | 0 | [6 empty] | 0.55526 | 0
LCP_Inputs_ON_Electric_IEA_2023_05_05 | 2035 | H2 Import - QC | Import | Hydrogen | ON | Dispatch-Import | FuelCost | 0 | [6 empty] | 0.55526 | 0
LCP_Inputs_ON_Electric_IEA_2023_05_05 | 2035 | H2 Import - QC | Import | Hydrogen | ON | Dispatch-Import | VOM | 0 | [6 empty] | 0.55526 | 0
LCP_Inputs_ON_Electric_IEA_2023_05_05 | 2035 | H2 Import - QC | Import | Hydrogen | PJ | Dispatch-Import | EmissionsCost | 0 | [6 empty] | 0.55526 | 0
LCP_Inputs_ON_Electric_IEA_2023_05_05 | 2035 | H2 Import - QC | Import | Hydrogen | PJ | Dispatch-Import | FuelCost | 0 | [6 empty] | 0.55526 | 0
LCP_Inputs_ON_Electric_IEA_2023_05_05 | 2035 | H2 Import - QC | Import | Hydrogen | PJ | Dispatch-Import | VOM | 0 | [6 empty] | 0.55526 | 0
LCP_Inputs_ON_Electric_IEA_2023_05_05 | 2035 | H2 Import - QC | Import | Hydrogen | QC | Dispatch-Import | EmissionsCost | 0 | [6 empty] | 0.55526 | 0
LCP_Inputs_ON_Electric_IEA_2023_05_05 | 2035 | H2 Import - QC | Import | Hydrogen | QC | Dispatch-Import | FuelCost | 0 | [6 empty] | 0.55526 | 0
LCP_Inputs_ON_Electric_IEA_2023_05_05 | 2035 | H2 Import - QC | Import | Hydrogen | QC | Dispatch-Import | VOM | 0 | [6 empty] | 0.55526 | 0
LCP_Inputs_ON_Electric_IEA_2023_05_05 | 2035 | H2 Import - QC | Import | Hydrogen | WC | Dispatch-Import | EmissionsCost | 0 | [6 empty] | 0.55526 | 0
LCP_Inputs_ON_Electric_IEA_2023_05_05 | 2035 | H2 Import - QC | Import | Hydrogen | WC | Dispatch-Import | FuelCost | 0 | [6 empty] | 0.55526 | 0
LCP_Inputs_ON_Electric_IEA_2023_05_05 | 2035 | H2 Import - QC | Import | Hydrogen | WC | Dispatch-Import | VOM | 0 | [6 empty] | 0.55526 | 0
LCP_Inputs_ON_Electric_IEA_2023_05_05 | 2035 | H2 Import - WC | Import | Hydrogen | MI | Dispatch-Import | EmissionsCost | 0 | [6 empty] | 0.55526 | 0
LCP_Inputs_ON_Electric_IEA_2023_05_05 | 2035 | H2 Import - WC | Import | Hydrogen | MI | Dispatch-Import | FuelCost | 0 | [6 empty] | 0.55526 | 0
LCP_Inputs_ON_Electric_IEA_2023_05_05 | 2035 | H2 Import - WC | Import | Hydrogen | MI | Dispatch-Import | VOM | 0 | [6 empty] | 0.55526 | 0
LCP_Inputs_ON_Electric_IEA_2023_05_05 | 2035 | H2 Import - WC | Import | Hydrogen | NY | Dispatch-Import | EmissionsCost | 0 | [6 empty] | 0.55526 | 0
LCP_Inputs_ON_Electric_IEA_2023_05_05 | 2035 | H2 Import - WC | Import | Hydrogen | NY | Dispatch-Import | FuelCost | 0 | [6 empty] | 0.55526 | 0
LCP_Inputs_ON_Electric_IEA_2023_05_05 | 2035 | H2 Import - WC | Import | Hydrogen | NY | Dispatch-Import | VOM | 0 | [6 empty] | 0.55526 | 0
LCP_Inputs_ON_Electric_IEA_2023_05_05 | 2035 | H2 Import - WC | Import | Hydrogen | ON | Dispatch-Import | EmissionsCost | 0 | [6 empty] | 0.55526 | 0
LCP_Inputs_ON_Electric_IEA_2023_05_05 | 2035 | H2 Import - WC | Import | Hydrogen | ON | Dispatch-Import | FuelCost | 0 | [6 empty] | 0.55526 | 0
LCP_Inputs_ON_Electric_IEA_2023_05_05 | 2035 | H2 Import - WC | Import | Hydrogen | ON | Dispatch-Import | VOM | 0 | [6 empty] | 0.55526 | 0
LCP_Inputs_ON_Electric_IEA_2023_05_05 | 2035 | H2 Import - WC | Import | Hydrogen | PJ | Dispatch-Import | EmissionsCost | 0 | [6 empty] | 0.55526 | 0
LCP_Inputs_ON_Electric_IEA_2023_05_05 | 2035 | H2 Import - WC | Import | Hydrogen | PJ | Dispatch-Import | FuelCost | 0 | [6 empty] | 0.55526 | 0
LCP_Inputs_ON_Electric_IEA_2023_05_05 | 2035 | H2 Import - WC | Import | Hydrogen | PJ | Dispatch-Import | VOM | 0 | [6 empty] | 0.55526 | 0
LCP_Inputs_ON_Electric_IEA_2023_05_05 | 2035 | H2 Import - WC | Import | Hydrogen | QC | Dispatch-Import | EmissionsCost | 0 | [6 empty] | 0.55526 | 0
LCP_Inputs_ON_Electric_IEA_2023_05_05 | 2035 | H2 Import - WC | Import | Hydrogen | QC | Dispatch-Import | FuelCost | 0 | [6 empty] | 0.55526 | 0
LCP_Inputs_ON_Electric_IEA_2023_05_05 | 2035 | H2 Import - WC | Import | Hydrogen | QC | Dispatch-Import | VOM | 0 | [6 empty] | 0.55526 | 0
LCP_Inputs_ON_Electric_IEA_2023_05_05 | 2035 | H2 Import - WC | Import | Hydrogen | WC | Dispatch-Import | EmissionsCost | 0 | [6 empty] | 0.55526 | 0
LCP_Inputs_ON_Electric_IEA_2023_05_05 | 2035 | H2 Import - WC | Import | Hydrogen | WC | Dispatch-Import | FuelCost | 0 | [6 empty] | 0.55526 | 0
LCP_Inputs_ON_Electric_IEA_2023_05_05 | 2035 | H2 Import - WC | Import | Hydrogen | WC | Dispatch-Import | VOM | 0 | [6 empty] | 0.55526 | 0
LCP_Inputs_ON_Electric_IEA_2023_05_05 | 2035 | H2 Salt Cavern Storage - ON | Storage | Hydrogen | MI | Dispatch-Storage | EmissionsCost | 0 | [6 empty] | 0.55526 | 0
LCP_Inputs_ON_Electric_IEA_2023_05_05 | 2035 | H2 Salt Cavern Storage - ON | Storage | Hydrogen | MI | Dispatch-Storage | FuelCost | 0 | [6 empty] | 0.55526 | 0
LCP_Inputs_ON_Electric_IEA_2023_05_05 | 2035 | H2 Salt Cavern Storage - ON | Storage | Hydrogen | MI | Dispatch-Storage | VOM | 0 | [6 empty] | 0.55526 | 0
LCP_Inputs_ON_Electric_IEA_2023_05_05 | 2035 | H2 Salt Cavern Storage - ON | Storage | Hydrogen | NY | Dispatch-Storage | EmissionsCost | 0 | [6 empty] | 0.55526 | 0
LCP_Inputs_ON_Electric_IEA_2023_05_05 | 2035 | H2 Salt Cavern Storage - ON | Storage | Hydrogen | NY | Dispatch-Storage | FuelCost | 0 | [6 empty] | 0.55526 | 0
LCP_Inputs_ON_Electric_IEA_2023_05_05 | 2035 | H2 Salt Cavern Storage - ON | Storage | Hydrogen | NY | Dispatch-Storage | VOM | 0 | [6 empty] | 0.55526 | 0
LCP_Inputs_ON_Electric_IEA_2023_05_05 | 2035 | H2 Salt Cavern Storage - ON | Storage | Hydrogen | ON | Dispatch-Storage | EmissionsCost | 0 | [6 empty] | 0.55526 | 0
LCP_Inputs_ON_Electric_IEA_2023_05_05 | 2035 | H2 Salt Cavern Storage - ON | Storage | Hydrogen | ON | Dispatch-Storage | FuelCost | 0 | [6 empty] | 0.55526 | 0
LCP_Inputs_ON_Electric_IEA_2023_05_05 | 2035 | H2 Salt Cavern Storage - ON | Storage | Hydrogen | ON | Dispatch-Storage | VOM | 12004507.7434 | [6 empty] | 0.55526 | 6665677.0225
LCP_Inputs_ON_Electric_IEA_2023_05_05 | 2035 | H2 Salt Cavern Storage - ON | Storage | Hydrogen | PJ | Dispatch-Storage | EmissionsCost | 0 | [6 empty] | 0.55526 | 0
LCP_Inputs_ON_Electric_IEA_2023_05_05 | 2035 | H2 Salt Cavern Storage - ON | Storage | Hydrogen | PJ | Dispatch-Storage | FuelCost | 0 | [6 empty] | 0.55526 | 0
LCP_Inputs_ON_Electric_IEA_2023_05_05 | 2035 | H2 Salt Cavern Storage - ON | Storage | Hydrogen | PJ | Dispatch-Storage | VOM | 0 | [6 empty] | 0.55526 | 0
LCP_Inputs_ON_Electric_IEA_2023_05_05 | 2035 | H2 Salt Cavern Storage - ON | Storage | Hydrogen | QC | Dispatch-Storage | EmissionsCost | 0 | [6 empty] | 0.55526 | 0
LCP_Inputs_ON_Electric_IEA_2023_05_05 | 2035 | H2 Salt Cavern Storage - ON | Storage | Hydrogen | QC | Dispatch-Storage | FuelCost | 0 | [6 empty] | 0.55526 | 0
LCP_Inputs_ON_Electric_IEA_2023_05_05 | 2035 | H2 Salt Cavern Storage - ON | Storage | Hydrogen | QC | Dispatch-Storage | VOM | 0 | [6 empty] | 0.55526 | 0
LCP_Inputs_ON_Electric_IEA_2023_05_05 | 2035 | H2 Salt Cavern Storage - ON | Storage | Hydrogen | WC | Dispatch-Storage | EmissionsCost | 0 | [6 empty] | 0.55526 | 0
LCP_Inputs_ON_Electric_IEA_2023_05_05 | 2035 | H2 Salt Cavern Storage - ON | Storage | Hydrogen | WC | Dispatch-Storage | FuelCost | 0 | [6 empty] | 0.55526 | 0
LCP_Inputs_ON_Electric_IEA_2023_05_05 | 2035 | H2 Salt Cavern Storage - ON | Storage | Hydrogen | WC | Dispatch-Storage | VOM | 0 | [6 empty] | 0.55526 | 0
LCP_Inputs_ON_Electric_IEA_2023_05_05 | 2035 | Hydro | Generation | Electricity | MI | Dispatch-Generation | EmissionsCost | 0 | [6 empty] | 0.55526 | 0
LCP_Inputs_ON_Electric_IEA_2023_05_05 | 2035 | Hydro | Generation | Electricity | MI | Dispatch-Generation | FuelCost | 0 | [6 empty] | 0.55526 | 0
LCP_Inputs_ON_Electric_IEA_2023_05_05 | 2035 | Hydro | Generation | Electricity | MI | Dispatch-Generation | VOM | 0 | [6 empty] | 0.55526 | 0
LCP_Inputs_ON_Electric_IEA_2023_05_05 | 2035 | Hydro | Generation | Electricity | NY | Dispatch-Generation | EmissionsCost | 0 | [6 empty] | 0.55526 | 0
LCP_Inputs_ON_Electric_IEA_2023_05_05 | 2035 | Hydro | Generation | Electricity | NY | Dispatch-Generation | FuelCost | 0 | [6 empty] | 0.55526 | 0
LCP_Inputs_ON_Electric_IEA_2023_05_05 | 2035 | Hydro | Generation | Electricity | NY | Dispatch-Generation | VOM | 0 | [6 empty] | 0.55526 | 0
LCP_Inputs_ON_Electric_IEA_2023_05_05 | 2035 | Hydro | Generation | Electricity | ON | Dispatch-Generation | EmissionsCost | 0 | [6 empty] | 0.55526 | 0
LCP_Inputs_ON_Electric_IEA_2023_05_05 | 2035 | Hydro | Generation | Electricity | ON | Dispatch-Generation | FuelCost | 0 | [6 empty] | 0.55526 | 0
LCP_Inputs_ON_Electric_IEA_2023_05_05 | 2035 | Hydro | Generation | Electricity | ON | Dispatch-Generation | VOM | 0 | [6 empty] | 0.55526 | 0
LCP_Inputs_ON_Electric_IEA_2023_05_05 | 2035 | Hydro | Generation | Electricity | PJ | Dispatch-Generation | EmissionsCost | 0 | [6 empty] | 0.55526 | 0
LCP_Inputs_ON_Electric_IEA_2023_05_05 | 2035 | Hydro | Generation | Electricity | PJ | Dispatch-Generation | FuelCost | 0 | [6 empty] | 0.55526 | 0
LCP_Inputs_ON_Electric_IEA_2023_05_05 | 2035 | Hydro | Generation | Electricity | PJ | Dispatch-Generation | VOM | 0 | [6 empty] | 0.55526 | 0
LCP_Inputs_ON_Electric_IEA_2023_05_05 | 2035 | Hydro | Generation | Electricity | QC | Dispatch-Generation | EmissionsCost | 0 | [6 empty] | 0.55526 | 0
LCP_Inputs_ON_Electric_IEA_2023_05_05 | 2035 | Hydro | Generation | Electricity | QC | Dispatch-Generation | FuelCost | 0 | [6 empty] | 0.55526 | 0
LCP_Inputs_ON_Electric_IEA_2023_05_05 | 2035 | Hydro | Generation | Electricity | QC | Dispatch-Generation | VOM | 0 | [6 empty] | 0.55526 | 0
LCP_Inputs_ON_Electric_IEA_2023_05_05 | 2035 | Hydro | Generation | Electricity | WC | Dispatch-Generation | EmissionsCost | 0 | [6 empty] | 0.55526 | 0
LCP_Inputs_ON_Electric_IEA_2023_05_05 | 2035 | Hydro | Generation | Electricity | WC | Dispatch-Generation | FuelCost | 0 | [6 empty] | 0.55526 | 0
LCP_Inputs_ON_Electric_IEA_2023_05_05 | 2035 | Hydro | Generation | Electricity | WC | Dispatch-Generation | VOM | 0 | [6 empty] | 0.55526 | 0
LCP_Inputs_ON_Electric_IEA_2023_05_05 | 2035 | Hydro Pumped Storage | Storage | Electricity | MI | Dispatch-Storage | EmissionsCost | 0 | [6 empty] | 0.55526 | 0
LCP_Inputs_ON_Electric_IEA_2023_05_05 | 2035 | Hydro Pumped Storage | Storage | Electricity | MI | Dispatch-Storage | FuelCost | 0 | [6 empty] | 0.55526 | 0
LCP_Inputs_ON_Electric_IEA_2023_05_05 | 2035 | Hydro Pumped Storage | Storage | Electricity | MI | Dispatch-Storage | VOM | 0 | [6 empty] | 0.55526 | 0
LCP_Inputs_ON_Electric_IEA_2023_05_05 | 2035 | Hydro Pumped Storage | Storage | Electricity | NY | Dispatch-Storage | EmissionsCost | 0 | [6 empty] | 0.55526 | 0
LCP_Inputs_ON_Electric_IEA_2023_05_05 | 2035 | Hydro Pumped Storage | Storage | Electricity | NY | Dispatch-Storage | FuelCost | 0 | [6 empty] | 0.55526 | 0
LCP_Inputs_ON_Electric_IEA_2023_05_05 | 2035 | Hydro Pumped Storage | Storage | Electricity | NY | Dispatch-Storage | VOM | 0 | [6 empty] | 0.55526 | 0
LCP_Inputs_ON_Electric_IEA_2023_05_05 | 2035 | Hydro Pumped Storage | Storage | Electricity | ON | Dispatch-Storage | EmissionsCost | 0 | [6 empty] | 0.55526 | 0
LCP_Inputs_ON_Electric_IEA_2023_05_05 | 2035 | Hydro Pumped Storage | Storage | Electricity | ON | Dispatch-Storage | FuelCost | 0 | [6 empty] | 0.55526 | 0
LCP_Inputs_ON_Electric_IEA_2023_05_05 | 2035 | Hydro Pumped Storage | Storage | Electricity | ON | Dispatch-Storage | VOM | 0 | [6 empty] | 0.55526 | 0
LCP_Inputs_ON_Electric_IEA_2023_05_05 | 2035 | Hydro Pumped Storage | Storage | Electricity | PJ | Dispatch-Storage | EmissionsCost | 0 | [6 empty] | 0.55526 | 0
LCP_Inputs_ON_Electric_IEA_2023_05_05 | 2035 | Hydro Pumped Storage | Storage | Electricity | PJ | Dispatch-Storage | FuelCost | 0 | [6 empty] | 0.55526 | 0
LCP_Inputs_ON_Electric_IEA_2023_05_05 | 2035 | Hydro Pumped Storage | Storage | Electricity | PJ | Dispatch-Storage | VOM | 0 | [6 empty] | 0.55526 | 0
LCP_Inputs_ON_Electric_IEA_2023_05_05 | 2035 | Hydro Pumped Storage | Storage | Electricity | QC | Dispatch-Storage | EmissionsCost | 0 | [6 empty] | 0.55526 | 0
LCP_Inputs_ON_Electric_IEA_2023_05_05 | 2035 | Hydro Pumped Storage | Storage | Electricity | QC | Dispatch-Storage | FuelCost | 0 | [6 empty] | 0.55526 | 0
LCP_Inputs_ON_Electric_IEA_2023_05_05 | 2035 | Hydro Pumped Storage | Storage | Electricity | QC | Dispatch-Storage | VOM | 0 | [6 empty] | 0.55526 | 0
LCP_Inputs_ON_Electric_IEA_2023_05_05 | 2035 | Hydro Pumped Storage | Storage | Electricity | WC | Dispatch-Storage | EmissionsCost | 0 | [6 empty] | 0.55526 | 0
LCP_Inputs_ON_Electric_IEA_2023_05_05 | 2035 | Hydro Pumped Storage | Storage | Electricity | WC | Dispatch-Storage | FuelCost | 0 | [6 empty] | 0.55526 | 0
LCP_Inputs_ON_Electric_IEA_2023_05_05 | 2035 | Hydro Pumped Storage | Storage | Electricity | WC | Dispatch-Storage | VOM | 0 | [6 empty] | 0.55526 | 0
LCP_Inputs_ON_Electric_IEA_2023_05_05 | 2035 | Nuclear | Generation | Electricity | MI | Dispatch-Generation | EmissionsCost | 0 | [6 empty] | 0.55526 | 0
LCP_Inputs_ON_Electric_IEA_2023_05_05 | 2035 | Nuclear | Generation | Electricity | MI | Dispatch-Generation | FuelCost | 0 | [6 empty] | 0.55526 | 0
LCP_Inputs_ON_Electric_IEA_2023_05_05 | 2035 | Nuclear | Generation | Electricity | MI | Dispatch-Generation | VOM | 2762866296.96 | [6 empty] | 0.55526 | 1534121580.4448
LCP_Inputs_ON_Electric_IEA_2023_05_05 | 2035 | Nuclear | Generation | Electricity | NY | Dispatch-Generation | EmissionsCost | 0 | [6 empty] | 0.55526 | 0
LCP_Inputs_ON_Electric_IEA_2023_05_05 | 2035 | Nuclear | Generation | Electricity | NY | Dispatch-Generation | FuelCost | 0 | [6 empty] | 0.55526 | 0
LCP_Inputs_ON_Electric_IEA_2023_05_05 | 2035 | Nuclear | Generation | Electricity | NY | Dispatch-Generation | VOM | 2246155230.144 | [6 empty] | 0.55526 | 1247210266.8827
LCP_Inputs_ON_Electric_IEA_2023_05_05 | 2035 | Nuclear | Generation | Electricity | ON | Dispatch-Generation | EmissionsCost | 0 | [6 empty] | 0.55526 | 0
LCP_Inputs_ON_Electric_IEA_2023_05_05 | 2035 | Nuclear | Generation | Electricity | ON | Dispatch-Generation | FuelCost | 0 | [6 empty] | 0.55526 | 0
LCP_Inputs_ON_Electric_IEA_2023_05_05 | 2035 | Nuclear | Generation | Electricity | ON | Dispatch-Generation | VOM | 7207536051.9834 | [6 empty] | 0.55526 | 4002088921.6926
LCP_Inputs_ON_Electric_IEA_2023_05_05 | 2035 | Nuclear | Generation | Electricity | PJ | Dispatch-Generation | EmissionsCost | 0 | [6 empty] | 0.55526 | 0
LCP_Inputs_ON_Electric_IEA_2023_05_05 | 2035 | Nuclear | Generation | Electricity | PJ | Dispatch-Generation | FuelCost | 0 | [6 empty] | 0.55526 | 0
LCP_Inputs_ON_Electric_IEA_2023_05_05 | 2035 | Nuclear | Generation | Electricity | PJ | Dispatch-Generation | VOM | 6401347648.6848 | [6 empty] | 0.55526 | 3554441118.8418
LCP_Inputs_ON_Electric_IEA_2023_05_05 | 2035 | Nuclear | Generation | Electricity | QC | Dispatch-Generation | EmissionsCost | 0 | [6 empty] | 0.55526 | 0
LCP_Inputs_ON_Electric_IEA_2023_05_05 | 2035 | Nuclear | Generation | Electricity | QC | Dispatch-Generation | FuelCost | 0 | [6 empty] | 0.55526 | 0
LCP_Inputs_ON_Electric_IEA_2023_05_05 | 2035 | Nuclear | Generation | Electricity | QC | Dispatch-Generation | VOM | 0 | [6 empty] | 0.55526 | 0
LCP_Inputs_ON_Electric_IEA_2023_05_05 | 2035 | Nuclear | Generation | Electricity | WC | Dispatch-Generation | EmissionsCost | 0 | [6 empty] | 0.55526 | 0
LCP_Inputs_ON_Electric_IEA_2023_05_05 | 2035 | Nuclear | Generation | Electricity | WC | Dispatch-Generation | FuelCost | 0 | [6 empty] | 0.55526 | 0
LCP_Inputs_ON_Electric_IEA_2023_05_05 | 2035 | Nuclear | Generation | Electricity | WC | Dispatch-Generation | VOM | 0 | [6 empty] | 0.55526 | 0
LCP_Inputs_ON_Electric_IEA_2023_05_05 | 2035 | Nuclear SMR | Generation | Electricity | MI | Dispatch-Generation | EmissionsCost | 0 | [6 empty] | 0.55526 | 0
LCP_Inputs_ON_Electric_IEA_2023_05_05 | 2035 | Nuclear SMR | Generation | Electricity | MI | Dispatch-Generation | FuelCost | 0 | [6 empty] | 0.55526 | 0
LCP_Inputs_ON_Electric_IEA_2023_05_05 | 2035 | Nuclear SMR | Generation | Electricity | MI | Dispatch-Generation | VOM | 0 | [6 empty] | 0.55526 | 0
LCP_Inputs_ON_Electric_IEA_2023_05_05 | 2035 | Nuclear SMR | Generation | Electricity | NY | Dispatch-Generation | EmissionsCost | 0 | [6 empty] | 0.55526 | 0
LCP_Inputs_ON_Electric_IEA_2023_05_05 | 2035 | Nuclear SMR | Generation | Electricity | NY | Dispatch-Generation | FuelCost | 0 | [6 empty] | 0.55526 | 0
LCP_Inputs_ON_Electric_IEA_2023_05_05 | 2035 | Nuclear SMR | Generation | Electricity | NY | Dispatch-Generation | VOM | 0 | [6 empty] | 0.55526 | 0
LCP_Inputs_ON_Electric_IEA_2023_05_05 | 2035 | Nuclear SMR | Generation | Electricity | ON | Dispatch-Generation | EmissionsCost | 0 | [6 empty] | 0.55526 | 0
LCP_Inputs_ON_Electric_IEA_2023_05_05 | 2035 | Nuclear SMR | Generation | Electricity | ON | Dispatch-Generation | FuelCost | 0 | [6 empty] | 0.55526 | 0
LCP_Inputs_ON_Electric_IEA_2023_05_05 | 2035 | Nuclear SMR | Generation | Electricity | ON | Dispatch-Generation | VOM | 19000000.8 | [6 empty] | 0.55526 | 10550025.9958
LCP_Inputs_ON_Electric_IEA_2023_05_05 | 2035 | Nuclear SMR | Generation | Electricity | PJ | Dispatch-Generation | EmissionsCost | 0 | [6 empty] | 0.55526 | 0
LCP_Inputs_ON_Electric_IEA_2023_05_05 | 2035 | Nuclear SMR | Generation | Electricity | PJ | Dispatch-Generation | FuelCost | 0 | [6 empty] | 0.55526 | 0
LCP_Inputs_ON_Electric_IEA_2023_05_05 | 2035 | Nuclear SMR | Generation | Electricity | PJ | Dispatch-Generation | VOM | 0 | [6 empty] | 0.55526 | 0
LCP_Inputs_ON_Electric_IEA_2023_05_05 | 2035 | Nuclear SMR | Generation | Electricity | QC | Dispatch-Generation | EmissionsCost | 0 | [6 empty] | 0.55526 | 0
LCP_Inputs_ON_Electric_IEA_2023_05_05 | 2035 | Nuclear SMR | Generation | Electricity | QC | Dispatch-Generation | FuelCost | 0 | [6 empty] | 0.55526 | 0
LCP_Inputs_ON_Electric_IEA_2023_05_05 | 2035 | Nuclear SMR | Generation | Electricity | QC | Dispatch-Generation | VOM | 0 | [6 empty] | 0.55526 | 0
LCP_Inputs_ON_Electric_IEA_2023_05_05 | 2035 | Nuclear SMR | Generation | Electricity | WC | Dispatch-Generation | EmissionsCost | 0 | [6 empty] | 0.55526 | 0
LCP_Inputs_ON_Electric_IEA_2023_05_05 | 2035 | Nuclear SMR | Generation | Electricity | WC | Dispatch-Generation | FuelCost | 0 | [6 empty] | 0.55526 | 0
LCP_Inputs_ON_Electric_IEA_2023_05_05 | 2035 | Nuclear SMR | Generation | Electricity | WC | Dispatch-Generation | VOM | 0 | [6 empty] | 0.55526 | 0
LCP_Inputs_ON_Electric_IEA_2023_05_05 | 2035 | O/CCGT - CH4 Existing | Crossload | Electricity | MI | Dispatch-Crossload | EmissionsCost | 0 | [6 empty] | 0.55526 | 0
LCP_Inputs_ON_Electric_IEA_2023_05_05 | 2035 | O/CCGT - CH4 Existing | Crossload | Electricity | MI | Dispatch-Crossload | FuelCost | 0 | [6 empty] | 0.55526 | 0
LCP_Inputs_ON_Electric_IEA_2023_05_05 | 2035 | O/CCGT - CH4 Existing | Crossload | Electricity | MI | Dispatch-Crossload | VOM | 0 | [6 empty] | 0.55526 | 0
LCP_Inputs_ON_Electric_IEA_2023_05_05 | 2035 | O/CCGT - CH4 Existing | Crossload | Electricity | NY | Dispatch-Crossload | EmissionsCost | 0 | [6 empty] | 0.55526 | 0
LCP_Inputs_ON_Electric_IEA_2023_05_05 | 2035 | O/CCGT - CH4 Existing | Crossload | Electricity | NY | Dispatch-Crossload | FuelCost | 0 | [6 empty] | 0.55526 | 0
LCP_Inputs_ON_Electric_IEA_2023_05_05 | 2035 | O/CCGT - CH4 Existing | Crossload | Electricity | NY | Dispatch-Crossload | VOM | 0 | [6 empty] | 0.55526 | 0
LCP_Inputs_ON_Electric_IEA_2023_05_05 | 2035 | O/CCGT - CH4 Existing | Crossload | Electricity | ON | Dispatch-Crossload | EmissionsCost | 10955241.5211 | [6 empty] | 0.55526 | 6083056.7353
LCP_Inputs_ON_Electric_IEA_2023_05_05 | 2035 | O/CCGT - CH4 Existing | Crossload | Electricity | ON | Dispatch-Crossload | FuelCost | 0 | [6 empty] | 0.55526 | 0
LCP_Inputs_ON_Electric_IEA_2023_05_05 | 2035 | O/CCGT - CH4 Existing | Crossload | Electricity | ON | Dispatch-Crossload | VOM | 398126.3226 | [6 empty] | 0.55526 | 221065.4145
LCP_Inputs_ON_Electric_IEA_2023_05_05 | 2035 | O/CCGT - CH4 Existing | Crossload | Electricity | PJ | Dispatch-Crossload | EmissionsCost | 0 | [6 empty] | 0.55526 | 0
LCP_Inputs_ON_Electric_IEA_2023_05_05 | 2035 | O/CCGT - CH4 Existing | Crossload | Electricity | PJ | Dispatch-Crossload | FuelCost | 0 | [6 empty] | 0.55526 | 0
LCP_Inputs_ON_Electric_IEA_2023_05_05 | 2035 | O/CCGT - CH4 Existing | Crossload | Electricity | PJ | Dispatch-Crossload | VOM | 0 | [6 empty] | 0.55526 | 0
LCP_Inputs_ON_Electric_IEA_2023_05_05 | 2035 | O/CCGT - CH4 Existing | Crossload | Electricity | QC | Dispatch-Crossload | EmissionsCost | 0 | [6 empty] | 0.55526 | 0
LCP_Inputs_ON_Electric_IEA_2023_05_05 | 2035 | O/CCGT - CH4 Existing | Crossload | Electricity | QC | Dispatch-Crossload | FuelCost | 0 | [6 empty] | 0.55526 | 0
LCP_Inputs_ON_Electric_IEA_2023_05_05 | 2035 | O/CCGT - CH4 Existing | Crossload | Electricity | QC | Dispatch-Crossload | VOM | 0 | [6 empty] | 0.55526 | 0
LCP_Inputs_ON_Electric_IEA_2023_05_05 | 2035 | O/CCGT - CH4 Existing | Crossload | Electricity | WC | Dispatch-Crossload | EmissionsCost | 0 | [6 empty] | 0.55526 | 0
LCP_Inputs_ON_Electric_IEA_2023_05_05 | 2035 | O/CCGT - CH4 Existing | Crossload | Electricity | WC | Dispatch-Crossload | FuelCost | 0 | [6 empty] | 0.55526 | 0
LCP_Inputs_ON_Electric_IEA_2023_05_05 | 2035 | O/CCGT - CH4 Existing | Crossload | Electricity | WC | Dispatch-Crossload | VOM | 0 | [6 empty] | 0.55526 | 0
LCP_Inputs_ON_Electric_IEA_2023_05_05 | 2035 | O/CCGT - CH4 New | Crossload | Electricity | MI | Dispatch-Crossload | EmissionsCost | 0 | [6 empty] | 0.55526 | 0
LCP_Inputs_ON_Electric_IEA_2023_05_05 | 2035 | O/CCGT - CH4 New | Crossload | Electricity | MI | Dispatch-Crossload | FuelCost | 0 | [6 empty] | 0.55526 | 0
LCP_Inputs_ON_Electric_IEA_2023_05_05 | 2035 | O/CCGT - CH4 New | Crossload | Electricity | MI | Dispatch-Crossload | VOM | 0 | [6 empty] | 0.55526 | 0
LCP_Inputs_ON_Electric_IEA_2023_05_05 | 2035 | O/CCGT - CH4 New | Crossload | Electricity | NY | Dispatch-Crossload | EmissionsCost | 0 | [6 empty] | 0.55526 | 0
LCP_Inputs_ON_Electric_IEA_2023_05_05 | 2035 | O/CCGT - CH4 New | Crossload | Electricity | NY | Dispatch-Crossload | FuelCost | 0 | [6 empty] | 0.55526 | 0
LCP_Inputs_ON_Electric_IEA_2023_05_05 | 2035 | O/CCGT - CH4 New | Crossload | Electricity | NY | Dispatch-Crossload | VOM | 0 | [6 empty] | 0.55526 | 0
LCP_Inputs_ON_Electric_IEA_2023_05_05 | 2035 | O/CCGT - CH4 New | Crossload | Electricity | ON | Dispatch-Crossload | EmissionsCost | 859141.5571 | [6 empty] | 0.55526 | 477050.8095
LCP_Inputs_ON_Electric_IEA_2023_05_05 | 2035 | O/CCGT - CH4 New | Crossload | Electricity | ON | Dispatch-Crossload | FuelCost | 0 | [6 empty] | 0.55526 | 0
LCP_Inputs_ON_Electric_IEA_2023_05_05 | 2035 | O/CCGT - CH4 New | Crossload | Electricity | ON | Dispatch-Crossload | VOM | 31222.2116 | [6 empty] | 0.55526 | 17336.5858
LCP_Inputs_ON_Electric_IEA_2023_05_05 | 2035 | O/CCGT - CH4 New | Crossload | Electricity | PJ | Dispatch-Crossload | EmissionsCost | 0 | [6 empty] | 0.55526 | 0
LCP_Inputs_ON_Electric_IEA_2023_05_05 | 2035 | O/CCGT - CH4 New | Crossload | Electricity | PJ | Dispatch-Crossload | FuelCost | 0 | [6 empty] | 0.55526 | 0
LCP_Inputs_ON_Electric_IEA_2023_05_05 | 2035 | O/CCGT - CH4 New | Crossload | Electricity | PJ | Dispatch-Crossload | VOM | 0 | [6 empty] | 0.55526 | 0
LCP_Inputs_ON_Electric_IEA_2023_05_05 | 2035 | O/CCGT - CH4 New | Crossload | Electricity | QC | Dispatch-Crossload | EmissionsCost | 0 | [6 empty] | 0.55526 | 0
LCP_Inputs_ON_Electric_IEA_2023_05_05 | 2035 | O/CCGT - CH4 New | Crossload | Electricity | QC | Dispatch-Crossload | FuelCost | 0 | [6 empty] | 0.55526 | 0
LCP_Inputs_ON_Electric_IEA_2023_05_05 | 2035 | O/CCGT - CH4 New | Crossload | Electricity | QC | Dispatch-Crossload | VOM | 0 | [6 empty] | 0.55526 | 0
LCP_Inputs_ON_Electric_IEA_2023_05_05 | 2035 | O/CCGT - CH4 New | Crossload | Electricity | WC | Dispatch-Crossload | EmissionsCost | 0 | [6 empty] | 0.55526 | 0
LCP_Inputs_ON_Electric_IEA_2023_05_05 | 2035 | O/CCGT - CH4 New | Crossload | Electricity | WC | Dispatch-Crossload | FuelCost | 0 | [6 empty] | 0.55526 | 0
LCP_Inputs_ON_Electric_IEA_2023_05_05 | 2035 | O/CCGT - CH4 New | Crossload | Electricity | WC | Dispatch-Crossload | VOM | 0 | [6 empty] | 0.55526 | 0
LCP_Inputs_ON_Electric_IEA_2023_05_05 | 2035 | O/CCGT - H2 New | Crossload | Electricity | MI | Dispatch-Crossload | EmissionsCost | 0 | [6 empty] | 0.55526 | 0
LCP_Inputs_ON_Electric_IEA_2023_05_05 | 2035 | O/CCGT - H2 New | Crossload | Electricity | MI | Dispatch-Crossload | FuelCost | 0 | [6 empty] | 0.55526 | 0
LCP_Inputs_ON_Electric_IEA_2023_05_05 | 2035 | O/CCGT - H2 New | Crossload | Electricity | MI | Dispatch-Crossload | VOM | 0 | [6 empty] | 0.55526 | 0
LCP_Inputs_ON_Electric_IEA_2023_05_05 | 2035 | O/CCGT - H2 New | Crossload | Electricity | NY | Dispatch-Crossload | EmissionsCost | 0 | [6 empty] | 0.55526 | 0
LCP_Inputs_ON_Electric_IEA_2023_05_05 | 2035 | O/CCGT - H2 New | Crossload | Electricity | NY | Dispatch-Crossload | FuelCost | 0 | [6 empty] | 0.55526 | 0
LCP_Inputs_ON_Electric_IEA_2023_05_05 | 2035 | O/CCGT - H2 New | Crossload | Electricity | NY | Dispatch-Crossload | VOM | 0 | [6 empty] | 0.55526 | 0
LCP_Inputs_ON_Electric_IEA_2023_05_05 | 2035 | O/CCGT - H2 New | Crossload | Electricity | ON | Dispatch-Crossload | EmissionsCost | 0 | [6 empty] | 0.55526 | 0
LCP_Inputs_ON_Electric_IEA_2023_05_05 | 2035 | O/CCGT - H2 New | Crossload | Electricity | ON | Dispatch-Crossload | FuelCost | 0 | [6 empty] | 0.55526 | 0
LCP_Inputs_ON_Electric_IEA_2023_05_05 | 2035 | O/CCGT - H2 New | Crossload | Electricity | ON | Dispatch-Crossload | VOM | 717726.8143 | [6 empty] | 0.55526 | 398528.2226
LCP_Inputs_ON_Electric_IEA_2023_05_05 | 2035 | O/CCGT - H2 New | Crossload | Electricity | PJ | Dispatch-Crossload | EmissionsCost | 0 | [6 empty] | 0.55526 | 0
LCP_Inputs_ON_Electric_IEA_2023_05_05 | 2035 | O/CCGT - H2 New | Crossload | Electricity | PJ | Dispatch-Crossload | FuelCost | 0 | [6 empty] | 0.55526 | 0
LCP_Inputs_ON_Electric_IEA_2023_05_05 | 2035 | O/CCGT - H2 New | Crossload | Electricity | PJ | Dispatch-Crossload | VOM | 0 | [6 empty] | 0.55526 | 0
LCP_Inputs_ON_Electric_IEA_2023_05_05 | 2035 | O/CCGT - H2 New | Crossload | Electricity | QC | Dispatch-Crossload | EmissionsCost | 0 | [6 empty] | 0.55526 | 0
LCP_Inputs_ON_Electric_IEA_2023_05_05 | 2035 | O/CCGT - H2 New | Crossload | Electricity | QC | Dispatch-Crossload | FuelCost | 0 | [6 empty] | 0.55526 | 0
LCP_Inputs_ON_Electric_IEA_2023_05_05 | 2035 | O/CCGT - H2 New | Crossload | Electricity | QC | Dispatch-Crossload | VOM | 0 | [6 empty] | 0.55526 | 0
LCP_Inputs_ON_Electric_IEA_2023_05_05 | 2035 | O/CCGT - H2 New | Crossload | Electricity | WC | Dispatch-Crossload | EmissionsCost | 0 | [6 empty] | 0.55526 | 0
LCP_Inputs_ON_Electric_IEA_2023_05_05 | 2035 | O/CCGT - H2 New | Crossload | Electricity | WC | Dispatch-Crossload | FuelCost | 0 | [6 empty] | 0.55526 | 0
LCP_Inputs_ON_Electric_IEA_2023_05_05 | 2035 | O/CCGT - H2 New | Crossload | Electricity | WC | Dispatch-Crossload | VOM | 0 | [6 empty] | 0.55526 | 0
LCP_Inputs_ON_Electric_IEA_2023_05_05 | 2035 | SMR CCS | Generation | Hydrogen | MI | Dispatch-Generation | EmissionsCost | 0 | [6 empty] | 0.55526 | 0
LCP_Inputs_ON_Electric_IEA_2023_05_05 | 2035 | SMR CCS | Generation | Hydrogen | MI | Dispatch-Generation | FuelCost | 0 | [6 empty] | 0.55526 | 0
LCP_Inputs_ON_Electric_IEA_2023_05_05 | 2035 | SMR CCS | Generation | Hydrogen | MI | Dispatch-Generation | VOM | 0 | [6 empty] | 0.55526 | 0
LCP_Inputs_ON_Electric_IEA_2023_05_05 | 2035 | SMR CCS | Generation | Hydrogen | NY | Dispatch-Generation | EmissionsCost | 0 | [6 empty] | 0.55526 | 0
LCP_Inputs_ON_Electric_IEA_2023_05_05 | 2035 | SMR CCS | Generation | Hydrogen | NY | Dispatch-Generation | FuelCost | 0 | [6 empty] | 0.55526 | 0
LCP_Inputs_ON_Electric_IEA_2023_05_05 | 2035 | SMR CCS | Generation | Hydrogen | NY | Dispatch-Generation | VOM | 0 | [6 empty] | 0.55526 | 0
LCP_Inputs_ON_Electric_IEA_2023_05_05 | 2035 | SMR CCS | Generation | Hydrogen | ON | Dispatch-Generation | EmissionsCost | 319911904.076 | [6 empty] | 0.55526 | 177635724.3288
LCP_Inputs_ON_Electric_IEA_2023_05_05 | 2035 | SMR CCS | Generation | Hydrogen | ON | Dispatch-Generation | FuelCost | 297778205.3112 | [6 empty] | 0.55526 | 165345667.091
LCP_Inputs_ON_Electric_IEA_2023_05_05 | 2035 | SMR CCS | Generation | Hydrogen | ON | Dispatch-Generation | VOM | 0 | [6 empty] | 0.55526 | 0
LCP_Inputs_ON_Electric_IEA_2023_05_05 | 2035 | SMR CCS | Generation | Hydrogen | PJ | Dispatch-Generation | EmissionsCost | 0 | [6 empty] | 0.55526 | 0
LCP_Inputs_ON_Electric_IEA_2023_05_05 | 2035 | SMR CCS | Generation | Hydrogen | PJ | Dispatch-Generation | FuelCost | 0 | [6 empty] | 0.55526 | 0
LCP_Inputs_ON_Electric_IEA_2023_05_05 | 2035 | SMR CCS | Generation | Hydrogen | PJ | Dispatch-Generation | VOM | 0 | [6 empty] | 0.55526 | 0
LCP_Inputs_ON_Electric_IEA_2023_05_05 | 2035 | SMR CCS | Generation | Hydrogen | QC | Dispatch-Generation | EmissionsCost | 0 | [6 empty] | 0.55526 | 0
LCP_Inputs_ON_Electric_IEA_2023_05_05 | 2035 | SMR CCS | Generation | Hydrogen | QC | Dispatch-Generation | FuelCost | 0 | [6 empty] | 0.55526 | 0
LCP_Inputs_ON_Electric_IEA_2023_05_05 | 2035 | SMR CCS | Generation | Hydrogen | QC | Dispatch-Generation | VOM | 0 | [6 empty] | 0.55526 | 0
LCP_Inputs_ON_Electric_IEA_2023_05_05 | 2035 | SMR CCS | Generation | Hydrogen | WC | Dispatch-Generation | EmissionsCost | 0 | [6 empty] | 0.55526 | 0
LCP_Inputs_ON_Electric_IEA_2023_05_05 | 2035 | SMR CCS | Generation | Hydrogen | WC | Dispatch-Generation | FuelCost | 0 | [6 empty] | 0.55526 | 0
LCP_Inputs_ON_Electric_IEA_2023_05_05 | 2035 | SMR CCS | Generation | Hydrogen | WC | Dispatch-Generation | VOM | 0 | [6 empty] | 0.55526 | 0
LCP_Inputs_ON_Electric_IEA_2023_05_05 | 2035 | Solar PV | Generation | Electricity | MI | Dispatch-Generation | EmissionsCost | 0 | [6 empty] | 0.55526 | 0
LCP_Inputs_ON_Electric_IEA_2023_05_05 | 2035 | Solar PV | Generation | Electricity | MI | Dispatch-Generation | FuelCost | 0 | [6 empty] | 0.55526 | 0
LCP_Inputs_ON_Electric_IEA_2023_05_05 | 2035 | Solar PV | Generation | Electricity | MI | Dispatch-Generation | VOM | 0 | [6 empty] | 0.55526 | 0
LCP_Inputs_ON_Electric_IEA_2023_05_05 | 2035 | Solar PV | Generation | Electricity | NY | Dispatch-Generation | EmissionsCost | 0 | [6 empty] | 0.55526 | 0
LCP_Inputs_ON_Electric_IEA_2023_05_05 | 2035 | Solar PV | Generation | Electricity | NY | Dispatch-Generation | FuelCost | 0 | [6 empty] | 0.55526 | 0
LCP_Inputs_ON_Electric_IEA_2023_05_05 | 2035 | Solar PV | Generation | Electricity | NY | Dispatch-Generation | VOM | 0 | [6 empty] | 0.55526 | 0
LCP_Inputs_ON_Electric_IEA_2023_05_05 | 2035 | Solar PV | Generation | Electricity | ON | Dispatch-Generation | EmissionsCost | 0 | [6 empty] | 0.55526 | 0
LCP_Inputs_ON_Electric_IEA_2023_05_05 | 2035 | Solar PV | Generation | Electricity | ON | Dispatch-Generation | FuelCost | 0 | [6 empty] | 0.55526 | 0
LCP_Inputs_ON_Electric_IEA_2023_05_05 | 2035 | Solar PV | Generation | Electricity | ON | Dispatch-Generation | VOM | 0 | [6 empty] | 0.55526 | 0
LCP_Inputs_ON_Electric_IEA_2023_05_05 | 2035 | Solar PV | Generation | Electricity | PJ | Dispatch-Generation | EmissionsCost | 0 | [6 empty] | 0.55526 | 0
LCP_Inputs_ON_Electric_IEA_2023_05_05 | 2035 | Solar PV | Generation | Electricity | PJ | Dispatch-Generation | FuelCost | 0 | [6 empty] | 0.55526 | 0
LCP_Inputs_ON_Electric_IEA_2023_05_05 | 2035 | Solar PV | Generation | Electricity | PJ | Dispatch-Generation | VOM | 0 | [6 empty] | 0.55526 | 0
LCP_Inputs_ON_Electric_IEA_2023_05_05 | 2035 | Solar PV | Generation | Electricity | QC | Dispatch-Generation | EmissionsCost | 0 | [6 empty] | 0.55526 | 0
LCP_Inputs_ON_Electric_IEA_2023_05_05 | 2035 | Solar PV | Generation | Electricity | QC | Dispatch-Generation | FuelCost | 0 | [6 empty] | 0.55526 | 0
LCP_Inputs_ON_Electric_IEA_2023_05_05 | 2035 | Solar PV | Generation | Electricity | QC | Dispatch-Generation | VOM | 0 | [6 empty] | 0.55526 | 0
LCP_Inputs_ON_Electric_IEA_2023_05_05 | 2035 | Solar PV | Generation | Electricity | WC | Dispatch-Generation | EmissionsCost | 0 | [6 empty] | 0.55526 | 0
LCP_Inputs_ON_Electric_IEA_2023_05_05 | 2035 | Solar PV | Generation | Electricity | WC | Dispatch-Generation | FuelCost | 0 | [6 empty] | 0.55526 | 0
LCP_Inputs_ON_Electric_IEA_2023_05_05 | 2035 | Solar PV | Generation | Electricity | WC | Dispatch-Generation | VOM | 0 | [6 empty] | 0.55526 | 0
LCP_Inputs_ON_Electric_IEA_2023_05_05 | 2035 | Wind Offshore | Generation | Electricity | MI | Dispatch-Generation | EmissionsCost | 0 | [6 empty] | 0.55526 | 0
LCP_Inputs_ON_Electric_IEA_2023_05_05 | 2035 | Wind Offshore | Generation | Electricity | MI | Dispatch-Generation | FuelCost | 0 | [6 empty] | 0.55526 | 0
LCP_Inputs_ON_Electric_IEA_2023_05_05 | 2035 | Wind Offshore | Generation | Electricity | MI | Dispatch-Generation | VOM | 0 | [6 empty] | 0.55526 | 0
LCP_Inputs_ON_Electric_IEA_2023_05_05 | 2035 | Wind Offshore | Generation | Electricity | NY | Dispatch-Generation | EmissionsCost | 0 | [6 empty] | 0.55526 | 0
LCP_Inputs_ON_Electric_IEA_2023_05_05 | 2035 | Wind Offshore | Generation | Electricity | NY | Dispatch-Generation | FuelCost | 0 | [6 empty] | 0.55526 | 0
LCP_Inputs_ON_Electric_IEA_2023_05_05 | 2035 | Wind Offshore | Generation | Electricity | NY | Dispatch-Generation | VOM | 0 | [6 empty] | 0.55526 | 0
LCP_Inputs_ON_Electric_IEA_2023_05_05 | 2035 | Wind Offshore | Generation | Electricity | ON | Dispatch-Generation | EmissionsCost | 0 | [6 empty] | 0.55526 | 0
LCP_Inputs_ON_Electric_IEA_2023_05_05 | 2035 | Wind Offshore | Generation | Electricity | ON | Dispatch-Generation | FuelCost | 0 | [6 empty] | 0.55526 | 0
LCP_Inputs_ON_Electric_IEA_2023_05_05 | 2035 | Wind Offshore | Generation | Electricity | ON | Dispatch-Generation | VOM | 0 | [6 empty] | 0.55526 | 0
LCP_Inputs_ON_Electric_IEA_2023_05_05 | 2035 | Wind Offshore | Generation | Electricity | PJ | Dispatch-Generation | EmissionsCost | 0 | [6 empty] | 0.55526 | 0
LCP_Inputs_ON_Electric_IEA_2023_05_05 | 2035 | Wind Offshore | Generation | Electricity | PJ | Dispatch-Generation | FuelCost | 0 | [6 empty] | 0.55526 | 0
LCP_Inputs_ON_Electric_IEA_2023_05_05 | 2035 | Wind Offshore | Generation | Electricity | PJ | Dispatch-Generation | VOM | 0 | [6 empty] | 0.55526 | 0
LCP_Inputs_ON_Electric_IEA_2023_05_05 | 2035 | Wind Offshore | Generation | Electricity | QC | Dispatch-Generation | EmissionsCost | 0 | [6 empty] | 0.55526 | 0
LCP_Inputs_ON_Electric_IEA_2023_05_05 | 2035 | Wind Offshore | Generation | Electricity | QC | Dispatch-Generation | FuelCost | 0 | [6 empty] | 0.55526 | 0
LCP_Inputs_ON_Electric_IEA_2023_05_05 | 2035 | Wind Offshore | Generation | Electricity | QC | Dispatch-Generation | VOM | 0 | [6 empty] | 0.55526 | 0
LCP_Inputs_ON_Electric_IEA_2023_05_05 | 2035 | Wind Offshore | Generation | Electricity | WC | Dispatch-Generation | EmissionsCost | 0 | [6 empty] | 0.55526 | 0
LCP_Inputs_ON_Electric_IEA_2023_05_05 | 2035 | Wind Offshore | Generation | Electricity | WC | Dispatch-Generation | FuelCost | 0 | [6 empty] | 0.55526 | 0
LCP_Inputs_ON_Electric_IEA_2023_05_05 | 2035 | Wind Offshore | Generation | Electricity | WC | Dispatch-Generation | VOM | 0 | [6 empty] | 0.55526 | 0
LCP_Inputs_ON_Electric_IEA_2023_05_05 | 2035 | Wind Onshore | Generation | Electricity | MI | Dispatch-Generation | EmissionsCost | 0 | [6 empty] | 0.55526 | 0
LCP_Inputs_ON_Electric_IEA_2023_05_05 | 2035 | Wind Onshore | Generation | Electricity | MI | Dispatch-Generation | FuelCost | 0 | [6 empty] | 0.55526 | 0
LCP_Inputs_ON_Electric_IEA_2023_05_05 | 2035 | Wind Onshore | Generation | Electricity | MI | Dispatch-Generation | VOM | 0 | [6 empty] | 0.55526 | 0
LCP_Inputs_ON_Electric_IEA_2023_05_05 | 2035 | Wind Onshore | Generation | Electricity | NY | Dispatch-Generation | EmissionsCost | 0 | [6 empty] | 0.55526 | 0
LCP_Inputs_ON_Electric_IEA_2023_05_05 | 2035 | Wind Onshore | Generation | Electricity | NY | Dispatch-Generation | FuelCost | 0 | [6 empty] | 0.55526 | 0
LCP_Inputs_ON_Electric_IEA_2023_05_05 | 2035 | Wind Onshore | Generation | Electricity | NY | Dispatch-Generation | VOM | 0 | [6 empty] | 0.55526 | 0
LCP_Inputs_ON_Electric_IEA_2023_05_05 | 2035 | Wind Onshore | Generation | Electricity | ON | Dispatch-Generation | EmissionsCost | 0 | [6 empty] | 0.55526 | 0
LCP_Inputs_ON_Electric_IEA_2023_05_05 | 2035 | Wind Onshore | Generation | Electricity | ON | Dispatch-Generation | FuelCost | 0 | [6 empty] | 0.55526 | 0
LCP_Inputs_ON_Electric_IEA_2023_05_05 | 2035 | Wind Onshore | Generation | Electricity | ON | Dispatch-Generation | VOM | 0 | [6 empty] | 0.55526 | 0
LCP_Inputs_ON_Electric_IEA_2023_05_05 | 2035 | Wind Onshore | Generation | Electricity | PJ | Dispatch-Generation | EmissionsCost | 0 | [6 empty] | 0.55526 | 0
LCP_Inputs_ON_Electric_IEA_2023_05_05 | 2035 | Wind Onshore | Generation | Electricity | PJ | Dispatch-Generation | FuelCost | 0 | [6 empty] | 0.55526 | 0
LCP_Inputs_ON_Electric_IEA_2023_05_05 | 2035 | Wind Onshore | Generation | Electricity | PJ | Dispatch-Generation | VOM | 0 | [6 empty] | 0.55526 | 0
LCP_Inputs_ON_Electric_IEA_2023_05_05 | 2035 | Wind Onshore | Generation | Electricity | QC | Dispatch-Generation | EmissionsCost | 0 | [6 empty] | 0.55526 | 0
LCP_Inputs_ON_Electric_IEA_2023_05_05 | 2035 | Wind Onshore | Generation | Electricity | QC | Dispatch-Generation | FuelCost | 0 | [6 empty] | 0.55526 | 0
LCP_Inputs_ON_Electric_IEA_2023_05_05 | 2035 | Wind Onshore | Generation | Electricity | QC | Dispatch-Generation | VOM | 0 | [6 empty] | 0.55526 | 0
LCP_Inputs_ON_Electric_IEA_2023_05_05 | 2035 | Wind Onshore | Generation | Electricity | WC | Dispatch-Generation | EmissionsCost | 0 | [6 empty] | 0.55526 | 0
LCP_Inputs_ON_Electric_IEA_2023_05_05 | 2035 | Wind Onshore | Generation | Electricity | WC | Dispatch-Generation | FuelCost | 0 | [6 empty] | 0.55526 | 0
LCP_Inputs_ON_Electric_IEA_2023_05_05 | 2035 | Wind Onshore | Generation | Electricity | WC | Dispatch-Generation | VOM | 0 | [6 empty] | 0.55526 | 0
LCP_Inputs_ON_Electric_IEA_2023_05_05 | 2036 | Anaerobic Digestion | Generation | Methane | MI | Dispatch-Generation | EmissionsCost | 0 | [6 empty] | 0.53391 | 0
LCP_Inputs_ON_Electric_IEA_2023_05_05 | 2036 | Anaerobic Digestion | Generation | Methane | MI | Dispatch-Generation | FuelCost | 0 | [6 empty] | 0.53391 | 0
LCP_Inputs_ON_Electric_IEA_2023_05_05 | 2036 | Anaerobic Digestion | Generation | Methane | MI | Dispatch-Generation | VOM | 0 | [6 empty] | 0.53391 | 0
LCP_Inputs_ON_Electric_IEA_2023_05_05 | 2036 | Anaerobic Digestion | Generation | Methane | NY | Dispatch-Generation | EmissionsCost | 0 | [6 empty] | 0.53391 | 0
LCP_Inputs_ON_Electric_IEA_2023_05_05 | 2036 | Anaerobic Digestion | Generation | Methane | NY | Dispatch-Generation | FuelCost | 0 | [6 empty] | 0.53391 | 0
LCP_Inputs_ON_Electric_IEA_2023_05_05 | 2036 | Anaerobic Digestion | Generation | Methane | NY | Dispatch-Generation | VOM | 0 | [6 empty] | 0.53391 | 0
LCP_Inputs_ON_Electric_IEA_2023_05_05 | 2036 | Anaerobic Digestion | Generation | Methane | ON | Dispatch-Generation | EmissionsCost | 0 | [6 empty] | 0.53391 | 0
LCP_Inputs_ON_Electric_IEA_2023_05_05 | 2036 | Anaerobic Digestion | Generation | Methane | ON | Dispatch-Generation | FuelCost | 0 | [6 empty] | 0.53391 | 0
LCP_Inputs_ON_Electric_IEA_2023_05_05 | 2036 | Anaerobic Digestion | Generation | Methane | ON | Dispatch-Generation | VOM | 0 | [6 empty] | 0.53391 | 0
LCP_Inputs_ON_Electric_IEA_2023_05_05 | 2036 | Anaerobic Digestion | Generation | Methane | PJ | Dispatch-Generation | EmissionsCost | 0 | [6 empty] | 0.53391 | 0
LCP_Inputs_ON_Electric_IEA_2023_05_05 | 2036 | Anaerobic Digestion | Generation | Methane | PJ | Dispatch-Generation | FuelCost | 0 | [6 empty] | 0.53391 | 0
LCP_Inputs_ON_Electric_IEA_2023_05_05 | 2036 | Anaerobic Digestion | Generation | Methane | PJ | Dispatch-Generation | VOM | 0 | [6 empty] | 0.53391 | 0
LCP_Inputs_ON_Electric_IEA_2023_05_05 | 2036 | Anaerobic Digestion | Generation | Methane | QC | Dispatch-Generation | EmissionsCost | 0 | [6 empty] | 0.53391 | 0
LCP_Inputs_ON_Electric_IEA_2023_05_05 | 2036 | Anaerobic Digestion | Generation | Methane | QC | Dispatch-Generation | FuelCost | 0 | [6 empty] | 0.53391 | 0
LCP_Inputs_ON_Electric_IEA_2023_05_05 | 2036 | Anaerobic Digestion | Generation | Methane | QC | Dispatch-Generation | VOM | 0 | [6 empty] | 0.53391 | 0
LCP_Inputs_ON_Electric_IEA_2023_05_05 | 2036 | Anaerobic Digestion | Generation | Methane | WC | Dispatch-Generation | EmissionsCost | 0 | [6 empty] | 0.53391 | 0
LCP_Inputs_ON_Electric_IEA_2023_05_05 | 2036 | Anaerobic Digestion | Generation | Methane | WC | Dispatch-Generation | FuelCost | 0 | [6 empty] | 0.53391 | 0
LCP_Inputs_ON_Electric_IEA_2023_05_05 | 2036 | Anaerobic Digestion | Generation | Methane | WC | Dispatch-Generation | VOM | 0 | [6 empty] | 0.53391 | 0
LCP_Inputs_ON_Electric_IEA_2023_05_05 | 2036 | Battery Storage | Storage | Electricity | MI | Dispatch-Storage | EmissionsCost | 0 | [6 empty] | 0.53391 | 0
LCP_Inputs_ON_Electric_IEA_2023_05_05 | 2036 | Battery Storage | Storage | Electricity | MI | Dispatch-Storage | FuelCost | 0 | [6 empty] | 0.53391 | 0
LCP_Inputs_ON_Electric_IEA_2023_05_05 | 2036 | Battery Storage | Storage | Electricity | MI | Dispatch-Storage | VOM | 0 | [6 empty] | 0.53391 | 0
LCP_Inputs_ON_Electric_IEA_2023_05_05 | 2036 | Battery Storage | Storage | Electricity | NY | Dispatch-Storage | EmissionsCost | 0 | [6 empty] | 0.53391 | 0
LCP_Inputs_ON_Electric_IEA_2023_05_05 | 2036 | Battery Storage | Storage | Electricity | NY | Dispatch-Storage | FuelCost | 0 | [6 empty] | 0.53391 | 0
LCP_Inputs_ON_Electric_IEA_2023_05_05 | 2036 | Battery Storage | Storage | Electricity | NY | Dispatch-Storage | VOM | 0 | [6 empty] | 0.53391 | 0
LCP_Inputs_ON_Electric_IEA_2023_05_05 | 2036 | Battery Storage | Storage | Electricity | ON | Dispatch-Storage | EmissionsCost | 0 | [6 empty] | 0.53391 | 0
LCP_Inputs_ON_Electric_IEA_2023_05_05 | 2036 | Battery Storage | Storage | Electricity | ON | Dispatch-Storage | FuelCost | 0 | [6 empty] | 0.53391 | 0
LCP_Inputs_ON_Electric_IEA_2023_05_05 | 2036 | Battery Storage | Storage | Electricity | ON | Dispatch-Storage | VOM | 0 | [6 empty] | 0.53391 | 0
LCP_Inputs_ON_Electric_IEA_2023_05_05 | 2036 | Battery Storage | Storage | Electricity | PJ | Dispatch-Storage | EmissionsCost | 0 | [6 empty] | 0.53391 | 0
LCP_Inputs_ON_Electric_IEA_2023_05_05 | 2036 | Battery Storage | Storage | Electricity | PJ | Dispatch-Storage | FuelCost | 0 | [6 empty] | 0.53391 | 0
LCP_Inputs_ON_Electric_IEA_2023_05_05 | 2036 | Battery Storage | Storage | Electricity | PJ | Dispatch-Storage | VOM | 0 | [6 empty] | 0.53391 | 0
LCP_Inputs_ON_Electric_IEA_2023_05_05 | 2036 | Battery Storage | Storage | Electricity | QC | Dispatch-Storage | EmissionsCost | 0 | [6 empty] | 0.53391 | 0
LCP_Inputs_ON_Electric_IEA_2023_05_05 | 2036 | Battery Storage | Storage | Electricity | QC | Dispatch-Storage | FuelCost | 0 | [6 empty] | 0.53391 | 0
LCP_Inputs_ON_Electric_IEA_2023_05_05 | 2036 | Battery Storage | Storage | Electricity | QC | Dispatch-Storage | VOM | 0 | [6 empty] | 0.53391 | 0
LCP_Inputs_ON_Electric_IEA_2023_05_05 | 2036 | Battery Storage | Storage | Electricity | WC | Dispatch-Storage | EmissionsCost | 0 | [6 empty] | 0.53391 | 0
LCP_Inputs_ON_Electric_IEA_2023_05_05 | 2036 | Battery Storage | Storage | Electricity | WC | Dispatch-Storage | FuelCost | 0 | [6 empty] | 0.53391 | 0
LCP_Inputs_ON_Electric_IEA_2023_05_05 | 2036 | Battery Storage | Storage | Electricity | WC | Dispatch-Storage | VOM | 0 | [6 empty] | 0.53391 | 0
LCP_Inputs_ON_Electric_IEA_2023_05_05 | 2036 | Biomass | Generation | Electricity | MI | Dispatch-Generation | EmissionsCost | 0 | [6 empty] | 0.53391 | 0
LCP_Inputs_ON_Electric_IEA_2023_05_05 | 2036 | Biomass | Generation | Electricity | MI | Dispatch-Generation | FuelCost | 0 | [6 empty] | 0.53391 | 0
LCP_Inputs_ON_Electric_IEA_2023_05_05 | 2036 | Biomass | Generation | Electricity | MI | Dispatch-Generation | VOM | 0 | [6 empty] | 0.53391 | 0
LCP_Inputs_ON_Electric_IEA_2023_05_05 | 2036 | Biomass | Generation | Electricity | NY | Dispatch-Generation | EmissionsCost | 0 | [6 empty] | 0.53391 | 0
LCP_Inputs_ON_Electric_IEA_2023_05_05 | 2036 | Biomass | Generation | Electricity | NY | Dispatch-Generation | FuelCost | 0 | [6 empty] | 0.53391 | 0
LCP_Inputs_ON_Electric_IEA_2023_05_05 | 2036 | Biomass | Generation | Electricity | NY | Dispatch-Generation | VOM | 0 | [6 empty] | 0.53391 | 0
LCP_Inputs_ON_Electric_IEA_2023_05_05 | 2036 | Biomass | Generation | Electricity | ON | Dispatch-Generation | EmissionsCost | 0 | [6 empty] | 0.53391 | 0
LCP_Inputs_ON_Electric_IEA_2023_05_05 | 2036 | Biomass | Generation | Electricity | ON | Dispatch-Generation | FuelCost | 2498962.9091 | [6 empty] | 0.53391 | 1334216.7279
LCP_Inputs_ON_Electric_IEA_2023_05_05 | 2036 | Biomass | Generation | Electricity | ON | Dispatch-Generation | VOM | 32070.024 | [6 empty] | 0.53391 | 17122.448
LCP_Inputs_ON_Electric_IEA_2023_05_05 | 2036 | Biomass | Generation | Electricity | PJ | Dispatch-Generation | EmissionsCost | 0 | [6 empty] | 0.53391 | 0
LCP_Inputs_ON_Electric_IEA_2023_05_05 | 2036 | Biomass | Generation | Electricity | PJ | Dispatch-Generation | FuelCost | 0 | [6 empty] | 0.53391 | 0
LCP_Inputs_ON_Electric_IEA_2023_05_05 | 2036 | Biomass | Generation | Electricity | PJ | Dispatch-Generation | VOM | 0 | [6 empty] | 0.53391 | 0
LCP_Inputs_ON_Electric_IEA_2023_05_05 | 2036 | Biomass | Generation | Electricity | QC | Dispatch-Generation | EmissionsCost | 0 | [6 empty] | 0.53391 | 0
LCP_Inputs_ON_Electric_IEA_2023_05_05 | 2036 | Biomass | Generation | Electricity | QC | Dispatch-Generation | FuelCost | 513338.1818 | [6 empty] | 0.53391 | 274075.4522
LCP_Inputs_ON_Electric_IEA_2023_05_05 | 2036 | Biomass | Generation | Electricity | QC | Dispatch-Generation | VOM | 6587.84 | [6 empty] | 0.53391 | 3517.3016
LCP_Inputs_ON_Electric_IEA_2023_05_05 | 2036 | Biomass | Generation | Electricity | WC | Dispatch-Generation | EmissionsCost | 0 | [6 empty] | 0.53391 | 0
LCP_Inputs_ON_Electric_IEA_2023_05_05 | 2036 | Biomass | Generation | Electricity | WC | Dispatch-Generation | FuelCost | 0 | [6 empty] | 0.53391 | 0
LCP_Inputs_ON_Electric_IEA_2023_05_05 | 2036 | Biomass | Generation | Electricity | WC | Dispatch-Generation | VOM | 0 | [6 empty] | 0.53391 | 0
LCP_Inputs_ON_Electric_IEA_2023_05_05 | 2036 | Biomass + CCS | Generation | Electricity | MI | Dispatch-Generation | EmissionsCost | 0 | [6 empty] | 0.53391 | 0
LCP_Inputs_ON_Electric_IEA_2023_05_05 | 2036 | Biomass + CCS | Generation | Electricity | MI | Dispatch-Generation | FuelCost | 0 | [6 empty] | 0.53391 | 0
LCP_Inputs_ON_Electric_IEA_2023_05_05 | 2036 | Biomass + CCS | Generation | Electricity | MI | Dispatch-Generation | VOM | 0 | [6 empty] | 0.53391 | 0
LCP_Inputs_ON_Electric_IEA_2023_05_05 | 2036 | Biomass + CCS | Generation | Electricity | NY | Dispatch-Generation | EmissionsCost | 0 | [6 empty] | 0.53391 | 0
LCP_Inputs_ON_Electric_IEA_2023_05_05 | 2036 | Biomass + CCS | Generation | Electricity | NY | Dispatch-Generation | FuelCost | 0 | [6 empty] | 0.53391 | 0
LCP_Inputs_ON_Electric_IEA_2023_05_05 | 2036 | Biomass + CCS | Generation | Electricity | NY | Dispatch-Generation | VOM | 0 | [6 empty] | 0.53391 | 0
LCP_Inputs_ON_Electric_IEA_2023_05_05 | 2036 | Biomass + CCS | Generation | Electricity | ON | Dispatch-Generation | EmissionsCost | 0 | [6 empty] | 0.53391 | 0
LCP_Inputs_ON_Electric_IEA_2023_05_05 | 2036 | Biomass + CCS | Generation | Electricity | ON | Dispatch-Generation | FuelCost | 0 | [6 empty] | 0.53391 | 0
LCP_Inputs_ON_Electric_IEA_2023_05_05 | 2036 | Biomass + CCS | Generation | Electricity | ON | Dispatch-Generation | VOM | 0 | [6 empty] | 0.53391 | 0
LCP_Inputs_ON_Electric_IEA_2023_05_05 | 2036 | Biomass + CCS | Generation | Electricity | PJ | Dispatch-Generation | EmissionsCost | 0 | [6 empty] | 0.53391 | 0
LCP_Inputs_ON_Electric_IEA_2023_05_05 | 2036 | Biomass + CCS | Generation | Electricity | PJ | Dispatch-Generation | FuelCost | 0 | [6 empty] | 0.53391 | 0
LCP_Inputs_ON_Electric_IEA_2023_05_05 | 2036 | Biomass + CCS | Generation | Electricity | PJ | Dispatch-Generation | VOM | 0 | [6 empty] | 0.53391 | 0
LCP_Inputs_ON_Electric_IEA_2023_05_05 | 2036 | Biomass + CCS | Generation | Electricity | QC | Dispatch-Generation | EmissionsCost | 0 | [6 empty] | 0.53391 | 0
LCP_Inputs_ON_Electric_IEA_2023_05_05 | 2036 | Biomass + CCS | Generation | Electricity | QC | Dispatch-Generation | FuelCost | 0 | [6 empty] | 0.53391 | 0
LCP_Inputs_ON_Electric_IEA_2023_05_05 | 2036 | Biomass + CCS | Generation | Electricity | QC | Dispatch-Generation | VOM | 0 | [6 empty] | 0.53391 | 0
LCP_Inputs_ON_Electric_IEA_2023_05_05 | 2036 | Biomass + CCS | Generation | Electricity | WC | Dispatch-Generation | EmissionsCost | 0 | [6 empty] | 0.53391 | 0
LCP_Inputs_ON_Electric_IEA_2023_05_05 | 2036 | Biomass + CCS | Generation | Electricity | WC | Dispatch-Generation | FuelCost | 0 | [6 empty] | 0.53391 | 0
LCP_Inputs_ON_Electric_IEA_2023_05_05 | 2036 | Biomass + CCS | Generation | Electricity | WC | Dispatch-Generation | VOM | 0 | [6 empty] | 0.53391 | 0
LCP_Inputs_ON_Electric_IEA_2023_05_05 | 2036 | CH4 + CCS | Generation | Methane | MI | Dispatch-Generation | EmissionsCost | 0 | [6 empty] | 0.53391 | 0
LCP_Inputs_ON_Electric_IEA_2023_05_05 | 2036 | CH4 + CCS | Generation | Methane | MI | Dispatch-Generation | FuelCost | 0 | [6 empty] | 0.53391 | 0
LCP_Inputs_ON_Electric_IEA_2023_05_05 | 2036 | CH4 + CCS | Generation | Methane | MI | Dispatch-Generation | VOM | 0 | [6 empty] | 0.53391 | 0
LCP_Inputs_ON_Electric_IEA_2023_05_05 | 2036 | CH4 + CCS | Generation | Methane | NY | Dispatch-Generation | EmissionsCost | 0 | [6 empty] | 0.53391 | 0
LCP_Inputs_ON_Electric_IEA_2023_05_05 | 2036 | CH4 + CCS | Generation | Methane | NY | Dispatch-Generation | FuelCost | 0 | [6 empty] | 0.53391 | 0
LCP_Inputs_ON_Electric_IEA_2023_05_05 | 2036 | CH4 + CCS | Generation | Methane | NY | Dispatch-Generation | VOM | 0 | [6 empty] | 0.53391 | 0
LCP_Inputs_ON_Electric_IEA_2023_05_05 | 2036 | CH4 + CCS | Generation | Methane | ON | Dispatch-Generation | EmissionsCost | 0 | [6 empty] | 0.53391 | 0
LCP_Inputs_ON_Electric_IEA_2023_05_05 | 2036 | CH4 + CCS | Generation | Methane | ON | Dispatch-Generation | FuelCost | 0 | [6 empty] | 0.53391 | 0
LCP_Inputs_ON_Electric_IEA_2023_05_05 | 2036 | CH4 + CCS | Generation | Methane | ON | Dispatch-Generation | VOM | 0 | [6 empty] | 0.53391 | 0
LCP_Inputs_ON_Electric_IEA_2023_05_05 | 2036 | CH4 + CCS | Generation | Methane | PJ | Dispatch-Generation | EmissionsCost | 0 | [6 empty] | 0.53391 | 0
LCP_Inputs_ON_Electric_IEA_2023_05_05 | 2036 | CH4 + CCS | Generation | Methane | PJ | Dispatch-Generation | FuelCost | 0 | [6 empty] | 0.53391 | 0
LCP_Inputs_ON_Electric_IEA_2023_05_05 | 2036 | CH4 + CCS | Generation | Methane | PJ | Dispatch-Generation | VOM | 0 | [6 empty] | 0.53391 | 0
LCP_Inputs_ON_Electric_IEA_2023_05_05 | 2036 | CH4 + CCS | Generation | Methane | QC | Dispatch-Generation | EmissionsCost | 0 | [6 empty] | 0.53391 | 0
LCP_Inputs_ON_Electric_IEA_2023_05_05 | 2036 | CH4 + CCS | Generation | Methane | QC | Dispatch-Generation | FuelCost | 0 | [6 empty] | 0.53391 | 0
LCP_Inputs_ON_Electric_IEA_2023_05_05 | 2036 | CH4 + CCS | Generation | Methane | QC | Dispatch-Generation | VOM | 0 | [6 empty] | 0.53391 | 0
LCP_Inputs_ON_Electric_IEA_2023_05_05 | 2036 | CH4 + CCS | Generation | Methane | WC | Dispatch-Generation | EmissionsCost | 0 | [6 empty] | 0.53391 | 0
LCP_Inputs_ON_Electric_IEA_2023_05_05 | 2036 | CH4 + CCS | Generation | Methane | WC | Dispatch-Generation | FuelCost | 0 | [6 empty] | 0.53391 | 0
LCP_Inputs_ON_Electric_IEA_2023_05_05 | 2036 | CH4 + CCS | Generation | Methane | WC | Dispatch-Generation | VOM | 0 | [6 empty] | 0.53391 | 0
LCP_Inputs_ON_Electric_IEA_2023_05_05 | 2036 | CH4 Import - NY 2020 | Import | Methane | MI | Dispatch-Import | EmissionsCost | 0 | [6 empty] | 0.53391 | 0
LCP_Inputs_ON_Electric_IEA_2023_05_05 | 2036 | CH4 Import - NY 2020 | Import | Methane | MI | Dispatch-Import | FuelCost | 0 | [6 empty] | 0.53391 | 0
LCP_Inputs_ON_Electric_IEA_2023_05_05 | 2036 | CH4 Import - NY 2020 | Import | Methane | MI | Dispatch-Import | VOM | 0 | [6 empty] | 0.53391 | 0
LCP_Inputs_ON_Electric_IEA_2023_05_05 | 2036 | CH4 Import - NY 2020 | Import | Methane | NY | Dispatch-Import | EmissionsCost | 0 | [6 empty] | 0.53391 | 0
LCP_Inputs_ON_Electric_IEA_2023_05_05 | 2036 | CH4 Import - NY 2020 | Import | Methane | NY | Dispatch-Import | FuelCost | 0 | [6 empty] | 0.53391 | 0
LCP_Inputs_ON_Electric_IEA_2023_05_05 | 2036 | CH4 Import - NY 2020 | Import | Methane | NY | Dispatch-Import | VOM | 0 | [6 empty] | 0.53391 | 0
LCP_Inputs_ON_Electric_IEA_2023_05_05 | 2036 | CH4 Import - NY 2020 | Import | Methane | ON | Dispatch-Import | EmissionsCost | 0 | [6 empty] | 0.53391 | 0
LCP_Inputs_ON_Electric_IEA_2023_05_05 | 2036 | CH4 Import - NY 2020 | Import | Methane | ON | Dispatch-Import | FuelCost | 0 | [6 empty] | 0.53391 | 0
LCP_Inputs_ON_Electric_IEA_2023_05_05 | 2036 | CH4 Import - NY 2020 | Import | Methane | ON | Dispatch-Import | VOM | 0 | [6 empty] | 0.53391 | 0
LCP_Inputs_ON_Electric_IEA_2023_05_05 | 2036 | CH4 Import - NY 2020 | Import | Methane | PJ | Dispatch-Import | EmissionsCost | 0 | [6 empty] | 0.53391 | 0
LCP_Inputs_ON_Electric_IEA_2023_05_05 | 2036 | CH4 Import - NY 2020 | Import | Methane | PJ | Dispatch-Import | FuelCost | 0 | [6 empty] | 0.53391 | 0
LCP_Inputs_ON_Electric_IEA_2023_05_05 | 2036 | CH4 Import - NY 2020 | Import | Methane | PJ | Dispatch-Import | VOM | 0 | [6 empty] | 0.53391 | 0
LCP_Inputs_ON_Electric_IEA_2023_05_05 | 2036 | CH4 Import - NY 2020 | Import | Methane | QC | Dispatch-Import | EmissionsCost | 0 | [6 empty] | 0.53391 | 0
LCP_Inputs_ON_Electric_IEA_2023_05_05 | 2036 | CH4 Import - NY 2020 | Import | Methane | QC | Dispatch-Import | FuelCost | 0 | [6 empty] | 0.53391 | 0
LCP_Inputs_ON_Electric_IEA_2023_05_05 | 2036 | CH4 Import - NY 2020 | Import | Methane | QC | Dispatch-Import | VOM | 0 | [6 empty] | 0.53391 | 0
LCP_Inputs_ON_Electric_IEA_2023_05_05 | 2036 | CH4 Import - NY 2020 | Import | Methane | WC | Dispatch-Import | EmissionsCost | 0 | [6 empty] | 0.53391 | 0
LCP_Inputs_ON_Electric_IEA_2023_05_05 | 2036 | CH4 Import - NY 2020 | Import | Methane | WC | Dispatch-Import | FuelCost | 0 | [6 empty] | 0.53391 | 0
LCP_Inputs_ON_Electric_IEA_2023_05_05 | 2036 | CH4 Import - NY 2020 | Import | Methane | WC | Dispatch-Import | VOM | 0 | [6 empty] | 0.53391 | 0
LCP_Inputs_ON_Electric_IEA_2023_05_05 | 2036 | CH4 Import - NY 2030 | Import | Methane | MI | Dispatch-Import | EmissionsCost | 0 | [6 empty] | 0.53391 | 0
LCP_Inputs_ON_Electric_IEA_2023_05_05 | 2036 | CH4 Import - NY 2030 | Import | Methane | MI | Dispatch-Import | FuelCost | 0 | [6 empty] | 0.53391 | 0
LCP_Inputs_ON_Electric_IEA_2023_05_05 | 2036 | CH4 Import - NY 2030 | Import | Methane | MI | Dispatch-Import | VOM | 0 | [6 empty] | 0.53391 | 0
LCP_Inputs_ON_Electric_IEA_2023_05_05 | 2036 | CH4 Import - NY 2030 | Import | Methane | NY | Dispatch-Import | EmissionsCost | 2371206202.7872 | [6 empty] | 0.53391 | 1266006377.9051
LCP_Inputs_ON_Electric_IEA_2023_05_05 | 2036 | CH4 Import - NY 2030 | Import | Methane | NY | Dispatch-Import | FuelCost | 644356120.8267 | [6 empty] | 0.53391 | 344027000.9626
LCP_Inputs_ON_Electric_IEA_2023_05_05 | 2036 | CH4 Import - NY 2030 | Import | Methane | NY | Dispatch-Import | VOM | 0 | [6 empty] | 0.53391 | 0
LCP_Inputs_ON_Electric_IEA_2023_05_05 | 2036 | CH4 Import - NY 2030 | Import | Methane | ON | Dispatch-Import | EmissionsCost | 0 | [6 empty] | 0.53391 | 0
LCP_Inputs_ON_Electric_IEA_2023_05_05 | 2036 | CH4 Import - NY 2030 | Import | Methane | ON | Dispatch-Import | FuelCost | 0 | [6 empty] | 0.53391 | 0
LCP_Inputs_ON_Electric_IEA_2023_05_05 | 2036 | CH4 Import - NY 2030 | Import | Methane | ON | Dispatch-Import | VOM | 0 | [6 empty] | 0.53391 | 0
LCP_Inputs_ON_Electric_IEA_2023_05_05 | 2036 | CH4 Import - NY 2030 | Import | Methane | PJ | Dispatch-Import | EmissionsCost | 0 | [6 empty] | 0.53391 | 0
LCP_Inputs_ON_Electric_IEA_2023_05_05 | 2036 | CH4 Import - NY 2030 | Import | Methane | PJ | Dispatch-Import | FuelCost | 0 | [6 empty] | 0.53391 | 0
LCP_Inputs_ON_Electric_IEA_2023_05_05 | 2036 | CH4 Import - NY 2030 | Import | Methane | PJ | Dispatch-Import | VOM | 0 | [6 empty] | 0.53391 | 0
LCP_Inputs_ON_Electric_IEA_2023_05_05 | 2036 | CH4 Import - NY 2030 | Import | Methane | QC | Dispatch-Import | EmissionsCost | 0 | [6 empty] | 0.53391 | 0
LCP_Inputs_ON_Electric_IEA_2023_05_05 | 2036 | CH4 Import - NY 2030 | Import | Methane | QC | Dispatch-Import | FuelCost | 0 | [6 empty] | 0.53391 | 0
LCP_Inputs_ON_Electric_IEA_2023_05_05 | 2036 | CH4 Import - NY 2030 | Import | Methane | QC | Dispatch-Import | VOM | 0 | [6 empty] | 0.53391 | 0
LCP_Inputs_ON_Electric_IEA_2023_05_05 | 2036 | CH4 Import - NY 2030 | Import | Methane | WC | Dispatch-Import | EmissionsCost | 0 | [6 empty] | 0.53391 | 0
LCP_Inputs_ON_Electric_IEA_2023_05_05 | 2036 | CH4 Import - NY 2030 | Import | Methane | WC | Dispatch-Import | FuelCost | 0 | [6 empty] | 0.53391 | 0
LCP_Inputs_ON_Electric_IEA_2023_05_05 | 2036 | CH4 Import - NY 2030 | Import | Methane | WC | Dispatch-Import | VOM | 0 | [6 empty] | 0.53391 | 0
LCP_Inputs_ON_Electric_IEA_2023_05_05 | 2036 | CH4 Import - NY 2040 | Import | Methane | MI | Dispatch-Import | EmissionsCost | 0 | [6 empty] | 0.53391 | 0
LCP_Inputs_ON_Electric_IEA_2023_05_05 | 2036 | CH4 Import - NY 2040 | Import | Methane | MI | Dispatch-Import | FuelCost | 0 | [6 empty] | 0.53391 | 0
LCP_Inputs_ON_Electric_IEA_2023_05_05 | 2036 | CH4 Import - NY 2040 | Import | Methane | MI | Dispatch-Import | VOM | 0 | [6 empty] | 0.53391 | 0
LCP_Inputs_ON_Electric_IEA_2023_05_05 | 2036 | CH4 Import - NY 2040 | Import | Methane | NY | Dispatch-Import | EmissionsCost | 0 | [6 empty] | 0.53391 | 0
LCP_Inputs_ON_Electric_IEA_2023_05_05 | 2036 | CH4 Import - NY 2040 | Import | Methane | NY | Dispatch-Import | FuelCost | 0 | [6 empty] | 0.53391 | 0
LCP_Inputs_ON_Electric_IEA_2023_05_05 | 2036 | CH4 Import - NY 2040 | Import | Methane | NY | Dispatch-Import | VOM | 0 | [6 empty] | 0.53391 | 0
LCP_Inputs_ON_Electric_IEA_2023_05_05 | 2036 | CH4 Import - NY 2040 | Import | Methane | ON | Dispatch-Import | EmissionsCost | 0 | [6 empty] | 0.53391 | 0
LCP_Inputs_ON_Electric_IEA_2023_05_05 | 2036 | CH4 Import - NY 2040 | Import | Methane | ON | Dispatch-Import | FuelCost | 0 | [6 empty] | 0.53391 | 0
LCP_Inputs_ON_Electric_IEA_2023_05_05 | 2036 | CH4 Import - NY 2040 | Import | Methane | ON | Dispatch-Import | VOM | 0 | [6 empty] | 0.53391 | 0
LCP_Inputs_ON_Electric_IEA_2023_05_05 | 2036 | CH4 Import - NY 2040 | Import | Methane | PJ | Dispatch-Import | EmissionsCost | 0 | [6 empty] | 0.53391 | 0
LCP_Inputs_ON_Electric_IEA_2023_05_05 | 2036 | CH4 Import - NY 2040 | Import | Methane | PJ | Dispatch-Import | FuelCost | 0 | [6 empty] | 0.53391 | 0
LCP_Inputs_ON_Electric_IEA_2023_05_05 | 2036 | CH4 Import - NY 2040 | Import | Methane | PJ | Dispatch-Import | VOM | 0 | [6 empty] | 0.53391 | 0
LCP_Inputs_ON_Electric_IEA_2023_05_05 | 2036 | CH4 Import - NY 2040 | Import | Methane | QC | Dispatch-Import | EmissionsCost | 0 | [6 empty] | 0.53391 | 0
LCP_Inputs_ON_Electric_IEA_2023_05_05 | 2036 | CH4 Import - NY 2040 | Import | Methane | QC | Dispatch-Import | FuelCost | 0 | [6 empty] | 0.53391 | 0
LCP_Inputs_ON_Electric_IEA_2023_05_05 | 2036 | CH4 Import - NY 2040 | Import | Methane | QC | Dispatch-Import | VOM | 0 | [6 empty] | 0.53391 | 0
LCP_Inputs_ON_Electric_IEA_2023_05_05 | 2036 | CH4 Import - NY 2040 | Import | Methane | WC | Dispatch-Import | EmissionsCost | 0 | [6 empty] | 0.53391 | 0
LCP_Inputs_ON_Electric_IEA_2023_05_05 | 2036 | CH4 Import - NY 2040 | Import | Methane | WC | Dispatch-Import | FuelCost | 0 | [6 empty] | 0.53391 | 0
LCP_Inputs_ON_Electric_IEA_2023_05_05 | 2036 | CH4 Import - NY 2040 | Import | Methane | WC | Dispatch-Import | VOM | 0 | [6 empty] | 0.53391 | 0
LCP_Inputs_ON_Electric_IEA_2023_05_05 | 2036 | CH4 Import - NY 2050 | Import | Methane | MI | Dispatch-Import | EmissionsCost | 0 | [6 empty] | 0.53391 | 0
LCP_Inputs_ON_Electric_IEA_2023_05_05 | 2036 | CH4 Import - NY 2050 | Import | Methane | MI | Dispatch-Import | FuelCost | 0 | [6 empty] | 0.53391 | 0
LCP_Inputs_ON_Electric_IEA_2023_05_05 | 2036 | CH4 Import - NY 2050 | Import | Methane | MI | Dispatch-Import | VOM | 0 | [6 empty] | 0.53391 | 0
LCP_Inputs_ON_Electric_IEA_2023_05_05 | 2036 | CH4 Import - NY 2050 | Import | Methane | NY | Dispatch-Import | EmissionsCost | 0 | [6 empty] | 0.53391 | 0
LCP_Inputs_ON_Electric_IEA_2023_05_05 | 2036 | CH4 Import - NY 2050 | Import | Methane | NY | Dispatch-Import | FuelCost | 0 | [6 empty] | 0.53391 | 0
LCP_Inputs_ON_Electric_IEA_2023_05_05 | 2036 | CH4 Import - NY 2050 | Import | Methane | NY | Dispatch-Import | VOM | 0 | [6 empty] | 0.53391 | 0
LCP_Inputs_ON_Electric_IEA_2023_05_05 | 2036 | CH4 Import - NY 2050 | Import | Methane | ON | Dispatch-Import | EmissionsCost | 0 | [6 empty] | 0.53391 | 0
LCP_Inputs_ON_Electric_IEA_2023_05_05 | 2036 | CH4 Import - NY 2050 | Import | Methane | ON | Dispatch-Import | FuelCost | 0 | [6 empty] | 0.53391 | 0
LCP_Inputs_ON_Electric_IEA_2023_05_05 | 2036 | CH4 Import - NY 2050 | Import | Methane | ON | Dispatch-Import | VOM | 0 | [6 empty] | 0.53391 | 0
LCP_Inputs_ON_Electric_IEA_2023_05_05 | 2036 | CH4 Import - NY 2050 | Import | Methane | PJ | Dispatch-Import | EmissionsCost | 0 | [6 empty] | 0.53391 | 0
LCP_Inputs_ON_Electric_IEA_2023_05_05 | 2036 | CH4 Import - NY 2050 | Import | Methane | PJ | Dispatch-Import | FuelCost | 0 | [6 empty] | 0.53391 | 0
LCP_Inputs_ON_Electric_IEA_2023_05_05 | 2036 | CH4 Import - NY 2050 | Import | Methane | PJ | Dispatch-Import | VOM | 0 | [6 empty] | 0.53391 | 0
LCP_Inputs_ON_Electric_IEA_2023_05_05 | 2036 | CH4 Import - NY 2050 | Import | Methane | QC | Dispatch-Import | EmissionsCost | 0 | [6 empty] | 0.53391 | 0
LCP_Inputs_ON_Electric_IEA_2023_05_05 | 2036 | CH4 Import - NY 2050 | Import | Methane | QC | Dispatch-Import | FuelCost | 0 | [6 empty] | 0.53391 | 0
LCP_Inputs_ON_Electric_IEA_2023_05_05 | 2036 | CH4 Import - NY 2050 | Import | Methane | QC | Dispatch-Import | VOM | 0 | [6 empty] | 0.53391 | 0
LCP_Inputs_ON_Electric_IEA_2023_05_05 | 2036 | CH4 Import - NY 2050 | Import | Methane | WC | Dispatch-Import | EmissionsCost | 0 | [6 empty] | 0.53391 | 0
LCP_Inputs_ON_Electric_IEA_2023_05_05 | 2036 | CH4 Import - NY 2050 | Import | Methane | WC | Dispatch-Import | FuelCost | 0 | [6 empty] | 0.53391 | 0
LCP_Inputs_ON_Electric_IEA_2023_05_05 | 2036 | CH4 Import - NY 2050 | Import | Methane | WC | Dispatch-Import | VOM | 0 | [6 empty] | 0.53391 | 0
LCP_Inputs_ON_Electric_IEA_2023_05_05 | 2036 | CH4 Import - WC 2020 | Import | Methane | MI | Dispatch-Import | EmissionsCost | 0 | [6 empty] | 0.53391 | 0
LCP_Inputs_ON_Electric_IEA_2023_05_05 | 2036 | CH4 Import - WC 2020 | Import | Methane | MI | Dispatch-Import | FuelCost | 0 | [6 empty] | 0.53391 | 0
LCP_Inputs_ON_Electric_IEA_2023_05_05 | 2036 | CH4 Import - WC 2020 | Import | Methane | MI | Dispatch-Import | VOM | 0 | [6 empty] | 0.53391 | 0
LCP_Inputs_ON_Electric_IEA_2023_05_05 | 2036 | CH4 Import - WC 2020 | Import | Methane | NY | Dispatch-Import | EmissionsCost | 0 | [6 empty] | 0.53391 | 0
LCP_Inputs_ON_Electric_IEA_2023_05_05 | 2036 | CH4 Import - WC 2020 | Import | Methane | NY | Dispatch-Import | FuelCost | 0 | [6 empty] | 0.53391 | 0
LCP_Inputs_ON_Electric_IEA_2023_05_05 | 2036 | CH4 Import - WC 2020 | Import | Methane | NY | Dispatch-Import | VOM | 0 | [6 empty] | 0.53391 | 0
LCP_Inputs_ON_Electric_IEA_2023_05_05 | 2036 | CH4 Import - WC 2020 | Import | Methane | ON | Dispatch-Import | EmissionsCost | 0 | [6 empty] | 0.53391 | 0
LCP_Inputs_ON_Electric_IEA_2023_05_05 | 2036 | CH4 Import - WC 2020 | Import | Methane | ON | Dispatch-Import | FuelCost | 0 | [6 empty] | 0.53391 | 0
LCP_Inputs_ON_Electric_IEA_2023_05_05 | 2036 | CH4 Import - WC 2020 | Import | Methane | ON | Dispatch-Import | VOM | 0 | [6 empty] | 0.53391 | 0
LCP_Inputs_ON_Electric_IEA_2023_05_05 | 2036 | CH4 Import - WC 2020 | Import | Methane | PJ | Dispatch-Import | EmissionsCost | 0 | [6 empty] | 0.53391 | 0
LCP_Inputs_ON_Electric_IEA_2023_05_05 | 2036 | CH4 Import - WC 2020 | Import | Methane | PJ | Dispatch-Import | FuelCost | 0 | [6 empty] | 0.53391 | 0
LCP_Inputs_ON_Electric_IEA_2023_05_05 | 2036 | CH4 Import - WC 2020 | Import | Methane | PJ | Dispatch-Import | VOM | 0 | [6 empty] | 0.53391 | 0
LCP_Inputs_ON_Electric_IEA_2023_05_05 | 2036 | CH4 Import - WC 2020 | Import | Methane | QC | Dispatch-Import | EmissionsCost | 0 | [6 empty] | 0.53391 | 0
LCP_Inputs_ON_Electric_IEA_2023_05_05 | 2036 | CH4 Import - WC 2020 | Import | Methane | QC | Dispatch-Import | FuelCost | 0 | [6 empty] | 0.53391 | 0
LCP_Inputs_ON_Electric_IEA_2023_05_05 | 2036 | CH4 Import - WC 2020 | Import | Methane | QC | Dispatch-Import | VOM | 0 | [6 empty] | 0.53391 | 0
LCP_Inputs_ON_Electric_IEA_2023_05_05 | 2036 | CH4 Import - WC 2020 | Import | Methane | WC | Dispatch-Import | EmissionsCost | 0 | [6 empty] | 0.53391 | 0
LCP_Inputs_ON_Electric_IEA_2023_05_05 | 2036 | CH4 Import - WC 2020 | Import | Methane | WC | Dispatch-Import | FuelCost | 0 | [6 empty] | 0.53391 | 0
LCP_Inputs_ON_Electric_IEA_2023_05_05 | 2036 | CH4 Import - WC 2020 | Import | Methane | WC | Dispatch-Import | VOM | 0 | [6 empty] | 0.53391 | 0
LCP_Inputs_ON_Electric_IEA_2023_05_05 | 2036 | CH4 Import - WC 2030 | Import | Methane | MI | Dispatch-Import | EmissionsCost | 0 | [6 empty] | 0.53391 | 0
LCP_Inputs_ON_Electric_IEA_2023_05_05 | 2036 | CH4 Import - WC 2030 | Import | Methane | MI | Dispatch-Import | FuelCost | 0 | [6 empty] | 0.53391 | 0
LCP_Inputs_ON_Electric_IEA_2023_05_05 | 2036 | CH4 Import - WC 2030 | Import | Methane | MI | Dispatch-Import | VOM | 0 | [6 empty] | 0.53391 | 0
LCP_Inputs_ON_Electric_IEA_2023_05_05 | 2036 | CH4 Import - WC 2030 | Import | Methane | NY | Dispatch-Import | EmissionsCost | 0 | [6 empty] | 0.53391 | 0
LCP_Inputs_ON_Electric_IEA_2023_05_05 | 2036 | CH4 Import - WC 2030 | Import | Methane | NY | Dispatch-Import | FuelCost | 0 | [6 empty] | 0.53391 | 0
LCP_Inputs_ON_Electric_IEA_2023_05_05 | 2036 | CH4 Import - WC 2030 | Import | Methane | NY | Dispatch-Import | VOM | 0 | [6 empty] | 0.53391 | 0
LCP_Inputs_ON_Electric_IEA_2023_05_05 | 2036 | CH4 Import - WC 2030 | Import | Methane | ON | Dispatch-Import | EmissionsCost | 0 | [6 empty] | 0.53391 | 0
LCP_Inputs_ON_Electric_IEA_2023_05_05 | 2036 | CH4 Import - WC 2030 | Import | Methane | ON | Dispatch-Import | FuelCost | 0 | [6 empty] | 0.53391 | 0
LCP_Inputs_ON_Electric_IEA_2023_05_05 | 2036 | CH4 Import - WC 2030 | Import | Methane | ON | Dispatch-Import | VOM | 0 | [6 empty] | 0.53391 | 0
LCP_Inputs_ON_Electric_IEA_2023_05_05 | 2036 | CH4 Import - WC 2030 | Import | Methane | PJ | Dispatch-Import | EmissionsCost | 0 | [6 empty] | 0.53391 | 0
LCP_Inputs_ON_Electric_IEA_2023_05_05 | 2036 | CH4 Import - WC 2030 | Import | Methane | PJ | Dispatch-Import | FuelCost | 0 | [6 empty] | 0.53391 | 0
LCP_Inputs_ON_Electric_IEA_2023_05_05 | 2036 | CH4 Import - WC 2030 | Import | Methane | PJ | Dispatch-Import | VOM | 0 | [6 empty] | 0.53391 | 0
LCP_Inputs_ON_Electric_IEA_2023_05_05 | 2036 | CH4 Import - WC 2030 | Import | Methane | QC | Dispatch-Import | EmissionsCost | 0 | [6 empty] | 0.53391 | 0
LCP_Inputs_ON_Electric_IEA_2023_05_05 | 2036 | CH4 Import - WC 2030 | Import | Methane | QC | Dispatch-Import | FuelCost | 0 | [6 empty] | 0.53391 | 0
LCP_Inputs_ON_Electric_IEA_2023_05_05 | 2036 | CH4 Import - WC 2030 | Import | Methane | QC | Dispatch-Import | VOM | 0 | [6 empty] | 0.53391 | 0
LCP_Inputs_ON_Electric_IEA_2023_05_05 | 2036 | CH4 Import - WC 2030 | Import | Methane | WC | Dispatch-Import | EmissionsCost | 9015205651.9119 | [6 empty] | 0.53391 | 4813292003.045
LCP_Inputs_ON_Electric_IEA_2023_05_05 | 2036 | CH4 Import - WC 2030 | Import | Methane | WC | Dispatch-Import | FuelCost | 2449809272.3833 | [6 empty] | 0.53391 | 1307973199.3964
LCP_Inputs_ON_Electric_IEA_2023_05_05 | 2036 | CH4 Import - WC 2030 | Import | Methane | WC | Dispatch-Import | VOM | 0 | [6 empty] | 0.53391 | 0
LCP_Inputs_ON_Electric_IEA_2023_05_05 | 2036 | CH4 Import - WC 2040 | Import | Methane | MI | Dispatch-Import | EmissionsCost | 0 | [6 empty] | 0.53391 | 0
LCP_Inputs_ON_Electric_IEA_2023_05_05 | 2036 | CH4 Import - WC 2040 | Import | Methane | MI | Dispatch-Import | FuelCost | 0 | [6 empty] | 0.53391 | 0
LCP_Inputs_ON_Electric_IEA_2023_05_05 | 2036 | CH4 Import - WC 2040 | Import | Methane | MI | Dispatch-Import | VOM | 0 | [6 empty] | 0.53391 | 0
LCP_Inputs_ON_Electric_IEA_2023_05_05 | 2036 | CH4 Import - WC 2040 | Import | Methane | NY | Dispatch-Import | EmissionsCost | 0 | [6 empty] | 0.53391 | 0
LCP_Inputs_ON_Electric_IEA_2023_05_05 | 2036 | CH4 Import - WC 2040 | Import | Methane | NY | Dispatch-Import | FuelCost | 0 | [6 empty] | 0.53391 | 0
LCP_Inputs_ON_Electric_IEA_2023_05_05 | 2036 | CH4 Import - WC 2040 | Import | Methane | NY | Dispatch-Import | VOM | 0 | [6 empty] | 0.53391 | 0
LCP_Inputs_ON_Electric_IEA_2023_05_05 | 2036 | CH4 Import - WC 2040 | Import | Methane | ON | Dispatch-Import | EmissionsCost | 0 | [6 empty] | 0.53391 | 0
LCP_Inputs_ON_Electric_IEA_2023_05_05 | 2036 | CH4 Import - WC 2040 | Import | Methane | ON | Dispatch-Import | FuelCost | 0 | [6 empty] | 0.53391 | 0
LCP_Inputs_ON_Electric_IEA_2023_05_05 | 2036 | CH4 Import - WC 2040 | Import | Methane | ON | Dispatch-Import | VOM | 0 | [6 empty] | 0.53391 | 0
LCP_Inputs_ON_Electric_IEA_2023_05_05 | 2036 | CH4 Import - WC 2040 | Import | Methane | PJ | Dispatch-Import | EmissionsCost | 0 | [6 empty] | 0.53391 | 0
LCP_Inputs_ON_Electric_IEA_2023_05_05 | 2036 | CH4 Import - WC 2040 | Import | Methane | PJ | Dispatch-Import | FuelCost | 0 | [6 empty] | 0.53391 | 0
LCP_Inputs_ON_Electric_IEA_2023_05_05 | 2036 | CH4 Import - WC 2040 | Import | Methane | PJ | Dispatch-Import | VOM | 0 | [6 empty] | 0.53391 | 0
LCP_Inputs_ON_Electric_IEA_2023_05_05 | 2036 | CH4 Import - WC 2040 | Import | Methane | QC | Dispatch-Import | EmissionsCost | 0 | [6 empty] | 0.53391 | 0
LCP_Inputs_ON_Electric_IEA_2023_05_05 | 2036 | CH4 Import - WC 2040 | Import | Methane | QC | Dispatch-Import | FuelCost | 0 | [6 empty] | 0.53391 | 0
LCP_Inputs_ON_Electric_IEA_2023_05_05 | 2036 | CH4 Import - WC 2040 | Import | Methane | QC | Dispatch-Import | VOM | 0 | [6 empty] | 0.53391 | 0
LCP_Inputs_ON_Electric_IEA_2023_05_05 | 2036 | CH4 Import - WC 2040 | Import | Methane | WC | Dispatch-Import | EmissionsCost | 0 | [6 empty] | 0.53391 | 0
LCP_Inputs_ON_Electric_IEA_2023_05_05 | 2036 | CH4 Import - WC 2040 | Import | Methane | WC | Dispatch-Import | FuelCost | 0 | [6 empty] | 0.53391 | 0
LCP_Inputs_ON_Electric_IEA_2023_05_05 | 2036 | CH4 Import - WC 2040 | Import | Methane | WC | Dispatch-Import | VOM | 0 | [6 empty] | 0.53391 | 0
LCP_Inputs_ON_Electric_IEA_2023_05_05 | 2036 | CH4 Import - WC 2050 | Import | Methane | MI | Dispatch-Import | EmissionsCost | 0 | [6 empty] | 0.53391 | 0
LCP_Inputs_ON_Electric_IEA_2023_05_05 | 2036 | CH4 Import - WC 2050 | Import | Methane | MI | Dispatch-Import | FuelCost | 0 | [6 empty] | 0.53391 | 0
LCP_Inputs_ON_Electric_IEA_2023_05_05 | 2036 | CH4 Import - WC 2050 | Import | Methane | MI | Dispatch-Import | VOM | 0 | [6 empty] | 0.53391 | 0
LCP_Inputs_ON_Electric_IEA_2023_05_05 | 2036 | CH4 Import - WC 2050 | Import | Methane | NY | Dispatch-Import | EmissionsCost | 0 | [6 empty] | 0.53391 | 0
LCP_Inputs_ON_Electric_IEA_2023_05_05 | 2036 | CH4 Import - WC 2050 | Import | Methane | NY | Dispatch-Import | FuelCost | 0 | [6 empty] | 0.53391 | 0
LCP_Inputs_ON_Electric_IEA_2023_05_05 | 2036 | CH4 Import - WC 2050 | Import | Methane | NY | Dispatch-Import | VOM | 0 | [6 empty] | 0.53391 | 0
LCP_Inputs_ON_Electric_IEA_2023_05_05 | 2036 | CH4 Import - WC 2050 | Import | Methane | ON | Dispatch-Import | EmissionsCost | 0 | [6 empty] | 0.53391 | 0
LCP_Inputs_ON_Electric_IEA_2023_05_05 | 2036 | CH4 Import - WC 2050 | Import | Methane | ON | Dispatch-Import | FuelCost | 0 | [6 empty] | 0.53391 | 0
LCP_Inputs_ON_Electric_IEA_2023_05_05 | 2036 | CH4 Import - WC 2050 | Import | Methane | ON | Dispatch-Import | VOM | 0 | [6 empty] | 0.53391 | 0
LCP_Inputs_ON_Electric_IEA_2023_05_05 | 2036 | CH4 Import - WC 2050 | Import | Methane | PJ | Dispatch-Import | EmissionsCost | 0 | [6 empty] | 0.53391 | 0
LCP_Inputs_ON_Electric_IEA_2023_05_05 | 2036 | CH4 Import - WC 2050 | Import | Methane | PJ | Dispatch-Import | FuelCost | 0 | [6 empty] | 0.53391 | 0
LCP_Inputs_ON_Electric_IEA_2023_05_05 | 2036 | CH4 Import - WC 2050 | Import | Methane | PJ | Dispatch-Import | VOM | 0 | [6 empty] | 0.53391 | 0
LCP_Inputs_ON_Electric_IEA_2023_05_05 | 2036 | CH4 Import - WC 2050 | Import | Methane | QC | Dispatch-Import | EmissionsCost | 0 | [6 empty] | 0.53391 | 0
LCP_Inputs_ON_Electric_IEA_2023_05_05 | 2036 | CH4 Import - WC 2050 | Import | Methane | QC | Dispatch-Import | FuelCost | 0 | [6 empty] | 0.53391 | 0
LCP_Inputs_ON_Electric_IEA_2023_05_05 | 2036 | CH4 Import - WC 2050 | Import | Methane | QC | Dispatch-Import | VOM | 0 | [6 empty] | 0.53391 | 0
LCP_Inputs_ON_Electric_IEA_2023_05_05 | 2036 | CH4 Import - WC 2050 | Import | Methane | WC | Dispatch-Import | EmissionsCost | 0 | [6 empty] | 0.53391 | 0
LCP_Inputs_ON_Electric_IEA_2023_05_05 | 2036 | CH4 Import - WC 2050 | Import | Methane | WC | Dispatch-Import | FuelCost | 0 | [6 empty] | 0.53391 | 0
LCP_Inputs_ON_Electric_IEA_2023_05_05 | 2036 | CH4 Import - WC 2050 | Import | Methane | WC | Dispatch-Import | VOM | 0 | [6 empty] | 0.53391 | 0
LCP_Inputs_ON_Electric_IEA_2023_05_05 | 2036 | CH4 Salt Cavern Storage - ON | Storage | Methane | MI | Dispatch-Storage | EmissionsCost | 0 | [6 empty] | 0.53391 | 0
LCP_Inputs_ON_Electric_IEA_2023_05_05 | 2036 | CH4 Salt Cavern Storage - ON | Storage | Methane | MI | Dispatch-Storage | FuelCost | 0 | [6 empty] | 0.53391 | 0
LCP_Inputs_ON_Electric_IEA_2023_05_05 | 2036 | CH4 Salt Cavern Storage - ON | Storage | Methane | MI | Dispatch-Storage | VOM | 0 | [6 empty] | 0.53391 | 0
LCP_Inputs_ON_Electric_IEA_2023_05_05 | 2036 | CH4 Salt Cavern Storage - ON | Storage | Methane | NY | Dispatch-Storage | EmissionsCost | 0 | [6 empty] | 0.53391 | 0
LCP_Inputs_ON_Electric_IEA_2023_05_05 | 2036 | CH4 Salt Cavern Storage - ON | Storage | Methane | NY | Dispatch-Storage | FuelCost | 0 | [6 empty] | 0.53391 | 0
LCP_Inputs_ON_Electric_IEA_2023_05_05 | 2036 | CH4 Salt Cavern Storage - ON | Storage | Methane | NY | Dispatch-Storage | VOM | 0 | [6 empty] | 0.53391 | 0
LCP_Inputs_ON_Electric_IEA_2023_05_05 | 2036 | CH4 Salt Cavern Storage - ON | Storage | Methane | ON | Dispatch-Storage | EmissionsCost | 0 | [6 empty] | 0.53391 | 0
LCP_Inputs_ON_Electric_IEA_2023_05_05 | 2036 | CH4 Salt Cavern Storage - ON | Storage | Methane | ON | Dispatch-Storage | FuelCost | 0 | [6 empty] | 0.53391 | 0
LCP_Inputs_ON_Electric_IEA_2023_05_05 | 2036 | CH4 Salt Cavern Storage - ON | Storage | Methane | ON | Dispatch-Storage | VOM | 2132066.7953 | [6 empty] | 0.53391 | 1138327.8931
LCP_Inputs_ON_Electric_IEA_2023_05_05 | 2036 | CH4 Salt Cavern Storage - ON | Storage | Methane | PJ | Dispatch-Storage | EmissionsCost | 0 | [6 empty] | 0.53391 | 0
LCP_Inputs_ON_Electric_IEA_2023_05_05 | 2036 | CH4 Salt Cavern Storage - ON | Storage | Methane | PJ | Dispatch-Storage | FuelCost | 0 | [6 empty] | 0.53391 | 0
LCP_Inputs_ON_Electric_IEA_2023_05_05 | 2036 | CH4 Salt Cavern Storage - ON | Storage | Methane | PJ | Dispatch-Storage | VOM | 0 | [6 empty] | 0.53391 | 0
LCP_Inputs_ON_Electric_IEA_2023_05_05 | 2036 | CH4 Salt Cavern Storage - ON | Storage | Methane | QC | Dispatch-Storage | EmissionsCost | 0 | [6 empty] | 0.53391 | 0
LCP_Inputs_ON_Electric_IEA_2023_05_05 | 2036 | CH4 Salt Cavern Storage - ON | Storage | Methane | QC | Dispatch-Storage | FuelCost | 0 | [6 empty] | 0.53391 | 0
LCP_Inputs_ON_Electric_IEA_2023_05_05 | 2036 | CH4 Salt Cavern Storage - ON | Storage | Methane | QC | Dispatch-Storage | VOM | 0 | [6 empty] | 0.53391 | 0
LCP_Inputs_ON_Electric_IEA_2023_05_05 | 2036 | CH4 Salt Cavern Storage - ON | Storage | Methane | WC | Dispatch-Storage | EmissionsCost | 0 | [6 empty] | 0.53391 | 0
LCP_Inputs_ON_Electric_IEA_2023_05_05 | 2036 | CH4 Salt Cavern Storage - ON | Storage | Methane | WC | Dispatch-Storage | FuelCost | 0 | [6 empty] | 0.53391 | 0
LCP_Inputs_ON_Electric_IEA_2023_05_05 | 2036 | CH4 Salt Cavern Storage - ON | Storage | Methane | WC | Dispatch-Storage | VOM | 0 | [6 empty] | 0.53391 | 0
LCP_Inputs_ON_Electric_IEA_2023_05_05 | 2036 | Electrolyser 2020/2030 | Crossload | Hydrogen | MI | Dispatch-Crossload | EmissionsCost | 0 | [6 empty] | 0.53391 | 0
LCP_Inputs_ON_Electric_IEA_2023_05_05 | 2036 | Electrolyser 2020/2030 | Crossload | Hydrogen | MI | Dispatch-Crossload | FuelCost | 0 | [6 empty] | 0.53391 | 0
LCP_Inputs_ON_Electric_IEA_2023_05_05 | 2036 | Electrolyser 2020/2030 | Crossload | Hydrogen | MI | Dispatch-Crossload | VOM | 0 | [6 empty] | 0.53391 | 0
LCP_Inputs_ON_Electric_IEA_2023_05_05 | 2036 | Electrolyser 2020/2030 | Crossload | Hydrogen | NY | Dispatch-Crossload | EmissionsCost | 0 | [6 empty] | 0.53391 | 0
LCP_Inputs_ON_Electric_IEA_2023_05_05 | 2036 | Electrolyser 2020/2030 | Crossload | Hydrogen | NY | Dispatch-Crossload | FuelCost | 0 | [6 empty] | 0.53391 | 0
LCP_Inputs_ON_Electric_IEA_2023_05_05 | 2036 | Electrolyser 2020/2030 | Crossload | Hydrogen | NY | Dispatch-Crossload | VOM | 0 | [6 empty] | 0.53391 | 0
LCP_Inputs_ON_Electric_IEA_2023_05_05 | 2036 | Electrolyser 2020/2030 | Crossload | Hydrogen | ON | Dispatch-Crossload | EmissionsCost | 0 | [6 empty] | 0.53391 | 0
LCP_Inputs_ON_Electric_IEA_2023_05_05 | 2036 | Electrolyser 2020/2030 | Crossload | Hydrogen | ON | Dispatch-Crossload | FuelCost | 0 | [6 empty] | 0.53391 | 0
LCP_Inputs_ON_Electric_IEA_2023_05_05 | 2036 | Electrolyser 2020/2030 | Crossload | Hydrogen | ON | Dispatch-Crossload | VOM | 0 | [6 empty] | 0.53391 | 0
LCP_Inputs_ON_Electric_IEA_2023_05_05 | 2036 | Electrolyser 2020/2030 | Crossload | Hydrogen | PJ | Dispatch-Crossload | EmissionsCost | 0 | [6 empty] | 0.53391 | 0
LCP_Inputs_ON_Electric_IEA_2023_05_05 | 2036 | Electrolyser 2020/2030 | Crossload | Hydrogen | PJ | Dispatch-Crossload | FuelCost | 0 | [6 empty] | 0.53391 | 0
LCP_Inputs_ON_Electric_IEA_2023_05_05 | 2036 | Electrolyser 2020/2030 | Crossload | Hydrogen | PJ | Dispatch-Crossload | VOM | 0 | [6 empty] | 0.53391 | 0
LCP_Inputs_ON_Electric_IEA_2023_05_05 | 2036 | Electrolyser 2020/2030 | Crossload | Hydrogen | QC | Dispatch-Crossload | EmissionsCost | 0 | [6 empty] | 0.53391 | 0
LCP_Inputs_ON_Electric_IEA_2023_05_05 | 2036 | Electrolyser 2020/2030 | Crossload | Hydrogen | QC | Dispatch-Crossload | FuelCost | 0 | [6 empty] | 0.53391 | 0
LCP_Inputs_ON_Electric_IEA_2023_05_05 | 2036 | Electrolyser 2020/2030 | Crossload | Hydrogen | QC | Dispatch-Crossload | VOM | 0 | [6 empty] | 0.53391 | 0
LCP_Inputs_ON_Electric_IEA_2023_05_05 | 2036 | Electrolyser 2020/2030 | Crossload | Hydrogen | WC | Dispatch-Crossload | EmissionsCost | 0 | [6 empty] | 0.53391 | 0
LCP_Inputs_ON_Electric_IEA_2023_05_05 | 2036 | Electrolyser 2020/2030 | Crossload | Hydrogen | WC | Dispatch-Crossload | FuelCost | 0 | [6 empty] | 0.53391 | 0
LCP_Inputs_ON_Electric_IEA_2023_05_05 | 2036 | Electrolyser 2020/2030 | Crossload | Hydrogen | WC | Dispatch-Crossload | VOM | 0 | [6 empty] | 0.53391 | 0
LCP_Inputs_ON_Electric_IEA_2023_05_05 | 2036 | Electrolyser 2040 | Crossload | Hydrogen | MI | Dispatch-Crossload | EmissionsCost | 0 | [6 empty] | 0.53391 | 0
LCP_Inputs_ON_Electric_IEA_2023_05_05 | 2036 | Electrolyser 2040 | Crossload | Hydrogen | MI | Dispatch-Crossload | FuelCost | 0 | [6 empty] | 0.53391 | 0
LCP_Inputs_ON_Electric_IEA_2023_05_05 | 2036 | Electrolyser 2040 | Crossload | Hydrogen | MI | Dispatch-Crossload | VOM | 0 | [6 empty] | 0.53391 | 0
LCP_Inputs_ON_Electric_IEA_2023_05_05 | 2036 | Electrolyser 2040 | Crossload | Hydrogen | NY | Dispatch-Crossload | EmissionsCost | 0 | [6 empty] | 0.53391 | 0
LCP_Inputs_ON_Electric_IEA_2023_05_05 | 2036 | Electrolyser 2040 | Crossload | Hydrogen | NY | Dispatch-Crossload | FuelCost | 0 | [6 empty] | 0.53391 | 0
LCP_Inputs_ON_Electric_IEA_2023_05_05 | 2036 | Electrolyser 2040 | Crossload | Hydrogen | NY | Dispatch-Crossload | VOM | 0 | [6 empty] | 0.53391 | 0
LCP_Inputs_ON_Electric_IEA_2023_05_05 | 2036 | Electrolyser 2040 | Crossload | Hydrogen | ON | Dispatch-Crossload | EmissionsCost | 0 | [6 empty] | 0.53391 | 0
LCP_Inputs_ON_Electric_IEA_2023_05_05 | 2036 | Electrolyser 2040 | Crossload | Hydrogen | ON | Dispatch-Crossload | FuelCost | 0 | [6 empty] | 0.53391 | 0
LCP_Inputs_ON_Electric_IEA_2023_05_05 | 2036 | Electrolyser 2040 | Crossload | Hydrogen | ON | Dispatch-Crossload | VOM | 0 | [6 empty] | 0.53391 | 0
LCP_Inputs_ON_Electric_IEA_2023_05_05 | 2036 | Electrolyser 2040 | Crossload | Hydrogen | PJ | Dispatch-Crossload | EmissionsCost | 0 | [6 empty] | 0.53391 | 0
LCP_Inputs_ON_Electric_IEA_2023_05_05 | 2036 | Electrolyser 2040 | Crossload | Hydrogen | PJ | Dispatch-Crossload | FuelCost | 0 | [6 empty] | 0.53391 | 0
LCP_Inputs_ON_Electric_IEA_2023_05_05 | 2036 | Electrolyser 2040 | Crossload | Hydrogen | PJ | Dispatch-Crossload | VOM | 0 | [6 empty] | 0.53391 | 0
LCP_Inputs_ON_Electric_IEA_2023_05_05 | 2036 | Electrolyser 2040 | Crossload | Hydrogen | QC | Dispatch-Crossload | EmissionsCost | 0 | [6 empty] | 0.53391 | 0
LCP_Inputs_ON_Electric_IEA_2023_05_05 | 2036 | Electrolyser 2040 | Crossload | Hydrogen | QC | Dispatch-Crossload | FuelCost | 0 | [6 empty] | 0.53391 | 0
LCP_Inputs_ON_Electric_IEA_2023_05_05 | 2036 | Electrolyser 2040 | Crossload | Hydrogen | QC | Dispatch-Crossload | VOM | 0 | [6 empty] | 0.53391 | 0
LCP_Inputs_ON_Electric_IEA_2023_05_05 | 2036 | Electrolyser 2040 | Crossload | Hydrogen | WC | Dispatch-Crossload | EmissionsCost | 0 | [6 empty] | 0.53391 | 0
LCP_Inputs_ON_Electric_IEA_2023_05_05 | 2036 | Electrolyser 2040 | Crossload | Hydrogen | WC | Dispatch-Crossload | FuelCost | 0 | [6 empty] | 0.53391 | 0
LCP_Inputs_ON_Electric_IEA_2023_05_05 | 2036 | Electrolyser 2040 | Crossload | Hydrogen | WC | Dispatch-Crossload | VOM | 0 | [6 empty] | 0.53391 | 0
LCP_Inputs_ON_Electric_IEA_2023_05_05 | 2036 | Electrolyser 2050 | Crossload | Hydrogen | MI | Dispatch-Crossload | EmissionsCost | 0 | [6 empty] | 0.53391 | 0
LCP_Inputs_ON_Electric_IEA_2023_05_05 | 2036 | Electrolyser 2050 | Crossload | Hydrogen | MI | Dispatch-Crossload | FuelCost | 0 | [6 empty] | 0.53391 | 0
LCP_Inputs_ON_Electric_IEA_2023_05_05 | 2036 | Electrolyser 2050 | Crossload | Hydrogen | MI | Dispatch-Crossload | VOM | 0 | [6 empty] | 0.53391 | 0
LCP_Inputs_ON_Electric_IEA_2023_05_05 | 2036 | Electrolyser 2050 | Crossload | Hydrogen | NY | Dispatch-Crossload | EmissionsCost | 0 | [6 empty] | 0.53391 | 0
LCP_Inputs_ON_Electric_IEA_2023_05_05 | 2036 | Electrolyser 2050 | Crossload | Hydrogen | NY | Dispatch-Crossload | FuelCost | 0 | [6 empty] | 0.53391 | 0
LCP_Inputs_ON_Electric_IEA_2023_05_05 | 2036 | Electrolyser 2050 | Crossload | Hydrogen | NY | Dispatch-Crossload | VOM | 0 | [6 empty] | 0.53391 | 0
LCP_Inputs_ON_Electric_IEA_2023_05_05 | 2036 | Electrolyser 2050 | Crossload | Hydrogen | ON | Dispatch-Crossload | EmissionsCost | 0 | [6 empty] | 0.53391 | 0
LCP_Inputs_ON_Electric_IEA_2023_05_05 | 2036 | Electrolyser 2050 | Crossload | Hydrogen | ON | Dispatch-Crossload | FuelCost | 0 | [6 empty] | 0.53391 | 0
LCP_Inputs_ON_Electric_IEA_2023_05_05 | 2036 | Electrolyser 2050 | Crossload | Hydrogen | ON | Dispatch-Crossload | VOM | 0 | [6 empty] | 0.53391 | 0
LCP_Inputs_ON_Electric_IEA_2023_05_05 | 2036 | Electrolyser 2050 | Crossload | Hydrogen | PJ | Dispatch-Crossload | EmissionsCost | 0 | [6 empty] | 0.53391 | 0
LCP_Inputs_ON_Electric_IEA_2023_05_05 | 2036 | Electrolyser 2050 | Crossload | Hydrogen | PJ | Dispatch-Crossload | FuelCost | 0 | [6 empty] | 0.53391 | 0
LCP_Inputs_ON_Electric_IEA_2023_05_05 | 2036 | Electrolyser 2050 | Crossload | Hydrogen | PJ | Dispatch-Crossload | VOM | 0 | [6 empty] | 0.53391 | 0
LCP_Inputs_ON_Electric_IEA_2023_05_05 | 2036 | Electrolyser 2050 | Crossload | Hydrogen | QC | Dispatch-Crossload | EmissionsCost | 0 | [6 empty] | 0.53391 | 0
LCP_Inputs_ON_Electric_IEA_2023_05_05 | 2036 | Electrolyser 2050 | Crossload | Hydrogen | QC | Dispatch-Crossload | FuelCost | 0 | [6 empty] | 0.53391 | 0
LCP_Inputs_ON_Electric_IEA_2023_05_05 | 2036 | Electrolyser 2050 | Crossload | Hydrogen | QC | Dispatch-Crossload | VOM | 0 | [6 empty] | 0.53391 | 0
LCP_Inputs_ON_Electric_IEA_2023_05_05 | 2036 | Electrolyser 2050 | Crossload | Hydrogen | WC | Dispatch-Crossload | EmissionsCost | 0 | [6 empty] | 0.53391 | 0
LCP_Inputs_ON_Electric_IEA_2023_05_05 | 2036 | Electrolyser 2050 | Crossload | Hydrogen | WC | Dispatch-Crossload | FuelCost | 0 | [6 empty] | 0.53391 | 0
LCP_Inputs_ON_Electric_IEA_2023_05_05 | 2036 | Electrolyser 2050 | Crossload | Hydrogen | WC | Dispatch-Crossload | VOM | 0 | [6 empty] | 0.53391 | 0
LCP_Inputs_ON_Electric_IEA_2023_05_05 | 2036 | Fossil Fuel Thermal (Coal, Peat, Oil) | Generation | Electricity | MI | Dispatch-Generation | EmissionsCost | 0 | [6 empty] | 0.53391 | 0
LCP_Inputs_ON_Electric_IEA_2023_05_05 | 2036 | Fossil Fuel Thermal (Coal, Peat, Oil) | Generation | Electricity | MI | Dispatch-Generation | FuelCost | 0 | [6 empty] | 0.53391 | 0
LCP_Inputs_ON_Electric_IEA_2023_05_05 | 2036 | Fossil Fuel Thermal (Coal, Peat, Oil) | Generation | Electricity | MI | Dispatch-Generation | VOM | 0 | [6 empty] | 0.53391 | 0
LCP_Inputs_ON_Electric_IEA_2023_05_05 | 2036 | Fossil Fuel Thermal (Coal, Peat, Oil) | Generation | Electricity | NY | Dispatch-Generation | EmissionsCost | 0 | [6 empty] | 0.53391 | 0
LCP_Inputs_ON_Electric_IEA_2023_05_05 | 2036 | Fossil Fuel Thermal (Coal, Peat, Oil) | Generation | Electricity | NY | Dispatch-Generation | FuelCost | 0 | [6 empty] | 0.53391 | 0
LCP_Inputs_ON_Electric_IEA_2023_05_05 | 2036 | Fossil Fuel Thermal (Coal, Peat, Oil) | Generation | Electricity | NY | Dispatch-Generation | VOM | 0 | [6 empty] | 0.53391 | 0
LCP_Inputs_ON_Electric_IEA_2023_05_05 | 2036 | Fossil Fuel Thermal (Coal, Peat, Oil) | Generation | Electricity | ON | Dispatch-Generation | EmissionsCost | 0 | [6 empty] | 0.53391 | 0
LCP_Inputs_ON_Electric_IEA_2023_05_05 | 2036 | Fossil Fuel Thermal (Coal, Peat, Oil) | Generation | Electricity | ON | Dispatch-Generation | FuelCost | 0 | [6 empty] | 0.53391 | 0
LCP_Inputs_ON_Electric_IEA_2023_05_05 | 2036 | Fossil Fuel Thermal (Coal, Peat, Oil) | Generation | Electricity | ON | Dispatch-Generation | VOM | 0 | [6 empty] | 0.53391 | 0
LCP_Inputs_ON_Electric_IEA_2023_05_05 | 2036 | Fossil Fuel Thermal (Coal, Peat, Oil) | Generation | Electricity | PJ | Dispatch-Generation | EmissionsCost | 0 | [6 empty] | 0.53391 | 0
LCP_Inputs_ON_Electric_IEA_2023_05_05 | 2036 | Fossil Fuel Thermal (Coal, Peat, Oil) | Generation | Electricity | PJ | Dispatch-Generation | FuelCost | 0 | [6 empty] | 0.53391 | 0
LCP_Inputs_ON_Electric_IEA_2023_05_05 | 2036 | Fossil Fuel Thermal (Coal, Peat, Oil) | Generation | Electricity | PJ | Dispatch-Generation | VOM | 0 | [6 empty] | 0.53391 | 0
LCP_Inputs_ON_Electric_IEA_2023_05_05 | 2036 | Fossil Fuel Thermal (Coal, Peat, Oil) | Generation | Electricity | QC | Dispatch-Generation | EmissionsCost | 0 | [6 empty] | 0.53391 | 0
LCP_Inputs_ON_Electric_IEA_2023_05_05 | 2036 | Fossil Fuel Thermal (Coal, Peat, Oil) | Generation | Electricity | QC | Dispatch-Generation | FuelCost | 0 | [6 empty] | 0.53391 | 0
LCP_Inputs_ON_Electric_IEA_2023_05_05 | 2036 | Fossil Fuel Thermal (Coal, Peat, Oil) | Generation | Electricity | QC | Dispatch-Generation | VOM | 0 | [6 empty] | 0.53391 | 0
LCP_Inputs_ON_Electric_IEA_2023_05_05 | 2036 | Fossil Fuel Thermal (Coal, Peat, Oil) | Generation | Electricity | WC | Dispatch-Generation | EmissionsCost | 0 | [6 empty] | 0.53391 | 0
LCP_Inputs_ON_Electric_IEA_2023_05_05 | 2036 | Fossil Fuel Thermal (Coal, Peat, Oil) | Generation | Electricity | WC | Dispatch-Generation | FuelCost | 0 | [6 empty] | 0.53391 | 0
LCP_Inputs_ON_Electric_IEA_2023_05_05 | 2036 | Fossil Fuel Thermal (Coal, Peat, Oil) | Generation | Electricity | WC | Dispatch-Generation | VOM | 0 | [6 empty] | 0.53391 | 0
LCP_Inputs_ON_Electric_IEA_2023_05_05 | 2036 | Generic - Generator | Generation | Electricity | MI | Dispatch-Generation | EmissionsCost | 0 | [6 empty] | 0.53391 | 0
LCP_Inputs_ON_Electric_IEA_2023_05_05 | 2036 | Generic - Generator | Generation | Electricity | MI | Dispatch-Generation | FuelCost | 1794585963.3865 | [6 empty] | 0.53391 | 958144117.8231
LCP_Inputs_ON_Electric_IEA_2023_05_05 | 2036 | Generic - Generator | Generation | Electricity | MI | Dispatch-Generation | VOM | 62669128.1502 | [6 empty] | 0.53391 | 33459559.8825
LCP_Inputs_ON_Electric_IEA_2023_05_05 | 2036 | Generic - Generator | Generation | Electricity | NY | Dispatch-Generation | EmissionsCost | 0 | [6 empty] | 0.53391 | 0
LCP_Inputs_ON_Electric_IEA_2023_05_05 | 2036 | Generic - Generator | Generation | Electricity | NY | Dispatch-Generation | FuelCost | 797307477.8972 | [6 empty] | 0.53391 | 425688980.9848
LCP_Inputs_ON_Electric_IEA_2023_05_05 | 2036 | Generic - Generator | Generation | Electricity | NY | Dispatch-Generation | VOM | 27842948.4722 | [6 empty] | 0.53391 | 14865577.8245
LCP_Inputs_ON_Electric_IEA_2023_05_05 | 2036 | Generic - Generator | Generation | Electricity | ON | Dispatch-Generation | EmissionsCost | 0 | [6 empty] | 0.53391 | 0
LCP_Inputs_ON_Electric_IEA_2023_05_05 | 2036 | Generic - Generator | Generation | Electricity | ON | Dispatch-Generation | FuelCost | 0 | [6 empty] | 0.53391 | 0
LCP_Inputs_ON_Electric_IEA_2023_05_05 | 2036 | Generic - Generator | Generation | Electricity | ON | Dispatch-Generation | VOM | 0 | [6 empty] | 0.53391 | 0
LCP_Inputs_ON_Electric_IEA_2023_05_05 | 2036 | Generic - Generator | Generation | Electricity | PJ | Dispatch-Generation | EmissionsCost | 0 | [6 empty] | 0.53391 | 0
LCP_Inputs_ON_Electric_IEA_2023_05_05 | 2036 | Generic - Generator | Generation | Electricity | PJ | Dispatch-Generation | FuelCost | 7303522587.8806 | [6 empty] | 0.53391 | 3899410420.9757
LCP_Inputs_ON_Electric_IEA_2023_05_05 | 2036 | Generic - Generator | Generation | Electricity | PJ | Dispatch-Generation | VOM | 255047906.5067 | [6 empty] | 0.53391 | 136172162.4755
LCP_Inputs_ON_Electric_IEA_2023_05_05 | 2036 | Generic - Generator | Generation | Electricity | QC | Dispatch-Generation | EmissionsCost | 0 | [6 empty] | 0.53391 | 0
LCP_Inputs_ON_Electric_IEA_2023_05_05 | 2036 | Generic - Generator | Generation | Electricity | QC | Dispatch-Generation | FuelCost | 0 | [6 empty] | 0.53391 | 0
LCP_Inputs_ON_Electric_IEA_2023_05_05 | 2036 | Generic - Generator | Generation | Electricity | QC | Dispatch-Generation | VOM | 0 | [6 empty] | 0.53391 | 0
LCP_Inputs_ON_Electric_IEA_2023_05_05 | 2036 | Generic - Generator | Generation | Electricity | WC | Dispatch-Generation | EmissionsCost | 0 | [6 empty] | 0.53391 | 0
LCP_Inputs_ON_Electric_IEA_2023_05_05 | 2036 | Generic - Generator | Generation | Electricity | WC | Dispatch-Generation | FuelCost | 1734119.8634 | [6 empty] | 0.53391 | 925860.7727
LCP_Inputs_ON_Electric_IEA_2023_05_05 | 2036 | Generic - Generator | Generation | Electricity | WC | Dispatch-Generation | VOM | 60557.5783 | [6 empty] | 0.53391 | 32332.1861
LCP_Inputs_ON_Electric_IEA_2023_05_05 | 2036 | H2 Import - QC | Import | Hydrogen | MI | Dispatch-Import | EmissionsCost | 0 | [6 empty] | 0.53391 | 0
LCP_Inputs_ON_Electric_IEA_2023_05_05 | 2036 | H2 Import - QC | Import | Hydrogen | MI | Dispatch-Import | FuelCost | 0 | [6 empty] | 0.53391 | 0
LCP_Inputs_ON_Electric_IEA_2023_05_05 | 2036 | H2 Import - QC | Import | Hydrogen | MI | Dispatch-Import | VOM | 0 | [6 empty] | 0.53391 | 0
LCP_Inputs_ON_Electric_IEA_2023_05_05 | 2036 | H2 Import - QC | Import | Hydrogen | NY | Dispatch-Import | EmissionsCost | 0 | [6 empty] | 0.53391 | 0
LCP_Inputs_ON_Electric_IEA_2023_05_05 | 2036 | H2 Import - QC | Import | Hydrogen | NY | Dispatch-Import | FuelCost | 0 | [6 empty] | 0.53391 | 0
LCP_Inputs_ON_Electric_IEA_2023_05_05 | 2036 | H2 Import - QC | Import | Hydrogen | NY | Dispatch-Import | VOM | 0 | [6 empty] | 0.53391 | 0
LCP_Inputs_ON_Electric_IEA_2023_05_05 | 2036 | H2 Import - QC | Import | Hydrogen | ON | Dispatch-Import | EmissionsCost | 0 | [6 empty] | 0.53391 | 0
LCP_Inputs_ON_Electric_IEA_2023_05_05 | 2036 | H2 Import - QC | Import | Hydrogen | ON | Dispatch-Import | FuelCost | 0 | [6 empty] | 0.53391 | 0
LCP_Inputs_ON_Electric_IEA_2023_05_05 | 2036 | H2 Import - QC | Import | Hydrogen | ON | Dispatch-Import | VOM | 0 | [6 empty] | 0.53391 | 0
LCP_Inputs_ON_Electric_IEA_2023_05_05 | 2036 | H2 Import - QC | Import | Hydrogen | PJ | Dispatch-Import | EmissionsCost | 0 | [6 empty] | 0.53391 | 0
LCP_Inputs_ON_Electric_IEA_2023_05_05 | 2036 | H2 Import - QC | Import | Hydrogen | PJ | Dispatch-Import | FuelCost | 0 | [6 empty] | 0.53391 | 0
LCP_Inputs_ON_Electric_IEA_2023_05_05 | 2036 | H2 Import - QC | Import | Hydrogen | PJ | Dispatch-Import | VOM | 0 | [6 empty] | 0.53391 | 0
LCP_Inputs_ON_Electric_IEA_2023_05_05 | 2036 | H2 Import - QC | Import | Hydrogen | QC | Dispatch-Import | EmissionsCost | 0 | [6 empty] | 0.53391 | 0
LCP_Inputs_ON_Electric_IEA_2023_05_05 | 2036 | H2 Import - QC | Import | Hydrogen | QC | Dispatch-Import | FuelCost | 0 | [6 empty] | 0.53391 | 0
LCP_Inputs_ON_Electric_IEA_2023_05_05 | 2036 | H2 Import - QC | Import | Hydrogen | QC | Dispatch-Import | VOM | 0 | [6 empty] | 0.53391 | 0
LCP_Inputs_ON_Electric_IEA_2023_05_05 | 2036 | H2 Import - QC | Import | Hydrogen | WC | Dispatch-Import | EmissionsCost | 0 | [6 empty] | 0.53391 | 0
LCP_Inputs_ON_Electric_IEA_2023_05_05 | 2036 | H2 Import - QC | Import | Hydrogen | WC | Dispatch-Import | FuelCost | 0 | [6 empty] | 0.53391 | 0
LCP_Inputs_ON_Electric_IEA_2023_05_05 | 2036 | H2 Import - QC | Import | Hydrogen | WC | Dispatch-Import | VOM | 0 | [6 empty] | 0.53391 | 0
LCP_Inputs_ON_Electric_IEA_2023_05_05 | 2036 | H2 Import - WC | Import | Hydrogen | MI | Dispatch-Import | EmissionsCost | 0 | [6 empty] | 0.53391 | 0
LCP_Inputs_ON_Electric_IEA_2023_05_05 | 2036 | H2 Import - WC | Import | Hydrogen | MI | Dispatch-Import | FuelCost | 0 | [6 empty] | 0.53391 | 0
LCP_Inputs_ON_Electric_IEA_2023_05_05 | 2036 | H2 Import - WC | Import | Hydrogen | MI | Dispatch-Import | VOM | 0 | [6 empty] | 0.53391 | 0
LCP_Inputs_ON_Electric_IEA_2023_05_05 | 2036 | H2 Import - WC | Import | Hydrogen | NY | Dispatch-Import | EmissionsCost | 0 | [6 empty] | 0.53391 | 0
LCP_Inputs_ON_Electric_IEA_2023_05_05 | 2036 | H2 Import - WC | Import | Hydrogen | NY | Dispatch-Import | FuelCost | 0 | [6 empty] | 0.53391 | 0
LCP_Inputs_ON_Electric_IEA_2023_05_05 | 2036 | H2 Import - WC | Import | Hydrogen | NY | Dispatch-Import | VOM | 0 | [6 empty] | 0.53391 | 0
LCP_Inputs_ON_Electric_IEA_2023_05_05 | 2036 | H2 Import - WC | Import | Hydrogen | ON | Dispatch-Import | EmissionsCost | 0 | [6 empty] | 0.53391 | 0
LCP_Inputs_ON_Electric_IEA_2023_05_05 | 2036 | H2 Import - WC | Import | Hydrogen | ON | Dispatch-Import | FuelCost | 0 | [6 empty] | 0.53391 | 0
LCP_Inputs_ON_Electric_IEA_2023_05_05 | 2036 | H2 Import - WC | Import | Hydrogen | ON | Dispatch-Import | VOM | 0 | [6 empty] | 0.53391 | 0
LCP_Inputs_ON_Electric_IEA_2023_05_05 | 2036 | H2 Import - WC | Import | Hydrogen | PJ | Dispatch-Import | EmissionsCost | 0 | [6 empty] | 0.53391 | 0
LCP_Inputs_ON_Electric_IEA_2023_05_05 | 2036 | H2 Import - WC | Import | Hydrogen | PJ | Dispatch-Import | FuelCost | 0 | [6 empty] | 0.53391 | 0
LCP_Inputs_ON_Electric_IEA_2023_05_05 | 2036 | H2 Import - WC | Import | Hydrogen | PJ | Dispatch-Import | VOM | 0 | [6 empty] | 0.53391 | 0
LCP_Inputs_ON_Electric_IEA_2023_05_05 | 2036 | H2 Import - WC | Import | Hydrogen | QC | Dispatch-Import | EmissionsCost | 0 | [6 empty] | 0.53391 | 0
LCP_Inputs_ON_Electric_IEA_2023_05_05 | 2036 | H2 Import - WC | Import | Hydrogen | QC | Dispatch-Import | FuelCost | 0 | [6 empty] | 0.53391 | 0
LCP_Inputs_ON_Electric_IEA_2023_05_05 | 2036 | H2 Import - WC | Import | Hydrogen | QC | Dispatch-Import | VOM | 0 | [6 empty] | 0.53391 | 0
LCP_Inputs_ON_Electric_IEA_2023_05_05 | 2036 | H2 Import - WC | Import | Hydrogen | WC | Dispatch-Import | EmissionsCost | 0 | [6 empty] | 0.53391 | 0
LCP_Inputs_ON_Electric_IEA_2023_05_05 | 2036 | H2 Import - WC | Import | Hydrogen | WC | Dispatch-Import | FuelCost | 0 | [6 empty] | 0.53391 | 0
LCP_Inputs_ON_Electric_IEA_2023_05_05 | 2036 | H2 Import - WC | Import | Hydrogen | WC | Dispatch-Import | VOM | 0 | [6 empty] | 0.53391 | 0
LCP_Inputs_ON_Electric_IEA_2023_05_05 | 2036 | H2 Salt Cavern Storage - ON | Storage | Hydrogen | MI | Dispatch-Storage | EmissionsCost | 0 | [6 empty] | 0.53391 | 0
LCP_Inputs_ON_Electric_IEA_2023_05_05 | 2036 | H2 Salt Cavern Storage - ON | Storage | Hydrogen | MI | Dispatch-Storage | FuelCost | 0 | [6 empty] | 0.53391 | 0
LCP_Inputs_ON_Electric_IEA_2023_05_05 | 2036 | H2 Salt Cavern Storage - ON | Storage | Hydrogen | MI | Dispatch-Storage | VOM | 0 | [6 empty] | 0.53391 | 0
LCP_Inputs_ON_Electric_IEA_2023_05_05 | 2036 | H2 Salt Cavern Storage - ON | Storage | Hydrogen | NY | Dispatch-Storage | EmissionsCost | 0 | [6 empty] | 0.53391 | 0
LCP_Inputs_ON_Electric_IEA_2023_05_05 | 2036 | H2 Salt Cavern Storage - ON | Storage | Hydrogen | NY | Dispatch-Storage | FuelCost | 0 | [6 empty] | 0.53391 | 0
LCP_Inputs_ON_Electric_IEA_2023_05_05 | 2036 | H2 Salt Cavern Storage - ON | Storage | Hydrogen | NY | Dispatch-Storage | VOM | 0 | [6 empty] | 0.53391 | 0
LCP_Inputs_ON_Electric_IEA_2023_05_05 | 2036 | H2 Salt Cavern Storage - ON | Storage | Hydrogen | ON | Dispatch-Storage | EmissionsCost | 0 | [6 empty] | 0.53391 | 0
LCP_Inputs_ON_Electric_IEA_2023_05_05 | 2036 | H2 Salt Cavern Storage - ON | Storage | Hydrogen | ON | Dispatch-Storage | FuelCost | 0 | [6 empty] | 0.53391 | 0
LCP_Inputs_ON_Electric_IEA_2023_05_05 | 2036 | H2 Salt Cavern Storage - ON | Storage | Hydrogen | ON | Dispatch-Storage | VOM | 12004507.7434 | [6 empty] | 0.53391 | 6409304.8293
LCP_Inputs_ON_Electric_IEA_2023_05_05 | 2036 | H2 Salt Cavern Storage - ON | Storage | Hydrogen | PJ | Dispatch-Storage | EmissionsCost | 0 | [6 empty] | 0.53391 | 0
LCP_Inputs_ON_Electric_IEA_2023_05_05 | 2036 | H2 Salt Cavern Storage - ON | Storage | Hydrogen | PJ | Dispatch-Storage | FuelCost | 0 | [6 empty] | 0.53391 | 0
LCP_Inputs_ON_Electric_IEA_2023_05_05 | 2036 | H2 Salt Cavern Storage - ON | Storage | Hydrogen | PJ | Dispatch-Storage | VOM | 0 | [6 empty] | 0.53391 | 0
LCP_Inputs_ON_Electric_IEA_2023_05_05 | 2036 | H2 Salt Cavern Storage - ON | Storage | Hydrogen | QC | Dispatch-Storage | EmissionsCost | 0 | [6 empty] | 0.53391 | 0
LCP_Inputs_ON_Electric_IEA_2023_05_05 | 2036 | H2 Salt Cavern Storage - ON | Storage | Hydrogen | QC | Dispatch-Storage | FuelCost | 0 | [6 empty] | 0.53391 | 0
LCP_Inputs_ON_Electric_IEA_2023_05_05 | 2036 | H2 Salt Cavern Storage - ON | Storage | Hydrogen | QC | Dispatch-Storage | VOM | 0 | [6 empty] | 0.53391 | 0
LCP_Inputs_ON_Electric_IEA_2023_05_05 | 2036 | H2 Salt Cavern Storage - ON | Storage | Hydrogen | WC | Dispatch-Storage | EmissionsCost | 0 | [6 empty] | 0.53391 | 0
LCP_Inputs_ON_Electric_IEA_2023_05_05 | 2036 | H2 Salt Cavern Storage - ON | Storage | Hydrogen | WC | Dispatch-Storage | FuelCost | 0 | [6 empty] | 0.53391 | 0
LCP_Inputs_ON_Electric_IEA_2023_05_05 | 2036 | H2 Salt Cavern Storage - ON | Storage | Hydrogen | WC | Dispatch-Storage | VOM | 0 | [6 empty] | 0.53391 | 0
LCP_Inputs_ON_Electric_IEA_2023_05_05 | 2036 | Hydro | Generation | Electricity | MI | Dispatch-Generation | EmissionsCost | 0 | [6 empty] | 0.53391 | 0
LCP_Inputs_ON_Electric_IEA_2023_05_05 | 2036 | Hydro | Generation | Electricity | MI | Dispatch-Generation | FuelCost | 0 | [6 empty] | 0.53391 | 0
LCP_Inputs_ON_Electric_IEA_2023_05_05 | 2036 | Hydro | Generation | Electricity | MI | Dispatch-Generation | VOM | 0 | [6 empty] | 0.53391 | 0
LCP_Inputs_ON_Electric_IEA_2023_05_05 | 2036 | Hydro | Generation | Electricity | NY | Dispatch-Generation | EmissionsCost | 0 | [6 empty] | 0.53391 | 0
LCP_Inputs_ON_Electric_IEA_2023_05_05 | 2036 | Hydro | Generation | Electricity | NY | Dispatch-Generation | FuelCost | 0 | [6 empty] | 0.53391 | 0
LCP_Inputs_ON_Electric_IEA_2023_05_05 | 2036 | Hydro | Generation | Electricity | NY | Dispatch-Generation | VOM | 0 | [6 empty] | 0.53391 | 0
LCP_Inputs_ON_Electric_IEA_2023_05_05 | 2036 | Hydro | Generation | Electricity | ON | Dispatch-Generation | EmissionsCost | 0 | [6 empty] | 0.53391 | 0
LCP_Inputs_ON_Electric_IEA_2023_05_05 | 2036 | Hydro | Generation | Electricity | ON | Dispatch-Generation | FuelCost | 0 | [6 empty] | 0.53391 | 0
LCP_Inputs_ON_Electric_IEA_2023_05_05 | 2036 | Hydro | Generation | Electricity | ON | Dispatch-Generation | VOM | 0 | [6 empty] | 0.53391 | 0
LCP_Inputs_ON_Electric_IEA_2023_05_05 | 2036 | Hydro | Generation | Electricity | PJ | Dispatch-Generation | EmissionsCost | 0 | [6 empty] | 0.53391 | 0
LCP_Inputs_ON_Electric_IEA_2023_05_05 | 2036 | Hydro | Generation | Electricity | PJ | Dispatch-Generation | FuelCost | 0 | [6 empty] | 0.53391 | 0
LCP_Inputs_ON_Electric_IEA_2023_05_05 | 2036 | Hydro | Generation | Electricity | PJ | Dispatch-Generation | VOM | 0 | [6 empty] | 0.53391 | 0
LCP_Inputs_ON_Electric_IEA_2023_05_05 | 2036 | Hydro | Generation | Electricity | QC | Dispatch-Generation | EmissionsCost | 0 | [6 empty] | 0.53391 | 0
LCP_Inputs_ON_Electric_IEA_2023_05_05 | 2036 | Hydro | Generation | Electricity | QC | Dispatch-Generation | FuelCost | 0 | [6 empty] | 0.53391 | 0
LCP_Inputs_ON_Electric_IEA_2023_05_05 | 2036 | Hydro | Generation | Electricity | QC | Dispatch-Generation | VOM | 0 | [6 empty] | 0.53391 | 0
LCP_Inputs_ON_Electric_IEA_2023_05_05 | 2036 | Hydro | Generation | Electricity | WC | Dispatch-Generation | EmissionsCost | 0 | [6 empty] | 0.53391 | 0
LCP_Inputs_ON_Electric_IEA_2023_05_05 | 2036 | Hydro | Generation | Electricity | WC | Dispatch-Generation | FuelCost | 0 | [6 empty] | 0.53391 | 0
LCP_Inputs_ON_Electric_IEA_2023_05_05 | 2036 | Hydro | Generation | Electricity | WC | Dispatch-Generation | VOM | 0 | [6 empty] | 0.53391 | 0
LCP_Inputs_ON_Electric_IEA_2023_05_05 | 2036 | Hydro Pumped Storage | Storage | Electricity | MI | Dispatch-Storage | EmissionsCost | 0 | [6 empty] | 0.53391 | 0
LCP_Inputs_ON_Electric_IEA_2023_05_05 | 2036 | Hydro Pumped Storage | Storage | Electricity | MI | Dispatch-Storage | FuelCost | 0 | [6 empty] | 0.53391 | 0
LCP_Inputs_ON_Electric_IEA_2023_05_05 | 2036 | Hydro Pumped Storage | Storage | Electricity | MI | Dispatch-Storage | VOM | 0 | [6 empty] | 0.53391 | 0
LCP_Inputs_ON_Electric_IEA_2023_05_05 | 2036 | Hydro Pumped Storage | Storage | Electricity | NY | Dispatch-Storage | EmissionsCost | 0 | [6 empty] | 0.53391 | 0
LCP_Inputs_ON_Electric_IEA_2023_05_05 | 2036 | Hydro Pumped Storage | Storage | Electricity | NY | Dispatch-Storage | FuelCost | 0 | [6 empty] | 0.53391 | 0
LCP_Inputs_ON_Electric_IEA_2023_05_05 | 2036 | Hydro Pumped Storage | Storage | Electricity | NY | Dispatch-Storage | VOM | 0 | [6 empty] | 0.53391 | 0
LCP_Inputs_ON_Electric_IEA_2023_05_05 | 2036 | Hydro Pumped Storage | Storage | Electricity | ON | Dispatch-Storage | EmissionsCost | 0 | [6 empty] | 0.53391 | 0
LCP_Inputs_ON_Electric_IEA_2023_05_05 | 2036 | Hydro Pumped Storage | Storage | Electricity | ON | Dispatch-Storage | FuelCost | 0 | [6 empty] | 0.53391 | 0
LCP_Inputs_ON_Electric_IEA_2023_05_05 | 2036 | Hydro Pumped Storage | Storage | Electricity | ON | Dispatch-Storage | VOM | 0 | [6 empty] | 0.53391 | 0
LCP_Inputs_ON_Electric_IEA_2023_05_05 | 2036 | Hydro Pumped Storage | Storage | Electricity | PJ | Dispatch-Storage | EmissionsCost | 0 | [6 empty] | 0.53391 | 0
LCP_Inputs_ON_Electric_IEA_2023_05_05 | 2036 | Hydro Pumped Storage | Storage | Electricity | PJ | Dispatch-Storage | FuelCost | 0 | [6 empty] | 0.53391 | 0
LCP_Inputs_ON_Electric_IEA_2023_05_05 | 2036 | Hydro Pumped Storage | Storage | Electricity | PJ | Dispatch-Storage | VOM | 0 | [6 empty] | 0.53391 | 0
LCP_Inputs_ON_Electric_IEA_2023_05_05 | 2036 | Hydro Pumped Storage | Storage | Electricity | QC | Dispatch-Storage | EmissionsCost | 0 | [6 empty] | 0.53391 | 0
LCP_Inputs_ON_Electric_IEA_2023_05_05 | 2036 | Hydro Pumped Storage | Storage | Electricity | QC | Dispatch-Storage | FuelCost | 0 | [6 empty] | 0.53391 | 0
LCP_Inputs_ON_Electric_IEA_2023_05_05 | 2036 | Hydro Pumped Storage | Storage | Electricity | QC | Dispatch-Storage | VOM | 0 | [6 empty] | 0.53391 | 0
LCP_Inputs_ON_Electric_IEA_2023_05_05 | 2036 | Hydro Pumped Storage | Storage | Electricity | WC | Dispatch-Storage | EmissionsCost | 0 | [6 empty] | 0.53391 | 0
LCP_Inputs_ON_Electric_IEA_2023_05_05 | 2036 | Hydro Pumped Storage | Storage | Electricity | WC | Dispatch-Storage | FuelCost | 0 | [6 empty] | 0.53391 | 0
LCP_Inputs_ON_Electric_IEA_2023_05_05 | 2036 | Hydro Pumped Storage | Storage | Electricity | WC | Dispatch-Storage | VOM | 0 | [6 empty] | 0.53391 | 0
LCP_Inputs_ON_Electric_IEA_2023_05_05 | 2036 | Nuclear | Generation | Electricity | MI | Dispatch-Generation | EmissionsCost | 0 | [6 empty] | 0.53391 | 0
LCP_Inputs_ON_Electric_IEA_2023_05_05 | 2036 | Nuclear | Generation | Electricity | MI | Dispatch-Generation | FuelCost | 0 | [6 empty] | 0.53391 | 0
LCP_Inputs_ON_Electric_IEA_2023_05_05 | 2036 | Nuclear | Generation | Electricity | MI | Dispatch-Generation | VOM | 2762866296.96 | [6 empty] | 0.53391 | 1475116904.2738
LCP_Inputs_ON_Electric_IEA_2023_05_05 | 2036 | Nuclear | Generation | Electricity | NY | Dispatch-Generation | EmissionsCost | 0 | [6 empty] | 0.53391 | 0
LCP_Inputs_ON_Electric_IEA_2023_05_05 | 2036 | Nuclear | Generation | Electricity | NY | Dispatch-Generation | FuelCost | 0 | [6 empty] | 0.53391 | 0
LCP_Inputs_ON_Electric_IEA_2023_05_05 | 2036 | Nuclear | Generation | Electricity | NY | Dispatch-Generation | VOM | 2246155230.144 | [6 empty] | 0.53391 | 1199240641.2334
LCP_Inputs_ON_Electric_IEA_2023_05_05 | 2036 | Nuclear | Generation | Electricity | ON | Dispatch-Generation | EmissionsCost | 0 | [6 empty] | 0.53391 | 0
LCP_Inputs_ON_Electric_IEA_2023_05_05 | 2036 | Nuclear | Generation | Electricity | ON | Dispatch-Generation | FuelCost | 0 | [6 empty] | 0.53391 | 0
LCP_Inputs_ON_Electric_IEA_2023_05_05 | 2036 | Nuclear | Generation | Electricity | ON | Dispatch-Generation | VOM | 7207536051.9834 | [6 empty] | 0.53391 | 3848162424.7044
LCP_Inputs_ON_Electric_IEA_2023_05_05 | 2036 | Nuclear | Generation | Electricity | PJ | Dispatch-Generation | EmissionsCost | 0 | [6 empty] | 0.53391 | 0
LCP_Inputs_ON_Electric_IEA_2023_05_05 | 2036 | Nuclear | Generation | Electricity | PJ | Dispatch-Generation | FuelCost | 0 | [6 empty] | 0.53391 | 0
LCP_Inputs_ON_Electric_IEA_2023_05_05 | 2036 | Nuclear | Generation | Electricity | PJ | Dispatch-Generation | VOM | 6401347648.6848 | [6 empty] | 0.53391 | 3417731845.0402
LCP_Inputs_ON_Electric_IEA_2023_05_05 | 2036 | Nuclear | Generation | Electricity | QC | Dispatch-Generation | EmissionsCost | 0 | [6 empty] | 0.53391 | 0
LCP_Inputs_ON_Electric_IEA_2023_05_05 | 2036 | Nuclear | Generation | Electricity | QC | Dispatch-Generation | FuelCost | 0 | [6 empty] | 0.53391 | 0
LCP_Inputs_ON_Electric_IEA_2023_05_05 | 2036 | Nuclear | Generation | Electricity | QC | Dispatch-Generation | VOM | 0 | [6 empty] | 0.53391 | 0
LCP_Inputs_ON_Electric_IEA_2023_05_05 | 2036 | Nuclear | Generation | Electricity | WC | Dispatch-Generation | EmissionsCost | 0 | [6 empty] | 0.53391 | 0
LCP_Inputs_ON_Electric_IEA_2023_05_05 | 2036 | Nuclear | Generation | Electricity | WC | Dispatch-Generation | FuelCost | 0 | [6 empty] | 0.53391 | 0
LCP_Inputs_ON_Electric_IEA_2023_05_05 | 2036 | Nuclear | Generation | Electricity | WC | Dispatch-Generation | VOM | 0 | [6 empty] | 0.53391 | 0
LCP_Inputs_ON_Electric_IEA_2023_05_05 | 2036 | Nuclear SMR | Generation | Electricity | MI | Dispatch-Generation | EmissionsCost | 0 | [6 empty] | 0.53391 | 0
LCP_Inputs_ON_Electric_IEA_2023_05_05 | 2036 | Nuclear SMR | Generation | Electricity | MI | Dispatch-Generation | FuelCost | 0 | [6 empty] | 0.53391 | 0
LCP_Inputs_ON_Electric_IEA_2023_05_05 | 2036 | Nuclear SMR | Generation | Electricity | MI | Dispatch-Generation | VOM | 0 | [6 empty] | 0.53391 | 0
LCP_Inputs_ON_Electric_IEA_2023_05_05 | 2036 | Nuclear SMR | Generation | Electricity | NY | Dispatch-Generation | EmissionsCost | 0 | [6 empty] | 0.53391 | 0
LCP_Inputs_ON_Electric_IEA_2023_05_05 | 2036 | Nuclear SMR | Generation | Electricity | NY | Dispatch-Generation | FuelCost | 0 | [6 empty] | 0.53391 | 0
LCP_Inputs_ON_Electric_IEA_2023_05_05 | 2036 | Nuclear SMR | Generation | Electricity | NY | Dispatch-Generation | VOM | 0 | [6 empty] | 0.53391 | 0
LCP_Inputs_ON_Electric_IEA_2023_05_05 | 2036 | Nuclear SMR | Generation | Electricity | ON | Dispatch-Generation | EmissionsCost | 0 | [6 empty] | 0.53391 | 0
LCP_Inputs_ON_Electric_IEA_2023_05_05 | 2036 | Nuclear SMR | Generation | Electricity | ON | Dispatch-Generation | FuelCost | 0 | [6 empty] | 0.53391 | 0
LCP_Inputs_ON_Electric_IEA_2023_05_05 | 2036 | Nuclear SMR | Generation | Electricity | ON | Dispatch-Generation | VOM | 19000000.8 | [6 empty] | 0.53391 | 10144255.7652
LCP_Inputs_ON_Electric_IEA_2023_05_05 | 2036 | Nuclear SMR | Generation | Electricity | PJ | Dispatch-Generation | EmissionsCost | 0 | [6 empty] | 0.53391 | 0
LCP_Inputs_ON_Electric_IEA_2023_05_05 | 2036 | Nuclear SMR | Generation | Electricity | PJ | Dispatch-Generation | FuelCost | 0 | [6 empty] | 0.53391 | 0
LCP_Inputs_ON_Electric_IEA_2023_05_05 | 2036 | Nuclear SMR | Generation | Electricity | PJ | Dispatch-Generation | VOM | 0 | [6 empty] | 0.53391 | 0
LCP_Inputs_ON_Electric_IEA_2023_05_05 | 2036 | Nuclear SMR | Generation | Electricity | QC | Dispatch-Generation | EmissionsCost | 0 | [6 empty] | 0.53391 | 0
LCP_Inputs_ON_Electric_IEA_2023_05_05 | 2036 | Nuclear SMR | Generation | Electricity | QC | Dispatch-Generation | FuelCost | 0 | [6 empty] | 0.53391 | 0
LCP_Inputs_ON_Electric_IEA_2023_05_05 | 2036 | Nuclear SMR | Generation | Electricity | QC | Dispatch-Generation | VOM | 0 | [6 empty] | 0.53391 | 0
LCP_Inputs_ON_Electric_IEA_2023_05_05 | 2036 | Nuclear SMR | Generation | Electricity | WC | Dispatch-Generation | EmissionsCost | 0 | [6 empty] | 0.53391 | 0
LCP_Inputs_ON_Electric_IEA_2023_05_05 | 2036 | Nuclear SMR | Generation | Electricity | WC | Dispatch-Generation | FuelCost | 0 | [6 empty] | 0.53391 | 0
LCP_Inputs_ON_Electric_IEA_2023_05_05 | 2036 | Nuclear SMR | Generation | Electricity | WC | Dispatch-Generation | VOM | 0 | [6 empty] | 0.53391 | 0
LCP_Inputs_ON_Electric_IEA_2023_05_05 | 2036 | O/CCGT - CH4 Existing | Crossload | Electricity | MI | Dispatch-Crossload | EmissionsCost | 0 | [6 empty] | 0.53391 | 0
LCP_Inputs_ON_Electric_IEA_2023_05_05 | 2036 | O/CCGT - CH4 Existing | Crossload | Electricity | MI | Dispatch-Crossload | FuelCost | 0 | [6 empty] | 0.53391 | 0
LCP_Inputs_ON_Electric_IEA_2023_05_05 | 2036 | O/CCGT - CH4 Existing | Crossload | Electricity | MI | Dispatch-Crossload | VOM | 0 | [6 empty] | 0.53391 | 0
LCP_Inputs_ON_Electric_IEA_2023_05_05 | 2036 | O/CCGT - CH4 Existing | Crossload | Electricity | NY | Dispatch-Crossload | EmissionsCost | 0 | [6 empty] | 0.53391 | 0
LCP_Inputs_ON_Electric_IEA_2023_05_05 | 2036 | O/CCGT - CH4 Existing | Crossload | Electricity | NY | Dispatch-Crossload | FuelCost | 0 | [6 empty] | 0.53391 | 0
LCP_Inputs_ON_Electric_IEA_2023_05_05 | 2036 | O/CCGT - CH4 Existing | Crossload | Electricity | NY | Dispatch-Crossload | VOM | 0 | [6 empty] | 0.53391 | 0
LCP_Inputs_ON_Electric_IEA_2023_05_05 | 2036 | O/CCGT - CH4 Existing | Crossload | Electricity | ON | Dispatch-Crossload | EmissionsCost | 10955241.5211 | [6 empty] | 0.53391 | 5849093.0147
LCP_Inputs_ON_Electric_IEA_2023_05_05 | 2036 | O/CCGT - CH4 Existing | Crossload | Electricity | ON | Dispatch-Crossload | FuelCost | 0 | [6 empty] | 0.53391 | 0
LCP_Inputs_ON_Electric_IEA_2023_05_05 | 2036 | O/CCGT - CH4 Existing | Crossload | Electricity | ON | Dispatch-Crossload | VOM | 398126.3226 | [6 empty] | 0.53391 | 212562.8986
LCP_Inputs_ON_Electric_IEA_2023_05_05 | 2036 | O/CCGT - CH4 Existing | Crossload | Electricity | PJ | Dispatch-Crossload | EmissionsCost | 0 | [6 empty] | 0.53391 | 0
LCP_Inputs_ON_Electric_IEA_2023_05_05 | 2036 | O/CCGT - CH4 Existing | Crossload | Electricity | PJ | Dispatch-Crossload | FuelCost | 0 | [6 empty] | 0.53391 | 0
LCP_Inputs_ON_Electric_IEA_2023_05_05 | 2036 | O/CCGT - CH4 Existing | Crossload | Electricity | PJ | Dispatch-Crossload | VOM | 0 | [6 empty] | 0.53391 | 0
LCP_Inputs_ON_Electric_IEA_2023_05_05 | 2036 | O/CCGT - CH4 Existing | Crossload | Electricity | QC | Dispatch-Crossload | EmissionsCost | 0 | [6 empty] | 0.53391 | 0
LCP_Inputs_ON_Electric_IEA_2023_05_05 | 2036 | O/CCGT - CH4 Existing | Crossload | Electricity | QC | Dispatch-Crossload | FuelCost | 0 | [6 empty] | 0.53391 | 0
LCP_Inputs_ON_Electric_IEA_2023_05_05 | 2036 | O/CCGT - CH4 Existing | Crossload | Electricity | QC | Dispatch-Crossload | VOM | 0 | [6 empty] | 0.53391 | 0
LCP_Inputs_ON_Electric_IEA_2023_05_05 | 2036 | O/CCGT - CH4 Existing | Crossload | Electricity | WC | Dispatch-Crossload | EmissionsCost | 0 | [6 empty] | 0.53391 | 0
LCP_Inputs_ON_Electric_IEA_2023_05_05 | 2036 | O/CCGT - CH4 Existing | Crossload | Electricity | WC | Dispatch-Crossload | FuelCost | 0 | [6 empty] | 0.53391 | 0
LCP_Inputs_ON_Electric_IEA_2023_05_05 | 2036 | O/CCGT - CH4 Existing | Crossload | Electricity | WC | Dispatch-Crossload | VOM | 0 | [6 empty] | 0.53391 | 0
LCP_Inputs_ON_Electric_IEA_2023_05_05 | 2036 | O/CCGT - CH4 New | Crossload | Electricity | MI | Dispatch-Crossload | EmissionsCost | 0 | [6 empty] | 0.53391 | 0
LCP_Inputs_ON_Electric_IEA_2023_05_05 | 2036 | O/CCGT - CH4 New | Crossload | Electricity | MI | Dispatch-Crossload | FuelCost | 0 | [6 empty] | 0.53391 | 0
LCP_Inputs_ON_Electric_IEA_2023_05_05 | 2036 | O/CCGT - CH4 New | Crossload | Electricity | MI | Dispatch-Crossload | VOM | 0 | [6 empty] | 0.53391 | 0
LCP_Inputs_ON_Electric_IEA_2023_05_05 | 2036 | O/CCGT - CH4 New | Crossload | Electricity | NY | Dispatch-Crossload | EmissionsCost | 0 | [6 empty] | 0.53391 | 0
LCP_Inputs_ON_Electric_IEA_2023_05_05 | 2036 | O/CCGT - CH4 New | Crossload | Electricity | NY | Dispatch-Crossload | FuelCost | 0 | [6 empty] | 0.53391 | 0
LCP_Inputs_ON_Electric_IEA_2023_05_05 | 2036 | O/CCGT - CH4 New | Crossload | Electricity | NY | Dispatch-Crossload | VOM | 0 | [6 empty] | 0.53391 | 0
LCP_Inputs_ON_Electric_IEA_2023_05_05 | 2036 | O/CCGT - CH4 New | Crossload | Electricity | ON | Dispatch-Crossload | EmissionsCost | 859141.5571 | [6 empty] | 0.53391 | 458702.7014
LCP_Inputs_ON_Electric_IEA_2023_05_05 | 2036 | O/CCGT - CH4 New | Crossload | Electricity | ON | Dispatch-Crossload | FuelCost | 0 | [6 empty] | 0.53391 | 0
LCP_Inputs_ON_Electric_IEA_2023_05_05 | 2036 | O/CCGT - CH4 New | Crossload | Electricity | ON | Dispatch-Crossload | VOM | 31222.2116 | [6 empty] | 0.53391 | 16669.794
LCP_Inputs_ON_Electric_IEA_2023_05_05 | 2036 | O/CCGT - CH4 New | Crossload | Electricity | PJ | Dispatch-Crossload | EmissionsCost | 0 | [6 empty] | 0.53391 | 0
LCP_Inputs_ON_Electric_IEA_2023_05_05 | 2036 | O/CCGT - CH4 New | Crossload | Electricity | PJ | Dispatch-Crossload | FuelCost | 0 | [6 empty] | 0.53391 | 0
LCP_Inputs_ON_Electric_IEA_2023_05_05 | 2036 | O/CCGT - CH4 New | Crossload | Electricity | PJ | Dispatch-Crossload | VOM | 0 | [6 empty] | 0.53391 | 0
LCP_Inputs_ON_Electric_IEA_2023_05_05 | 2036 | O/CCGT - CH4 New | Crossload | Electricity | QC | Dispatch-Crossload | EmissionsCost | 0 | [6 empty] | 0.53391 | 0
LCP_Inputs_ON_Electric_IEA_2023_05_05 | 2036 | O/CCGT - CH4 New | Crossload | Electricity | QC | Dispatch-Crossload | FuelCost | 0 | [6 empty] | 0.53391 | 0
LCP_Inputs_ON_Electric_IEA_2023_05_05 | 2036 | O/CCGT - CH4 New | Crossload | Electricity | QC | Dispatch-Crossload | VOM | 0 | [6 empty] | 0.53391 | 0
LCP_Inputs_ON_Electric_IEA_2023_05_05 | 2036 | O/CCGT - CH4 New | Crossload | Electricity | WC | Dispatch-Crossload | EmissionsCost | 0 | [6 empty] | 0.53391 | 0
LCP_Inputs_ON_Electric_IEA_2023_05_05 | 2036 | O/CCGT - CH4 New | Crossload | Electricity | WC | Dispatch-Crossload | FuelCost | 0 | [6 empty] | 0.53391 | 0
LCP_Inputs_ON_Electric_IEA_2023_05_05 | 2036 | O/CCGT - CH4 New | Crossload | Electricity | WC | Dispatch-Crossload | VOM | 0 | [6 empty] | 0.53391 | 0
LCP_Inputs_ON_Electric_IEA_2023_05_05 | 2036 | O/CCGT - H2 New | Crossload | Electricity | MI | Dispatch-Crossload | EmissionsCost | 0 | [6 empty] | 0.53391 | 0
LCP_Inputs_ON_Electric_IEA_2023_05_05 | 2036 | O/CCGT - H2 New | Crossload | Electricity | MI | Dispatch-Crossload | FuelCost | 0 | [6 empty] | 0.53391 | 0
LCP_Inputs_ON_Electric_IEA_2023_05_05 | 2036 | O/CCGT - H2 New | Crossload | Electricity | MI | Dispatch-Crossload | VOM | 0 | [6 empty] | 0.53391 | 0
LCP_Inputs_ON_Electric_IEA_2023_05_05 | 2036 | O/CCGT - H2 New | Crossload | Electricity | NY | Dispatch-Crossload | EmissionsCost | 0 | [6 empty] | 0.53391 | 0
LCP_Inputs_ON_Electric_IEA_2023_05_05 | 2036 | O/CCGT - H2 New | Crossload | Electricity | NY | Dispatch-Crossload | FuelCost | 0 | [6 empty] | 0.53391 | 0
LCP_Inputs_ON_Electric_IEA_2023_05_05 | 2036 | O/CCGT - H2 New | Crossload | Electricity | NY | Dispatch-Crossload | VOM | 0 | [6 empty] | 0.53391 | 0
LCP_Inputs_ON_Electric_IEA_2023_05_05 | 2036 | O/CCGT - H2 New | Crossload | Electricity | ON | Dispatch-Crossload | EmissionsCost | 0 | [6 empty] | 0.53391 | 0
LCP_Inputs_ON_Electric_IEA_2023_05_05 | 2036 | O/CCGT - H2 New | Crossload | Electricity | ON | Dispatch-Crossload | FuelCost | 0 | [6 empty] | 0.53391 | 0
LCP_Inputs_ON_Electric_IEA_2023_05_05 | 2036 | O/CCGT - H2 New | Crossload | Electricity | ON | Dispatch-Crossload | VOM | 717726.8143 | [6 empty] | 0.53391 | 383200.2141
LCP_Inputs_ON_Electric_IEA_2023_05_05 | 2036 | O/CCGT - H2 New | Crossload | Electricity | PJ | Dispatch-Crossload | EmissionsCost | 0 | [6 empty] | 0.53391 | 0
LCP_Inputs_ON_Electric_IEA_2023_05_05 | 2036 | O/CCGT - H2 New | Crossload | Electricity | PJ | Dispatch-Crossload | FuelCost | 0 | [6 empty] | 0.53391 | 0
LCP_Inputs_ON_Electric_IEA_2023_05_05 | 2036 | O/CCGT - H2 New | Crossload | Electricity | PJ | Dispatch-Crossload | VOM | 0 | [6 empty] | 0.53391 | 0
LCP_Inputs_ON_Electric_IEA_2023_05_05 | 2036 | O/CCGT - H2 New | Crossload | Electricity | QC | Dispatch-Crossload | EmissionsCost | 0 | [6 empty] | 0.53391 | 0
LCP_Inputs_ON_Electric_IEA_2023_05_05 | 2036 | O/CCGT - H2 New | Crossload | Electricity | QC | Dispatch-Crossload | FuelCost | 0 | [6 empty] | 0.53391 | 0
LCP_Inputs_ON_Electric_IEA_2023_05_05 | 2036 | O/CCGT - H2 New | Crossload | Electricity | QC | Dispatch-Crossload | VOM | 0 | [6 empty] | 0.53391 | 0
LCP_Inputs_ON_Electric_IEA_2023_05_05 | 2036 | O/CCGT - H2 New | Crossload | Electricity | WC | Dispatch-Crossload | EmissionsCost | 0 | [6 empty] | 0.53391 | 0
LCP_Inputs_ON_Electric_IEA_2023_05_05 | 2036 | O/CCGT - H2 New | Crossload | Electricity | WC | Dispatch-Crossload | FuelCost | 0 | [6 empty] | 0.53391 | 0
LCP_Inputs_ON_Electric_IEA_2023_05_05 | 2036 | O/CCGT - H2 New | Crossload | Electricity | WC | Dispatch-Crossload | VOM | 0 | [6 empty] | 0.53391 | 0
LCP_Inputs_ON_Electric_IEA_2023_05_05 | 2036 | SMR CCS | Generation | Hydrogen | MI | Dispatch-Generation | EmissionsCost | 0 | [6 empty] | 0.53391 | 0
LCP_Inputs_ON_Electric_IEA_2023_05_05 | 2036 | SMR CCS | Generation | Hydrogen | MI | Dispatch-Generation | FuelCost | 0 | [6 empty] | 0.53391 | 0
LCP_Inputs_ON_Electric_IEA_2023_05_05 | 2036 | SMR CCS | Generation | Hydrogen | MI | Dispatch-Generation | VOM | 0 | [6 empty] | 0.53391 | 0
LCP_Inputs_ON_Electric_IEA_2023_05_05 | 2036 | SMR CCS | Generation | Hydrogen | NY | Dispatch-Generation | EmissionsCost | 0 | [6 empty] | 0.53391 | 0
LCP_Inputs_ON_Electric_IEA_2023_05_05 | 2036 | SMR CCS | Generation | Hydrogen | NY | Dispatch-Generation | FuelCost | 0 | [6 empty] | 0.53391 | 0
LCP_Inputs_ON_Electric_IEA_2023_05_05 | 2036 | SMR CCS | Generation | Hydrogen | NY | Dispatch-Generation | VOM | 0 | [6 empty] | 0.53391 | 0
LCP_Inputs_ON_Electric_IEA_2023_05_05 | 2036 | SMR CCS | Generation | Hydrogen | ON | Dispatch-Generation | EmissionsCost | 319911904.076 | [6 empty] | 0.53391 | 170803581.0854
LCP_Inputs_ON_Electric_IEA_2023_05_05 | 2036 | SMR CCS | Generation | Hydrogen | ON | Dispatch-Generation | FuelCost | 297778205.3112 | [6 empty] | 0.53391 | 158986218.3567
LCP_Inputs_ON_Electric_IEA_2023_05_05 | 2036 | SMR CCS | Generation | Hydrogen | ON | Dispatch-Generation | VOM | 0 | [6 empty] | 0.53391 | 0
LCP_Inputs_ON_Electric_IEA_2023_05_05 | 2036 | SMR CCS | Generation | Hydrogen | PJ | Dispatch-Generation | EmissionsCost | 0 | [6 empty] | 0.53391 | 0
LCP_Inputs_ON_Electric_IEA_2023_05_05 | 2036 | SMR CCS | Generation | Hydrogen | PJ | Dispatch-Generation | FuelCost | 0 | [6 empty] | 0.53391 | 0
LCP_Inputs_ON_Electric_IEA_2023_05_05 | 2036 | SMR CCS | Generation | Hydrogen | PJ | Dispatch-Generation | VOM | 0 | [6 empty] | 0.53391 | 0
LCP_Inputs_ON_Electric_IEA_2023_05_05 | 2036 | SMR CCS | Generation | Hydrogen | QC | Dispatch-Generation | EmissionsCost | 0 | [6 empty] | 0.53391 | 0
LCP_Inputs_ON_Electric_IEA_2023_05_05 | 2036 | SMR CCS | Generation | Hydrogen | QC | Dispatch-Generation | FuelCost | 0 | [6 empty] | 0.53391 | 0
LCP_Inputs_ON_Electric_IEA_2023_05_05 | 2036 | SMR CCS | Generation | Hydrogen | QC | Dispatch-Generation | VOM | 0 | [6 empty] | 0.53391 | 0
LCP_Inputs_ON_Electric_IEA_2023_05_05 | 2036 | SMR CCS | Generation | Hydrogen | WC | Dispatch-Generation | EmissionsCost | 0 | [6 empty] | 0.53391 | 0
LCP_Inputs_ON_Electric_IEA_2023_05_05 | 2036 | SMR CCS | Generation | Hydrogen | WC | Dispatch-Generation | FuelCost | 0 | [6 empty] | 0.53391 | 0
LCP_Inputs_ON_Electric_IEA_2023_05_05 | 2036 | SMR CCS | Generation | Hydrogen | WC | Dispatch-Generation | VOM | 0 | [6 empty] | 0.53391 | 0
LCP_Inputs_ON_Electric_IEA_2023_05_05 | 2036 | Solar PV | Generation | Electricity | MI | Dispatch-Generation | EmissionsCost | 0 | [6 empty] | 0.53391 | 0
LCP_Inputs_ON_Electric_IEA_2023_05_05 | 2036 | Solar PV | Generation | Electricity | MI | Dispatch-Generation | FuelCost | 0 | [6 empty] | 0.53391 | 0
LCP_Inputs_ON_Electric_IEA_2023_05_05 | 2036 | Solar PV | Generation | Electricity | MI | Dispatch-Generation | VOM | 0 | [6 empty] | 0.53391 | 0
LCP_Inputs_ON_Electric_IEA_2023_05_05 | 2036 | Solar PV | Generation | Electricity | NY | Dispatch-Generation | EmissionsCost | 0 | [6 empty] | 0.53391 | 0
LCP_Inputs_ON_Electric_IEA_2023_05_05 | 2036 | Solar PV | Generation | Electricity | NY | Dispatch-Generation | FuelCost | 0 | [6 empty] | 0.53391 | 0
LCP_Inputs_ON_Electric_IEA_2023_05_05 | 2036 | Solar PV | Generation | Electricity | NY | Dispatch-Generation | VOM | 0 | [6 empty] | 0.53391 | 0
LCP_Inputs_ON_Electric_IEA_2023_05_05 | 2036 | Solar PV | Generation | Electricity | ON | Dispatch-Generation | EmissionsCost | 0 | [6 empty] | 0.53391 | 0
LCP_Inputs_ON_Electric_IEA_2023_05_05 | 2036 | Solar PV | Generation | Electricity | ON | Dispatch-Generation | FuelCost | 0 | [6 empty] | 0.53391 | 0
LCP_Inputs_ON_Electric_IEA_2023_05_05 | 2036 | Solar PV | Generation | Electricity | ON | Dispatch-Generation | VOM | 0 | [6 empty] | 0.53391 | 0
LCP_Inputs_ON_Electric_IEA_2023_05_05 | 2036 | Solar PV | Generation | Electricity | PJ | Dispatch-Generation | EmissionsCost | 0 | [6 empty] | 0.53391 | 0
LCP_Inputs_ON_Electric_IEA_2023_05_05 | 2036 | Solar PV | Generation | Electricity | PJ | Dispatch-Generation | FuelCost | 0 | [6 empty] | 0.53391 | 0
LCP_Inputs_ON_Electric_IEA_2023_05_05 | 2036 | Solar PV | Generation | Electricity | PJ | Dispatch-Generation | VOM | 0 | [6 empty] | 0.53391 | 0
LCP_Inputs_ON_Electric_IEA_2023_05_05 | 2036 | Solar PV | Generation | Electricity | QC | Dispatch-Generation | EmissionsCost | 0 | [6 empty] | 0.53391 | 0
LCP_Inputs_ON_Electric_IEA_2023_05_05 | 2036 | Solar PV | Generation | Electricity | QC | Dispatch-Generation | FuelCost | 0 | [6 empty] | 0.53391 | 0
LCP_Inputs_ON_Electric_IEA_2023_05_05 | 2036 | Solar PV | Generation | Electricity | QC | Dispatch-Generation | VOM | 0 | [6 empty] | 0.53391 | 0
LCP_Inputs_ON_Electric_IEA_2023_05_05 | 2036 | Solar PV | Generation | Electricity | WC | Dispatch-Generation | EmissionsCost | 0 | [6 empty] | 0.53391 | 0
LCP_Inputs_ON_Electric_IEA_2023_05_05 | 2036 | Solar PV | Generation | Electricity | WC | Dispatch-Generation | FuelCost | 0 | [6 empty] | 0.53391 | 0
LCP_Inputs_ON_Electric_IEA_2023_05_05 | 2036 | Solar PV | Generation | Electricity | WC | Dispatch-Generation | VOM | 0 | [6 empty] | 0.53391 | 0
LCP_Inputs_ON_Electric_IEA_2023_05_05 | 2036 | Wind Offshore | Generation | Electricity | MI | Dispatch-Generation | EmissionsCost | 0 | [6 empty] | 0.53391 | 0
LCP_Inputs_ON_Electric_IEA_2023_05_05 | 2036 | Wind Offshore | Generation | Electricity | MI | Dispatch-Generation | FuelCost | 0 | [6 empty] | 0.53391 | 0
LCP_Inputs_ON_Electric_IEA_2023_05_05 | 2036 | Wind Offshore | Generation | Electricity | MI | Dispatch-Generation | VOM | 0 | [6 empty] | 0.53391 | 0
LCP_Inputs_ON_Electric_IEA_2023_05_05 | 2036 | Wind Offshore | Generation | Electricity | NY | Dispatch-Generation | EmissionsCost | 0 | [6 empty] | 0.53391 | 0
LCP_Inputs_ON_Electric_IEA_2023_05_05 | 2036 | Wind Offshore | Generation | Electricity | NY | Dispatch-Generation | FuelCost | 0 | [6 empty] | 0.53391 | 0
LCP_Inputs_ON_Electric_IEA_2023_05_05 | 2036 | Wind Offshore | Generation | Electricity | NY | Dispatch-Generation | VOM | 0 | [6 empty] | 0.53391 | 0
LCP_Inputs_ON_Electric_IEA_2023_05_05 | 2036 | Wind Offshore | Generation | Electricity | ON | Dispatch-Generation | EmissionsCost | 0 | [6 empty] | 0.53391 | 0
LCP_Inputs_ON_Electric_IEA_2023_05_05 | 2036 | Wind Offshore | Generation | Electricity | ON | Dispatch-Generation | FuelCost | 0 | [6 empty] | 0.53391 | 0
LCP_Inputs_ON_Electric_IEA_2023_05_05 | 2036 | Wind Offshore | Generation | Electricity | ON | Dispatch-Generation | VOM | 0 | [6 empty] | 0.53391 | 0
LCP_Inputs_ON_Electric_IEA_2023_05_05 | 2036 | Wind Offshore | Generation | Electricity | PJ | Dispatch-Generation | EmissionsCost | 0 | [6 empty] | 0.53391 | 0
LCP_Inputs_ON_Electric_IEA_2023_05_05 | 2036 | Wind Offshore | Generation | Electricity | PJ | Dispatch-Generation | FuelCost | 0 | [6 empty] | 0.53391 | 0
LCP_Inputs_ON_Electric_IEA_2023_05_05 | 2036 | Wind Offshore | Generation | Electricity | PJ | Dispatch-Generation | VOM | 0 | [6 empty] | 0.53391 | 0
LCP_Inputs_ON_Electric_IEA_2023_05_05 | 2036 | Wind Offshore | Generation | Electricity | QC | Dispatch-Generation | EmissionsCost | 0 | [6 empty] | 0.53391 | 0
LCP_Inputs_ON_Electric_IEA_2023_05_05 | 2036 | Wind Offshore | Generation | Electricity | QC | Dispatch-Generation | FuelCost | 0 | [6 empty] | 0.53391 | 0
LCP_Inputs_ON_Electric_IEA_2023_05_05 | 2036 | Wind Offshore | Generation | Electricity | QC | Dispatch-Generation | VOM | 0 | [6 empty] | 0.53391 | 0
LCP_Inputs_ON_Electric_IEA_2023_05_05 | 2036 | Wind Offshore | Generation | Electricity | WC | Dispatch-Generation | EmissionsCost | 0 | [6 empty] | 0.53391 | 0
LCP_Inputs_ON_Electric_IEA_2023_05_05 | 2036 | Wind Offshore | Generation | Electricity | WC | Dispatch-Generation | FuelCost | 0 | [6 empty] | 0.53391 | 0
LCP_Inputs_ON_Electric_IEA_2023_05_05 | 2036 | Wind Offshore | Generation | Electricity | WC | Dispatch-Generation | VOM | 0 | [6 empty] | 0.53391 | 0
LCP_Inputs_ON_Electric_IEA_2023_05_05 | 2036 | Wind Onshore | Generation | Electricity | MI | Dispatch-Generation | EmissionsCost | 0 | [6 empty] | 0.53391 | 0
LCP_Inputs_ON_Electric_IEA_2023_05_05 | 2036 | Wind Onshore | Generation | Electricity | MI | Dispatch-Generation | FuelCost | 0 | [6 empty] | 0.53391 | 0
LCP_Inputs_ON_Electric_IEA_2023_05_05 | 2036 | Wind Onshore | Generation | Electricity | MI | Dispatch-Generation | VOM | 0 | [6 empty] | 0.53391 | 0
LCP_Inputs_ON_Electric_IEA_2023_05_05 | 2036 | Wind Onshore | Generation | Electricity | NY | Dispatch-Generation | EmissionsCost | 0 | [6 empty] | 0.53391 | 0
LCP_Inputs_ON_Electric_IEA_2023_05_05 | 2036 | Wind Onshore | Generation | Electricity | NY | Dispatch-Generation | FuelCost | 0 | [6 empty] | 0.53391 | 0
LCP_Inputs_ON_Electric_IEA_2023_05_05 | 2036 | Wind Onshore | Generation | Electricity | NY | Dispatch-Generation | VOM | 0 | [6 empty] | 0.53391 | 0
LCP_Inputs_ON_Electric_IEA_2023_05_05 | 2036 | Wind Onshore | Generation | Electricity | ON | Dispatch-Generation | EmissionsCost | 0 | [6 empty] | 0.53391 | 0
LCP_Inputs_ON_Electric_IEA_2023_05_05 | 2036 | Wind Onshore | Generation | Electricity | ON | Dispatch-Generation | FuelCost | 0 | [6 empty] | 0.53391 | 0
LCP_Inputs_ON_Electric_IEA_2023_05_05 | 2036 | Wind Onshore | Generation | Electricity | ON | Dispatch-Generation | VOM | 0 | [6 empty] | 0.53391 | 0
LCP_Inputs_ON_Electric_IEA_2023_05_05 | 2036 | Wind Onshore | Generation | Electricity | PJ | Dispatch-Generation | EmissionsCost | 0 | [6 empty] | 0.53391 | 0
LCP_Inputs_ON_Electric_IEA_2023_05_05 | 2036 | Wind Onshore | Generation | Electricity | PJ | Dispatch-Generation | FuelCost | 0 | [6 empty] | 0.53391 | 0
LCP_Inputs_ON_Electric_IEA_2023_05_05 | 2036 | Wind Onshore | Generation | Electricity | PJ | Dispatch-Generation | VOM | 0 | [6 empty] | 0.53391 | 0
LCP_Inputs_ON_Electric_IEA_2023_05_05 | 2036 | Wind Onshore | Generation | Electricity | QC | Dispatch-Generation | EmissionsCost | 0 | [6 empty] | 0.53391 | 0
LCP_Inputs_ON_Electric_IEA_2023_05_05 | 2036 | Wind Onshore | Generation | Electricity | QC | Dispatch-Generation | FuelCost | 0 | [6 empty] | 0.53391 | 0
LCP_Inputs_ON_Electric_IEA_2023_05_05 | 2036 | Wind Onshore | Generation | Electricity | QC | Dispatch-Generation | VOM | 0 | [6 empty] | 0.53391 | 0
LCP_Inputs_ON_Electric_IEA_2023_05_05 | 2036 | Wind Onshore | Generation | Electricity | WC | Dispatch-Generation | EmissionsCost | 0 | [6 empty] | 0.53391 | 0
LCP_Inputs_ON_Electric_IEA_2023_05_05 | 2036 | Wind Onshore | Generation | Electricity | WC | Dispatch-Generation | FuelCost | 0 | [6 empty] | 0.53391 | 0
LCP_Inputs_ON_Electric_IEA_2023_05_05 | 2036 | Wind Onshore | Generation | Electricity | WC | Dispatch-Generation | VOM | 0 | [6 empty] | 0.53391 | 0
LCP_Inputs_ON_Electric_IEA_2023_05_05 | 2037 | Anaerobic Digestion | Generation | Methane | MI | Dispatch-Generation | EmissionsCost | 0 | [6 empty] | 0.51337 | 0
LCP_Inputs_ON_Electric_IEA_2023_05_05 | 2037 | Anaerobic Digestion | Generation | Methane | MI | Dispatch-Generation | FuelCost | 0 | [6 empty] | 0.51337 | 0
LCP_Inputs_ON_Electric_IEA_2023_05_05 | 2037 | Anaerobic Digestion | Generation | Methane | MI | Dispatch-Generation | VOM | 0 | [6 empty] | 0.51337 | 0
LCP_Inputs_ON_Electric_IEA_2023_05_05 | 2037 | Anaerobic Digestion | Generation | Methane | NY | Dispatch-Generation | EmissionsCost | 0 | [6 empty] | 0.51337 | 0
LCP_Inputs_ON_Electric_IEA_2023_05_05 | 2037 | Anaerobic Digestion | Generation | Methane | NY | Dispatch-Generation | FuelCost | 0 | [6 empty] | 0.51337 | 0
LCP_Inputs_ON_Electric_IEA_2023_05_05 | 2037 | Anaerobic Digestion | Generation | Methane | NY | Dispatch-Generation | VOM | 0 | [6 empty] | 0.51337 | 0
LCP_Inputs_ON_Electric_IEA_2023_05_05 | 2037 | Anaerobic Digestion | Generation | Methane | ON | Dispatch-Generation | EmissionsCost | 0 | [6 empty] | 0.51337 | 0
LCP_Inputs_ON_Electric_IEA_2023_05_05 | 2037 | Anaerobic Digestion | Generation | Methane | ON | Dispatch-Generation | FuelCost | 0 | [6 empty] | 0.51337 | 0
LCP_Inputs_ON_Electric_IEA_2023_05_05 | 2037 | Anaerobic Digestion | Generation | Methane | ON | Dispatch-Generation | VOM | 0 | [6 empty] | 0.51337 | 0
LCP_Inputs_ON_Electric_IEA_2023_05_05 | 2037 | Anaerobic Digestion | Generation | Methane | PJ | Dispatch-Generation | EmissionsCost | 0 | [6 empty] | 0.51337 | 0
LCP_Inputs_ON_Electric_IEA_2023_05_05 | 2037 | Anaerobic Digestion | Generation | Methane | PJ | Dispatch-Generation | FuelCost | 0 | [6 empty] | 0.51337 | 0
LCP_Inputs_ON_Electric_IEA_2023_05_05 | 2037 | Anaerobic Digestion | Generation | Methane | PJ | Dispatch-Generation | VOM | 0 | [6 empty] | 0.51337 | 0
LCP_Inputs_ON_Electric_IEA_2023_05_05 | 2037 | Anaerobic Digestion | Generation | Methane | QC | Dispatch-Generation | EmissionsCost | 0 | [6 empty] | 0.51337 | 0
LCP_Inputs_ON_Electric_IEA_2023_05_05 | 2037 | Anaerobic Digestion | Generation | Methane | QC | Dispatch-Generation | FuelCost | 0 | [6 empty] | 0.51337 | 0
LCP_Inputs_ON_Electric_IEA_2023_05_05 | 2037 | Anaerobic Digestion | Generation | Methane | QC | Dispatch-Generation | VOM | 0 | [6 empty] | 0.51337 | 0
LCP_Inputs_ON_Electric_IEA_2023_05_05 | 2037 | Anaerobic Digestion | Generation | Methane | WC | Dispatch-Generation | EmissionsCost | 0 | [6 empty] | 0.51337 | 0
LCP_Inputs_ON_Electric_IEA_2023_05_05 | 2037 | Anaerobic Digestion | Generation | Methane | WC | Dispatch-Generation | FuelCost | 0 | [6 empty] | 0.51337 | 0
LCP_Inputs_ON_Electric_IEA_2023_05_05 | 2037 | Anaerobic Digestion | Generation | Methane | WC | Dispatch-Generation | VOM | 0 | [6 empty] | 0.51337 | 0
LCP_Inputs_ON_Electric_IEA_2023_05_05 | 2037 | Battery Storage | Storage | Electricity | MI | Dispatch-Storage | EmissionsCost | 0 | [6 empty] | 0.51337 | 0
LCP_Inputs_ON_Electric_IEA_2023_05_05 | 2037 | Battery Storage | Storage | Electricity | MI | Dispatch-Storage | FuelCost | 0 | [6 empty] | 0.51337 | 0
LCP_Inputs_ON_Electric_IEA_2023_05_05 | 2037 | Battery Storage | Storage | Electricity | MI | Dispatch-Storage | VOM | 0 | [6 empty] | 0.51337 | 0
LCP_Inputs_ON_Electric_IEA_2023_05_05 | 2037 | Battery Storage | Storage | Electricity | NY | Dispatch-Storage | EmissionsCost | 0 | [6 empty] | 0.51337 | 0
LCP_Inputs_ON_Electric_IEA_2023_05_05 | 2037 | Battery Storage | Storage | Electricity | NY | Dispatch-Storage | FuelCost | 0 | [6 empty] | 0.51337 | 0
LCP_Inputs_ON_Electric_IEA_2023_05_05 | 2037 | Battery Storage | Storage | Electricity | NY | Dispatch-Storage | VOM | 0 | [6 empty] | 0.51337 | 0
LCP_Inputs_ON_Electric_IEA_2023_05_05 | 2037 | Battery Storage | Storage | Electricity | ON | Dispatch-Storage | EmissionsCost | 0 | [6 empty] | 0.51337 | 0
LCP_Inputs_ON_Electric_IEA_2023_05_05 | 2037 | Battery Storage | Storage | Electricity | ON | Dispatch-Storage | FuelCost | 0 | [6 empty] | 0.51337 | 0
LCP_Inputs_ON_Electric_IEA_2023_05_05 | 2037 | Battery Storage | Storage | Electricity | ON | Dispatch-Storage | VOM | 0 | [6 empty] | 0.51337 | 0
LCP_Inputs_ON_Electric_IEA_2023_05_05 | 2037 | Battery Storage | Storage | Electricity | PJ | Dispatch-Storage | EmissionsCost | 0 | [6 empty] | 0.51337 | 0
LCP_Inputs_ON_Electric_IEA_2023_05_05 | 2037 | Battery Storage | Storage | Electricity | PJ | Dispatch-Storage | FuelCost | 0 | [6 empty] | 0.51337 | 0
LCP_Inputs_ON_Electric_IEA_2023_05_05 | 2037 | Battery Storage | Storage | Electricity | PJ | Dispatch-Storage | VOM | 0 | [6 empty] | 0.51337 | 0
LCP_Inputs_ON_Electric_IEA_2023_05_05 | 2037 | Battery Storage | Storage | Electricity | QC | Dispatch-Storage | EmissionsCost | 0 | [6 empty] | 0.51337 | 0
LCP_Inputs_ON_Electric_IEA_2023_05_05 | 2037 | Battery Storage | Storage | Electricity | QC | Dispatch-Storage | FuelCost | 0 | [6 empty] | 0.51337 | 0
LCP_Inputs_ON_Electric_IEA_2023_05_05 | 2037 | Battery Storage | Storage | Electricity | QC | Dispatch-Storage | VOM | 0 | [6 empty] | 0.51337 | 0
LCP_Inputs_ON_Electric_IEA_2023_05_05 | 2037 | Battery Storage | Storage | Electricity | WC | Dispatch-Storage | EmissionsCost | 0 | [6 empty] | 0.51337 | 0
LCP_Inputs_ON_Electric_IEA_2023_05_05 | 2037 | Battery Storage | Storage | Electricity | WC | Dispatch-Storage | FuelCost | 0 | [6 empty] | 0.51337 | 0
LCP_Inputs_ON_Electric_IEA_2023_05_05 | 2037 | Battery Storage | Storage | Electricity | WC | Dispatch-Storage | VOM | 0 | [6 empty] | 0.51337 | 0
LCP_Inputs_ON_Electric_IEA_2023_05_05 | 2037 | Biomass | Generation | Electricity | MI | Dispatch-Generation | EmissionsCost | 0 | [6 empty] | 0.51337 | 0
LCP_Inputs_ON_Electric_IEA_2023_05_05 | 2037 | Biomass | Generation | Electricity | MI | Dispatch-Generation | FuelCost | 0 | [6 empty] | 0.51337 | 0
LCP_Inputs_ON_Electric_IEA_2023_05_05 | 2037 | Biomass | Generation | Electricity | MI | Dispatch-Generation | VOM | 0 | [6 empty] | 0.51337 | 0
LCP_Inputs_ON_Electric_IEA_2023_05_05 | 2037 | Biomass | Generation | Electricity | NY | Dispatch-Generation | EmissionsCost | 0 | [6 empty] | 0.51337 | 0
LCP_Inputs_ON_Electric_IEA_2023_05_05 | 2037 | Biomass | Generation | Electricity | NY | Dispatch-Generation | FuelCost | 0 | [6 empty] | 0.51337 | 0
LCP_Inputs_ON_Electric_IEA_2023_05_05 | 2037 | Biomass | Generation | Electricity | NY | Dispatch-Generation | VOM | 0 | [6 empty] | 0.51337 | 0
LCP_Inputs_ON_Electric_IEA_2023_05_05 | 2037 | Biomass | Generation | Electricity | ON | Dispatch-Generation | EmissionsCost | 0 | [6 empty] | 0.51337 | 0
LCP_Inputs_ON_Electric_IEA_2023_05_05 | 2037 | Biomass | Generation | Electricity | ON | Dispatch-Generation | FuelCost | 2498962.9091 | [6 empty] | 0.51337 | 1282900.6999
LCP_Inputs_ON_Electric_IEA_2023_05_05 | 2037 | Biomass | Generation | Electricity | ON | Dispatch-Generation | VOM | 32070.024 | [6 empty] | 0.51337 | 16463.8923
LCP_Inputs_ON_Electric_IEA_2023_05_05 | 2037 | Biomass | Generation | Electricity | PJ | Dispatch-Generation | EmissionsCost | 0 | [6 empty] | 0.51337 | 0
LCP_Inputs_ON_Electric_IEA_2023_05_05 | 2037 | Biomass | Generation | Electricity | PJ | Dispatch-Generation | FuelCost | 0 | [6 empty] | 0.51337 | 0
LCP_Inputs_ON_Electric_IEA_2023_05_05 | 2037 | Biomass | Generation | Electricity | PJ | Dispatch-Generation | VOM | 0 | [6 empty] | 0.51337 | 0
LCP_Inputs_ON_Electric_IEA_2023_05_05 | 2037 | Biomass | Generation | Electricity | QC | Dispatch-Generation | EmissionsCost | 0 | [6 empty] | 0.51337 | 0
LCP_Inputs_ON_Electric_IEA_2023_05_05 | 2037 | Biomass | Generation | Electricity | QC | Dispatch-Generation | FuelCost | 513338.1818 | [6 empty] | 0.51337 | 263534.0886
LCP_Inputs_ON_Electric_IEA_2023_05_05 | 2037 | Biomass | Generation | Electricity | QC | Dispatch-Generation | VOM | 6587.84 | [6 empty] | 0.51337 | 3382.0208
LCP_Inputs_ON_Electric_IEA_2023_05_05 | 2037 | Biomass | Generation | Electricity | WC | Dispatch-Generation | EmissionsCost | 0 | [6 empty] | 0.51337 | 0
LCP_Inputs_ON_Electric_IEA_2023_05_05 | 2037 | Biomass | Generation | Electricity | WC | Dispatch-Generation | FuelCost | 0 | [6 empty] | 0.51337 | 0
LCP_Inputs_ON_Electric_IEA_2023_05_05 | 2037 | Biomass | Generation | Electricity | WC | Dispatch-Generation | VOM | 0 | [6 empty] | 0.51337 | 0
LCP_Inputs_ON_Electric_IEA_2023_05_05 | 2037 | Biomass + CCS | Generation | Electricity | MI | Dispatch-Generation | EmissionsCost | 0 | [6 empty] | 0.51337 | 0
LCP_Inputs_ON_Electric_IEA_2023_05_05 | 2037 | Biomass + CCS | Generation | Electricity | MI | Dispatch-Generation | FuelCost | 0 | [6 empty] | 0.51337 | 0
LCP_Inputs_ON_Electric_IEA_2023_05_05 | 2037 | Biomass + CCS | Generation | Electricity | MI | Dispatch-Generation | VOM | 0 | [6 empty] | 0.51337 | 0
LCP_Inputs_ON_Electric_IEA_2023_05_05 | 2037 | Biomass + CCS | Generation | Electricity | NY | Dispatch-Generation | EmissionsCost | 0 | [6 empty] | 0.51337 | 0
LCP_Inputs_ON_Electric_IEA_2023_05_05 | 2037 | Biomass + CCS | Generation | Electricity | NY | Dispatch-Generation | FuelCost | 0 | [6 empty] | 0.51337 | 0
LCP_Inputs_ON_Electric_IEA_2023_05_05 | 2037 | Biomass + CCS | Generation | Electricity | NY | Dispatch-Generation | VOM | 0 | [6 empty] | 0.51337 | 0
LCP_Inputs_ON_Electric_IEA_2023_05_05 | 2037 | Biomass + CCS | Generation | Electricity | ON | Dispatch-Generation | EmissionsCost | 0 | [6 empty] | 0.51337 | 0
LCP_Inputs_ON_Electric_IEA_2023_05_05 | 2037 | Biomass + CCS | Generation | Electricity | ON | Dispatch-Generation | FuelCost | 0 | [6 empty] | 0.51337 | 0
LCP_Inputs_ON_Electric_IEA_2023_05_05 | 2037 | Biomass + CCS | Generation | Electricity | ON | Dispatch-Generation | VOM | 0 | [6 empty] | 0.51337 | 0
LCP_Inputs_ON_Electric_IEA_2023_05_05 | 2037 | Biomass + CCS | Generation | Electricity | PJ | Dispatch-Generation | EmissionsCost | 0 | [6 empty] | 0.51337 | 0
LCP_Inputs_ON_Electric_IEA_2023_05_05 | 2037 | Biomass + CCS | Generation | Electricity | PJ | Dispatch-Generation | FuelCost | 0 | [6 empty] | 0.51337 | 0
LCP_Inputs_ON_Electric_IEA_2023_05_05 | 2037 | Biomass + CCS | Generation | Electricity | PJ | Dispatch-Generation | VOM | 0 | [6 empty] | 0.51337 | 0
LCP_Inputs_ON_Electric_IEA_2023_05_05 | 2037 | Biomass + CCS | Generation | Electricity | QC | Dispatch-Generation | EmissionsCost | 0 | [6 empty] | 0.51337 | 0
LCP_Inputs_ON_Electric_IEA_2023_05_05 | 2037 | Biomass + CCS | Generation | Electricity | QC | Dispatch-Generation | FuelCost | 0 | [6 empty] | 0.51337 | 0
LCP_Inputs_ON_Electric_IEA_2023_05_05 | 2037 | Biomass + CCS | Generation | Electricity | QC | Dispatch-Generation | VOM | 0 | [6 empty] | 0.51337 | 0
LCP_Inputs_ON_Electric_IEA_2023_05_05 | 2037 | Biomass + CCS | Generation | Electricity | WC | Dispatch-Generation | EmissionsCost | 0 | [6 empty] | 0.51337 | 0
LCP_Inputs_ON_Electric_IEA_2023_05_05 | 2037 | Biomass + CCS | Generation | Electricity | WC | Dispatch-Generation | FuelCost | 0 | [6 empty] | 0.51337 | 0
LCP_Inputs_ON_Electric_IEA_2023_05_05 | 2037 | Biomass + CCS | Generation | Electricity | WC | Dispatch-Generation | VOM | 0 | [6 empty] | 0.51337 | 0
LCP_Inputs_ON_Electric_IEA_2023_05_05 | 2037 | CH4 + CCS | Generation | Methane | MI | Dispatch-Generation | EmissionsCost | 0 | [6 empty] | 0.51337 | 0
LCP_Inputs_ON_Electric_IEA_2023_05_05 | 2037 | CH4 + CCS | Generation | Methane | MI | Dispatch-Generation | FuelCost | 0 | [6 empty] | 0.51337 | 0
LCP_Inputs_ON_Electric_IEA_2023_05_05 | 2037 | CH4 + CCS | Generation | Methane | MI | Dispatch-Generation | VOM | 0 | [6 empty] | 0.51337 | 0
LCP_Inputs_ON_Electric_IEA_2023_05_05 | 2037 | CH4 + CCS | Generation | Methane | NY | Dispatch-Generation | EmissionsCost | 0 | [6 empty] | 0.51337 | 0
LCP_Inputs_ON_Electric_IEA_2023_05_05 | 2037 | CH4 + CCS | Generation | Methane | NY | Dispatch-Generation | FuelCost | 0 | [6 empty] | 0.51337 | 0
LCP_Inputs_ON_Electric_IEA_2023_05_05 | 2037 | CH4 + CCS | Generation | Methane | NY | Dispatch-Generation | VOM | 0 | [6 empty] | 0.51337 | 0
LCP_Inputs_ON_Electric_IEA_2023_05_05 | 2037 | CH4 + CCS | Generation | Methane | ON | Dispatch-Generation | EmissionsCost | 0 | [6 empty] | 0.51337 | 0
LCP_Inputs_ON_Electric_IEA_2023_05_05 | 2037 | CH4 + CCS | Generation | Methane | ON | Dispatch-Generation | FuelCost | 0 | [6 empty] | 0.51337 | 0
LCP_Inputs_ON_Electric_IEA_2023_05_05 | 2037 | CH4 + CCS | Generation | Methane | ON | Dispatch-Generation | VOM | 0 | [6 empty] | 0.51337 | 0
LCP_Inputs_ON_Electric_IEA_2023_05_05 | 2037 | CH4 + CCS | Generation | Methane | PJ | Dispatch-Generation | EmissionsCost | 0 | [6 empty] | 0.51337 | 0
LCP_Inputs_ON_Electric_IEA_2023_05_05 | 2037 | CH4 + CCS | Generation | Methane | PJ | Dispatch-Generation | FuelCost | 0 | [6 empty] | 0.51337 | 0
LCP_Inputs_ON_Electric_IEA_2023_05_05 | 2037 | CH4 + CCS | Generation | Methane | PJ | Dispatch-Generation | VOM | 0 | [6 empty] | 0.51337 | 0
LCP_Inputs_ON_Electric_IEA_2023_05_05 | 2037 | CH4 + CCS | Generation | Methane | QC | Dispatch-Generation | EmissionsCost | 0 | [6 empty] | 0.51337 | 0
LCP_Inputs_ON_Electric_IEA_2023_05_05 | 2037 | CH4 + CCS | Generation | Methane | QC | Dispatch-Generation | FuelCost | 0 | [6 empty] | 0.51337 | 0
LCP_Inputs_ON_Electric_IEA_2023_05_05 | 2037 | CH4 + CCS | Generation | Methane | QC | Dispatch-Generation | VOM | 0 | [6 empty] | 0.51337 | 0
LCP_Inputs_ON_Electric_IEA_2023_05_05 | 2037 | CH4 + CCS | Generation | Methane | WC | Dispatch-Generation | EmissionsCost | 0 | [6 empty] | 0.51337 | 0
LCP_Inputs_ON_Electric_IEA_2023_05_05 | 2037 | CH4 + CCS | Generation | Methane | WC | Dispatch-Generation | FuelCost | 0 | [6 empty] | 0.51337 | 0
LCP_Inputs_ON_Electric_IEA_2023_05_05 | 2037 | CH4 + CCS | Generation | Methane | WC | Dispatch-Generation | VOM | 0 | [6 empty] | 0.51337 | 0
LCP_Inputs_ON_Electric_IEA_2023_05_05 | 2037 | CH4 Import - NY 2020 | Import | Methane | MI | Dispatch-Import | EmissionsCost | 0 | [6 empty] | 0.51337 | 0
LCP_Inputs_ON_Electric_IEA_2023_05_05 | 2037 | CH4 Import - NY 2020 | Import | Methane | MI | Dispatch-Import | FuelCost | 0 | [6 empty] | 0.51337 | 0
LCP_Inputs_ON_Electric_IEA_2023_05_05 | 2037 | CH4 Import - NY 2020 | Import | Methane | MI | Dispatch-Import | VOM | 0 | [6 empty] | 0.51337 | 0
LCP_Inputs_ON_Electric_IEA_2023_05_05 | 2037 | CH4 Import - NY 2020 | Import | Methane | NY | Dispatch-Import | EmissionsCost | 0 | [6 empty] | 0.51337 | 0
LCP_Inputs_ON_Electric_IEA_2023_05_05 | 2037 | CH4 Import - NY 2020 | Import | Methane | NY | Dispatch-Import | FuelCost | 0 | [6 empty] | 0.51337 | 0
LCP_Inputs_ON_Electric_IEA_2023_05_05 | 2037 | CH4 Import - NY 2020 | Import | Methane | NY | Dispatch-Import | VOM | 0 | [6 empty] | 0.51337 | 0
LCP_Inputs_ON_Electric_IEA_2023_05_05 | 2037 | CH4 Import - NY 2020 | Import | Methane | ON | Dispatch-Import | EmissionsCost | 0 | [6 empty] | 0.51337 | 0
LCP_Inputs_ON_Electric_IEA_2023_05_05 | 2037 | CH4 Import - NY 2020 | Import | Methane | ON | Dispatch-Import | FuelCost | 0 | [6 empty] | 0.51337 | 0
LCP_Inputs_ON_Electric_IEA_2023_05_05 | 2037 | CH4 Import - NY 2020 | Import | Methane | ON | Dispatch-Import | VOM | 0 | [6 empty] | 0.51337 | 0
LCP_Inputs_ON_Electric_IEA_2023_05_05 | 2037 | CH4 Import - NY 2020 | Import | Methane | PJ | Dispatch-Import | EmissionsCost | 0 | [6 empty] | 0.51337 | 0
LCP_Inputs_ON_Electric_IEA_2023_05_05 | 2037 | CH4 Import - NY 2020 | Import | Methane | PJ | Dispatch-Import | FuelCost | 0 | [6 empty] | 0.51337 | 0
LCP_Inputs_ON_Electric_IEA_2023_05_05 | 2037 | CH4 Import - NY 2020 | Import | Methane | PJ | Dispatch-Import | VOM | 0 | [6 empty] | 0.51337 | 0
LCP_Inputs_ON_Electric_IEA_2023_05_05 | 2037 | CH4 Import - NY 2020 | Import | Methane | QC | Dispatch-Import | EmissionsCost | 0 | [6 empty] | 0.51337 | 0
LCP_Inputs_ON_Electric_IEA_2023_05_05 | 2037 | CH4 Import - NY 2020 | Import | Methane | QC | Dispatch-Import | FuelCost | 0 | [6 empty] | 0.51337 | 0
LCP_Inputs_ON_Electric_IEA_2023_05_05 | 2037 | CH4 Import - NY 2020 | Import | Methane | QC | Dispatch-Import | VOM | 0 | [6 empty] | 0.51337 | 0
LCP_Inputs_ON_Electric_IEA_2023_05_05 | 2037 | CH4 Import - NY 2020 | Import | Methane | WC | Dispatch-Import | EmissionsCost | 0 | [6 empty] | 0.51337 | 0
LCP_Inputs_ON_Electric_IEA_2023_05_05 | 2037 | CH4 Import - NY 2020 | Import | Methane | WC | Dispatch-Import | FuelCost | 0 | [6 empty] | 0.51337 | 0
LCP_Inputs_ON_Electric_IEA_2023_05_05 | 2037 | CH4 Import - NY 2020 | Import | Methane | WC | Dispatch-Import | VOM | 0 | [6 empty] | 0.51337 | 0
LCP_Inputs_ON_Electric_IEA_2023_05_05 | 2037 | CH4 Import - NY 2030 | Import | Methane | MI | Dispatch-Import | EmissionsCost | 0 | [6 empty] | 0.51337 | 0
LCP_Inputs_ON_Electric_IEA_2023_05_05 | 2037 | CH4 Import - NY 2030 | Import | Methane | MI | Dispatch-Import | FuelCost | 0 | [6 empty] | 0.51337 | 0
LCP_Inputs_ON_Electric_IEA_2023_05_05 | 2037 | CH4 Import - NY 2030 | Import | Methane | MI | Dispatch-Import | VOM | 0 | [6 empty] | 0.51337 | 0
LCP_Inputs_ON_Electric_IEA_2023_05_05 | 2037 | CH4 Import - NY 2030 | Import | Methane | NY | Dispatch-Import | EmissionsCost | 2371206202.7872 | [6 empty] | 0.51337 | 1217313824.9087
LCP_Inputs_ON_Electric_IEA_2023_05_05 | 2037 | CH4 Import - NY 2030 | Import | Methane | NY | Dispatch-Import | FuelCost | 644356120.8267 | [6 empty] | 0.51337 | 330795193.2333
LCP_Inputs_ON_Electric_IEA_2023_05_05 | 2037 | CH4 Import - NY 2030 | Import | Methane | NY | Dispatch-Import | VOM | 0 | [6 empty] | 0.51337 | 0
LCP_Inputs_ON_Electric_IEA_2023_05_05 | 2037 | CH4 Import - NY 2030 | Import | Methane | ON | Dispatch-Import | EmissionsCost | 0 | [6 empty] | 0.51337 | 0
LCP_Inputs_ON_Electric_IEA_2023_05_05 | 2037 | CH4 Import - NY 2030 | Import | Methane | ON | Dispatch-Import | FuelCost | 0 | [6 empty] | 0.51337 | 0
LCP_Inputs_ON_Electric_IEA_2023_05_05 | 2037 | CH4 Import - NY 2030 | Import | Methane | ON | Dispatch-Import | VOM | 0 | [6 empty] | 0.51337 | 0
LCP_Inputs_ON_Electric_IEA_2023_05_05 | 2037 | CH4 Import - NY 2030 | Import | Methane | PJ | Dispatch-Import | EmissionsCost | 0 | [6 empty] | 0.51337 | 0
LCP_Inputs_ON_Electric_IEA_2023_05_05 | 2037 | CH4 Import - NY 2030 | Import | Methane | PJ | Dispatch-Import | FuelCost | 0 | [6 empty] | 0.51337 | 0
LCP_Inputs_ON_Electric_IEA_2023_05_05 | 2037 | CH4 Import - NY 2030 | Import | Methane | PJ | Dispatch-Import | VOM | 0 | [6 empty] | 0.51337 | 0
LCP_Inputs_ON_Electric_IEA_2023_05_05 | 2037 | CH4 Import - NY 2030 | Import | Methane | QC | Dispatch-Import | EmissionsCost | 0 | [6 empty] | 0.51337 | 0
LCP_Inputs_ON_Electric_IEA_2023_05_05 | 2037 | CH4 Import - NY 2030 | Import | Methane | QC | Dispatch-Import | FuelCost | 0 | [6 empty] | 0.51337 | 0
LCP_Inputs_ON_Electric_IEA_2023_05_05 | 2037 | CH4 Import - NY 2030 | Import | Methane | QC | Dispatch-Import | VOM | 0 | [6 empty] | 0.51337 | 0
LCP_Inputs_ON_Electric_IEA_2023_05_05 | 2037 | CH4 Import - NY 2030 | Import | Methane | WC | Dispatch-Import | EmissionsCost | 0 | [6 empty] | 0.51337 | 0
LCP_Inputs_ON_Electric_IEA_2023_05_05 | 2037 | CH4 Import - NY 2030 | Import | Methane | WC | Dispatch-Import | FuelCost | 0 | [6 empty] | 0.51337 | 0
LCP_Inputs_ON_Electric_IEA_2023_05_05 | 2037 | CH4 Import - NY 2030 | Import | Methane | WC | Dispatch-Import | VOM | 0 | [6 empty] | 0.51337 | 0
LCP_Inputs_ON_Electric_IEA_2023_05_05 | 2037 | CH4 Import - NY 2040 | Import | Methane | MI | Dispatch-Import | EmissionsCost | 0 | [6 empty] | 0.51337 | 0
LCP_Inputs_ON_Electric_IEA_2023_05_05 | 2037 | CH4 Import - NY 2040 | Import | Methane | MI | Dispatch-Import | FuelCost | 0 | [6 empty] | 0.51337 | 0
LCP_Inputs_ON_Electric_IEA_2023_05_05 | 2037 | CH4 Import - NY 2040 | Import | Methane | MI | Dispatch-Import | VOM | 0 | [6 empty] | 0.51337 | 0
LCP_Inputs_ON_Electric_IEA_2023_05_05 | 2037 | CH4 Import - NY 2040 | Import | Methane | NY | Dispatch-Import | EmissionsCost | 0 | [6 empty] | 0.51337 | 0
LCP_Inputs_ON_Electric_IEA_2023_05_05 | 2037 | CH4 Import - NY 2040 | Import | Methane | NY | Dispatch-Import | FuelCost | 0 | [6 empty] | 0.51337 | 0
LCP_Inputs_ON_Electric_IEA_2023_05_05 | 2037 | CH4 Import - NY 2040 | Import | Methane | NY | Dispatch-Import | VOM | 0 | [6 empty] | 0.51337 | 0
LCP_Inputs_ON_Electric_IEA_2023_05_05 | 2037 | CH4 Import - NY 2040 | Import | Methane | ON | Dispatch-Import | EmissionsCost | 0 | [6 empty] | 0.51337 | 0
LCP_Inputs_ON_Electric_IEA_2023_05_05 | 2037 | CH4 Import - NY 2040 | Import | Methane | ON | Dispatch-Import | FuelCost | 0 | [6 empty] | 0.51337 | 0
LCP_Inputs_ON_Electric_IEA_2023_05_05 | 2037 | CH4 Import - NY 2040 | Import | Methane | ON | Dispatch-Import | VOM | 0 | [6 empty] | 0.51337 | 0
LCP_Inputs_ON_Electric_IEA_2023_05_05 | 2037 | CH4 Import - NY 2040 | Import | Methane | PJ | Dispatch-Import | EmissionsCost | 0 | [6 empty] | 0.51337 | 0
LCP_Inputs_ON_Electric_IEA_2023_05_05 | 2037 | CH4 Import - NY 2040 | Import | Methane | PJ | Dispatch-Import | FuelCost | 0 | [6 empty] | 0.51337 | 0
LCP_Inputs_ON_Electric_IEA_2023_05_05 | 2037 | CH4 Import - NY 2040 | Import | Methane | PJ | Dispatch-Import | VOM | 0 | [6 empty] | 0.51337 | 0
LCP_Inputs_ON_Electric_IEA_2023_05_05 | 2037 | CH4 Import - NY 2040 | Import | Methane | QC | Dispatch-Import | EmissionsCost | 0 | [6 empty] | 0.51337 | 0
LCP_Inputs_ON_Electric_IEA_2023_05_05 | 2037 | CH4 Import - NY 2040 | Import | Methane | QC | Dispatch-Import | FuelCost | 0 | [6 empty] | 0.51337 | 0
LCP_Inputs_ON_Electric_IEA_2023_05_05 | 2037 | CH4 Import - NY 2040 | Import | Methane | QC | Dispatch-Import | VOM | 0 | [6 empty] | 0.51337 | 0
LCP_Inputs_ON_Electric_IEA_2023_05_05 | 2037 | CH4 Import - NY 2040 | Import | Methane | WC | Dispatch-Import | EmissionsCost | 0 | [6 empty] | 0.51337 | 0
LCP_Inputs_ON_Electric_IEA_2023_05_05 | 2037 | CH4 Import - NY 2040 | Import | Methane | WC | Dispatch-Import | FuelCost | 0 | [6 empty] | 0.51337 | 0
LCP_Inputs_ON_Electric_IEA_2023_05_05 | 2037 | CH4 Import - NY 2040 | Import | Methane | WC | Dispatch-Import | VOM | 0 | [6 empty] | 0.51337 | 0
LCP_Inputs_ON_Electric_IEA_2023_05_05 | 2037 | CH4 Import - NY 2050 | Import | Methane | MI | Dispatch-Import | EmissionsCost | 0 | [6 empty] | 0.51337 | 0
LCP_Inputs_ON_Electric_IEA_2023_05_05 | 2037 | CH4 Import - NY 2050 | Import | Methane | MI | Dispatch-Import | FuelCost | 0 | [6 empty] | 0.51337 | 0
LCP_Inputs_ON_Electric_IEA_2023_05_05 | 2037 | CH4 Import - NY 2050 | Import | Methane | MI | Dispatch-Import | VOM | 0 | [6 empty] | 0.51337 | 0
LCP_Inputs_ON_Electric_IEA_2023_05_05 | 2037 | CH4 Import - NY 2050 | Import | Methane | NY | Dispatch-Import | EmissionsCost | 0 | [6 empty] | 0.51337 | 0
LCP_Inputs_ON_Electric_IEA_2023_05_05 | 2037 | CH4 Import - NY 2050 | Import | Methane | NY | Dispatch-Import | FuelCost | 0 | [6 empty] | 0.51337 | 0
LCP_Inputs_ON_Electric_IEA_2023_05_05 | 2037 | CH4 Import - NY 2050 | Import | Methane | NY | Dispatch-Import | VOM | 0 | [6 empty] | 0.51337 | 0
LCP_Inputs_ON_Electric_IEA_2023_05_05 | 2037 | CH4 Import - NY 2050 | Import | Methane | ON | Dispatch-Import | EmissionsCost | 0 | [6 empty] | 0.51337 | 0
LCP_Inputs_ON_Electric_IEA_2023_05_05 | 2037 | CH4 Import - NY 2050 | Import | Methane | ON | Dispatch-Import | FuelCost | 0 | [6 empty] | 0.51337 | 0
LCP_Inputs_ON_Electric_IEA_2023_05_05 | 2037 | CH4 Import - NY 2050 | Import | Methane | ON | Dispatch-Import | VOM | 0 | [6 empty] | 0.51337 | 0
LCP_Inputs_ON_Electric_IEA_2023_05_05 | 2037 | CH4 Import - NY 2050 | Import | Methane | PJ | Dispatch-Import | EmissionsCost | 0 | [6 empty] | 0.51337 | 0
LCP_Inputs_ON_Electric_IEA_2023_05_05 | 2037 | CH4 Import - NY 2050 | Import | Methane | PJ | Dispatch-Import | FuelCost | 0 | [6 empty] | 0.51337 | 0
LCP_Inputs_ON_Electric_IEA_2023_05_05 | 2037 | CH4 Import - NY 2050 | Import | Methane | PJ | Dispatch-Import | VOM | 0 | [6 empty] | 0.51337 | 0
LCP_Inputs_ON_Electric_IEA_2023_05_05 | 2037 | CH4 Import - NY 2050 | Import | Methane | QC | Dispatch-Import | EmissionsCost | 0 | [6 empty] | 0.51337 | 0
LCP_Inputs_ON_Electric_IEA_2023_05_05 | 2037 | CH4 Import - NY 2050 | Import | Methane | QC | Dispatch-Import | FuelCost | 0 | [6 empty] | 0.51337 | 0
LCP_Inputs_ON_Electric_IEA_2023_05_05 | 2037 | CH4 Import - NY 2050 | Import | Methane | QC | Dispatch-Import | VOM | 0 | [6 empty] | 0.51337 | 0
LCP_Inputs_ON_Electric_IEA_2023_05_05 | 2037 | CH4 Import - NY 2050 | Import | Methane | WC | Dispatch-Import | EmissionsCost | 0 | [6 empty] | 0.51337 | 0
LCP_Inputs_ON_Electric_IEA_2023_05_05 | 2037 | CH4 Import - NY 2050 | Import | Methane | WC | Dispatch-Import | FuelCost | 0 | [6 empty] | 0.51337 | 0
LCP_Inputs_ON_Electric_IEA_2023_05_05 | 2037 | CH4 Import - NY 2050 | Import | Methane | WC | Dispatch-Import | VOM | 0 | [6 empty] | 0.51337 | 0
LCP_Inputs_ON_Electric_IEA_2023_05_05 | 2037 | CH4 Import - WC 2020 | Import | Methane | MI | Dispatch-Import | EmissionsCost | 0 | [6 empty] | 0.51337 | 0
LCP_Inputs_ON_Electric_IEA_2023_05_05 | 2037 | CH4 Import - WC 2020 | Import | Methane | MI | Dispatch-Import | FuelCost | 0 | [6 empty] | 0.51337 | 0
LCP_Inputs_ON_Electric_IEA_2023_05_05 | 2037 | CH4 Import - WC 2020 | Import | Methane | MI | Dispatch-Import | VOM | 0 | [6 empty] | 0.51337 | 0
LCP_Inputs_ON_Electric_IEA_2023_05_05 | 2037 | CH4 Import - WC 2020 | Import | Methane | NY | Dispatch-Import | EmissionsCost | 0 | [6 empty] | 0.51337 | 0
LCP_Inputs_ON_Electric_IEA_2023_05_05 | 2037 | CH4 Import - WC 2020 | Import | Methane | NY | Dispatch-Import | FuelCost | 0 | [6 empty] | 0.51337 | 0
LCP_Inputs_ON_Electric_IEA_2023_05_05 | 2037 | CH4 Import - WC 2020 | Import | Methane | NY | Dispatch-Import | VOM | 0 | [6 empty] | 0.51337 | 0
LCP_Inputs_ON_Electric_IEA_2023_05_05 | 2037 | CH4 Import - WC 2020 | Import | Methane | ON | Dispatch-Import | EmissionsCost | 0 | [6 empty] | 0.51337 | 0
LCP_Inputs_ON_Electric_IEA_2023_05_05 | 2037 | CH4 Import - WC 2020 | Import | Methane | ON | Dispatch-Import | FuelCost | 0 | [6 empty] | 0.51337 | 0
LCP_Inputs_ON_Electric_IEA_2023_05_05 | 2037 | CH4 Import - WC 2020 | Import | Methane | ON | Dispatch-Import | VOM | 0 | [6 empty] | 0.51337 | 0
LCP_Inputs_ON_Electric_IEA_2023_05_05 | 2037 | CH4 Import - WC 2020 | Import | Methane | PJ | Dispatch-Import | EmissionsCost | 0 | [6 empty] | 0.51337 | 0
LCP_Inputs_ON_Electric_IEA_2023_05_05 | 2037 | CH4 Import - WC 2020 | Import | Methane | PJ | Dispatch-Import | FuelCost | 0 | [6 empty] | 0.51337 | 0
LCP_Inputs_ON_Electric_IEA_2023_05_05 | 2037 | CH4 Import - WC 2020 | Import | Methane | PJ | Dispatch-Import | VOM | 0 | [6 empty] | 0.51337 | 0
LCP_Inputs_ON_Electric_IEA_2023_05_05 | 2037 | CH4 Import - WC 2020 | Import | Methane | QC | Dispatch-Import | EmissionsCost | 0 | [6 empty] | 0.51337 | 0
LCP_Inputs_ON_Electric_IEA_2023_05_05 | 2037 | CH4 Import - WC 2020 | Import | Methane | QC | Dispatch-Import | FuelCost | 0 | [6 empty] | 0.51337 | 0
LCP_Inputs_ON_Electric_IEA_2023_05_05 | 2037 | CH4 Import - WC 2020 | Import | Methane | QC | Dispatch-Import | VOM | 0 | [6 empty] | 0.51337 | 0
LCP_Inputs_ON_Electric_IEA_2023_05_05 | 2037 | CH4 Import - WC 2020 | Import | Methane | WC | Dispatch-Import | EmissionsCost | 0 | [6 empty] | 0.51337 | 0
LCP_Inputs_ON_Electric_IEA_2023_05_05 | 2037 | CH4 Import - WC 2020 | Import | Methane | WC | Dispatch-Import | FuelCost | 0 | [6 empty] | 0.51337 | 0
LCP_Inputs_ON_Electric_IEA_2023_05_05 | 2037 | CH4 Import - WC 2020 | Import | Methane | WC | Dispatch-Import | VOM | 0 | [6 empty] | 0.51337 | 0
LCP_Inputs_ON_Electric_IEA_2023_05_05 | 2037 | CH4 Import - WC 2030 | Import | Methane | MI | Dispatch-Import | EmissionsCost | 0 | [6 empty] | 0.51337 | 0
LCP_Inputs_ON_Electric_IEA_2023_05_05 | 2037 | CH4 Import - WC 2030 | Import | Methane | MI | Dispatch-Import | FuelCost | 0 | [6 empty] | 0.51337 | 0
LCP_Inputs_ON_Electric_IEA_2023_05_05 | 2037 | CH4 Import - WC 2030 | Import | Methane | MI | Dispatch-Import | VOM | 0 | [6 empty] | 0.51337 | 0
LCP_Inputs_ON_Electric_IEA_2023_05_05 | 2037 | CH4 Import - WC 2030 | Import | Methane | NY | Dispatch-Import | EmissionsCost | 0 | [6 empty] | 0.51337 | 0
LCP_Inputs_ON_Electric_IEA_2023_05_05 | 2037 | CH4 Import - WC 2030 | Import | Methane | NY | Dispatch-Import | FuelCost | 0 | [6 empty] | 0.51337 | 0
LCP_Inputs_ON_Electric_IEA_2023_05_05 | 2037 | CH4 Import - WC 2030 | Import | Methane | NY | Dispatch-Import | VOM | 0 | [6 empty] | 0.51337 | 0
LCP_Inputs_ON_Electric_IEA_2023_05_05 | 2037 | CH4 Import - WC 2030 | Import | Methane | ON | Dispatch-Import | EmissionsCost | 0 | [6 empty] | 0.51337 | 0
LCP_Inputs_ON_Electric_IEA_2023_05_05 | 2037 | CH4 Import - WC 2030 | Import | Methane | ON | Dispatch-Import | FuelCost | 0 | [6 empty] | 0.51337 | 0
LCP_Inputs_ON_Electric_IEA_2023_05_05 | 2037 | CH4 Import - WC 2030 | Import | Methane | ON | Dispatch-Import | VOM | 0 | [6 empty] | 0.51337 | 0
LCP_Inputs_ON_Electric_IEA_2023_05_05 | 2037 | CH4 Import - WC 2030 | Import | Methane | PJ | Dispatch-Import | EmissionsCost | 0 | [6 empty] | 0.51337 | 0
LCP_Inputs_ON_Electric_IEA_2023_05_05 | 2037 | CH4 Import - WC 2030 | Import | Methane | PJ | Dispatch-Import | FuelCost | 0 | [6 empty] | 0.51337 | 0
LCP_Inputs_ON_Electric_IEA_2023_05_05 | 2037 | CH4 Import - WC 2030 | Import | Methane | PJ | Dispatch-Import | VOM | 0 | [6 empty] | 0.51337 | 0
LCP_Inputs_ON_Electric_IEA_2023_05_05 | 2037 | CH4 Import - WC 2030 | Import | Methane | QC | Dispatch-Import | EmissionsCost | 0 | [6 empty] | 0.51337 | 0
LCP_Inputs_ON_Electric_IEA_2023_05_05 | 2037 | CH4 Import - WC 2030 | Import | Methane | QC | Dispatch-Import | FuelCost | 0 | [6 empty] | 0.51337 | 0
LCP_Inputs_ON_Electric_IEA_2023_05_05 | 2037 | CH4 Import - WC 2030 | Import | Methane | QC | Dispatch-Import | VOM | 0 | [6 empty] | 0.51337 | 0
LCP_Inputs_ON_Electric_IEA_2023_05_05 | 2037 | CH4 Import - WC 2030 | Import | Methane | WC | Dispatch-Import | EmissionsCost | 9015205651.9119 | [6 empty] | 0.51337 | 4628165387.5432
LCP_Inputs_ON_Electric_IEA_2023_05_05 | 2037 | CH4 Import - WC 2030 | Import | Methane | WC | Dispatch-Import | FuelCost | 2449809272.3833 | [6 empty] | 0.51337 | 1257666537.8812
LCP_Inputs_ON_Electric_IEA_2023_05_05 | 2037 | CH4 Import - WC 2030 | Import | Methane | WC | Dispatch-Import | VOM | 0 | [6 empty] | 0.51337 | 0
LCP_Inputs_ON_Electric_IEA_2023_05_05 | 2037 | CH4 Import - WC 2040 | Import | Methane | MI | Dispatch-Import | EmissionsCost | 0 | [6 empty] | 0.51337 | 0
LCP_Inputs_ON_Electric_IEA_2023_05_05 | 2037 | CH4 Import - WC 2040 | Import | Methane | MI | Dispatch-Import | FuelCost | 0 | [6 empty] | 0.51337 | 0
LCP_Inputs_ON_Electric_IEA_2023_05_05 | 2037 | CH4 Import - WC 2040 | Import | Methane | MI | Dispatch-Import | VOM | 0 | [6 empty] | 0.51337 | 0
LCP_Inputs_ON_Electric_IEA_2023_05_05 | 2037 | CH4 Import - WC 2040 | Import | Methane | NY | Dispatch-Import | EmissionsCost | 0 | [6 empty] | 0.51337 | 0
LCP_Inputs_ON_Electric_IEA_2023_05_05 | 2037 | CH4 Import - WC 2040 | Import | Methane | NY | Dispatch-Import | FuelCost | 0 | [6 empty] | 0.51337 | 0
LCP_Inputs_ON_Electric_IEA_2023_05_05 | 2037 | CH4 Import - WC 2040 | Import | Methane | NY | Dispatch-Import | VOM | 0 | [6 empty] | 0.51337 | 0
LCP_Inputs_ON_Electric_IEA_2023_05_05 | 2037 | CH4 Import - WC 2040 | Import | Methane | ON | Dispatch-Import | EmissionsCost | 0 | [6 empty] | 0.51337 | 0
LCP_Inputs_ON_Electric_IEA_2023_05_05 | 2037 | CH4 Import - WC 2040 | Import | Methane | ON | Dispatch-Import | FuelCost | 0 | [6 empty] | 0.51337 | 0
LCP_Inputs_ON_Electric_IEA_2023_05_05 | 2037 | CH4 Import - WC 2040 | Import | Methane | ON | Dispatch-Import | VOM | 0 | [6 empty] | 0.51337 | 0
LCP_Inputs_ON_Electric_IEA_2023_05_05 | 2037 | CH4 Import - WC 2040 | Import | Methane | PJ | Dispatch-Import | EmissionsCost | 0 | [6 empty] | 0.51337 | 0
LCP_Inputs_ON_Electric_IEA_2023_05_05 | 2037 | CH4 Import - WC 2040 | Import | Methane | PJ | Dispatch-Import | FuelCost | 0 | [6 empty] | 0.51337 | 0
LCP_Inputs_ON_Electric_IEA_2023_05_05 | 2037 | CH4 Import - WC 2040 | Import | Methane | PJ | Dispatch-Import | VOM | 0 | [6 empty] | 0.51337 | 0
LCP_Inputs_ON_Electric_IEA_2023_05_05 | 2037 | CH4 Import - WC 2040 | Import | Methane | QC | Dispatch-Import | EmissionsCost | 0 | [6 empty] | 0.51337 | 0
LCP_Inputs_ON_Electric_IEA_2023_05_05 | 2037 | CH4 Import - WC 2040 | Import | Methane | QC | Dispatch-Import | FuelCost | 0 | [6 empty] | 0.51337 | 0
LCP_Inputs_ON_Electric_IEA_2023_05_05 | 2037 | CH4 Import - WC 2040 | Import | Methane | QC | Dispatch-Import | VOM | 0 | [6 empty] | 0.51337 | 0
LCP_Inputs_ON_Electric_IEA_2023_05_05 | 2037 | CH4 Import - WC 2040 | Import | Methane | WC | Dispatch-Import | EmissionsCost | 0 | [6 empty] | 0.51337 | 0
LCP_Inputs_ON_Electric_IEA_2023_05_05 | 2037 | CH4 Import - WC 2040 | Import | Methane | WC | Dispatch-Import | FuelCost | 0 | [6 empty] | 0.51337 | 0
LCP_Inputs_ON_Electric_IEA_2023_05_05 | 2037 | CH4 Import - WC 2040 | Import | Methane | WC | Dispatch-Import | VOM | 0 | [6 empty] | 0.51337 | 0
LCP_Inputs_ON_Electric_IEA_2023_05_05 | 2037 | CH4 Import - WC 2050 | Import | Methane | MI | Dispatch-Import | EmissionsCost | 0 | [6 empty] | 0.51337 | 0
LCP_Inputs_ON_Electric_IEA_2023_05_05 | 2037 | CH4 Import - WC 2050 | Import | Methane | MI | Dispatch-Import | FuelCost | 0 | [6 empty] | 0.51337 | 0
LCP_Inputs_ON_Electric_IEA_2023_05_05 | 2037 | CH4 Import - WC 2050 | Import | Methane | MI | Dispatch-Import | VOM | 0 | [6 empty] | 0.51337 | 0
LCP_Inputs_ON_Electric_IEA_2023_05_05 | 2037 | CH4 Import - WC 2050 | Import | Methane | NY | Dispatch-Import | EmissionsCost | 0 | [6 empty] | 0.51337 | 0
LCP_Inputs_ON_Electric_IEA_2023_05_05 | 2037 | CH4 Import - WC 2050 | Import | Methane | NY | Dispatch-Import | FuelCost | 0 | [6 empty] | 0.51337 | 0
LCP_Inputs_ON_Electric_IEA_2023_05_05 | 2037 | CH4 Import - WC 2050 | Import | Methane | NY | Dispatch-Import | VOM | 0 | [6 empty] | 0.51337 | 0
LCP_Inputs_ON_Electric_IEA_2023_05_05 | 2037 | CH4 Import - WC 2050 | Import | Methane | ON | Dispatch-Import | EmissionsCost | 0 | [6 empty] | 0.51337 | 0
LCP_Inputs_ON_Electric_IEA_2023_05_05 | 2037 | CH4 Import - WC 2050 | Import | Methane | ON | Dispatch-Import | FuelCost | 0 | [6 empty] | 0.51337 | 0
LCP_Inputs_ON_Electric_IEA_2023_05_05 | 2037 | CH4 Import - WC 2050 | Import | Methane | ON | Dispatch-Import | VOM | 0 | [6 empty] | 0.51337 | 0
LCP_Inputs_ON_Electric_IEA_2023_05_05 | 2037 | CH4 Import - WC 2050 | Import | Methane | PJ | Dispatch-Import | EmissionsCost | 0 | [6 empty] | 0.51337 | 0
LCP_Inputs_ON_Electric_IEA_2023_05_05 | 2037 | CH4 Import - WC 2050 | Import | Methane | PJ | Dispatch-Import | FuelCost | 0 | [6 empty] | 0.51337 | 0
LCP_Inputs_ON_Electric_IEA_2023_05_05 | 2037 | CH4 Import - WC 2050 | Import | Methane | PJ | Dispatch-Import | VOM | 0 | [6 empty] | 0.51337 | 0
LCP_Inputs_ON_Electric_IEA_2023_05_05 | 2037 | CH4 Import - WC 2050 | Import | Methane | QC | Dispatch-Import | EmissionsCost | 0 | [6 empty] | 0.51337 | 0
LCP_Inputs_ON_Electric_IEA_2023_05_05 | 2037 | CH4 Import - WC 2050 | Import | Methane | QC | Dispatch-Import | FuelCost | 0 | [6 empty] | 0.51337 | 0
LCP_Inputs_ON_Electric_IEA_2023_05_05 | 2037 | CH4 Import - WC 2050 | Import | Methane | QC | Dispatch-Import | VOM | 0 | [6 empty] | 0.51337 | 0
LCP_Inputs_ON_Electric_IEA_2023_05_05 | 2037 | CH4 Import - WC 2050 | Import | Methane | WC | Dispatch-Import | EmissionsCost | 0 | [6 empty] | 0.51337 | 0
LCP_Inputs_ON_Electric_IEA_2023_05_05 | 2037 | CH4 Import - WC 2050 | Import | Methane | WC | Dispatch-Import | FuelCost | 0 | [6 empty] | 0.51337 | 0
LCP_Inputs_ON_Electric_IEA_2023_05_05 | 2037 | CH4 Import - WC 2050 | Import | Methane | WC | Dispatch-Import | VOM | 0 | [6 empty] | 0.51337 | 0
LCP_Inputs_ON_Electric_IEA_2023_05_05 | 2037 | CH4 Salt Cavern Storage - ON | Storage | Methane | MI | Dispatch-Storage | EmissionsCost | 0 | [6 empty] | 0.51337 | 0
LCP_Inputs_ON_Electric_IEA_2023_05_05 | 2037 | CH4 Salt Cavern Storage - ON | Storage | Methane | MI | Dispatch-Storage | FuelCost | 0 | [6 empty] | 0.51337 | 0
LCP_Inputs_ON_Electric_IEA_2023_05_05 | 2037 | CH4 Salt Cavern Storage - ON | Storage | Methane | MI | Dispatch-Storage | VOM | 0 | [6 empty] | 0.51337 | 0
LCP_Inputs_ON_Electric_IEA_2023_05_05 | 2037 | CH4 Salt Cavern Storage - ON | Storage | Methane | NY | Dispatch-Storage | EmissionsCost | 0 | [6 empty] | 0.51337 | 0
LCP_Inputs_ON_Electric_IEA_2023_05_05 | 2037 | CH4 Salt Cavern Storage - ON | Storage | Methane | NY | Dispatch-Storage | FuelCost | 0 | [6 empty] | 0.51337 | 0
LCP_Inputs_ON_Electric_IEA_2023_05_05 | 2037 | CH4 Salt Cavern Storage - ON | Storage | Methane | NY | Dispatch-Storage | VOM | 0 | [6 empty] | 0.51337 | 0
LCP_Inputs_ON_Electric_IEA_2023_05_05 | 2037 | CH4 Salt Cavern Storage - ON | Storage | Methane | ON | Dispatch-Storage | EmissionsCost | 0 | [6 empty] | 0.51337 | 0
LCP_Inputs_ON_Electric_IEA_2023_05_05 | 2037 | CH4 Salt Cavern Storage - ON | Storage | Methane | ON | Dispatch-Storage | FuelCost | 0 | [6 empty] | 0.51337 | 0
LCP_Inputs_ON_Electric_IEA_2023_05_05 | 2037 | CH4 Salt Cavern Storage - ON | Storage | Methane | ON | Dispatch-Storage | VOM | 2132066.7953 | [6 empty] | 0.51337 | 1094546.0511
LCP_Inputs_ON_Electric_IEA_2023_05_05 | 2037 | CH4 Salt Cavern Storage - ON | Storage | Methane | PJ | Dispatch-Storage | EmissionsCost | 0 | [6 empty] | 0.51337 | 0
LCP_Inputs_ON_Electric_IEA_2023_05_05 | 2037 | CH4 Salt Cavern Storage - ON | Storage | Methane | PJ | Dispatch-Storage | FuelCost | 0 | [6 empty] | 0.51337 | 0
LCP_Inputs_ON_Electric_IEA_2023_05_05 | 2037 | CH4 Salt Cavern Storage - ON | Storage | Methane | PJ | Dispatch-Storage | VOM | 0 | [6 empty] | 0.51337 | 0
LCP_Inputs_ON_Electric_IEA_2023_05_05 | 2037 | CH4 Salt Cavern Storage - ON | Storage | Methane | QC | Dispatch-Storage | EmissionsCost | 0 | [6 empty] | 0.51337 | 0
LCP_Inputs_ON_Electric_IEA_2023_05_05 | 2037 | CH4 Salt Cavern Storage - ON | Storage | Methane | QC | Dispatch-Storage | FuelCost | 0 | [6 empty] | 0.51337 | 0
LCP_Inputs_ON_Electric_IEA_2023_05_05 | 2037 | CH4 Salt Cavern Storage - ON | Storage | Methane | QC | Dispatch-Storage | VOM | 0 | [6 empty] | 0.51337 | 0
LCP_Inputs_ON_Electric_IEA_2023_05_05 | 2037 | CH4 Salt Cavern Storage - ON | Storage | Methane | WC | Dispatch-Storage | EmissionsCost | 0 | [6 empty] | 0.51337 | 0
LCP_Inputs_ON_Electric_IEA_2023_05_05 | 2037 | CH4 Salt Cavern Storage - ON | Storage | Methane | WC | Dispatch-Storage | FuelCost | 0 | [6 empty] | 0.51337 | 0
LCP_Inputs_ON_Electric_IEA_2023_05_05 | 2037 | CH4 Salt Cavern Storage - ON | Storage | Methane | WC | Dispatch-Storage | VOM | 0 | [6 empty] | 0.51337 | 0
LCP_Inputs_ON_Electric_IEA_2023_05_05 | 2037 | Electrolyser 2020/2030 | Crossload | Hydrogen | MI | Dispatch-Crossload | EmissionsCost | 0 | [6 empty] | 0.51337 | 0
LCP_Inputs_ON_Electric_IEA_2023_05_05 | 2037 | Electrolyser 2020/2030 | Crossload | Hydrogen | MI | Dispatch-Crossload | FuelCost | 0 | [6 empty] | 0.51337 | 0
LCP_Inputs_ON_Electric_IEA_2023_05_05 | 2037 | Electrolyser 2020/2030 | Crossload | Hydrogen | MI | Dispatch-Crossload | VOM | 0 | [6 empty] | 0.51337 | 0
LCP_Inputs_ON_Electric_IEA_2023_05_05 | 2037 | Electrolyser 2020/2030 | Crossload | Hydrogen | NY | Dispatch-Crossload | EmissionsCost | 0 | [6 empty] | 0.51337 | 0
LCP_Inputs_ON_Electric_IEA_2023_05_05 | 2037 | Electrolyser 2020/2030 | Crossload | Hydrogen | NY | Dispatch-Crossload | FuelCost | 0 | [6 empty] | 0.51337 | 0
LCP_Inputs_ON_Electric_IEA_2023_05_05 | 2037 | Electrolyser 2020/2030 | Crossload | Hydrogen | NY | Dispatch-Crossload | VOM | 0 | [6 empty] | 0.51337 | 0
LCP_Inputs_ON_Electric_IEA_2023_05_05 | 2037 | Electrolyser 2020/2030 | Crossload | Hydrogen | ON | Dispatch-Crossload | EmissionsCost | 0 | [6 empty] | 0.51337 | 0
LCP_Inputs_ON_Electric_IEA_2023_05_05 | 2037 | Electrolyser 2020/2030 | Crossload | Hydrogen | ON | Dispatch-Crossload | FuelCost | 0 | [6 empty] | 0.51337 | 0
LCP_Inputs_ON_Electric_IEA_2023_05_05 | 2037 | Electrolyser 2020/2030 | Crossload | Hydrogen | ON | Dispatch-Crossload | VOM | 0 | [6 empty] | 0.51337 | 0
LCP_Inputs_ON_Electric_IEA_2023_05_05 | 2037 | Electrolyser 2020/2030 | Crossload | Hydrogen | PJ | Dispatch-Crossload | EmissionsCost | 0 | [6 empty] | 0.51337 | 0
LCP_Inputs_ON_Electric_IEA_2023_05_05 | 2037 | Electrolyser 2020/2030 | Crossload | Hydrogen | PJ | Dispatch-Crossload | FuelCost | 0 | [6 empty] | 0.51337 | 0
LCP_Inputs_ON_Electric_IEA_2023_05_05 | 2037 | Electrolyser 2020/2030 | Crossload | Hydrogen | PJ | Dispatch-Crossload | VOM | 0 | [6 empty] | 0.51337 | 0
LCP_Inputs_ON_Electric_IEA_2023_05_05 | 2037 | Electrolyser 2020/2030 | Crossload | Hydrogen | QC | Dispatch-Crossload | EmissionsCost | 0 | [6 empty] | 0.51337 | 0
LCP_Inputs_ON_Electric_IEA_2023_05_05 | 2037 | Electrolyser 2020/2030 | Crossload | Hydrogen | QC | Dispatch-Crossload | FuelCost | 0 | [6 empty] | 0.51337 | 0
LCP_Inputs_ON_Electric_IEA_2023_05_05 | 2037 | Electrolyser 2020/2030 | Crossload | Hydrogen | QC | Dispatch-Crossload | VOM | 0 | [6 empty] | 0.51337 | 0
LCP_Inputs_ON_Electric_IEA_2023_05_05 | 2037 | Electrolyser 2020/2030 | Crossload | Hydrogen | WC | Dispatch-Crossload | EmissionsCost | 0 | [6 empty] | 0.51337 | 0
LCP_Inputs_ON_Electric_IEA_2023_05_05 | 2037 | Electrolyser 2020/2030 | Crossload | Hydrogen | WC | Dispatch-Crossload | FuelCost | 0 | [6 empty] | 0.51337 | 0
LCP_Inputs_ON_Electric_IEA_2023_05_05 | 2037 | Electrolyser 2020/2030 | Crossload | Hydrogen | WC | Dispatch-Crossload | VOM | 0 | [6 empty] | 0.51337 | 0
LCP_Inputs_ON_Electric_IEA_2023_05_05 | 2037 | Electrolyser 2040 | Crossload | Hydrogen | MI | Dispatch-Crossload | EmissionsCost | 0 | [6 empty] | 0.51337 | 0
LCP_Inputs_ON_Electric_IEA_2023_05_05 | 2037 | Electrolyser 2040 | Crossload | Hydrogen | MI | Dispatch-Crossload | FuelCost | 0 | [6 empty] | 0.51337 | 0
LCP_Inputs_ON_Electric_IEA_2023_05_05 | 2037 | Electrolyser 2040 | Crossload | Hydrogen | MI | Dispatch-Crossload | VOM | 0 | [6 empty] | 0.51337 | 0
LCP_Inputs_ON_Electric_IEA_2023_05_05 | 2037 | Electrolyser 2040 | Crossload | Hydrogen | NY | Dispatch-Crossload | EmissionsCost | 0 | [6 empty] | 0.51337 | 0
LCP_Inputs_ON_Electric_IEA_2023_05_05 | 2037 | Electrolyser 2040 | Crossload | Hydrogen | NY | Dispatch-Crossload | FuelCost | 0 | [6 empty] | 0.51337 | 0
LCP_Inputs_ON_Electric_IEA_2023_05_05 | 2037 | Electrolyser 2040 | Crossload | Hydrogen | NY | Dispatch-Crossload | VOM | 0 | [6 empty] | 0.51337 | 0
LCP_Inputs_ON_Electric_IEA_2023_05_05 | 2037 | Electrolyser 2040 | Crossload | Hydrogen | ON | Dispatch-Crossload | EmissionsCost | 0 | [6 empty] | 0.51337 | 0
LCP_Inputs_ON_Electric_IEA_2023_05_05 | 2037 | Electrolyser 2040 | Crossload | Hydrogen | ON | Dispatch-Crossload | FuelCost | 0 | [6 empty] | 0.51337 | 0
LCP_Inputs_ON_Electric_IEA_2023_05_05 | 2037 | Electrolyser 2040 | Crossload | Hydrogen | ON | Dispatch-Crossload | VOM | 0 | [6 empty] | 0.51337 | 0
LCP_Inputs_ON_Electric_IEA_2023_05_05 | 2037 | Electrolyser 2040 | Crossload | Hydrogen | PJ | Dispatch-Crossload | EmissionsCost | 0 | [6 empty] | 0.51337 | 0
LCP_Inputs_ON_Electric_IEA_2023_05_05 | 2037 | Electrolyser 2040 | Crossload | Hydrogen | PJ | Dispatch-Crossload | FuelCost | 0 | [6 empty] | 0.51337 | 0
LCP_Inputs_ON_Electric_IEA_2023_05_05 | 2037 | Electrolyser 2040 | Crossload | Hydrogen | PJ | Dispatch-Crossload | VOM | 0 | [6 empty] | 0.51337 | 0
LCP_Inputs_ON_Electric_IEA_2023_05_05 | 2037 | Electrolyser 2040 | Crossload | Hydrogen | QC | Dispatch-Crossload | EmissionsCost | 0 | [6 empty] | 0.51337 | 0
LCP_Inputs_ON_Electric_IEA_2023_05_05 | 2037 | Electrolyser 2040 | Crossload | Hydrogen | QC | Dispatch-Crossload | FuelCost | 0 | [6 empty] | 0.51337 | 0
LCP_Inputs_ON_Electric_IEA_2023_05_05 | 2037 | Electrolyser 2040 | Crossload | Hydrogen | QC | Dispatch-Crossload | VOM | 0 | [6 empty] | 0.51337 | 0
LCP_Inputs_ON_Electric_IEA_2023_05_05 | 2037 | Electrolyser 2040 | Crossload | Hydrogen | WC | Dispatch-Crossload | EmissionsCost | 0 | [6 empty] | 0.51337 | 0
LCP_Inputs_ON_Electric_IEA_2023_05_05 | 2037 | Electrolyser 2040 | Crossload | Hydrogen | WC | Dispatch-Crossload | FuelCost | 0 | [6 empty] | 0.51337 | 0
LCP_Inputs_ON_Electric_IEA_2023_05_05 | 2037 | Electrolyser 2040 | Crossload | Hydrogen | WC | Dispatch-Crossload | VOM | 0 | [6 empty] | 0.51337 | 0
LCP_Inputs_ON_Electric_IEA_2023_05_05 | 2037 | Electrolyser 2050 | Crossload | Hydrogen | MI | Dispatch-Crossload | EmissionsCost | 0 | [6 empty] | 0.51337 | 0
LCP_Inputs_ON_Electric_IEA_2023_05_05 | 2037 | Electrolyser 2050 | Crossload | Hydrogen | MI | Dispatch-Crossload | FuelCost | 0 | [6 empty] | 0.51337 | 0
LCP_Inputs_ON_Electric_IEA_2023_05_05 | 2037 | Electrolyser 2050 | Crossload | Hydrogen | MI | Dispatch-Crossload | VOM | 0 | [6 empty] | 0.51337 | 0
LCP_Inputs_ON_Electric_IEA_2023_05_05 | 2037 | Electrolyser 2050 | Crossload | Hydrogen | NY | Dispatch-Crossload | EmissionsCost | 0 | [6 empty] | 0.51337 | 0
LCP_Inputs_ON_Electric_IEA_2023_05_05 | 2037 | Electrolyser 2050 | Crossload | Hydrogen | NY | Dispatch-Crossload | FuelCost | 0 | [6 empty] | 0.51337 | 0
LCP_Inputs_ON_Electric_IEA_2023_05_05 | 2037 | Electrolyser 2050 | Crossload | Hydrogen | NY | Dispatch-Crossload | VOM | 0 | [6 empty] | 0.51337 | 0
LCP_Inputs_ON_Electric_IEA_2023_05_05 | 2037 | Electrolyser 2050 | Crossload | Hydrogen | ON | Dispatch-Crossload | EmissionsCost | 0 | [6 empty] | 0.51337 | 0
LCP_Inputs_ON_Electric_IEA_2023_05_05 | 2037 | Electrolyser 2050 | Crossload | Hydrogen | ON | Dispatch-Crossload | FuelCost | 0 | [6 empty] | 0.51337 | 0
LCP_Inputs_ON_Electric_IEA_2023_05_05 | 2037 | Electrolyser 2050 | Crossload | Hydrogen | ON | Dispatch-Crossload | VOM | 0 | [6 empty] | 0.51337 | 0
LCP_Inputs_ON_Electric_IEA_2023_05_05 | 2037 | Electrolyser 2050 | Crossload | Hydrogen | PJ | Dispatch-Crossload | EmissionsCost | 0 | [6 empty] | 0.51337 | 0
LCP_Inputs_ON_Electric_IEA_2023_05_05 | 2037 | Electrolyser 2050 | Crossload | Hydrogen | PJ | Dispatch-Crossload | FuelCost | 0 | [6 empty] | 0.51337 | 0
LCP_Inputs_ON_Electric_IEA_2023_05_05 | 2037 | Electrolyser 2050 | Crossload | Hydrogen | PJ | Dispatch-Crossload | VOM | 0 | [6 empty] | 0.51337 | 0
LCP_Inputs_ON_Electric_IEA_2023_05_05 | 2037 | Electrolyser 2050 | Crossload | Hydrogen | QC | Dispatch-Crossload | EmissionsCost | 0 | [6 empty] | 0.51337 | 0
LCP_Inputs_ON_Electric_IEA_2023_05_05 | 2037 | Electrolyser 2050 | Crossload | Hydrogen | QC | Dispatch-Crossload | FuelCost | 0 | [6 empty] | 0.51337 | 0
LCP_Inputs_ON_Electric_IEA_2023_05_05 | 2037 | Electrolyser 2050 | Crossload | Hydrogen | QC | Dispatch-Crossload | VOM | 0 | [6 empty] | 0.51337 | 0
LCP_Inputs_ON_Electric_IEA_2023_05_05 | 2037 | Electrolyser 2050 | Crossload | Hydrogen | WC | Dispatch-Crossload | EmissionsCost | 0 | [6 empty] | 0.51337 | 0
LCP_Inputs_ON_Electric_IEA_2023_05_05 | 2037 | Electrolyser 2050 | Crossload | Hydrogen | WC | Dispatch-Crossload | FuelCost | 0 | [6 empty] | 0.51337 | 0
LCP_Inputs_ON_Electric_IEA_2023_05_05 | 2037 | Electrolyser 2050 | Crossload | Hydrogen | WC | Dispatch-Crossload | VOM | 0 | [6 empty] | 0.51337 | 0
LCP_Inputs_ON_Electric_IEA_2023_05_05 | 2037 | Fossil Fuel Thermal (Coal, Peat, Oil) | Generation | Electricity | MI | Dispatch-Generation | EmissionsCost | 0 | [6 empty] | 0.51337 | 0
LCP_Inputs_ON_Electric_IEA_2023_05_05 | 2037 | Fossil Fuel Thermal (Coal, Peat, Oil) | Generation | Electricity | MI | Dispatch-Generation | FuelCost | 0 | [6 empty] | 0.51337 | 0
LCP_Inputs_ON_Electric_IEA_2023_05_05 | 2037 | Fossil Fuel Thermal (Coal, Peat, Oil) | Generation | Electricity | MI | Dispatch-Generation | VOM | 0 | [6 empty] | 0.51337 | 0
LCP_Inputs_ON_Electric_IEA_2023_05_05 | 2037 | Fossil Fuel Thermal (Coal, Peat, Oil) | Generation | Electricity | NY | Dispatch-Generation | EmissionsCost | 0 | [6 empty] | 0.51337 | 0
LCP_Inputs_ON_Electric_IEA_2023_05_05 | 2037 | Fossil Fuel Thermal (Coal, Peat, Oil) | Generation | Electricity | NY | Dispatch-Generation | FuelCost | 0 | [6 empty] | 0.51337 | 0
LCP_Inputs_ON_Electric_IEA_2023_05_05 | 2037 | Fossil Fuel Thermal (Coal, Peat, Oil) | Generation | Electricity | NY | Dispatch-Generation | VOM | 0 | [6 empty] | 0.51337 | 0
LCP_Inputs_ON_Electric_IEA_2023_05_05 | 2037 | Fossil Fuel Thermal (Coal, Peat, Oil) | Generation | Electricity | ON | Dispatch-Generation | EmissionsCost | 0 | [6 empty] | 0.51337 | 0
LCP_Inputs_ON_Electric_IEA_2023_05_05 | 2037 | Fossil Fuel Thermal (Coal, Peat, Oil) | Generation | Electricity | ON | Dispatch-Generation | FuelCost | 0 | [6 empty] | 0.51337 | 0
LCP_Inputs_ON_Electric_IEA_2023_05_05 | 2037 | Fossil Fuel Thermal (Coal, Peat, Oil) | Generation | Electricity | ON | Dispatch-Generation | VOM | 0 | [6 empty] | 0.51337 | 0
LCP_Inputs_ON_Electric_IEA_2023_05_05 | 2037 | Fossil Fuel Thermal (Coal, Peat, Oil) | Generation | Electricity | PJ | Dispatch-Generation | EmissionsCost | 0 | [6 empty] | 0.51337 | 0
LCP_Inputs_ON_Electric_IEA_2023_05_05 | 2037 | Fossil Fuel Thermal (Coal, Peat, Oil) | Generation | Electricity | PJ | Dispatch-Generation | FuelCost | 0 | [6 empty] | 0.51337 | 0
LCP_Inputs_ON_Electric_IEA_2023_05_05 | 2037 | Fossil Fuel Thermal (Coal, Peat, Oil) | Generation | Electricity | PJ | Dispatch-Generation | VOM | 0 | [6 empty] | 0.51337 | 0
LCP_Inputs_ON_Electric_IEA_2023_05_05 | 2037 | Fossil Fuel Thermal (Coal, Peat, Oil) | Generation | Electricity | QC | Dispatch-Generation | EmissionsCost | 0 | [6 empty] | 0.51337 | 0
LCP_Inputs_ON_Electric_IEA_2023_05_05 | 2037 | Fossil Fuel Thermal (Coal, Peat, Oil) | Generation | Electricity | QC | Dispatch-Generation | FuelCost | 0 | [6 empty] | 0.51337 | 0
LCP_Inputs_ON_Electric_IEA_2023_05_05 | 2037 | Fossil Fuel Thermal (Coal, Peat, Oil) | Generation | Electricity | QC | Dispatch-Generation | VOM | 0 | [6 empty] | 0.51337 | 0
LCP_Inputs_ON_Electric_IEA_2023_05_05 | 2037 | Fossil Fuel Thermal (Coal, Peat, Oil) | Generation | Electricity | WC | Dispatch-Generation | EmissionsCost | 0 | [6 empty] | 0.51337 | 0
LCP_Inputs_ON_Electric_IEA_2023_05_05 | 2037 | Fossil Fuel Thermal (Coal, Peat, Oil) | Generation | Electricity | WC | Dispatch-Generation | FuelCost | 0 | [6 empty] | 0.51337 | 0
LCP_Inputs_ON_Electric_IEA_2023_05_05 | 2037 | Fossil Fuel Thermal (Coal, Peat, Oil) | Generation | Electricity | WC | Dispatch-Generation | VOM | 0 | [6 empty] | 0.51337 | 0
LCP_Inputs_ON_Electric_IEA_2023_05_05 | 2037 | Generic - Generator | Generation | Electricity | MI | Dispatch-Generation | EmissionsCost | 0 | [6 empty] | 0.51337 | 0
LCP_Inputs_ON_Electric_IEA_2023_05_05 | 2037 | Generic - Generator | Generation | Electricity | MI | Dispatch-Generation | FuelCost | 1794585963.3865 | [6 empty] | 0.51337 | 921292420.9838
LCP_Inputs_ON_Electric_IEA_2023_05_05 | 2037 | Generic - Generator | Generation | Electricity | MI | Dispatch-Generation | VOM | 62669128.1502 | [6 empty] | 0.51337 | 32172653.7332
LCP_Inputs_ON_Electric_IEA_2023_05_05 | 2037 | Generic - Generator | Generation | Electricity | NY | Dispatch-Generation | EmissionsCost | 0 | [6 empty] | 0.51337 | 0
LCP_Inputs_ON_Electric_IEA_2023_05_05 | 2037 | Generic - Generator | Generation | Electricity | NY | Dispatch-Generation | FuelCost | 797307477.8972 | [6 empty] | 0.51337 | 409316327.87
LCP_Inputs_ON_Electric_IEA_2023_05_05 | 2037 | Generic - Generator | Generation | Electricity | NY | Dispatch-Generation | VOM | 27842948.4722 | [6 empty] | 0.51337 | 14293824.8312
LCP_Inputs_ON_Electric_IEA_2023_05_05 | 2037 | Generic - Generator | Generation | Electricity | ON | Dispatch-Generation | EmissionsCost | 0 | [6 empty] | 0.51337 | 0
LCP_Inputs_ON_Electric_IEA_2023_05_05 | 2037 | Generic - Generator | Generation | Electricity | ON | Dispatch-Generation | FuelCost | 0 | [6 empty] | 0.51337 | 0
LCP_Inputs_ON_Electric_IEA_2023_05_05 | 2037 | Generic - Generator | Generation | Electricity | ON | Dispatch-Generation | VOM | 0 | [6 empty] | 0.51337 | 0
LCP_Inputs_ON_Electric_IEA_2023_05_05 | 2037 | Generic - Generator | Generation | Electricity | PJ | Dispatch-Generation | EmissionsCost | 0 | [6 empty] | 0.51337 | 0
LCP_Inputs_ON_Electric_IEA_2023_05_05 | 2037 | Generic - Generator | Generation | Electricity | PJ | Dispatch-Generation | FuelCost | 7303522587.8806 | [6 empty] | 0.51337 | 3749433097.092
LCP_Inputs_ON_Electric_IEA_2023_05_05 | 2037 | Generic - Generator | Generation | Electricity | PJ | Dispatch-Generation | VOM | 255047906.5067 | [6 empty] | 0.51337 | 130934771.611
LCP_Inputs_ON_Electric_IEA_2023_05_05 | 2037 | Generic - Generator | Generation | Electricity | QC | Dispatch-Generation | EmissionsCost | 0 | [6 empty] | 0.51337 | 0
LCP_Inputs_ON_Electric_IEA_2023_05_05 | 2037 | Generic - Generator | Generation | Electricity | QC | Dispatch-Generation | FuelCost | 0 | [6 empty] | 0.51337 | 0
LCP_Inputs_ON_Electric_IEA_2023_05_05 | 2037 | Generic - Generator | Generation | Electricity | QC | Dispatch-Generation | VOM | 0 | [6 empty] | 0.51337 | 0
LCP_Inputs_ON_Electric_IEA_2023_05_05 | 2037 | Generic - Generator | Generation | Electricity | WC | Dispatch-Generation | EmissionsCost | 0 | [6 empty] | 0.51337 | 0
LCP_Inputs_ON_Electric_IEA_2023_05_05 | 2037 | Generic - Generator | Generation | Electricity | WC | Dispatch-Generation | FuelCost | 1734119.8634 | [6 empty] | 0.51337 | 890250.7429
LCP_Inputs_ON_Electric_IEA_2023_05_05 | 2037 | Generic - Generator | Generation | Electricity | WC | Dispatch-Generation | VOM | 60557.5783 | [6 empty] | 0.51337 | 31088.6405
LCP_Inputs_ON_Electric_IEA_2023_05_05 | 2037 | H2 Import - QC | Import | Hydrogen | MI | Dispatch-Import | EmissionsCost | 0 | [6 empty] | 0.51337 | 0
LCP_Inputs_ON_Electric_IEA_2023_05_05 | 2037 | H2 Import - QC | Import | Hydrogen | MI | Dispatch-Import | FuelCost | 0 | [6 empty] | 0.51337 | 0
LCP_Inputs_ON_Electric_IEA_2023_05_05 | 2037 | H2 Import - QC | Import | Hydrogen | MI | Dispatch-Import | VOM | 0 | [6 empty] | 0.51337 | 0
LCP_Inputs_ON_Electric_IEA_2023_05_05 | 2037 | H2 Import - QC | Import | Hydrogen | NY | Dispatch-Import | EmissionsCost | 0 | [6 empty] | 0.51337 | 0
LCP_Inputs_ON_Electric_IEA_2023_05_05 | 2037 | H2 Import - QC | Import | Hydrogen | NY | Dispatch-Import | FuelCost | 0 | [6 empty] | 0.51337 | 0
LCP_Inputs_ON_Electric_IEA_2023_05_05 | 2037 | H2 Import - QC | Import | Hydrogen | NY | Dispatch-Import | VOM | 0 | [6 empty] | 0.51337 | 0
LCP_Inputs_ON_Electric_IEA_2023_05_05 | 2037 | H2 Import - QC | Import | Hydrogen | ON | Dispatch-Import | EmissionsCost | 0 | [6 empty] | 0.51337 | 0
LCP_Inputs_ON_Electric_IEA_2023_05_05 | 2037 | H2 Import - QC | Import | Hydrogen | ON | Dispatch-Import | FuelCost | 0 | [6 empty] | 0.51337 | 0
LCP_Inputs_ON_Electric_IEA_2023_05_05 | 2037 | H2 Import - QC | Import | Hydrogen | ON | Dispatch-Import | VOM | 0 | [6 empty] | 0.51337 | 0
LCP_Inputs_ON_Electric_IEA_2023_05_05 | 2037 | H2 Import - QC | Import | Hydrogen | PJ | Dispatch-Import | EmissionsCost | 0 | [6 empty] | 0.51337 | 0
LCP_Inputs_ON_Electric_IEA_2023_05_05 | 2037 | H2 Import - QC | Import | Hydrogen | PJ | Dispatch-Import | FuelCost | 0 | [6 empty] | 0.51337 | 0
LCP_Inputs_ON_Electric_IEA_2023_05_05 | 2037 | H2 Import - QC | Import | Hydrogen | PJ | Dispatch-Import | VOM | 0 | [6 empty] | 0.51337 | 0
LCP_Inputs_ON_Electric_IEA_2023_05_05 | 2037 | H2 Import - QC | Import | Hydrogen | QC | Dispatch-Import | EmissionsCost | 0 | [6 empty] | 0.51337 | 0
LCP_Inputs_ON_Electric_IEA_2023_05_05 | 2037 | H2 Import - QC | Import | Hydrogen | QC | Dispatch-Import | FuelCost | 0 | [6 empty] | 0.51337 | 0
LCP_Inputs_ON_Electric_IEA_2023_05_05 | 2037 | H2 Import - QC | Import | Hydrogen | QC | Dispatch-Import | VOM | 0 | [6 empty] | 0.51337 | 0
LCP_Inputs_ON_Electric_IEA_2023_05_05 | 2037 | H2 Import - QC | Import | Hydrogen | WC | Dispatch-Import | EmissionsCost | 0 | [6 empty] | 0.51337 | 0
LCP_Inputs_ON_Electric_IEA_2023_05_05 | 2037 | H2 Import - QC | Import | Hydrogen | WC | Dispatch-Import | FuelCost | 0 | [6 empty] | 0.51337 | 0
LCP_Inputs_ON_Electric_IEA_2023_05_05 | 2037 | H2 Import - QC | Import | Hydrogen | WC | Dispatch-Import | VOM | 0 | [6 empty] | 0.51337 | 0
LCP_Inputs_ON_Electric_IEA_2023_05_05 | 2037 | H2 Import - WC | Import | Hydrogen | MI | Dispatch-Import | EmissionsCost | 0 | [6 empty] | 0.51337 | 0
LCP_Inputs_ON_Electric_IEA_2023_05_05 | 2037 | H2 Import - WC | Import | Hydrogen | MI | Dispatch-Import | FuelCost | 0 | [6 empty] | 0.51337 | 0
LCP_Inputs_ON_Electric_IEA_2023_05_05 | 2037 | H2 Import - WC | Import | Hydrogen | MI | Dispatch-Import | VOM | 0 | [6 empty] | 0.51337 | 0
LCP_Inputs_ON_Electric_IEA_2023_05_05 | 2037 | H2 Import - WC | Import | Hydrogen | NY | Dispatch-Import | EmissionsCost | 0 | [6 empty] | 0.51337 | 0
LCP_Inputs_ON_Electric_IEA_2023_05_05 | 2037 | H2 Import - WC | Import | Hydrogen | NY | Dispatch-Import | FuelCost | 0 | [6 empty] | 0.51337 | 0
LCP_Inputs_ON_Electric_IEA_2023_05_05 | 2037 | H2 Import - WC | Import | Hydrogen | NY | Dispatch-Import | VOM | 0 | [6 empty] | 0.51337 | 0
LCP_Inputs_ON_Electric_IEA_2023_05_05 | 2037 | H2 Import - WC | Import | Hydrogen | ON | Dispatch-Import | EmissionsCost | 0 | [6 empty] | 0.51337 | 0
LCP_Inputs_ON_Electric_IEA_2023_05_05 | 2037 | H2 Import - WC | Import | Hydrogen | ON | Dispatch-Import | FuelCost | 0 | [6 empty] | 0.51337 | 0
LCP_Inputs_ON_Electric_IEA_2023_05_05 | 2037 | H2 Import - WC | Import | Hydrogen | ON | Dispatch-Import | VOM | 0 | [6 empty] | 0.51337 | 0
LCP_Inputs_ON_Electric_IEA_2023_05_05 | 2037 | H2 Import - WC | Import | Hydrogen | PJ | Dispatch-Import | EmissionsCost | 0 | [6 empty] | 0.51337 | 0
LCP_Inputs_ON_Electric_IEA_2023_05_05 | 2037 | H2 Import - WC | Import | Hydrogen | PJ | Dispatch-Import | FuelCost | 0 | [6 empty] | 0.51337 | 0
LCP_Inputs_ON_Electric_IEA_2023_05_05 | 2037 | H2 Import - WC | Import | Hydrogen | PJ | Dispatch-Import | VOM | 0 | [6 empty] | 0.51337 | 0
LCP_Inputs_ON_Electric_IEA_2023_05_05 | 2037 | H2 Import - WC | Import | Hydrogen | QC | Dispatch-Import | EmissionsCost | 0 | [6 empty] | 0.51337 | 0
LCP_Inputs_ON_Electric_IEA_2023_05_05 | 2037 | H2 Import - WC | Import | Hydrogen | QC | Dispatch-Import | FuelCost | 0 | [6 empty] | 0.51337 | 0
LCP_Inputs_ON_Electric_IEA_2023_05_05 | 2037 | H2 Import - WC | Import | Hydrogen | QC | Dispatch-Import | VOM | 0 | [6 empty] | 0.51337 | 0
LCP_Inputs_ON_Electric_IEA_2023_05_05 | 2037 | H2 Import - WC | Import | Hydrogen | WC | Dispatch-Import | EmissionsCost | 0 | [6 empty] | 0.51337 | 0
LCP_Inputs_ON_Electric_IEA_2023_05_05 | 2037 | H2 Import - WC | Import | Hydrogen | WC | Dispatch-Import | FuelCost | 0 | [6 empty] | 0.51337 | 0
LCP_Inputs_ON_Electric_IEA_2023_05_05 | 2037 | H2 Import - WC | Import | Hydrogen | WC | Dispatch-Import | VOM | 0 | [6 empty] | 0.51337 | 0
LCP_Inputs_ON_Electric_IEA_2023_05_05 | 2037 | H2 Salt Cavern Storage - ON | Storage | Hydrogen | MI | Dispatch-Storage | EmissionsCost | 0 | [6 empty] | 0.51337 | 0
LCP_Inputs_ON_Electric_IEA_2023_05_05 | 2037 | H2 Salt Cavern Storage - ON | Storage | Hydrogen | MI | Dispatch-Storage | FuelCost | 0 | [6 empty] | 0.51337 | 0
LCP_Inputs_ON_Electric_IEA_2023_05_05 | 2037 | H2 Salt Cavern Storage - ON | Storage | Hydrogen | MI | Dispatch-Storage | VOM | 0 | [6 empty] | 0.51337 | 0
LCP_Inputs_ON_Electric_IEA_2023_05_05 | 2037 | H2 Salt Cavern Storage - ON | Storage | Hydrogen | NY | Dispatch-Storage | EmissionsCost | 0 | [6 empty] | 0.51337 | 0
LCP_Inputs_ON_Electric_IEA_2023_05_05 | 2037 | H2 Salt Cavern Storage - ON | Storage | Hydrogen | NY | Dispatch-Storage | FuelCost | 0 | [6 empty] | 0.51337 | 0
LCP_Inputs_ON_Electric_IEA_2023_05_05 | 2037 | H2 Salt Cavern Storage - ON | Storage | Hydrogen | NY | Dispatch-Storage | VOM | 0 | [6 empty] | 0.51337 | 0
LCP_Inputs_ON_Electric_IEA_2023_05_05 | 2037 | H2 Salt Cavern Storage - ON | Storage | Hydrogen | ON | Dispatch-Storage | EmissionsCost | 0 | [6 empty] | 0.51337 | 0
LCP_Inputs_ON_Electric_IEA_2023_05_05 | 2037 | H2 Salt Cavern Storage - ON | Storage | Hydrogen | ON | Dispatch-Storage | FuelCost | 0 | [6 empty] | 0.51337 | 0
LCP_Inputs_ON_Electric_IEA_2023_05_05 | 2037 | H2 Salt Cavern Storage - ON | Storage | Hydrogen | ON | Dispatch-Storage | VOM | 12004507.7434 | [6 empty] | 0.51337 | 6162793.1051
LCP_Inputs_ON_Electric_IEA_2023_05_05 | 2037 | H2 Salt Cavern Storage - ON | Storage | Hydrogen | PJ | Dispatch-Storage | EmissionsCost | 0 | [6 empty] | 0.51337 | 0
LCP_Inputs_ON_Electric_IEA_2023_05_05 | 2037 | H2 Salt Cavern Storage - ON | Storage | Hydrogen | PJ | Dispatch-Storage | FuelCost | 0 | [6 empty] | 0.51337 | 0
LCP_Inputs_ON_Electric_IEA_2023_05_05 | 2037 | H2 Salt Cavern Storage - ON | Storage | Hydrogen | PJ | Dispatch-Storage | VOM | 0 | [6 empty] | 0.51337 | 0
LCP_Inputs_ON_Electric_IEA_2023_05_05 | 2037 | H2 Salt Cavern Storage - ON | Storage | Hydrogen | QC | Dispatch-Storage | EmissionsCost | 0 | [6 empty] | 0.51337 | 0
LCP_Inputs_ON_Electric_IEA_2023_05_05 | 2037 | H2 Salt Cavern Storage - ON | Storage | Hydrogen | QC | Dispatch-Storage | FuelCost | 0 | [6 empty] | 0.51337 | 0
LCP_Inputs_ON_Electric_IEA_2023_05_05 | 2037 | H2 Salt Cavern Storage - ON | Storage | Hydrogen | QC | Dispatch-Storage | VOM | 0 | [6 empty] | 0.51337 | 0
LCP_Inputs_ON_Electric_IEA_2023_05_05 | 2037 | H2 Salt Cavern Storage - ON | Storage | Hydrogen | WC | Dispatch-Storage | EmissionsCost | 0 | [6 empty] | 0.51337 | 0
LCP_Inputs_ON_Electric_IEA_2023_05_05 | 2037 | H2 Salt Cavern Storage - ON | Storage | Hydrogen | WC | Dispatch-Storage | FuelCost | 0 | [6 empty] | 0.51337 | 0
LCP_Inputs_ON_Electric_IEA_2023_05_05 | 2037 | H2 Salt Cavern Storage - ON | Storage | Hydrogen | WC | Dispatch-Storage | VOM | 0 | [6 empty] | 0.51337 | 0
LCP_Inputs_ON_Electric_IEA_2023_05_05 | 2037 | Hydro | Generation | Electricity | MI | Dispatch-Generation | EmissionsCost | 0 | [6 empty] | 0.51337 | 0
LCP_Inputs_ON_Electric_IEA_2023_05_05 | 2037 | Hydro | Generation | Electricity | MI | Dispatch-Generation | FuelCost | 0 | [6 empty] | 0.51337 | 0
LCP_Inputs_ON_Electric_IEA_2023_05_05 | 2037 | Hydro | Generation | Electricity | MI | Dispatch-Generation | VOM | 0 | [6 empty] | 0.51337 | 0
LCP_Inputs_ON_Electric_IEA_2023_05_05 | 2037 | Hydro | Generation | Electricity | NY | Dispatch-Generation | EmissionsCost | 0 | [6 empty] | 0.51337 | 0
LCP_Inputs_ON_Electric_IEA_2023_05_05 | 2037 | Hydro | Generation | Electricity | NY | Dispatch-Generation | FuelCost | 0 | [6 empty] | 0.51337 | 0
LCP_Inputs_ON_Electric_IEA_2023_05_05 | 2037 | Hydro | Generation | Electricity | NY | Dispatch-Generation | VOM | 0 | [6 empty] | 0.51337 | 0
LCP_Inputs_ON_Electric_IEA_2023_05_05 | 2037 | Hydro | Generation | Electricity | ON | Dispatch-Generation | EmissionsCost | 0 | [6 empty] | 0.51337 | 0
LCP_Inputs_ON_Electric_IEA_2023_05_05 | 2037 | Hydro | Generation | Electricity | ON | Dispatch-Generation | FuelCost | 0 | [6 empty] | 0.51337 | 0
LCP_Inputs_ON_Electric_IEA_2023_05_05 | 2037 | Hydro | Generation | Electricity | ON | Dispatch-Generation | VOM | 0 | [6 empty] | 0.51337 | 0
LCP_Inputs_ON_Electric_IEA_2023_05_05 | 2037 | Hydro | Generation | Electricity | PJ | Dispatch-Generation | EmissionsCost | 0 | [6 empty] | 0.51337 | 0
LCP_Inputs_ON_Electric_IEA_2023_05_05 | 2037 | Hydro | Generation | Electricity | PJ | Dispatch-Generation | FuelCost | 0 | [6 empty] | 0.51337 | 0
LCP_Inputs_ON_Electric_IEA_2023_05_05 | 2037 | Hydro | Generation | Electricity | PJ | Dispatch-Generation | VOM | 0 | [6 empty] | 0.51337 | 0
LCP_Inputs_ON_Electric_IEA_2023_05_05 | 2037 | Hydro | Generation | Electricity | QC | Dispatch-Generation | EmissionsCost | 0 | [6 empty] | 0.51337 | 0
LCP_Inputs_ON_Electric_IEA_2023_05_05 | 2037 | Hydro | Generation | Electricity | QC | Dispatch-Generation | FuelCost | 0 | [6 empty] | 0.51337 | 0
LCP_Inputs_ON_Electric_IEA_2023_05_05 | 2037 | Hydro | Generation | Electricity | QC | Dispatch-Generation | VOM | 0 | [6 empty] | 0.51337 | 0
LCP_Inputs_ON_Electric_IEA_2023_05_05 | 2037 | Hydro | Generation | Electricity | WC | Dispatch-Generation | EmissionsCost | 0 | [6 empty] | 0.51337 | 0
LCP_Inputs_ON_Electric_IEA_2023_05_05 | 2037 | Hydro | Generation | Electricity | WC | Dispatch-Generation | FuelCost | 0 | [6 empty] | 0.51337 | 0
LCP_Inputs_ON_Electric_IEA_2023_05_05 | 2037 | Hydro | Generation | Electricity | WC | Dispatch-Generation | VOM | 0 | [6 empty] | 0.51337 | 0
LCP_Inputs_ON_Electric_IEA_2023_05_05 | 2037 | Hydro Pumped Storage | Storage | Electricity | MI | Dispatch-Storage | EmissionsCost | 0 | [6 empty] | 0.51337 | 0
LCP_Inputs_ON_Electric_IEA_2023_05_05 | 2037 | Hydro Pumped Storage | Storage | Electricity | MI | Dispatch-Storage | FuelCost | 0 | [6 empty] | 0.51337 | 0
LCP_Inputs_ON_Electric_IEA_2023_05_05 | 2037 | Hydro Pumped Storage | Storage | Electricity | MI | Dispatch-Storage | VOM | 0 | [6 empty] | 0.51337 | 0
LCP_Inputs_ON_Electric_IEA_2023_05_05 | 2037 | Hydro Pumped Storage | Storage | Electricity | NY | Dispatch-Storage | EmissionsCost | 0 | [6 empty] | 0.51337 | 0
LCP_Inputs_ON_Electric_IEA_2023_05_05 | 2037 | Hydro Pumped Storage | Storage | Electricity | NY | Dispatch-Storage | FuelCost | 0 | [6 empty] | 0.51337 | 0
LCP_Inputs_ON_Electric_IEA_2023_05_05 | 2037 | Hydro Pumped Storage | Storage | Electricity | NY | Dispatch-Storage | VOM | 0 | [6 empty] | 0.51337 | 0
LCP_Inputs_ON_Electric_IEA_2023_05_05 | 2037 | Hydro Pumped Storage | Storage | Electricity | ON | Dispatch-Storage | EmissionsCost | 0 | [6 empty] | 0.51337 | 0
LCP_Inputs_ON_Electric_IEA_2023_05_05 | 2037 | Hydro Pumped Storage | Storage | Electricity | ON | Dispatch-Storage | FuelCost | 0 | [6 empty] | 0.51337 | 0
LCP_Inputs_ON_Electric_IEA_2023_05_05 | 2037 | Hydro Pumped Storage | Storage | Electricity | ON | Dispatch-Storage | VOM | 0 | [6 empty] | 0.51337 | 0
LCP_Inputs_ON_Electric_IEA_2023_05_05 | 2037 | Hydro Pumped Storage | Storage | Electricity | PJ | Dispatch-Storage | EmissionsCost | 0 | [6 empty] | 0.51337 | 0
LCP_Inputs_ON_Electric_IEA_2023_05_05 | 2037 | Hydro Pumped Storage | Storage | Electricity | PJ | Dispatch-Storage | FuelCost | 0 | [6 empty] | 0.51337 | 0
LCP_Inputs_ON_Electric_IEA_2023_05_05 | 2037 | Hydro Pumped Storage | Storage | Electricity | PJ | Dispatch-Storage | VOM | 0 | [6 empty] | 0.51337 | 0
LCP_Inputs_ON_Electric_IEA_2023_05_05 | 2037 | Hydro Pumped Storage | Storage | Electricity | QC | Dispatch-Storage | EmissionsCost | 0 | [6 empty] | 0.51337 | 0
LCP_Inputs_ON_Electric_IEA_2023_05_05 | 2037 | Hydro Pumped Storage | Storage | Electricity | QC | Dispatch-Storage | FuelCost | 0 | [6 empty] | 0.51337 | 0
LCP_Inputs_ON_Electric_IEA_2023_05_05 | 2037 | Hydro Pumped Storage | Storage | Electricity | QC | Dispatch-Storage | VOM | 0 | [6 empty] | 0.51337 | 0
LCP_Inputs_ON_Electric_IEA_2023_05_05 | 2037 | Hydro Pumped Storage | Storage | Electricity | WC | Dispatch-Storage | EmissionsCost | 0 | [6 empty] | 0.51337 | 0
LCP_Inputs_ON_Electric_IEA_2023_05_05 | 2037 | Hydro Pumped Storage | Storage | Electricity | WC | Dispatch-Storage | FuelCost | 0 | [6 empty] | 0.51337 | 0
LCP_Inputs_ON_Electric_IEA_2023_05_05 | 2037 | Hydro Pumped Storage | Storage | Electricity | WC | Dispatch-Storage | VOM | 0 | [6 empty] | 0.51337 | 0
LCP_Inputs_ON_Electric_IEA_2023_05_05 | 2037 | Nuclear | Generation | Electricity | MI | Dispatch-Generation | EmissionsCost | 0 | [6 empty] | 0.51337 | 0
LCP_Inputs_ON_Electric_IEA_2023_05_05 | 2037 | Nuclear | Generation | Electricity | MI | Dispatch-Generation | FuelCost | 0 | [6 empty] | 0.51337 | 0
LCP_Inputs_ON_Electric_IEA_2023_05_05 | 2037 | Nuclear | Generation | Electricity | MI | Dispatch-Generation | VOM | 2762866296.96 | [6 empty] | 0.51337 | 1418381638.7248
LCP_Inputs_ON_Electric_IEA_2023_05_05 | 2037 | Nuclear | Generation | Electricity | NY | Dispatch-Generation | EmissionsCost | 0 | [6 empty] | 0.51337 | 0
LCP_Inputs_ON_Electric_IEA_2023_05_05 | 2037 | Nuclear | Generation | Electricity | NY | Dispatch-Generation | FuelCost | 0 | [6 empty] | 0.51337 | 0
LCP_Inputs_ON_Electric_IEA_2023_05_05 | 2037 | Nuclear | Generation | Electricity | NY | Dispatch-Generation | VOM | 2246155230.144 | [6 empty] | 0.51337 | 1153116001.186
LCP_Inputs_ON_Electric_IEA_2023_05_05 | 2037 | Nuclear | Generation | Electricity | ON | Dispatch-Generation | EmissionsCost | 0 | [6 empty] | 0.51337 | 0
LCP_Inputs_ON_Electric_IEA_2023_05_05 | 2037 | Nuclear | Generation | Electricity | ON | Dispatch-Generation | FuelCost | 0 | [6 empty] | 0.51337 | 0
LCP_Inputs_ON_Electric_IEA_2023_05_05 | 2037 | Nuclear | Generation | Electricity | ON | Dispatch-Generation | VOM | 7207536051.9834 | [6 empty] | 0.51337 | 3700156177.6004
LCP_Inputs_ON_Electric_IEA_2023_05_05 | 2037 | Nuclear | Generation | Electricity | PJ | Dispatch-Generation | EmissionsCost | 0 | [6 empty] | 0.51337 | 0
LCP_Inputs_ON_Electric_IEA_2023_05_05 | 2037 | Nuclear | Generation | Electricity | PJ | Dispatch-Generation | FuelCost | 0 | [6 empty] | 0.51337 | 0
LCP_Inputs_ON_Electric_IEA_2023_05_05 | 2037 | Nuclear | Generation | Electricity | PJ | Dispatch-Generation | VOM | 6401347648.6848 | [6 empty] | 0.51337 | 3286280620.2309
LCP_Inputs_ON_Electric_IEA_2023_05_05 | 2037 | Nuclear | Generation | Electricity | QC | Dispatch-Generation | EmissionsCost | 0 | [6 empty] | 0.51337 | 0
LCP_Inputs_ON_Electric_IEA_2023_05_05 | 2037 | Nuclear | Generation | Electricity | QC | Dispatch-Generation | FuelCost | 0 | [6 empty] | 0.51337 | 0
LCP_Inputs_ON_Electric_IEA_2023_05_05 | 2037 | Nuclear | Generation | Electricity | QC | Dispatch-Generation | VOM | 0 | [6 empty] | 0.51337 | 0
LCP_Inputs_ON_Electric_IEA_2023_05_05 | 2037 | Nuclear | Generation | Electricity | WC | Dispatch-Generation | EmissionsCost | 0 | [6 empty] | 0.51337 | 0
LCP_Inputs_ON_Electric_IEA_2023_05_05 | 2037 | Nuclear | Generation | Electricity | WC | Dispatch-Generation | FuelCost | 0 | [6 empty] | 0.51337 | 0
LCP_Inputs_ON_Electric_IEA_2023_05_05 | 2037 | Nuclear | Generation | Electricity | WC | Dispatch-Generation | VOM | 0 | [6 empty] | 0.51337 | 0
LCP_Inputs_ON_Electric_IEA_2023_05_05 | 2037 | Nuclear SMR | Generation | Electricity | MI | Dispatch-Generation | EmissionsCost | 0 | [6 empty] | 0.51337 | 0
LCP_Inputs_ON_Electric_IEA_2023_05_05 | 2037 | Nuclear SMR | Generation | Electricity | MI | Dispatch-Generation | FuelCost | 0 | [6 empty] | 0.51337 | 0
LCP_Inputs_ON_Electric_IEA_2023_05_05 | 2037 | Nuclear SMR | Generation | Electricity | MI | Dispatch-Generation | VOM | 0 | [6 empty] | 0.51337 | 0
LCP_Inputs_ON_Electric_IEA_2023_05_05 | 2037 | Nuclear SMR | Generation | Electricity | NY | Dispatch-Generation | EmissionsCost | 0 | [6 empty] | 0.51337 | 0
LCP_Inputs_ON_Electric_IEA_2023_05_05 | 2037 | Nuclear SMR | Generation | Electricity | NY | Dispatch-Generation | FuelCost | 0 | [6 empty] | 0.51337 | 0
LCP_Inputs_ON_Electric_IEA_2023_05_05 | 2037 | Nuclear SMR | Generation | Electricity | NY | Dispatch-Generation | VOM | 0 | [6 empty] | 0.51337 | 0
LCP_Inputs_ON_Electric_IEA_2023_05_05 | 2037 | Nuclear SMR | Generation | Electricity | ON | Dispatch-Generation | EmissionsCost | 0 | [6 empty] | 0.51337 | 0
LCP_Inputs_ON_Electric_IEA_2023_05_05 | 2037 | Nuclear SMR | Generation | Electricity | ON | Dispatch-Generation | FuelCost | 0 | [6 empty] | 0.51337 | 0
LCP_Inputs_ON_Electric_IEA_2023_05_05 | 2037 | Nuclear SMR | Generation | Electricity | ON | Dispatch-Generation | VOM | 19000000.8 | [6 empty] | 0.51337 | 9754092.0819
LCP_Inputs_ON_Electric_IEA_2023_05_05 | 2037 | Nuclear SMR | Generation | Electricity | PJ | Dispatch-Generation | EmissionsCost | 0 | [6 empty] | 0.51337 | 0
LCP_Inputs_ON_Electric_IEA_2023_05_05 | 2037 | Nuclear SMR | Generation | Electricity | PJ | Dispatch-Generation | FuelCost | 0 | [6 empty] | 0.51337 | 0
LCP_Inputs_ON_Electric_IEA_2023_05_05 | 2037 | Nuclear SMR | Generation | Electricity | PJ | Dispatch-Generation | VOM | 0 | [6 empty] | 0.51337 | 0
LCP_Inputs_ON_Electric_IEA_2023_05_05 | 2037 | Nuclear SMR | Generation | Electricity | QC | Dispatch-Generation | EmissionsCost | 0 | [6 empty] | 0.51337 | 0
LCP_Inputs_ON_Electric_IEA_2023_05_05 | 2037 | Nuclear SMR | Generation | Electricity | QC | Dispatch-Generation | FuelCost | 0 | [6 empty] | 0.51337 | 0
LCP_Inputs_ON_Electric_IEA_2023_05_05 | 2037 | Nuclear SMR | Generation | Electricity | QC | Dispatch-Generation | VOM | 0 | [6 empty] | 0.51337 | 0
LCP_Inputs_ON_Electric_IEA_2023_05_05 | 2037 | Nuclear SMR | Generation | Electricity | WC | Dispatch-Generation | EmissionsCost | 0 | [6 empty] | 0.51337 | 0
LCP_Inputs_ON_Electric_IEA_2023_05_05 | 2037 | Nuclear SMR | Generation | Electricity | WC | Dispatch-Generation | FuelCost | 0 | [6 empty] | 0.51337 | 0
LCP_Inputs_ON_Electric_IEA_2023_05_05 | 2037 | Nuclear SMR | Generation | Electricity | WC | Dispatch-Generation | VOM | 0 | [6 empty] | 0.51337 | 0
LCP_Inputs_ON_Electric_IEA_2023_05_05 | 2037 | O/CCGT - CH4 Existing | Crossload | Electricity | MI | Dispatch-Crossload | EmissionsCost | 0 | [6 empty] | 0.51337 | 0
LCP_Inputs_ON_Electric_IEA_2023_05_05 | 2037 | O/CCGT - CH4 Existing | Crossload | Electricity | MI | Dispatch-Crossload | FuelCost | 0 | [6 empty] | 0.51337 | 0
LCP_Inputs_ON_Electric_IEA_2023_05_05 | 2037 | O/CCGT - CH4 Existing | Crossload | Electricity | MI | Dispatch-Crossload | VOM | 0 | [6 empty] | 0.51337 | 0
LCP_Inputs_ON_Electric_IEA_2023_05_05 | 2037 | O/CCGT - CH4 Existing | Crossload | Electricity | NY | Dispatch-Crossload | EmissionsCost | 0 | [6 empty] | 0.51337 | 0
LCP_Inputs_ON_Electric_IEA_2023_05_05 | 2037 | O/CCGT - CH4 Existing | Crossload | Electricity | NY | Dispatch-Crossload | FuelCost | 0 | [6 empty] | 0.51337 | 0
LCP_Inputs_ON_Electric_IEA_2023_05_05 | 2037 | O/CCGT - CH4 Existing | Crossload | Electricity | NY | Dispatch-Crossload | VOM | 0 | [6 empty] | 0.51337 | 0
LCP_Inputs_ON_Electric_IEA_2023_05_05 | 2037 | O/CCGT - CH4 Existing | Crossload | Electricity | ON | Dispatch-Crossload | EmissionsCost | 10955241.5211 | [6 empty] | 0.51337 | 5624127.8988
LCP_Inputs_ON_Electric_IEA_2023_05_05 | 2037 | O/CCGT - CH4 Existing | Crossload | Electricity | ON | Dispatch-Crossload | FuelCost | 0 | [6 empty] | 0.51337 | 0
LCP_Inputs_ON_Electric_IEA_2023_05_05 | 2037 | O/CCGT - CH4 Existing | Crossload | Electricity | ON | Dispatch-Crossload | VOM | 398126.3226 | [6 empty] | 0.51337 | 204387.4025
LCP_Inputs_ON_Electric_IEA_2023_05_05 | 2037 | O/CCGT - CH4 Existing | Crossload | Electricity | PJ | Dispatch-Crossload | EmissionsCost | 0 | [6 empty] | 0.51337 | 0
LCP_Inputs_ON_Electric_IEA_2023_05_05 | 2037 | O/CCGT - CH4 Existing | Crossload | Electricity | PJ | Dispatch-Crossload | FuelCost | 0 | [6 empty] | 0.51337 | 0
LCP_Inputs_ON_Electric_IEA_2023_05_05 | 2037 | O/CCGT - CH4 Existing | Crossload | Electricity | PJ | Dispatch-Crossload | VOM | 0 | [6 empty] | 0.51337 | 0
LCP_Inputs_ON_Electric_IEA_2023_05_05 | 2037 | O/CCGT - CH4 Existing | Crossload | Electricity | QC | Dispatch-Crossload | EmissionsCost | 0 | [6 empty] | 0.51337 | 0
LCP_Inputs_ON_Electric_IEA_2023_05_05 | 2037 | O/CCGT - CH4 Existing | Crossload | Electricity | QC | Dispatch-Crossload | FuelCost | 0 | [6 empty] | 0.51337 | 0
LCP_Inputs_ON_Electric_IEA_2023_05_05 | 2037 | O/CCGT - CH4 Existing | Crossload | Electricity | QC | Dispatch-Crossload | VOM | 0 | [6 empty] | 0.51337 | 0
LCP_Inputs_ON_Electric_IEA_2023_05_05 | 2037 | O/CCGT - CH4 Existing | Crossload | Electricity | WC | Dispatch-Crossload | EmissionsCost | 0 | [6 empty] | 0.51337 | 0
LCP_Inputs_ON_Electric_IEA_2023_05_05 | 2037 | O/CCGT - CH4 Existing | Crossload | Electricity | WC | Dispatch-Crossload | FuelCost | 0 | [6 empty] | 0.51337 | 0
LCP_Inputs_ON_Electric_IEA_2023_05_05 | 2037 | O/CCGT - CH4 Existing | Crossload | Electricity | WC | Dispatch-Crossload | VOM | 0 | [6 empty] | 0.51337 | 0
LCP_Inputs_ON_Electric_IEA_2023_05_05 | 2037 | O/CCGT - CH4 New | Crossload | Electricity | MI | Dispatch-Crossload | EmissionsCost | 0 | [6 empty] | 0.51337 | 0
LCP_Inputs_ON_Electric_IEA_2023_05_05 | 2037 | O/CCGT - CH4 New | Crossload | Electricity | MI | Dispatch-Crossload | FuelCost | 0 | [6 empty] | 0.51337 | 0
LCP_Inputs_ON_Electric_IEA_2023_05_05 | 2037 | O/CCGT - CH4 New | Crossload | Electricity | MI | Dispatch-Crossload | VOM | 0 | [6 empty] | 0.51337 | 0
LCP_Inputs_ON_Electric_IEA_2023_05_05 | 2037 | O/CCGT - CH4 New | Crossload | Electricity | NY | Dispatch-Crossload | EmissionsCost | 0 | [6 empty] | 0.51337 | 0
LCP_Inputs_ON_Electric_IEA_2023_05_05 | 2037 | O/CCGT - CH4 New | Crossload | Electricity | NY | Dispatch-Crossload | FuelCost | 0 | [6 empty] | 0.51337 | 0
LCP_Inputs_ON_Electric_IEA_2023_05_05 | 2037 | O/CCGT - CH4 New | Crossload | Electricity | NY | Dispatch-Crossload | VOM | 0 | [6 empty] | 0.51337 | 0
LCP_Inputs_ON_Electric_IEA_2023_05_05 | 2037 | O/CCGT - CH4 New | Crossload | Electricity | ON | Dispatch-Crossload | EmissionsCost | 859141.5571 | [6 empty] | 0.51337 | 441060.2898
LCP_Inputs_ON_Electric_IEA_2023_05_05 | 2037 | O/CCGT - CH4 New | Crossload | Electricity | ON | Dispatch-Crossload | FuelCost | 0 | [6 empty] | 0.51337 | 0
LCP_Inputs_ON_Electric_IEA_2023_05_05 | 2037 | O/CCGT - CH4 New | Crossload | Electricity | ON | Dispatch-Crossload | VOM | 31222.2116 | [6 empty] | 0.51337 | 16028.6481
LCP_Inputs_ON_Electric_IEA_2023_05_05 | 2037 | O/CCGT - CH4 New | Crossload | Electricity | PJ | Dispatch-Crossload | EmissionsCost | 0 | [6 empty] | 0.51337 | 0
LCP_Inputs_ON_Electric_IEA_2023_05_05 | 2037 | O/CCGT - CH4 New | Crossload | Electricity | PJ | Dispatch-Crossload | FuelCost | 0 | [6 empty] | 0.51337 | 0
LCP_Inputs_ON_Electric_IEA_2023_05_05 | 2037 | O/CCGT - CH4 New | Crossload | Electricity | PJ | Dispatch-Crossload | VOM | 0 | [6 empty] | 0.51337 | 0
LCP_Inputs_ON_Electric_IEA_2023_05_05 | 2037 | O/CCGT - CH4 New | Crossload | Electricity | QC | Dispatch-Crossload | EmissionsCost | 0 | [6 empty] | 0.51337 | 0
LCP_Inputs_ON_Electric_IEA_2023_05_05 | 2037 | O/CCGT - CH4 New | Crossload | Electricity | QC | Dispatch-Crossload | FuelCost | 0 | [6 empty] | 0.51337 | 0
LCP_Inputs_ON_Electric_IEA_2023_05_05 | 2037 | O/CCGT - CH4 New | Crossload | Electricity | QC | Dispatch-Crossload | VOM | 0 | [6 empty] | 0.51337 | 0
LCP_Inputs_ON_Electric_IEA_2023_05_05 | 2037 | O/CCGT - CH4 New | Crossload | Electricity | WC | Dispatch-Crossload | EmissionsCost | 0 | [6 empty] | 0.51337 | 0
LCP_Inputs_ON_Electric_IEA_2023_05_05 | 2037 | O/CCGT - CH4 New | Crossload | Electricity | WC | Dispatch-Crossload | FuelCost | 0 | [6 empty] | 0.51337 | 0
LCP_Inputs_ON_Electric_IEA_2023_05_05 | 2037 | O/CCGT - CH4 New | Crossload | Electricity | WC | Dispatch-Crossload | VOM | 0 | [6 empty] | 0.51337 | 0
LCP_Inputs_ON_Electric_IEA_2023_05_05 | 2037 | O/CCGT - H2 New | Crossload | Electricity | MI | Dispatch-Crossload | EmissionsCost | 0 | [6 empty] | 0.51337 | 0
LCP_Inputs_ON_Electric_IEA_2023_05_05 | 2037 | O/CCGT - H2 New | Crossload | Electricity | MI | Dispatch-Crossload | FuelCost | 0 | [6 empty] | 0.51337 | 0
LCP_Inputs_ON_Electric_IEA_2023_05_05 | 2037 | O/CCGT - H2 New | Crossload | Electricity | MI | Dispatch-Crossload | VOM | 0 | [6 empty] | 0.51337 | 0
LCP_Inputs_ON_Electric_IEA_2023_05_05 | 2037 | O/CCGT - H2 New | Crossload | Electricity | NY | Dispatch-Crossload | EmissionsCost | 0 | [6 empty] | 0.51337 | 0
LCP_Inputs_ON_Electric_IEA_2023_05_05 | 2037 | O/CCGT - H2 New | Crossload | Electricity | NY | Dispatch-Crossload | FuelCost | 0 | [6 empty] | 0.51337 | 0
LCP_Inputs_ON_Electric_IEA_2023_05_05 | 2037 | O/CCGT - H2 New | Crossload | Electricity | NY | Dispatch-Crossload | VOM | 0 | [6 empty] | 0.51337 | 0
LCP_Inputs_ON_Electric_IEA_2023_05_05 | 2037 | O/CCGT - H2 New | Crossload | Electricity | ON | Dispatch-Crossload | EmissionsCost | 0 | [6 empty] | 0.51337 | 0
LCP_Inputs_ON_Electric_IEA_2023_05_05 | 2037 | O/CCGT - H2 New | Crossload | Electricity | ON | Dispatch-Crossload | FuelCost | 0 | [6 empty] | 0.51337 | 0
LCP_Inputs_ON_Electric_IEA_2023_05_05 | 2037 | O/CCGT - H2 New | Crossload | Electricity | ON | Dispatch-Crossload | VOM | 717726.8143 | [6 empty] | 0.51337 | 368461.7443
LCP_Inputs_ON_Electric_IEA_2023_05_05 | 2037 | O/CCGT - H2 New | Crossload | Electricity | PJ | Dispatch-Crossload | EmissionsCost | 0 | [6 empty] | 0.51337 | 0
LCP_Inputs_ON_Electric_IEA_2023_05_05 | 2037 | O/CCGT - H2 New | Crossload | Electricity | PJ | Dispatch-Crossload | FuelCost | 0 | [6 empty] | 0.51337 | 0
LCP_Inputs_ON_Electric_IEA_2023_05_05 | 2037 | O/CCGT - H2 New | Crossload | Electricity | PJ | Dispatch-Crossload | VOM | 0 | [6 empty] | 0.51337 | 0
LCP_Inputs_ON_Electric_IEA_2023_05_05 | 2037 | O/CCGT - H2 New | Crossload | Electricity | QC | Dispatch-Crossload | EmissionsCost | 0 | [6 empty] | 0.51337 | 0
LCP_Inputs_ON_Electric_IEA_2023_05_05 | 2037 | O/CCGT - H2 New | Crossload | Electricity | QC | Dispatch-Crossload | FuelCost | 0 | [6 empty] | 0.51337 | 0
LCP_Inputs_ON_Electric_IEA_2023_05_05 | 2037 | O/CCGT - H2 New | Crossload | Electricity | QC | Dispatch-Crossload | VOM | 0 | [6 empty] | 0.51337 | 0
LCP_Inputs_ON_Electric_IEA_2023_05_05 | 2037 | O/CCGT - H2 New | Crossload | Electricity | WC | Dispatch-Crossload | EmissionsCost | 0 | [6 empty] | 0.51337 | 0
LCP_Inputs_ON_Electric_IEA_2023_05_05 | 2037 | O/CCGT - H2 New | Crossload | Electricity | WC | Dispatch-Crossload | FuelCost | 0 | [6 empty] | 0.51337 | 0
LCP_Inputs_ON_Electric_IEA_2023_05_05 | 2037 | O/CCGT - H2 New | Crossload | Electricity | WC | Dispatch-Crossload | VOM | 0 | [6 empty] | 0.51337 | 0
LCP_Inputs_ON_Electric_IEA_2023_05_05 | 2037 | SMR CCS | Generation | Hydrogen | MI | Dispatch-Generation | EmissionsCost | 0 | [6 empty] | 0.51337 | 0
LCP_Inputs_ON_Electric_IEA_2023_05_05 | 2037 | SMR CCS | Generation | Hydrogen | MI | Dispatch-Generation | FuelCost | 0 | [6 empty] | 0.51337 | 0
LCP_Inputs_ON_Electric_IEA_2023_05_05 | 2037 | SMR CCS | Generation | Hydrogen | MI | Dispatch-Generation | VOM | 0 | [6 empty] | 0.51337 | 0
LCP_Inputs_ON_Electric_IEA_2023_05_05 | 2037 | SMR CCS | Generation | Hydrogen | NY | Dispatch-Generation | EmissionsCost | 0 | [6 empty] | 0.51337 | 0
LCP_Inputs_ON_Electric_IEA_2023_05_05 | 2037 | SMR CCS | Generation | Hydrogen | NY | Dispatch-Generation | FuelCost | 0 | [6 empty] | 0.51337 | 0
LCP_Inputs_ON_Electric_IEA_2023_05_05 | 2037 | SMR CCS | Generation | Hydrogen | NY | Dispatch-Generation | VOM | 0 | [6 empty] | 0.51337 | 0
LCP_Inputs_ON_Electric_IEA_2023_05_05 | 2037 | SMR CCS | Generation | Hydrogen | ON | Dispatch-Generation | EmissionsCost | 319911904.076 | [6 empty] | 0.51337 | 164234212.5821
LCP_Inputs_ON_Electric_IEA_2023_05_05 | 2037 | SMR CCS | Generation | Hydrogen | ON | Dispatch-Generation | FuelCost | 297778205.3112 | [6 empty] | 0.51337 | 152871363.8045
LCP_Inputs_ON_Electric_IEA_2023_05_05 | 2037 | SMR CCS | Generation | Hydrogen | ON | Dispatch-Generation | VOM | 0 | [6 empty] | 0.51337 | 0
LCP_Inputs_ON_Electric_IEA_2023_05_05 | 2037 | SMR CCS | Generation | Hydrogen | PJ | Dispatch-Generation | EmissionsCost | 0 | [6 empty] | 0.51337 | 0
LCP_Inputs_ON_Electric_IEA_2023_05_05 | 2037 | SMR CCS | Generation | Hydrogen | PJ | Dispatch-Generation | FuelCost | 0 | [6 empty] | 0.51337 | 0
LCP_Inputs_ON_Electric_IEA_2023_05_05 | 2037 | SMR CCS | Generation | Hydrogen | PJ | Dispatch-Generation | VOM | 0 | [6 empty] | 0.51337 | 0
LCP_Inputs_ON_Electric_IEA_2023_05_05 | 2037 | SMR CCS | Generation | Hydrogen | QC | Dispatch-Generation | EmissionsCost | 0 | [6 empty] | 0.51337 | 0
LCP_Inputs_ON_Electric_IEA_2023_05_05 | 2037 | SMR CCS | Generation | Hydrogen | QC | Dispatch-Generation | FuelCost | 0 | [6 empty] | 0.51337 | 0
LCP_Inputs_ON_Electric_IEA_2023_05_05 | 2037 | SMR CCS | Generation | Hydrogen | QC | Dispatch-Generation | VOM | 0 | [6 empty] | 0.51337 | 0
LCP_Inputs_ON_Electric_IEA_2023_05_05 | 2037 | SMR CCS | Generation | Hydrogen | WC | Dispatch-Generation | EmissionsCost | 0 | [6 empty] | 0.51337 | 0
LCP_Inputs_ON_Electric_IEA_2023_05_05 | 2037 | SMR CCS | Generation | Hydrogen | WC | Dispatch-Generation | FuelCost | 0 | [6 empty] | 0.51337 | 0
LCP_Inputs_ON_Electric_IEA_2023_05_05 | 2037 | SMR CCS | Generation | Hydrogen | WC | Dispatch-Generation | VOM | 0 | [6 empty] | 0.51337 | 0
LCP_Inputs_ON_Electric_IEA_2023_05_05 | 2037 | Solar PV | Generation | Electricity | MI | Dispatch-Generation | EmissionsCost | 0 | [6 empty] | 0.51337 | 0
LCP_Inputs_ON_Electric_IEA_2023_05_05 | 2037 | Solar PV | Generation | Electricity | MI | Dispatch-Generation | FuelCost | 0 | [6 empty] | 0.51337 | 0
LCP_Inputs_ON_Electric_IEA_2023_05_05 | 2037 | Solar PV | Generation | Electricity | MI | Dispatch-Generation | VOM | 0 | [6 empty] | 0.51337 | 0
LCP_Inputs_ON_Electric_IEA_2023_05_05 | 2037 | Solar PV | Generation | Electricity | NY | Dispatch-Generation | EmissionsCost | 0 | [6 empty] | 0.51337 | 0
LCP_Inputs_ON_Electric_IEA_2023_05_05 | 2037 | Solar PV | Generation | Electricity | NY | Dispatch-Generation | FuelCost | 0 | [6 empty] | 0.51337 | 0
LCP_Inputs_ON_Electric_IEA_2023_05_05 | 2037 | Solar PV | Generation | Electricity | NY | Dispatch-Generation | VOM | 0 | [6 empty] | 0.51337 | 0
LCP_Inputs_ON_Electric_IEA_2023_05_05 | 2037 | Solar PV | Generation | Electricity | ON | Dispatch-Generation | EmissionsCost | 0 | [6 empty] | 0.51337 | 0
LCP_Inputs_ON_Electric_IEA_2023_05_05 | 2037 | Solar PV | Generation | Electricity | ON | Dispatch-Generation | FuelCost | 0 | [6 empty] | 0.51337 | 0
LCP_Inputs_ON_Electric_IEA_2023_05_05 | 2037 | Solar PV | Generation | Electricity | ON | Dispatch-Generation | VOM | 0 | [6 empty] | 0.51337 | 0
LCP_Inputs_ON_Electric_IEA_2023_05_05 | 2037 | Solar PV | Generation | Electricity | PJ | Dispatch-Generation | EmissionsCost | 0 | [6 empty] | 0.51337 | 0
LCP_Inputs_ON_Electric_IEA_2023_05_05 | 2037 | Solar PV | Generation | Electricity | PJ | Dispatch-Generation | FuelCost | 0 | [6 empty] | 0.51337 | 0
LCP_Inputs_ON_Electric_IEA_2023_05_05 | 2037 | Solar PV | Generation | Electricity | PJ | Dispatch-Generation | VOM | 0 | [6 empty] | 0.51337 | 0
LCP_Inputs_ON_Electric_IEA_2023_05_05 | 2037 | Solar PV | Generation | Electricity | QC | Dispatch-Generation | EmissionsCost | 0 | [6 empty] | 0.51337 | 0
LCP_Inputs_ON_Electric_IEA_2023_05_05 | 2037 | Solar PV | Generation | Electricity | QC | Dispatch-Generation | FuelCost | 0 | [6 empty] | 0.51337 | 0
LCP_Inputs_ON_Electric_IEA_2023_05_05 | 2037 | Solar PV | Generation | Electricity | QC | Dispatch-Generation | VOM | 0 | [6 empty] | 0.51337 | 0
LCP_Inputs_ON_Electric_IEA_2023_05_05 | 2037 | Solar PV | Generation | Electricity | WC | Dispatch-Generation | EmissionsCost | 0 | [6 empty] | 0.51337 | 0
LCP_Inputs_ON_Electric_IEA_2023_05_05 | 2037 | Solar PV | Generation | Electricity | WC | Dispatch-Generation | FuelCost | 0 | [6 empty] | 0.51337 | 0
LCP_Inputs_ON_Electric_IEA_2023_05_05 | 2037 | Solar PV | Generation | Electricity | WC | Dispatch-Generation | VOM | 0 | [6 empty] | 0.51337 | 0
LCP_Inputs_ON_Electric_IEA_2023_05_05 | 2037 | Wind Offshore | Generation | Electricity | MI | Dispatch-Generation | EmissionsCost | 0 | [6 empty] | 0.51337 | 0
LCP_Inputs_ON_Electric_IEA_2023_05_05 | 2037 | Wind Offshore | Generation | Electricity | MI | Dispatch-Generation | FuelCost | 0 | [6 empty] | 0.51337 | 0
LCP_Inputs_ON_Electric_IEA_2023_05_05 | 2037 | Wind Offshore | Generation | Electricity | MI | Dispatch-Generation | VOM | 0 | [6 empty] | 0.51337 | 0
LCP_Inputs_ON_Electric_IEA_2023_05_05 | 2037 | Wind Offshore | Generation | Electricity | NY | Dispatch-Generation | EmissionsCost | 0 | [6 empty] | 0.51337 | 0
LCP_Inputs_ON_Electric_IEA_2023_05_05 | 2037 | Wind Offshore | Generation | Electricity | NY | Dispatch-Generation | FuelCost | 0 | [6 empty] | 0.51337 | 0
LCP_Inputs_ON_Electric_IEA_2023_05_05 | 2037 | Wind Offshore | Generation | Electricity | NY | Dispatch-Generation | VOM | 0 | [6 empty] | 0.51337 | 0
LCP_Inputs_ON_Electric_IEA_2023_05_05 | 2037 | Wind Offshore | Generation | Electricity | ON | Dispatch-Generation | EmissionsCost | 0 | [6 empty] | 0.51337 | 0
LCP_Inputs_ON_Electric_IEA_2023_05_05 | 2037 | Wind Offshore | Generation | Electricity | ON | Dispatch-Generation | FuelCost | 0 | [6 empty] | 0.51337 | 0
LCP_Inputs_ON_Electric_IEA_2023_05_05 | 2037 | Wind Offshore | Generation | Electricity | ON | Dispatch-Generation | VOM | 0 | [6 empty] | 0.51337 | 0
LCP_Inputs_ON_Electric_IEA_2023_05_05 | 2037 | Wind Offshore | Generation | Electricity | PJ | Dispatch-Generation | EmissionsCost | 0 | [6 empty] | 0.51337 | 0
LCP_Inputs_ON_Electric_IEA_2023_05_05 | 2037 | Wind Offshore | Generation | Electricity | PJ | Dispatch-Generation | FuelCost | 0 | [6 empty] | 0.51337 | 0
LCP_Inputs_ON_Electric_IEA_2023_05_05 | 2037 | Wind Offshore | Generation | Electricity | PJ | Dispatch-Generation | VOM | 0 | [6 empty] | 0.51337 | 0
LCP_Inputs_ON_Electric_IEA_2023_05_05 | 2037 | Wind Offshore | Generation | Electricity | QC | Dispatch-Generation | EmissionsCost | 0 | [6 empty] | 0.51337 | 0
LCP_Inputs_ON_Electric_IEA_2023_05_05 | 2037 | Wind Offshore | Generation | Electricity | QC | Dispatch-Generation | FuelCost | 0 | [6 empty] | 0.51337 | 0
LCP_Inputs_ON_Electric_IEA_2023_05_05 | 2037 | Wind Offshore | Generation | Electricity | QC | Dispatch-Generation | VOM | 0 | [6 empty] | 0.51337 | 0
LCP_Inputs_ON_Electric_IEA_2023_05_05 | 2037 | Wind Offshore | Generation | Electricity | WC | Dispatch-Generation | EmissionsCost | 0 | [6 empty] | 0.51337 | 0
LCP_Inputs_ON_Electric_IEA_2023_05_05 | 2037 | Wind Offshore | Generation | Electricity | WC | Dispatch-Generation | FuelCost | 0 | [6 empty] | 0.51337 | 0
LCP_Inputs_ON_Electric_IEA_2023_05_05 | 2037 | Wind Offshore | Generation | Electricity | WC | Dispatch-Generation | VOM | 0 | [6 empty] | 0.51337 | 0
LCP_Inputs_ON_Electric_IEA_2023_05_05 | 2037 | Wind Onshore | Generation | Electricity | MI | Dispatch-Generation | EmissionsCost | 0 | [6 empty] | 0.51337 | 0
LCP_Inputs_ON_Electric_IEA_2023_05_05 | 2037 | Wind Onshore | Generation | Electricity | MI | Dispatch-Generation | FuelCost | 0 | [6 empty] | 0.51337 | 0
LCP_Inputs_ON_Electric_IEA_2023_05_05 | 2037 | Wind Onshore | Generation | Electricity | MI | Dispatch-Generation | VOM | 0 | [6 empty] | 0.51337 | 0
LCP_Inputs_ON_Electric_IEA_2023_05_05 | 2037 | Wind Onshore | Generation | Electricity | NY | Dispatch-Generation | EmissionsCost | 0 | [6 empty] | 0.51337 | 0
LCP_Inputs_ON_Electric_IEA_2023_05_05 | 2037 | Wind Onshore | Generation | Electricity | NY | Dispatch-Generation | FuelCost | 0 | [6 empty] | 0.51337 | 0
LCP_Inputs_ON_Electric_IEA_2023_05_05 | 2037 | Wind Onshore | Generation | Electricity | NY | Dispatch-Generation | VOM | 0 | [6 empty] | 0.51337 | 0
LCP_Inputs_ON_Electric_IEA_2023_05_05 | 2037 | Wind Onshore | Generation | Electricity | ON | Dispatch-Generation | EmissionsCost | 0 | [6 empty] | 0.51337 | 0
LCP_Inputs_ON_Electric_IEA_2023_05_05 | 2037 | Wind Onshore | Generation | Electricity | ON | Dispatch-Generation | FuelCost | 0 | [6 empty] | 0.51337 | 0
LCP_Inputs_ON_Electric_IEA_2023_05_05 | 2037 | Wind Onshore | Generation | Electricity | ON | Dispatch-Generation | VOM | 0 | [6 empty] | 0.51337 | 0
LCP_Inputs_ON_Electric_IEA_2023_05_05 | 2037 | Wind Onshore | Generation | Electricity | PJ | Dispatch-Generation | EmissionsCost | 0 | [6 empty] | 0.51337 | 0
LCP_Inputs_ON_Electric_IEA_2023_05_05 | 2037 | Wind Onshore | Generation | Electricity | PJ | Dispatch-Generation | FuelCost | 0 | [6 empty] | 0.51337 | 0
LCP_Inputs_ON_Electric_IEA_2023_05_05 | 2037 | Wind Onshore | Generation | Electricity | PJ | Dispatch-Generation | VOM | 0 | [6 empty] | 0.51337 | 0
LCP_Inputs_ON_Electric_IEA_2023_05_05 | 2037 | Wind Onshore | Generation | Electricity | QC | Dispatch-Generation | EmissionsCost | 0 | [6 empty] | 0.51337 | 0
LCP_Inputs_ON_Electric_IEA_2023_05_05 | 2037 | Wind Onshore | Generation | Electricity | QC | Dispatch-Generation | FuelCost | 0 | [6 empty] | 0.51337 | 0
LCP_Inputs_ON_Electric_IEA_2023_05_05 | 2037 | Wind Onshore | Generation | Electricity | QC | Dispatch-Generation | VOM | 0 | [6 empty] | 0.51337 | 0
LCP_Inputs_ON_Electric_IEA_2023_05_05 | 2037 | Wind Onshore | Generation | Electricity | WC | Dispatch-Generation | EmissionsCost | 0 | [6 empty] | 0.51337 | 0
LCP_Inputs_ON_Electric_IEA_2023_05_05 | 2037 | Wind Onshore | Generation | Electricity | WC | Dispatch-Generation | FuelCost | 0 | [6 empty] | 0.51337 | 0
LCP_Inputs_ON_Electric_IEA_2023_05_05 | 2037 | Wind Onshore | Generation | Electricity | WC | Dispatch-Generation | VOM | 0 | [6 empty] | 0.51337 | 0
LCP_Inputs_ON_Electric_IEA_2023_05_05 | 2038 | Anaerobic Digestion | Generation | Methane | MI | Dispatch-Generation | EmissionsCost | 0 | [6 empty] | 0.49363 | 0
LCP_Inputs_ON_Electric_IEA_2023_05_05 | 2038 | Anaerobic Digestion | Generation | Methane | MI | Dispatch-Generation | FuelCost | 0 | [6 empty] | 0.49363 | 0
LCP_Inputs_ON_Electric_IEA_2023_05_05 | 2038 | Anaerobic Digestion | Generation | Methane | MI | Dispatch-Generation | VOM | 0 | [6 empty] | 0.49363 | 0
LCP_Inputs_ON_Electric_IEA_2023_05_05 | 2038 | Anaerobic Digestion | Generation | Methane | NY | Dispatch-Generation | EmissionsCost | 0 | [6 empty] | 0.49363 | 0
LCP_Inputs_ON_Electric_IEA_2023_05_05 | 2038 | Anaerobic Digestion | Generation | Methane | NY | Dispatch-Generation | FuelCost | 0 | [6 empty] | 0.49363 | 0
LCP_Inputs_ON_Electric_IEA_2023_05_05 | 2038 | Anaerobic Digestion | Generation | Methane | NY | Dispatch-Generation | VOM | 0 | [6 empty] | 0.49363 | 0
LCP_Inputs_ON_Electric_IEA_2023_05_05 | 2038 | Anaerobic Digestion | Generation | Methane | ON | Dispatch-Generation | EmissionsCost | 0 | [6 empty] | 0.49363 | 0
LCP_Inputs_ON_Electric_IEA_2023_05_05 | 2038 | Anaerobic Digestion | Generation | Methane | ON | Dispatch-Generation | FuelCost | 0 | [6 empty] | 0.49363 | 0
LCP_Inputs_ON_Electric_IEA_2023_05_05 | 2038 | Anaerobic Digestion | Generation | Methane | ON | Dispatch-Generation | VOM | 0 | [6 empty] | 0.49363 | 0
LCP_Inputs_ON_Electric_IEA_2023_05_05 | 2038 | Anaerobic Digestion | Generation | Methane | PJ | Dispatch-Generation | EmissionsCost | 0 | [6 empty] | 0.49363 | 0
LCP_Inputs_ON_Electric_IEA_2023_05_05 | 2038 | Anaerobic Digestion | Generation | Methane | PJ | Dispatch-Generation | FuelCost | 0 | [6 empty] | 0.49363 | 0
LCP_Inputs_ON_Electric_IEA_2023_05_05 | 2038 | Anaerobic Digestion | Generation | Methane | PJ | Dispatch-Generation | VOM | 0 | [6 empty] | 0.49363 | 0
LCP_Inputs_ON_Electric_IEA_2023_05_05 | 2038 | Anaerobic Digestion | Generation | Methane | QC | Dispatch-Generation | EmissionsCost | 0 | [6 empty] | 0.49363 | 0
LCP_Inputs_ON_Electric_IEA_2023_05_05 | 2038 | Anaerobic Digestion | Generation | Methane | QC | Dispatch-Generation | FuelCost | 0 | [6 empty] | 0.49363 | 0
LCP_Inputs_ON_Electric_IEA_2023_05_05 | 2038 | Anaerobic Digestion | Generation | Methane | QC | Dispatch-Generation | VOM | 0 | [6 empty] | 0.49363 | 0
LCP_Inputs_ON_Electric_IEA_2023_05_05 | 2038 | Anaerobic Digestion | Generation | Methane | WC | Dispatch-Generation | EmissionsCost | 0 | [6 empty] | 0.49363 | 0
LCP_Inputs_ON_Electric_IEA_2023_05_05 | 2038 | Anaerobic Digestion | Generation | Methane | WC | Dispatch-Generation | FuelCost | 0 | [6 empty] | 0.49363 | 0
LCP_Inputs_ON_Electric_IEA_2023_05_05 | 2038 | Anaerobic Digestion | Generation | Methane | WC | Dispatch-Generation | VOM | 0 | [6 empty] | 0.49363 | 0
LCP_Inputs_ON_Electric_IEA_2023_05_05 | 2038 | Battery Storage | Storage | Electricity | MI | Dispatch-Storage | EmissionsCost | 0 | [6 empty] | 0.49363 | 0
LCP_Inputs_ON_Electric_IEA_2023_05_05 | 2038 | Battery Storage | Storage | Electricity | MI | Dispatch-Storage | FuelCost | 0 | [6 empty] | 0.49363 | 0
LCP_Inputs_ON_Electric_IEA_2023_05_05 | 2038 | Battery Storage | Storage | Electricity | MI | Dispatch-Storage | VOM | 0 | [6 empty] | 0.49363 | 0
LCP_Inputs_ON_Electric_IEA_2023_05_05 | 2038 | Battery Storage | Storage | Electricity | NY | Dispatch-Storage | EmissionsCost | 0 | [6 empty] | 0.49363 | 0
LCP_Inputs_ON_Electric_IEA_2023_05_05 | 2038 | Battery Storage | Storage | Electricity | NY | Dispatch-Storage | FuelCost | 0 | [6 empty] | 0.49363 | 0
LCP_Inputs_ON_Electric_IEA_2023_05_05 | 2038 | Battery Storage | Storage | Electricity | NY | Dispatch-Storage | VOM | 0 | [6 empty] | 0.49363 | 0
LCP_Inputs_ON_Electric_IEA_2023_05_05 | 2038 | Battery Storage | Storage | Electricity | ON | Dispatch-Storage | EmissionsCost | 0 | [6 empty] | 0.49363 | 0
LCP_Inputs_ON_Electric_IEA_2023_05_05 | 2038 | Battery Storage | Storage | Electricity | ON | Dispatch-Storage | FuelCost | 0 | [6 empty] | 0.49363 | 0
LCP_Inputs_ON_Electric_IEA_2023_05_05 | 2038 | Battery Storage | Storage | Electricity | ON | Dispatch-Storage | VOM | 0 | [6 empty] | 0.49363 | 0
LCP_Inputs_ON_Electric_IEA_2023_05_05 | 2038 | Battery Storage | Storage | Electricity | PJ | Dispatch-Storage | EmissionsCost | 0 | [6 empty] | 0.49363 | 0
LCP_Inputs_ON_Electric_IEA_2023_05_05 | 2038 | Battery Storage | Storage | Electricity | PJ | Dispatch-Storage | FuelCost | 0 | [6 empty] | 0.49363 | 0
LCP_Inputs_ON_Electric_IEA_2023_05_05 | 2038 | Battery Storage | Storage | Electricity | PJ | Dispatch-Storage | VOM | 0 | [6 empty] | 0.49363 | 0
LCP_Inputs_ON_Electric_IEA_2023_05_05 | 2038 | Battery Storage | Storage | Electricity | QC | Dispatch-Storage | EmissionsCost | 0 | [6 empty] | 0.49363 | 0
LCP_Inputs_ON_Electric_IEA_2023_05_05 | 2038 | Battery Storage | Storage | Electricity | QC | Dispatch-Storage | FuelCost | 0 | [6 empty] | 0.49363 | 0
LCP_Inputs_ON_Electric_IEA_2023_05_05 | 2038 | Battery Storage | Storage | Electricity | QC | Dispatch-Storage | VOM | 0 | [6 empty] | 0.49363 | 0
LCP_Inputs_ON_Electric_IEA_2023_05_05 | 2038 | Battery Storage | Storage | Electricity | WC | Dispatch-Storage | EmissionsCost | 0 | [6 empty] | 0.49363 | 0
LCP_Inputs_ON_Electric_IEA_2023_05_05 | 2038 | Battery Storage | Storage | Electricity | WC | Dispatch-Storage | FuelCost | 0 | [6 empty] | 0.49363 | 0
LCP_Inputs_ON_Electric_IEA_2023_05_05 | 2038 | Battery Storage | Storage | Electricity | WC | Dispatch-Storage | VOM | 0 | [6 empty] | 0.49363 | 0
LCP_Inputs_ON_Electric_IEA_2023_05_05 | 2038 | Biomass | Generation | Electricity | MI | Dispatch-Generation | EmissionsCost | 0 | [6 empty] | 0.49363 | 0
LCP_Inputs_ON_Electric_IEA_2023_05_05 | 2038 | Biomass | Generation | Electricity | MI | Dispatch-Generation | FuelCost | 0 | [6 empty] | 0.49363 | 0
LCP_Inputs_ON_Electric_IEA_2023_05_05 | 2038 | Biomass | Generation | Electricity | MI | Dispatch-Generation | VOM | 0 | [6 empty] | 0.49363 | 0
LCP_Inputs_ON_Electric_IEA_2023_05_05 | 2038 | Biomass | Generation | Electricity | NY | Dispatch-Generation | EmissionsCost | 0 | [6 empty] | 0.49363 | 0
LCP_Inputs_ON_Electric_IEA_2023_05_05 | 2038 | Biomass | Generation | Electricity | NY | Dispatch-Generation | FuelCost | 0 | [6 empty] | 0.49363 | 0
LCP_Inputs_ON_Electric_IEA_2023_05_05 | 2038 | Biomass | Generation | Electricity | NY | Dispatch-Generation | VOM | 0 | [6 empty] | 0.49363 | 0
LCP_Inputs_ON_Electric_IEA_2023_05_05 | 2038 | Biomass | Generation | Electricity | ON | Dispatch-Generation | EmissionsCost | 0 | [6 empty] | 0.49363 | 0
LCP_Inputs_ON_Electric_IEA_2023_05_05 | 2038 | Biomass | Generation | Electricity | ON | Dispatch-Generation | FuelCost | 2498962.9091 | [6 empty] | 0.49363 | 1233558.3653
LCP_Inputs_ON_Electric_IEA_2023_05_05 | 2038 | Biomass | Generation | Electricity | ON | Dispatch-Generation | VOM | 32070.024 | [6 empty] | 0.49363 | 15830.6657
LCP_Inputs_ON_Electric_IEA_2023_05_05 | 2038 | Biomass | Generation | Electricity | PJ | Dispatch-Generation | EmissionsCost | 0 | [6 empty] | 0.49363 | 0
LCP_Inputs_ON_Electric_IEA_2023_05_05 | 2038 | Biomass | Generation | Electricity | PJ | Dispatch-Generation | FuelCost | 0 | [6 empty] | 0.49363 | 0
LCP_Inputs_ON_Electric_IEA_2023_05_05 | 2038 | Biomass | Generation | Electricity | PJ | Dispatch-Generation | VOM | 0 | [6 empty] | 0.49363 | 0
LCP_Inputs_ON_Electric_IEA_2023_05_05 | 2038 | Biomass | Generation | Electricity | QC | Dispatch-Generation | EmissionsCost | 0 | [6 empty] | 0.49363 | 0
LCP_Inputs_ON_Electric_IEA_2023_05_05 | 2038 | Biomass | Generation | Electricity | QC | Dispatch-Generation | FuelCost | 513338.1818 | [6 empty] | 0.49363 | 253398.1621
LCP_Inputs_ON_Electric_IEA_2023_05_05 | 2038 | Biomass | Generation | Electricity | QC | Dispatch-Generation | VOM | 6587.84 | [6 empty] | 0.49363 | 3251.9431
LCP_Inputs_ON_Electric_IEA_2023_05_05 | 2038 | Biomass | Generation | Electricity | WC | Dispatch-Generation | EmissionsCost | 0 | [6 empty] | 0.49363 | 0
LCP_Inputs_ON_Electric_IEA_2023_05_05 | 2038 | Biomass | Generation | Electricity | WC | Dispatch-Generation | FuelCost | 0 | [6 empty] | 0.49363 | 0
LCP_Inputs_ON_Electric_IEA_2023_05_05 | 2038 | Biomass | Generation | Electricity | WC | Dispatch-Generation | VOM | 0 | [6 empty] | 0.49363 | 0
LCP_Inputs_ON_Electric_IEA_2023_05_05 | 2038 | Biomass + CCS | Generation | Electricity | MI | Dispatch-Generation | EmissionsCost | 0 | [6 empty] | 0.49363 | 0
LCP_Inputs_ON_Electric_IEA_2023_05_05 | 2038 | Biomass + CCS | Generation | Electricity | MI | Dispatch-Generation | FuelCost | 0 | [6 empty] | 0.49363 | 0
LCP_Inputs_ON_Electric_IEA_2023_05_05 | 2038 | Biomass + CCS | Generation | Electricity | MI | Dispatch-Generation | VOM | 0 | [6 empty] | 0.49363 | 0
LCP_Inputs_ON_Electric_IEA_2023_05_05 | 2038 | Biomass + CCS | Generation | Electricity | NY | Dispatch-Generation | EmissionsCost | 0 | [6 empty] | 0.49363 | 0
LCP_Inputs_ON_Electric_IEA_2023_05_05 | 2038 | Biomass + CCS | Generation | Electricity | NY | Dispatch-Generation | FuelCost | 0 | [6 empty] | 0.49363 | 0
LCP_Inputs_ON_Electric_IEA_2023_05_05 | 2038 | Biomass + CCS | Generation | Electricity | NY | Dispatch-Generation | VOM | 0 | [6 empty] | 0.49363 | 0
LCP_Inputs_ON_Electric_IEA_2023_05_05 | 2038 | Biomass + CCS | Generation | Electricity | ON | Dispatch-Generation | EmissionsCost | 0 | [6 empty] | 0.49363 | 0
LCP_Inputs_ON_Electric_IEA_2023_05_05 | 2038 | Biomass + CCS | Generation | Electricity | ON | Dispatch-Generation | FuelCost | 0 | [6 empty] | 0.49363 | 0
LCP_Inputs_ON_Electric_IEA_2023_05_05 | 2038 | Biomass + CCS | Generation | Electricity | ON | Dispatch-Generation | VOM | 0 | [6 empty] | 0.49363 | 0
LCP_Inputs_ON_Electric_IEA_2023_05_05 | 2038 | Biomass + CCS | Generation | Electricity | PJ | Dispatch-Generation | EmissionsCost | 0 | [6 empty] | 0.49363 | 0
LCP_Inputs_ON_Electric_IEA_2023_05_05 | 2038 | Biomass + CCS | Generation | Electricity | PJ | Dispatch-Generation | FuelCost | 0 | [6 empty] | 0.49363 | 0
LCP_Inputs_ON_Electric_IEA_2023_05_05 | 2038 | Biomass + CCS | Generation | Electricity | PJ | Dispatch-Generation | VOM | 0 | [6 empty] | 0.49363 | 0
LCP_Inputs_ON_Electric_IEA_2023_05_05 | 2038 | Biomass + CCS | Generation | Electricity | QC | Dispatch-Generation | EmissionsCost | 0 | [6 empty] | 0.49363 | 0
LCP_Inputs_ON_Electric_IEA_2023_05_05 | 2038 | Biomass + CCS | Generation | Electricity | QC | Dispatch-Generation | FuelCost | 0 | [6 empty] | 0.49363 | 0
LCP_Inputs_ON_Electric_IEA_2023_05_05 | 2038 | Biomass + CCS | Generation | Electricity | QC | Dispatch-Generation | VOM | 0 | [6 empty] | 0.49363 | 0
LCP_Inputs_ON_Electric_IEA_2023_05_05 | 2038 | Biomass + CCS | Generation | Electricity | WC | Dispatch-Generation | EmissionsCost | 0 | [6 empty] | 0.49363 | 0
LCP_Inputs_ON_Electric_IEA_2023_05_05 | 2038 | Biomass + CCS | Generation | Electricity | WC | Dispatch-Generation | FuelCost | 0 | [6 empty] | 0.49363 | 0
LCP_Inputs_ON_Electric_IEA_2023_05_05 | 2038 | Biomass + CCS | Generation | Electricity | WC | Dispatch-Generation | VOM | 0 | [6 empty] | 0.49363 | 0
LCP_Inputs_ON_Electric_IEA_2023_05_05 | 2038 | CH4 + CCS | Generation | Methane | MI | Dispatch-Generation | EmissionsCost | 0 | [6 empty] | 0.49363 | 0
LCP_Inputs_ON_Electric_IEA_2023_05_05 | 2038 | CH4 + CCS | Generation | Methane | MI | Dispatch-Generation | FuelCost | 0 | [6 empty] | 0.49363 | 0
LCP_Inputs_ON_Electric_IEA_2023_05_05 | 2038 | CH4 + CCS | Generation | Methane | MI | Dispatch-Generation | VOM | 0 | [6 empty] | 0.49363 | 0
LCP_Inputs_ON_Electric_IEA_2023_05_05 | 2038 | CH4 + CCS | Generation | Methane | NY | Dispatch-Generation | EmissionsCost | 0 | [6 empty] | 0.49363 | 0
LCP_Inputs_ON_Electric_IEA_2023_05_05 | 2038 | CH4 + CCS | Generation | Methane | NY | Dispatch-Generation | FuelCost | 0 | [6 empty] | 0.49363 | 0
LCP_Inputs_ON_Electric_IEA_2023_05_05 | 2038 | CH4 + CCS | Generation | Methane | NY | Dispatch-Generation | VOM | 0 | [6 empty] | 0.49363 | 0
LCP_Inputs_ON_Electric_IEA_2023_05_05 | 2038 | CH4 + CCS | Generation | Methane | ON | Dispatch-Generation | EmissionsCost | 0 | [6 empty] | 0.49363 | 0
LCP_Inputs_ON_Electric_IEA_2023_05_05 | 2038 | CH4 + CCS | Generation | Methane | ON | Dispatch-Generation | FuelCost | 0 | [6 empty] | 0.49363 | 0
LCP_Inputs_ON_Electric_IEA_2023_05_05 | 2038 | CH4 + CCS | Generation | Methane | ON | Dispatch-Generation | VOM | 0 | [6 empty] | 0.49363 | 0
LCP_Inputs_ON_Electric_IEA_2023_05_05 | 2038 | CH4 + CCS | Generation | Methane | PJ | Dispatch-Generation | EmissionsCost | 0 | [6 empty] | 0.49363 | 0
LCP_Inputs_ON_Electric_IEA_2023_05_05 | 2038 | CH4 + CCS | Generation | Methane | PJ | Dispatch-Generation | FuelCost | 0 | [6 empty] | 0.49363 | 0
LCP_Inputs_ON_Electric_IEA_2023_05_05 | 2038 | CH4 + CCS | Generation | Methane | PJ | Dispatch-Generation | VOM | 0 | [6 empty] | 0.49363 | 0
LCP_Inputs_ON_Electric_IEA_2023_05_05 | 2038 | CH4 + CCS | Generation | Methane | QC | Dispatch-Generation | EmissionsCost | 0 | [6 empty] | 0.49363 | 0
LCP_Inputs_ON_Electric_IEA_2023_05_05 | 2038 | CH4 + CCS | Generation | Methane | QC | Dispatch-Generation | FuelCost | 0 | [6 empty] | 0.49363 | 0
LCP_Inputs_ON_Electric_IEA_2023_05_05 | 2038 | CH4 + CCS | Generation | Methane | QC | Dispatch-Generation | VOM | 0 | [6 empty] | 0.49363 | 0
LCP_Inputs_ON_Electric_IEA_2023_05_05 | 2038 | CH4 + CCS | Generation | Methane | WC | Dispatch-Generation | EmissionsCost | 0 | [6 empty] | 0.49363 | 0
LCP_Inputs_ON_Electric_IEA_2023_05_05 | 2038 | CH4 + CCS | Generation | Methane | WC | Dispatch-Generation | FuelCost | 0 | [6 empty] | 0.49363 | 0
LCP_Inputs_ON_Electric_IEA_2023_05_05 | 2038 | CH4 + CCS | Generation | Methane | WC | Dispatch-Generation | VOM | 0 | [6 empty] | 0.49363 | 0
LCP_Inputs_ON_Electric_IEA_2023_05_05 | 2038 | CH4 Import - NY 2020 | Import | Methane | MI | Dispatch-Import | EmissionsCost | 0 | [6 empty] | 0.49363 | 0
LCP_Inputs_ON_Electric_IEA_2023_05_05 | 2038 | CH4 Import - NY 2020 | Import | Methane | MI | Dispatch-Import | FuelCost | 0 | [6 empty] | 0.49363 | 0
LCP_Inputs_ON_Electric_IEA_2023_05_05 | 2038 | CH4 Import - NY 2020 | Import | Methane | MI | Dispatch-Import | VOM | 0 | [6 empty] | 0.49363 | 0
LCP_Inputs_ON_Electric_IEA_2023_05_05 | 2038 | CH4 Import - NY 2020 | Import | Methane | NY | Dispatch-Import | EmissionsCost | 0 | [6 empty] | 0.49363 | 0
LCP_Inputs_ON_Electric_IEA_2023_05_05 | 2038 | CH4 Import - NY 2020 | Import | Methane | NY | Dispatch-Import | FuelCost | 0 | [6 empty] | 0.49363 | 0
LCP_Inputs_ON_Electric_IEA_2023_05_05 | 2038 | CH4 Import - NY 2020 | Import | Methane | NY | Dispatch-Import | VOM | 0 | [6 empty] | 0.49363 | 0
LCP_Inputs_ON_Electric_IEA_2023_05_05 | 2038 | CH4 Import - NY 2020 | Import | Methane | ON | Dispatch-Import | EmissionsCost | 0 | [6 empty] | 0.49363 | 0
LCP_Inputs_ON_Electric_IEA_2023_05_05 | 2038 | CH4 Import - NY 2020 | Import | Methane | ON | Dispatch-Import | FuelCost | 0 | [6 empty] | 0.49363 | 0
LCP_Inputs_ON_Electric_IEA_2023_05_05 | 2038 | CH4 Import - NY 2020 | Import | Methane | ON | Dispatch-Import | VOM | 0 | [6 empty] | 0.49363 | 0
LCP_Inputs_ON_Electric_IEA_2023_05_05 | 2038 | CH4 Import - NY 2020 | Import | Methane | PJ | Dispatch-Import | EmissionsCost | 0 | [6 empty] | 0.49363 | 0
LCP_Inputs_ON_Electric_IEA_2023_05_05 | 2038 | CH4 Import - NY 2020 | Import | Methane | PJ | Dispatch-Import | FuelCost | 0 | [6 empty] | 0.49363 | 0
LCP_Inputs_ON_Electric_IEA_2023_05_05 | 2038 | CH4 Import - NY 2020 | Import | Methane | PJ | Dispatch-Import | VOM | 0 | [6 empty] | 0.49363 | 0
LCP_Inputs_ON_Electric_IEA_2023_05_05 | 2038 | CH4 Import - NY 2020 | Import | Methane | QC | Dispatch-Import | EmissionsCost | 0 | [6 empty] | 0.49363 | 0
LCP_Inputs_ON_Electric_IEA_2023_05_05 | 2038 | CH4 Import - NY 2020 | Import | Methane | QC | Dispatch-Import | FuelCost | 0 | [6 empty] | 0.49363 | 0
LCP_Inputs_ON_Electric_IEA_2023_05_05 | 2038 | CH4 Import - NY 2020 | Import | Methane | QC | Dispatch-Import | VOM | 0 | [6 empty] | 0.49363 | 0
LCP_Inputs_ON_Electric_IEA_2023_05_05 | 2038 | CH4 Import - NY 2020 | Import | Methane | WC | Dispatch-Import | EmissionsCost | 0 | [6 empty] | 0.49363 | 0
LCP_Inputs_ON_Electric_IEA_2023_05_05 | 2038 | CH4 Import - NY 2020 | Import | Methane | WC | Dispatch-Import | FuelCost | 0 | [6 empty] | 0.49363 | 0
LCP_Inputs_ON_Electric_IEA_2023_05_05 | 2038 | CH4 Import - NY 2020 | Import | Methane | WC | Dispatch-Import | VOM | 0 | [6 empty] | 0.49363 | 0
LCP_Inputs_ON_Electric_IEA_2023_05_05 | 2038 | CH4 Import - NY 2030 | Import | Methane | MI | Dispatch-Import | EmissionsCost | 0 | [6 empty] | 0.49363 | 0
LCP_Inputs_ON_Electric_IEA_2023_05_05 | 2038 | CH4 Import - NY 2030 | Import | Methane | MI | Dispatch-Import | FuelCost | 0 | [6 empty] | 0.49363 | 0
LCP_Inputs_ON_Electric_IEA_2023_05_05 | 2038 | CH4 Import - NY 2030 | Import | Methane | MI | Dispatch-Import | VOM | 0 | [6 empty] | 0.49363 | 0
LCP_Inputs_ON_Electric_IEA_2023_05_05 | 2038 | CH4 Import - NY 2030 | Import | Methane | NY | Dispatch-Import | EmissionsCost | 2371206202.7872 | [6 empty] | 0.49363 | 1170494062.4122
LCP_Inputs_ON_Electric_IEA_2023_05_05 | 2038 | CH4 Import - NY 2030 | Import | Methane | NY | Dispatch-Import | FuelCost | 644356120.8267 | [6 empty] | 0.49363 | 318072301.1858
LCP_Inputs_ON_Electric_IEA_2023_05_05 | 2038 | CH4 Import - NY 2030 | Import | Methane | NY | Dispatch-Import | VOM | 0 | [6 empty] | 0.49363 | 0
LCP_Inputs_ON_Electric_IEA_2023_05_05 | 2038 | CH4 Import - NY 2030 | Import | Methane | ON | Dispatch-Import | EmissionsCost | 0 | [6 empty] | 0.49363 | 0
LCP_Inputs_ON_Electric_IEA_2023_05_05 | 2038 | CH4 Import - NY 2030 | Import | Methane | ON | Dispatch-Import | FuelCost | 0 | [6 empty] | 0.49363 | 0
LCP_Inputs_ON_Electric_IEA_2023_05_05 | 2038 | CH4 Import - NY 2030 | Import | Methane | ON | Dispatch-Import | VOM | 0 | [6 empty] | 0.49363 | 0
LCP_Inputs_ON_Electric_IEA_2023_05_05 | 2038 | CH4 Import - NY 2030 | Import | Methane | PJ | Dispatch-Import | EmissionsCost | 0 | [6 empty] | 0.49363 | 0
LCP_Inputs_ON_Electric_IEA_2023_05_05 | 2038 | CH4 Import - NY 2030 | Import | Methane | PJ | Dispatch-Import | FuelCost | 0 | [6 empty] | 0.49363 | 0
LCP_Inputs_ON_Electric_IEA_2023_05_05 | 2038 | CH4 Import - NY 2030 | Import | Methane | PJ | Dispatch-Import | VOM | 0 | [6 empty] | 0.49363 | 0
LCP_Inputs_ON_Electric_IEA_2023_05_05 | 2038 | CH4 Import - NY 2030 | Import | Methane | QC | Dispatch-Import | EmissionsCost | 0 | [6 empty] | 0.49363 | 0
LCP_Inputs_ON_Electric_IEA_2023_05_05 | 2038 | CH4 Import - NY 2030 | Import | Methane | QC | Dispatch-Import | FuelCost | 0 | [6 empty] | 0.49363 | 0
LCP_Inputs_ON_Electric_IEA_2023_05_05 | 2038 | CH4 Import - NY 2030 | Import | Methane | QC | Dispatch-Import | VOM | 0 | [6 empty] | 0.49363 | 0
LCP_Inputs_ON_Electric_IEA_2023_05_05 | 2038 | CH4 Import - NY 2030 | Import | Methane | WC | Dispatch-Import | EmissionsCost | 0 | [6 empty] | 0.49363 | 0
LCP_Inputs_ON_Electric_IEA_2023_05_05 | 2038 | CH4 Import - NY 2030 | Import | Methane | WC | Dispatch-Import | FuelCost | 0 | [6 empty] | 0.49363 | 0
LCP_Inputs_ON_Electric_IEA_2023_05_05 | 2038 | CH4 Import - NY 2030 | Import | Methane | WC | Dispatch-Import | VOM | 0 | [6 empty] | 0.49363 | 0
LCP_Inputs_ON_Electric_IEA_2023_05_05 | 2038 | CH4 Import - NY 2040 | Import | Methane | MI | Dispatch-Import | EmissionsCost | 0 | [6 empty] | 0.49363 | 0
LCP_Inputs_ON_Electric_IEA_2023_05_05 | 2038 | CH4 Import - NY 2040 | Import | Methane | MI | Dispatch-Import | FuelCost | 0 | [6 empty] | 0.49363 | 0
LCP_Inputs_ON_Electric_IEA_2023_05_05 | 2038 | CH4 Import - NY 2040 | Import | Methane | MI | Dispatch-Import | VOM | 0 | [6 empty] | 0.49363 | 0
LCP_Inputs_ON_Electric_IEA_2023_05_05 | 2038 | CH4 Import - NY 2040 | Import | Methane | NY | Dispatch-Import | EmissionsCost | 0 | [6 empty] | 0.49363 | 0
LCP_Inputs_ON_Electric_IEA_2023_05_05 | 2038 | CH4 Import - NY 2040 | Import | Methane | NY | Dispatch-Import | FuelCost | 0 | [6 empty] | 0.49363 | 0
LCP_Inputs_ON_Electric_IEA_2023_05_05 | 2038 | CH4 Import - NY 2040 | Import | Methane | NY | Dispatch-Import | VOM | 0 | [6 empty] | 0.49363 | 0
LCP_Inputs_ON_Electric_IEA_2023_05_05 | 2038 | CH4 Import - NY 2040 | Import | Methane | ON | Dispatch-Import | EmissionsCost | 0 | [6 empty] | 0.49363 | 0
LCP_Inputs_ON_Electric_IEA_2023_05_05 | 2038 | CH4 Import - NY 2040 | Import | Methane | ON | Dispatch-Import | FuelCost | 0 | [6 empty] | 0.49363 | 0
LCP_Inputs_ON_Electric_IEA_2023_05_05 | 2038 | CH4 Import - NY 2040 | Import | Methane | ON | Dispatch-Import | VOM | 0 | [6 empty] | 0.49363 | 0
LCP_Inputs_ON_Electric_IEA_2023_05_05 | 2038 | CH4 Import - NY 2040 | Import | Methane | PJ | Dispatch-Import | EmissionsCost | 0 | [6 empty] | 0.49363 | 0
LCP_Inputs_ON_Electric_IEA_2023_05_05 | 2038 | CH4 Import - NY 2040 | Import | Methane | PJ | Dispatch-Import | FuelCost | 0 | [6 empty] | 0.49363 | 0
LCP_Inputs_ON_Electric_IEA_2023_05_05 | 2038 | CH4 Import - NY 2040 | Import | Methane | PJ | Dispatch-Import | VOM | 0 | [6 empty] | 0.49363 | 0
LCP_Inputs_ON_Electric_IEA_2023_05_05 | 2038 | CH4 Import - NY 2040 | Import | Methane | QC | Dispatch-Import | EmissionsCost | 0 | [6 empty] | 0.49363 | 0
LCP_Inputs_ON_Electric_IEA_2023_05_05 | 2038 | CH4 Import - NY 2040 | Import | Methane | QC | Dispatch-Import | FuelCost | 0 | [6 empty] | 0.49363 | 0
LCP_Inputs_ON_Electric_IEA_2023_05_05 | 2038 | CH4 Import - NY 2040 | Import | Methane | QC | Dispatch-Import | VOM | 0 | [6 empty] | 0.49363 | 0
LCP_Inputs_ON_Electric_IEA_2023_05_05 | 2038 | CH4 Import - NY 2040 | Import | Methane | WC | Dispatch-Import | EmissionsCost | 0 | [6 empty] | 0.49363 | 0
LCP_Inputs_ON_Electric_IEA_2023_05_05 | 2038 | CH4 Import - NY 2040 | Import | Methane | WC | Dispatch-Import | FuelCost | 0 | [6 empty] | 0.49363 | 0
LCP_Inputs_ON_Electric_IEA_2023_05_05 | 2038 | CH4 Import - NY 2040 | Import | Methane | WC | Dispatch-Import | VOM | 0 | [6 empty] | 0.49363 | 0
LCP_Inputs_ON_Electric_IEA_2023_05_05 | 2038 | CH4 Import - NY 2050 | Import | Methane | MI | Dispatch-Import | EmissionsCost | 0 | [6 empty] | 0.49363 | 0
LCP_Inputs_ON_Electric_IEA_2023_05_05 | 2038 | CH4 Import - NY 2050 | Import | Methane | MI | Dispatch-Import | FuelCost | 0 | [6 empty] | 0.49363 | 0
LCP_Inputs_ON_Electric_IEA_2023_05_05 | 2038 | CH4 Import - NY 2050 | Import | Methane | MI | Dispatch-Import | VOM | 0 | [6 empty] | 0.49363 | 0
LCP_Inputs_ON_Electric_IEA_2023_05_05 | 2038 | CH4 Import - NY 2050 | Import | Methane | NY | Dispatch-Import | EmissionsCost | 0 | [6 empty] | 0.49363 | 0
LCP_Inputs_ON_Electric_IEA_2023_05_05 | 2038 | CH4 Import - NY 2050 | Import | Methane | NY | Dispatch-Import | FuelCost | 0 | [6 empty] | 0.49363 | 0
LCP_Inputs_ON_Electric_IEA_2023_05_05 | 2038 | CH4 Import - NY 2050 | Import | Methane | NY | Dispatch-Import | VOM | 0 | [6 empty] | 0.49363 | 0
LCP_Inputs_ON_Electric_IEA_2023_05_05 | 2038 | CH4 Import - NY 2050 | Import | Methane | ON | Dispatch-Import | EmissionsCost | 0 | [6 empty] | 0.49363 | 0
LCP_Inputs_ON_Electric_IEA_2023_05_05 | 2038 | CH4 Import - NY 2050 | Import | Methane | ON | Dispatch-Import | FuelCost | 0 | [6 empty] | 0.49363 | 0
LCP_Inputs_ON_Electric_IEA_2023_05_05 | 2038 | CH4 Import - NY 2050 | Import | Methane | ON | Dispatch-Import | VOM | 0 | [6 empty] | 0.49363 | 0
LCP_Inputs_ON_Electric_IEA_2023_05_05 | 2038 | CH4 Import - NY 2050 | Import | Methane | PJ | Dispatch-Import | EmissionsCost | 0 | [6 empty] | 0.49363 | 0
LCP_Inputs_ON_Electric_IEA_2023_05_05 | 2038 | CH4 Import - NY 2050 | Import | Methane | PJ | Dispatch-Import | FuelCost | 0 | [6 empty] | 0.49363 | 0
LCP_Inputs_ON_Electric_IEA_2023_05_05 | 2038 | CH4 Import - NY 2050 | Import | Methane | PJ | Dispatch-Import | VOM | 0 | [6 empty] | 0.49363 | 0
LCP_Inputs_ON_Electric_IEA_2023_05_05 | 2038 | CH4 Import - NY 2050 | Import | Methane | QC | Dispatch-Import | EmissionsCost | 0 | [6 empty] | 0.49363 | 0
LCP_Inputs_ON_Electric_IEA_2023_05_05 | 2038 | CH4 Import - NY 2050 | Import | Methane | QC | Dispatch-Import | FuelCost | 0 | [6 empty] | 0.49363 | 0
LCP_Inputs_ON_Electric_IEA_2023_05_05 | 2038 | CH4 Import - NY 2050 | Import | Methane | QC | Dispatch-Import | VOM | 0 | [6 empty] | 0.49363 | 0
LCP_Inputs_ON_Electric_IEA_2023_05_05 | 2038 | CH4 Import - NY 2050 | Import | Methane | WC | Dispatch-Import | EmissionsCost | 0 | [6 empty] | 0.49363 | 0
LCP_Inputs_ON_Electric_IEA_2023_05_05 | 2038 | CH4 Import - NY 2050 | Import | Methane | WC | Dispatch-Import | FuelCost | 0 | [6 empty] | 0.49363 | 0
LCP_Inputs_ON_Electric_IEA_2023_05_05 | 2038 | CH4 Import - NY 2050 | Import | Methane | WC | Dispatch-Import | VOM | 0 | [6 empty] | 0.49363 | 0
LCP_Inputs_ON_Electric_IEA_2023_05_05 | 2038 | CH4 Import - WC 2020 | Import | Methane | MI | Dispatch-Import | EmissionsCost | 0 | [6 empty] | 0.49363 | 0
LCP_Inputs_ON_Electric_IEA_2023_05_05 | 2038 | CH4 Import - WC 2020 | Import | Methane | MI | Dispatch-Import | FuelCost | 0 | [6 empty] | 0.49363 | 0
LCP_Inputs_ON_Electric_IEA_2023_05_05 | 2038 | CH4 Import - WC 2020 | Import | Methane | MI | Dispatch-Import | VOM | 0 | [6 empty] | 0.49363 | 0
LCP_Inputs_ON_Electric_IEA_2023_05_05 | 2038 | CH4 Import - WC 2020 | Import | Methane | NY | Dispatch-Import | EmissionsCost | 0 | [6 empty] | 0.49363 | 0
LCP_Inputs_ON_Electric_IEA_2023_05_05 | 2038 | CH4 Import - WC 2020 | Import | Methane | NY | Dispatch-Import | FuelCost | 0 | [6 empty] | 0.49363 | 0
LCP_Inputs_ON_Electric_IEA_2023_05_05 | 2038 | CH4 Import - WC 2020 | Import | Methane | NY | Dispatch-Import | VOM | 0 | [6 empty] | 0.49363 | 0
LCP_Inputs_ON_Electric_IEA_2023_05_05 | 2038 | CH4 Import - WC 2020 | Import | Methane | ON | Dispatch-Import | EmissionsCost | 0 | [6 empty] | 0.49363 | 0
LCP_Inputs_ON_Electric_IEA_2023_05_05 | 2038 | CH4 Import - WC 2020 | Import | Methane | ON | Dispatch-Import | FuelCost | 0 | [6 empty] | 0.49363 | 0
LCP_Inputs_ON_Electric_IEA_2023_05_05 | 2038 | CH4 Import - WC 2020 | Import | Methane | ON | Dispatch-Import | VOM | 0 | [6 empty] | 0.49363 | 0
LCP_Inputs_ON_Electric_IEA_2023_05_05 | 2038 | CH4 Import - WC 2020 | Import | Methane | PJ | Dispatch-Import | EmissionsCost | 0 | [6 empty] | 0.49363 | 0
LCP_Inputs_ON_Electric_IEA_2023_05_05 | 2038 | CH4 Import - WC 2020 | Import | Methane | PJ | Dispatch-Import | FuelCost | 0 | [6 empty] | 0.49363 | 0
LCP_Inputs_ON_Electric_IEA_2023_05_05 | 2038 | CH4 Import - WC 2020 | Import | Methane | PJ | Dispatch-Import | VOM | 0 | [6 empty] | 0.49363 | 0
LCP_Inputs_ON_Electric_IEA_2023_05_05 | 2038 | CH4 Import - WC 2020 | Import | Methane | QC | Dispatch-Import | EmissionsCost | 0 | [6 empty] | 0.49363 | 0
LCP_Inputs_ON_Electric_IEA_2023_05_05 | 2038 | CH4 Import - WC 2020 | Import | Methane | QC | Dispatch-Import | FuelCost | 0 | [6 empty] | 0.49363 | 0
LCP_Inputs_ON_Electric_IEA_2023_05_05 | 2038 | CH4 Import - WC 2020 | Import | Methane | QC | Dispatch-Import | VOM | 0 | [6 empty] | 0.49363 | 0
LCP_Inputs_ON_Electric_IEA_2023_05_05 | 2038 | CH4 Import - WC 2020 | Import | Methane | WC | Dispatch-Import | EmissionsCost | 0 | [6 empty] | 0.49363 | 0
LCP_Inputs_ON_Electric_IEA_2023_05_05 | 2038 | CH4 Import - WC 2020 | Import | Methane | WC | Dispatch-Import | FuelCost | 0 | [6 empty] | 0.49363 | 0
LCP_Inputs_ON_Electric_IEA_2023_05_05 | 2038 | CH4 Import - WC 2020 | Import | Methane | WC | Dispatch-Import | VOM | 0 | [6 empty] | 0.49363 | 0
LCP_Inputs_ON_Electric_IEA_2023_05_05 | 2038 | CH4 Import - WC 2030 | Import | Methane | MI | Dispatch-Import | EmissionsCost | 0 | [6 empty] | 0.49363 | 0
LCP_Inputs_ON_Electric_IEA_2023_05_05 | 2038 | CH4 Import - WC 2030 | Import | Methane | MI | Dispatch-Import | FuelCost | 0 | [6 empty] | 0.49363 | 0
LCP_Inputs_ON_Electric_IEA_2023_05_05 | 2038 | CH4 Import - WC 2030 | Import | Methane | MI | Dispatch-Import | VOM | 0 | [6 empty] | 0.49363 | 0
LCP_Inputs_ON_Electric_IEA_2023_05_05 | 2038 | CH4 Import - WC 2030 | Import | Methane | NY | Dispatch-Import | EmissionsCost | 0 | [6 empty] | 0.49363 | 0
LCP_Inputs_ON_Electric_IEA_2023_05_05 | 2038 | CH4 Import - WC 2030 | Import | Methane | NY | Dispatch-Import | FuelCost | 0 | [6 empty] | 0.49363 | 0
LCP_Inputs_ON_Electric_IEA_2023_05_05 | 2038 | CH4 Import - WC 2030 | Import | Methane | NY | Dispatch-Import | VOM | 0 | [6 empty] | 0.49363 | 0
LCP_Inputs_ON_Electric_IEA_2023_05_05 | 2038 | CH4 Import - WC 2030 | Import | Methane | ON | Dispatch-Import | EmissionsCost | 0 | [6 empty] | 0.49363 | 0
LCP_Inputs_ON_Electric_IEA_2023_05_05 | 2038 | CH4 Import - WC 2030 | Import | Methane | ON | Dispatch-Import | FuelCost | 0 | [6 empty] | 0.49363 | 0
LCP_Inputs_ON_Electric_IEA_2023_05_05 | 2038 | CH4 Import - WC 2030 | Import | Methane | ON | Dispatch-Import | VOM | 0 | [6 empty] | 0.49363 | 0
LCP_Inputs_ON_Electric_IEA_2023_05_05 | 2038 | CH4 Import - WC 2030 | Import | Methane | PJ | Dispatch-Import | EmissionsCost | 0 | [6 empty] | 0.49363 | 0
LCP_Inputs_ON_Electric_IEA_2023_05_05 | 2038 | CH4 Import - WC 2030 | Import | Methane | PJ | Dispatch-Import | FuelCost | 0 | [6 empty] | 0.49363 | 0
LCP_Inputs_ON_Electric_IEA_2023_05_05 | 2038 | CH4 Import - WC 2030 | Import | Methane | PJ | Dispatch-Import | VOM | 0 | [6 empty] | 0.49363 | 0
LCP_Inputs_ON_Electric_IEA_2023_05_05 | 2038 | CH4 Import - WC 2030 | Import | Methane | QC | Dispatch-Import | EmissionsCost | 0 | [6 empty] | 0.49363 | 0
LCP_Inputs_ON_Electric_IEA_2023_05_05 | 2038 | CH4 Import - WC 2030 | Import | Methane | QC | Dispatch-Import | FuelCost | 0 | [6 empty] | 0.49363 | 0
LCP_Inputs_ON_Electric_IEA_2023_05_05 | 2038 | CH4 Import - WC 2030 | Import | Methane | QC | Dispatch-Import | VOM | 0 | [6 empty] | 0.49363 | 0
LCP_Inputs_ON_Electric_IEA_2023_05_05 | 2038 | CH4 Import - WC 2030 | Import | Methane | WC | Dispatch-Import | EmissionsCost | 9015205651.9119 | [6 empty] | 0.49363 | 4450159026.4839
LCP_Inputs_ON_Electric_IEA_2023_05_05 | 2038 | CH4 Import - WC 2030 | Import | Methane | WC | Dispatch-Import | FuelCost | 2449809272.3833 | [6 empty] | 0.49363 | 1209294747.9627
LCP_Inputs_ON_Electric_IEA_2023_05_05 | 2038 | CH4 Import - WC 2030 | Import | Methane | WC | Dispatch-Import | VOM | 0 | [6 empty] | 0.49363 | 0
LCP_Inputs_ON_Electric_IEA_2023_05_05 | 2038 | CH4 Import - WC 2040 | Import | Methane | MI | Dispatch-Import | EmissionsCost | 0 | [6 empty] | 0.49363 | 0
LCP_Inputs_ON_Electric_IEA_2023_05_05 | 2038 | CH4 Import - WC 2040 | Import | Methane | MI | Dispatch-Import | FuelCost | 0 | [6 empty] | 0.49363 | 0
LCP_Inputs_ON_Electric_IEA_2023_05_05 | 2038 | CH4 Import - WC 2040 | Import | Methane | MI | Dispatch-Import | VOM | 0 | [6 empty] | 0.49363 | 0
LCP_Inputs_ON_Electric_IEA_2023_05_05 | 2038 | CH4 Import - WC 2040 | Import | Methane | NY | Dispatch-Import | EmissionsCost | 0 | [6 empty] | 0.49363 | 0
LCP_Inputs_ON_Electric_IEA_2023_05_05 | 2038 | CH4 Import - WC 2040 | Import | Methane | NY | Dispatch-Import | FuelCost | 0 | [6 empty] | 0.49363 | 0
LCP_Inputs_ON_Electric_IEA_2023_05_05 | 2038 | CH4 Import - WC 2040 | Import | Methane | NY | Dispatch-Import | VOM | 0 | [6 empty] | 0.49363 | 0
LCP_Inputs_ON_Electric_IEA_2023_05_05 | 2038 | CH4 Import - WC 2040 | Import | Methane | ON | Dispatch-Import | EmissionsCost | 0 | [6 empty] | 0.49363 | 0
LCP_Inputs_ON_Electric_IEA_2023_05_05 | 2038 | CH4 Import - WC 2040 | Import | Methane | ON | Dispatch-Import | FuelCost | 0 | [6 empty] | 0.49363 | 0
LCP_Inputs_ON_Electric_IEA_2023_05_05 | 2038 | CH4 Import - WC 2040 | Import | Methane | ON | Dispatch-Import | VOM | 0 | [6 empty] | 0.49363 | 0
LCP_Inputs_ON_Electric_IEA_2023_05_05 | 2038 | CH4 Import - WC 2040 | Import | Methane | PJ | Dispatch-Import | EmissionsCost | 0 | [6 empty] | 0.49363 | 0
LCP_Inputs_ON_Electric_IEA_2023_05_05 | 2038 | CH4 Import - WC 2040 | Import | Methane | PJ | Dispatch-Import | FuelCost | 0 | [6 empty] | 0.49363 | 0
LCP_Inputs_ON_Electric_IEA_2023_05_05 | 2038 | CH4 Import - WC 2040 | Import | Methane | PJ | Dispatch-Import | VOM | 0 | [6 empty] | 0.49363 | 0
LCP_Inputs_ON_Electric_IEA_2023_05_05 | 2038 | CH4 Import - WC 2040 | Import | Methane | QC | Dispatch-Import | EmissionsCost | 0 | [6 empty] | 0.49363 | 0
LCP_Inputs_ON_Electric_IEA_2023_05_05 | 2038 | CH4 Import - WC 2040 | Import | Methane | QC | Dispatch-Import | FuelCost | 0 | [6 empty] | 0.49363 | 0
LCP_Inputs_ON_Electric_IEA_2023_05_05 | 2038 | CH4 Import - WC 2040 | Import | Methane | QC | Dispatch-Import | VOM | 0 | [6 empty] | 0.49363 | 0
LCP_Inputs_ON_Electric_IEA_2023_05_05 | 2038 | CH4 Import - WC 2040 | Import | Methane | WC | Dispatch-Import | EmissionsCost | 0 | [6 empty] | 0.49363 | 0
LCP_Inputs_ON_Electric_IEA_2023_05_05 | 2038 | CH4 Import - WC 2040 | Import | Methane | WC | Dispatch-Import | FuelCost | 0 | [6 empty] | 0.49363 | 0
LCP_Inputs_ON_Electric_IEA_2023_05_05 | 2038 | CH4 Import - WC 2040 | Import | Methane | WC | Dispatch-Import | VOM | 0 | [6 empty] | 0.49363 | 0
LCP_Inputs_ON_Electric_IEA_2023_05_05 | 2038 | CH4 Import - WC 2050 | Import | Methane | MI | Dispatch-Import | EmissionsCost | 0 | [6 empty] | 0.49363 | 0
LCP_Inputs_ON_Electric_IEA_2023_05_05 | 2038 | CH4 Import - WC 2050 | Import | Methane | MI | Dispatch-Import | FuelCost | 0 | [6 empty] | 0.49363 | 0
LCP_Inputs_ON_Electric_IEA_2023_05_05 | 2038 | CH4 Import - WC 2050 | Import | Methane | MI | Dispatch-Import | VOM | 0 | [6 empty] | 0.49363 | 0
LCP_Inputs_ON_Electric_IEA_2023_05_05 | 2038 | CH4 Import - WC 2050 | Import | Methane | NY | Dispatch-Import | EmissionsCost | 0 | [6 empty] | 0.49363 | 0
LCP_Inputs_ON_Electric_IEA_2023_05_05 | 2038 | CH4 Import - WC 2050 | Import | Methane | NY | Dispatch-Import | FuelCost | 0 | [6 empty] | 0.49363 | 0
LCP_Inputs_ON_Electric_IEA_2023_05_05 | 2038 | CH4 Import - WC 2050 | Import | Methane | NY | Dispatch-Import | VOM | 0 | [6 empty] | 0.49363 | 0
LCP_Inputs_ON_Electric_IEA_2023_05_05 | 2038 | CH4 Import - WC 2050 | Import | Methane | ON | Dispatch-Import | EmissionsCost | 0 | [6 empty] | 0.49363 | 0
LCP_Inputs_ON_Electric_IEA_2023_05_05 | 2038 | CH4 Import - WC 2050 | Import | Methane | ON | Dispatch-Import | FuelCost | 0 | [6 empty] | 0.49363 | 0
LCP_Inputs_ON_Electric_IEA_2023_05_05 | 2038 | CH4 Import - WC 2050 | Import | Methane | ON | Dispatch-Import | VOM | 0 | [6 empty] | 0.49363 | 0
LCP_Inputs_ON_Electric_IEA_2023_05_05 | 2038 | CH4 Import - WC 2050 | Import | Methane | PJ | Dispatch-Import | EmissionsCost | 0 | [6 empty] | 0.49363 | 0
LCP_Inputs_ON_Electric_IEA_2023_05_05 | 2038 | CH4 Import - WC 2050 | Import | Methane | PJ | Dispatch-Import | FuelCost | 0 | [6 empty] | 0.49363 | 0
LCP_Inputs_ON_Electric_IEA_2023_05_05 | 2038 | CH4 Import - WC 2050 | Import | Methane | PJ | Dispatch-Import | VOM | 0 | [6 empty] | 0.49363 | 0
LCP_Inputs_ON_Electric_IEA_2023_05_05 | 2038 | CH4 Import - WC 2050 | Import | Methane | QC | Dispatch-Import | EmissionsCost | 0 | [6 empty] | 0.49363 | 0
LCP_Inputs_ON_Electric_IEA_2023_05_05 | 2038 | CH4 Import - WC 2050 | Import | Methane | QC | Dispatch-Import | FuelCost | 0 | [6 empty] | 0.49363 | 0
LCP_Inputs_ON_Electric_IEA_2023_05_05 | 2038 | CH4 Import - WC 2050 | Import | Methane | QC | Dispatch-Import | VOM | 0 | [6 empty] | 0.49363 | 0
LCP_Inputs_ON_Electric_IEA_2023_05_05 | 2038 | CH4 Import - WC 2050 | Import | Methane | WC | Dispatch-Import | EmissionsCost | 0 | [6 empty] | 0.49363 | 0
LCP_Inputs_ON_Electric_IEA_2023_05_05 | 2038 | CH4 Import - WC 2050 | Import | Methane | WC | Dispatch-Import | FuelCost | 0 | [6 empty] | 0.49363 | 0
LCP_Inputs_ON_Electric_IEA_2023_05_05 | 2038 | CH4 Import - WC 2050 | Import | Methane | WC | Dispatch-Import | VOM | 0 | [6 empty] | 0.49363 | 0
LCP_Inputs_ON_Electric_IEA_2023_05_05 | 2038 | CH4 Salt Cavern Storage - ON | Storage | Methane | MI | Dispatch-Storage | EmissionsCost | 0 | [6 empty] | 0.49363 | 0
LCP_Inputs_ON_Electric_IEA_2023_05_05 | 2038 | CH4 Salt Cavern Storage - ON | Storage | Methane | MI | Dispatch-Storage | FuelCost | 0 | [6 empty] | 0.49363 | 0
LCP_Inputs_ON_Electric_IEA_2023_05_05 | 2038 | CH4 Salt Cavern Storage - ON | Storage | Methane | MI | Dispatch-Storage | VOM | 0 | [6 empty] | 0.49363 | 0
LCP_Inputs_ON_Electric_IEA_2023_05_05 | 2038 | CH4 Salt Cavern Storage - ON | Storage | Methane | NY | Dispatch-Storage | EmissionsCost | 0 | [6 empty] | 0.49363 | 0
LCP_Inputs_ON_Electric_IEA_2023_05_05 | 2038 | CH4 Salt Cavern Storage - ON | Storage | Methane | NY | Dispatch-Storage | FuelCost | 0 | [6 empty] | 0.49363 | 0
LCP_Inputs_ON_Electric_IEA_2023_05_05 | 2038 | CH4 Salt Cavern Storage - ON | Storage | Methane | NY | Dispatch-Storage | VOM | 0 | [6 empty] | 0.49363 | 0
LCP_Inputs_ON_Electric_IEA_2023_05_05 | 2038 | CH4 Salt Cavern Storage - ON | Storage | Methane | ON | Dispatch-Storage | EmissionsCost | 0 | [6 empty] | 0.49363 | 0
LCP_Inputs_ON_Electric_IEA_2023_05_05 | 2038 | CH4 Salt Cavern Storage - ON | Storage | Methane | ON | Dispatch-Storage | FuelCost | 0 | [6 empty] | 0.49363 | 0
LCP_Inputs_ON_Electric_IEA_2023_05_05 | 2038 | CH4 Salt Cavern Storage - ON | Storage | Methane | ON | Dispatch-Storage | VOM | 2132066.7953 | [6 empty] | 0.49363 | 1052448.126
LCP_Inputs_ON_Electric_IEA_2023_05_05 | 2038 | CH4 Salt Cavern Storage - ON | Storage | Methane | PJ | Dispatch-Storage | EmissionsCost | 0 | [6 empty] | 0.49363 | 0
LCP_Inputs_ON_Electric_IEA_2023_05_05 | 2038 | CH4 Salt Cavern Storage - ON | Storage | Methane | PJ | Dispatch-Storage | FuelCost | 0 | [6 empty] | 0.49363 | 0
LCP_Inputs_ON_Electric_IEA_2023_05_05 | 2038 | CH4 Salt Cavern Storage - ON | Storage | Methane | PJ | Dispatch-Storage | VOM | 0 | [6 empty] | 0.49363 | 0
LCP_Inputs_ON_Electric_IEA_2023_05_05 | 2038 | CH4 Salt Cavern Storage - ON | Storage | Methane | QC | Dispatch-Storage | EmissionsCost | 0 | [6 empty] | 0.49363 | 0
LCP_Inputs_ON_Electric_IEA_2023_05_05 | 2038 | CH4 Salt Cavern Storage - ON | Storage | Methane | QC | Dispatch-Storage | FuelCost | 0 | [6 empty] | 0.49363 | 0
LCP_Inputs_ON_Electric_IEA_2023_05_05 | 2038 | CH4 Salt Cavern Storage - ON | Storage | Methane | QC | Dispatch-Storage | VOM | 0 | [6 empty] | 0.49363 | 0
LCP_Inputs_ON_Electric_IEA_2023_05_05 | 2038 | CH4 Salt Cavern Storage - ON | Storage | Methane | WC | Dispatch-Storage | EmissionsCost | 0 | [6 empty] | 0.49363 | 0
LCP_Inputs_ON_Electric_IEA_2023_05_05 | 2038 | CH4 Salt Cavern Storage - ON | Storage | Methane | WC | Dispatch-Storage | FuelCost | 0 | [6 empty] | 0.49363 | 0
LCP_Inputs_ON_Electric_IEA_2023_05_05 | 2038 | CH4 Salt Cavern Storage - ON | Storage | Methane | WC | Dispatch-Storage | VOM | 0 | [6 empty] | 0.49363 | 0
LCP_Inputs_ON_Electric_IEA_2023_05_05 | 2038 | Electrolyser 2020/2030 | Crossload | Hydrogen | MI | Dispatch-Crossload | EmissionsCost | 0 | [6 empty] | 0.49363 | 0
LCP_Inputs_ON_Electric_IEA_2023_05_05 | 2038 | Electrolyser 2020/2030 | Crossload | Hydrogen | MI | Dispatch-Crossload | FuelCost | 0 | [6 empty] | 0.49363 | 0
LCP_Inputs_ON_Electric_IEA_2023_05_05 | 2038 | Electrolyser 2020/2030 | Crossload | Hydrogen | MI | Dispatch-Crossload | VOM | 0 | [6 empty] | 0.49363 | 0
LCP_Inputs_ON_Electric_IEA_2023_05_05 | 2038 | Electrolyser 2020/2030 | Crossload | Hydrogen | NY | Dispatch-Crossload | EmissionsCost | 0 | [6 empty] | 0.49363 | 0
LCP_Inputs_ON_Electric_IEA_2023_05_05 | 2038 | Electrolyser 2020/2030 | Crossload | Hydrogen | NY | Dispatch-Crossload | FuelCost | 0 | [6 empty] | 0.49363 | 0
LCP_Inputs_ON_Electric_IEA_2023_05_05 | 2038 | Electrolyser 2020/2030 | Crossload | Hydrogen | NY | Dispatch-Crossload | VOM | 0 | [6 empty] | 0.49363 | 0
LCP_Inputs_ON_Electric_IEA_2023_05_05 | 2038 | Electrolyser 2020/2030 | Crossload | Hydrogen | ON | Dispatch-Crossload | EmissionsCost | 0 | [6 empty] | 0.49363 | 0
LCP_Inputs_ON_Electric_IEA_2023_05_05 | 2038 | Electrolyser 2020/2030 | Crossload | Hydrogen | ON | Dispatch-Crossload | FuelCost | 0 | [6 empty] | 0.49363 | 0
LCP_Inputs_ON_Electric_IEA_2023_05_05 | 2038 | Electrolyser 2020/2030 | Crossload | Hydrogen | ON | Dispatch-Crossload | VOM | 0 | [6 empty] | 0.49363 | 0
LCP_Inputs_ON_Electric_IEA_2023_05_05 | 2038 | Electrolyser 2020/2030 | Crossload | Hydrogen | PJ | Dispatch-Crossload | EmissionsCost | 0 | [6 empty] | 0.49363 | 0
LCP_Inputs_ON_Electric_IEA_2023_05_05 | 2038 | Electrolyser 2020/2030 | Crossload | Hydrogen | PJ | Dispatch-Crossload | FuelCost | 0 | [6 empty] | 0.49363 | 0
LCP_Inputs_ON_Electric_IEA_2023_05_05 | 2038 | Electrolyser 2020/2030 | Crossload | Hydrogen | PJ | Dispatch-Crossload | VOM | 0 | [6 empty] | 0.49363 | 0
LCP_Inputs_ON_Electric_IEA_2023_05_05 | 2038 | Electrolyser 2020/2030 | Crossload | Hydrogen | QC | Dispatch-Crossload | EmissionsCost | 0 | [6 empty] | 0.49363 | 0
LCP_Inputs_ON_Electric_IEA_2023_05_05 | 2038 | Electrolyser 2020/2030 | Crossload | Hydrogen | QC | Dispatch-Crossload | FuelCost | 0 | [6 empty] | 0.49363 | 0
LCP_Inputs_ON_Electric_IEA_2023_05_05 | 2038 | Electrolyser 2020/2030 | Crossload | Hydrogen | QC | Dispatch-Crossload | VOM | 0 | [6 empty] | 0.49363 | 0
LCP_Inputs_ON_Electric_IEA_2023_05_05 | 2038 | Electrolyser 2020/2030 | Crossload | Hydrogen | WC | Dispatch-Crossload | EmissionsCost | 0 | [6 empty] | 0.49363 | 0
LCP_Inputs_ON_Electric_IEA_2023_05_05 | 2038 | Electrolyser 2020/2030 | Crossload | Hydrogen | WC | Dispatch-Crossload | FuelCost | 0 | [6 empty] | 0.49363 | 0
LCP_Inputs_ON_Electric_IEA_2023_05_05 | 2038 | Electrolyser 2020/2030 | Crossload | Hydrogen | WC | Dispatch-Crossload | VOM | 0 | [6 empty] | 0.49363 | 0
LCP_Inputs_ON_Electric_IEA_2023_05_05 | 2038 | Electrolyser 2040 | Crossload | Hydrogen | MI | Dispatch-Crossload | EmissionsCost | 0 | [6 empty] | 0.49363 | 0
LCP_Inputs_ON_Electric_IEA_2023_05_05 | 2038 | Electrolyser 2040 | Crossload | Hydrogen | MI | Dispatch-Crossload | FuelCost | 0 | [6 empty] | 0.49363 | 0
LCP_Inputs_ON_Electric_IEA_2023_05_05 | 2038 | Electrolyser 2040 | Crossload | Hydrogen | MI | Dispatch-Crossload | VOM | 0 | [6 empty] | 0.49363 | 0
LCP_Inputs_ON_Electric_IEA_2023_05_05 | 2038 | Electrolyser 2040 | Crossload | Hydrogen | NY | Dispatch-Crossload | EmissionsCost | 0 | [6 empty] | 0.49363 | 0
LCP_Inputs_ON_Electric_IEA_2023_05_05 | 2038 | Electrolyser 2040 | Crossload | Hydrogen | NY | Dispatch-Crossload | FuelCost | 0 | [6 empty] | 0.49363 | 0
LCP_Inputs_ON_Electric_IEA_2023_05_05 | 2038 | Electrolyser 2040 | Crossload | Hydrogen | NY | Dispatch-Crossload | VOM | 0 | [6 empty] | 0.49363 | 0
LCP_Inputs_ON_Electric_IEA_2023_05_05 | 2038 | Electrolyser 2040 | Crossload | Hydrogen | ON | Dispatch-Crossload | EmissionsCost | 0 | [6 empty] | 0.49363 | 0
LCP_Inputs_ON_Electric_IEA_2023_05_05 | 2038 | Electrolyser 2040 | Crossload | Hydrogen | ON | Dispatch-Crossload | FuelCost | 0 | [6 empty] | 0.49363 | 0
LCP_Inputs_ON_Electric_IEA_2023_05_05 | 2038 | Electrolyser 2040 | Crossload | Hydrogen | ON | Dispatch-Crossload | VOM | 0 | [6 empty] | 0.49363 | 0
LCP_Inputs_ON_Electric_IEA_2023_05_05 | 2038 | Electrolyser 2040 | Crossload | Hydrogen | PJ | Dispatch-Crossload | EmissionsCost | 0 | [6 empty] | 0.49363 | 0
LCP_Inputs_ON_Electric_IEA_2023_05_05 | 2038 | Electrolyser 2040 | Crossload | Hydrogen | PJ | Dispatch-Crossload | FuelCost | 0 | [6 empty] | 0.49363 | 0
LCP_Inputs_ON_Electric_IEA_2023_05_05 | 2038 | Electrolyser 2040 | Crossload | Hydrogen | PJ | Dispatch-Crossload | VOM | 0 | [6 empty] | 0.49363 | 0
LCP_Inputs_ON_Electric_IEA_2023_05_05 | 2038 | Electrolyser 2040 | Crossload | Hydrogen | QC | Dispatch-Crossload | EmissionsCost | 0 | [6 empty] | 0.49363 | 0
LCP_Inputs_ON_Electric_IEA_2023_05_05 | 2038 | Electrolyser 2040 | Crossload | Hydrogen | QC | Dispatch-Crossload | FuelCost | 0 | [6 empty] | 0.49363 | 0
LCP_Inputs_ON_Electric_IEA_2023_05_05 | 2038 | Electrolyser 2040 | Crossload | Hydrogen | QC | Dispatch-Crossload | VOM | 0 | [6 empty] | 0.49363 | 0
LCP_Inputs_ON_Electric_IEA_2023_05_05 | 2038 | Electrolyser 2040 | Crossload | Hydrogen | WC | Dispatch-Crossload | EmissionsCost | 0 | [6 empty] | 0.49363 | 0
LCP_Inputs_ON_Electric_IEA_2023_05_05 | 2038 | Electrolyser 2040 | Crossload | Hydrogen | WC | Dispatch-Crossload | FuelCost | 0 | [6 empty] | 0.49363 | 0
LCP_Inputs_ON_Electric_IEA_2023_05_05 | 2038 | Electrolyser 2040 | Crossload | Hydrogen | WC | Dispatch-Crossload | VOM | 0 | [6 empty] | 0.49363 | 0
LCP_Inputs_ON_Electric_IEA_2023_05_05 | 2038 | Electrolyser 2050 | Crossload | Hydrogen | MI | Dispatch-Crossload | EmissionsCost | 0 | [6 empty] | 0.49363 | 0
LCP_Inputs_ON_Electric_IEA_2023_05_05 | 2038 | Electrolyser 2050 | Crossload | Hydrogen | MI | Dispatch-Crossload | FuelCost | 0 | [6 empty] | 0.49363 | 0
LCP_Inputs_ON_Electric_IEA_2023_05_05 | 2038 | Electrolyser 2050 | Crossload | Hydrogen | MI | Dispatch-Crossload | VOM | 0 | [6 empty] | 0.49363 | 0
LCP_Inputs_ON_Electric_IEA_2023_05_05 | 2038 | Electrolyser 2050 | Crossload | Hydrogen | NY | Dispatch-Crossload | EmissionsCost | 0 | [6 empty] | 0.49363 | 0
LCP_Inputs_ON_Electric_IEA_2023_05_05 | 2038 | Electrolyser 2050 | Crossload | Hydrogen | NY | Dispatch-Crossload | FuelCost | 0 | [6 empty] | 0.49363 | 0
LCP_Inputs_ON_Electric_IEA_2023_05_05 | 2038 | Electrolyser 2050 | Crossload | Hydrogen | NY | Dispatch-Crossload | VOM | 0 | [6 empty] | 0.49363 | 0
LCP_Inputs_ON_Electric_IEA_2023_05_05 | 2038 | Electrolyser 2050 | Crossload | Hydrogen | ON | Dispatch-Crossload | EmissionsCost | 0 | [6 empty] | 0.49363 | 0
LCP_Inputs_ON_Electric_IEA_2023_05_05 | 2038 | Electrolyser 2050 | Crossload | Hydrogen | ON | Dispatch-Crossload | FuelCost | 0 | [6 empty] | 0.49363 | 0
LCP_Inputs_ON_Electric_IEA_2023_05_05 | 2038 | Electrolyser 2050 | Crossload | Hydrogen | ON | Dispatch-Crossload | VOM | 0 | [6 empty] | 0.49363 | 0
LCP_Inputs_ON_Electric_IEA_2023_05_05 | 2038 | Electrolyser 2050 | Crossload | Hydrogen | PJ | Dispatch-Crossload | EmissionsCost | 0 | [6 empty] | 0.49363 | 0
LCP_Inputs_ON_Electric_IEA_2023_05_05 | 2038 | Electrolyser 2050 | Crossload | Hydrogen | PJ | Dispatch-Crossload | FuelCost | 0 | [6 empty] | 0.49363 | 0
LCP_Inputs_ON_Electric_IEA_2023_05_05 | 2038 | Electrolyser 2050 | Crossload | Hydrogen | PJ | Dispatch-Crossload | VOM | 0 | [6 empty] | 0.49363 | 0
LCP_Inputs_ON_Electric_IEA_2023_05_05 | 2038 | Electrolyser 2050 | Crossload | Hydrogen | QC | Dispatch-Crossload | EmissionsCost | 0 | [6 empty] | 0.49363 | 0
LCP_Inputs_ON_Electric_IEA_2023_05_05 | 2038 | Electrolyser 2050 | Crossload | Hydrogen | QC | Dispatch-Crossload | FuelCost | 0 | [6 empty] | 0.49363 | 0
LCP_Inputs_ON_Electric_IEA_2023_05_05 | 2038 | Electrolyser 2050 | Crossload | Hydrogen | QC | Dispatch-Crossload | VOM | 0 | [6 empty] | 0.49363 | 0
LCP_Inputs_ON_Electric_IEA_2023_05_05 | 2038 | Electrolyser 2050 | Crossload | Hydrogen | WC | Dispatch-Crossload | EmissionsCost | 0 | [6 empty] | 0.49363 | 0
LCP_Inputs_ON_Electric_IEA_2023_05_05 | 2038 | Electrolyser 2050 | Crossload | Hydrogen | WC | Dispatch-Crossload | FuelCost | 0 | [6 empty] | 0.49363 | 0
LCP_Inputs_ON_Electric_IEA_2023_05_05 | 2038 | Electrolyser 2050 | Crossload | Hydrogen | WC | Dispatch-Crossload | VOM | 0 | [6 empty] | 0.49363 | 0
LCP_Inputs_ON_Electric_IEA_2023_05_05 | 2038 | Fossil Fuel Thermal (Coal, Peat, Oil) | Generation | Electricity | MI | Dispatch-Generation | EmissionsCost | 0 | [6 empty] | 0.49363 | 0
LCP_Inputs_ON_Electric_IEA_2023_05_05 | 2038 | Fossil Fuel Thermal (Coal, Peat, Oil) | Generation | Electricity | MI | Dispatch-Generation | FuelCost | 0 | [6 empty] | 0.49363 | 0
LCP_Inputs_ON_Electric_IEA_2023_05_05 | 2038 | Fossil Fuel Thermal (Coal, Peat, Oil) | Generation | Electricity | MI | Dispatch-Generation | VOM | 0 | [6 empty] | 0.49363 | 0
LCP_Inputs_ON_Electric_IEA_2023_05_05 | 2038 | Fossil Fuel Thermal (Coal, Peat, Oil) | Generation | Electricity | NY | Dispatch-Generation | EmissionsCost | 0 | [6 empty] | 0.49363 | 0
LCP_Inputs_ON_Electric_IEA_2023_05_05 | 2038 | Fossil Fuel Thermal (Coal, Peat, Oil) | Generation | Electricity | NY | Dispatch-Generation | FuelCost | 0 | [6 empty] | 0.49363 | 0
LCP_Inputs_ON_Electric_IEA_2023_05_05 | 2038 | Fossil Fuel Thermal (Coal, Peat, Oil) | Generation | Electricity | NY | Dispatch-Generation | VOM | 0 | [6 empty] | 0.49363 | 0
LCP_Inputs_ON_Electric_IEA_2023_05_05 | 2038 | Fossil Fuel Thermal (Coal, Peat, Oil) | Generation | Electricity | ON | Dispatch-Generation | EmissionsCost | 0 | [6 empty] | 0.49363 | 0
LCP_Inputs_ON_Electric_IEA_2023_05_05 | 2038 | Fossil Fuel Thermal (Coal, Peat, Oil) | Generation | Electricity | ON | Dispatch-Generation | FuelCost | 0 | [6 empty] | 0.49363 | 0
LCP_Inputs_ON_Electric_IEA_2023_05_05 | 2038 | Fossil Fuel Thermal (Coal, Peat, Oil) | Generation | Electricity | ON | Dispatch-Generation | VOM | 0 | [6 empty] | 0.49363 | 0
LCP_Inputs_ON_Electric_IEA_2023_05_05 | 2038 | Fossil Fuel Thermal (Coal, Peat, Oil) | Generation | Electricity | PJ | Dispatch-Generation | EmissionsCost | 0 | [6 empty] | 0.49363 | 0
LCP_Inputs_ON_Electric_IEA_2023_05_05 | 2038 | Fossil Fuel Thermal (Coal, Peat, Oil) | Generation | Electricity | PJ | Dispatch-Generation | FuelCost | 0 | [6 empty] | 0.49363 | 0
LCP_Inputs_ON_Electric_IEA_2023_05_05 | 2038 | Fossil Fuel Thermal (Coal, Peat, Oil) | Generation | Electricity | PJ | Dispatch-Generation | VOM | 0 | [6 empty] | 0.49363 | 0
LCP_Inputs_ON_Electric_IEA_2023_05_05 | 2038 | Fossil Fuel Thermal (Coal, Peat, Oil) | Generation | Electricity | QC | Dispatch-Generation | EmissionsCost | 0 | [6 empty] | 0.49363 | 0
LCP_Inputs_ON_Electric_IEA_2023_05_05 | 2038 | Fossil Fuel Thermal (Coal, Peat, Oil) | Generation | Electricity | QC | Dispatch-Generation | FuelCost | 0 | [6 empty] | 0.49363 | 0
LCP_Inputs_ON_Electric_IEA_2023_05_05 | 2038 | Fossil Fuel Thermal (Coal, Peat, Oil) | Generation | Electricity | QC | Dispatch-Generation | VOM | 0 | [6 empty] | 0.49363 | 0
LCP_Inputs_ON_Electric_IEA_2023_05_05 | 2038 | Fossil Fuel Thermal (Coal, Peat, Oil) | Generation | Electricity | WC | Dispatch-Generation | EmissionsCost | 0 | [6 empty] | 0.49363 | 0
LCP_Inputs_ON_Electric_IEA_2023_05_05 | 2038 | Fossil Fuel Thermal (Coal, Peat, Oil) | Generation | Electricity | WC | Dispatch-Generation | FuelCost | 0 | [6 empty] | 0.49363 | 0
LCP_Inputs_ON_Electric_IEA_2023_05_05 | 2038 | Fossil Fuel Thermal (Coal, Peat, Oil) | Generation | Electricity | WC | Dispatch-Generation | VOM | 0 | [6 empty] | 0.49363 | 0
LCP_Inputs_ON_Electric_IEA_2023_05_05 | 2038 | Generic - Generator | Generation | Electricity | MI | Dispatch-Generation | EmissionsCost | 0 | [6 empty] | 0.49363 | 0
LCP_Inputs_ON_Electric_IEA_2023_05_05 | 2038 | Generic - Generator | Generation | Electricity | MI | Dispatch-Generation | FuelCost | 1794585963.3865 | [6 empty] | 0.49363 | 885858097.0998
LCP_Inputs_ON_Electric_IEA_2023_05_05 | 2038 | Generic - Generator | Generation | Electricity | MI | Dispatch-Generation | VOM | 62669128.1502 | [6 empty] | 0.49363 | 30935243.9742
LCP_Inputs_ON_Electric_IEA_2023_05_05 | 2038 | Generic - Generator | Generation | Electricity | NY | Dispatch-Generation | EmissionsCost | 0 | [6 empty] | 0.49363 | 0
LCP_Inputs_ON_Electric_IEA_2023_05_05 | 2038 | Generic - Generator | Generation | Electricity | NY | Dispatch-Generation | FuelCost | 797307477.8972 | [6 empty] | 0.49363 | 393573392.1827
LCP_Inputs_ON_Electric_IEA_2023_05_05 | 2038 | Generic - Generator | Generation | Electricity | NY | Dispatch-Generation | VOM | 27842948.4722 | [6 empty] | 0.49363 | 13744062.3377
LCP_Inputs_ON_Electric_IEA_2023_05_05 | 2038 | Generic - Generator | Generation | Electricity | ON | Dispatch-Generation | EmissionsCost | 0 | [6 empty] | 0.49363 | 0
LCP_Inputs_ON_Electric_IEA_2023_05_05 | 2038 | Generic - Generator | Generation | Electricity | ON | Dispatch-Generation | FuelCost | 0 | [6 empty] | 0.49363 | 0
LCP_Inputs_ON_Electric_IEA_2023_05_05 | 2038 | Generic - Generator | Generation | Electricity | ON | Dispatch-Generation | VOM | 0 | [6 empty] | 0.49363 | 0
LCP_Inputs_ON_Electric_IEA_2023_05_05 | 2038 | Generic - Generator | Generation | Electricity | PJ | Dispatch-Generation | EmissionsCost | 0 | [6 empty] | 0.49363 | 0
LCP_Inputs_ON_Electric_IEA_2023_05_05 | 2038 | Generic - Generator | Generation | Electricity | PJ | Dispatch-Generation | FuelCost | 7303522587.8806 | [6 empty] | 0.49363 | 3605224131.8192
LCP_Inputs_ON_Electric_IEA_2023_05_05 | 2038 | Generic - Generator | Generation | Electricity | PJ | Dispatch-Generation | VOM | 255047906.5067 | [6 empty] | 0.49363 | 125898818.8568
LCP_Inputs_ON_Electric_IEA_2023_05_05 | 2038 | Generic - Generator | Generation | Electricity | QC | Dispatch-Generation | EmissionsCost | 0 | [6 empty] | 0.49363 | 0
LCP_Inputs_ON_Electric_IEA_2023_05_05 | 2038 | Generic - Generator | Generation | Electricity | QC | Dispatch-Generation | FuelCost | 0 | [6 empty] | 0.49363 | 0
LCP_Inputs_ON_Electric_IEA_2023_05_05 | 2038 | Generic - Generator | Generation | Electricity | QC | Dispatch-Generation | VOM | 0 | [6 empty] | 0.49363 | 0
LCP_Inputs_ON_Electric_IEA_2023_05_05 | 2038 | Generic - Generator | Generation | Electricity | WC | Dispatch-Generation | EmissionsCost | 0 | [6 empty] | 0.49363 | 0
LCP_Inputs_ON_Electric_IEA_2023_05_05 | 2038 | Generic - Generator | Generation | Electricity | WC | Dispatch-Generation | FuelCost | 1734119.8634 | [6 empty] | 0.49363 | 856010.3298
LCP_Inputs_ON_Electric_IEA_2023_05_05 | 2038 | Generic - Generator | Generation | Electricity | WC | Dispatch-Generation | VOM | 60557.5783 | [6 empty] | 0.49363 | 29892.9236
LCP_Inputs_ON_Electric_IEA_2023_05_05 | 2038 | H2 Import - QC | Import | Hydrogen | MI | Dispatch-Import | EmissionsCost | 0 | [6 empty] | 0.49363 | 0
LCP_Inputs_ON_Electric_IEA_2023_05_05 | 2038 | H2 Import - QC | Import | Hydrogen | MI | Dispatch-Import | FuelCost | 0 | [6 empty] | 0.49363 | 0
LCP_Inputs_ON_Electric_IEA_2023_05_05 | 2038 | H2 Import - QC | Import | Hydrogen | MI | Dispatch-Import | VOM | 0 | [6 empty] | 0.49363 | 0
LCP_Inputs_ON_Electric_IEA_2023_05_05 | 2038 | H2 Import - QC | Import | Hydrogen | NY | Dispatch-Import | EmissionsCost | 0 | [6 empty] | 0.49363 | 0
LCP_Inputs_ON_Electric_IEA_2023_05_05 | 2038 | H2 Import - QC | Import | Hydrogen | NY | Dispatch-Import | FuelCost | 0 | [6 empty] | 0.49363 | 0
LCP_Inputs_ON_Electric_IEA_2023_05_05 | 2038 | H2 Import - QC | Import | Hydrogen | NY | Dispatch-Import | VOM | 0 | [6 empty] | 0.49363 | 0
LCP_Inputs_ON_Electric_IEA_2023_05_05 | 2038 | H2 Import - QC | Import | Hydrogen | ON | Dispatch-Import | EmissionsCost | 0 | [6 empty] | 0.49363 | 0
LCP_Inputs_ON_Electric_IEA_2023_05_05 | 2038 | H2 Import - QC | Import | Hydrogen | ON | Dispatch-Import | FuelCost | 0 | [6 empty] | 0.49363 | 0
LCP_Inputs_ON_Electric_IEA_2023_05_05 | 2038 | H2 Import - QC | Import | Hydrogen | ON | Dispatch-Import | VOM | 0 | [6 empty] | 0.49363 | 0
LCP_Inputs_ON_Electric_IEA_2023_05_05 | 2038 | H2 Import - QC | Import | Hydrogen | PJ | Dispatch-Import | EmissionsCost | 0 | [6 empty] | 0.49363 | 0
LCP_Inputs_ON_Electric_IEA_2023_05_05 | 2038 | H2 Import - QC | Import | Hydrogen | PJ | Dispatch-Import | FuelCost | 0 | [6 empty] | 0.49363 | 0
LCP_Inputs_ON_Electric_IEA_2023_05_05 | 2038 | H2 Import - QC | Import | Hydrogen | PJ | Dispatch-Import | VOM | 0 | [6 empty] | 0.49363 | 0
LCP_Inputs_ON_Electric_IEA_2023_05_05 | 2038 | H2 Import - QC | Import | Hydrogen | QC | Dispatch-Import | EmissionsCost | 0 | [6 empty] | 0.49363 | 0
LCP_Inputs_ON_Electric_IEA_2023_05_05 | 2038 | H2 Import - QC | Import | Hydrogen | QC | Dispatch-Import | FuelCost | 0 | [6 empty] | 0.49363 | 0
LCP_Inputs_ON_Electric_IEA_2023_05_05 | 2038 | H2 Import - QC | Import | Hydrogen | QC | Dispatch-Import | VOM | 0 | [6 empty] | 0.49363 | 0
LCP_Inputs_ON_Electric_IEA_2023_05_05 | 2038 | H2 Import - QC | Import | Hydrogen | WC | Dispatch-Import | EmissionsCost | 0 | [6 empty] | 0.49363 | 0
LCP_Inputs_ON_Electric_IEA_2023_05_05 | 2038 | H2 Import - QC | Import | Hydrogen | WC | Dispatch-Import | FuelCost | 0 | [6 empty] | 0.49363 | 0
LCP_Inputs_ON_Electric_IEA_2023_05_05 | 2038 | H2 Import - QC | Import | Hydrogen | WC | Dispatch-Import | VOM | 0 | [6 empty] | 0.49363 | 0
LCP_Inputs_ON_Electric_IEA_2023_05_05 | 2038 | H2 Import - WC | Import | Hydrogen | MI | Dispatch-Import | EmissionsCost | 0 | [6 empty] | 0.49363 | 0
LCP_Inputs_ON_Electric_IEA_2023_05_05 | 2038 | H2 Import - WC | Import | Hydrogen | MI | Dispatch-Import | FuelCost | 0 | [6 empty] | 0.49363 | 0
LCP_Inputs_ON_Electric_IEA_2023_05_05 | 2038 | H2 Import - WC | Import | Hydrogen | MI | Dispatch-Import | VOM | 0 | [6 empty] | 0.49363 | 0
LCP_Inputs_ON_Electric_IEA_2023_05_05 | 2038 | H2 Import - WC | Import | Hydrogen | NY | Dispatch-Import | EmissionsCost | 0 | [6 empty] | 0.49363 | 0
LCP_Inputs_ON_Electric_IEA_2023_05_05 | 2038 | H2 Import - WC | Import | Hydrogen | NY | Dispatch-Import | FuelCost | 0 | [6 empty] | 0.49363 | 0
LCP_Inputs_ON_Electric_IEA_2023_05_05 | 2038 | H2 Import - WC | Import | Hydrogen | NY | Dispatch-Import | VOM | 0 | [6 empty] | 0.49363 | 0
LCP_Inputs_ON_Electric_IEA_2023_05_05 | 2038 | H2 Import - WC | Import | Hydrogen | ON | Dispatch-Import | EmissionsCost | 0 | [6 empty] | 0.49363 | 0
LCP_Inputs_ON_Electric_IEA_2023_05_05 | 2038 | H2 Import - WC | Import | Hydrogen | ON | Dispatch-Import | FuelCost | 0 | [6 empty] | 0.49363 | 0
LCP_Inputs_ON_Electric_IEA_2023_05_05 | 2038 | H2 Import - WC | Import | Hydrogen | ON | Dispatch-Import | VOM | 0 | [6 empty] | 0.49363 | 0
LCP_Inputs_ON_Electric_IEA_2023_05_05 | 2038 | H2 Import - WC | Import | Hydrogen | PJ | Dispatch-Import | EmissionsCost | 0 | [6 empty] | 0.49363 | 0
LCP_Inputs_ON_Electric_IEA_2023_05_05 | 2038 | H2 Import - WC | Import | Hydrogen | PJ | Dispatch-Import | FuelCost | 0 | [6 empty] | 0.49363 | 0
LCP_Inputs_ON_Electric_IEA_2023_05_05 | 2038 | H2 Import - WC | Import | Hydrogen | PJ | Dispatch-Import | VOM | 0 | [6 empty] | 0.49363 | 0
LCP_Inputs_ON_Electric_IEA_2023_05_05 | 2038 | H2 Import - WC | Import | Hydrogen | QC | Dispatch-Import | EmissionsCost | 0 | [6 empty] | 0.49363 | 0
LCP_Inputs_ON_Electric_IEA_2023_05_05 | 2038 | H2 Import - WC | Import | Hydrogen | QC | Dispatch-Import | FuelCost | 0 | [6 empty] | 0.49363 | 0
LCP_Inputs_ON_Electric_IEA_2023_05_05 | 2038 | H2 Import - WC | Import | Hydrogen | QC | Dispatch-Import | VOM | 0 | [6 empty] | 0.49363 | 0
LCP_Inputs_ON_Electric_IEA_2023_05_05 | 2038 | H2 Import - WC | Import | Hydrogen | WC | Dispatch-Import | EmissionsCost | 0 | [6 empty] | 0.49363 | 0
LCP_Inputs_ON_Electric_IEA_2023_05_05 | 2038 | H2 Import - WC | Import | Hydrogen | WC | Dispatch-Import | FuelCost | 0 | [6 empty] | 0.49363 | 0
LCP_Inputs_ON_Electric_IEA_2023_05_05 | 2038 | H2 Import - WC | Import | Hydrogen | WC | Dispatch-Import | VOM | 0 | [6 empty] | 0.49363 | 0
LCP_Inputs_ON_Electric_IEA_2023_05_05 | 2038 | H2 Salt Cavern Storage - ON | Storage | Hydrogen | MI | Dispatch-Storage | EmissionsCost | 0 | [6 empty] | 0.49363 | 0
LCP_Inputs_ON_Electric_IEA_2023_05_05 | 2038 | H2 Salt Cavern Storage - ON | Storage | Hydrogen | MI | Dispatch-Storage | FuelCost | 0 | [6 empty] | 0.49363 | 0
LCP_Inputs_ON_Electric_IEA_2023_05_05 | 2038 | H2 Salt Cavern Storage - ON | Storage | Hydrogen | MI | Dispatch-Storage | VOM | 0 | [6 empty] | 0.49363 | 0
LCP_Inputs_ON_Electric_IEA_2023_05_05 | 2038 | H2 Salt Cavern Storage - ON | Storage | Hydrogen | NY | Dispatch-Storage | EmissionsCost | 0 | [6 empty] | 0.49363 | 0
LCP_Inputs_ON_Electric_IEA_2023_05_05 | 2038 | H2 Salt Cavern Storage - ON | Storage | Hydrogen | NY | Dispatch-Storage | FuelCost | 0 | [6 empty] | 0.49363 | 0
LCP_Inputs_ON_Electric_IEA_2023_05_05 | 2038 | H2 Salt Cavern Storage - ON | Storage | Hydrogen | NY | Dispatch-Storage | VOM | 0 | [6 empty] | 0.49363 | 0
LCP_Inputs_ON_Electric_IEA_2023_05_05 | 2038 | H2 Salt Cavern Storage - ON | Storage | Hydrogen | ON | Dispatch-Storage | EmissionsCost | 0 | [6 empty] | 0.49363 | 0
LCP_Inputs_ON_Electric_IEA_2023_05_05 | 2038 | H2 Salt Cavern Storage - ON | Storage | Hydrogen | ON | Dispatch-Storage | FuelCost | 0 | [6 empty] | 0.49363 | 0
LCP_Inputs_ON_Electric_IEA_2023_05_05 | 2038 | H2 Salt Cavern Storage - ON | Storage | Hydrogen | ON | Dispatch-Storage | VOM | 12004507.7434 | [6 empty] | 0.49363 | 5925762.601
LCP_Inputs_ON_Electric_IEA_2023_05_05 | 2038 | H2 Salt Cavern Storage - ON | Storage | Hydrogen | PJ | Dispatch-Storage | EmissionsCost | 0 | [6 empty] | 0.49363 | 0
LCP_Inputs_ON_Electric_IEA_2023_05_05 | 2038 | H2 Salt Cavern Storage - ON | Storage | Hydrogen | PJ | Dispatch-Storage | FuelCost | 0 | [6 empty] | 0.49363 | 0
LCP_Inputs_ON_Electric_IEA_2023_05_05 | 2038 | H2 Salt Cavern Storage - ON | Storage | Hydrogen | PJ | Dispatch-Storage | VOM | 0 | [6 empty] | 0.49363 | 0
LCP_Inputs_ON_Electric_IEA_2023_05_05 | 2038 | H2 Salt Cavern Storage - ON | Storage | Hydrogen | QC | Dispatch-Storage | EmissionsCost | 0 | [6 empty] | 0.49363 | 0
LCP_Inputs_ON_Electric_IEA_2023_05_05 | 2038 | H2 Salt Cavern Storage - ON | Storage | Hydrogen | QC | Dispatch-Storage | FuelCost | 0 | [6 empty] | 0.49363 | 0
LCP_Inputs_ON_Electric_IEA_2023_05_05 | 2038 | H2 Salt Cavern Storage - ON | Storage | Hydrogen | QC | Dispatch-Storage | VOM | 0 | [6 empty] | 0.49363 | 0
LCP_Inputs_ON_Electric_IEA_2023_05_05 | 2038 | H2 Salt Cavern Storage - ON | Storage | Hydrogen | WC | Dispatch-Storage | EmissionsCost | 0 | [6 empty] | 0.49363 | 0
LCP_Inputs_ON_Electric_IEA_2023_05_05 | 2038 | H2 Salt Cavern Storage - ON | Storage | Hydrogen | WC | Dispatch-Storage | FuelCost | 0 | [6 empty] | 0.49363 | 0
LCP_Inputs_ON_Electric_IEA_2023_05_05 | 2038 | H2 Salt Cavern Storage - ON | Storage | Hydrogen | WC | Dispatch-Storage | VOM | 0 | [6 empty] | 0.49363 | 0
LCP_Inputs_ON_Electric_IEA_2023_05_05 | 2038 | Hydro | Generation | Electricity | MI | Dispatch-Generation | EmissionsCost | 0 | [6 empty] | 0.49363 | 0
LCP_Inputs_ON_Electric_IEA_2023_05_05 | 2038 | Hydro | Generation | Electricity | MI | Dispatch-Generation | FuelCost | 0 | [6 empty] | 0.49363 | 0
LCP_Inputs_ON_Electric_IEA_2023_05_05 | 2038 | Hydro | Generation | Electricity | MI | Dispatch-Generation | VOM | 0 | [6 empty] | 0.49363 | 0
LCP_Inputs_ON_Electric_IEA_2023_05_05 | 2038 | Hydro | Generation | Electricity | NY | Dispatch-Generation | EmissionsCost | 0 | [6 empty] | 0.49363 | 0
LCP_Inputs_ON_Electric_IEA_2023_05_05 | 2038 | Hydro | Generation | Electricity | NY | Dispatch-Generation | FuelCost | 0 | [6 empty] | 0.49363 | 0
LCP_Inputs_ON_Electric_IEA_2023_05_05 | 2038 | Hydro | Generation | Electricity | NY | Dispatch-Generation | VOM | 0 | [6 empty] | 0.49363 | 0
LCP_Inputs_ON_Electric_IEA_2023_05_05 | 2038 | Hydro | Generation | Electricity | ON | Dispatch-Generation | EmissionsCost | 0 | [6 empty] | 0.49363 | 0
LCP_Inputs_ON_Electric_IEA_2023_05_05 | 2038 | Hydro | Generation | Electricity | ON | Dispatch-Generation | FuelCost | 0 | [6 empty] | 0.49363 | 0
LCP_Inputs_ON_Electric_IEA_2023_05_05 | 2038 | Hydro | Generation | Electricity | ON | Dispatch-Generation | VOM | 0 | [6 empty] | 0.49363 | 0
LCP_Inputs_ON_Electric_IEA_2023_05_05 | 2038 | Hydro | Generation | Electricity | PJ | Dispatch-Generation | EmissionsCost | 0 | [6 empty] | 0.49363 | 0
LCP_Inputs_ON_Electric_IEA_2023_05_05 | 2038 | Hydro | Generation | Electricity | PJ | Dispatch-Generation | FuelCost | 0 | [6 empty] | 0.49363 | 0
LCP_Inputs_ON_Electric_IEA_2023_05_05 | 2038 | Hydro | Generation | Electricity | PJ | Dispatch-Generation | VOM | 0 | [6 empty] | 0.49363 | 0
LCP_Inputs_ON_Electric_IEA_2023_05_05 | 2038 | Hydro | Generation | Electricity | QC | Dispatch-Generation | EmissionsCost | 0 | [6 empty] | 0.49363 | 0
LCP_Inputs_ON_Electric_IEA_2023_05_05 | 2038 | Hydro | Generation | Electricity | QC | Dispatch-Generation | FuelCost | 0 | [6 empty] | 0.49363 | 0
LCP_Inputs_ON_Electric_IEA_2023_05_05 | 2038 | Hydro | Generation | Electricity | QC | Dispatch-Generation | VOM | 0 | [6 empty] | 0.49363 | 0
LCP_Inputs_ON_Electric_IEA_2023_05_05 | 2038 | Hydro | Generation | Electricity | WC | Dispatch-Generation | EmissionsCost | 0 | [6 empty] | 0.49363 | 0
LCP_Inputs_ON_Electric_IEA_2023_05_05 | 2038 | Hydro | Generation | Electricity | WC | Dispatch-Generation | FuelCost | 0 | [6 empty] | 0.49363 | 0
LCP_Inputs_ON_Electric_IEA_2023_05_05 | 2038 | Hydro | Generation | Electricity | WC | Dispatch-Generation | VOM | 0 | [6 empty] | 0.49363 | 0
LCP_Inputs_ON_Electric_IEA_2023_05_05 | 2038 | Hydro Pumped Storage | Storage | Electricity | MI | Dispatch-Storage | EmissionsCost | 0 | [6 empty] | 0.49363 | 0
LCP_Inputs_ON_Electric_IEA_2023_05_05 | 2038 | Hydro Pumped Storage | Storage | Electricity | MI | Dispatch-Storage | FuelCost | 0 | [6 empty] | 0.49363 | 0
LCP_Inputs_ON_Electric_IEA_2023_05_05 | 2038 | Hydro Pumped Storage | Storage | Electricity | MI | Dispatch-Storage | VOM | 0 | [6 empty] | 0.49363 | 0
LCP_Inputs_ON_Electric_IEA_2023_05_05 | 2038 | Hydro Pumped Storage | Storage | Electricity | NY | Dispatch-Storage | EmissionsCost | 0 | [6 empty] | 0.49363 | 0
LCP_Inputs_ON_Electric_IEA_2023_05_05 | 2038 | Hydro Pumped Storage | Storage | Electricity | NY | Dispatch-Storage | FuelCost | 0 | [6 empty] | 0.49363 | 0
LCP_Inputs_ON_Electric_IEA_2023_05_05 | 2038 | Hydro Pumped Storage | Storage | Electricity | NY | Dispatch-Storage | VOM | 0 | [6 empty] | 0.49363 | 0
LCP_Inputs_ON_Electric_IEA_2023_05_05 | 2038 | Hydro Pumped Storage | Storage | Electricity | ON | Dispatch-Storage | EmissionsCost | 0 | [6 empty] | 0.49363 | 0
LCP_Inputs_ON_Electric_IEA_2023_05_05 | 2038 | Hydro Pumped Storage | Storage | Electricity | ON | Dispatch-Storage | FuelCost | 0 | [6 empty] | 0.49363 | 0
LCP_Inputs_ON_Electric_IEA_2023_05_05 | 2038 | Hydro Pumped Storage | Storage | Electricity | ON | Dispatch-Storage | VOM | 0 | [6 empty] | 0.49363 | 0
LCP_Inputs_ON_Electric_IEA_2023_05_05 | 2038 | Hydro Pumped Storage | Storage | Electricity | PJ | Dispatch-Storage | EmissionsCost | 0 | [6 empty] | 0.49363 | 0
LCP_Inputs_ON_Electric_IEA_2023_05_05 | 2038 | Hydro Pumped Storage | Storage | Electricity | PJ | Dispatch-Storage | FuelCost | 0 | [6 empty] | 0.49363 | 0
LCP_Inputs_ON_Electric_IEA_2023_05_05 | 2038 | Hydro Pumped Storage | Storage | Electricity | PJ | Dispatch-Storage | VOM | 0 | [6 empty] | 0.49363 | 0
LCP_Inputs_ON_Electric_IEA_2023_05_05 | 2038 | Hydro Pumped Storage | Storage | Electricity | QC | Dispatch-Storage | EmissionsCost | 0 | [6 empty] | 0.49363 | 0
LCP_Inputs_ON_Electric_IEA_2023_05_05 | 2038 | Hydro Pumped Storage | Storage | Electricity | QC | Dispatch-Storage | FuelCost | 0 | [6 empty] | 0.49363 | 0
LCP_Inputs_ON_Electric_IEA_2023_05_05 | 2038 | Hydro Pumped Storage | Storage | Electricity | QC | Dispatch-Storage | VOM | 0 | [6 empty] | 0.49363 | 0
LCP_Inputs_ON_Electric_IEA_2023_05_05 | 2038 | Hydro Pumped Storage | Storage | Electricity | WC | Dispatch-Storage | EmissionsCost | 0 | [6 empty] | 0.49363 | 0
LCP_Inputs_ON_Electric_IEA_2023_05_05 | 2038 | Hydro Pumped Storage | Storage | Electricity | WC | Dispatch-Storage | FuelCost | 0 | [6 empty] | 0.49363 | 0
LCP_Inputs_ON_Electric_IEA_2023_05_05 | 2038 | Hydro Pumped Storage | Storage | Electricity | WC | Dispatch-Storage | VOM | 0 | [6 empty] | 0.49363 | 0
LCP_Inputs_ON_Electric_IEA_2023_05_05 | 2038 | Nuclear | Generation | Electricity | MI | Dispatch-Generation | EmissionsCost | 0 | [6 empty] | 0.49363 | 0
LCP_Inputs_ON_Electric_IEA_2023_05_05 | 2038 | Nuclear | Generation | Electricity | MI | Dispatch-Generation | FuelCost | 0 | [6 empty] | 0.49363 | 0
LCP_Inputs_ON_Electric_IEA_2023_05_05 | 2038 | Nuclear | Generation | Electricity | MI | Dispatch-Generation | VOM | 2762866296.96 | [6 empty] | 0.49363 | 1363828498.7739
LCP_Inputs_ON_Electric_IEA_2023_05_05 | 2038 | Nuclear | Generation | Electricity | NY | Dispatch-Generation | EmissionsCost | 0 | [6 empty] | 0.49363 | 0
LCP_Inputs_ON_Electric_IEA_2023_05_05 | 2038 | Nuclear | Generation | Electricity | NY | Dispatch-Generation | FuelCost | 0 | [6 empty] | 0.49363 | 0
LCP_Inputs_ON_Electric_IEA_2023_05_05 | 2038 | Nuclear | Generation | Electricity | NY | Dispatch-Generation | VOM | 2246155230.144 | [6 empty] | 0.49363 | 1108765385.7557
LCP_Inputs_ON_Electric_IEA_2023_05_05 | 2038 | Nuclear | Generation | Electricity | ON | Dispatch-Generation | EmissionsCost | 0 | [6 empty] | 0.49363 | 0
LCP_Inputs_ON_Electric_IEA_2023_05_05 | 2038 | Nuclear | Generation | Electricity | ON | Dispatch-Generation | FuelCost | 0 | [6 empty] | 0.49363 | 0
LCP_Inputs_ON_Electric_IEA_2023_05_05 | 2038 | Nuclear | Generation | Electricity | ON | Dispatch-Generation | VOM | 7207536051.9834 | [6 empty] | 0.49363 | 3557842478.4619
LCP_Inputs_ON_Electric_IEA_2023_05_05 | 2038 | Nuclear | Generation | Electricity | PJ | Dispatch-Generation | EmissionsCost | 0 | [6 empty] | 0.49363 | 0
LCP_Inputs_ON_Electric_IEA_2023_05_05 | 2038 | Nuclear | Generation | Electricity | PJ | Dispatch-Generation | FuelCost | 0 | [6 empty] | 0.49363 | 0
LCP_Inputs_ON_Electric_IEA_2023_05_05 | 2038 | Nuclear | Generation | Electricity | PJ | Dispatch-Generation | VOM | 6401347648.6848 | [6 empty] | 0.49363 | 3159885211.7605
LCP_Inputs_ON_Electric_IEA_2023_05_05 | 2038 | Nuclear | Generation | Electricity | QC | Dispatch-Generation | EmissionsCost | 0 | [6 empty] | 0.49363 | 0
LCP_Inputs_ON_Electric_IEA_2023_05_05 | 2038 | Nuclear | Generation | Electricity | QC | Dispatch-Generation | FuelCost | 0 | [6 empty] | 0.49363 | 0
LCP_Inputs_ON_Electric_IEA_2023_05_05 | 2038 | Nuclear | Generation | Electricity | QC | Dispatch-Generation | VOM | 0 | [6 empty] | 0.49363 | 0
LCP_Inputs_ON_Electric_IEA_2023_05_05 | 2038 | Nuclear | Generation | Electricity | WC | Dispatch-Generation | EmissionsCost | 0 | [6 empty] | 0.49363 | 0
LCP_Inputs_ON_Electric_IEA_2023_05_05 | 2038 | Nuclear | Generation | Electricity | WC | Dispatch-Generation | FuelCost | 0 | [6 empty] | 0.49363 | 0
LCP_Inputs_ON_Electric_IEA_2023_05_05 | 2038 | Nuclear | Generation | Electricity | WC | Dispatch-Generation | VOM | 0 | [6 empty] | 0.49363 | 0
LCP_Inputs_ON_Electric_IEA_2023_05_05 | 2038 | Nuclear SMR | Generation | Electricity | MI | Dispatch-Generation | EmissionsCost | 0 | [6 empty] | 0.49363 | 0
LCP_Inputs_ON_Electric_IEA_2023_05_05 | 2038 | Nuclear SMR | Generation | Electricity | MI | Dispatch-Generation | FuelCost | 0 | [6 empty] | 0.49363 | 0
LCP_Inputs_ON_Electric_IEA_2023_05_05 | 2038 | Nuclear SMR | Generation | Electricity | MI | Dispatch-Generation | VOM | 0 | [6 empty] | 0.49363 | 0
LCP_Inputs_ON_Electric_IEA_2023_05_05 | 2038 | Nuclear SMR | Generation | Electricity | NY | Dispatch-Generation | EmissionsCost | 0 | [6 empty] | 0.49363 | 0
LCP_Inputs_ON_Electric_IEA_2023_05_05 | 2038 | Nuclear SMR | Generation | Electricity | NY | Dispatch-Generation | FuelCost | 0 | [6 empty] | 0.49363 | 0
LCP_Inputs_ON_Electric_IEA_2023_05_05 | 2038 | Nuclear SMR | Generation | Electricity | NY | Dispatch-Generation | VOM | 0 | [6 empty] | 0.49363 | 0
LCP_Inputs_ON_Electric_IEA_2023_05_05 | 2038 | Nuclear SMR | Generation | Electricity | ON | Dispatch-Generation | EmissionsCost | 0 | [6 empty] | 0.49363 | 0
LCP_Inputs_ON_Electric_IEA_2023_05_05 | 2038 | Nuclear SMR | Generation | Electricity | ON | Dispatch-Generation | FuelCost | 0 | [6 empty] | 0.49363 | 0
LCP_Inputs_ON_Electric_IEA_2023_05_05 | 2038 | Nuclear SMR | Generation | Electricity | ON | Dispatch-Generation | VOM | 19000000.8 | [6 empty] | 0.49363 | 9378934.6941
LCP_Inputs_ON_Electric_IEA_2023_05_05 | 2038 | Nuclear SMR | Generation | Electricity | PJ | Dispatch-Generation | EmissionsCost | 0 | [6 empty] | 0.49363 | 0
LCP_Inputs_ON_Electric_IEA_2023_05_05 | 2038 | Nuclear SMR | Generation | Electricity | PJ | Dispatch-Generation | FuelCost | 0 | [6 empty] | 0.49363 | 0
LCP_Inputs_ON_Electric_IEA_2023_05_05 | 2038 | Nuclear SMR | Generation | Electricity | PJ | Dispatch-Generation | VOM | 0 | [6 empty] | 0.49363 | 0
LCP_Inputs_ON_Electric_IEA_2023_05_05 | 2038 | Nuclear SMR | Generation | Electricity | QC | Dispatch-Generation | EmissionsCost | 0 | [6 empty] | 0.49363 | 0
LCP_Inputs_ON_Electric_IEA_2023_05_05 | 2038 | Nuclear SMR | Generation | Electricity | QC | Dispatch-Generation | FuelCost | 0 | [6 empty] | 0.49363 | 0
LCP_Inputs_ON_Electric_IEA_2023_05_05 | 2038 | Nuclear SMR | Generation | Electricity | QC | Dispatch-Generation | VOM | 0 | [6 empty] | 0.49363 | 0
LCP_Inputs_ON_Electric_IEA_2023_05_05 | 2038 | Nuclear SMR | Generation | Electricity | WC | Dispatch-Generation | EmissionsCost | 0 | [6 empty] | 0.49363 | 0
LCP_Inputs_ON_Electric_IEA_2023_05_05 | 2038 | Nuclear SMR | Generation | Electricity | WC | Dispatch-Generation | FuelCost | 0 | [6 empty] | 0.49363 | 0
LCP_Inputs_ON_Electric_IEA_2023_05_05 | 2038 | Nuclear SMR | Generation | Electricity | WC | Dispatch-Generation | VOM | 0 | [6 empty] | 0.49363 | 0
LCP_Inputs_ON_Electric_IEA_2023_05_05 | 2038 | O/CCGT - CH4 Existing | Crossload | Electricity | MI | Dispatch-Crossload | EmissionsCost | 0 | [6 empty] | 0.49363 | 0
LCP_Inputs_ON_Electric_IEA_2023_05_05 | 2038 | O/CCGT - CH4 Existing | Crossload | Electricity | MI | Dispatch-Crossload | FuelCost | 0 | [6 empty] | 0.49363 | 0
LCP_Inputs_ON_Electric_IEA_2023_05_05 | 2038 | O/CCGT - CH4 Existing | Crossload | Electricity | MI | Dispatch-Crossload | VOM | 0 | [6 empty] | 0.49363 | 0
LCP_Inputs_ON_Electric_IEA_2023_05_05 | 2038 | O/CCGT - CH4 Existing | Crossload | Electricity | NY | Dispatch-Crossload | EmissionsCost | 0 | [6 empty] | 0.49363 | 0
LCP_Inputs_ON_Electric_IEA_2023_05_05 | 2038 | O/CCGT - CH4 Existing | Crossload | Electricity | NY | Dispatch-Crossload | FuelCost | 0 | [6 empty] | 0.49363 | 0
LCP_Inputs_ON_Electric_IEA_2023_05_05 | 2038 | O/CCGT - CH4 Existing | Crossload | Electricity | NY | Dispatch-Crossload | VOM | 0 | [6 empty] | 0.49363 | 0
LCP_Inputs_ON_Electric_IEA_2023_05_05 | 2038 | O/CCGT - CH4 Existing | Crossload | Electricity | ON | Dispatch-Crossload | EmissionsCost | 10955241.5211 | [6 empty] | 0.49363 | 5407815.2873
LCP_Inputs_ON_Electric_IEA_2023_05_05 | 2038 | O/CCGT - CH4 Existing | Crossload | Electricity | ON | Dispatch-Crossload | FuelCost | 0 | [6 empty] | 0.49363 | 0
LCP_Inputs_ON_Electric_IEA_2023_05_05 | 2038 | O/CCGT - CH4 Existing | Crossload | Electricity | ON | Dispatch-Crossload | VOM | 398126.3226 | [6 empty] | 0.49363 | 196526.3485
LCP_Inputs_ON_Electric_IEA_2023_05_05 | 2038 | O/CCGT - CH4 Existing | Crossload | Electricity | PJ | Dispatch-Crossload | EmissionsCost | 0 | [6 empty] | 0.49363 | 0
LCP_Inputs_ON_Electric_IEA_2023_05_05 | 2038 | O/CCGT - CH4 Existing | Crossload | Electricity | PJ | Dispatch-Crossload | FuelCost | 0 | [6 empty] | 0.49363 | 0
LCP_Inputs_ON_Electric_IEA_2023_05_05 | 2038 | O/CCGT - CH4 Existing | Crossload | Electricity | PJ | Dispatch-Crossload | VOM | 0 | [6 empty] | 0.49363 | 0
LCP_Inputs_ON_Electric_IEA_2023_05_05 | 2038 | O/CCGT - CH4 Existing | Crossload | Electricity | QC | Dispatch-Crossload | EmissionsCost | 0 | [6 empty] | 0.49363 | 0
LCP_Inputs_ON_Electric_IEA_2023_05_05 | 2038 | O/CCGT - CH4 Existing | Crossload | Electricity | QC | Dispatch-Crossload | FuelCost | 0 | [6 empty] | 0.49363 | 0
LCP_Inputs_ON_Electric_IEA_2023_05_05 | 2038 | O/CCGT - CH4 Existing | Crossload | Electricity | QC | Dispatch-Crossload | VOM | 0 | [6 empty] | 0.49363 | 0
LCP_Inputs_ON_Electric_IEA_2023_05_05 | 2038 | O/CCGT - CH4 Existing | Crossload | Electricity | WC | Dispatch-Crossload | EmissionsCost | 0 | [6 empty] | 0.49363 | 0
LCP_Inputs_ON_Electric_IEA_2023_05_05 | 2038 | O/CCGT - CH4 Existing | Crossload | Electricity | WC | Dispatch-Crossload | FuelCost | 0 | [6 empty] | 0.49363 | 0
LCP_Inputs_ON_Electric_IEA_2023_05_05 | 2038 | O/CCGT - CH4 Existing | Crossload | Electricity | WC | Dispatch-Crossload | VOM | 0 | [6 empty] | 0.49363 | 0
LCP_Inputs_ON_Electric_IEA_2023_05_05 | 2038 | O/CCGT - CH4 New | Crossload | Electricity | MI | Dispatch-Crossload | EmissionsCost | 0 | [6 empty] | 0.49363 | 0
LCP_Inputs_ON_Electric_IEA_2023_05_05 | 2038 | O/CCGT - CH4 New | Crossload | Electricity | MI | Dispatch-Crossload | FuelCost | 0 | [6 empty] | 0.49363 | 0
LCP_Inputs_ON_Electric_IEA_2023_05_05 | 2038 | O/CCGT - CH4 New | Crossload | Electricity | MI | Dispatch-Crossload | VOM | 0 | [6 empty] | 0.49363 | 0
LCP_Inputs_ON_Electric_IEA_2023_05_05 | 2038 | O/CCGT - CH4 New | Crossload | Electricity | NY | Dispatch-Crossload | EmissionsCost | 0 | [6 empty] | 0.49363 | 0
LCP_Inputs_ON_Electric_IEA_2023_05_05 | 2038 | O/CCGT - CH4 New | Crossload | Electricity | NY | Dispatch-Crossload | FuelCost | 0 | [6 empty] | 0.49363 | 0
LCP_Inputs_ON_Electric_IEA_2023_05_05 | 2038 | O/CCGT - CH4 New | Crossload | Electricity | NY | Dispatch-Crossload | VOM | 0 | [6 empty] | 0.49363 | 0
LCP_Inputs_ON_Electric_IEA_2023_05_05 | 2038 | O/CCGT - CH4 New | Crossload | Electricity | ON | Dispatch-Crossload | EmissionsCost | 859141.5571 | [6 empty] | 0.49363 | 424096.4325
LCP_Inputs_ON_Electric_IEA_2023_05_05 | 2038 | O/CCGT - CH4 New | Crossload | Electricity | ON | Dispatch-Crossload | FuelCost | 0 | [6 empty] | 0.49363 | 0
LCP_Inputs_ON_Electric_IEA_2023_05_05 | 2038 | O/CCGT - CH4 New | Crossload | Electricity | ON | Dispatch-Crossload | VOM | 31222.2116 | [6 empty] | 0.49363 | 15412.1616
LCP_Inputs_ON_Electric_IEA_2023_05_05 | 2038 | O/CCGT - CH4 New | Crossload | Electricity | PJ | Dispatch-Crossload | EmissionsCost | 0 | [6 empty] | 0.49363 | 0
LCP_Inputs_ON_Electric_IEA_2023_05_05 | 2038 | O/CCGT - CH4 New | Crossload | Electricity | PJ | Dispatch-Crossload | FuelCost | 0 | [6 empty] | 0.49363 | 0
LCP_Inputs_ON_Electric_IEA_2023_05_05 | 2038 | O/CCGT - CH4 New | Crossload | Electricity | PJ | Dispatch-Crossload | VOM | 0 | [6 empty] | 0.49363 | 0
LCP_Inputs_ON_Electric_IEA_2023_05_05 | 2038 | O/CCGT - CH4 New | Crossload | Electricity | QC | Dispatch-Crossload | EmissionsCost | 0 | [6 empty] | 0.49363 | 0
LCP_Inputs_ON_Electric_IEA_2023_05_05 | 2038 | O/CCGT - CH4 New | Crossload | Electricity | QC | Dispatch-Crossload | FuelCost | 0 | [6 empty] | 0.49363 | 0
LCP_Inputs_ON_Electric_IEA_2023_05_05 | 2038 | O/CCGT - CH4 New | Crossload | Electricity | QC | Dispatch-Crossload | VOM | 0 | [6 empty] | 0.49363 | 0
LCP_Inputs_ON_Electric_IEA_2023_05_05 | 2038 | O/CCGT - CH4 New | Crossload | Electricity | WC | Dispatch-Crossload | EmissionsCost | 0 | [6 empty] | 0.49363 | 0
LCP_Inputs_ON_Electric_IEA_2023_05_05 | 2038 | O/CCGT - CH4 New | Crossload | Electricity | WC | Dispatch-Crossload | FuelCost | 0 | [6 empty] | 0.49363 | 0
LCP_Inputs_ON_Electric_IEA_2023_05_05 | 2038 | O/CCGT - CH4 New | Crossload | Electricity | WC | Dispatch-Crossload | VOM | 0 | [6 empty] | 0.49363 | 0
LCP_Inputs_ON_Electric_IEA_2023_05_05 | 2038 | O/CCGT - H2 New | Crossload | Electricity | MI | Dispatch-Crossload | EmissionsCost | 0 | [6 empty] | 0.49363 | 0
LCP_Inputs_ON_Electric_IEA_2023_05_05 | 2038 | O/CCGT - H2 New | Crossload | Electricity | MI | Dispatch-Crossload | FuelCost | 0 | [6 empty] | 0.49363 | 0
LCP_Inputs_ON_Electric_IEA_2023_05_05 | 2038 | O/CCGT - H2 New | Crossload | Electricity | MI | Dispatch-Crossload | VOM | 0 | [6 empty] | 0.49363 | 0
LCP_Inputs_ON_Electric_IEA_2023_05_05 | 2038 | O/CCGT - H2 New | Crossload | Electricity | NY | Dispatch-Crossload | EmissionsCost | 0 | [6 empty] | 0.49363 | 0
LCP_Inputs_ON_Electric_IEA_2023_05_05 | 2038 | O/CCGT - H2 New | Crossload | Electricity | NY | Dispatch-Crossload | FuelCost | 0 | [6 empty] | 0.49363 | 0
LCP_Inputs_ON_Electric_IEA_2023_05_05 | 2038 | O/CCGT - H2 New | Crossload | Electricity | NY | Dispatch-Crossload | VOM | 0 | [6 empty] | 0.49363 | 0
LCP_Inputs_ON_Electric_IEA_2023_05_05 | 2038 | O/CCGT - H2 New | Crossload | Electricity | ON | Dispatch-Crossload | EmissionsCost | 0 | [6 empty] | 0.49363 | 0
LCP_Inputs_ON_Electric_IEA_2023_05_05 | 2038 | O/CCGT - H2 New | Crossload | Electricity | ON | Dispatch-Crossload | FuelCost | 0 | [6 empty] | 0.49363 | 0
LCP_Inputs_ON_Electric_IEA_2023_05_05 | 2038 | O/CCGT - H2 New | Crossload | Electricity | ON | Dispatch-Crossload | VOM | 717726.8143 | [6 empty] | 0.49363 | 354290.1387
LCP_Inputs_ON_Electric_IEA_2023_05_05 | 2038 | O/CCGT - H2 New | Crossload | Electricity | PJ | Dispatch-Crossload | EmissionsCost | 0 | [6 empty] | 0.49363 | 0
LCP_Inputs_ON_Electric_IEA_2023_05_05 | 2038 | O/CCGT - H2 New | Crossload | Electricity | PJ | Dispatch-Crossload | FuelCost | 0 | [6 empty] | 0.49363 | 0
LCP_Inputs_ON_Electric_IEA_2023_05_05 | 2038 | O/CCGT - H2 New | Crossload | Electricity | PJ | Dispatch-Crossload | VOM | 0 | [6 empty] | 0.49363 | 0
LCP_Inputs_ON_Electric_IEA_2023_05_05 | 2038 | O/CCGT - H2 New | Crossload | Electricity | QC | Dispatch-Crossload | EmissionsCost | 0 | [6 empty] | 0.49363 | 0
LCP_Inputs_ON_Electric_IEA_2023_05_05 | 2038 | O/CCGT - H2 New | Crossload | Electricity | QC | Dispatch-Crossload | FuelCost | 0 | [6 empty] | 0.49363 | 0
LCP_Inputs_ON_Electric_IEA_2023_05_05 | 2038 | O/CCGT - H2 New | Crossload | Electricity | QC | Dispatch-Crossload | VOM | 0 | [6 empty] | 0.49363 | 0
LCP_Inputs_ON_Electric_IEA_2023_05_05 | 2038 | O/CCGT - H2 New | Crossload | Electricity | WC | Dispatch-Crossload | EmissionsCost | 0 | [6 empty] | 0.49363 | 0
LCP_Inputs_ON_Electric_IEA_2023_05_05 | 2038 | O/CCGT - H2 New | Crossload | Electricity | WC | Dispatch-Crossload | FuelCost | 0 | [6 empty] | 0.49363 | 0
LCP_Inputs_ON_Electric_IEA_2023_05_05 | 2038 | O/CCGT - H2 New | Crossload | Electricity | WC | Dispatch-Crossload | VOM | 0 | [6 empty] | 0.49363 | 0
LCP_Inputs_ON_Electric_IEA_2023_05_05 | 2038 | SMR CCS | Generation | Hydrogen | MI | Dispatch-Generation | EmissionsCost | 0 | [6 empty] | 0.49363 | 0
LCP_Inputs_ON_Electric_IEA_2023_05_05 | 2038 | SMR CCS | Generation | Hydrogen | MI | Dispatch-Generation | FuelCost | 0 | [6 empty] | 0.49363 | 0
LCP_Inputs_ON_Electric_IEA_2023_05_05 | 2038 | SMR CCS | Generation | Hydrogen | MI | Dispatch-Generation | VOM | 0 | [6 empty] | 0.49363 | 0
LCP_Inputs_ON_Electric_IEA_2023_05_05 | 2038 | SMR CCS | Generation | Hydrogen | NY | Dispatch-Generation | EmissionsCost | 0 | [6 empty] | 0.49363 | 0
LCP_Inputs_ON_Electric_IEA_2023_05_05 | 2038 | SMR CCS | Generation | Hydrogen | NY | Dispatch-Generation | FuelCost | 0 | [6 empty] | 0.49363 | 0
LCP_Inputs_ON_Electric_IEA_2023_05_05 | 2038 | SMR CCS | Generation | Hydrogen | NY | Dispatch-Generation | VOM | 0 | [6 empty] | 0.49363 | 0
LCP_Inputs_ON_Electric_IEA_2023_05_05 | 2038 | SMR CCS | Generation | Hydrogen | ON | Dispatch-Generation | EmissionsCost | 319911904.076 | [6 empty] | 0.49363 | 157917512.0982
LCP_Inputs_ON_Electric_IEA_2023_05_05 | 2038 | SMR CCS | Generation | Hydrogen | ON | Dispatch-Generation | FuelCost | 297778205.3112 | [6 empty] | 0.49363 | 146991695.9659
LCP_Inputs_ON_Electric_IEA_2023_05_05 | 2038 | SMR CCS | Generation | Hydrogen | ON | Dispatch-Generation | VOM | 0 | [6 empty] | 0.49363 | 0
LCP_Inputs_ON_Electric_IEA_2023_05_05 | 2038 | SMR CCS | Generation | Hydrogen | PJ | Dispatch-Generation | EmissionsCost | 0 | [6 empty] | 0.49363 | 0
LCP_Inputs_ON_Electric_IEA_2023_05_05 | 2038 | SMR CCS | Generation | Hydrogen | PJ | Dispatch-Generation | FuelCost | 0 | [6 empty] | 0.49363 | 0
LCP_Inputs_ON_Electric_IEA_2023_05_05 | 2038 | SMR CCS | Generation | Hydrogen | PJ | Dispatch-Generation | VOM | 0 | [6 empty] | 0.49363 | 0
LCP_Inputs_ON_Electric_IEA_2023_05_05 | 2038 | SMR CCS | Generation | Hydrogen | QC | Dispatch-Generation | EmissionsCost | 0 | [6 empty] | 0.49363 | 0
LCP_Inputs_ON_Electric_IEA_2023_05_05 | 2038 | SMR CCS | Generation | Hydrogen | QC | Dispatch-Generation | FuelCost | 0 | [6 empty] | 0.49363 | 0
LCP_Inputs_ON_Electric_IEA_2023_05_05 | 2038 | SMR CCS | Generation | Hydrogen | QC | Dispatch-Generation | VOM | 0 | [6 empty] | 0.49363 | 0
LCP_Inputs_ON_Electric_IEA_2023_05_05 | 2038 | SMR CCS | Generation | Hydrogen | WC | Dispatch-Generation | EmissionsCost | 0 | [6 empty] | 0.49363 | 0
LCP_Inputs_ON_Electric_IEA_2023_05_05 | 2038 | SMR CCS | Generation | Hydrogen | WC | Dispatch-Generation | FuelCost | 0 | [6 empty] | 0.49363 | 0
LCP_Inputs_ON_Electric_IEA_2023_05_05 | 2038 | SMR CCS | Generation | Hydrogen | WC | Dispatch-Generation | VOM | 0 | [6 empty] | 0.49363 | 0
LCP_Inputs_ON_Electric_IEA_2023_05_05 | 2038 | Solar PV | Generation | Electricity | MI | Dispatch-Generation | EmissionsCost | 0 | [6 empty] | 0.49363 | 0
LCP_Inputs_ON_Electric_IEA_2023_05_05 | 2038 | Solar PV | Generation | Electricity | MI | Dispatch-Generation | FuelCost | 0 | [6 empty] | 0.49363 | 0
LCP_Inputs_ON_Electric_IEA_2023_05_05 | 2038 | Solar PV | Generation | Electricity | MI | Dispatch-Generation | VOM | 0 | [6 empty] | 0.49363 | 0
LCP_Inputs_ON_Electric_IEA_2023_05_05 | 2038 | Solar PV | Generation | Electricity | NY | Dispatch-Generation | EmissionsCost | 0 | [6 empty] | 0.49363 | 0
LCP_Inputs_ON_Electric_IEA_2023_05_05 | 2038 | Solar PV | Generation | Electricity | NY | Dispatch-Generation | FuelCost | 0 | [6 empty] | 0.49363 | 0
LCP_Inputs_ON_Electric_IEA_2023_05_05 | 2038 | Solar PV | Generation | Electricity | NY | Dispatch-Generation | VOM | 0 | [6 empty] | 0.49363 | 0
LCP_Inputs_ON_Electric_IEA_2023_05_05 | 2038 | Solar PV | Generation | Electricity | ON | Dispatch-Generation | EmissionsCost | 0 | [6 empty] | 0.49363 | 0
LCP_Inputs_ON_Electric_IEA_2023_05_05 | 2038 | Solar PV | Generation | Electricity | ON | Dispatch-Generation | FuelCost | 0 | [6 empty] | 0.49363 | 0
LCP_Inputs_ON_Electric_IEA_2023_05_05 | 2038 | Solar PV | Generation | Electricity | ON | Dispatch-Generation | VOM | 0 | [6 empty] | 0.49363 | 0
LCP_Inputs_ON_Electric_IEA_2023_05_05 | 2038 | Solar PV | Generation | Electricity | PJ | Dispatch-Generation | EmissionsCost | 0 | [6 empty] | 0.49363 | 0
LCP_Inputs_ON_Electric_IEA_2023_05_05 | 2038 | Solar PV | Generation | Electricity | PJ | Dispatch-Generation | FuelCost | 0 | [6 empty] | 0.49363 | 0
LCP_Inputs_ON_Electric_IEA_2023_05_05 | 2038 | Solar PV | Generation | Electricity | PJ | Dispatch-Generation | VOM | 0 | [6 empty] | 0.49363 | 0
LCP_Inputs_ON_Electric_IEA_2023_05_05 | 2038 | Solar PV | Generation | Electricity | QC | Dispatch-Generation | EmissionsCost | 0 | [6 empty] | 0.49363 | 0
LCP_Inputs_ON_Electric_IEA_2023_05_05 | 2038 | Solar PV | Generation | Electricity | QC | Dispatch-Generation | FuelCost | 0 | [6 empty] | 0.49363 | 0
LCP_Inputs_ON_Electric_IEA_2023_05_05 | 2038 | Solar PV | Generation | Electricity | QC | Dispatch-Generation | VOM | 0 | [6 empty] | 0.49363 | 0
LCP_Inputs_ON_Electric_IEA_2023_05_05 | 2038 | Solar PV | Generation | Electricity | WC | Dispatch-Generation | EmissionsCost | 0 | [6 empty] | 0.49363 | 0
LCP_Inputs_ON_Electric_IEA_2023_05_05 | 2038 | Solar PV | Generation | Electricity | WC | Dispatch-Generation | FuelCost | 0 | [6 empty] | 0.49363 | 0
LCP_Inputs_ON_Electric_IEA_2023_05_05 | 2038 | Solar PV | Generation | Electricity | WC | Dispatch-Generation | VOM | 0 | [6 empty] | 0.49363 | 0
LCP_Inputs_ON_Electric_IEA_2023_05_05 | 2038 | Wind Offshore | Generation | Electricity | MI | Dispatch-Generation | EmissionsCost | 0 | [6 empty] | 0.49363 | 0
LCP_Inputs_ON_Electric_IEA_2023_05_05 | 2038 | Wind Offshore | Generation | Electricity | MI | Dispatch-Generation | FuelCost | 0 | [6 empty] | 0.49363 | 0
LCP_Inputs_ON_Electric_IEA_2023_05_05 | 2038 | Wind Offshore | Generation | Electricity | MI | Dispatch-Generation | VOM | 0 | [6 empty] | 0.49363 | 0
LCP_Inputs_ON_Electric_IEA_2023_05_05 | 2038 | Wind Offshore | Generation | Electricity | NY | Dispatch-Generation | EmissionsCost | 0 | [6 empty] | 0.49363 | 0
LCP_Inputs_ON_Electric_IEA_2023_05_05 | 2038 | Wind Offshore | Generation | Electricity | NY | Dispatch-Generation | FuelCost | 0 | [6 empty] | 0.49363 | 0
LCP_Inputs_ON_Electric_IEA_2023_05_05 | 2038 | Wind Offshore | Generation | Electricity | NY | Dispatch-Generation | VOM | 0 | [6 empty] | 0.49363 | 0
LCP_Inputs_ON_Electric_IEA_2023_05_05 | 2038 | Wind Offshore | Generation | Electricity | ON | Dispatch-Generation | EmissionsCost | 0 | [6 empty] | 0.49363 | 0
LCP_Inputs_ON_Electric_IEA_2023_05_05 | 2038 | Wind Offshore | Generation | Electricity | ON | Dispatch-Generation | FuelCost | 0 | [6 empty] | 0.49363 | 0
LCP_Inputs_ON_Electric_IEA_2023_05_05 | 2038 | Wind Offshore | Generation | Electricity | ON | Dispatch-Generation | VOM | 0 | [6 empty] | 0.49363 | 0
LCP_Inputs_ON_Electric_IEA_2023_05_05 | 2038 | Wind Offshore | Generation | Electricity | PJ | Dispatch-Generation | EmissionsCost | 0 | [6 empty] | 0.49363 | 0
LCP_Inputs_ON_Electric_IEA_2023_05_05 | 2038 | Wind Offshore | Generation | Electricity | PJ | Dispatch-Generation | FuelCost | 0 | [6 empty] | 0.49363 | 0
LCP_Inputs_ON_Electric_IEA_2023_05_05 | 2038 | Wind Offshore | Generation | Electricity | PJ | Dispatch-Generation | VOM | 0 | [6 empty] | 0.49363 | 0
LCP_Inputs_ON_Electric_IEA_2023_05_05 | 2038 | Wind Offshore | Generation | Electricity | QC | Dispatch-Generation | EmissionsCost | 0 | [6 empty] | 0.49363 | 0
LCP_Inputs_ON_Electric_IEA_2023_05_05 | 2038 | Wind Offshore | Generation | Electricity | QC | Dispatch-Generation | FuelCost | 0 | [6 empty] | 0.49363 | 0
LCP_Inputs_ON_Electric_IEA_2023_05_05 | 2038 | Wind Offshore | Generation | Electricity | QC | Dispatch-Generation | VOM | 0 | [6 empty] | 0.49363 | 0
LCP_Inputs_ON_Electric_IEA_2023_05_05 | 2038 | Wind Offshore | Generation | Electricity | WC | Dispatch-Generation | EmissionsCost | 0 | [6 empty] | 0.49363 | 0
LCP_Inputs_ON_Electric_IEA_2023_05_05 | 2038 | Wind Offshore | Generation | Electricity | WC | Dispatch-Generation | FuelCost | 0 | [6 empty] | 0.49363 | 0
LCP_Inputs_ON_Electric_IEA_2023_05_05 | 2038 | Wind Offshore | Generation | Electricity | WC | Dispatch-Generation | VOM | 0 | [6 empty] | 0.49363 | 0
LCP_Inputs_ON_Electric_IEA_2023_05_05 | 2038 | Wind Onshore | Generation | Electricity | MI | Dispatch-Generation | EmissionsCost | 0 | [6 empty] | 0.49363 | 0
LCP_Inputs_ON_Electric_IEA_2023_05_05 | 2038 | Wind Onshore | Generation | Electricity | MI | Dispatch-Generation | FuelCost | 0 | [6 empty] | 0.49363 | 0
LCP_Inputs_ON_Electric_IEA_2023_05_05 | 2038 | Wind Onshore | Generation | Electricity | MI | Dispatch-Generation | VOM | 0 | [6 empty] | 0.49363 | 0
LCP_Inputs_ON_Electric_IEA_2023_05_05 | 2038 | Wind Onshore | Generation | Electricity | NY | Dispatch-Generation | EmissionsCost | 0 | [6 empty] | 0.49363 | 0
LCP_Inputs_ON_Electric_IEA_2023_05_05 | 2038 | Wind Onshore | Generation | Electricity | NY | Dispatch-Generation | FuelCost | 0 | [6 empty] | 0.49363 | 0
LCP_Inputs_ON_Electric_IEA_2023_05_05 | 2038 | Wind Onshore | Generation | Electricity | NY | Dispatch-Generation | VOM | 0 | [6 empty] | 0.49363 | 0
LCP_Inputs_ON_Electric_IEA_2023_05_05 | 2038 | Wind Onshore | Generation | Electricity | ON | Dispatch-Generation | EmissionsCost | 0 | [6 empty] | 0.49363 | 0
LCP_Inputs_ON_Electric_IEA_2023_05_05 | 2038 | Wind Onshore | Generation | Electricity | ON | Dispatch-Generation | FuelCost | 0 | [6 empty] | 0.49363 | 0
LCP_Inputs_ON_Electric_IEA_2023_05_05 | 2038 | Wind Onshore | Generation | Electricity | ON | Dispatch-Generation | VOM | 0 | [6 empty] | 0.49363 | 0
LCP_Inputs_ON_Electric_IEA_2023_05_05 | 2038 | Wind Onshore | Generation | Electricity | PJ | Dispatch-Generation | EmissionsCost | 0 | [6 empty] | 0.49363 | 0
LCP_Inputs_ON_Electric_IEA_2023_05_05 | 2038 | Wind Onshore | Generation | Electricity | PJ | Dispatch-Generation | FuelCost | 0 | [6 empty] | 0.49363 | 0
LCP_Inputs_ON_Electric_IEA_2023_05_05 | 2038 | Wind Onshore | Generation | Electricity | PJ | Dispatch-Generation | VOM | 0 | [6 empty] | 0.49363 | 0
LCP_Inputs_ON_Electric_IEA_2023_05_05 | 2038 | Wind Onshore | Generation | Electricity | QC | Dispatch-Generation | EmissionsCost | 0 | [6 empty] | 0.49363 | 0
LCP_Inputs_ON_Electric_IEA_2023_05_05 | 2038 | Wind Onshore | Generation | Electricity | QC | Dispatch-Generation | FuelCost | 0 | [6 empty] | 0.49363 | 0
LCP_Inputs_ON_Electric_IEA_2023_05_05 | 2038 | Wind Onshore | Generation | Electricity | QC | Dispatch-Generation | VOM | 0 | [6 empty] | 0.49363 | 0
LCP_Inputs_ON_Electric_IEA_2023_05_05 | 2038 | Wind Onshore | Generation | Electricity | WC | Dispatch-Generation | EmissionsCost | 0 | [6 empty] | 0.49363 | 0
LCP_Inputs_ON_Electric_IEA_2023_05_05 | 2038 | Wind Onshore | Generation | Electricity | WC | Dispatch-Generation | FuelCost | 0 | [6 empty] | 0.49363 | 0
LCP_Inputs_ON_Electric_IEA_2023_05_05 | 2038 | Wind Onshore | Generation | Electricity | WC | Dispatch-Generation | VOM | 0 | [6 empty] | 0.49363 | 0
LCP_Inputs_ON_Electric_IEA_2023_05_05 | 2039 | Anaerobic Digestion | Generation | Methane | MI | Dispatch-Generation | EmissionsCost | 0 | [6 empty] | 0.47464 | 0
LCP_Inputs_ON_Electric_IEA_2023_05_05 | 2039 | Anaerobic Digestion | Generation | Methane | MI | Dispatch-Generation | FuelCost | 0 | [6 empty] | 0.47464 | 0
LCP_Inputs_ON_Electric_IEA_2023_05_05 | 2039 | Anaerobic Digestion | Generation | Methane | MI | Dispatch-Generation | VOM | 0 | [6 empty] | 0.47464 | 0
LCP_Inputs_ON_Electric_IEA_2023_05_05 | 2039 | Anaerobic Digestion | Generation | Methane | NY | Dispatch-Generation | EmissionsCost | 0 | [6 empty] | 0.47464 | 0
LCP_Inputs_ON_Electric_IEA_2023_05_05 | 2039 | Anaerobic Digestion | Generation | Methane | NY | Dispatch-Generation | FuelCost | 0 | [6 empty] | 0.47464 | 0
LCP_Inputs_ON_Electric_IEA_2023_05_05 | 2039 | Anaerobic Digestion | Generation | Methane | NY | Dispatch-Generation | VOM | 0 | [6 empty] | 0.47464 | 0
LCP_Inputs_ON_Electric_IEA_2023_05_05 | 2039 | Anaerobic Digestion | Generation | Methane | ON | Dispatch-Generation | EmissionsCost | 0 | [6 empty] | 0.47464 | 0
LCP_Inputs_ON_Electric_IEA_2023_05_05 | 2039 | Anaerobic Digestion | Generation | Methane | ON | Dispatch-Generation | FuelCost | 0 | [6 empty] | 0.47464 | 0
LCP_Inputs_ON_Electric_IEA_2023_05_05 | 2039 | Anaerobic Digestion | Generation | Methane | ON | Dispatch-Generation | VOM | 0 | [6 empty] | 0.47464 | 0
LCP_Inputs_ON_Electric_IEA_2023_05_05 | 2039 | Anaerobic Digestion | Generation | Methane | PJ | Dispatch-Generation | EmissionsCost | 0 | [6 empty] | 0.47464 | 0
LCP_Inputs_ON_Electric_IEA_2023_05_05 | 2039 | Anaerobic Digestion | Generation | Methane | PJ | Dispatch-Generation | FuelCost | 0 | [6 empty] | 0.47464 | 0
LCP_Inputs_ON_Electric_IEA_2023_05_05 | 2039 | Anaerobic Digestion | Generation | Methane | PJ | Dispatch-Generation | VOM | 0 | [6 empty] | 0.47464 | 0
LCP_Inputs_ON_Electric_IEA_2023_05_05 | 2039 | Anaerobic Digestion | Generation | Methane | QC | Dispatch-Generation | EmissionsCost | 0 | [6 empty] | 0.47464 | 0
LCP_Inputs_ON_Electric_IEA_2023_05_05 | 2039 | Anaerobic Digestion | Generation | Methane | QC | Dispatch-Generation | FuelCost | 0 | [6 empty] | 0.47464 | 0
LCP_Inputs_ON_Electric_IEA_2023_05_05 | 2039 | Anaerobic Digestion | Generation | Methane | QC | Dispatch-Generation | VOM | 0 | [6 empty] | 0.47464 | 0
LCP_Inputs_ON_Electric_IEA_2023_05_05 | 2039 | Anaerobic Digestion | Generation | Methane | WC | Dispatch-Generation | EmissionsCost | 0 | [6 empty] | 0.47464 | 0
LCP_Inputs_ON_Electric_IEA_2023_05_05 | 2039 | Anaerobic Digestion | Generation | Methane | WC | Dispatch-Generation | FuelCost | 0 | [6 empty] | 0.47464 | 0
LCP_Inputs_ON_Electric_IEA_2023_05_05 | 2039 | Anaerobic Digestion | Generation | Methane | WC | Dispatch-Generation | VOM | 0 | [6 empty] | 0.47464 | 0
LCP_Inputs_ON_Electric_IEA_2023_05_05 | 2039 | Battery Storage | Storage | Electricity | MI | Dispatch-Storage | EmissionsCost | 0 | [6 empty] | 0.47464 | 0
LCP_Inputs_ON_Electric_IEA_2023_05_05 | 2039 | Battery Storage | Storage | Electricity | MI | Dispatch-Storage | FuelCost | 0 | [6 empty] | 0.47464 | 0
LCP_Inputs_ON_Electric_IEA_2023_05_05 | 2039 | Battery Storage | Storage | Electricity | MI | Dispatch-Storage | VOM | 0 | [6 empty] | 0.47464 | 0
LCP_Inputs_ON_Electric_IEA_2023_05_05 | 2039 | Battery Storage | Storage | Electricity | NY | Dispatch-Storage | EmissionsCost | 0 | [6 empty] | 0.47464 | 0
LCP_Inputs_ON_Electric_IEA_2023_05_05 | 2039 | Battery Storage | Storage | Electricity | NY | Dispatch-Storage | FuelCost | 0 | [6 empty] | 0.47464 | 0
LCP_Inputs_ON_Electric_IEA_2023_05_05 | 2039 | Battery Storage | Storage | Electricity | NY | Dispatch-Storage | VOM | 0 | [6 empty] | 0.47464 | 0
LCP_Inputs_ON_Electric_IEA_2023_05_05 | 2039 | Battery Storage | Storage | Electricity | ON | Dispatch-Storage | EmissionsCost | 0 | [6 empty] | 0.47464 | 0
LCP_Inputs_ON_Electric_IEA_2023_05_05 | 2039 | Battery Storage | Storage | Electricity | ON | Dispatch-Storage | FuelCost | 0 | [6 empty] | 0.47464 | 0
LCP_Inputs_ON_Electric_IEA_2023_05_05 | 2039 | Battery Storage | Storage | Electricity | ON | Dispatch-Storage | VOM | 0 | [6 empty] | 0.47464 | 0
LCP_Inputs_ON_Electric_IEA_2023_05_05 | 2039 | Battery Storage | Storage | Electricity | PJ | Dispatch-Storage | EmissionsCost | 0 | [6 empty] | 0.47464 | 0
LCP_Inputs_ON_Electric_IEA_2023_05_05 | 2039 | Battery Storage | Storage | Electricity | PJ | Dispatch-Storage | FuelCost | 0 | [6 empty] | 0.47464 | 0
LCP_Inputs_ON_Electric_IEA_2023_05_05 | 2039 | Battery Storage | Storage | Electricity | PJ | Dispatch-Storage | VOM | 0 | [6 empty] | 0.47464 | 0
LCP_Inputs_ON_Electric_IEA_2023_05_05 | 2039 | Battery Storage | Storage | Electricity | QC | Dispatch-Storage | EmissionsCost | 0 | [6 empty] | 0.47464 | 0
LCP_Inputs_ON_Electric_IEA_2023_05_05 | 2039 | Battery Storage | Storage | Electricity | QC | Dispatch-Storage | FuelCost | 0 | [6 empty] | 0.47464 | 0
LCP_Inputs_ON_Electric_IEA_2023_05_05 | 2039 | Battery Storage | Storage | Electricity | QC | Dispatch-Storage | VOM | 0 | [6 empty] | 0.47464 | 0
LCP_Inputs_ON_Electric_IEA_2023_05_05 | 2039 | Battery Storage | Storage | Electricity | WC | Dispatch-Storage | EmissionsCost | 0 | [6 empty] | 0.47464 | 0
LCP_Inputs_ON_Electric_IEA_2023_05_05 | 2039 | Battery Storage | Storage | Electricity | WC | Dispatch-Storage | FuelCost | 0 | [6 empty] | 0.47464 | 0
LCP_Inputs_ON_Electric_IEA_2023_05_05 | 2039 | Battery Storage | Storage | Electricity | WC | Dispatch-Storage | VOM | 0 | [6 empty] | 0.47464 | 0
LCP_Inputs_ON_Electric_IEA_2023_05_05 | 2039 | Biomass | Generation | Electricity | MI | Dispatch-Generation | EmissionsCost | 0 | [6 empty] | 0.47464 | 0
LCP_Inputs_ON_Electric_IEA_2023_05_05 | 2039 | Biomass | Generation | Electricity | MI | Dispatch-Generation | FuelCost | 0 | [6 empty] | 0.47464 | 0
LCP_Inputs_ON_Electric_IEA_2023_05_05 | 2039 | Biomass | Generation | Electricity | MI | Dispatch-Generation | VOM | 0 | [6 empty] | 0.47464 | 0
LCP_Inputs_ON_Electric_IEA_2023_05_05 | 2039 | Biomass | Generation | Electricity | NY | Dispatch-Generation | EmissionsCost | 0 | [6 empty] | 0.47464 | 0
LCP_Inputs_ON_Electric_IEA_2023_05_05 | 2039 | Biomass | Generation | Electricity | NY | Dispatch-Generation | FuelCost | 0 | [6 empty] | 0.47464 | 0
LCP_Inputs_ON_Electric_IEA_2023_05_05 | 2039 | Biomass | Generation | Electricity | NY | Dispatch-Generation | VOM | 0 | [6 empty] | 0.47464 | 0
LCP_Inputs_ON_Electric_IEA_2023_05_05 | 2039 | Biomass | Generation | Electricity | ON | Dispatch-Generation | EmissionsCost | 0 | [6 empty] | 0.47464 | 0
LCP_Inputs_ON_Electric_IEA_2023_05_05 | 2039 | Biomass | Generation | Electricity | ON | Dispatch-Generation | FuelCost | 2498962.9091 | [6 empty] | 0.47464 | 1186113.8128
LCP_Inputs_ON_Electric_IEA_2023_05_05 | 2039 | Biomass | Generation | Electricity | ON | Dispatch-Generation | VOM | 32070.024 | [6 empty] | 0.47464 | 15221.7939
LCP_Inputs_ON_Electric_IEA_2023_05_05 | 2039 | Biomass | Generation | Electricity | PJ | Dispatch-Generation | EmissionsCost | 0 | [6 empty] | 0.47464 | 0
LCP_Inputs_ON_Electric_IEA_2023_05_05 | 2039 | Biomass | Generation | Electricity | PJ | Dispatch-Generation | FuelCost | 0 | [6 empty] | 0.47464 | 0
LCP_Inputs_ON_Electric_IEA_2023_05_05 | 2039 | Biomass | Generation | Electricity | PJ | Dispatch-Generation | VOM | 0 | [6 empty] | 0.47464 | 0
LCP_Inputs_ON_Electric_IEA_2023_05_05 | 2039 | Biomass | Generation | Electricity | QC | Dispatch-Generation | EmissionsCost | 0 | [6 empty] | 0.47464 | 0
LCP_Inputs_ON_Electric_IEA_2023_05_05 | 2039 | Biomass | Generation | Electricity | QC | Dispatch-Generation | FuelCost | 513338.1818 | [6 empty] | 0.47464 | 243652.079
LCP_Inputs_ON_Electric_IEA_2023_05_05 | 2039 | Biomass | Generation | Electricity | QC | Dispatch-Generation | VOM | 6587.84 | [6 empty] | 0.47464 | 3126.8683
LCP_Inputs_ON_Electric_IEA_2023_05_05 | 2039 | Biomass | Generation | Electricity | WC | Dispatch-Generation | EmissionsCost | 0 | [6 empty] | 0.47464 | 0
LCP_Inputs_ON_Electric_IEA_2023_05_05 | 2039 | Biomass | Generation | Electricity | WC | Dispatch-Generation | FuelCost | 0 | [6 empty] | 0.47464 | 0
LCP_Inputs_ON_Electric_IEA_2023_05_05 | 2039 | Biomass | Generation | Electricity | WC | Dispatch-Generation | VOM | 0 | [6 empty] | 0.47464 | 0
LCP_Inputs_ON_Electric_IEA_2023_05_05 | 2039 | Biomass + CCS | Generation | Electricity | MI | Dispatch-Generation | EmissionsCost | 0 | [6 empty] | 0.47464 | 0
LCP_Inputs_ON_Electric_IEA_2023_05_05 | 2039 | Biomass + CCS | Generation | Electricity | MI | Dispatch-Generation | FuelCost | 0 | [6 empty] | 0.47464 | 0
LCP_Inputs_ON_Electric_IEA_2023_05_05 | 2039 | Biomass + CCS | Generation | Electricity | MI | Dispatch-Generation | VOM | 0 | [6 empty] | 0.47464 | 0
LCP_Inputs_ON_Electric_IEA_2023_05_05 | 2039 | Biomass + CCS | Generation | Electricity | NY | Dispatch-Generation | EmissionsCost | 0 | [6 empty] | 0.47464 | 0
LCP_Inputs_ON_Electric_IEA_2023_05_05 | 2039 | Biomass + CCS | Generation | Electricity | NY | Dispatch-Generation | FuelCost | 0 | [6 empty] | 0.47464 | 0
LCP_Inputs_ON_Electric_IEA_2023_05_05 | 2039 | Biomass + CCS | Generation | Electricity | NY | Dispatch-Generation | VOM | 0 | [6 empty] | 0.47464 | 0
LCP_Inputs_ON_Electric_IEA_2023_05_05 | 2039 | Biomass + CCS | Generation | Electricity | ON | Dispatch-Generation | EmissionsCost | 0 | [6 empty] | 0.47464 | 0
LCP_Inputs_ON_Electric_IEA_2023_05_05 | 2039 | Biomass + CCS | Generation | Electricity | ON | Dispatch-Generation | FuelCost | 0 | [6 empty] | 0.47464 | 0
LCP_Inputs_ON_Electric_IEA_2023_05_05 | 2039 | Biomass + CCS | Generation | Electricity | ON | Dispatch-Generation | VOM | 0 | [6 empty] | 0.47464 | 0
LCP_Inputs_ON_Electric_IEA_2023_05_05 | 2039 | Biomass + CCS | Generation | Electricity | PJ | Dispatch-Generation | EmissionsCost | 0 | [6 empty] | 0.47464 | 0
LCP_Inputs_ON_Electric_IEA_2023_05_05 | 2039 | Biomass + CCS | Generation | Electricity | PJ | Dispatch-Generation | FuelCost | 0 | [6 empty] | 0.47464 | 0
LCP_Inputs_ON_Electric_IEA_2023_05_05 | 2039 | Biomass + CCS | Generation | Electricity | PJ | Dispatch-Generation | VOM | 0 | [6 empty] | 0.47464 | 0
LCP_Inputs_ON_Electric_IEA_2023_05_05 | 2039 | Biomass + CCS | Generation | Electricity | QC | Dispatch-Generation | EmissionsCost | 0 | [6 empty] | 0.47464 | 0
LCP_Inputs_ON_Electric_IEA_2023_05_05 | 2039 | Biomass + CCS | Generation | Electricity | QC | Dispatch-Generation | FuelCost | 0 | [6 empty] | 0.47464 | 0
LCP_Inputs_ON_Electric_IEA_2023_05_05 | 2039 | Biomass + CCS | Generation | Electricity | QC | Dispatch-Generation | VOM | 0 | [6 empty] | 0.47464 | 0
LCP_Inputs_ON_Electric_IEA_2023_05_05 | 2039 | Biomass + CCS | Generation | Electricity | WC | Dispatch-Generation | EmissionsCost | 0 | [6 empty] | 0.47464 | 0
LCP_Inputs_ON_Electric_IEA_2023_05_05 | 2039 | Biomass + CCS | Generation | Electricity | WC | Dispatch-Generation | FuelCost | 0 | [6 empty] | 0.47464 | 0
LCP_Inputs_ON_Electric_IEA_2023_05_05 | 2039 | Biomass + CCS | Generation | Electricity | WC | Dispatch-Generation | VOM | 0 | [6 empty] | 0.47464 | 0
LCP_Inputs_ON_Electric_IEA_2023_05_05 | 2039 | CH4 + CCS | Generation | Methane | MI | Dispatch-Generation | EmissionsCost | 0 | [6 empty] | 0.47464 | 0
LCP_Inputs_ON_Electric_IEA_2023_05_05 | 2039 | CH4 + CCS | Generation | Methane | MI | Dispatch-Generation | FuelCost | 0 | [6 empty] | 0.47464 | 0
LCP_Inputs_ON_Electric_IEA_2023_05_05 | 2039 | CH4 + CCS | Generation | Methane | MI | Dispatch-Generation | VOM | 0 | [6 empty] | 0.47464 | 0
LCP_Inputs_ON_Electric_IEA_2023_05_05 | 2039 | CH4 + CCS | Generation | Methane | NY | Dispatch-Generation | EmissionsCost | 0 | [6 empty] | 0.47464 | 0
LCP_Inputs_ON_Electric_IEA_2023_05_05 | 2039 | CH4 + CCS | Generation | Methane | NY | Dispatch-Generation | FuelCost | 0 | [6 empty] | 0.47464 | 0
LCP_Inputs_ON_Electric_IEA_2023_05_05 | 2039 | CH4 + CCS | Generation | Methane | NY | Dispatch-Generation | VOM | 0 | [6 empty] | 0.47464 | 0
LCP_Inputs_ON_Electric_IEA_2023_05_05 | 2039 | CH4 + CCS | Generation | Methane | ON | Dispatch-Generation | EmissionsCost | 0 | [6 empty] | 0.47464 | 0
LCP_Inputs_ON_Electric_IEA_2023_05_05 | 2039 | CH4 + CCS | Generation | Methane | ON | Dispatch-Generation | FuelCost | 0 | [6 empty] | 0.47464 | 0
LCP_Inputs_ON_Electric_IEA_2023_05_05 | 2039 | CH4 + CCS | Generation | Methane | ON | Dispatch-Generation | VOM | 0 | [6 empty] | 0.47464 | 0
LCP_Inputs_ON_Electric_IEA_2023_05_05 | 2039 | CH4 + CCS | Generation | Methane | PJ | Dispatch-Generation | EmissionsCost | 0 | [6 empty] | 0.47464 | 0
LCP_Inputs_ON_Electric_IEA_2023_05_05 | 2039 | CH4 + CCS | Generation | Methane | PJ | Dispatch-Generation | FuelCost | 0 | [6 empty] | 0.47464 | 0
LCP_Inputs_ON_Electric_IEA_2023_05_05 | 2039 | CH4 + CCS | Generation | Methane | PJ | Dispatch-Generation | VOM | 0 | [6 empty] | 0.47464 | 0
LCP_Inputs_ON_Electric_IEA_2023_05_05 | 2039 | CH4 + CCS | Generation | Methane | QC | Dispatch-Generation | EmissionsCost | 0 | [6 empty] | 0.47464 | 0
LCP_Inputs_ON_Electric_IEA_2023_05_05 | 2039 | CH4 + CCS | Generation | Methane | QC | Dispatch-Generation | FuelCost | 0 | [6 empty] | 0.47464 | 0
LCP_Inputs_ON_Electric_IEA_2023_05_05 | 2039 | CH4 + CCS | Generation | Methane | QC | Dispatch-Generation | VOM | 0 | [6 empty] | 0.47464 | 0
LCP_Inputs_ON_Electric_IEA_2023_05_05 | 2039 | CH4 + CCS | Generation | Methane | WC | Dispatch-Generation | EmissionsCost | 0 | [6 empty] | 0.47464 | 0
LCP_Inputs_ON_Electric_IEA_2023_05_05 | 2039 | CH4 + CCS | Generation | Methane | WC | Dispatch-Generation | FuelCost | 0 | [6 empty] | 0.47464 | 0
LCP_Inputs_ON_Electric_IEA_2023_05_05 | 2039 | CH4 + CCS | Generation | Methane | WC | Dispatch-Generation | VOM | 0 | [6 empty] | 0.47464 | 0
LCP_Inputs_ON_Electric_IEA_2023_05_05 | 2039 | CH4 Import - NY 2020 | Import | Methane | MI | Dispatch-Import | EmissionsCost | 0 | [6 empty] | 0.47464 | 0
LCP_Inputs_ON_Electric_IEA_2023_05_05 | 2039 | CH4 Import - NY 2020 | Import | Methane | MI | Dispatch-Import | FuelCost | 0 | [6 empty] | 0.47464 | 0
LCP_Inputs_ON_Electric_IEA_2023_05_05 | 2039 | CH4 Import - NY 2020 | Import | Methane | MI | Dispatch-Import | VOM | 0 | [6 empty] | 0.47464 | 0
LCP_Inputs_ON_Electric_IEA_2023_05_05 | 2039 | CH4 Import - NY 2020 | Import | Methane | NY | Dispatch-Import | EmissionsCost | 0 | [6 empty] | 0.47464 | 0
LCP_Inputs_ON_Electric_IEA_2023_05_05 | 2039 | CH4 Import - NY 2020 | Import | Methane | NY | Dispatch-Import | FuelCost | 0 | [6 empty] | 0.47464 | 0
LCP_Inputs_ON_Electric_IEA_2023_05_05 | 2039 | CH4 Import - NY 2020 | Import | Methane | NY | Dispatch-Import | VOM | 0 | [6 empty] | 0.47464 | 0
LCP_Inputs_ON_Electric_IEA_2023_05_05 | 2039 | CH4 Import - NY 2020 | Import | Methane | ON | Dispatch-Import | EmissionsCost | 0 | [6 empty] | 0.47464 | 0
LCP_Inputs_ON_Electric_IEA_2023_05_05 | 2039 | CH4 Import - NY 2020 | Import | Methane | ON | Dispatch-Import | FuelCost | 0 | [6 empty] | 0.47464 | 0
LCP_Inputs_ON_Electric_IEA_2023_05_05 | 2039 | CH4 Import - NY 2020 | Import | Methane | ON | Dispatch-Import | VOM | 0 | [6 empty] | 0.47464 | 0
LCP_Inputs_ON_Electric_IEA_2023_05_05 | 2039 | CH4 Import - NY 2020 | Import | Methane | PJ | Dispatch-Import | EmissionsCost | 0 | [6 empty] | 0.47464 | 0
LCP_Inputs_ON_Electric_IEA_2023_05_05 | 2039 | CH4 Import - NY 2020 | Import | Methane | PJ | Dispatch-Import | FuelCost | 0 | [6 empty] | 0.47464 | 0
LCP_Inputs_ON_Electric_IEA_2023_05_05 | 2039 | CH4 Import - NY 2020 | Import | Methane | PJ | Dispatch-Import | VOM | 0 | [6 empty] | 0.47464 | 0
LCP_Inputs_ON_Electric_IEA_2023_05_05 | 2039 | CH4 Import - NY 2020 | Import | Methane | QC | Dispatch-Import | EmissionsCost | 0 | [6 empty] | 0.47464 | 0
LCP_Inputs_ON_Electric_IEA_2023_05_05 | 2039 | CH4 Import - NY 2020 | Import | Methane | QC | Dispatch-Import | FuelCost | 0 | [6 empty] | 0.47464 | 0
LCP_Inputs_ON_Electric_IEA_2023_05_05 | 2039 | CH4 Import - NY 2020 | Import | Methane | QC | Dispatch-Import | VOM | 0 | [6 empty] | 0.47464 | 0
LCP_Inputs_ON_Electric_IEA_2023_05_05 | 2039 | CH4 Import - NY 2020 | Import | Methane | WC | Dispatch-Import | EmissionsCost | 0 | [6 empty] | 0.47464 | 0
LCP_Inputs_ON_Electric_IEA_2023_05_05 | 2039 | CH4 Import - NY 2020 | Import | Methane | WC | Dispatch-Import | FuelCost | 0 | [6 empty] | 0.47464 | 0
LCP_Inputs_ON_Electric_IEA_2023_05_05 | 2039 | CH4 Import - NY 2020 | Import | Methane | WC | Dispatch-Import | VOM | 0 | [6 empty] | 0.47464 | 0
LCP_Inputs_ON_Electric_IEA_2023_05_05 | 2039 | CH4 Import - NY 2030 | Import | Methane | MI | Dispatch-Import | EmissionsCost | 0 | [6 empty] | 0.47464 | 0
LCP_Inputs_ON_Electric_IEA_2023_05_05 | 2039 | CH4 Import - NY 2030 | Import | Methane | MI | Dispatch-Import | FuelCost | 0 | [6 empty] | 0.47464 | 0
LCP_Inputs_ON_Electric_IEA_2023_05_05 | 2039 | CH4 Import - NY 2030 | Import | Methane | MI | Dispatch-Import | VOM | 0 | [6 empty] | 0.47464 | 0
LCP_Inputs_ON_Electric_IEA_2023_05_05 | 2039 | CH4 Import - NY 2030 | Import | Methane | NY | Dispatch-Import | EmissionsCost | 2371206202.7872 | [6 empty] | 0.47464 | 1125475060.0118
LCP_Inputs_ON_Electric_IEA_2023_05_05 | 2039 | CH4 Import - NY 2030 | Import | Methane | NY | Dispatch-Import | FuelCost | 644356120.8267 | [6 empty] | 0.47464 | 305838751.1402
LCP_Inputs_ON_Electric_IEA_2023_05_05 | 2039 | CH4 Import - NY 2030 | Import | Methane | NY | Dispatch-Import | VOM | 0 | [6 empty] | 0.47464 | 0
LCP_Inputs_ON_Electric_IEA_2023_05_05 | 2039 | CH4 Import - NY 2030 | Import | Methane | ON | Dispatch-Import | EmissionsCost | 0 | [6 empty] | 0.47464 | 0
LCP_Inputs_ON_Electric_IEA_2023_05_05 | 2039 | CH4 Import - NY 2030 | Import | Methane | ON | Dispatch-Import | FuelCost | 0 | [6 empty] | 0.47464 | 0
LCP_Inputs_ON_Electric_IEA_2023_05_05 | 2039 | CH4 Import - NY 2030 | Import | Methane | ON | Dispatch-Import | VOM | 0 | [6 empty] | 0.47464 | 0
LCP_Inputs_ON_Electric_IEA_2023_05_05 | 2039 | CH4 Import - NY 2030 | Import | Methane | PJ | Dispatch-Import | EmissionsCost | 0 | [6 empty] | 0.47464 | 0
LCP_Inputs_ON_Electric_IEA_2023_05_05 | 2039 | CH4 Import - NY 2030 | Import | Methane | PJ | Dispatch-Import | FuelCost | 0 | [6 empty] | 0.47464 | 0
LCP_Inputs_ON_Electric_IEA_2023_05_05 | 2039 | CH4 Import - NY 2030 | Import | Methane | PJ | Dispatch-Import | VOM | 0 | [6 empty] | 0.47464 | 0
LCP_Inputs_ON_Electric_IEA_2023_05_05 | 2039 | CH4 Import - NY 2030 | Import | Methane | QC | Dispatch-Import | EmissionsCost | 0 | [6 empty] | 0.47464 | 0
LCP_Inputs_ON_Electric_IEA_2023_05_05 | 2039 | CH4 Import - NY 2030 | Import | Methane | QC | Dispatch-Import | FuelCost | 0 | [6 empty] | 0.47464 | 0
LCP_Inputs_ON_Electric_IEA_2023_05_05 | 2039 | CH4 Import - NY 2030 | Import | Methane | QC | Dispatch-Import | VOM | 0 | [6 empty] | 0.47464 | 0
LCP_Inputs_ON_Electric_IEA_2023_05_05 | 2039 | CH4 Import - NY 2030 | Import | Methane | WC | Dispatch-Import | EmissionsCost | 0 | [6 empty] | 0.47464 | 0
LCP_Inputs_ON_Electric_IEA_2023_05_05 | 2039 | CH4 Import - NY 2030 | Import | Methane | WC | Dispatch-Import | FuelCost | 0 | [6 empty] | 0.47464 | 0
LCP_Inputs_ON_Electric_IEA_2023_05_05 | 2039 | CH4 Import - NY 2030 | Import | Methane | WC | Dispatch-Import | VOM | 0 | [6 empty] | 0.47464 | 0
LCP_Inputs_ON_Electric_IEA_2023_05_05 | 2039 | CH4 Import - NY 2040 | Import | Methane | MI | Dispatch-Import | EmissionsCost | 0 | [6 empty] | 0.47464 | 0
LCP_Inputs_ON_Electric_IEA_2023_05_05 | 2039 | CH4 Import - NY 2040 | Import | Methane | MI | Dispatch-Import | FuelCost | 0 | [6 empty] | 0.47464 | 0
LCP_Inputs_ON_Electric_IEA_2023_05_05 | 2039 | CH4 Import - NY 2040 | Import | Methane | MI | Dispatch-Import | VOM | 0 | [6 empty] | 0.47464 | 0
LCP_Inputs_ON_Electric_IEA_2023_05_05 | 2039 | CH4 Import - NY 2040 | Import | Methane | NY | Dispatch-Import | EmissionsCost | 0 | [6 empty] | 0.47464 | 0
LCP_Inputs_ON_Electric_IEA_2023_05_05 | 2039 | CH4 Import - NY 2040 | Import | Methane | NY | Dispatch-Import | FuelCost | 0 | [6 empty] | 0.47464 | 0
LCP_Inputs_ON_Electric_IEA_2023_05_05 | 2039 | CH4 Import - NY 2040 | Import | Methane | NY | Dispatch-Import | VOM | 0 | [6 empty] | 0.47464 | 0
LCP_Inputs_ON_Electric_IEA_2023_05_05 | 2039 | CH4 Import - NY 2040 | Import | Methane | ON | Dispatch-Import | EmissionsCost | 0 | [6 empty] | 0.47464 | 0
LCP_Inputs_ON_Electric_IEA_2023_05_05 | 2039 | CH4 Import - NY 2040 | Import | Methane | ON | Dispatch-Import | FuelCost | 0 | [6 empty] | 0.47464 | 0
LCP_Inputs_ON_Electric_IEA_2023_05_05 | 2039 | CH4 Import - NY 2040 | Import | Methane | ON | Dispatch-Import | VOM | 0 | [6 empty] | 0.47464 | 0
LCP_Inputs_ON_Electric_IEA_2023_05_05 | 2039 | CH4 Import - NY 2040 | Import | Methane | PJ | Dispatch-Import | EmissionsCost | 0 | [6 empty] | 0.47464 | 0
LCP_Inputs_ON_Electric_IEA_2023_05_05 | 2039 | CH4 Import - NY 2040 | Import | Methane | PJ | Dispatch-Import | FuelCost | 0 | [6 empty] | 0.47464 | 0
LCP_Inputs_ON_Electric_IEA_2023_05_05 | 2039 | CH4 Import - NY 2040 | Import | Methane | PJ | Dispatch-Import | VOM | 0 | [6 empty] | 0.47464 | 0
LCP_Inputs_ON_Electric_IEA_2023_05_05 | 2039 | CH4 Import - NY 2040 | Import | Methane | QC | Dispatch-Import | EmissionsCost | 0 | [6 empty] | 0.47464 | 0
LCP_Inputs_ON_Electric_IEA_2023_05_05 | 2039 | CH4 Import - NY 2040 | Import | Methane | QC | Dispatch-Import | FuelCost | 0 | [6 empty] | 0.47464 | 0
LCP_Inputs_ON_Electric_IEA_2023_05_05 | 2039 | CH4 Import - NY 2040 | Import | Methane | QC | Dispatch-Import | VOM | 0 | [6 empty] | 0.47464 | 0
LCP_Inputs_ON_Electric_IEA_2023_05_05 | 2039 | CH4 Import - NY 2040 | Import | Methane | WC | Dispatch-Import | EmissionsCost | 0 | [6 empty] | 0.47464 | 0
LCP_Inputs_ON_Electric_IEA_2023_05_05 | 2039 | CH4 Import - NY 2040 | Import | Methane | WC | Dispatch-Import | FuelCost | 0 | [6 empty] | 0.47464 | 0
LCP_Inputs_ON_Electric_IEA_2023_05_05 | 2039 | CH4 Import - NY 2040 | Import | Methane | WC | Dispatch-Import | VOM | 0 | [6 empty] | 0.47464 | 0
LCP_Inputs_ON_Electric_IEA_2023_05_05 | 2039 | CH4 Import - NY 2050 | Import | Methane | MI | Dispatch-Import | EmissionsCost | 0 | [6 empty] | 0.47464 | 0
LCP_Inputs_ON_Electric_IEA_2023_05_05 | 2039 | CH4 Import - NY 2050 | Import | Methane | MI | Dispatch-Import | FuelCost | 0 | [6 empty] | 0.47464 | 0
LCP_Inputs_ON_Electric_IEA_2023_05_05 | 2039 | CH4 Import - NY 2050 | Import | Methane | MI | Dispatch-Import | VOM | 0 | [6 empty] | 0.47464 | 0
LCP_Inputs_ON_Electric_IEA_2023_05_05 | 2039 | CH4 Import - NY 2050 | Import | Methane | NY | Dispatch-Import | EmissionsCost | 0 | [6 empty] | 0.47464 | 0
LCP_Inputs_ON_Electric_IEA_2023_05_05 | 2039 | CH4 Import - NY 2050 | Import | Methane | NY | Dispatch-Import | FuelCost | 0 | [6 empty] | 0.47464 | 0
LCP_Inputs_ON_Electric_IEA_2023_05_05 | 2039 | CH4 Import - NY 2050 | Import | Methane | NY | Dispatch-Import | VOM | 0 | [6 empty] | 0.47464 | 0
LCP_Inputs_ON_Electric_IEA_2023_05_05 | 2039 | CH4 Import - NY 2050 | Import | Methane | ON | Dispatch-Import | EmissionsCost | 0 | [6 empty] | 0.47464 | 0
LCP_Inputs_ON_Electric_IEA_2023_05_05 | 2039 | CH4 Import - NY 2050 | Import | Methane | ON | Dispatch-Import | FuelCost | 0 | [6 empty] | 0.47464 | 0
LCP_Inputs_ON_Electric_IEA_2023_05_05 | 2039 | CH4 Import - NY 2050 | Import | Methane | ON | Dispatch-Import | VOM | 0 | [6 empty] | 0.47464 | 0
LCP_Inputs_ON_Electric_IEA_2023_05_05 | 2039 | CH4 Import - NY 2050 | Import | Methane | PJ | Dispatch-Import | EmissionsCost | 0 | [6 empty] | 0.47464 | 0
LCP_Inputs_ON_Electric_IEA_2023_05_05 | 2039 | CH4 Import - NY 2050 | Import | Methane | PJ | Dispatch-Import | FuelCost | 0 | [6 empty] | 0.47464 | 0
LCP_Inputs_ON_Electric_IEA_2023_05_05 | 2039 | CH4 Import - NY 2050 | Import | Methane | PJ | Dispatch-Import | VOM | 0 | [6 empty] | 0.47464 | 0
LCP_Inputs_ON_Electric_IEA_2023_05_05 | 2039 | CH4 Import - NY 2050 | Import | Methane | QC | Dispatch-Import | EmissionsCost | 0 | [6 empty] | 0.47464 | 0
LCP_Inputs_ON_Electric_IEA_2023_05_05 | 2039 | CH4 Import - NY 2050 | Import | Methane | QC | Dispatch-Import | FuelCost | 0 | [6 empty] | 0.47464 | 0
LCP_Inputs_ON_Electric_IEA_2023_05_05 | 2039 | CH4 Import - NY 2050 | Import | Methane | QC | Dispatch-Import | VOM | 0 | [6 empty] | 0.47464 | 0
LCP_Inputs_ON_Electric_IEA_2023_05_05 | 2039 | CH4 Import - NY 2050 | Import | Methane | WC | Dispatch-Import | EmissionsCost | 0 | [6 empty] | 0.47464 | 0
LCP_Inputs_ON_Electric_IEA_2023_05_05 | 2039 | CH4 Import - NY 2050 | Import | Methane | WC | Dispatch-Import | FuelCost | 0 | [6 empty] | 0.47464 | 0
LCP_Inputs_ON_Electric_IEA_2023_05_05 | 2039 | CH4 Import - NY 2050 | Import | Methane | WC | Dispatch-Import | VOM | 0 | [6 empty] | 0.47464 | 0
LCP_Inputs_ON_Electric_IEA_2023_05_05 | 2039 | CH4 Import - WC 2020 | Import | Methane | MI | Dispatch-Import | EmissionsCost | 0 | [6 empty] | 0.47464 | 0
LCP_Inputs_ON_Electric_IEA_2023_05_05 | 2039 | CH4 Import - WC 2020 | Import | Methane | MI | Dispatch-Import | FuelCost | 0 | [6 empty] | 0.47464 | 0
LCP_Inputs_ON_Electric_IEA_2023_05_05 | 2039 | CH4 Import - WC 2020 | Import | Methane | MI | Dispatch-Import | VOM | 0 | [6 empty] | 0.47464 | 0
LCP_Inputs_ON_Electric_IEA_2023_05_05 | 2039 | CH4 Import - WC 2020 | Import | Methane | NY | Dispatch-Import | EmissionsCost | 0 | [6 empty] | 0.47464 | 0
LCP_Inputs_ON_Electric_IEA_2023_05_05 | 2039 | CH4 Import - WC 2020 | Import | Methane | NY | Dispatch-Import | FuelCost | 0 | [6 empty] | 0.47464 | 0
LCP_Inputs_ON_Electric_IEA_2023_05_05 | 2039 | CH4 Import - WC 2020 | Import | Methane | NY | Dispatch-Import | VOM | 0 | [6 empty] | 0.47464 | 0
LCP_Inputs_ON_Electric_IEA_2023_05_05 | 2039 | CH4 Import - WC 2020 | Import | Methane | ON | Dispatch-Import | EmissionsCost | 0 | [6 empty] | 0.47464 | 0
LCP_Inputs_ON_Electric_IEA_2023_05_05 | 2039 | CH4 Import - WC 2020 | Import | Methane | ON | Dispatch-Import | FuelCost | 0 | [6 empty] | 0.47464 | 0
LCP_Inputs_ON_Electric_IEA_2023_05_05 | 2039 | CH4 Import - WC 2020 | Import | Methane | ON | Dispatch-Import | VOM | 0 | [6 empty] | 0.47464 | 0
LCP_Inputs_ON_Electric_IEA_2023_05_05 | 2039 | CH4 Import - WC 2020 | Import | Methane | PJ | Dispatch-Import | EmissionsCost | 0 | [6 empty] | 0.47464 | 0
LCP_Inputs_ON_Electric_IEA_2023_05_05 | 2039 | CH4 Import - WC 2020 | Import | Methane | PJ | Dispatch-Import | FuelCost | 0 | [6 empty] | 0.47464 | 0
LCP_Inputs_ON_Electric_IEA_2023_05_05 | 2039 | CH4 Import - WC 2020 | Import | Methane | PJ | Dispatch-Import | VOM | 0 | [6 empty] | 0.47464 | 0
LCP_Inputs_ON_Electric_IEA_2023_05_05 | 2039 | CH4 Import - WC 2020 | Import | Methane | QC | Dispatch-Import | EmissionsCost | 0 | [6 empty] | 0.47464 | 0
LCP_Inputs_ON_Electric_IEA_2023_05_05 | 2039 | CH4 Import - WC 2020 | Import | Methane | QC | Dispatch-Import | FuelCost | 0 | [6 empty] | 0.47464 | 0
LCP_Inputs_ON_Electric_IEA_2023_05_05 | 2039 | CH4 Import - WC 2020 | Import | Methane | QC | Dispatch-Import | VOM | 0 | [6 empty] | 0.47464 | 0
LCP_Inputs_ON_Electric_IEA_2023_05_05 | 2039 | CH4 Import - WC 2020 | Import | Methane | WC | Dispatch-Import | EmissionsCost | 0 | [6 empty] | 0.47464 | 0
LCP_Inputs_ON_Electric_IEA_2023_05_05 | 2039 | CH4 Import - WC 2020 | Import | Methane | WC | Dispatch-Import | FuelCost | 0 | [6 empty] | 0.47464 | 0
LCP_Inputs_ON_Electric_IEA_2023_05_05 | 2039 | CH4 Import - WC 2020 | Import | Methane | WC | Dispatch-Import | VOM | 0 | [6 empty] | 0.47464 | 0
LCP_Inputs_ON_Electric_IEA_2023_05_05 | 2039 | CH4 Import - WC 2030 | Import | Methane | MI | Dispatch-Import | EmissionsCost | 0 | [6 empty] | 0.47464 | 0
LCP_Inputs_ON_Electric_IEA_2023_05_05 | 2039 | CH4 Import - WC 2030 | Import | Methane | MI | Dispatch-Import | FuelCost | 0 | [6 empty] | 0.47464 | 0
LCP_Inputs_ON_Electric_IEA_2023_05_05 | 2039 | CH4 Import - WC 2030 | Import | Methane | MI | Dispatch-Import | VOM | 0 | [6 empty] | 0.47464 | 0
LCP_Inputs_ON_Electric_IEA_2023_05_05 | 2039 | CH4 Import - WC 2030 | Import | Methane | NY | Dispatch-Import | EmissionsCost | 0 | [6 empty] | 0.47464 | 0
LCP_Inputs_ON_Electric_IEA_2023_05_05 | 2039 | CH4 Import - WC 2030 | Import | Methane | NY | Dispatch-Import | FuelCost | 0 | [6 empty] | 0.47464 | 0
LCP_Inputs_ON_Electric_IEA_2023_05_05 | 2039 | CH4 Import - WC 2030 | Import | Methane | NY | Dispatch-Import | VOM | 0 | [6 empty] | 0.47464 | 0
LCP_Inputs_ON_Electric_IEA_2023_05_05 | 2039 | CH4 Import - WC 2030 | Import | Methane | ON | Dispatch-Import | EmissionsCost | 0 | [6 empty] | 0.47464 | 0
LCP_Inputs_ON_Electric_IEA_2023_05_05 | 2039 | CH4 Import - WC 2030 | Import | Methane | ON | Dispatch-Import | FuelCost | 0 | [6 empty] | 0.47464 | 0
LCP_Inputs_ON_Electric_IEA_2023_05_05 | 2039 | CH4 Import - WC 2030 | Import | Methane | ON | Dispatch-Import | VOM | 0 | [6 empty] | 0.47464 | 0
LCP_Inputs_ON_Electric_IEA_2023_05_05 | 2039 | CH4 Import - WC 2030 | Import | Methane | PJ | Dispatch-Import | EmissionsCost | 0 | [6 empty] | 0.47464 | 0
LCP_Inputs_ON_Electric_IEA_2023_05_05 | 2039 | CH4 Import - WC 2030 | Import | Methane | PJ | Dispatch-Import | FuelCost | 0 | [6 empty] | 0.47464 | 0
LCP_Inputs_ON_Electric_IEA_2023_05_05 | 2039 | CH4 Import - WC 2030 | Import | Methane | PJ | Dispatch-Import | VOM | 0 | [6 empty] | 0.47464 | 0
LCP_Inputs_ON_Electric_IEA_2023_05_05 | 2039 | CH4 Import - WC 2030 | Import | Methane | QC | Dispatch-Import | EmissionsCost | 0 | [6 empty] | 0.47464 | 0
LCP_Inputs_ON_Electric_IEA_2023_05_05 | 2039 | CH4 Import - WC 2030 | Import | Methane | QC | Dispatch-Import | FuelCost | 0 | [6 empty] | 0.47464 | 0
LCP_Inputs_ON_Electric_IEA_2023_05_05 | 2039 | CH4 Import - WC 2030 | Import | Methane | QC | Dispatch-Import | VOM | 0 | [6 empty] | 0.47464 | 0
LCP_Inputs_ON_Electric_IEA_2023_05_05 | 2039 | CH4 Import - WC 2030 | Import | Methane | WC | Dispatch-Import | EmissionsCost | 9015205651.9119 | [6 empty] | 0.47464 | 4278999063.9268
LCP_Inputs_ON_Electric_IEA_2023_05_05 | 2039 | CH4 Import - WC 2030 | Import | Methane | WC | Dispatch-Import | FuelCost | 2449809272.3833 | [6 empty] | 0.47464 | 1162783411.5026
LCP_Inputs_ON_Electric_IEA_2023_05_05 | 2039 | CH4 Import - WC 2030 | Import | Methane | WC | Dispatch-Import | VOM | 0 | [6 empty] | 0.47464 | 0
LCP_Inputs_ON_Electric_IEA_2023_05_05 | 2039 | CH4 Import - WC 2040 | Import | Methane | MI | Dispatch-Import | EmissionsCost | 0 | [6 empty] | 0.47464 | 0
LCP_Inputs_ON_Electric_IEA_2023_05_05 | 2039 | CH4 Import - WC 2040 | Import | Methane | MI | Dispatch-Import | FuelCost | 0 | [6 empty] | 0.47464 | 0
LCP_Inputs_ON_Electric_IEA_2023_05_05 | 2039 | CH4 Import - WC 2040 | Import | Methane | MI | Dispatch-Import | VOM | 0 | [6 empty] | 0.47464 | 0
LCP_Inputs_ON_Electric_IEA_2023_05_05 | 2039 | CH4 Import - WC 2040 | Import | Methane | NY | Dispatch-Import | EmissionsCost | 0 | [6 empty] | 0.47464 | 0
LCP_Inputs_ON_Electric_IEA_2023_05_05 | 2039 | CH4 Import - WC 2040 | Import | Methane | NY | Dispatch-Import | FuelCost | 0 | [6 empty] | 0.47464 | 0
LCP_Inputs_ON_Electric_IEA_2023_05_05 | 2039 | CH4 Import - WC 2040 | Import | Methane | NY | Dispatch-Import | VOM | 0 | [6 empty] | 0.47464 | 0
LCP_Inputs_ON_Electric_IEA_2023_05_05 | 2039 | CH4 Import - WC 2040 | Import | Methane | ON | Dispatch-Import | EmissionsCost | 0 | [6 empty] | 0.47464 | 0
LCP_Inputs_ON_Electric_IEA_2023_05_05 | 2039 | CH4 Import - WC 2040 | Import | Methane | ON | Dispatch-Import | FuelCost | 0 | [6 empty] | 0.47464 | 0
LCP_Inputs_ON_Electric_IEA_2023_05_05 | 2039 | CH4 Import - WC 2040 | Import | Methane | ON | Dispatch-Import | VOM | 0 | [6 empty] | 0.47464 | 0
LCP_Inputs_ON_Electric_IEA_2023_05_05 | 2039 | CH4 Import - WC 2040 | Import | Methane | PJ | Dispatch-Import | EmissionsCost | 0 | [6 empty] | 0.47464 | 0
LCP_Inputs_ON_Electric_IEA_2023_05_05 | 2039 | CH4 Import - WC 2040 | Import | Methane | PJ | Dispatch-Import | FuelCost | 0 | [6 empty] | 0.47464 | 0
LCP_Inputs_ON_Electric_IEA_2023_05_05 | 2039 | CH4 Import - WC 2040 | Import | Methane | PJ | Dispatch-Import | VOM | 0 | [6 empty] | 0.47464 | 0
LCP_Inputs_ON_Electric_IEA_2023_05_05 | 2039 | CH4 Import - WC 2040 | Import | Methane | QC | Dispatch-Import | EmissionsCost | 0 | [6 empty] | 0.47464 | 0
LCP_Inputs_ON_Electric_IEA_2023_05_05 | 2039 | CH4 Import - WC 2040 | Import | Methane | QC | Dispatch-Import | FuelCost | 0 | [6 empty] | 0.47464 | 0
LCP_Inputs_ON_Electric_IEA_2023_05_05 | 2039 | CH4 Import - WC 2040 | Import | Methane | QC | Dispatch-Import | VOM | 0 | [6 empty] | 0.47464 | 0
LCP_Inputs_ON_Electric_IEA_2023_05_05 | 2039 | CH4 Import - WC 2040 | Import | Methane | WC | Dispatch-Import | EmissionsCost | 0 | [6 empty] | 0.47464 | 0
LCP_Inputs_ON_Electric_IEA_2023_05_05 | 2039 | CH4 Import - WC 2040 | Import | Methane | WC | Dispatch-Import | FuelCost | 0 | [6 empty] | 0.47464 | 0
LCP_Inputs_ON_Electric_IEA_2023_05_05 | 2039 | CH4 Import - WC 2040 | Import | Methane | WC | Dispatch-Import | VOM | 0 | [6 empty] | 0.47464 | 0
LCP_Inputs_ON_Electric_IEA_2023_05_05 | 2039 | CH4 Import - WC 2050 | Import | Methane | MI | Dispatch-Import | EmissionsCost | 0 | [6 empty] | 0.47464 | 0
LCP_Inputs_ON_Electric_IEA_2023_05_05 | 2039 | CH4 Import - WC 2050 | Import | Methane | MI | Dispatch-Import | FuelCost | 0 | [6 empty] | 0.47464 | 0
LCP_Inputs_ON_Electric_IEA_2023_05_05 | 2039 | CH4 Import - WC 2050 | Import | Methane | MI | Dispatch-Import | VOM | 0 | [6 empty] | 0.47464 | 0
LCP_Inputs_ON_Electric_IEA_2023_05_05 | 2039 | CH4 Import - WC 2050 | Import | Methane | NY | Dispatch-Import | EmissionsCost | 0 | [6 empty] | 0.47464 | 0
LCP_Inputs_ON_Electric_IEA_2023_05_05 | 2039 | CH4 Import - WC 2050 | Import | Methane | NY | Dispatch-Import | FuelCost | 0 | [6 empty] | 0.47464 | 0
LCP_Inputs_ON_Electric_IEA_2023_05_05 | 2039 | CH4 Import - WC 2050 | Import | Methane | NY | Dispatch-Import | VOM | 0 | [6 empty] | 0.47464 | 0
LCP_Inputs_ON_Electric_IEA_2023_05_05 | 2039 | CH4 Import - WC 2050 | Import | Methane | ON | Dispatch-Import | EmissionsCost | 0 | [6 empty] | 0.47464 | 0
LCP_Inputs_ON_Electric_IEA_2023_05_05 | 2039 | CH4 Import - WC 2050 | Import | Methane | ON | Dispatch-Import | FuelCost | 0 | [6 empty] | 0.47464 | 0
LCP_Inputs_ON_Electric_IEA_2023_05_05 | 2039 | CH4 Import - WC 2050 | Import | Methane | ON | Dispatch-Import | VOM | 0 | [6 empty] | 0.47464 | 0
LCP_Inputs_ON_Electric_IEA_2023_05_05 | 2039 | CH4 Import - WC 2050 | Import | Methane | PJ | Dispatch-Import | EmissionsCost | 0 | [6 empty] | 0.47464 | 0
LCP_Inputs_ON_Electric_IEA_2023_05_05 | 2039 | CH4 Import - WC 2050 | Import | Methane | PJ | Dispatch-Import | FuelCost | 0 | [6 empty] | 0.47464 | 0
LCP_Inputs_ON_Electric_IEA_2023_05_05 | 2039 | CH4 Import - WC 2050 | Import | Methane | PJ | Dispatch-Import | VOM | 0 | [6 empty] | 0.47464 | 0
LCP_Inputs_ON_Electric_IEA_2023_05_05 | 2039 | CH4 Import - WC 2050 | Import | Methane | QC | Dispatch-Import | EmissionsCost | 0 | [6 empty] | 0.47464 | 0
LCP_Inputs_ON_Electric_IEA_2023_05_05 | 2039 | CH4 Import - WC 2050 | Import | Methane | QC | Dispatch-Import | FuelCost | 0 | [6 empty] | 0.47464 | 0
LCP_Inputs_ON_Electric_IEA_2023_05_05 | 2039 | CH4 Import - WC 2050 | Import | Methane | QC | Dispatch-Import | VOM | 0 | [6 empty] | 0.47464 | 0
LCP_Inputs_ON_Electric_IEA_2023_05_05 | 2039 | CH4 Import - WC 2050 | Import | Methane | WC | Dispatch-Import | EmissionsCost | 0 | [6 empty] | 0.47464 | 0
LCP_Inputs_ON_Electric_IEA_2023_05_05 | 2039 | CH4 Import - WC 2050 | Import | Methane | WC | Dispatch-Import | FuelCost | 0 | [6 empty] | 0.47464 | 0
LCP_Inputs_ON_Electric_IEA_2023_05_05 | 2039 | CH4 Import - WC 2050 | Import | Methane | WC | Dispatch-Import | VOM | 0 | [6 empty] | 0.47464 | 0
LCP_Inputs_ON_Electric_IEA_2023_05_05 | 2039 | CH4 Salt Cavern Storage - ON | Storage | Methane | MI | Dispatch-Storage | EmissionsCost | 0 | [6 empty] | 0.47464 | 0
LCP_Inputs_ON_Electric_IEA_2023_05_05 | 2039 | CH4 Salt Cavern Storage - ON | Storage | Methane | MI | Dispatch-Storage | FuelCost | 0 | [6 empty] | 0.47464 | 0
LCP_Inputs_ON_Electric_IEA_2023_05_05 | 2039 | CH4 Salt Cavern Storage - ON | Storage | Methane | MI | Dispatch-Storage | VOM | 0 | [6 empty] | 0.47464 | 0
LCP_Inputs_ON_Electric_IEA_2023_05_05 | 2039 | CH4 Salt Cavern Storage - ON | Storage | Methane | NY | Dispatch-Storage | EmissionsCost | 0 | [6 empty] | 0.47464 | 0
LCP_Inputs_ON_Electric_IEA_2023_05_05 | 2039 | CH4 Salt Cavern Storage - ON | Storage | Methane | NY | Dispatch-Storage | FuelCost | 0 | [6 empty] | 0.47464 | 0
LCP_Inputs_ON_Electric_IEA_2023_05_05 | 2039 | CH4 Salt Cavern Storage - ON | Storage | Methane | NY | Dispatch-Storage | VOM | 0 | [6 empty] | 0.47464 | 0
LCP_Inputs_ON_Electric_IEA_2023_05_05 | 2039 | CH4 Salt Cavern Storage - ON | Storage | Methane | ON | Dispatch-Storage | EmissionsCost | 0 | [6 empty] | 0.47464 | 0
LCP_Inputs_ON_Electric_IEA_2023_05_05 | 2039 | CH4 Salt Cavern Storage - ON | Storage | Methane | ON | Dispatch-Storage | FuelCost | 0 | [6 empty] | 0.47464 | 0
LCP_Inputs_ON_Electric_IEA_2023_05_05 | 2039 | CH4 Salt Cavern Storage - ON | Storage | Methane | ON | Dispatch-Storage | VOM | 2132066.7953 | [6 empty] | 0.47464 | 1011969.3519
LCP_Inputs_ON_Electric_IEA_2023_05_05 | 2039 | CH4 Salt Cavern Storage - ON | Storage | Methane | PJ | Dispatch-Storage | EmissionsCost | 0 | [6 empty] | 0.47464 | 0
LCP_Inputs_ON_Electric_IEA_2023_05_05 | 2039 | CH4 Salt Cavern Storage - ON | Storage | Methane | PJ | Dispatch-Storage | FuelCost | 0 | [6 empty] | 0.47464 | 0
LCP_Inputs_ON_Electric_IEA_2023_05_05 | 2039 | CH4 Salt Cavern Storage - ON | Storage | Methane | PJ | Dispatch-Storage | VOM | 0 | [6 empty] | 0.47464 | 0
LCP_Inputs_ON_Electric_IEA_2023_05_05 | 2039 | CH4 Salt Cavern Storage - ON | Storage | Methane | QC | Dispatch-Storage | EmissionsCost | 0 | [6 empty] | 0.47464 | 0
LCP_Inputs_ON_Electric_IEA_2023_05_05 | 2039 | CH4 Salt Cavern Storage - ON | Storage | Methane | QC | Dispatch-Storage | FuelCost | 0 | [6 empty] | 0.47464 | 0
LCP_Inputs_ON_Electric_IEA_2023_05_05 | 2039 | CH4 Salt Cavern Storage - ON | Storage | Methane | QC | Dispatch-Storage | VOM | 0 | [6 empty] | 0.47464 | 0
LCP_Inputs_ON_Electric_IEA_2023_05_05 | 2039 | CH4 Salt Cavern Storage - ON | Storage | Methane | WC | Dispatch-Storage | EmissionsCost | 0 | [6 empty] | 0.47464 | 0
LCP_Inputs_ON_Electric_IEA_2023_05_05 | 2039 | CH4 Salt Cavern Storage - ON | Storage | Methane | WC | Dispatch-Storage | FuelCost | 0 | [6 empty] | 0.47464 | 0
LCP_Inputs_ON_Electric_IEA_2023_05_05 | 2039 | CH4 Salt Cavern Storage - ON | Storage | Methane | WC | Dispatch-Storage | VOM | 0 | [6 empty] | 0.47464 | 0
LCP_Inputs_ON_Electric_IEA_2023_05_05 | 2039 | Electrolyser 2020/2030 | Crossload | Hydrogen | MI | Dispatch-Crossload | EmissionsCost | 0 | [6 empty] | 0.47464 | 0
LCP_Inputs_ON_Electric_IEA_2023_05_05 | 2039 | Electrolyser 2020/2030 | Crossload | Hydrogen | MI | Dispatch-Crossload | FuelCost | 0 | [6 empty] | 0.47464 | 0
LCP_Inputs_ON_Electric_IEA_2023_05_05 | 2039 | Electrolyser 2020/2030 | Crossload | Hydrogen | MI | Dispatch-Crossload | VOM | 0 | [6 empty] | 0.47464 | 0
LCP_Inputs_ON_Electric_IEA_2023_05_05 | 2039 | Electrolyser 2020/2030 | Crossload | Hydrogen | NY | Dispatch-Crossload | EmissionsCost | 0 | [6 empty] | 0.47464 | 0
LCP_Inputs_ON_Electric_IEA_2023_05_05 | 2039 | Electrolyser 2020/2030 | Crossload | Hydrogen | NY | Dispatch-Crossload | FuelCost | 0 | [6 empty] | 0.47464 | 0
LCP_Inputs_ON_Electric_IEA_2023_05_05 | 2039 | Electrolyser 2020/2030 | Crossload | Hydrogen | NY | Dispatch-Crossload | VOM | 0 | [6 empty] | 0.47464 | 0
LCP_Inputs_ON_Electric_IEA_2023_05_05 | 2039 | Electrolyser 2020/2030 | Crossload | Hydrogen | ON | Dispatch-Crossload | EmissionsCost | 0 | [6 empty] | 0.47464 | 0
LCP_Inputs_ON_Electric_IEA_2023_05_05 | 2039 | Electrolyser 2020/2030 | Crossload | Hydrogen | ON | Dispatch-Crossload | FuelCost | 0 | [6 empty] | 0.47464 | 0
LCP_Inputs_ON_Electric_IEA_2023_05_05 | 2039 | Electrolyser 2020/2030 | Crossload | Hydrogen | ON | Dispatch-Crossload | VOM | 0 | [6 empty] | 0.47464 | 0
LCP_Inputs_ON_Electric_IEA_2023_05_05 | 2039 | Electrolyser 2020/2030 | Crossload | Hydrogen | PJ | Dispatch-Crossload | EmissionsCost | 0 | [6 empty] | 0.47464 | 0
LCP_Inputs_ON_Electric_IEA_2023_05_05 | 2039 | Electrolyser 2020/2030 | Crossload | Hydrogen | PJ | Dispatch-Crossload | FuelCost | 0 | [6 empty] | 0.47464 | 0
LCP_Inputs_ON_Electric_IEA_2023_05_05 | 2039 | Electrolyser 2020/2030 | Crossload | Hydrogen | PJ | Dispatch-Crossload | VOM | 0 | [6 empty] | 0.47464 | 0
LCP_Inputs_ON_Electric_IEA_2023_05_05 | 2039 | Electrolyser 2020/2030 | Crossload | Hydrogen | QC | Dispatch-Crossload | EmissionsCost | 0 | [6 empty] | 0.47464 | 0
LCP_Inputs_ON_Electric_IEA_2023_05_05 | 2039 | Electrolyser 2020/2030 | Crossload | Hydrogen | QC | Dispatch-Crossload | FuelCost | 0 | [6 empty] | 0.47464 | 0
LCP_Inputs_ON_Electric_IEA_2023_05_05 | 2039 | Electrolyser 2020/2030 | Crossload | Hydrogen | QC | Dispatch-Crossload | VOM | 0 | [6 empty] | 0.47464 | 0
LCP_Inputs_ON_Electric_IEA_2023_05_05 | 2039 | Electrolyser 2020/2030 | Crossload | Hydrogen | WC | Dispatch-Crossload | EmissionsCost | 0 | [6 empty] | 0.47464 | 0
LCP_Inputs_ON_Electric_IEA_2023_05_05 | 2039 | Electrolyser 2020/2030 | Crossload | Hydrogen | WC | Dispatch-Crossload | FuelCost | 0 | [6 empty] | 0.47464 | 0
LCP_Inputs_ON_Electric_IEA_2023_05_05 | 2039 | Electrolyser 2020/2030 | Crossload | Hydrogen | WC | Dispatch-Crossload | VOM | 0 | [6 empty] | 0.47464 | 0
LCP_Inputs_ON_Electric_IEA_2023_05_05 | 2039 | Electrolyser 2040 | Crossload | Hydrogen | MI | Dispatch-Crossload | EmissionsCost | 0 | [6 empty] | 0.47464 | 0
LCP_Inputs_ON_Electric_IEA_2023_05_05 | 2039 | Electrolyser 2040 | Crossload | Hydrogen | MI | Dispatch-Crossload | FuelCost | 0 | [6 empty] | 0.47464 | 0
LCP_Inputs_ON_Electric_IEA_2023_05_05 | 2039 | Electrolyser 2040 | Crossload | Hydrogen | MI | Dispatch-Crossload | VOM | 0 | [6 empty] | 0.47464 | 0
LCP_Inputs_ON_Electric_IEA_2023_05_05 | 2039 | Electrolyser 2040 | Crossload | Hydrogen | NY | Dispatch-Crossload | EmissionsCost | 0 | [6 empty] | 0.47464 | 0
LCP_Inputs_ON_Electric_IEA_2023_05_05 | 2039 | Electrolyser 2040 | Crossload | Hydrogen | NY | Dispatch-Crossload | FuelCost | 0 | [6 empty] | 0.47464 | 0
LCP_Inputs_ON_Electric_IEA_2023_05_05 | 2039 | Electrolyser 2040 | Crossload | Hydrogen | NY | Dispatch-Crossload | VOM | 0 | [6 empty] | 0.47464 | 0
LCP_Inputs_ON_Electric_IEA_2023_05_05 | 2039 | Electrolyser 2040 | Crossload | Hydrogen | ON | Dispatch-Crossload | EmissionsCost | 0 | [6 empty] | 0.47464 | 0
LCP_Inputs_ON_Electric_IEA_2023_05_05 | 2039 | Electrolyser 2040 | Crossload | Hydrogen | ON | Dispatch-Crossload | FuelCost | 0 | [6 empty] | 0.47464 | 0
LCP_Inputs_ON_Electric_IEA_2023_05_05 | 2039 | Electrolyser 2040 | Crossload | Hydrogen | ON | Dispatch-Crossload | VOM | 0 | [6 empty] | 0.47464 | 0
LCP_Inputs_ON_Electric_IEA_2023_05_05 | 2039 | Electrolyser 2040 | Crossload | Hydrogen | PJ | Dispatch-Crossload | EmissionsCost | 0 | [6 empty] | 0.47464 | 0
LCP_Inputs_ON_Electric_IEA_2023_05_05 | 2039 | Electrolyser 2040 | Crossload | Hydrogen | PJ | Dispatch-Crossload | FuelCost | 0 | [6 empty] | 0.47464 | 0
LCP_Inputs_ON_Electric_IEA_2023_05_05 | 2039 | Electrolyser 2040 | Crossload | Hydrogen | PJ | Dispatch-Crossload | VOM | 0 | [6 empty] | 0.47464 | 0
LCP_Inputs_ON_Electric_IEA_2023_05_05 | 2039 | Electrolyser 2040 | Crossload | Hydrogen | QC | Dispatch-Crossload | EmissionsCost | 0 | [6 empty] | 0.47464 | 0
LCP_Inputs_ON_Electric_IEA_2023_05_05 | 2039 | Electrolyser 2040 | Crossload | Hydrogen | QC | Dispatch-Crossload | FuelCost | 0 | [6 empty] | 0.47464 | 0
LCP_Inputs_ON_Electric_IEA_2023_05_05 | 2039 | Electrolyser 2040 | Crossload | Hydrogen | QC | Dispatch-Crossload | VOM | 0 | [6 empty] | 0.47464 | 0
LCP_Inputs_ON_Electric_IEA_2023_05_05 | 2039 | Electrolyser 2040 | Crossload | Hydrogen | WC | Dispatch-Crossload | EmissionsCost | 0 | [6 empty] | 0.47464 | 0
LCP_Inputs_ON_Electric_IEA_2023_05_05 | 2039 | Electrolyser 2040 | Crossload | Hydrogen | WC | Dispatch-Crossload | FuelCost | 0 | [6 empty] | 0.47464 | 0
LCP_Inputs_ON_Electric_IEA_2023_05_05 | 2039 | Electrolyser 2040 | Crossload | Hydrogen | WC | Dispatch-Crossload | VOM | 0 | [6 empty] | 0.47464 | 0
LCP_Inputs_ON_Electric_IEA_2023_05_05 | 2039 | Electrolyser 2050 | Crossload | Hydrogen | MI | Dispatch-Crossload | EmissionsCost | 0 | [6 empty] | 0.47464 | 0
LCP_Inputs_ON_Electric_IEA_2023_05_05 | 2039 | Electrolyser 2050 | Crossload | Hydrogen | MI | Dispatch-Crossload | FuelCost | 0 | [6 empty] | 0.47464 | 0
LCP_Inputs_ON_Electric_IEA_2023_05_05 | 2039 | Electrolyser 2050 | Crossload | Hydrogen | MI | Dispatch-Crossload | VOM | 0 | [6 empty] | 0.47464 | 0
LCP_Inputs_ON_Electric_IEA_2023_05_05 | 2039 | Electrolyser 2050 | Crossload | Hydrogen | NY | Dispatch-Crossload | EmissionsCost | 0 | [6 empty] | 0.47464 | 0
LCP_Inputs_ON_Electric_IEA_2023_05_05 | 2039 | Electrolyser 2050 | Crossload | Hydrogen | NY | Dispatch-Crossload | FuelCost | 0 | [6 empty] | 0.47464 | 0
LCP_Inputs_ON_Electric_IEA_2023_05_05 | 2039 | Electrolyser 2050 | Crossload | Hydrogen | NY | Dispatch-Crossload | VOM | 0 | [6 empty] | 0.47464 | 0
LCP_Inputs_ON_Electric_IEA_2023_05_05 | 2039 | Electrolyser 2050 | Crossload | Hydrogen | ON | Dispatch-Crossload | EmissionsCost | 0 | [6 empty] | 0.47464 | 0
LCP_Inputs_ON_Electric_IEA_2023_05_05 | 2039 | Electrolyser 2050 | Crossload | Hydrogen | ON | Dispatch-Crossload | FuelCost | 0 | [6 empty] | 0.47464 | 0
LCP_Inputs_ON_Electric_IEA_2023_05_05 | 2039 | Electrolyser 2050 | Crossload | Hydrogen | ON | Dispatch-Crossload | VOM | 0 | [6 empty] | 0.47464 | 0
LCP_Inputs_ON_Electric_IEA_2023_05_05 | 2039 | Electrolyser 2050 | Crossload | Hydrogen | PJ | Dispatch-Crossload | EmissionsCost | 0 | [6 empty] | 0.47464 | 0
LCP_Inputs_ON_Electric_IEA_2023_05_05 | 2039 | Electrolyser 2050 | Crossload | Hydrogen | PJ | Dispatch-Crossload | FuelCost | 0 | [6 empty] | 0.47464 | 0
LCP_Inputs_ON_Electric_IEA_2023_05_05 | 2039 | Electrolyser 2050 | Crossload | Hydrogen | PJ | Dispatch-Crossload | VOM | 0 | [6 empty] | 0.47464 | 0
LCP_Inputs_ON_Electric_IEA_2023_05_05 | 2039 | Electrolyser 2050 | Crossload | Hydrogen | QC | Dispatch-Crossload | EmissionsCost | 0 | [6 empty] | 0.47464 | 0
LCP_Inputs_ON_Electric_IEA_2023_05_05 | 2039 | Electrolyser 2050 | Crossload | Hydrogen | QC | Dispatch-Crossload | FuelCost | 0 | [6 empty] | 0.47464 | 0
LCP_Inputs_ON_Electric_IEA_2023_05_05 | 2039 | Electrolyser 2050 | Crossload | Hydrogen | QC | Dispatch-Crossload | VOM | 0 | [6 empty] | 0.47464 | 0
LCP_Inputs_ON_Electric_IEA_2023_05_05 | 2039 | Electrolyser 2050 | Crossload | Hydrogen | WC | Dispatch-Crossload | EmissionsCost | 0 | [6 empty] | 0.47464 | 0
LCP_Inputs_ON_Electric_IEA_2023_05_05 | 2039 | Electrolyser 2050 | Crossload | Hydrogen | WC | Dispatch-Crossload | FuelCost | 0 | [6 empty] | 0.47464 | 0
LCP_Inputs_ON_Electric_IEA_2023_05_05 | 2039 | Electrolyser 2050 | Crossload | Hydrogen | WC | Dispatch-Crossload | VOM | 0 | [6 empty] | 0.47464 | 0
LCP_Inputs_ON_Electric_IEA_2023_05_05 | 2039 | Fossil Fuel Thermal (Coal, Peat, Oil) | Generation | Electricity | MI | Dispatch-Generation | EmissionsCost | 0 | [6 empty] | 0.47464 | 0
LCP_Inputs_ON_Electric_IEA_2023_05_05 | 2039 | Fossil Fuel Thermal (Coal, Peat, Oil) | Generation | Electricity | MI | Dispatch-Generation | FuelCost | 0 | [6 empty] | 0.47464 | 0
LCP_Inputs_ON_Electric_IEA_2023_05_05 | 2039 | Fossil Fuel Thermal (Coal, Peat, Oil) | Generation | Electricity | MI | Dispatch-Generation | VOM | 0 | [6 empty] | 0.47464 | 0
LCP_Inputs_ON_Electric_IEA_2023_05_05 | 2039 | Fossil Fuel Thermal (Coal, Peat, Oil) | Generation | Electricity | NY | Dispatch-Generation | EmissionsCost | 0 | [6 empty] | 0.47464 | 0
LCP_Inputs_ON_Electric_IEA_2023_05_05 | 2039 | Fossil Fuel Thermal (Coal, Peat, Oil) | Generation | Electricity | NY | Dispatch-Generation | FuelCost | 0 | [6 empty] | 0.47464 | 0
LCP_Inputs_ON_Electric_IEA_2023_05_05 | 2039 | Fossil Fuel Thermal (Coal, Peat, Oil) | Generation | Electricity | NY | Dispatch-Generation | VOM | 0 | [6 empty] | 0.47464 | 0
LCP_Inputs_ON_Electric_IEA_2023_05_05 | 2039 | Fossil Fuel Thermal (Coal, Peat, Oil) | Generation | Electricity | ON | Dispatch-Generation | EmissionsCost | 0 | [6 empty] | 0.47464 | 0
LCP_Inputs_ON_Electric_IEA_2023_05_05 | 2039 | Fossil Fuel Thermal (Coal, Peat, Oil) | Generation | Electricity | ON | Dispatch-Generation | FuelCost | 0 | [6 empty] | 0.47464 | 0
LCP_Inputs_ON_Electric_IEA_2023_05_05 | 2039 | Fossil Fuel Thermal (Coal, Peat, Oil) | Generation | Electricity | ON | Dispatch-Generation | VOM | 0 | [6 empty] | 0.47464 | 0
LCP_Inputs_ON_Electric_IEA_2023_05_05 | 2039 | Fossil Fuel Thermal (Coal, Peat, Oil) | Generation | Electricity | PJ | Dispatch-Generation | EmissionsCost | 0 | [6 empty] | 0.47464 | 0
LCP_Inputs_ON_Electric_IEA_2023_05_05 | 2039 | Fossil Fuel Thermal (Coal, Peat, Oil) | Generation | Electricity | PJ | Dispatch-Generation | FuelCost | 0 | [6 empty] | 0.47464 | 0
LCP_Inputs_ON_Electric_IEA_2023_05_05 | 2039 | Fossil Fuel Thermal (Coal, Peat, Oil) | Generation | Electricity | PJ | Dispatch-Generation | VOM | 0 | [6 empty] | 0.47464 | 0
LCP_Inputs_ON_Electric_IEA_2023_05_05 | 2039 | Fossil Fuel Thermal (Coal, Peat, Oil) | Generation | Electricity | QC | Dispatch-Generation | EmissionsCost | 0 | [6 empty] | 0.47464 | 0
LCP_Inputs_ON_Electric_IEA_2023_05_05 | 2039 | Fossil Fuel Thermal (Coal, Peat, Oil) | Generation | Electricity | QC | Dispatch-Generation | FuelCost | 0 | [6 empty] | 0.47464 | 0
LCP_Inputs_ON_Electric_IEA_2023_05_05 | 2039 | Fossil Fuel Thermal (Coal, Peat, Oil) | Generation | Electricity | QC | Dispatch-Generation | VOM | 0 | [6 empty] | 0.47464 | 0
LCP_Inputs_ON_Electric_IEA_2023_05_05 | 2039 | Fossil Fuel Thermal (Coal, Peat, Oil) | Generation | Electricity | WC | Dispatch-Generation | EmissionsCost | 0 | [6 empty] | 0.47464 | 0
LCP_Inputs_ON_Electric_IEA_2023_05_05 | 2039 | Fossil Fuel Thermal (Coal, Peat, Oil) | Generation | Electricity | WC | Dispatch-Generation | FuelCost | 0 | [6 empty] | 0.47464 | 0
LCP_Inputs_ON_Electric_IEA_2023_05_05 | 2039 | Fossil Fuel Thermal (Coal, Peat, Oil) | Generation | Electricity | WC | Dispatch-Generation | VOM | 0 | [6 empty] | 0.47464 | 0
LCP_Inputs_ON_Electric_IEA_2023_05_05 | 2039 | Generic - Generator | Generation | Electricity | MI | Dispatch-Generation | EmissionsCost | 0 | [6 empty] | 0.47464 | 0
LCP_Inputs_ON_Electric_IEA_2023_05_05 | 2039 | Generic - Generator | Generation | Electricity | MI | Dispatch-Generation | FuelCost | 1794585963.3865 | [6 empty] | 0.47464 | 851786631.8267
LCP_Inputs_ON_Electric_IEA_2023_05_05 | 2039 | Generic - Generator | Generation | Electricity | MI | Dispatch-Generation | VOM | 62669128.1502 | [6 empty] | 0.47464 | 29745426.8983
LCP_Inputs_ON_Electric_IEA_2023_05_05 | 2039 | Generic - Generator | Generation | Electricity | NY | Dispatch-Generation | EmissionsCost | 0 | [6 empty] | 0.47464 | 0
LCP_Inputs_ON_Electric_IEA_2023_05_05 | 2039 | Generic - Generator | Generation | Electricity | NY | Dispatch-Generation | FuelCost | 797307477.8972 | [6 empty] | 0.47464 | 378435954.0218
LCP_Inputs_ON_Electric_IEA_2023_05_05 | 2039 | Generic - Generator | Generation | Electricity | NY | Dispatch-Generation | VOM | 27842948.4722 | [6 empty] | 0.47464 | 13215444.5555
LCP_Inputs_ON_Electric_IEA_2023_05_05 | 2039 | Generic - Generator | Generation | Electricity | ON | Dispatch-Generation | EmissionsCost | 0 | [6 empty] | 0.47464 | 0
LCP_Inputs_ON_Electric_IEA_2023_05_05 | 2039 | Generic - Generator | Generation | Electricity | ON | Dispatch-Generation | FuelCost | 0 | [6 empty] | 0.47464 | 0
LCP_Inputs_ON_Electric_IEA_2023_05_05 | 2039 | Generic - Generator | Generation | Electricity | ON | Dispatch-Generation | VOM | 0 | [6 empty] | 0.47464 | 0
LCP_Inputs_ON_Electric_IEA_2023_05_05 | 2039 | Generic - Generator | Generation | Electricity | PJ | Dispatch-Generation | EmissionsCost | 0 | [6 empty] | 0.47464 | 0
LCP_Inputs_ON_Electric_IEA_2023_05_05 | 2039 | Generic - Generator | Generation | Electricity | PJ | Dispatch-Generation | FuelCost | 7303522587.8806 | [6 empty] | 0.47464 | 3466561665.2108
LCP_Inputs_ON_Electric_IEA_2023_05_05 | 2039 | Generic - Generator | Generation | Electricity | PJ | Dispatch-Generation | VOM | 255047906.5067 | [6 empty] | 0.47464 | 121056556.593
LCP_Inputs_ON_Electric_IEA_2023_05_05 | 2039 | Generic - Generator | Generation | Electricity | QC | Dispatch-Generation | EmissionsCost | 0 | [6 empty] | 0.47464 | 0
LCP_Inputs_ON_Electric_IEA_2023_05_05 | 2039 | Generic - Generator | Generation | Electricity | QC | Dispatch-Generation | FuelCost | 0 | [6 empty] | 0.47464 | 0
LCP_Inputs_ON_Electric_IEA_2023_05_05 | 2039 | Generic - Generator | Generation | Electricity | QC | Dispatch-Generation | VOM | 0 | [6 empty] | 0.47464 | 0
LCP_Inputs_ON_Electric_IEA_2023_05_05 | 2039 | Generic - Generator | Generation | Electricity | WC | Dispatch-Generation | EmissionsCost | 0 | [6 empty] | 0.47464 | 0
LCP_Inputs_ON_Electric_IEA_2023_05_05 | 2039 | Generic - Generator | Generation | Electricity | WC | Dispatch-Generation | FuelCost | 1734119.8634 | [6 empty] | 0.47464 | 823086.8555
LCP_Inputs_ON_Electric_IEA_2023_05_05 | 2039 | Generic - Generator | Generation | Electricity | WC | Dispatch-Generation | VOM | 60557.5783 | [6 empty] | 0.47464 | 28743.1957
LCP_Inputs_ON_Electric_IEA_2023_05_05 | 2039 | H2 Import - QC | Import | Hydrogen | MI | Dispatch-Import | EmissionsCost | 0 | [6 empty] | 0.47464 | 0
LCP_Inputs_ON_Electric_IEA_2023_05_05 | 2039 | H2 Import - QC | Import | Hydrogen | MI | Dispatch-Import | FuelCost | 0 | [6 empty] | 0.47464 | 0
LCP_Inputs_ON_Electric_IEA_2023_05_05 | 2039 | H2 Import - QC | Import | Hydrogen | MI | Dispatch-Import | VOM | 0 | [6 empty] | 0.47464 | 0
LCP_Inputs_ON_Electric_IEA_2023_05_05 | 2039 | H2 Import - QC | Import | Hydrogen | NY | Dispatch-Import | EmissionsCost | 0 | [6 empty] | 0.47464 | 0
LCP_Inputs_ON_Electric_IEA_2023_05_05 | 2039 | H2 Import - QC | Import | Hydrogen | NY | Dispatch-Import | FuelCost | 0 | [6 empty] | 0.47464 | 0
LCP_Inputs_ON_Electric_IEA_2023_05_05 | 2039 | H2 Import - QC | Import | Hydrogen | NY | Dispatch-Import | VOM | 0 | [6 empty] | 0.47464 | 0
LCP_Inputs_ON_Electric_IEA_2023_05_05 | 2039 | H2 Import - QC | Import | Hydrogen | ON | Dispatch-Import | EmissionsCost | 0 | [6 empty] | 0.47464 | 0
LCP_Inputs_ON_Electric_IEA_2023_05_05 | 2039 | H2 Import - QC | Import | Hydrogen | ON | Dispatch-Import | FuelCost | 0 | [6 empty] | 0.47464 | 0
LCP_Inputs_ON_Electric_IEA_2023_05_05 | 2039 | H2 Import - QC | Import | Hydrogen | ON | Dispatch-Import | VOM | 0 | [6 empty] | 0.47464 | 0
LCP_Inputs_ON_Electric_IEA_2023_05_05 | 2039 | H2 Import - QC | Import | Hydrogen | PJ | Dispatch-Import | EmissionsCost | 0 | [6 empty] | 0.47464 | 0
LCP_Inputs_ON_Electric_IEA_2023_05_05 | 2039 | H2 Import - QC | Import | Hydrogen | PJ | Dispatch-Import | FuelCost | 0 | [6 empty] | 0.47464 | 0
LCP_Inputs_ON_Electric_IEA_2023_05_05 | 2039 | H2 Import - QC | Import | Hydrogen | PJ | Dispatch-Import | VOM | 0 | [6 empty] | 0.47464 | 0
LCP_Inputs_ON_Electric_IEA_2023_05_05 | 2039 | H2 Import - QC | Import | Hydrogen | QC | Dispatch-Import | EmissionsCost | 0 | [6 empty] | 0.47464 | 0
LCP_Inputs_ON_Electric_IEA_2023_05_05 | 2039 | H2 Import - QC | Import | Hydrogen | QC | Dispatch-Import | FuelCost | 0 | [6 empty] | 0.47464 | 0
LCP_Inputs_ON_Electric_IEA_2023_05_05 | 2039 | H2 Import - QC | Import | Hydrogen | QC | Dispatch-Import | VOM | 0 | [6 empty] | 0.47464 | 0
LCP_Inputs_ON_Electric_IEA_2023_05_05 | 2039 | H2 Import - QC | Import | Hydrogen | WC | Dispatch-Import | EmissionsCost | 0 | [6 empty] | 0.47464 | 0
LCP_Inputs_ON_Electric_IEA_2023_05_05 | 2039 | H2 Import - QC | Import | Hydrogen | WC | Dispatch-Import | FuelCost | 0 | [6 empty] | 0.47464 | 0
LCP_Inputs_ON_Electric_IEA_2023_05_05 | 2039 | H2 Import - QC | Import | Hydrogen | WC | Dispatch-Import | VOM | 0 | [6 empty] | 0.47464 | 0
LCP_Inputs_ON_Electric_IEA_2023_05_05 | 2039 | H2 Import - WC | Import | Hydrogen | MI | Dispatch-Import | EmissionsCost | 0 | [6 empty] | 0.47464 | 0
LCP_Inputs_ON_Electric_IEA_2023_05_05 | 2039 | H2 Import - WC | Import | Hydrogen | MI | Dispatch-Import | FuelCost | 0 | [6 empty] | 0.47464 | 0
LCP_Inputs_ON_Electric_IEA_2023_05_05 | 2039 | H2 Import - WC | Import | Hydrogen | MI | Dispatch-Import | VOM | 0 | [6 empty] | 0.47464 | 0
LCP_Inputs_ON_Electric_IEA_2023_05_05 | 2039 | H2 Import - WC | Import | Hydrogen | NY | Dispatch-Import | EmissionsCost | 0 | [6 empty] | 0.47464 | 0
LCP_Inputs_ON_Electric_IEA_2023_05_05 | 2039 | H2 Import - WC | Import | Hydrogen | NY | Dispatch-Import | FuelCost | 0 | [6 empty] | 0.47464 | 0
LCP_Inputs_ON_Electric_IEA_2023_05_05 | 2039 | H2 Import - WC | Import | Hydrogen | NY | Dispatch-Import | VOM | 0 | [6 empty] | 0.47464 | 0
LCP_Inputs_ON_Electric_IEA_2023_05_05 | 2039 | H2 Import - WC | Import | Hydrogen | ON | Dispatch-Import | EmissionsCost | 0 | [6 empty] | 0.47464 | 0
LCP_Inputs_ON_Electric_IEA_2023_05_05 | 2039 | H2 Import - WC | Import | Hydrogen | ON | Dispatch-Import | FuelCost | 0 | [6 empty] | 0.47464 | 0
LCP_Inputs_ON_Electric_IEA_2023_05_05 | 2039 | H2 Import - WC | Import | Hydrogen | ON | Dispatch-Import | VOM | 0 | [6 empty] | 0.47464 | 0
LCP_Inputs_ON_Electric_IEA_2023_05_05 | 2039 | H2 Import - WC | Import | Hydrogen | PJ | Dispatch-Import | EmissionsCost | 0 | [6 empty] | 0.47464 | 0
LCP_Inputs_ON_Electric_IEA_2023_05_05 | 2039 | H2 Import - WC | Import | Hydrogen | PJ | Dispatch-Import | FuelCost | 0 | [6 empty] | 0.47464 | 0
LCP_Inputs_ON_Electric_IEA_2023_05_05 | 2039 | H2 Import - WC | Import | Hydrogen | PJ | Dispatch-Import | VOM | 0 | [6 empty] | 0.47464 | 0
LCP_Inputs_ON_Electric_IEA_2023_05_05 | 2039 | H2 Import - WC | Import | Hydrogen | QC | Dispatch-Import | EmissionsCost | 0 | [6 empty] | 0.47464 | 0
LCP_Inputs_ON_Electric_IEA_2023_05_05 | 2039 | H2 Import - WC | Import | Hydrogen | QC | Dispatch-Import | FuelCost | 0 | [6 empty] | 0.47464 | 0
LCP_Inputs_ON_Electric_IEA_2023_05_05 | 2039 | H2 Import - WC | Import | Hydrogen | QC | Dispatch-Import | VOM | 0 | [6 empty] | 0.47464 | 0
LCP_Inputs_ON_Electric_IEA_2023_05_05 | 2039 | H2 Import - WC | Import | Hydrogen | WC | Dispatch-Import | EmissionsCost | 0 | [6 empty] | 0.47464 | 0
LCP_Inputs_ON_Electric_IEA_2023_05_05 | 2039 | H2 Import - WC | Import | Hydrogen | WC | Dispatch-Import | FuelCost | 0 | [6 empty] | 0.47464 | 0
LCP_Inputs_ON_Electric_IEA_2023_05_05 | 2039 | H2 Import - WC | Import | Hydrogen | WC | Dispatch-Import | VOM | 0 | [6 empty] | 0.47464 | 0
LCP_Inputs_ON_Electric_IEA_2023_05_05 | 2039 | H2 Salt Cavern Storage - ON | Storage | Hydrogen | MI | Dispatch-Storage | EmissionsCost | 0 | [6 empty] | 0.47464 | 0
LCP_Inputs_ON_Electric_IEA_2023_05_05 | 2039 | H2 Salt Cavern Storage - ON | Storage | Hydrogen | MI | Dispatch-Storage | FuelCost | 0 | [6 empty] | 0.47464 | 0
LCP_Inputs_ON_Electric_IEA_2023_05_05 | 2039 | H2 Salt Cavern Storage - ON | Storage | Hydrogen | MI | Dispatch-Storage | VOM | 0 | [6 empty] | 0.47464 | 0
LCP_Inputs_ON_Electric_IEA_2023_05_05 | 2039 | H2 Salt Cavern Storage - ON | Storage | Hydrogen | NY | Dispatch-Storage | EmissionsCost | 0 | [6 empty] | 0.47464 | 0
LCP_Inputs_ON_Electric_IEA_2023_05_05 | 2039 | H2 Salt Cavern Storage - ON | Storage | Hydrogen | NY | Dispatch-Storage | FuelCost | 0 | [6 empty] | 0.47464 | 0
LCP_Inputs_ON_Electric_IEA_2023_05_05 | 2039 | H2 Salt Cavern Storage - ON | Storage | Hydrogen | NY | Dispatch-Storage | VOM | 0 | [6 empty] | 0.47464 | 0
LCP_Inputs_ON_Electric_IEA_2023_05_05 | 2039 | H2 Salt Cavern Storage - ON | Storage | Hydrogen | ON | Dispatch-Storage | EmissionsCost | 0 | [6 empty] | 0.47464 | 0
LCP_Inputs_ON_Electric_IEA_2023_05_05 | 2039 | H2 Salt Cavern Storage - ON | Storage | Hydrogen | ON | Dispatch-Storage | FuelCost | 0 | [6 empty] | 0.47464 | 0
LCP_Inputs_ON_Electric_IEA_2023_05_05 | 2039 | H2 Salt Cavern Storage - ON | Storage | Hydrogen | ON | Dispatch-Storage | VOM | 12004507.7434 | [6 empty] | 0.47464 | 5697848.6549
LCP_Inputs_ON_Electric_IEA_2023_05_05 | 2039 | H2 Salt Cavern Storage - ON | Storage | Hydrogen | PJ | Dispatch-Storage | EmissionsCost | 0 | [6 empty] | 0.47464 | 0
LCP_Inputs_ON_Electric_IEA_2023_05_05 | 2039 | H2 Salt Cavern Storage - ON | Storage | Hydrogen | PJ | Dispatch-Storage | FuelCost | 0 | [6 empty] | 0.47464 | 0
LCP_Inputs_ON_Electric_IEA_2023_05_05 | 2039 | H2 Salt Cavern Storage - ON | Storage | Hydrogen | PJ | Dispatch-Storage | VOM | 0 | [6 empty] | 0.47464 | 0
LCP_Inputs_ON_Electric_IEA_2023_05_05 | 2039 | H2 Salt Cavern Storage - ON | Storage | Hydrogen | QC | Dispatch-Storage | EmissionsCost | 0 | [6 empty] | 0.47464 | 0
LCP_Inputs_ON_Electric_IEA_2023_05_05 | 2039 | H2 Salt Cavern Storage - ON | Storage | Hydrogen | QC | Dispatch-Storage | FuelCost | 0 | [6 empty] | 0.47464 | 0
LCP_Inputs_ON_Electric_IEA_2023_05_05 | 2039 | H2 Salt Cavern Storage - ON | Storage | Hydrogen | QC | Dispatch-Storage | VOM | 0 | [6 empty] | 0.47464 | 0
LCP_Inputs_ON_Electric_IEA_2023_05_05 | 2039 | H2 Salt Cavern Storage - ON | Storage | Hydrogen | WC | Dispatch-Storage | EmissionsCost | 0 | [6 empty] | 0.47464 | 0
LCP_Inputs_ON_Electric_IEA_2023_05_05 | 2039 | H2 Salt Cavern Storage - ON | Storage | Hydrogen | WC | Dispatch-Storage | FuelCost | 0 | [6 empty] | 0.47464 | 0
LCP_Inputs_ON_Electric_IEA_2023_05_05 | 2039 | H2 Salt Cavern Storage - ON | Storage | Hydrogen | WC | Dispatch-Storage | VOM | 0 | [6 empty] | 0.47464 | 0
LCP_Inputs_ON_Electric_IEA_2023_05_05 | 2039 | Hydro | Generation | Electricity | MI | Dispatch-Generation | EmissionsCost | 0 | [6 empty] | 0.47464 | 0
LCP_Inputs_ON_Electric_IEA_2023_05_05 | 2039 | Hydro | Generation | Electricity | MI | Dispatch-Generation | FuelCost | 0 | [6 empty] | 0.47464 | 0
LCP_Inputs_ON_Electric_IEA_2023_05_05 | 2039 | Hydro | Generation | Electricity | MI | Dispatch-Generation | VOM | 0 | [6 empty] | 0.47464 | 0
LCP_Inputs_ON_Electric_IEA_2023_05_05 | 2039 | Hydro | Generation | Electricity | NY | Dispatch-Generation | EmissionsCost | 0 | [6 empty] | 0.47464 | 0
LCP_Inputs_ON_Electric_IEA_2023_05_05 | 2039 | Hydro | Generation | Electricity | NY | Dispatch-Generation | FuelCost | 0 | [6 empty] | 0.47464 | 0
LCP_Inputs_ON_Electric_IEA_2023_05_05 | 2039 | Hydro | Generation | Electricity | NY | Dispatch-Generation | VOM | 0 | [6 empty] | 0.47464 | 0
LCP_Inputs_ON_Electric_IEA_2023_05_05 | 2039 | Hydro | Generation | Electricity | ON | Dispatch-Generation | EmissionsCost | 0 | [6 empty] | 0.47464 | 0
LCP_Inputs_ON_Electric_IEA_2023_05_05 | 2039 | Hydro | Generation | Electricity | ON | Dispatch-Generation | FuelCost | 0 | [6 empty] | 0.47464 | 0
LCP_Inputs_ON_Electric_IEA_2023_05_05 | 2039 | Hydro | Generation | Electricity | ON | Dispatch-Generation | VOM | 0 | [6 empty] | 0.47464 | 0
LCP_Inputs_ON_Electric_IEA_2023_05_05 | 2039 | Hydro | Generation | Electricity | PJ | Dispatch-Generation | EmissionsCost | 0 | [6 empty] | 0.47464 | 0
LCP_Inputs_ON_Electric_IEA_2023_05_05 | 2039 | Hydro | Generation | Electricity | PJ | Dispatch-Generation | FuelCost | 0 | [6 empty] | 0.47464 | 0
LCP_Inputs_ON_Electric_IEA_2023_05_05 | 2039 | Hydro | Generation | Electricity | PJ | Dispatch-Generation | VOM | 0 | [6 empty] | 0.47464 | 0
LCP_Inputs_ON_Electric_IEA_2023_05_05 | 2039 | Hydro | Generation | Electricity | QC | Dispatch-Generation | EmissionsCost | 0 | [6 empty] | 0.47464 | 0
LCP_Inputs_ON_Electric_IEA_2023_05_05 | 2039 | Hydro | Generation | Electricity | QC | Dispatch-Generation | FuelCost | 0 | [6 empty] | 0.47464 | 0
LCP_Inputs_ON_Electric_IEA_2023_05_05 | 2039 | Hydro | Generation | Electricity | QC | Dispatch-Generation | VOM | 0 | [6 empty] | 0.47464 | 0
LCP_Inputs_ON_Electric_IEA_2023_05_05 | 2039 | Hydro | Generation | Electricity | WC | Dispatch-Generation | EmissionsCost | 0 | [6 empty] | 0.47464 | 0
LCP_Inputs_ON_Electric_IEA_2023_05_05 | 2039 | Hydro | Generation | Electricity | WC | Dispatch-Generation | FuelCost | 0 | [6 empty] | 0.47464 | 0
LCP_Inputs_ON_Electric_IEA_2023_05_05 | 2039 | Hydro | Generation | Electricity | WC | Dispatch-Generation | VOM | 0 | [6 empty] | 0.47464 | 0
LCP_Inputs_ON_Electric_IEA_2023_05_05 | 2039 | Hydro Pumped Storage | Storage | Electricity | MI | Dispatch-Storage | EmissionsCost | 0 | [6 empty] | 0.47464 | 0
LCP_Inputs_ON_Electric_IEA_2023_05_05 | 2039 | Hydro Pumped Storage | Storage | Electricity | MI | Dispatch-Storage | FuelCost | 0 | [6 empty] | 0.47464 | 0
LCP_Inputs_ON_Electric_IEA_2023_05_05 | 2039 | Hydro Pumped Storage | Storage | Electricity | MI | Dispatch-Storage | VOM | 0 | [6 empty] | 0.47464 | 0
LCP_Inputs_ON_Electric_IEA_2023_05_05 | 2039 | Hydro Pumped Storage | Storage | Electricity | NY | Dispatch-Storage | EmissionsCost | 0 | [6 empty] | 0.47464 | 0
LCP_Inputs_ON_Electric_IEA_2023_05_05 | 2039 | Hydro Pumped Storage | Storage | Electricity | NY | Dispatch-Storage | FuelCost | 0 | [6 empty] | 0.47464 | 0
LCP_Inputs_ON_Electric_IEA_2023_05_05 | 2039 | Hydro Pumped Storage | Storage | Electricity | NY | Dispatch-Storage | VOM | 0 | [6 empty] | 0.47464 | 0
LCP_Inputs_ON_Electric_IEA_2023_05_05 | 2039 | Hydro Pumped Storage | Storage | Electricity | ON | Dispatch-Storage | EmissionsCost | 0 | [6 empty] | 0.47464 | 0
LCP_Inputs_ON_Electric_IEA_2023_05_05 | 2039 | Hydro Pumped Storage | Storage | Electricity | ON | Dispatch-Storage | FuelCost | 0 | [6 empty] | 0.47464 | 0
LCP_Inputs_ON_Electric_IEA_2023_05_05 | 2039 | Hydro Pumped Storage | Storage | Electricity | ON | Dispatch-Storage | VOM | 0 | [6 empty] | 0.47464 | 0
LCP_Inputs_ON_Electric_IEA_2023_05_05 | 2039 | Hydro Pumped Storage | Storage | Electricity | PJ | Dispatch-Storage | EmissionsCost | 0 | [6 empty] | 0.47464 | 0
LCP_Inputs_ON_Electric_IEA_2023_05_05 | 2039 | Hydro Pumped Storage | Storage | Electricity | PJ | Dispatch-Storage | FuelCost | 0 | [6 empty] | 0.47464 | 0
LCP_Inputs_ON_Electric_IEA_2023_05_05 | 2039 | Hydro Pumped Storage | Storage | Electricity | PJ | Dispatch-Storage | VOM | 0 | [6 empty] | 0.47464 | 0
LCP_Inputs_ON_Electric_IEA_2023_05_05 | 2039 | Hydro Pumped Storage | Storage | Electricity | QC | Dispatch-Storage | EmissionsCost | 0 | [6 empty] | 0.47464 | 0
LCP_Inputs_ON_Electric_IEA_2023_05_05 | 2039 | Hydro Pumped Storage | Storage | Electricity | QC | Dispatch-Storage | FuelCost | 0 | [6 empty] | 0.47464 | 0
LCP_Inputs_ON_Electric_IEA_2023_05_05 | 2039 | Hydro Pumped Storage | Storage | Electricity | QC | Dispatch-Storage | VOM | 0 | [6 empty] | 0.47464 | 0
LCP_Inputs_ON_Electric_IEA_2023_05_05 | 2039 | Hydro Pumped Storage | Storage | Electricity | WC | Dispatch-Storage | EmissionsCost | 0 | [6 empty] | 0.47464 | 0
LCP_Inputs_ON_Electric_IEA_2023_05_05 | 2039 | Hydro Pumped Storage | Storage | Electricity | WC | Dispatch-Storage | FuelCost | 0 | [6 empty] | 0.47464 | 0
LCP_Inputs_ON_Electric_IEA_2023_05_05 | 2039 | Hydro Pumped Storage | Storage | Electricity | WC | Dispatch-Storage | VOM | 0 | [6 empty] | 0.47464 | 0
LCP_Inputs_ON_Electric_IEA_2023_05_05 | 2039 | Nuclear | Generation | Electricity | MI | Dispatch-Generation | EmissionsCost | 0 | [6 empty] | 0.47464 | 0
LCP_Inputs_ON_Electric_IEA_2023_05_05 | 2039 | Nuclear | Generation | Electricity | MI | Dispatch-Generation | FuelCost | 0 | [6 empty] | 0.47464 | 0
LCP_Inputs_ON_Electric_IEA_2023_05_05 | 2039 | Nuclear | Generation | Electricity | MI | Dispatch-Generation | VOM | 2762866296.96 | [6 empty] | 0.47464 | 1311373556.5133
LCP_Inputs_ON_Electric_IEA_2023_05_05 | 2039 | Nuclear | Generation | Electricity | NY | Dispatch-Generation | EmissionsCost | 0 | [6 empty] | 0.47464 | 0
LCP_Inputs_ON_Electric_IEA_2023_05_05 | 2039 | Nuclear | Generation | Electricity | NY | Dispatch-Generation | FuelCost | 0 | [6 empty] | 0.47464 | 0
LCP_Inputs_ON_Electric_IEA_2023_05_05 | 2039 | Nuclear | Generation | Electricity | NY | Dispatch-Generation | VOM | 2246155230.144 | [6 empty] | 0.47464 | 1066120563.2267
LCP_Inputs_ON_Electric_IEA_2023_05_05 | 2039 | Nuclear | Generation | Electricity | ON | Dispatch-Generation | EmissionsCost | 0 | [6 empty] | 0.47464 | 0
LCP_Inputs_ON_Electric_IEA_2023_05_05 | 2039 | Nuclear | Generation | Electricity | ON | Dispatch-Generation | FuelCost | 0 | [6 empty] | 0.47464 | 0
LCP_Inputs_ON_Electric_IEA_2023_05_05 | 2039 | Nuclear | Generation | Electricity | ON | Dispatch-Generation | VOM | 7207536051.9834 | [6 empty] | 0.47464 | 3421002383.1365
LCP_Inputs_ON_Electric_IEA_2023_05_05 | 2039 | Nuclear | Generation | Electricity | PJ | Dispatch-Generation | EmissionsCost | 0 | [6 empty] | 0.47464 | 0
LCP_Inputs_ON_Electric_IEA_2023_05_05 | 2039 | Nuclear | Generation | Electricity | PJ | Dispatch-Generation | FuelCost | 0 | [6 empty] | 0.47464 | 0
LCP_Inputs_ON_Electric_IEA_2023_05_05 | 2039 | Nuclear | Generation | Electricity | PJ | Dispatch-Generation | VOM | 6401347648.6848 | [6 empty] | 0.47464 | 3038351165.1543
LCP_Inputs_ON_Electric_IEA_2023_05_05 | 2039 | Nuclear | Generation | Electricity | QC | Dispatch-Generation | EmissionsCost | 0 | [6 empty] | 0.47464 | 0
LCP_Inputs_ON_Electric_IEA_2023_05_05 | 2039 | Nuclear | Generation | Electricity | QC | Dispatch-Generation | FuelCost | 0 | [6 empty] | 0.47464 | 0
LCP_Inputs_ON_Electric_IEA_2023_05_05 | 2039 | Nuclear | Generation | Electricity | QC | Dispatch-Generation | VOM | 0 | [6 empty] | 0.47464 | 0
LCP_Inputs_ON_Electric_IEA_2023_05_05 | 2039 | Nuclear | Generation | Electricity | WC | Dispatch-Generation | EmissionsCost | 0 | [6 empty] | 0.47464 | 0
LCP_Inputs_ON_Electric_IEA_2023_05_05 | 2039 | Nuclear | Generation | Electricity | WC | Dispatch-Generation | FuelCost | 0 | [6 empty] | 0.47464 | 0
LCP_Inputs_ON_Electric_IEA_2023_05_05 | 2039 | Nuclear | Generation | Electricity | WC | Dispatch-Generation | VOM | 0 | [6 empty] | 0.47464 | 0
LCP_Inputs_ON_Electric_IEA_2023_05_05 | 2039 | Nuclear SMR | Generation | Electricity | MI | Dispatch-Generation | EmissionsCost | 0 | [6 empty] | 0.47464 | 0
LCP_Inputs_ON_Electric_IEA_2023_05_05 | 2039 | Nuclear SMR | Generation | Electricity | MI | Dispatch-Generation | FuelCost | 0 | [6 empty] | 0.47464 | 0
LCP_Inputs_ON_Electric_IEA_2023_05_05 | 2039 | Nuclear SMR | Generation | Electricity | MI | Dispatch-Generation | VOM | 0 | [6 empty] | 0.47464 | 0
LCP_Inputs_ON_Electric_IEA_2023_05_05 | 2039 | Nuclear SMR | Generation | Electricity | NY | Dispatch-Generation | EmissionsCost | 0 | [6 empty] | 0.47464 | 0
LCP_Inputs_ON_Electric_IEA_2023_05_05 | 2039 | Nuclear SMR | Generation | Electricity | NY | Dispatch-Generation | FuelCost | 0 | [6 empty] | 0.47464 | 0
LCP_Inputs_ON_Electric_IEA_2023_05_05 | 2039 | Nuclear SMR | Generation | Electricity | NY | Dispatch-Generation | VOM | 0 | [6 empty] | 0.47464 | 0
LCP_Inputs_ON_Electric_IEA_2023_05_05 | 2039 | Nuclear SMR | Generation | Electricity | ON | Dispatch-Generation | EmissionsCost | 0 | [6 empty] | 0.47464 | 0
LCP_Inputs_ON_Electric_IEA_2023_05_05 | 2039 | Nuclear SMR | Generation | Electricity | ON | Dispatch-Generation | FuelCost | 0 | [6 empty] | 0.47464 | 0
LCP_Inputs_ON_Electric_IEA_2023_05_05 | 2039 | Nuclear SMR | Generation | Electricity | ON | Dispatch-Generation | VOM | 19000000.8 | [6 empty] | 0.47464 | 9018206.4367
LCP_Inputs_ON_Electric_IEA_2023_05_05 | 2039 | Nuclear SMR | Generation | Electricity | PJ | Dispatch-Generation | EmissionsCost | 0 | [6 empty] | 0.47464 | 0
LCP_Inputs_ON_Electric_IEA_2023_05_05 | 2039 | Nuclear SMR | Generation | Electricity | PJ | Dispatch-Generation | FuelCost | 0 | [6 empty] | 0.47464 | 0
LCP_Inputs_ON_Electric_IEA_2023_05_05 | 2039 | Nuclear SMR | Generation | Electricity | PJ | Dispatch-Generation | VOM | 0 | [6 empty] | 0.47464 | 0
LCP_Inputs_ON_Electric_IEA_2023_05_05 | 2039 | Nuclear SMR | Generation | Electricity | QC | Dispatch-Generation | EmissionsCost | 0 | [6 empty] | 0.47464 | 0
LCP_Inputs_ON_Electric_IEA_2023_05_05 | 2039 | Nuclear SMR | Generation | Electricity | QC | Dispatch-Generation | FuelCost | 0 | [6 empty] | 0.47464 | 0
LCP_Inputs_ON_Electric_IEA_2023_05_05 | 2039 | Nuclear SMR | Generation | Electricity | QC | Dispatch-Generation | VOM | 0 | [6 empty] | 0.47464 | 0
LCP_Inputs_ON_Electric_IEA_2023_05_05 | 2039 | Nuclear SMR | Generation | Electricity | WC | Dispatch-Generation | EmissionsCost | 0 | [6 empty] | 0.47464 | 0
LCP_Inputs_ON_Electric_IEA_2023_05_05 | 2039 | Nuclear SMR | Generation | Electricity | WC | Dispatch-Generation | FuelCost | 0 | [6 empty] | 0.47464 | 0
LCP_Inputs_ON_Electric_IEA_2023_05_05 | 2039 | Nuclear SMR | Generation | Electricity | WC | Dispatch-Generation | VOM | 0 | [6 empty] | 0.47464 | 0
LCP_Inputs_ON_Electric_IEA_2023_05_05 | 2039 | O/CCGT - CH4 Existing | Crossload | Electricity | MI | Dispatch-Crossload | EmissionsCost | 0 | [6 empty] | 0.47464 | 0
LCP_Inputs_ON_Electric_IEA_2023_05_05 | 2039 | O/CCGT - CH4 Existing | Crossload | Electricity | MI | Dispatch-Crossload | FuelCost | 0 | [6 empty] | 0.47464 | 0
LCP_Inputs_ON_Electric_IEA_2023_05_05 | 2039 | O/CCGT - CH4 Existing | Crossload | Electricity | MI | Dispatch-Crossload | VOM | 0 | [6 empty] | 0.47464 | 0
LCP_Inputs_ON_Electric_IEA_2023_05_05 | 2039 | O/CCGT - CH4 Existing | Crossload | Electricity | NY | Dispatch-Crossload | EmissionsCost | 0 | [6 empty] | 0.47464 | 0
LCP_Inputs_ON_Electric_IEA_2023_05_05 | 2039 | O/CCGT - CH4 Existing | Crossload | Electricity | NY | Dispatch-Crossload | FuelCost | 0 | [6 empty] | 0.47464 | 0
LCP_Inputs_ON_Electric_IEA_2023_05_05 | 2039 | O/CCGT - CH4 Existing | Crossload | Electricity | NY | Dispatch-Crossload | VOM | 0 | [6 empty] | 0.47464 | 0
LCP_Inputs_ON_Electric_IEA_2023_05_05 | 2039 | O/CCGT - CH4 Existing | Crossload | Electricity | ON | Dispatch-Crossload | EmissionsCost | 10955241.5211 | [6 empty] | 0.47464 | 5199822.3916
LCP_Inputs_ON_Electric_IEA_2023_05_05 | 2039 | O/CCGT - CH4 Existing | Crossload | Electricity | ON | Dispatch-Crossload | FuelCost | 0 | [6 empty] | 0.47464 | 0
LCP_Inputs_ON_Electric_IEA_2023_05_05 | 2039 | O/CCGT - CH4 Existing | Crossload | Electricity | ON | Dispatch-Crossload | VOM | 398126.3226 | [6 empty] | 0.47464 | 188967.6428
LCP_Inputs_ON_Electric_IEA_2023_05_05 | 2039 | O/CCGT - CH4 Existing | Crossload | Electricity | PJ | Dispatch-Crossload | EmissionsCost | 0 | [6 empty] | 0.47464 | 0
LCP_Inputs_ON_Electric_IEA_2023_05_05 | 2039 | O/CCGT - CH4 Existing | Crossload | Electricity | PJ | Dispatch-Crossload | FuelCost | 0 | [6 empty] | 0.47464 | 0
LCP_Inputs_ON_Electric_IEA_2023_05_05 | 2039 | O/CCGT - CH4 Existing | Crossload | Electricity | PJ | Dispatch-Crossload | VOM | 0 | [6 empty] | 0.47464 | 0
LCP_Inputs_ON_Electric_IEA_2023_05_05 | 2039 | O/CCGT - CH4 Existing | Crossload | Electricity | QC | Dispatch-Crossload | EmissionsCost | 0 | [6 empty] | 0.47464 | 0
LCP_Inputs_ON_Electric_IEA_2023_05_05 | 2039 | O/CCGT - CH4 Existing | Crossload | Electricity | QC | Dispatch-Crossload | FuelCost | 0 | [6 empty] | 0.47464 | 0
LCP_Inputs_ON_Electric_IEA_2023_05_05 | 2039 | O/CCGT - CH4 Existing | Crossload | Electricity | QC | Dispatch-Crossload | VOM | 0 | [6 empty] | 0.47464 | 0
LCP_Inputs_ON_Electric_IEA_2023_05_05 | 2039 | O/CCGT - CH4 Existing | Crossload | Electricity | WC | Dispatch-Crossload | EmissionsCost | 0 | [6 empty] | 0.47464 | 0
LCP_Inputs_ON_Electric_IEA_2023_05_05 | 2039 | O/CCGT - CH4 Existing | Crossload | Electricity | WC | Dispatch-Crossload | FuelCost | 0 | [6 empty] | 0.47464 | 0
LCP_Inputs_ON_Electric_IEA_2023_05_05 | 2039 | O/CCGT - CH4 Existing | Crossload | Electricity | WC | Dispatch-Crossload | VOM | 0 | [6 empty] | 0.47464 | 0
LCP_Inputs_ON_Electric_IEA_2023_05_05 | 2039 | O/CCGT - CH4 New | Crossload | Electricity | MI | Dispatch-Crossload | EmissionsCost | 0 | [6 empty] | 0.47464 | 0
LCP_Inputs_ON_Electric_IEA_2023_05_05 | 2039 | O/CCGT - CH4 New | Crossload | Electricity | MI | Dispatch-Crossload | FuelCost | 0 | [6 empty] | 0.47464 | 0
LCP_Inputs_ON_Electric_IEA_2023_05_05 | 2039 | O/CCGT - CH4 New | Crossload | Electricity | MI | Dispatch-Crossload | VOM | 0 | [6 empty] | 0.47464 | 0
LCP_Inputs_ON_Electric_IEA_2023_05_05 | 2039 | O/CCGT - CH4 New | Crossload | Electricity | NY | Dispatch-Crossload | EmissionsCost | 0 | [6 empty] | 0.47464 | 0
LCP_Inputs_ON_Electric_IEA_2023_05_05 | 2039 | O/CCGT - CH4 New | Crossload | Electricity | NY | Dispatch-Crossload | FuelCost | 0 | [6 empty] | 0.47464 | 0
LCP_Inputs_ON_Electric_IEA_2023_05_05 | 2039 | O/CCGT - CH4 New | Crossload | Electricity | NY | Dispatch-Crossload | VOM | 0 | [6 empty] | 0.47464 | 0
LCP_Inputs_ON_Electric_IEA_2023_05_05 | 2039 | O/CCGT - CH4 New | Crossload | Electricity | ON | Dispatch-Crossload | EmissionsCost | 859141.5571 | [6 empty] | 0.47464 | 407785.0313
LCP_Inputs_ON_Electric_IEA_2023_05_05 | 2039 | O/CCGT - CH4 New | Crossload | Electricity | ON | Dispatch-Crossload | FuelCost | 0 | [6 empty] | 0.47464 | 0
LCP_Inputs_ON_Electric_IEA_2023_05_05 | 2039 | O/CCGT - CH4 New | Crossload | Electricity | ON | Dispatch-Crossload | VOM | 31222.2116 | [6 empty] | 0.47464 | 14819.3862
LCP_Inputs_ON_Electric_IEA_2023_05_05 | 2039 | O/CCGT - CH4 New | Crossload | Electricity | PJ | Dispatch-Crossload | EmissionsCost | 0 | [6 empty] | 0.47464 | 0
LCP_Inputs_ON_Electric_IEA_2023_05_05 | 2039 | O/CCGT - CH4 New | Crossload | Electricity | PJ | Dispatch-Crossload | FuelCost | 0 | [6 empty] | 0.47464 | 0
LCP_Inputs_ON_Electric_IEA_2023_05_05 | 2039 | O/CCGT - CH4 New | Crossload | Electricity | PJ | Dispatch-Crossload | VOM | 0 | [6 empty] | 0.47464 | 0
LCP_Inputs_ON_Electric_IEA_2023_05_05 | 2039 | O/CCGT - CH4 New | Crossload | Electricity | QC | Dispatch-Crossload | EmissionsCost | 0 | [6 empty] | 0.47464 | 0
LCP_Inputs_ON_Electric_IEA_2023_05_05 | 2039 | O/CCGT - CH4 New | Crossload | Electricity | QC | Dispatch-Crossload | FuelCost | 0 | [6 empty] | 0.47464 | 0
LCP_Inputs_ON_Electric_IEA_2023_05_05 | 2039 | O/CCGT - CH4 New | Crossload | Electricity | QC | Dispatch-Crossload | VOM | 0 | [6 empty] | 0.47464 | 0
LCP_Inputs_ON_Electric_IEA_2023_05_05 | 2039 | O/CCGT - CH4 New | Crossload | Electricity | WC | Dispatch-Crossload | EmissionsCost | 0 | [6 empty] | 0.47464 | 0
LCP_Inputs_ON_Electric_IEA_2023_05_05 | 2039 | O/CCGT - CH4 New | Crossload | Electricity | WC | Dispatch-Crossload | FuelCost | 0 | [6 empty] | 0.47464 | 0
LCP_Inputs_ON_Electric_IEA_2023_05_05 | 2039 | O/CCGT - CH4 New | Crossload | Electricity | WC | Dispatch-Crossload | VOM | 0 | [6 empty] | 0.47464 | 0
LCP_Inputs_ON_Electric_IEA_2023_05_05 | 2039 | O/CCGT - H2 New | Crossload | Electricity | MI | Dispatch-Crossload | EmissionsCost | 0 | [6 empty] | 0.47464 | 0
LCP_Inputs_ON_Electric_IEA_2023_05_05 | 2039 | O/CCGT - H2 New | Crossload | Electricity | MI | Dispatch-Crossload | FuelCost | 0 | [6 empty] | 0.47464 | 0
LCP_Inputs_ON_Electric_IEA_2023_05_05 | 2039 | O/CCGT - H2 New | Crossload | Electricity | MI | Dispatch-Crossload | VOM | 0 | [6 empty] | 0.47464 | 0
LCP_Inputs_ON_Electric_IEA_2023_05_05 | 2039 | O/CCGT - H2 New | Crossload | Electricity | NY | Dispatch-Crossload | EmissionsCost | 0 | [6 empty] | 0.47464 | 0
LCP_Inputs_ON_Electric_IEA_2023_05_05 | 2039 | O/CCGT - H2 New | Crossload | Electricity | NY | Dispatch-Crossload | FuelCost | 0 | [6 empty] | 0.47464 | 0
LCP_Inputs_ON_Electric_IEA_2023_05_05 | 2039 | O/CCGT - H2 New | Crossload | Electricity | NY | Dispatch-Crossload | VOM | 0 | [6 empty] | 0.47464 | 0
LCP_Inputs_ON_Electric_IEA_2023_05_05 | 2039 | O/CCGT - H2 New | Crossload | Electricity | ON | Dispatch-Crossload | EmissionsCost | 0 | [6 empty] | 0.47464 | 0
LCP_Inputs_ON_Electric_IEA_2023_05_05 | 2039 | O/CCGT - H2 New | Crossload | Electricity | ON | Dispatch-Crossload | FuelCost | 0 | [6 empty] | 0.47464 | 0
LCP_Inputs_ON_Electric_IEA_2023_05_05 | 2039 | O/CCGT - H2 New | Crossload | Electricity | ON | Dispatch-Crossload | VOM | 717726.8143 | [6 empty] | 0.47464 | 340663.5949
LCP_Inputs_ON_Electric_IEA_2023_05_05 | 2039 | O/CCGT - H2 New | Crossload | Electricity | PJ | Dispatch-Crossload | EmissionsCost | 0 | [6 empty] | 0.47464 | 0
LCP_Inputs_ON_Electric_IEA_2023_05_05 | 2039 | O/CCGT - H2 New | Crossload | Electricity | PJ | Dispatch-Crossload | FuelCost | 0 | [6 empty] | 0.47464 | 0
LCP_Inputs_ON_Electric_IEA_2023_05_05 | 2039 | O/CCGT - H2 New | Crossload | Electricity | PJ | Dispatch-Crossload | VOM | 0 | [6 empty] | 0.47464 | 0
LCP_Inputs_ON_Electric_IEA_2023_05_05 | 2039 | O/CCGT - H2 New | Crossload | Electricity | QC | Dispatch-Crossload | EmissionsCost | 0 | [6 empty] | 0.47464 | 0
LCP_Inputs_ON_Electric_IEA_2023_05_05 | 2039 | O/CCGT - H2 New | Crossload | Electricity | QC | Dispatch-Crossload | FuelCost | 0 | [6 empty] | 0.47464 | 0
LCP_Inputs_ON_Electric_IEA_2023_05_05 | 2039 | O/CCGT - H2 New | Crossload | Electricity | QC | Dispatch-Crossload | VOM | 0 | [6 empty] | 0.47464 | 0
LCP_Inputs_ON_Electric_IEA_2023_05_05 | 2039 | O/CCGT - H2 New | Crossload | Electricity | WC | Dispatch-Crossload | EmissionsCost | 0 | [6 empty] | 0.47464 | 0
LCP_Inputs_ON_Electric_IEA_2023_05_05 | 2039 | O/CCGT - H2 New | Crossload | Electricity | WC | Dispatch-Crossload | FuelCost | 0 | [6 empty] | 0.47464 | 0
LCP_Inputs_ON_Electric_IEA_2023_05_05 | 2039 | O/CCGT - H2 New | Crossload | Electricity | WC | Dispatch-Crossload | VOM | 0 | [6 empty] | 0.47464 | 0
LCP_Inputs_ON_Electric_IEA_2023_05_05 | 2039 | SMR CCS | Generation | Hydrogen | MI | Dispatch-Generation | EmissionsCost | 0 | [6 empty] | 0.47464 | 0
LCP_Inputs_ON_Electric_IEA_2023_05_05 | 2039 | SMR CCS | Generation | Hydrogen | MI | Dispatch-Generation | FuelCost | 0 | [6 empty] | 0.47464 | 0
LCP_Inputs_ON_Electric_IEA_2023_05_05 | 2039 | SMR CCS | Generation | Hydrogen | MI | Dispatch-Generation | VOM | 0 | [6 empty] | 0.47464 | 0
LCP_Inputs_ON_Electric_IEA_2023_05_05 | 2039 | SMR CCS | Generation | Hydrogen | NY | Dispatch-Generation | EmissionsCost | 0 | [6 empty] | 0.47464 | 0
LCP_Inputs_ON_Electric_IEA_2023_05_05 | 2039 | SMR CCS | Generation | Hydrogen | NY | Dispatch-Generation | FuelCost | 0 | [6 empty] | 0.47464 | 0
LCP_Inputs_ON_Electric_IEA_2023_05_05 | 2039 | SMR CCS | Generation | Hydrogen | NY | Dispatch-Generation | VOM | 0 | [6 empty] | 0.47464 | 0
LCP_Inputs_ON_Electric_IEA_2023_05_05 | 2039 | SMR CCS | Generation | Hydrogen | ON | Dispatch-Generation | EmissionsCost | 319911904.076 | [6 empty] | 0.47464 | 151843761.6329
LCP_Inputs_ON_Electric_IEA_2023_05_05 | 2039 | SMR CCS | Generation | Hydrogen | ON | Dispatch-Generation | FuelCost | 297778205.3112 | [6 empty] | 0.47464 | 141338169.198
LCP_Inputs_ON_Electric_IEA_2023_05_05 | 2039 | SMR CCS | Generation | Hydrogen | ON | Dispatch-Generation | VOM | 0 | [6 empty] | 0.47464 | 0
LCP_Inputs_ON_Electric_IEA_2023_05_05 | 2039 | SMR CCS | Generation | Hydrogen | PJ | Dispatch-Generation | EmissionsCost | 0 | [6 empty] | 0.47464 | 0
LCP_Inputs_ON_Electric_IEA_2023_05_05 | 2039 | SMR CCS | Generation | Hydrogen | PJ | Dispatch-Generation | FuelCost | 0 | [6 empty] | 0.47464 | 0
LCP_Inputs_ON_Electric_IEA_2023_05_05 | 2039 | SMR CCS | Generation | Hydrogen | PJ | Dispatch-Generation | VOM | 0 | [6 empty] | 0.47464 | 0
LCP_Inputs_ON_Electric_IEA_2023_05_05 | 2039 | SMR CCS | Generation | Hydrogen | QC | Dispatch-Generation | EmissionsCost | 0 | [6 empty] | 0.47464 | 0
LCP_Inputs_ON_Electric_IEA_2023_05_05 | 2039 | SMR CCS | Generation | Hydrogen | QC | Dispatch-Generation | FuelCost | 0 | [6 empty] | 0.47464 | 0
LCP_Inputs_ON_Electric_IEA_2023_05_05 | 2039 | SMR CCS | Generation | Hydrogen | QC | Dispatch-Generation | VOM | 0 | [6 empty] | 0.47464 | 0
LCP_Inputs_ON_Electric_IEA_2023_05_05 | 2039 | SMR CCS | Generation | Hydrogen | WC | Dispatch-Generation | EmissionsCost | 0 | [6 empty] | 0.47464 | 0
LCP_Inputs_ON_Electric_IEA_2023_05_05 | 2039 | SMR CCS | Generation | Hydrogen | WC | Dispatch-Generation | FuelCost | 0 | [6 empty] | 0.47464 | 0
LCP_Inputs_ON_Electric_IEA_2023_05_05 | 2039 | SMR CCS | Generation | Hydrogen | WC | Dispatch-Generation | VOM | 0 | [6 empty] | 0.47464 | 0
LCP_Inputs_ON_Electric_IEA_2023_05_05 | 2039 | Solar PV | Generation | Electricity | MI | Dispatch-Generation | EmissionsCost | 0 | [6 empty] | 0.47464 | 0
LCP_Inputs_ON_Electric_IEA_2023_05_05 | 2039 | Solar PV | Generation | Electricity | MI | Dispatch-Generation | FuelCost | 0 | [6 empty] | 0.47464 | 0
LCP_Inputs_ON_Electric_IEA_2023_05_05 | 2039 | Solar PV | Generation | Electricity | MI | Dispatch-Generation | VOM | 0 | [6 empty] | 0.47464 | 0
LCP_Inputs_ON_Electric_IEA_2023_05_05 | 2039 | Solar PV | Generation | Electricity | NY | Dispatch-Generation | EmissionsCost | 0 | [6 empty] | 0.47464 | 0
LCP_Inputs_ON_Electric_IEA_2023_05_05 | 2039 | Solar PV | Generation | Electricity | NY | Dispatch-Generation | FuelCost | 0 | [6 empty] | 0.47464 | 0
LCP_Inputs_ON_Electric_IEA_2023_05_05 | 2039 | Solar PV | Generation | Electricity | NY | Dispatch-Generation | VOM | 0 | [6 empty] | 0.47464 | 0
LCP_Inputs_ON_Electric_IEA_2023_05_05 | 2039 | Solar PV | Generation | Electricity | ON | Dispatch-Generation | EmissionsCost | 0 | [6 empty] | 0.47464 | 0
LCP_Inputs_ON_Electric_IEA_2023_05_05 | 2039 | Solar PV | Generation | Electricity | ON | Dispatch-Generation | FuelCost | 0 | [6 empty] | 0.47464 | 0
LCP_Inputs_ON_Electric_IEA_2023_05_05 | 2039 | Solar PV | Generation | Electricity | ON | Dispatch-Generation | VOM | 0 | [6 empty] | 0.47464 | 0
LCP_Inputs_ON_Electric_IEA_2023_05_05 | 2039 | Solar PV | Generation | Electricity | PJ | Dispatch-Generation | EmissionsCost | 0 | [6 empty] | 0.47464 | 0
LCP_Inputs_ON_Electric_IEA_2023_05_05 | 2039 | Solar PV | Generation | Electricity | PJ | Dispatch-Generation | FuelCost | 0 | [6 empty] | 0.47464 | 0
LCP_Inputs_ON_Electric_IEA_2023_05_05 | 2039 | Solar PV | Generation | Electricity | PJ | Dispatch-Generation | VOM | 0 | [6 empty] | 0.47464 | 0
LCP_Inputs_ON_Electric_IEA_2023_05_05 | 2039 | Solar PV | Generation | Electricity | QC | Dispatch-Generation | EmissionsCost | 0 | [6 empty] | 0.47464 | 0
LCP_Inputs_ON_Electric_IEA_2023_05_05 | 2039 | Solar PV | Generation | Electricity | QC | Dispatch-Generation | FuelCost | 0 | [6 empty] | 0.47464 | 0
LCP_Inputs_ON_Electric_IEA_2023_05_05 | 2039 | Solar PV | Generation | Electricity | QC | Dispatch-Generation | VOM | 0 | [6 empty] | 0.47464 | 0
LCP_Inputs_ON_Electric_IEA_2023_05_05 | 2039 | Solar PV | Generation | Electricity | WC | Dispatch-Generation | EmissionsCost | 0 | [6 empty] | 0.47464 | 0
LCP_Inputs_ON_Electric_IEA_2023_05_05 | 2039 | Solar PV | Generation | Electricity | WC | Dispatch-Generation | FuelCost | 0 | [6 empty] | 0.47464 | 0
LCP_Inputs_ON_Electric_IEA_2023_05_05 | 2039 | Solar PV | Generation | Electricity | WC | Dispatch-Generation | VOM | 0 | [6 empty] | 0.47464 | 0
LCP_Inputs_ON_Electric_IEA_2023_05_05 | 2039 | Wind Offshore | Generation | Electricity | MI | Dispatch-Generation | EmissionsCost | 0 | [6 empty] | 0.47464 | 0
LCP_Inputs_ON_Electric_IEA_2023_05_05 | 2039 | Wind Offshore | Generation | Electricity | MI | Dispatch-Generation | FuelCost | 0 | [6 empty] | 0.47464 | 0
LCP_Inputs_ON_Electric_IEA_2023_05_05 | 2039 | Wind Offshore | Generation | Electricity | MI | Dispatch-Generation | VOM | 0 | [6 empty] | 0.47464 | 0
LCP_Inputs_ON_Electric_IEA_2023_05_05 | 2039 | Wind Offshore | Generation | Electricity | NY | Dispatch-Generation | EmissionsCost | 0 | [6 empty] | 0.47464 | 0
LCP_Inputs_ON_Electric_IEA_2023_05_05 | 2039 | Wind Offshore | Generation | Electricity | NY | Dispatch-Generation | FuelCost | 0 | [6 empty] | 0.47464 | 0
LCP_Inputs_ON_Electric_IEA_2023_05_05 | 2039 | Wind Offshore | Generation | Electricity | NY | Dispatch-Generation | VOM | 0 | [6 empty] | 0.47464 | 0
LCP_Inputs_ON_Electric_IEA_2023_05_05 | 2039 | Wind Offshore | Generation | Electricity | ON | Dispatch-Generation | EmissionsCost | 0 | [6 empty] | 0.47464 | 0
LCP_Inputs_ON_Electric_IEA_2023_05_05 | 2039 | Wind Offshore | Generation | Electricity | ON | Dispatch-Generation | FuelCost | 0 | [6 empty] | 0.47464 | 0
LCP_Inputs_ON_Electric_IEA_2023_05_05 | 2039 | Wind Offshore | Generation | Electricity | ON | Dispatch-Generation | VOM | 0 | [6 empty] | 0.47464 | 0
LCP_Inputs_ON_Electric_IEA_2023_05_05 | 2039 | Wind Offshore | Generation | Electricity | PJ | Dispatch-Generation | EmissionsCost | 0 | [6 empty] | 0.47464 | 0
LCP_Inputs_ON_Electric_IEA_2023_05_05 | 2039 | Wind Offshore | Generation | Electricity | PJ | Dispatch-Generation | FuelCost | 0 | [6 empty] | 0.47464 | 0
LCP_Inputs_ON_Electric_IEA_2023_05_05 | 2039 | Wind Offshore | Generation | Electricity | PJ | Dispatch-Generation | VOM | 0 | [6 empty] | 0.47464 | 0
LCP_Inputs_ON_Electric_IEA_2023_05_05 | 2039 | Wind Offshore | Generation | Electricity | QC | Dispatch-Generation | EmissionsCost | 0 | [6 empty] | 0.47464 | 0
LCP_Inputs_ON_Electric_IEA_2023_05_05 | 2039 | Wind Offshore | Generation | Electricity | QC | Dispatch-Generation | FuelCost | 0 | [6 empty] | 0.47464 | 0
LCP_Inputs_ON_Electric_IEA_2023_05_05 | 2039 | Wind Offshore | Generation | Electricity | QC | Dispatch-Generation | VOM | 0 | [6 empty] | 0.47464 | 0
LCP_Inputs_ON_Electric_IEA_2023_05_05 | 2039 | Wind Offshore | Generation | Electricity | WC | Dispatch-Generation | EmissionsCost | 0 | [6 empty] | 0.47464 | 0
LCP_Inputs_ON_Electric_IEA_2023_05_05 | 2039 | Wind Offshore | Generation | Electricity | WC | Dispatch-Generation | FuelCost | 0 | [6 empty] | 0.47464 | 0
LCP_Inputs_ON_Electric_IEA_2023_05_05 | 2039 | Wind Offshore | Generation | Electricity | WC | Dispatch-Generation | VOM | 0 | [6 empty] | 0.47464 | 0
LCP_Inputs_ON_Electric_IEA_2023_05_05 | 2039 | Wind Onshore | Generation | Electricity | MI | Dispatch-Generation | EmissionsCost | 0 | [6 empty] | 0.47464 | 0
LCP_Inputs_ON_Electric_IEA_2023_05_05 | 2039 | Wind Onshore | Generation | Electricity | MI | Dispatch-Generation | FuelCost | 0 | [6 empty] | 0.47464 | 0
LCP_Inputs_ON_Electric_IEA_2023_05_05 | 2039 | Wind Onshore | Generation | Electricity | MI | Dispatch-Generation | VOM | 0 | [6 empty] | 0.47464 | 0
LCP_Inputs_ON_Electric_IEA_2023_05_05 | 2039 | Wind Onshore | Generation | Electricity | NY | Dispatch-Generation | EmissionsCost | 0 | [6 empty] | 0.47464 | 0
LCP_Inputs_ON_Electric_IEA_2023_05_05 | 2039 | Wind Onshore | Generation | Electricity | NY | Dispatch-Generation | FuelCost | 0 | [6 empty] | 0.47464 | 0
LCP_Inputs_ON_Electric_IEA_2023_05_05 | 2039 | Wind Onshore | Generation | Electricity | NY | Dispatch-Generation | VOM | 0 | [6 empty] | 0.47464 | 0
LCP_Inputs_ON_Electric_IEA_2023_05_05 | 2039 | Wind Onshore | Generation | Electricity | ON | Dispatch-Generation | EmissionsCost | 0 | [6 empty] | 0.47464 | 0
LCP_Inputs_ON_Electric_IEA_2023_05_05 | 2039 | Wind Onshore | Generation | Electricity | ON | Dispatch-Generation | FuelCost | 0 | [6 empty] | 0.47464 | 0
LCP_Inputs_ON_Electric_IEA_2023_05_05 | 2039 | Wind Onshore | Generation | Electricity | ON | Dispatch-Generation | VOM | 0 | [6 empty] | 0.47464 | 0
LCP_Inputs_ON_Electric_IEA_2023_05_05 | 2039 | Wind Onshore | Generation | Electricity | PJ | Dispatch-Generation | EmissionsCost | 0 | [6 empty] | 0.47464 | 0
LCP_Inputs_ON_Electric_IEA_2023_05_05 | 2039 | Wind Onshore | Generation | Electricity | PJ | Dispatch-Generation | FuelCost | 0 | [6 empty] | 0.47464 | 0
LCP_Inputs_ON_Electric_IEA_2023_05_05 | 2039 | Wind Onshore | Generation | Electricity | PJ | Dispatch-Generation | VOM | 0 | [6 empty] | 0.47464 | 0
LCP_Inputs_ON_Electric_IEA_2023_05_05 | 2039 | Wind Onshore | Generation | Electricity | QC | Dispatch-Generation | EmissionsCost | 0 | [6 empty] | 0.47464 | 0
LCP_Inputs_ON_Electric_IEA_2023_05_05 | 2039 | Wind Onshore | Generation | Electricity | QC | Dispatch-Generation | FuelCost | 0 | [6 empty] | 0.47464 | 0
LCP_Inputs_ON_Electric_IEA_2023_05_05 | 2039 | Wind Onshore | Generation | Electricity | QC | Dispatch-Generation | VOM | 0 | [6 empty] | 0.47464 | 0
LCP_Inputs_ON_Electric_IEA_2023_05_05 | 2039 | Wind Onshore | Generation | Electricity | WC | Dispatch-Generation | EmissionsCost | 0 | [6 empty] | 0.47464 | 0
LCP_Inputs_ON_Electric_IEA_2023_05_05 | 2039 | Wind Onshore | Generation | Electricity | WC | Dispatch-Generation | FuelCost | 0 | [6 empty] | 0.47464 | 0
LCP_Inputs_ON_Electric_IEA_2023_05_05 | 2039 | Wind Onshore | Generation | Electricity | WC | Dispatch-Generation | VOM | 0 | [6 empty] | 0.47464 | 0
LCP_Inputs_ON_Electric_IEA_2023_05_05 | 2040 | Anaerobic Digestion | Generation | Methane | MI | Dispatch-Generation | EmissionsCost | 0 | [6 empty] | 0.45639 | 0
LCP_Inputs_ON_Electric_IEA_2023_05_05 | 2040 | Anaerobic Digestion | Generation | Methane | MI | Dispatch-Generation | FuelCost | 0 | [6 empty] | 0.45639 | 0
LCP_Inputs_ON_Electric_IEA_2023_05_05 | 2040 | Anaerobic Digestion | Generation | Methane | MI | Dispatch-Generation | VOM | 0 | [6 empty] | 0.45639 | 0
LCP_Inputs_ON_Electric_IEA_2023_05_05 | 2040 | Anaerobic Digestion | Generation | Methane | NY | Dispatch-Generation | EmissionsCost | 0 | [6 empty] | 0.45639 | 0
LCP_Inputs_ON_Electric_IEA_2023_05_05 | 2040 | Anaerobic Digestion | Generation | Methane | NY | Dispatch-Generation | FuelCost | 0 | [6 empty] | 0.45639 | 0
LCP_Inputs_ON_Electric_IEA_2023_05_05 | 2040 | Anaerobic Digestion | Generation | Methane | NY | Dispatch-Generation | VOM | 0 | [6 empty] | 0.45639 | 0
LCP_Inputs_ON_Electric_IEA_2023_05_05 | 2040 | Anaerobic Digestion | Generation | Methane | ON | Dispatch-Generation | EmissionsCost | 4244873.9669 | [6 empty] | 0.45639 | 1937305.0668
LCP_Inputs_ON_Electric_IEA_2023_05_05 | 2040 | Anaerobic Digestion | Generation | Methane | ON | Dispatch-Generation | FuelCost | 0 | [6 empty] | 0.45639 | 0
LCP_Inputs_ON_Electric_IEA_2023_05_05 | 2040 | Anaerobic Digestion | Generation | Methane | ON | Dispatch-Generation | VOM | 1125040000 | [6 empty] | 0.45639 | 513453569.9543
LCP_Inputs_ON_Electric_IEA_2023_05_05 | 2040 | Anaerobic Digestion | Generation | Methane | PJ | Dispatch-Generation | EmissionsCost | 0 | [6 empty] | 0.45639 | 0
LCP_Inputs_ON_Electric_IEA_2023_05_05 | 2040 | Anaerobic Digestion | Generation | Methane | PJ | Dispatch-Generation | FuelCost | 0 | [6 empty] | 0.45639 | 0
LCP_Inputs_ON_Electric_IEA_2023_05_05 | 2040 | Anaerobic Digestion | Generation | Methane | PJ | Dispatch-Generation | VOM | 0 | [6 empty] | 0.45639 | 0
LCP_Inputs_ON_Electric_IEA_2023_05_05 | 2040 | Anaerobic Digestion | Generation | Methane | QC | Dispatch-Generation | EmissionsCost | 0 | [6 empty] | 0.45639 | 0
LCP_Inputs_ON_Electric_IEA_2023_05_05 | 2040 | Anaerobic Digestion | Generation | Methane | QC | Dispatch-Generation | FuelCost | 0 | [6 empty] | 0.45639 | 0
LCP_Inputs_ON_Electric_IEA_2023_05_05 | 2040 | Anaerobic Digestion | Generation | Methane | QC | Dispatch-Generation | VOM | 0 | [6 empty] | 0.45639 | 0
LCP_Inputs_ON_Electric_IEA_2023_05_05 | 2040 | Anaerobic Digestion | Generation | Methane | WC | Dispatch-Generation | EmissionsCost | 0 | [6 empty] | 0.45639 | 0
LCP_Inputs_ON_Electric_IEA_2023_05_05 | 2040 | Anaerobic Digestion | Generation | Methane | WC | Dispatch-Generation | FuelCost | 0 | [6 empty] | 0.45639 | 0
LCP_Inputs_ON_Electric_IEA_2023_05_05 | 2040 | Anaerobic Digestion | Generation | Methane | WC | Dispatch-Generation | VOM | 0 | [6 empty] | 0.45639 | 0
LCP_Inputs_ON_Electric_IEA_2023_05_05 | 2040 | Battery Storage | Storage | Electricity | MI | Dispatch-Storage | EmissionsCost | 0 | [6 empty] | 0.45639 | 0
LCP_Inputs_ON_Electric_IEA_2023_05_05 | 2040 | Battery Storage | Storage | Electricity | MI | Dispatch-Storage | FuelCost | 0 | [6 empty] | 0.45639 | 0
LCP_Inputs_ON_Electric_IEA_2023_05_05 | 2040 | Battery Storage | Storage | Electricity | MI | Dispatch-Storage | VOM | 0 | [6 empty] | 0.45639 | 0
LCP_Inputs_ON_Electric_IEA_2023_05_05 | 2040 | Battery Storage | Storage | Electricity | NY | Dispatch-Storage | EmissionsCost | 0 | [6 empty] | 0.45639 | 0
LCP_Inputs_ON_Electric_IEA_2023_05_05 | 2040 | Battery Storage | Storage | Electricity | NY | Dispatch-Storage | FuelCost | 0 | [6 empty] | 0.45639 | 0
LCP_Inputs_ON_Electric_IEA_2023_05_05 | 2040 | Battery Storage | Storage | Electricity | NY | Dispatch-Storage | VOM | 0 | [6 empty] | 0.45639 | 0
LCP_Inputs_ON_Electric_IEA_2023_05_05 | 2040 | Battery Storage | Storage | Electricity | ON | Dispatch-Storage | EmissionsCost | 0 | [6 empty] | 0.45639 | 0
LCP_Inputs_ON_Electric_IEA_2023_05_05 | 2040 | Battery Storage | Storage | Electricity | ON | Dispatch-Storage | FuelCost | 0 | [6 empty] | 0.45639 | 0
LCP_Inputs_ON_Electric_IEA_2023_05_05 | 2040 | Battery Storage | Storage | Electricity | ON | Dispatch-Storage | VOM | 0 | [6 empty] | 0.45639 | 0
LCP_Inputs_ON_Electric_IEA_2023_05_05 | 2040 | Battery Storage | Storage | Electricity | PJ | Dispatch-Storage | EmissionsCost | 0 | [6 empty] | 0.45639 | 0
LCP_Inputs_ON_Electric_IEA_2023_05_05 | 2040 | Battery Storage | Storage | Electricity | PJ | Dispatch-Storage | FuelCost | 0 | [6 empty] | 0.45639 | 0
LCP_Inputs_ON_Electric_IEA_2023_05_05 | 2040 | Battery Storage | Storage | Electricity | PJ | Dispatch-Storage | VOM | 0 | [6 empty] | 0.45639 | 0
LCP_Inputs_ON_Electric_IEA_2023_05_05 | 2040 | Battery Storage | Storage | Electricity | QC | Dispatch-Storage | EmissionsCost | 0 | [6 empty] | 0.45639 | 0
LCP_Inputs_ON_Electric_IEA_2023_05_05 | 2040 | Battery Storage | Storage | Electricity | QC | Dispatch-Storage | FuelCost | 0 | [6 empty] | 0.45639 | 0
LCP_Inputs_ON_Electric_IEA_2023_05_05 | 2040 | Battery Storage | Storage | Electricity | QC | Dispatch-Storage | VOM | 0 | [6 empty] | 0.45639 | 0
LCP_Inputs_ON_Electric_IEA_2023_05_05 | 2040 | Battery Storage | Storage | Electricity | WC | Dispatch-Storage | EmissionsCost | 0 | [6 empty] | 0.45639 | 0
LCP_Inputs_ON_Electric_IEA_2023_05_05 | 2040 | Battery Storage | Storage | Electricity | WC | Dispatch-Storage | FuelCost | 0 | [6 empty] | 0.45639 | 0
LCP_Inputs_ON_Electric_IEA_2023_05_05 | 2040 | Battery Storage | Storage | Electricity | WC | Dispatch-Storage | VOM | 0 | [6 empty] | 0.45639 | 0
LCP_Inputs_ON_Electric_IEA_2023_05_05 | 2040 | Biomass | Generation | Electricity | MI | Dispatch-Generation | EmissionsCost | 0 | [6 empty] | 0.45639 | 0
LCP_Inputs_ON_Electric_IEA_2023_05_05 | 2040 | Biomass | Generation | Electricity | MI | Dispatch-Generation | FuelCost | 0 | [6 empty] | 0.45639 | 0
LCP_Inputs_ON_Electric_IEA_2023_05_05 | 2040 | Biomass | Generation | Electricity | MI | Dispatch-Generation | VOM | 0 | [6 empty] | 0.45639 | 0
LCP_Inputs_ON_Electric_IEA_2023_05_05 | 2040 | Biomass | Generation | Electricity | NY | Dispatch-Generation | EmissionsCost | 0 | [6 empty] | 0.45639 | 0
LCP_Inputs_ON_Electric_IEA_2023_05_05 | 2040 | Biomass | Generation | Electricity | NY | Dispatch-Generation | FuelCost | 0 | [6 empty] | 0.45639 | 0
LCP_Inputs_ON_Electric_IEA_2023_05_05 | 2040 | Biomass | Generation | Electricity | NY | Dispatch-Generation | VOM | 0 | [6 empty] | 0.45639 | 0
LCP_Inputs_ON_Electric_IEA_2023_05_05 | 2040 | Biomass | Generation | Electricity | ON | Dispatch-Generation | EmissionsCost | 0 | [6 empty] | 0.45639 | 0
LCP_Inputs_ON_Electric_IEA_2023_05_05 | 2040 | Biomass | Generation | Electricity | ON | Dispatch-Generation | FuelCost | 2449112.7273 | [6 empty] | 0.45639 | 1117743.0785
LCP_Inputs_ON_Electric_IEA_2023_05_05 | 2040 | Biomass | Generation | Electricity | ON | Dispatch-Generation | VOM | 31430.28 | [6 empty] | 0.45639 | 14344.3695
LCP_Inputs_ON_Electric_IEA_2023_05_05 | 2040 | Biomass | Generation | Electricity | PJ | Dispatch-Generation | EmissionsCost | 0 | [6 empty] | 0.45639 | 0
LCP_Inputs_ON_Electric_IEA_2023_05_05 | 2040 | Biomass | Generation | Electricity | PJ | Dispatch-Generation | FuelCost | 0 | [6 empty] | 0.45639 | 0
LCP_Inputs_ON_Electric_IEA_2023_05_05 | 2040 | Biomass | Generation | Electricity | PJ | Dispatch-Generation | VOM | 0 | [6 empty] | 0.45639 | 0
LCP_Inputs_ON_Electric_IEA_2023_05_05 | 2040 | Biomass | Generation | Electricity | QC | Dispatch-Generation | EmissionsCost | 0 | [6 empty] | 0.45639 | 0
LCP_Inputs_ON_Electric_IEA_2023_05_05 | 2040 | Biomass | Generation | Electricity | QC | Dispatch-Generation | FuelCost | 122553.4753 | [6 empty] | 0.45639 | 55931.8063
LCP_Inputs_ON_Electric_IEA_2023_05_05 | 2040 | Biomass | Generation | Electricity | QC | Dispatch-Generation | VOM | 1572.7696 | [6 empty] | 0.45639 | 717.7915
LCP_Inputs_ON_Electric_IEA_2023_05_05 | 2040 | Biomass | Generation | Electricity | WC | Dispatch-Generation | EmissionsCost | 0 | [6 empty] | 0.45639 | 0
LCP_Inputs_ON_Electric_IEA_2023_05_05 | 2040 | Biomass | Generation | Electricity | WC | Dispatch-Generation | FuelCost | 0 | [6 empty] | 0.45639 | 0
LCP_Inputs_ON_Electric_IEA_2023_05_05 | 2040 | Biomass | Generation | Electricity | WC | Dispatch-Generation | VOM | 0 | [6 empty] | 0.45639 | 0
LCP_Inputs_ON_Electric_IEA_2023_05_05 | 2040 | Biomass + CCS | Generation | Electricity | MI | Dispatch-Generation | EmissionsCost | 0 | [6 empty] | 0.45639 | 0
LCP_Inputs_ON_Electric_IEA_2023_05_05 | 2040 | Biomass + CCS | Generation | Electricity | MI | Dispatch-Generation | FuelCost | 0 | [6 empty] | 0.45639 | 0
LCP_Inputs_ON_Electric_IEA_2023_05_05 | 2040 | Biomass + CCS | Generation | Electricity | MI | Dispatch-Generation | VOM | 0 | [6 empty] | 0.45639 | 0
LCP_Inputs_ON_Electric_IEA_2023_05_05 | 2040 | Biomass + CCS | Generation | Electricity | NY | Dispatch-Generation | EmissionsCost | 0 | [6 empty] | 0.45639 | 0
LCP_Inputs_ON_Electric_IEA_2023_05_05 | 2040 | Biomass + CCS | Generation | Electricity | NY | Dispatch-Generation | FuelCost | 0 | [6 empty] | 0.45639 | 0
LCP_Inputs_ON_Electric_IEA_2023_05_05 | 2040 | Biomass + CCS | Generation | Electricity | NY | Dispatch-Generation | VOM | 0 | [6 empty] | 0.45639 | 0
LCP_Inputs_ON_Electric_IEA_2023_05_05 | 2040 | Biomass + CCS | Generation | Electricity | ON | Dispatch-Generation | EmissionsCost | -566815549.8142 | [6 empty] | 0.45639 | -258687217.8391
LCP_Inputs_ON_Electric_IEA_2023_05_05 | 2040 | Biomass + CCS | Generation | Electricity | ON | Dispatch-Generation | FuelCost | 456060730.9091 | [6 empty] | 0.45639 | 208140164.2619
LCP_Inputs_ON_Electric_IEA_2023_05_05 | 2040 | Biomass + CCS | Generation | Electricity | ON | Dispatch-Generation | VOM | 3546136.7278 | [6 empty] | 0.45639 | 1618410.512
LCP_Inputs_ON_Electric_IEA_2023_05_05 | 2040 | Biomass + CCS | Generation | Electricity | PJ | Dispatch-Generation | EmissionsCost | 0 | [6 empty] | 0.45639 | 0
LCP_Inputs_ON_Electric_IEA_2023_05_05 | 2040 | Biomass + CCS | Generation | Electricity | PJ | Dispatch-Generation | FuelCost | 0 | [6 empty] | 0.45639 | 0
LCP_Inputs_ON_Electric_IEA_2023_05_05 | 2040 | Biomass + CCS | Generation | Electricity | PJ | Dispatch-Generation | VOM | 0 | [6 empty] | 0.45639 | 0
LCP_Inputs_ON_Electric_IEA_2023_05_05 | 2040 | Biomass + CCS | Generation | Electricity | QC | Dispatch-Generation | EmissionsCost | 0 | [6 empty] | 0.45639 | 0
LCP_Inputs_ON_Electric_IEA_2023_05_05 | 2040 | Biomass + CCS | Generation | Electricity | QC | Dispatch-Generation | FuelCost | 0 | [6 empty] | 0.45639 | 0
LCP_Inputs_ON_Electric_IEA_2023_05_05 | 2040 | Biomass + CCS | Generation | Electricity | QC | Dispatch-Generation | VOM | 0 | [6 empty] | 0.45639 | 0
LCP_Inputs_ON_Electric_IEA_2023_05_05 | 2040 | Biomass + CCS | Generation | Electricity | WC | Dispatch-Generation | EmissionsCost | 0 | [6 empty] | 0.45639 | 0
LCP_Inputs_ON_Electric_IEA_2023_05_05 | 2040 | Biomass + CCS | Generation | Electricity | WC | Dispatch-Generation | FuelCost | 0 | [6 empty] | 0.45639 | 0
LCP_Inputs_ON_Electric_IEA_2023_05_05 | 2040 | Biomass + CCS | Generation | Electricity | WC | Dispatch-Generation | VOM | 0 | [6 empty] | 0.45639 | 0
LCP_Inputs_ON_Electric_IEA_2023_05_05 | 2040 | CH4 + CCS | Generation | Methane | MI | Dispatch-Generation | EmissionsCost | 0 | [6 empty] | 0.45639 | 0
LCP_Inputs_ON_Electric_IEA_2023_05_05 | 2040 | CH4 + CCS | Generation | Methane | MI | Dispatch-Generation | FuelCost | 0 | [6 empty] | 0.45639 | 0
LCP_Inputs_ON_Electric_IEA_2023_05_05 | 2040 | CH4 + CCS | Generation | Methane | MI | Dispatch-Generation | VOM | 0 | [6 empty] | 0.45639 | 0
LCP_Inputs_ON_Electric_IEA_2023_05_05 | 2040 | CH4 + CCS | Generation | Methane | NY | Dispatch-Generation | EmissionsCost | 0 | [6 empty] | 0.45639 | 0
LCP_Inputs_ON_Electric_IEA_2023_05_05 | 2040 | CH4 + CCS | Generation | Methane | NY | Dispatch-Generation | FuelCost | 0 | [6 empty] | 0.45639 | 0
LCP_Inputs_ON_Electric_IEA_2023_05_05 | 2040 | CH4 + CCS | Generation | Methane | NY | Dispatch-Generation | VOM | 0 | [6 empty] | 0.45639 | 0
LCP_Inputs_ON_Electric_IEA_2023_05_05 | 2040 | CH4 + CCS | Generation | Methane | ON | Dispatch-Generation | EmissionsCost | 84395478.3721 | [6 empty] | 0.45639 | 38516994.6474
LCP_Inputs_ON_Electric_IEA_2023_05_05 | 2040 | CH4 + CCS | Generation | Methane | ON | Dispatch-Generation | FuelCost | 271488076.3116 | [6 empty] | 0.45639 | 123903614.0779
LCP_Inputs_ON_Electric_IEA_2023_05_05 | 2040 | CH4 + CCS | Generation | Methane | ON | Dispatch-Generation | VOM | 25812098.3333 | [6 empty] | 0.45639 | 11780304.7334
LCP_Inputs_ON_Electric_IEA_2023_05_05 | 2040 | CH4 + CCS | Generation | Methane | PJ | Dispatch-Generation | EmissionsCost | 0 | [6 empty] | 0.45639 | 0
LCP_Inputs_ON_Electric_IEA_2023_05_05 | 2040 | CH4 + CCS | Generation | Methane | PJ | Dispatch-Generation | FuelCost | 0 | [6 empty] | 0.45639 | 0
LCP_Inputs_ON_Electric_IEA_2023_05_05 | 2040 | CH4 + CCS | Generation | Methane | PJ | Dispatch-Generation | VOM | 0 | [6 empty] | 0.45639 | 0
LCP_Inputs_ON_Electric_IEA_2023_05_05 | 2040 | CH4 + CCS | Generation | Methane | QC | Dispatch-Generation | EmissionsCost | 0 | [6 empty] | 0.45639 | 0
LCP_Inputs_ON_Electric_IEA_2023_05_05 | 2040 | CH4 + CCS | Generation | Methane | QC | Dispatch-Generation | FuelCost | 0 | [6 empty] | 0.45639 | 0
LCP_Inputs_ON_Electric_IEA_2023_05_05 | 2040 | CH4 + CCS | Generation | Methane | QC | Dispatch-Generation | VOM | 0 | [6 empty] | 0.45639 | 0
LCP_Inputs_ON_Electric_IEA_2023_05_05 | 2040 | CH4 + CCS | Generation | Methane | WC | Dispatch-Generation | EmissionsCost | 0 | [6 empty] | 0.45639 | 0
LCP_Inputs_ON_Electric_IEA_2023_05_05 | 2040 | CH4 + CCS | Generation | Methane | WC | Dispatch-Generation | FuelCost | 0 | [6 empty] | 0.45639 | 0
LCP_Inputs_ON_Electric_IEA_2023_05_05 | 2040 | CH4 + CCS | Generation | Methane | WC | Dispatch-Generation | VOM | 0 | [6 empty] | 0.45639 | 0
LCP_Inputs_ON_Electric_IEA_2023_05_05 | 2040 | CH4 Import - NY 2020 | Import | Methane | MI | Dispatch-Import | EmissionsCost | 0 | [6 empty] | 0.45639 | 0
LCP_Inputs_ON_Electric_IEA_2023_05_05 | 2040 | CH4 Import - NY 2020 | Import | Methane | MI | Dispatch-Import | FuelCost | 0 | [6 empty] | 0.45639 | 0
LCP_Inputs_ON_Electric_IEA_2023_05_05 | 2040 | CH4 Import - NY 2020 | Import | Methane | MI | Dispatch-Import | VOM | 0 | [6 empty] | 0.45639 | 0
LCP_Inputs_ON_Electric_IEA_2023_05_05 | 2040 | CH4 Import - NY 2020 | Import | Methane | NY | Dispatch-Import | EmissionsCost | 0 | [6 empty] | 0.45639 | 0
LCP_Inputs_ON_Electric_IEA_2023_05_05 | 2040 | CH4 Import - NY 2020 | Import | Methane | NY | Dispatch-Import | FuelCost | 0 | [6 empty] | 0.45639 | 0
LCP_Inputs_ON_Electric_IEA_2023_05_05 | 2040 | CH4 Import - NY 2020 | Import | Methane | NY | Dispatch-Import | VOM | 0 | [6 empty] | 0.45639 | 0
LCP_Inputs_ON_Electric_IEA_2023_05_05 | 2040 | CH4 Import - NY 2020 | Import | Methane | ON | Dispatch-Import | EmissionsCost | 0 | [6 empty] | 0.45639 | 0
LCP_Inputs_ON_Electric_IEA_2023_05_05 | 2040 | CH4 Import - NY 2020 | Import | Methane | ON | Dispatch-Import | FuelCost | 0 | [6 empty] | 0.45639 | 0
LCP_Inputs_ON_Electric_IEA_2023_05_05 | 2040 | CH4 Import - NY 2020 | Import | Methane | ON | Dispatch-Import | VOM | 0 | [6 empty] | 0.45639 | 0
LCP_Inputs_ON_Electric_IEA_2023_05_05 | 2040 | CH4 Import - NY 2020 | Import | Methane | PJ | Dispatch-Import | EmissionsCost | 0 | [6 empty] | 0.45639 | 0
LCP_Inputs_ON_Electric_IEA_2023_05_05 | 2040 | CH4 Import - NY 2020 | Import | Methane | PJ | Dispatch-Import | FuelCost | 0 | [6 empty] | 0.45639 | 0
LCP_Inputs_ON_Electric_IEA_2023_05_05 | 2040 | CH4 Import - NY 2020 | Import | Methane | PJ | Dispatch-Import | VOM | 0 | [6 empty] | 0.45639 | 0
LCP_Inputs_ON_Electric_IEA_2023_05_05 | 2040 | CH4 Import - NY 2020 | Import | Methane | QC | Dispatch-Import | EmissionsCost | 0 | [6 empty] | 0.45639 | 0
LCP_Inputs_ON_Electric_IEA_2023_05_05 | 2040 | CH4 Import - NY 2020 | Import | Methane | QC | Dispatch-Import | FuelCost | 0 | [6 empty] | 0.45639 | 0
LCP_Inputs_ON_Electric_IEA_2023_05_05 | 2040 | CH4 Import - NY 2020 | Import | Methane | QC | Dispatch-Import | VOM | 0 | [6 empty] | 0.45639 | 0
LCP_Inputs_ON_Electric_IEA_2023_05_05 | 2040 | CH4 Import - NY 2020 | Import | Methane | WC | Dispatch-Import | EmissionsCost | 0 | [6 empty] | 0.45639 | 0
LCP_Inputs_ON_Electric_IEA_2023_05_05 | 2040 | CH4 Import - NY 2020 | Import | Methane | WC | Dispatch-Import | FuelCost | 0 | [6 empty] | 0.45639 | 0
LCP_Inputs_ON_Electric_IEA_2023_05_05 | 2040 | CH4 Import - NY 2020 | Import | Methane | WC | Dispatch-Import | VOM | 0 | [6 empty] | 0.45639 | 0
LCP_Inputs_ON_Electric_IEA_2023_05_05 | 2040 | CH4 Import - NY 2030 | Import | Methane | MI | Dispatch-Import | EmissionsCost | 0 | [6 empty] | 0.45639 | 0
LCP_Inputs_ON_Electric_IEA_2023_05_05 | 2040 | CH4 Import - NY 2030 | Import | Methane | MI | Dispatch-Import | FuelCost | 0 | [6 empty] | 0.45639 | 0
LCP_Inputs_ON_Electric_IEA_2023_05_05 | 2040 | CH4 Import - NY 2030 | Import | Methane | MI | Dispatch-Import | VOM | 0 | [6 empty] | 0.45639 | 0
LCP_Inputs_ON_Electric_IEA_2023_05_05 | 2040 | CH4 Import - NY 2030 | Import | Methane | NY | Dispatch-Import | EmissionsCost | 0 | [6 empty] | 0.45639 | 0
LCP_Inputs_ON_Electric_IEA_2023_05_05 | 2040 | CH4 Import - NY 2030 | Import | Methane | NY | Dispatch-Import | FuelCost | 0 | [6 empty] | 0.45639 | 0
LCP_Inputs_ON_Electric_IEA_2023_05_05 | 2040 | CH4 Import - NY 2030 | Import | Methane | NY | Dispatch-Import | VOM | 0 | [6 empty] | 0.45639 | 0
LCP_Inputs_ON_Electric_IEA_2023_05_05 | 2040 | CH4 Import - NY 2030 | Import | Methane | ON | Dispatch-Import | EmissionsCost | 0 | [6 empty] | 0.45639 | 0
LCP_Inputs_ON_Electric_IEA_2023_05_05 | 2040 | CH4 Import - NY 2030 | Import | Methane | ON | Dispatch-Import | FuelCost | 0 | [6 empty] | 0.45639 | 0
LCP_Inputs_ON_Electric_IEA_2023_05_05 | 2040 | CH4 Import - NY 2030 | Import | Methane | ON | Dispatch-Import | VOM | 0 | [6 empty] | 0.45639 | 0
LCP_Inputs_ON_Electric_IEA_2023_05_05 | 2040 | CH4 Import - NY 2030 | Import | Methane | PJ | Dispatch-Import | EmissionsCost | 0 | [6 empty] | 0.45639 | 0
LCP_Inputs_ON_Electric_IEA_2023_05_05 | 2040 | CH4 Import - NY 2030 | Import | Methane | PJ | Dispatch-Import | FuelCost | 0 | [6 empty] | 0.45639 | 0
LCP_Inputs_ON_Electric_IEA_2023_05_05 | 2040 | CH4 Import - NY 2030 | Import | Methane | PJ | Dispatch-Import | VOM | 0 | [6 empty] | 0.45639 | 0
LCP_Inputs_ON_Electric_IEA_2023_05_05 | 2040 | CH4 Import - NY 2030 | Import | Methane | QC | Dispatch-Import | EmissionsCost | 0 | [6 empty] | 0.45639 | 0
LCP_Inputs_ON_Electric_IEA_2023_05_05 | 2040 | CH4 Import - NY 2030 | Import | Methane | QC | Dispatch-Import | FuelCost | 0 | [6 empty] | 0.45639 | 0
LCP_Inputs_ON_Electric_IEA_2023_05_05 | 2040 | CH4 Import - NY 2030 | Import | Methane | QC | Dispatch-Import | VOM | 0 | [6 empty] | 0.45639 | 0
LCP_Inputs_ON_Electric_IEA_2023_05_05 | 2040 | CH4 Import - NY 2030 | Import | Methane | WC | Dispatch-Import | EmissionsCost | 0 | [6 empty] | 0.45639 | 0
LCP_Inputs_ON_Electric_IEA_2023_05_05 | 2040 | CH4 Import - NY 2030 | Import | Methane | WC | Dispatch-Import | FuelCost | 0 | [6 empty] | 0.45639 | 0
LCP_Inputs_ON_Electric_IEA_2023_05_05 | 2040 | CH4 Import - NY 2030 | Import | Methane | WC | Dispatch-Import | VOM | 0 | [6 empty] | 0.45639 | 0
LCP_Inputs_ON_Electric_IEA_2023_05_05 | 2040 | CH4 Import - NY 2040 | Import | Methane | MI | Dispatch-Import | EmissionsCost | 0 | [6 empty] | 0.45639 | 0
LCP_Inputs_ON_Electric_IEA_2023_05_05 | 2040 | CH4 Import - NY 2040 | Import | Methane | MI | Dispatch-Import | FuelCost | 0 | [6 empty] | 0.45639 | 0
LCP_Inputs_ON_Electric_IEA_2023_05_05 | 2040 | CH4 Import - NY 2040 | Import | Methane | MI | Dispatch-Import | VOM | 0 | [6 empty] | 0.45639 | 0
LCP_Inputs_ON_Electric_IEA_2023_05_05 | 2040 | CH4 Import - NY 2040 | Import | Methane | NY | Dispatch-Import | EmissionsCost | 2422180073.5024 | [6 empty] | 0.45639 | 1105451366.8954
LCP_Inputs_ON_Electric_IEA_2023_05_05 | 2040 | CH4 Import - NY 2040 | Import | Methane | NY | Dispatch-Import | FuelCost | 758346581.876 | [6 empty] | 0.45639 | 346099480.6646
LCP_Inputs_ON_Electric_IEA_2023_05_05 | 2040 | CH4 Import - NY 2040 | Import | Methane | NY | Dispatch-Import | VOM | 0 | [6 empty] | 0.45639 | 0
LCP_Inputs_ON_Electric_IEA_2023_05_05 | 2040 | CH4 Import - NY 2040 | Import | Methane | ON | Dispatch-Import | EmissionsCost | 0 | [6 empty] | 0.45639 | 0
LCP_Inputs_ON_Electric_IEA_2023_05_05 | 2040 | CH4 Import - NY 2040 | Import | Methane | ON | Dispatch-Import | FuelCost | 0 | [6 empty] | 0.45639 | 0
LCP_Inputs_ON_Electric_IEA_2023_05_05 | 2040 | CH4 Import - NY 2040 | Import | Methane | ON | Dispatch-Import | VOM | 0 | [6 empty] | 0.45639 | 0
LCP_Inputs_ON_Electric_IEA_2023_05_05 | 2040 | CH4 Import - NY 2040 | Import | Methane | PJ | Dispatch-Import | EmissionsCost | 0 | [6 empty] | 0.45639 | 0
LCP_Inputs_ON_Electric_IEA_2023_05_05 | 2040 | CH4 Import - NY 2040 | Import | Methane | PJ | Dispatch-Import | FuelCost | 0 | [6 empty] | 0.45639 | 0
LCP_Inputs_ON_Electric_IEA_2023_05_05 | 2040 | CH4 Import - NY 2040 | Import | Methane | PJ | Dispatch-Import | VOM | 0 | [6 empty] | 0.45639 | 0
LCP_Inputs_ON_Electric_IEA_2023_05_05 | 2040 | CH4 Import - NY 2040 | Import | Methane | QC | Dispatch-Import | EmissionsCost | 0 | [6 empty] | 0.45639 | 0
LCP_Inputs_ON_Electric_IEA_2023_05_05 | 2040 | CH4 Import - NY 2040 | Import | Methane | QC | Dispatch-Import | FuelCost | 0 | [6 empty] | 0.45639 | 0
LCP_Inputs_ON_Electric_IEA_2023_05_05 | 2040 | CH4 Import - NY 2040 | Import | Methane | QC | Dispatch-Import | VOM | 0 | [6 empty] | 0.45639 | 0
LCP_Inputs_ON_Electric_IEA_2023_05_05 | 2040 | CH4 Import - NY 2040 | Import | Methane | WC | Dispatch-Import | EmissionsCost | 0 | [6 empty] | 0.45639 | 0
LCP_Inputs_ON_Electric_IEA_2023_05_05 | 2040 | CH4 Import - NY 2040 | Import | Methane | WC | Dispatch-Import | FuelCost | 0 | [6 empty] | 0.45639 | 0
LCP_Inputs_ON_Electric_IEA_2023_05_05 | 2040 | CH4 Import - NY 2040 | Import | Methane | WC | Dispatch-Import | VOM | 0 | [6 empty] | 0.45639 | 0
LCP_Inputs_ON_Electric_IEA_2023_05_05 | 2040 | CH4 Import - NY 2050 | Import | Methane | MI | Dispatch-Import | EmissionsCost | 0 | [6 empty] | 0.45639 | 0
LCP_Inputs_ON_Electric_IEA_2023_05_05 | 2040 | CH4 Import - NY 2050 | Import | Methane | MI | Dispatch-Import | FuelCost | 0 | [6 empty] | 0.45639 | 0
LCP_Inputs_ON_Electric_IEA_2023_05_05 | 2040 | CH4 Import - NY 2050 | Import | Methane | MI | Dispatch-Import | VOM | 0 | [6 empty] | 0.45639 | 0
LCP_Inputs_ON_Electric_IEA_2023_05_05 | 2040 | CH4 Import - NY 2050 | Import | Methane | NY | Dispatch-Import | EmissionsCost | 0 | [6 empty] | 0.45639 | 0
LCP_Inputs_ON_Electric_IEA_2023_05_05 | 2040 | CH4 Import - NY 2050 | Import | Methane | NY | Dispatch-Import | FuelCost | 0 | [6 empty] | 0.45639 | 0
LCP_Inputs_ON_Electric_IEA_2023_05_05 | 2040 | CH4 Import - NY 2050 | Import | Methane | NY | Dispatch-Import | VOM | 0 | [6 empty] | 0.45639 | 0
LCP_Inputs_ON_Electric_IEA_2023_05_05 | 2040 | CH4 Import - NY 2050 | Import | Methane | ON | Dispatch-Import | EmissionsCost | 0 | [6 empty] | 0.45639 | 0
LCP_Inputs_ON_Electric_IEA_2023_05_05 | 2040 | CH4 Import - NY 2050 | Import | Methane | ON | Dispatch-Import | FuelCost | 0 | [6 empty] | 0.45639 | 0
LCP_Inputs_ON_Electric_IEA_2023_05_05 | 2040 | CH4 Import - NY 2050 | Import | Methane | ON | Dispatch-Import | VOM | 0 | [6 empty] | 0.45639 | 0
LCP_Inputs_ON_Electric_IEA_2023_05_05 | 2040 | CH4 Import - NY 2050 | Import | Methane | PJ | Dispatch-Import | EmissionsCost | 0 | [6 empty] | 0.45639 | 0
LCP_Inputs_ON_Electric_IEA_2023_05_05 | 2040 | CH4 Import - NY 2050 | Import | Methane | PJ | Dispatch-Import | FuelCost | 0 | [6 empty] | 0.45639 | 0
LCP_Inputs_ON_Electric_IEA_2023_05_05 | 2040 | CH4 Import - NY 2050 | Import | Methane | PJ | Dispatch-Import | VOM | 0 | [6 empty] | 0.45639 | 0
LCP_Inputs_ON_Electric_IEA_2023_05_05 | 2040 | CH4 Import - NY 2050 | Import | Methane | QC | Dispatch-Import | EmissionsCost | 0 | [6 empty] | 0.45639 | 0
LCP_Inputs_ON_Electric_IEA_2023_05_05 | 2040 | CH4 Import - NY 2050 | Import | Methane | QC | Dispatch-Import | FuelCost | 0 | [6 empty] | 0.45639 | 0
LCP_Inputs_ON_Electric_IEA_2023_05_05 | 2040 | CH4 Import - NY 2050 | Import | Methane | QC | Dispatch-Import | VOM | 0 | [6 empty] | 0.45639 | 0
LCP_Inputs_ON_Electric_IEA_2023_05_05 | 2040 | CH4 Import - NY 2050 | Import | Methane | WC | Dispatch-Import | EmissionsCost | 0 | [6 empty] | 0.45639 | 0
LCP_Inputs_ON_Electric_IEA_2023_05_05 | 2040 | CH4 Import - NY 2050 | Import | Methane | WC | Dispatch-Import | FuelCost | 0 | [6 empty] | 0.45639 | 0
LCP_Inputs_ON_Electric_IEA_2023_05_05 | 2040 | CH4 Import - NY 2050 | Import | Methane | WC | Dispatch-Import | VOM | 0 | [6 empty] | 0.45639 | 0
LCP_Inputs_ON_Electric_IEA_2023_05_05 | 2040 | CH4 Import - WC 2020 | Import | Methane | MI | Dispatch-Import | EmissionsCost | 0 | [6 empty] | 0.45639 | 0
LCP_Inputs_ON_Electric_IEA_2023_05_05 | 2040 | CH4 Import - WC 2020 | Import | Methane | MI | Dispatch-Import | FuelCost | 0 | [6 empty] | 0.45639 | 0
LCP_Inputs_ON_Electric_IEA_2023_05_05 | 2040 | CH4 Import - WC 2020 | Import | Methane | MI | Dispatch-Import | VOM | 0 | [6 empty] | 0.45639 | 0
LCP_Inputs_ON_Electric_IEA_2023_05_05 | 2040 | CH4 Import - WC 2020 | Import | Methane | NY | Dispatch-Import | EmissionsCost | 0 | [6 empty] | 0.45639 | 0
LCP_Inputs_ON_Electric_IEA_2023_05_05 | 2040 | CH4 Import - WC 2020 | Import | Methane | NY | Dispatch-Import | FuelCost | 0 | [6 empty] | 0.45639 | 0
LCP_Inputs_ON_Electric_IEA_2023_05_05 | 2040 | CH4 Import - WC 2020 | Import | Methane | NY | Dispatch-Import | VOM | 0 | [6 empty] | 0.45639 | 0
LCP_Inputs_ON_Electric_IEA_2023_05_05 | 2040 | CH4 Import - WC 2020 | Import | Methane | ON | Dispatch-Import | EmissionsCost | 0 | [6 empty] | 0.45639 | 0
LCP_Inputs_ON_Electric_IEA_2023_05_05 | 2040 | CH4 Import - WC 2020 | Import | Methane | ON | Dispatch-Import | FuelCost | 0 | [6 empty] | 0.45639 | 0
LCP_Inputs_ON_Electric_IEA_2023_05_05 | 2040 | CH4 Import - WC 2020 | Import | Methane | ON | Dispatch-Import | VOM | 0 | [6 empty] | 0.45639 | 0
LCP_Inputs_ON_Electric_IEA_2023_05_05 | 2040 | CH4 Import - WC 2020 | Import | Methane | PJ | Dispatch-Import | EmissionsCost | 0 | [6 empty] | 0.45639 | 0
LCP_Inputs_ON_Electric_IEA_2023_05_05 | 2040 | CH4 Import - WC 2020 | Import | Methane | PJ | Dispatch-Import | FuelCost | 0 | [6 empty] | 0.45639 | 0
LCP_Inputs_ON_Electric_IEA_2023_05_05 | 2040 | CH4 Import - WC 2020 | Import | Methane | PJ | Dispatch-Import | VOM | 0 | [6 empty] | 0.45639 | 0
LCP_Inputs_ON_Electric_IEA_2023_05_05 | 2040 | CH4 Import - WC 2020 | Import | Methane | QC | Dispatch-Import | EmissionsCost | 0 | [6 empty] | 0.45639 | 0
LCP_Inputs_ON_Electric_IEA_2023_05_05 | 2040 | CH4 Import - WC 2020 | Import | Methane | QC | Dispatch-Import | FuelCost | 0 | [6 empty] | 0.45639 | 0
LCP_Inputs_ON_Electric_IEA_2023_05_05 | 2040 | CH4 Import - WC 2020 | Import | Methane | QC | Dispatch-Import | VOM | 0 | [6 empty] | 0.45639 | 0
LCP_Inputs_ON_Electric_IEA_2023_05_05 | 2040 | CH4 Import - WC 2020 | Import | Methane | WC | Dispatch-Import | EmissionsCost | 0 | [6 empty] | 0.45639 | 0
LCP_Inputs_ON_Electric_IEA_2023_05_05 | 2040 | CH4 Import - WC 2020 | Import | Methane | WC | Dispatch-Import | FuelCost | 0 | [6 empty] | 0.45639 | 0
LCP_Inputs_ON_Electric_IEA_2023_05_05 | 2040 | CH4 Import - WC 2020 | Import | Methane | WC | Dispatch-Import | VOM | 0 | [6 empty] | 0.45639 | 0
LCP_Inputs_ON_Electric_IEA_2023_05_05 | 2040 | CH4 Import - WC 2030 | Import | Methane | MI | Dispatch-Import | EmissionsCost | 0 | [6 empty] | 0.45639 | 0
LCP_Inputs_ON_Electric_IEA_2023_05_05 | 2040 | CH4 Import - WC 2030 | Import | Methane | MI | Dispatch-Import | FuelCost | 0 | [6 empty] | 0.45639 | 0
LCP_Inputs_ON_Electric_IEA_2023_05_05 | 2040 | CH4 Import - WC 2030 | Import | Methane | MI | Dispatch-Import | VOM | 0 | [6 empty] | 0.45639 | 0
LCP_Inputs_ON_Electric_IEA_2023_05_05 | 2040 | CH4 Import - WC 2030 | Import | Methane | NY | Dispatch-Import | EmissionsCost | 0 | [6 empty] | 0.45639 | 0
LCP_Inputs_ON_Electric_IEA_2023_05_05 | 2040 | CH4 Import - WC 2030 | Import | Methane | NY | Dispatch-Import | FuelCost | 0 | [6 empty] | 0.45639 | 0
LCP_Inputs_ON_Electric_IEA_2023_05_05 | 2040 | CH4 Import - WC 2030 | Import | Methane | NY | Dispatch-Import | VOM | 0 | [6 empty] | 0.45639 | 0
LCP_Inputs_ON_Electric_IEA_2023_05_05 | 2040 | CH4 Import - WC 2030 | Import | Methane | ON | Dispatch-Import | EmissionsCost | 0 | [6 empty] | 0.45639 | 0
LCP_Inputs_ON_Electric_IEA_2023_05_05 | 2040 | CH4 Import - WC 2030 | Import | Methane | ON | Dispatch-Import | FuelCost | 0 | [6 empty] | 0.45639 | 0
LCP_Inputs_ON_Electric_IEA_2023_05_05 | 2040 | CH4 Import - WC 2030 | Import | Methane | ON | Dispatch-Import | VOM | 0 | [6 empty] | 0.45639 | 0
LCP_Inputs_ON_Electric_IEA_2023_05_05 | 2040 | CH4 Import - WC 2030 | Import | Methane | PJ | Dispatch-Import | EmissionsCost | 0 | [6 empty] | 0.45639 | 0
LCP_Inputs_ON_Electric_IEA_2023_05_05 | 2040 | CH4 Import - WC 2030 | Import | Methane | PJ | Dispatch-Import | FuelCost | 0 | [6 empty] | 0.45639 | 0
LCP_Inputs_ON_Electric_IEA_2023_05_05 | 2040 | CH4 Import - WC 2030 | Import | Methane | PJ | Dispatch-Import | VOM | 0 | [6 empty] | 0.45639 | 0
LCP_Inputs_ON_Electric_IEA_2023_05_05 | 2040 | CH4 Import - WC 2030 | Import | Methane | QC | Dispatch-Import | EmissionsCost | 0 | [6 empty] | 0.45639 | 0
LCP_Inputs_ON_Electric_IEA_2023_05_05 | 2040 | CH4 Import - WC 2030 | Import | Methane | QC | Dispatch-Import | FuelCost | 0 | [6 empty] | 0.45639 | 0
LCP_Inputs_ON_Electric_IEA_2023_05_05 | 2040 | CH4 Import - WC 2030 | Import | Methane | QC | Dispatch-Import | VOM | 0 | [6 empty] | 0.45639 | 0
LCP_Inputs_ON_Electric_IEA_2023_05_05 | 2040 | CH4 Import - WC 2030 | Import | Methane | WC | Dispatch-Import | EmissionsCost | 0 | [6 empty] | 0.45639 | 0
LCP_Inputs_ON_Electric_IEA_2023_05_05 | 2040 | CH4 Import - WC 2030 | Import | Methane | WC | Dispatch-Import | FuelCost | 0 | [6 empty] | 0.45639 | 0
LCP_Inputs_ON_Electric_IEA_2023_05_05 | 2040 | CH4 Import - WC 2030 | Import | Methane | WC | Dispatch-Import | VOM | 0 | [6 empty] | 0.45639 | 0
LCP_Inputs_ON_Electric_IEA_2023_05_05 | 2040 | CH4 Import - WC 2040 | Import | Methane | MI | Dispatch-Import | EmissionsCost | 0 | [6 empty] | 0.45639 | 0
LCP_Inputs_ON_Electric_IEA_2023_05_05 | 2040 | CH4 Import - WC 2040 | Import | Methane | MI | Dispatch-Import | FuelCost | 0 | [6 empty] | 0.45639 | 0
LCP_Inputs_ON_Electric_IEA_2023_05_05 | 2040 | CH4 Import - WC 2040 | Import | Methane | MI | Dispatch-Import | VOM | 0 | [6 empty] | 0.45639 | 0
LCP_Inputs_ON_Electric_IEA_2023_05_05 | 2040 | CH4 Import - WC 2040 | Import | Methane | NY | Dispatch-Import | EmissionsCost | 0 | [6 empty] | 0.45639 | 0
LCP_Inputs_ON_Electric_IEA_2023_05_05 | 2040 | CH4 Import - WC 2040 | Import | Methane | NY | Dispatch-Import | FuelCost | 0 | [6 empty] | 0.45639 | 0
LCP_Inputs_ON_Electric_IEA_2023_05_05 | 2040 | CH4 Import - WC 2040 | Import | Methane | NY | Dispatch-Import | VOM | 0 | [6 empty] | 0.45639 | 0
LCP_Inputs_ON_Electric_IEA_2023_05_05 | 2040 | CH4 Import - WC 2040 | Import | Methane | ON | Dispatch-Import | EmissionsCost | 0 | [6 empty] | 0.45639 | 0
LCP_Inputs_ON_Electric_IEA_2023_05_05 | 2040 | CH4 Import - WC 2040 | Import | Methane | ON | Dispatch-Import | FuelCost | 0 | [6 empty] | 0.45639 | 0
LCP_Inputs_ON_Electric_IEA_2023_05_05 | 2040 | CH4 Import - WC 2040 | Import | Methane | ON | Dispatch-Import | VOM | 0 | [6 empty] | 0.45639 | 0
LCP_Inputs_ON_Electric_IEA_2023_05_05 | 2040 | CH4 Import - WC 2040 | Import | Methane | PJ | Dispatch-Import | EmissionsCost | 0 | [6 empty] | 0.45639 | 0
LCP_Inputs_ON_Electric_IEA_2023_05_05 | 2040 | CH4 Import - WC 2040 | Import | Methane | PJ | Dispatch-Import | FuelCost | 0 | [6 empty] | 0.45639 | 0
LCP_Inputs_ON_Electric_IEA_2023_05_05 | 2040 | CH4 Import - WC 2040 | Import | Methane | PJ | Dispatch-Import | VOM | 0 | [6 empty] | 0.45639 | 0
LCP_Inputs_ON_Electric_IEA_2023_05_05 | 2040 | CH4 Import - WC 2040 | Import | Methane | QC | Dispatch-Import | EmissionsCost | 0 | [6 empty] | 0.45639 | 0
LCP_Inputs_ON_Electric_IEA_2023_05_05 | 2040 | CH4 Import - WC 2040 | Import | Methane | QC | Dispatch-Import | FuelCost | 0 | [6 empty] | 0.45639 | 0
LCP_Inputs_ON_Electric_IEA_2023_05_05 | 2040 | CH4 Import - WC 2040 | Import | Methane | QC | Dispatch-Import | VOM | 0 | [6 empty] | 0.45639 | 0
LCP_Inputs_ON_Electric_IEA_2023_05_05 | 2040 | CH4 Import - WC 2040 | Import | Methane | WC | Dispatch-Import | EmissionsCost | 2104525662.7863 | [6 empty] | 0.45639 | 960478040.4413
LCP_Inputs_ON_Electric_IEA_2023_05_05 | 2040 | CH4 Import - WC 2040 | Import | Methane | WC | Dispatch-Import | FuelCost | 658893969.2401 | [6 empty] | 0.45639 | 300710606.4919
LCP_Inputs_ON_Electric_IEA_2023_05_05 | 2040 | CH4 Import - WC 2040 | Import | Methane | WC | Dispatch-Import | VOM | 0 | [6 empty] | 0.45639 | 0
LCP_Inputs_ON_Electric_IEA_2023_05_05 | 2040 | CH4 Import - WC 2050 | Import | Methane | MI | Dispatch-Import | EmissionsCost | 0 | [6 empty] | 0.45639 | 0
LCP_Inputs_ON_Electric_IEA_2023_05_05 | 2040 | CH4 Import - WC 2050 | Import | Methane | MI | Dispatch-Import | FuelCost | 0 | [6 empty] | 0.45639 | 0
LCP_Inputs_ON_Electric_IEA_2023_05_05 | 2040 | CH4 Import - WC 2050 | Import | Methane | MI | Dispatch-Import | VOM | 0 | [6 empty] | 0.45639 | 0
LCP_Inputs_ON_Electric_IEA_2023_05_05 | 2040 | CH4 Import - WC 2050 | Import | Methane | NY | Dispatch-Import | EmissionsCost | 0 | [6 empty] | 0.45639 | 0
LCP_Inputs_ON_Electric_IEA_2023_05_05 | 2040 | CH4 Import - WC 2050 | Import | Methane | NY | Dispatch-Import | FuelCost | 0 | [6 empty] | 0.45639 | 0
LCP_Inputs_ON_Electric_IEA_2023_05_05 | 2040 | CH4 Import - WC 2050 | Import | Methane | NY | Dispatch-Import | VOM | 0 | [6 empty] | 0.45639 | 0
LCP_Inputs_ON_Electric_IEA_2023_05_05 | 2040 | CH4 Import - WC 2050 | Import | Methane | ON | Dispatch-Import | EmissionsCost | 0 | [6 empty] | 0.45639 | 0
LCP_Inputs_ON_Electric_IEA_2023_05_05 | 2040 | CH4 Import - WC 2050 | Import | Methane | ON | Dispatch-Import | FuelCost | 0 | [6 empty] | 0.45639 | 0
LCP_Inputs_ON_Electric_IEA_2023_05_05 | 2040 | CH4 Import - WC 2050 | Import | Methane | ON | Dispatch-Import | VOM | 0 | [6 empty] | 0.45639 | 0
LCP_Inputs_ON_Electric_IEA_2023_05_05 | 2040 | CH4 Import - WC 2050 | Import | Methane | PJ | Dispatch-Import | EmissionsCost | 0 | [6 empty] | 0.45639 | 0
LCP_Inputs_ON_Electric_IEA_2023_05_05 | 2040 | CH4 Import - WC 2050 | Import | Methane | PJ | Dispatch-Import | FuelCost | 0 | [6 empty] | 0.45639 | 0
LCP_Inputs_ON_Electric_IEA_2023_05_05 | 2040 | CH4 Import - WC 2050 | Import | Methane | PJ | Dispatch-Import | VOM | 0 | [6 empty] | 0.45639 | 0
LCP_Inputs_ON_Electric_IEA_2023_05_05 | 2040 | CH4 Import - WC 2050 | Import | Methane | QC | Dispatch-Import | EmissionsCost | 0 | [6 empty] | 0.45639 | 0
LCP_Inputs_ON_Electric_IEA_2023_05_05 | 2040 | CH4 Import - WC 2050 | Import | Methane | QC | Dispatch-Import | FuelCost | 0 | [6 empty] | 0.45639 | 0
LCP_Inputs_ON_Electric_IEA_2023_05_05 | 2040 | CH4 Import - WC 2050 | Import | Methane | QC | Dispatch-Import | VOM | 0 | [6 empty] | 0.45639 | 0
LCP_Inputs_ON_Electric_IEA_2023_05_05 | 2040 | CH4 Import - WC 2050 | Import | Methane | WC | Dispatch-Import | EmissionsCost | 0 | [6 empty] | 0.45639 | 0
LCP_Inputs_ON_Electric_IEA_2023_05_05 | 2040 | CH4 Import - WC 2050 | Import | Methane | WC | Dispatch-Import | FuelCost | 0 | [6 empty] | 0.45639 | 0
LCP_Inputs_ON_Electric_IEA_2023_05_05 | 2040 | CH4 Import - WC 2050 | Import | Methane | WC | Dispatch-Import | VOM | 0 | [6 empty] | 0.45639 | 0
LCP_Inputs_ON_Electric_IEA_2023_05_05 | 2040 | CH4 Salt Cavern Storage - ON | Storage | Methane | MI | Dispatch-Storage | EmissionsCost | 0 | [6 empty] | 0.45639 | 0
LCP_Inputs_ON_Electric_IEA_2023_05_05 | 2040 | CH4 Salt Cavern Storage - ON | Storage | Methane | MI | Dispatch-Storage | FuelCost | 0 | [6 empty] | 0.45639 | 0
LCP_Inputs_ON_Electric_IEA_2023_05_05 | 2040 | CH4 Salt Cavern Storage - ON | Storage | Methane | MI | Dispatch-Storage | VOM | 0 | [6 empty] | 0.45639 | 0
LCP_Inputs_ON_Electric_IEA_2023_05_05 | 2040 | CH4 Salt Cavern Storage - ON | Storage | Methane | NY | Dispatch-Storage | EmissionsCost | 0 | [6 empty] | 0.45639 | 0
LCP_Inputs_ON_Electric_IEA_2023_05_05 | 2040 | CH4 Salt Cavern Storage - ON | Storage | Methane | NY | Dispatch-Storage | FuelCost | 0 | [6 empty] | 0.45639 | 0
LCP_Inputs_ON_Electric_IEA_2023_05_05 | 2040 | CH4 Salt Cavern Storage - ON | Storage | Methane | NY | Dispatch-Storage | VOM | 0 | [6 empty] | 0.45639 | 0
LCP_Inputs_ON_Electric_IEA_2023_05_05 | 2040 | CH4 Salt Cavern Storage - ON | Storage | Methane | ON | Dispatch-Storage | EmissionsCost | 0 | [6 empty] | 0.45639 | 0
LCP_Inputs_ON_Electric_IEA_2023_05_05 | 2040 | CH4 Salt Cavern Storage - ON | Storage | Methane | ON | Dispatch-Storage | FuelCost | 0 | [6 empty] | 0.45639 | 0
LCP_Inputs_ON_Electric_IEA_2023_05_05 | 2040 | CH4 Salt Cavern Storage - ON | Storage | Methane | ON | Dispatch-Storage | VOM | 0 | [6 empty] | 0.45639 | 0
LCP_Inputs_ON_Electric_IEA_2023_05_05 | 2040 | CH4 Salt Cavern Storage - ON | Storage | Methane | PJ | Dispatch-Storage | EmissionsCost | 0 | [6 empty] | 0.45639 | 0
LCP_Inputs_ON_Electric_IEA_2023_05_05 | 2040 | CH4 Salt Cavern Storage - ON | Storage | Methane | PJ | Dispatch-Storage | FuelCost | 0 | [6 empty] | 0.45639 | 0
LCP_Inputs_ON_Electric_IEA_2023_05_05 | 2040 | CH4 Salt Cavern Storage - ON | Storage | Methane | PJ | Dispatch-Storage | VOM | 0 | [6 empty] | 0.45639 | 0
LCP_Inputs_ON_Electric_IEA_2023_05_05 | 2040 | CH4 Salt Cavern Storage - ON | Storage | Methane | QC | Dispatch-Storage | EmissionsCost | 0 | [6 empty] | 0.45639 | 0
LCP_Inputs_ON_Electric_IEA_2023_05_05 | 2040 | CH4 Salt Cavern Storage - ON | Storage | Methane | QC | Dispatch-Storage | FuelCost | 0 | [6 empty] | 0.45639 | 0
LCP_Inputs_ON_Electric_IEA_2023_05_05 | 2040 | CH4 Salt Cavern Storage - ON | Storage | Methane | QC | Dispatch-Storage | VOM | 0 | [6 empty] | 0.45639 | 0
LCP_Inputs_ON_Electric_IEA_2023_05_05 | 2040 | CH4 Salt Cavern Storage - ON | Storage | Methane | WC | Dispatch-Storage | EmissionsCost | 0 | [6 empty] | 0.45639 | 0
LCP_Inputs_ON_Electric_IEA_2023_05_05 | 2040 | CH4 Salt Cavern Storage - ON | Storage | Methane | WC | Dispatch-Storage | FuelCost | 0 | [6 empty] | 0.45639 | 0
LCP_Inputs_ON_Electric_IEA_2023_05_05 | 2040 | CH4 Salt Cavern Storage - ON | Storage | Methane | WC | Dispatch-Storage | VOM | 0 | [6 empty] | 0.45639 | 0
LCP_Inputs_ON_Electric_IEA_2023_05_05 | 2040 | Electrolyser 2020/2030 | Crossload | Hydrogen | MI | Dispatch-Crossload | EmissionsCost | 0 | [6 empty] | 0.45639 | 0
LCP_Inputs_ON_Electric_IEA_2023_05_05 | 2040 | Electrolyser 2020/2030 | Crossload | Hydrogen | MI | Dispatch-Crossload | FuelCost | 0 | [6 empty] | 0.45639 | 0
LCP_Inputs_ON_Electric_IEA_2023_05_05 | 2040 | Electrolyser 2020/2030 | Crossload | Hydrogen | MI | Dispatch-Crossload | VOM | 0 | [6 empty] | 0.45639 | 0
LCP_Inputs_ON_Electric_IEA_2023_05_05 | 2040 | Electrolyser 2020/2030 | Crossload | Hydrogen | NY | Dispatch-Crossload | EmissionsCost | 0 | [6 empty] | 0.45639 | 0
LCP_Inputs_ON_Electric_IEA_2023_05_05 | 2040 | Electrolyser 2020/2030 | Crossload | Hydrogen | NY | Dispatch-Crossload | FuelCost | 0 | [6 empty] | 0.45639 | 0
LCP_Inputs_ON_Electric_IEA_2023_05_05 | 2040 | Electrolyser 2020/2030 | Crossload | Hydrogen | NY | Dispatch-Crossload | VOM | 0 | [6 empty] | 0.45639 | 0
LCP_Inputs_ON_Electric_IEA_2023_05_05 | 2040 | Electrolyser 2020/2030 | Crossload | Hydrogen | ON | Dispatch-Crossload | EmissionsCost | 0 | [6 empty] | 0.45639 | 0
LCP_Inputs_ON_Electric_IEA_2023_05_05 | 2040 | Electrolyser 2020/2030 | Crossload | Hydrogen | ON | Dispatch-Crossload | FuelCost | 0 | [6 empty] | 0.45639 | 0
LCP_Inputs_ON_Electric_IEA_2023_05_05 | 2040 | Electrolyser 2020/2030 | Crossload | Hydrogen | ON | Dispatch-Crossload | VOM | 0 | [6 empty] | 0.45639 | 0
LCP_Inputs_ON_Electric_IEA_2023_05_05 | 2040 | Electrolyser 2020/2030 | Crossload | Hydrogen | PJ | Dispatch-Crossload | EmissionsCost | 0 | [6 empty] | 0.45639 | 0
LCP_Inputs_ON_Electric_IEA_2023_05_05 | 2040 | Electrolyser 2020/2030 | Crossload | Hydrogen | PJ | Dispatch-Crossload | FuelCost | 0 | [6 empty] | 0.45639 | 0
LCP_Inputs_ON_Electric_IEA_2023_05_05 | 2040 | Electrolyser 2020/2030 | Crossload | Hydrogen | PJ | Dispatch-Crossload | VOM | 0 | [6 empty] | 0.45639 | 0
LCP_Inputs_ON_Electric_IEA_2023_05_05 | 2040 | Electrolyser 2020/2030 | Crossload | Hydrogen | QC | Dispatch-Crossload | EmissionsCost | 0 | [6 empty] | 0.45639 | 0
LCP_Inputs_ON_Electric_IEA_2023_05_05 | 2040 | Electrolyser 2020/2030 | Crossload | Hydrogen | QC | Dispatch-Crossload | FuelCost | 0 | [6 empty] | 0.45639 | 0
LCP_Inputs_ON_Electric_IEA_2023_05_05 | 2040 | Electrolyser 2020/2030 | Crossload | Hydrogen | QC | Dispatch-Crossload | VOM | 0 | [6 empty] | 0.45639 | 0
LCP_Inputs_ON_Electric_IEA_2023_05_05 | 2040 | Electrolyser 2020/2030 | Crossload | Hydrogen | WC | Dispatch-Crossload | EmissionsCost | 0 | [6 empty] | 0.45639 | 0
LCP_Inputs_ON_Electric_IEA_2023_05_05 | 2040 | Electrolyser 2020/2030 | Crossload | Hydrogen | WC | Dispatch-Crossload | FuelCost | 0 | [6 empty] | 0.45639 | 0
LCP_Inputs_ON_Electric_IEA_2023_05_05 | 2040 | Electrolyser 2020/2030 | Crossload | Hydrogen | WC | Dispatch-Crossload | VOM | 0 | [6 empty] | 0.45639 | 0
LCP_Inputs_ON_Electric_IEA_2023_05_05 | 2040 | Electrolyser 2040 | Crossload | Hydrogen | MI | Dispatch-Crossload | EmissionsCost | 0 | [6 empty] | 0.45639 | 0
LCP_Inputs_ON_Electric_IEA_2023_05_05 | 2040 | Electrolyser 2040 | Crossload | Hydrogen | MI | Dispatch-Crossload | FuelCost | 0 | [6 empty] | 0.45639 | 0
LCP_Inputs_ON_Electric_IEA_2023_05_05 | 2040 | Electrolyser 2040 | Crossload | Hydrogen | MI | Dispatch-Crossload | VOM | 0 | [6 empty] | 0.45639 | 0
LCP_Inputs_ON_Electric_IEA_2023_05_05 | 2040 | Electrolyser 2040 | Crossload | Hydrogen | NY | Dispatch-Crossload | EmissionsCost | 0 | [6 empty] | 0.45639 | 0
LCP_Inputs_ON_Electric_IEA_2023_05_05 | 2040 | Electrolyser 2040 | Crossload | Hydrogen | NY | Dispatch-Crossload | FuelCost | 0 | [6 empty] | 0.45639 | 0
LCP_Inputs_ON_Electric_IEA_2023_05_05 | 2040 | Electrolyser 2040 | Crossload | Hydrogen | NY | Dispatch-Crossload | VOM | 0 | [6 empty] | 0.45639 | 0
LCP_Inputs_ON_Electric_IEA_2023_05_05 | 2040 | Electrolyser 2040 | Crossload | Hydrogen | ON | Dispatch-Crossload | EmissionsCost | 0 | [6 empty] | 0.45639 | 0
LCP_Inputs_ON_Electric_IEA_2023_05_05 | 2040 | Electrolyser 2040 | Crossload | Hydrogen | ON | Dispatch-Crossload | FuelCost | 0 | [6 empty] | 0.45639 | 0
LCP_Inputs_ON_Electric_IEA_2023_05_05 | 2040 | Electrolyser 2040 | Crossload | Hydrogen | ON | Dispatch-Crossload | VOM | 0 | [6 empty] | 0.45639 | 0
LCP_Inputs_ON_Electric_IEA_2023_05_05 | 2040 | Electrolyser 2040 | Crossload | Hydrogen | PJ | Dispatch-Crossload | EmissionsCost | 0 | [6 empty] | 0.45639 | 0
LCP_Inputs_ON_Electric_IEA_2023_05_05 | 2040 | Electrolyser 2040 | Crossload | Hydrogen | PJ | Dispatch-Crossload | FuelCost | 0 | [6 empty] | 0.45639 | 0
LCP_Inputs_ON_Electric_IEA_2023_05_05 | 2040 | Electrolyser 2040 | Crossload | Hydrogen | PJ | Dispatch-Crossload | VOM | 0 | [6 empty] | 0.45639 | 0
LCP_Inputs_ON_Electric_IEA_2023_05_05 | 2040 | Electrolyser 2040 | Crossload | Hydrogen | QC | Dispatch-Crossload | EmissionsCost | 0 | [6 empty] | 0.45639 | 0
LCP_Inputs_ON_Electric_IEA_2023_05_05 | 2040 | Electrolyser 2040 | Crossload | Hydrogen | QC | Dispatch-Crossload | FuelCost | 0 | [6 empty] | 0.45639 | 0
LCP_Inputs_ON_Electric_IEA_2023_05_05 | 2040 | Electrolyser 2040 | Crossload | Hydrogen | QC | Dispatch-Crossload | VOM | 0 | [6 empty] | 0.45639 | 0
LCP_Inputs_ON_Electric_IEA_2023_05_05 | 2040 | Electrolyser 2040 | Crossload | Hydrogen | WC | Dispatch-Crossload | EmissionsCost | 0 | [6 empty] | 0.45639 | 0
LCP_Inputs_ON_Electric_IEA_2023_05_05 | 2040 | Electrolyser 2040 | Crossload | Hydrogen | WC | Dispatch-Crossload | FuelCost | 0 | [6 empty] | 0.45639 | 0
LCP_Inputs_ON_Electric_IEA_2023_05_05 | 2040 | Electrolyser 2040 | Crossload | Hydrogen | WC | Dispatch-Crossload | VOM | 0 | [6 empty] | 0.45639 | 0
LCP_Inputs_ON_Electric_IEA_2023_05_05 | 2040 | Electrolyser 2050 | Crossload | Hydrogen | MI | Dispatch-Crossload | EmissionsCost | 0 | [6 empty] | 0.45639 | 0
LCP_Inputs_ON_Electric_IEA_2023_05_05 | 2040 | Electrolyser 2050 | Crossload | Hydrogen | MI | Dispatch-Crossload | FuelCost | 0 | [6 empty] | 0.45639 | 0
LCP_Inputs_ON_Electric_IEA_2023_05_05 | 2040 | Electrolyser 2050 | Crossload | Hydrogen | MI | Dispatch-Crossload | VOM | 0 | [6 empty] | 0.45639 | 0
LCP_Inputs_ON_Electric_IEA_2023_05_05 | 2040 | Electrolyser 2050 | Crossload | Hydrogen | NY | Dispatch-Crossload | EmissionsCost | 0 | [6 empty] | 0.45639 | 0
LCP_Inputs_ON_Electric_IEA_2023_05_05 | 2040 | Electrolyser 2050 | Crossload | Hydrogen | NY | Dispatch-Crossload | FuelCost | 0 | [6 empty] | 0.45639 | 0
LCP_Inputs_ON_Electric_IEA_2023_05_05 | 2040 | Electrolyser 2050 | Crossload | Hydrogen | NY | Dispatch-Crossload | VOM | 0 | [6 empty] | 0.45639 | 0
LCP_Inputs_ON_Electric_IEA_2023_05_05 | 2040 | Electrolyser 2050 | Crossload | Hydrogen | ON | Dispatch-Crossload | EmissionsCost | 0 | [6 empty] | 0.45639 | 0
LCP_Inputs_ON_Electric_IEA_2023_05_05 | 2040 | Electrolyser 2050 | Crossload | Hydrogen | ON | Dispatch-Crossload | FuelCost | 0 | [6 empty] | 0.45639 | 0
LCP_Inputs_ON_Electric_IEA_2023_05_05 | 2040 | Electrolyser 2050 | Crossload | Hydrogen | ON | Dispatch-Crossload | VOM | 0 | [6 empty] | 0.45639 | 0
LCP_Inputs_ON_Electric_IEA_2023_05_05 | 2040 | Electrolyser 2050 | Crossload | Hydrogen | PJ | Dispatch-Crossload | EmissionsCost | 0 | [6 empty] | 0.45639 | 0
LCP_Inputs_ON_Electric_IEA_2023_05_05 | 2040 | Electrolyser 2050 | Crossload | Hydrogen | PJ | Dispatch-Crossload | FuelCost | 0 | [6 empty] | 0.45639 | 0
LCP_Inputs_ON_Electric_IEA_2023_05_05 | 2040 | Electrolyser 2050 | Crossload | Hydrogen | PJ | Dispatch-Crossload | VOM | 0 | [6 empty] | 0.45639 | 0
LCP_Inputs_ON_Electric_IEA_2023_05_05 | 2040 | Electrolyser 2050 | Crossload | Hydrogen | QC | Dispatch-Crossload | EmissionsCost | 0 | [6 empty] | 0.45639 | 0
LCP_Inputs_ON_Electric_IEA_2023_05_05 | 2040 | Electrolyser 2050 | Crossload | Hydrogen | QC | Dispatch-Crossload | FuelCost | 0 | [6 empty] | 0.45639 | 0
LCP_Inputs_ON_Electric_IEA_2023_05_05 | 2040 | Electrolyser 2050 | Crossload | Hydrogen | QC | Dispatch-Crossload | VOM | 0 | [6 empty] | 0.45639 | 0
LCP_Inputs_ON_Electric_IEA_2023_05_05 | 2040 | Electrolyser 2050 | Crossload | Hydrogen | WC | Dispatch-Crossload | EmissionsCost | 0 | [6 empty] | 0.45639 | 0
LCP_Inputs_ON_Electric_IEA_2023_05_05 | 2040 | Electrolyser 2050 | Crossload | Hydrogen | WC | Dispatch-Crossload | FuelCost | 0 | [6 empty] | 0.45639 | 0
LCP_Inputs_ON_Electric_IEA_2023_05_05 | 2040 | Electrolyser 2050 | Crossload | Hydrogen | WC | Dispatch-Crossload | VOM | 0 | [6 empty] | 0.45639 | 0
LCP_Inputs_ON_Electric_IEA_2023_05_05 | 2040 | Fossil Fuel Thermal (Coal, Peat, Oil) | Generation | Electricity | MI | Dispatch-Generation | EmissionsCost | 0 | [6 empty] | 0.45639 | 0
LCP_Inputs_ON_Electric_IEA_2023_05_05 | 2040 | Fossil Fuel Thermal (Coal, Peat, Oil) | Generation | Electricity | MI | Dispatch-Generation | FuelCost | 0 | [6 empty] | 0.45639 | 0
LCP_Inputs_ON_Electric_IEA_2023_05_05 | 2040 | Fossil Fuel Thermal (Coal, Peat, Oil) | Generation | Electricity | MI | Dispatch-Generation | VOM | 0 | [6 empty] | 0.45639 | 0
LCP_Inputs_ON_Electric_IEA_2023_05_05 | 2040 | Fossil Fuel Thermal (Coal, Peat, Oil) | Generation | Electricity | NY | Dispatch-Generation | EmissionsCost | 0 | [6 empty] | 0.45639 | 0
LCP_Inputs_ON_Electric_IEA_2023_05_05 | 2040 | Fossil Fuel Thermal (Coal, Peat, Oil) | Generation | Electricity | NY | Dispatch-Generation | FuelCost | 0 | [6 empty] | 0.45639 | 0
LCP_Inputs_ON_Electric_IEA_2023_05_05 | 2040 | Fossil Fuel Thermal (Coal, Peat, Oil) | Generation | Electricity | NY | Dispatch-Generation | VOM | 0 | [6 empty] | 0.45639 | 0
LCP_Inputs_ON_Electric_IEA_2023_05_05 | 2040 | Fossil Fuel Thermal (Coal, Peat, Oil) | Generation | Electricity | ON | Dispatch-Generation | EmissionsCost | 0 | [6 empty] | 0.45639 | 0
LCP_Inputs_ON_Electric_IEA_2023_05_05 | 2040 | Fossil Fuel Thermal (Coal, Peat, Oil) | Generation | Electricity | ON | Dispatch-Generation | FuelCost | 0 | [6 empty] | 0.45639 | 0
LCP_Inputs_ON_Electric_IEA_2023_05_05 | 2040 | Fossil Fuel Thermal (Coal, Peat, Oil) | Generation | Electricity | ON | Dispatch-Generation | VOM | 0 | [6 empty] | 0.45639 | 0
LCP_Inputs_ON_Electric_IEA_2023_05_05 | 2040 | Fossil Fuel Thermal (Coal, Peat, Oil) | Generation | Electricity | PJ | Dispatch-Generation | EmissionsCost | 0 | [6 empty] | 0.45639 | 0
LCP_Inputs_ON_Electric_IEA_2023_05_05 | 2040 | Fossil Fuel Thermal (Coal, Peat, Oil) | Generation | Electricity | PJ | Dispatch-Generation | FuelCost | 0 | [6 empty] | 0.45639 | 0
LCP_Inputs_ON_Electric_IEA_2023_05_05 | 2040 | Fossil Fuel Thermal (Coal, Peat, Oil) | Generation | Electricity | PJ | Dispatch-Generation | VOM | 0 | [6 empty] | 0.45639 | 0
LCP_Inputs_ON_Electric_IEA_2023_05_05 | 2040 | Fossil Fuel Thermal (Coal, Peat, Oil) | Generation | Electricity | QC | Dispatch-Generation | EmissionsCost | 0 | [6 empty] | 0.45639 | 0
LCP_Inputs_ON_Electric_IEA_2023_05_05 | 2040 | Fossil Fuel Thermal (Coal, Peat, Oil) | Generation | Electricity | QC | Dispatch-Generation | FuelCost | 0 | [6 empty] | 0.45639 | 0
LCP_Inputs_ON_Electric_IEA_2023_05_05 | 2040 | Fossil Fuel Thermal (Coal, Peat, Oil) | Generation | Electricity | QC | Dispatch-Generation | VOM | 0 | [6 empty] | 0.45639 | 0
LCP_Inputs_ON_Electric_IEA_2023_05_05 | 2040 | Fossil Fuel Thermal (Coal, Peat, Oil) | Generation | Electricity | WC | Dispatch-Generation | EmissionsCost | 0 | [6 empty] | 0.45639 | 0
LCP_Inputs_ON_Electric_IEA_2023_05_05 | 2040 | Fossil Fuel Thermal (Coal, Peat, Oil) | Generation | Electricity | WC | Dispatch-Generation | FuelCost | 0 | [6 empty] | 0.45639 | 0
LCP_Inputs_ON_Electric_IEA_2023_05_05 | 2040 | Fossil Fuel Thermal (Coal, Peat, Oil) | Generation | Electricity | WC | Dispatch-Generation | VOM | 0 | [6 empty] | 0.45639 | 0
LCP_Inputs_ON_Electric_IEA_2023_05_05 | 2040 | Generic - Generator | Generation | Electricity | MI | Dispatch-Generation | EmissionsCost | 0 | [6 empty] | 0.45639 | 0
LCP_Inputs_ON_Electric_IEA_2023_05_05 | 2040 | Generic - Generator | Generation | Electricity | MI | Dispatch-Generation | FuelCost | 792125451.2102 | [6 empty] | 0.45639 | 361515715.6861
LCP_Inputs_ON_Electric_IEA_2023_05_05 | 2040 | Generic - Generator | Generation | Electricity | MI | Dispatch-Generation | VOM | 25906392.0786 | [6 empty] | 0.45639 | 11823339.1679
LCP_Inputs_ON_Electric_IEA_2023_05_05 | 2040 | Generic - Generator | Generation | Electricity | NY | Dispatch-Generation | EmissionsCost | 0 | [6 empty] | 0.45639 | 0
LCP_Inputs_ON_Electric_IEA_2023_05_05 | 2040 | Generic - Generator | Generation | Electricity | NY | Dispatch-Generation | FuelCost | 89249380.7706 | [6 empty] | 0.45639 | 40732252.3402
LCP_Inputs_ON_Electric_IEA_2023_05_05 | 2040 | Generic - Generator | Generation | Electricity | NY | Dispatch-Generation | VOM | 2918893.0207 | [6 empty] | 0.45639 | 1332144.672
LCP_Inputs_ON_Electric_IEA_2023_05_05 | 2040 | Generic - Generator | Generation | Electricity | ON | Dispatch-Generation | EmissionsCost | 0 | [6 empty] | 0.45639 | 0
LCP_Inputs_ON_Electric_IEA_2023_05_05 | 2040 | Generic - Generator | Generation | Electricity | ON | Dispatch-Generation | FuelCost | 0 | [6 empty] | 0.45639 | 0
LCP_Inputs_ON_Electric_IEA_2023_05_05 | 2040 | Generic - Generator | Generation | Electricity | ON | Dispatch-Generation | VOM | 0 | [6 empty] | 0.45639 | 0
LCP_Inputs_ON_Electric_IEA_2023_05_05 | 2040 | Generic - Generator | Generation | Electricity | PJ | Dispatch-Generation | EmissionsCost | 0 | [6 empty] | 0.45639 | 0
LCP_Inputs_ON_Electric_IEA_2023_05_05 | 2040 | Generic - Generator | Generation | Electricity | PJ | Dispatch-Generation | FuelCost | 5376674723.802 | [6 empty] | 0.45639 | 2453844157.9137
LCP_Inputs_ON_Electric_IEA_2023_05_05 | 2040 | Generic - Generator | Generation | Electricity | PJ | Dispatch-Generation | VOM | 175843666.2543 | [6 empty] | 0.45639 | 80252753.8506
LCP_Inputs_ON_Electric_IEA_2023_05_05 | 2040 | Generic - Generator | Generation | Electricity | QC | Dispatch-Generation | EmissionsCost | 0 | [6 empty] | 0.45639 | 0
LCP_Inputs_ON_Electric_IEA_2023_05_05 | 2040 | Generic - Generator | Generation | Electricity | QC | Dispatch-Generation | FuelCost | 0 | [6 empty] | 0.45639 | 0
LCP_Inputs_ON_Electric_IEA_2023_05_05 | 2040 | Generic - Generator | Generation | Electricity | QC | Dispatch-Generation | VOM | 0 | [6 empty] | 0.45639 | 0
LCP_Inputs_ON_Electric_IEA_2023_05_05 | 2040 | Generic - Generator | Generation | Electricity | WC | Dispatch-Generation | EmissionsCost | 0 | [6 empty] | 0.45639 | 0
LCP_Inputs_ON_Electric_IEA_2023_05_05 | 2040 | Generic - Generator | Generation | Electricity | WC | Dispatch-Generation | FuelCost | 0 | [6 empty] | 0.45639 | 0
LCP_Inputs_ON_Electric_IEA_2023_05_05 | 2040 | Generic - Generator | Generation | Electricity | WC | Dispatch-Generation | VOM | 0 | [6 empty] | 0.45639 | 0
LCP_Inputs_ON_Electric_IEA_2023_05_05 | 2040 | H2 Import - QC | Import | Hydrogen | MI | Dispatch-Import | EmissionsCost | 0 | [6 empty] | 0.45639 | 0
LCP_Inputs_ON_Electric_IEA_2023_05_05 | 2040 | H2 Import - QC | Import | Hydrogen | MI | Dispatch-Import | FuelCost | 0 | [6 empty] | 0.45639 | 0
LCP_Inputs_ON_Electric_IEA_2023_05_05 | 2040 | H2 Import - QC | Import | Hydrogen | MI | Dispatch-Import | VOM | 0 | [6 empty] | 0.45639 | 0
LCP_Inputs_ON_Electric_IEA_2023_05_05 | 2040 | H2 Import - QC | Import | Hydrogen | NY | Dispatch-Import | EmissionsCost | 0 | [6 empty] | 0.45639 | 0
LCP_Inputs_ON_Electric_IEA_2023_05_05 | 2040 | H2 Import - QC | Import | Hydrogen | NY | Dispatch-Import | FuelCost | 0 | [6 empty] | 0.45639 | 0
LCP_Inputs_ON_Electric_IEA_2023_05_05 | 2040 | H2 Import - QC | Import | Hydrogen | NY | Dispatch-Import | VOM | 0 | [6 empty] | 0.45639 | 0
LCP_Inputs_ON_Electric_IEA_2023_05_05 | 2040 | H2 Import - QC | Import | Hydrogen | ON | Dispatch-Import | EmissionsCost | 0 | [6 empty] | 0.45639 | 0
LCP_Inputs_ON_Electric_IEA_2023_05_05 | 2040 | H2 Import - QC | Import | Hydrogen | ON | Dispatch-Import | FuelCost | 0 | [6 empty] | 0.45639 | 0
LCP_Inputs_ON_Electric_IEA_2023_05_05 | 2040 | H2 Import - QC | Import | Hydrogen | ON | Dispatch-Import | VOM | 0 | [6 empty] | 0.45639 | 0
LCP_Inputs_ON_Electric_IEA_2023_05_05 | 2040 | H2 Import - QC | Import | Hydrogen | PJ | Dispatch-Import | EmissionsCost | 0 | [6 empty] | 0.45639 | 0
LCP_Inputs_ON_Electric_IEA_2023_05_05 | 2040 | H2 Import - QC | Import | Hydrogen | PJ | Dispatch-Import | FuelCost | 0 | [6 empty] | 0.45639 | 0
LCP_Inputs_ON_Electric_IEA_2023_05_05 | 2040 | H2 Import - QC | Import | Hydrogen | PJ | Dispatch-Import | VOM | 0 | [6 empty] | 0.45639 | 0
LCP_Inputs_ON_Electric_IEA_2023_05_05 | 2040 | H2 Import - QC | Import | Hydrogen | QC | Dispatch-Import | EmissionsCost | 0 | [6 empty] | 0.45639 | 0
LCP_Inputs_ON_Electric_IEA_2023_05_05 | 2040 | H2 Import - QC | Import | Hydrogen | QC | Dispatch-Import | FuelCost | 0 | [6 empty] | 0.45639 | 0
LCP_Inputs_ON_Electric_IEA_2023_05_05 | 2040 | H2 Import - QC | Import | Hydrogen | QC | Dispatch-Import | VOM | 0 | [6 empty] | 0.45639 | 0
LCP_Inputs_ON_Electric_IEA_2023_05_05 | 2040 | H2 Import - QC | Import | Hydrogen | WC | Dispatch-Import | EmissionsCost | 0 | [6 empty] | 0.45639 | 0
LCP_Inputs_ON_Electric_IEA_2023_05_05 | 2040 | H2 Import - QC | Import | Hydrogen | WC | Dispatch-Import | FuelCost | 0 | [6 empty] | 0.45639 | 0
LCP_Inputs_ON_Electric_IEA_2023_05_05 | 2040 | H2 Import - QC | Import | Hydrogen | WC | Dispatch-Import | VOM | 0 | [6 empty] | 0.45639 | 0
LCP_Inputs_ON_Electric_IEA_2023_05_05 | 2040 | H2 Import - WC | Import | Hydrogen | MI | Dispatch-Import | EmissionsCost | 0 | [6 empty] | 0.45639 | 0
LCP_Inputs_ON_Electric_IEA_2023_05_05 | 2040 | H2 Import - WC | Import | Hydrogen | MI | Dispatch-Import | FuelCost | 0 | [6 empty] | 0.45639 | 0
LCP_Inputs_ON_Electric_IEA_2023_05_05 | 2040 | H2 Import - WC | Import | Hydrogen | MI | Dispatch-Import | VOM | 0 | [6 empty] | 0.45639 | 0
LCP_Inputs_ON_Electric_IEA_2023_05_05 | 2040 | H2 Import - WC | Import | Hydrogen | NY | Dispatch-Import | EmissionsCost | 0 | [6 empty] | 0.45639 | 0
LCP_Inputs_ON_Electric_IEA_2023_05_05 | 2040 | H2 Import - WC | Import | Hydrogen | NY | Dispatch-Import | FuelCost | 0 | [6 empty] | 0.45639 | 0
LCP_Inputs_ON_Electric_IEA_2023_05_05 | 2040 | H2 Import - WC | Import | Hydrogen | NY | Dispatch-Import | VOM | 0 | [6 empty] | 0.45639 | 0
LCP_Inputs_ON_Electric_IEA_2023_05_05 | 2040 | H2 Import - WC | Import | Hydrogen | ON | Dispatch-Import | EmissionsCost | 0 | [6 empty] | 0.45639 | 0
LCP_Inputs_ON_Electric_IEA_2023_05_05 | 2040 | H2 Import - WC | Import | Hydrogen | ON | Dispatch-Import | FuelCost | 0 | [6 empty] | 0.45639 | 0
LCP_Inputs_ON_Electric_IEA_2023_05_05 | 2040 | H2 Import - WC | Import | Hydrogen | ON | Dispatch-Import | VOM | 0 | [6 empty] | 0.45639 | 0
LCP_Inputs_ON_Electric_IEA_2023_05_05 | 2040 | H2 Import - WC | Import | Hydrogen | PJ | Dispatch-Import | EmissionsCost | 0 | [6 empty] | 0.45639 | 0
LCP_Inputs_ON_Electric_IEA_2023_05_05 | 2040 | H2 Import - WC | Import | Hydrogen | PJ | Dispatch-Import | FuelCost | 0 | [6 empty] | 0.45639 | 0
LCP_Inputs_ON_Electric_IEA_2023_05_05 | 2040 | H2 Import - WC | Import | Hydrogen | PJ | Dispatch-Import | VOM | 0 | [6 empty] | 0.45639 | 0
LCP_Inputs_ON_Electric_IEA_2023_05_05 | 2040 | H2 Import - WC | Import | Hydrogen | QC | Dispatch-Import | EmissionsCost | 0 | [6 empty] | 0.45639 | 0
LCP_Inputs_ON_Electric_IEA_2023_05_05 | 2040 | H2 Import - WC | Import | Hydrogen | QC | Dispatch-Import | FuelCost | 0 | [6 empty] | 0.45639 | 0
LCP_Inputs_ON_Electric_IEA_2023_05_05 | 2040 | H2 Import - WC | Import | Hydrogen | QC | Dispatch-Import | VOM | 0 | [6 empty] | 0.45639 | 0
LCP_Inputs_ON_Electric_IEA_2023_05_05 | 2040 | H2 Import - WC | Import | Hydrogen | WC | Dispatch-Import | EmissionsCost | 0 | [6 empty] | 0.45639 | 0
LCP_Inputs_ON_Electric_IEA_2023_05_05 | 2040 | H2 Import - WC | Import | Hydrogen | WC | Dispatch-Import | FuelCost | 37560895.7592 | [6 empty] | 0.45639 | 17142302.5121
LCP_Inputs_ON_Electric_IEA_2023_05_05 | 2040 | H2 Import - WC | Import | Hydrogen | WC | Dispatch-Import | VOM | 0 | [6 empty] | 0.45639 | 0
LCP_Inputs_ON_Electric_IEA_2023_05_05 | 2040 | H2 Salt Cavern Storage - ON | Storage | Hydrogen | MI | Dispatch-Storage | EmissionsCost | 0 | [6 empty] | 0.45639 | 0
LCP_Inputs_ON_Electric_IEA_2023_05_05 | 2040 | H2 Salt Cavern Storage - ON | Storage | Hydrogen | MI | Dispatch-Storage | FuelCost | 0 | [6 empty] | 0.45639 | 0
LCP_Inputs_ON_Electric_IEA_2023_05_05 | 2040 | H2 Salt Cavern Storage - ON | Storage | Hydrogen | MI | Dispatch-Storage | VOM | 0 | [6 empty] | 0.45639 | 0
LCP_Inputs_ON_Electric_IEA_2023_05_05 | 2040 | H2 Salt Cavern Storage - ON | Storage | Hydrogen | NY | Dispatch-Storage | EmissionsCost | 0 | [6 empty] | 0.45639 | 0
LCP_Inputs_ON_Electric_IEA_2023_05_05 | 2040 | H2 Salt Cavern Storage - ON | Storage | Hydrogen | NY | Dispatch-Storage | FuelCost | 0 | [6 empty] | 0.45639 | 0
LCP_Inputs_ON_Electric_IEA_2023_05_05 | 2040 | H2 Salt Cavern Storage - ON | Storage | Hydrogen | NY | Dispatch-Storage | VOM | 0 | [6 empty] | 0.45639 | 0
LCP_Inputs_ON_Electric_IEA_2023_05_05 | 2040 | H2 Salt Cavern Storage - ON | Storage | Hydrogen | ON | Dispatch-Storage | EmissionsCost | 0 | [6 empty] | 0.45639 | 0
LCP_Inputs_ON_Electric_IEA_2023_05_05 | 2040 | H2 Salt Cavern Storage - ON | Storage | Hydrogen | ON | Dispatch-Storage | FuelCost | 0 | [6 empty] | 0.45639 | 0
LCP_Inputs_ON_Electric_IEA_2023_05_05 | 2040 | H2 Salt Cavern Storage - ON | Storage | Hydrogen | ON | Dispatch-Storage | VOM | 32223438.3009 | [6 empty] | 0.45639 | 14706356.6022
LCP_Inputs_ON_Electric_IEA_2023_05_05 | 2040 | H2 Salt Cavern Storage - ON | Storage | Hydrogen | PJ | Dispatch-Storage | EmissionsCost | 0 | [6 empty] | 0.45639 | 0
LCP_Inputs_ON_Electric_IEA_2023_05_05 | 2040 | H2 Salt Cavern Storage - ON | Storage | Hydrogen | PJ | Dispatch-Storage | FuelCost | 0 | [6 empty] | 0.45639 | 0
LCP_Inputs_ON_Electric_IEA_2023_05_05 | 2040 | H2 Salt Cavern Storage - ON | Storage | Hydrogen | PJ | Dispatch-Storage | VOM | 0 | [6 empty] | 0.45639 | 0
LCP_Inputs_ON_Electric_IEA_2023_05_05 | 2040 | H2 Salt Cavern Storage - ON | Storage | Hydrogen | QC | Dispatch-Storage | EmissionsCost | 0 | [6 empty] | 0.45639 | 0
LCP_Inputs_ON_Electric_IEA_2023_05_05 | 2040 | H2 Salt Cavern Storage - ON | Storage | Hydrogen | QC | Dispatch-Storage | FuelCost | 0 | [6 empty] | 0.45639 | 0
LCP_Inputs_ON_Electric_IEA_2023_05_05 | 2040 | H2 Salt Cavern Storage - ON | Storage | Hydrogen | QC | Dispatch-Storage | VOM | 0 | [6 empty] | 0.45639 | 0
LCP_Inputs_ON_Electric_IEA_2023_05_05 | 2040 | H2 Salt Cavern Storage - ON | Storage | Hydrogen | WC | Dispatch-Storage | EmissionsCost | 0 | [6 empty] | 0.45639 | 0
LCP_Inputs_ON_Electric_IEA_2023_05_05 | 2040 | H2 Salt Cavern Storage - ON | Storage | Hydrogen | WC | Dispatch-Storage | FuelCost | 0 | [6 empty] | 0.45639 | 0
LCP_Inputs_ON_Electric_IEA_2023_05_05 | 2040 | H2 Salt Cavern Storage - ON | Storage | Hydrogen | WC | Dispatch-Storage | VOM | 0 | [6 empty] | 0.45639 | 0
LCP_Inputs_ON_Electric_IEA_2023_05_05 | 2040 | Hydro | Generation | Electricity | MI | Dispatch-Generation | EmissionsCost | 0 | [6 empty] | 0.45639 | 0
LCP_Inputs_ON_Electric_IEA_2023_05_05 | 2040 | Hydro | Generation | Electricity | MI | Dispatch-Generation | FuelCost | 0 | [6 empty] | 0.45639 | 0
LCP_Inputs_ON_Electric_IEA_2023_05_05 | 2040 | Hydro | Generation | Electricity | MI | Dispatch-Generation | VOM | 0 | [6 empty] | 0.45639 | 0
LCP_Inputs_ON_Electric_IEA_2023_05_05 | 2040 | Hydro | Generation | Electricity | NY | Dispatch-Generation | EmissionsCost | 0 | [6 empty] | 0.45639 | 0
LCP_Inputs_ON_Electric_IEA_2023_05_05 | 2040 | Hydro | Generation | Electricity | NY | Dispatch-Generation | FuelCost | 0 | [6 empty] | 0.45639 | 0
LCP_Inputs_ON_Electric_IEA_2023_05_05 | 2040 | Hydro | Generation | Electricity | NY | Dispatch-Generation | VOM | 0 | [6 empty] | 0.45639 | 0
LCP_Inputs_ON_Electric_IEA_2023_05_05 | 2040 | Hydro | Generation | Electricity | ON | Dispatch-Generation | EmissionsCost | 0 | [6 empty] | 0.45639 | 0
LCP_Inputs_ON_Electric_IEA_2023_05_05 | 2040 | Hydro | Generation | Electricity | ON | Dispatch-Generation | FuelCost | 0 | [6 empty] | 0.45639 | 0
LCP_Inputs_ON_Electric_IEA_2023_05_05 | 2040 | Hydro | Generation | Electricity | ON | Dispatch-Generation | VOM | 0 | [6 empty] | 0.45639 | 0
LCP_Inputs_ON_Electric_IEA_2023_05_05 | 2040 | Hydro | Generation | Electricity | PJ | Dispatch-Generation | EmissionsCost | 0 | [6 empty] | 0.45639 | 0
LCP_Inputs_ON_Electric_IEA_2023_05_05 | 2040 | Hydro | Generation | Electricity | PJ | Dispatch-Generation | FuelCost | 0 | [6 empty] | 0.45639 | 0
LCP_Inputs_ON_Electric_IEA_2023_05_05 | 2040 | Hydro | Generation | Electricity | PJ | Dispatch-Generation | VOM | 0 | [6 empty] | 0.45639 | 0
LCP_Inputs_ON_Electric_IEA_2023_05_05 | 2040 | Hydro | Generation | Electricity | QC | Dispatch-Generation | EmissionsCost | 0 | [6 empty] | 0.45639 | 0
LCP_Inputs_ON_Electric_IEA_2023_05_05 | 2040 | Hydro | Generation | Electricity | QC | Dispatch-Generation | FuelCost | 0 | [6 empty] | 0.45639 | 0
LCP_Inputs_ON_Electric_IEA_2023_05_05 | 2040 | Hydro | Generation | Electricity | QC | Dispatch-Generation | VOM | 0 | [6 empty] | 0.45639 | 0
LCP_Inputs_ON_Electric_IEA_2023_05_05 | 2040 | Hydro | Generation | Electricity | WC | Dispatch-Generation | EmissionsCost | 0 | [6 empty] | 0.45639 | 0
LCP_Inputs_ON_Electric_IEA_2023_05_05 | 2040 | Hydro | Generation | Electricity | WC | Dispatch-Generation | FuelCost | 0 | [6 empty] | 0.45639 | 0
LCP_Inputs_ON_Electric_IEA_2023_05_05 | 2040 | Hydro | Generation | Electricity | WC | Dispatch-Generation | VOM | 0 | [6 empty] | 0.45639 | 0
LCP_Inputs_ON_Electric_IEA_2023_05_05 | 2040 | Hydro Pumped Storage | Storage | Electricity | MI | Dispatch-Storage | EmissionsCost | 0 | [6 empty] | 0.45639 | 0
LCP_Inputs_ON_Electric_IEA_2023_05_05 | 2040 | Hydro Pumped Storage | Storage | Electricity | MI | Dispatch-Storage | FuelCost | 0 | [6 empty] | 0.45639 | 0
LCP_Inputs_ON_Electric_IEA_2023_05_05 | 2040 | Hydro Pumped Storage | Storage | Electricity | MI | Dispatch-Storage | VOM | 0 | [6 empty] | 0.45639 | 0
LCP_Inputs_ON_Electric_IEA_2023_05_05 | 2040 | Hydro Pumped Storage | Storage | Electricity | NY | Dispatch-Storage | EmissionsCost | 0 | [6 empty] | 0.45639 | 0
LCP_Inputs_ON_Electric_IEA_2023_05_05 | 2040 | Hydro Pumped Storage | Storage | Electricity | NY | Dispatch-Storage | FuelCost | 0 | [6 empty] | 0.45639 | 0
LCP_Inputs_ON_Electric_IEA_2023_05_05 | 2040 | Hydro Pumped Storage | Storage | Electricity | NY | Dispatch-Storage | VOM | 0 | [6 empty] | 0.45639 | 0
LCP_Inputs_ON_Electric_IEA_2023_05_05 | 2040 | Hydro Pumped Storage | Storage | Electricity | ON | Dispatch-Storage | EmissionsCost | 0 | [6 empty] | 0.45639 | 0
LCP_Inputs_ON_Electric_IEA_2023_05_05 | 2040 | Hydro Pumped Storage | Storage | Electricity | ON | Dispatch-Storage | FuelCost | 0 | [6 empty] | 0.45639 | 0
LCP_Inputs_ON_Electric_IEA_2023_05_05 | 2040 | Hydro Pumped Storage | Storage | Electricity | ON | Dispatch-Storage | VOM | 0 | [6 empty] | 0.45639 | 0
LCP_Inputs_ON_Electric_IEA_2023_05_05 | 2040 | Hydro Pumped Storage | Storage | Electricity | PJ | Dispatch-Storage | EmissionsCost | 0 | [6 empty] | 0.45639 | 0
LCP_Inputs_ON_Electric_IEA_2023_05_05 | 2040 | Hydro Pumped Storage | Storage | Electricity | PJ | Dispatch-Storage | FuelCost | 0 | [6 empty] | 0.45639 | 0
LCP_Inputs_ON_Electric_IEA_2023_05_05 | 2040 | Hydro Pumped Storage | Storage | Electricity | PJ | Dispatch-Storage | VOM | 0 | [6 empty] | 0.45639 | 0
LCP_Inputs_ON_Electric_IEA_2023_05_05 | 2040 | Hydro Pumped Storage | Storage | Electricity | QC | Dispatch-Storage | EmissionsCost | 0 | [6 empty] | 0.45639 | 0
LCP_Inputs_ON_Electric_IEA_2023_05_05 | 2040 | Hydro Pumped Storage | Storage | Electricity | QC | Dispatch-Storage | FuelCost | 0 | [6 empty] | 0.45639 | 0
LCP_Inputs_ON_Electric_IEA_2023_05_05 | 2040 | Hydro Pumped Storage | Storage | Electricity | QC | Dispatch-Storage | VOM | 0 | [6 empty] | 0.45639 | 0
LCP_Inputs_ON_Electric_IEA_2023_05_05 | 2040 | Hydro Pumped Storage | Storage | Electricity | WC | Dispatch-Storage | EmissionsCost | 0 | [6 empty] | 0.45639 | 0
LCP_Inputs_ON_Electric_IEA_2023_05_05 | 2040 | Hydro Pumped Storage | Storage | Electricity | WC | Dispatch-Storage | FuelCost | 0 | [6 empty] | 0.45639 | 0
LCP_Inputs_ON_Electric_IEA_2023_05_05 | 2040 | Hydro Pumped Storage | Storage | Electricity | WC | Dispatch-Storage | VOM | 0 | [6 empty] | 0.45639 | 0
LCP_Inputs_ON_Electric_IEA_2023_05_05 | 2040 | Nuclear | Generation | Electricity | MI | Dispatch-Generation | EmissionsCost | 0 | [6 empty] | 0.45639 | 0
LCP_Inputs_ON_Electric_IEA_2023_05_05 | 2040 | Nuclear | Generation | Electricity | MI | Dispatch-Generation | FuelCost | 0 | [6 empty] | 0.45639 | 0
LCP_Inputs_ON_Electric_IEA_2023_05_05 | 2040 | Nuclear | Generation | Electricity | MI | Dispatch-Generation | VOM | 2762866296.96 | [6 empty] | 0.45639 | 1260936112.032
LCP_Inputs_ON_Electric_IEA_2023_05_05 | 2040 | Nuclear | Generation | Electricity | NY | Dispatch-Generation | EmissionsCost | 0 | [6 empty] | 0.45639 | 0
LCP_Inputs_ON_Electric_IEA_2023_05_05 | 2040 | Nuclear | Generation | Electricity | NY | Dispatch-Generation | FuelCost | 0 | [6 empty] | 0.45639 | 0
LCP_Inputs_ON_Electric_IEA_2023_05_05 | 2040 | Nuclear | Generation | Electricity | NY | Dispatch-Generation | VOM | 2246155230.144 | [6 empty] | 0.45639 | 1025115926.1795
LCP_Inputs_ON_Electric_IEA_2023_05_05 | 2040 | Nuclear | Generation | Electricity | ON | Dispatch-Generation | EmissionsCost | 0 | [6 empty] | 0.45639 | 0
LCP_Inputs_ON_Electric_IEA_2023_05_05 | 2040 | Nuclear | Generation | Electricity | ON | Dispatch-Generation | FuelCost | 0 | [6 empty] | 0.45639 | 0
LCP_Inputs_ON_Electric_IEA_2023_05_05 | 2040 | Nuclear | Generation | Electricity | ON | Dispatch-Generation | VOM | 7823178339.984 | [6 empty] | 0.45639 | 3570396472.1734
LCP_Inputs_ON_Electric_IEA_2023_05_05 | 2040 | Nuclear | Generation | Electricity | PJ | Dispatch-Generation | EmissionsCost | 0 | [6 empty] | 0.45639 | 0
LCP_Inputs_ON_Electric_IEA_2023_05_05 | 2040 | Nuclear | Generation | Electricity | PJ | Dispatch-Generation | FuelCost | 0 | [6 empty] | 0.45639 | 0
LCP_Inputs_ON_Electric_IEA_2023_05_05 | 2040 | Nuclear | Generation | Electricity | PJ | Dispatch-Generation | VOM | 6401347648.6848 | [6 empty] | 0.45639 | 2921491504.9561
LCP_Inputs_ON_Electric_IEA_2023_05_05 | 2040 | Nuclear | Generation | Electricity | QC | Dispatch-Generation | EmissionsCost | 0 | [6 empty] | 0.45639 | 0
LCP_Inputs_ON_Electric_IEA_2023_05_05 | 2040 | Nuclear | Generation | Electricity | QC | Dispatch-Generation | FuelCost | 0 | [6 empty] | 0.45639 | 0
LCP_Inputs_ON_Electric_IEA_2023_05_05 | 2040 | Nuclear | Generation | Electricity | QC | Dispatch-Generation | VOM | 0 | [6 empty] | 0.45639 | 0
LCP_Inputs_ON_Electric_IEA_2023_05_05 | 2040 | Nuclear | Generation | Electricity | WC | Dispatch-Generation | EmissionsCost | 0 | [6 empty] | 0.45639 | 0
LCP_Inputs_ON_Electric_IEA_2023_05_05 | 2040 | Nuclear | Generation | Electricity | WC | Dispatch-Generation | FuelCost | 0 | [6 empty] | 0.45639 | 0
LCP_Inputs_ON_Electric_IEA_2023_05_05 | 2040 | Nuclear | Generation | Electricity | WC | Dispatch-Generation | VOM | 0 | [6 empty] | 0.45639 | 0
LCP_Inputs_ON_Electric_IEA_2023_05_05 | 2040 | Nuclear SMR | Generation | Electricity | MI | Dispatch-Generation | EmissionsCost | 0 | [6 empty] | 0.45639 | 0
LCP_Inputs_ON_Electric_IEA_2023_05_05 | 2040 | Nuclear SMR | Generation | Electricity | MI | Dispatch-Generation | FuelCost | 0 | [6 empty] | 0.45639 | 0
LCP_Inputs_ON_Electric_IEA_2023_05_05 | 2040 | Nuclear SMR | Generation | Electricity | MI | Dispatch-Generation | VOM | 0 | [6 empty] | 0.45639 | 0
LCP_Inputs_ON_Electric_IEA_2023_05_05 | 2040 | Nuclear SMR | Generation | Electricity | NY | Dispatch-Generation | EmissionsCost | 0 | [6 empty] | 0.45639 | 0
LCP_Inputs_ON_Electric_IEA_2023_05_05 | 2040 | Nuclear SMR | Generation | Electricity | NY | Dispatch-Generation | FuelCost | 0 | [6 empty] | 0.45639 | 0
LCP_Inputs_ON_Electric_IEA_2023_05_05 | 2040 | Nuclear SMR | Generation | Electricity | NY | Dispatch-Generation | VOM | 0 | [6 empty] | 0.45639 | 0
LCP_Inputs_ON_Electric_IEA_2023_05_05 | 2040 | Nuclear SMR | Generation | Electricity | ON | Dispatch-Generation | EmissionsCost | 0 | [6 empty] | 0.45639 | 0
LCP_Inputs_ON_Electric_IEA_2023_05_05 | 2040 | Nuclear SMR | Generation | Electricity | ON | Dispatch-Generation | FuelCost | 0 | [6 empty] | 0.45639 | 0
LCP_Inputs_ON_Electric_IEA_2023_05_05 | 2040 | Nuclear SMR | Generation | Electricity | ON | Dispatch-Generation | VOM | 209436044.4 | [6 empty] | 0.45639 | 95583876.7282
LCP_Inputs_ON_Electric_IEA_2023_05_05 | 2040 | Nuclear SMR | Generation | Electricity | PJ | Dispatch-Generation | EmissionsCost | 0 | [6 empty] | 0.45639 | 0
LCP_Inputs_ON_Electric_IEA_2023_05_05 | 2040 | Nuclear SMR | Generation | Electricity | PJ | Dispatch-Generation | FuelCost | 0 | [6 empty] | 0.45639 | 0
LCP_Inputs_ON_Electric_IEA_2023_05_05 | 2040 | Nuclear SMR | Generation | Electricity | PJ | Dispatch-Generation | VOM | 0 | [6 empty] | 0.45639 | 0
LCP_Inputs_ON_Electric_IEA_2023_05_05 | 2040 | Nuclear SMR | Generation | Electricity | QC | Dispatch-Generation | EmissionsCost | 0 | [6 empty] | 0.45639 | 0
LCP_Inputs_ON_Electric_IEA_2023_05_05 | 2040 | Nuclear SMR | Generation | Electricity | QC | Dispatch-Generation | FuelCost | 0 | [6 empty] | 0.45639 | 0
LCP_Inputs_ON_Electric_IEA_2023_05_05 | 2040 | Nuclear SMR | Generation | Electricity | QC | Dispatch-Generation | VOM | 0 | [6 empty] | 0.45639 | 0
LCP_Inputs_ON_Electric_IEA_2023_05_05 | 2040 | Nuclear SMR | Generation | Electricity | WC | Dispatch-Generation | EmissionsCost | 0 | [6 empty] | 0.45639 | 0
LCP_Inputs_ON_Electric_IEA_2023_05_05 | 2040 | Nuclear SMR | Generation | Electricity | WC | Dispatch-Generation | FuelCost | 0 | [6 empty] | 0.45639 | 0
LCP_Inputs_ON_Electric_IEA_2023_05_05 | 2040 | Nuclear SMR | Generation | Electricity | WC | Dispatch-Generation | VOM | 0 | [6 empty] | 0.45639 | 0
LCP_Inputs_ON_Electric_IEA_2023_05_05 | 2040 | O/CCGT - CH4 Existing | Crossload | Electricity | MI | Dispatch-Crossload | EmissionsCost | 0 | [6 empty] | 0.45639 | 0
LCP_Inputs_ON_Electric_IEA_2023_05_05 | 2040 | O/CCGT - CH4 Existing | Crossload | Electricity | MI | Dispatch-Crossload | FuelCost | 0 | [6 empty] | 0.45639 | 0
LCP_Inputs_ON_Electric_IEA_2023_05_05 | 2040 | O/CCGT - CH4 Existing | Crossload | Electricity | MI | Dispatch-Crossload | VOM | 0 | [6 empty] | 0.45639 | 0
LCP_Inputs_ON_Electric_IEA_2023_05_05 | 2040 | O/CCGT - CH4 Existing | Crossload | Electricity | NY | Dispatch-Crossload | EmissionsCost | 0 | [6 empty] | 0.45639 | 0
LCP_Inputs_ON_Electric_IEA_2023_05_05 | 2040 | O/CCGT - CH4 Existing | Crossload | Electricity | NY | Dispatch-Crossload | FuelCost | 0 | [6 empty] | 0.45639 | 0
LCP_Inputs_ON_Electric_IEA_2023_05_05 | 2040 | O/CCGT - CH4 Existing | Crossload | Electricity | NY | Dispatch-Crossload | VOM | 0 | [6 empty] | 0.45639 | 0
LCP_Inputs_ON_Electric_IEA_2023_05_05 | 2040 | O/CCGT - CH4 Existing | Crossload | Electricity | ON | Dispatch-Crossload | EmissionsCost | 4198076.0639 | [6 empty] | 0.45639 | 1915947.1147
LCP_Inputs_ON_Electric_IEA_2023_05_05 | 2040 | O/CCGT - CH4 Existing | Crossload | Electricity | ON | Dispatch-Crossload | FuelCost | 0 | [6 empty] | 0.45639 | 0
LCP_Inputs_ON_Electric_IEA_2023_05_05 | 2040 | O/CCGT - CH4 Existing | Crossload | Electricity | ON | Dispatch-Crossload | VOM | 149352.3754 | [6 empty] | 0.45639 | 68162.4745
LCP_Inputs_ON_Electric_IEA_2023_05_05 | 2040 | O/CCGT - CH4 Existing | Crossload | Electricity | PJ | Dispatch-Crossload | EmissionsCost | 0 | [6 empty] | 0.45639 | 0
LCP_Inputs_ON_Electric_IEA_2023_05_05 | 2040 | O/CCGT - CH4 Existing | Crossload | Electricity | PJ | Dispatch-Crossload | FuelCost | 0 | [6 empty] | 0.45639 | 0
LCP_Inputs_ON_Electric_IEA_2023_05_05 | 2040 | O/CCGT - CH4 Existing | Crossload | Electricity | PJ | Dispatch-Crossload | VOM | 0 | [6 empty] | 0.45639 | 0
LCP_Inputs_ON_Electric_IEA_2023_05_05 | 2040 | O/CCGT - CH4 Existing | Crossload | Electricity | QC | Dispatch-Crossload | EmissionsCost | 0 | [6 empty] | 0.45639 | 0
LCP_Inputs_ON_Electric_IEA_2023_05_05 | 2040 | O/CCGT - CH4 Existing | Crossload | Electricity | QC | Dispatch-Crossload | FuelCost | 0 | [6 empty] | 0.45639 | 0
LCP_Inputs_ON_Electric_IEA_2023_05_05 | 2040 | O/CCGT - CH4 Existing | Crossload | Electricity | QC | Dispatch-Crossload | VOM | 0 | [6 empty] | 0.45639 | 0
LCP_Inputs_ON_Electric_IEA_2023_05_05 | 2040 | O/CCGT - CH4 Existing | Crossload | Electricity | WC | Dispatch-Crossload | EmissionsCost | 0 | [6 empty] | 0.45639 | 0
LCP_Inputs_ON_Electric_IEA_2023_05_05 | 2040 | O/CCGT - CH4 Existing | Crossload | Electricity | WC | Dispatch-Crossload | FuelCost | 0 | [6 empty] | 0.45639 | 0
LCP_Inputs_ON_Electric_IEA_2023_05_05 | 2040 | O/CCGT - CH4 Existing | Crossload | Electricity | WC | Dispatch-Crossload | VOM | 0 | [6 empty] | 0.45639 | 0
LCP_Inputs_ON_Electric_IEA_2023_05_05 | 2040 | O/CCGT - CH4 New | Crossload | Electricity | MI | Dispatch-Crossload | EmissionsCost | 0 | [6 empty] | 0.45639 | 0
LCP_Inputs_ON_Electric_IEA_2023_05_05 | 2040 | O/CCGT - CH4 New | Crossload | Electricity | MI | Dispatch-Crossload | FuelCost | 0 | [6 empty] | 0.45639 | 0
LCP_Inputs_ON_Electric_IEA_2023_05_05 | 2040 | O/CCGT - CH4 New | Crossload | Electricity | MI | Dispatch-Crossload | VOM | 0 | [6 empty] | 0.45639 | 0
LCP_Inputs_ON_Electric_IEA_2023_05_05 | 2040 | O/CCGT - CH4 New | Crossload | Electricity | NY | Dispatch-Crossload | EmissionsCost | 0 | [6 empty] | 0.45639 | 0
LCP_Inputs_ON_Electric_IEA_2023_05_05 | 2040 | O/CCGT - CH4 New | Crossload | Electricity | NY | Dispatch-Crossload | FuelCost | 0 | [6 empty] | 0.45639 | 0
LCP_Inputs_ON_Electric_IEA_2023_05_05 | 2040 | O/CCGT - CH4 New | Crossload | Electricity | NY | Dispatch-Crossload | VOM | 0 | [6 empty] | 0.45639 | 0
LCP_Inputs_ON_Electric_IEA_2023_05_05 | 2040 | O/CCGT - CH4 New | Crossload | Electricity | ON | Dispatch-Crossload | EmissionsCost | 1528123.8442 | [6 empty] | 0.45639 | 697415.7747
LCP_Inputs_ON_Electric_IEA_2023_05_05 | 2040 | O/CCGT - CH4 New | Crossload | Electricity | ON | Dispatch-Crossload | FuelCost | 0 | [6 empty] | 0.45639 | 0
LCP_Inputs_ON_Electric_IEA_2023_05_05 | 2040 | O/CCGT - CH4 New | Crossload | Electricity | ON | Dispatch-Crossload | VOM | 54365.1241 | [6 empty] | 0.45639 | 24811.533
LCP_Inputs_ON_Electric_IEA_2023_05_05 | 2040 | O/CCGT - CH4 New | Crossload | Electricity | PJ | Dispatch-Crossload | EmissionsCost | 0 | [6 empty] | 0.45639 | 0
LCP_Inputs_ON_Electric_IEA_2023_05_05 | 2040 | O/CCGT - CH4 New | Crossload | Electricity | PJ | Dispatch-Crossload | FuelCost | 0 | [6 empty] | 0.45639 | 0
LCP_Inputs_ON_Electric_IEA_2023_05_05 | 2040 | O/CCGT - CH4 New | Crossload | Electricity | PJ | Dispatch-Crossload | VOM | 0 | [6 empty] | 0.45639 | 0
LCP_Inputs_ON_Electric_IEA_2023_05_05 | 2040 | O/CCGT - CH4 New | Crossload | Electricity | QC | Dispatch-Crossload | EmissionsCost | 0 | [6 empty] | 0.45639 | 0
LCP_Inputs_ON_Electric_IEA_2023_05_05 | 2040 | O/CCGT - CH4 New | Crossload | Electricity | QC | Dispatch-Crossload | FuelCost | 0 | [6 empty] | 0.45639 | 0
LCP_Inputs_ON_Electric_IEA_2023_05_05 | 2040 | O/CCGT - CH4 New | Crossload | Electricity | QC | Dispatch-Crossload | VOM | 0 | [6 empty] | 0.45639 | 0
LCP_Inputs_ON_Electric_IEA_2023_05_05 | 2040 | O/CCGT - CH4 New | Crossload | Electricity | WC | Dispatch-Crossload | EmissionsCost | 0 | [6 empty] | 0.45639 | 0
LCP_Inputs_ON_Electric_IEA_2023_05_05 | 2040 | O/CCGT - CH4 New | Crossload | Electricity | WC | Dispatch-Crossload | FuelCost | 0 | [6 empty] | 0.45639 | 0
LCP_Inputs_ON_Electric_IEA_2023_05_05 | 2040 | O/CCGT - CH4 New | Crossload | Electricity | WC | Dispatch-Crossload | VOM | 0 | [6 empty] | 0.45639 | 0
LCP_Inputs_ON_Electric_IEA_2023_05_05 | 2040 | O/CCGT - H2 New | Crossload | Electricity | MI | Dispatch-Crossload | EmissionsCost | 0 | [6 empty] | 0.45639 | 0
LCP_Inputs_ON_Electric_IEA_2023_05_05 | 2040 | O/CCGT - H2 New | Crossload | Electricity | MI | Dispatch-Crossload | FuelCost | 0 | [6 empty] | 0.45639 | 0
LCP_Inputs_ON_Electric_IEA_2023_05_05 | 2040 | O/CCGT - H2 New | Crossload | Electricity | MI | Dispatch-Crossload | VOM | 0 | [6 empty] | 0.45639 | 0
LCP_Inputs_ON_Electric_IEA_2023_05_05 | 2040 | O/CCGT - H2 New | Crossload | Electricity | NY | Dispatch-Crossload | EmissionsCost | 0 | [6 empty] | 0.45639 | 0
LCP_Inputs_ON_Electric_IEA_2023_05_05 | 2040 | O/CCGT - H2 New | Crossload | Electricity | NY | Dispatch-Crossload | FuelCost | 0 | [6 empty] | 0.45639 | 0
LCP_Inputs_ON_Electric_IEA_2023_05_05 | 2040 | O/CCGT - H2 New | Crossload | Electricity | NY | Dispatch-Crossload | VOM | 0 | [6 empty] | 0.45639 | 0
LCP_Inputs_ON_Electric_IEA_2023_05_05 | 2040 | O/CCGT - H2 New | Crossload | Electricity | ON | Dispatch-Crossload | EmissionsCost | 0 | [6 empty] | 0.45639 | 0
LCP_Inputs_ON_Electric_IEA_2023_05_05 | 2040 | O/CCGT - H2 New | Crossload | Electricity | ON | Dispatch-Crossload | FuelCost | 0 | [6 empty] | 0.45639 | 0
LCP_Inputs_ON_Electric_IEA_2023_05_05 | 2040 | O/CCGT - H2 New | Crossload | Electricity | ON | Dispatch-Crossload | VOM | 1168775.9431 | [6 empty] | 0.45639 | 533414.0834
LCP_Inputs_ON_Electric_IEA_2023_05_05 | 2040 | O/CCGT - H2 New | Crossload | Electricity | PJ | Dispatch-Crossload | EmissionsCost | 0 | [6 empty] | 0.45639 | 0
LCP_Inputs_ON_Electric_IEA_2023_05_05 | 2040 | O/CCGT - H2 New | Crossload | Electricity | PJ | Dispatch-Crossload | FuelCost | 0 | [6 empty] | 0.45639 | 0
LCP_Inputs_ON_Electric_IEA_2023_05_05 | 2040 | O/CCGT - H2 New | Crossload | Electricity | PJ | Dispatch-Crossload | VOM | 0 | [6 empty] | 0.45639 | 0
LCP_Inputs_ON_Electric_IEA_2023_05_05 | 2040 | O/CCGT - H2 New | Crossload | Electricity | QC | Dispatch-Crossload | EmissionsCost | 0 | [6 empty] | 0.45639 | 0
LCP_Inputs_ON_Electric_IEA_2023_05_05 | 2040 | O/CCGT - H2 New | Crossload | Electricity | QC | Dispatch-Crossload | FuelCost | 0 | [6 empty] | 0.45639 | 0
LCP_Inputs_ON_Electric_IEA_2023_05_05 | 2040 | O/CCGT - H2 New | Crossload | Electricity | QC | Dispatch-Crossload | VOM | 0 | [6 empty] | 0.45639 | 0
LCP_Inputs_ON_Electric_IEA_2023_05_05 | 2040 | O/CCGT - H2 New | Crossload | Electricity | WC | Dispatch-Crossload | EmissionsCost | 0 | [6 empty] | 0.45639 | 0
LCP_Inputs_ON_Electric_IEA_2023_05_05 | 2040 | O/CCGT - H2 New | Crossload | Electricity | WC | Dispatch-Crossload | FuelCost | 0 | [6 empty] | 0.45639 | 0
LCP_Inputs_ON_Electric_IEA_2023_05_05 | 2040 | O/CCGT - H2 New | Crossload | Electricity | WC | Dispatch-Crossload | VOM | 0 | [6 empty] | 0.45639 | 0
LCP_Inputs_ON_Electric_IEA_2023_05_05 | 2040 | SMR CCS | Generation | Hydrogen | MI | Dispatch-Generation | EmissionsCost | 0 | [6 empty] | 0.45639 | 0
LCP_Inputs_ON_Electric_IEA_2023_05_05 | 2040 | SMR CCS | Generation | Hydrogen | MI | Dispatch-Generation | FuelCost | 0 | [6 empty] | 0.45639 | 0
LCP_Inputs_ON_Electric_IEA_2023_05_05 | 2040 | SMR CCS | Generation | Hydrogen | MI | Dispatch-Generation | VOM | 0 | [6 empty] | 0.45639 | 0
LCP_Inputs_ON_Electric_IEA_2023_05_05 | 2040 | SMR CCS | Generation | Hydrogen | NY | Dispatch-Generation | EmissionsCost | 0 | [6 empty] | 0.45639 | 0
LCP_Inputs_ON_Electric_IEA_2023_05_05 | 2040 | SMR CCS | Generation | Hydrogen | NY | Dispatch-Generation | FuelCost | 0 | [6 empty] | 0.45639 | 0
LCP_Inputs_ON_Electric_IEA_2023_05_05 | 2040 | SMR CCS | Generation | Hydrogen | NY | Dispatch-Generation | VOM | 0 | [6 empty] | 0.45639 | 0
LCP_Inputs_ON_Electric_IEA_2023_05_05 | 2040 | SMR CCS | Generation | Hydrogen | ON | Dispatch-Generation | EmissionsCost | 326789057.1551 | [6 empty] | 0.45639 | 149142259.847
LCP_Inputs_ON_Electric_IEA_2023_05_05 | 2040 | SMR CCS | Generation | Hydrogen | ON | Dispatch-Generation | FuelCost | 350456955.1775 | [6 empty] | 0.45639 | 159943979.5485
LCP_Inputs_ON_Electric_IEA_2023_05_05 | 2040 | SMR CCS | Generation | Hydrogen | ON | Dispatch-Generation | VOM | 0 | [6 empty] | 0.45639 | 0
LCP_Inputs_ON_Electric_IEA_2023_05_05 | 2040 | SMR CCS | Generation | Hydrogen | PJ | Dispatch-Generation | EmissionsCost | 0 | [6 empty] | 0.45639 | 0
LCP_Inputs_ON_Electric_IEA_2023_05_05 | 2040 | SMR CCS | Generation | Hydrogen | PJ | Dispatch-Generation | FuelCost | 0 | [6 empty] | 0.45639 | 0
LCP_Inputs_ON_Electric_IEA_2023_05_05 | 2040 | SMR CCS | Generation | Hydrogen | PJ | Dispatch-Generation | VOM | 0 | [6 empty] | 0.45639 | 0
LCP_Inputs_ON_Electric_IEA_2023_05_05 | 2040 | SMR CCS | Generation | Hydrogen | QC | Dispatch-Generation | EmissionsCost | 0 | [6 empty] | 0.45639 | 0
LCP_Inputs_ON_Electric_IEA_2023_05_05 | 2040 | SMR CCS | Generation | Hydrogen | QC | Dispatch-Generation | FuelCost | 0 | [6 empty] | 0.45639 | 0
LCP_Inputs_ON_Electric_IEA_2023_05_05 | 2040 | SMR CCS | Generation | Hydrogen | QC | Dispatch-Generation | VOM | 0 | [6 empty] | 0.45639 | 0
LCP_Inputs_ON_Electric_IEA_2023_05_05 | 2040 | SMR CCS | Generation | Hydrogen | WC | Dispatch-Generation | EmissionsCost | 0 | [6 empty] | 0.45639 | 0
LCP_Inputs_ON_Electric_IEA_2023_05_05 | 2040 | SMR CCS | Generation | Hydrogen | WC | Dispatch-Generation | FuelCost | 0 | [6 empty] | 0.45639 | 0
LCP_Inputs_ON_Electric_IEA_2023_05_05 | 2040 | SMR CCS | Generation | Hydrogen | WC | Dispatch-Generation | VOM | 0 | [6 empty] | 0.45639 | 0
LCP_Inputs_ON_Electric_IEA_2023_05_05 | 2040 | Solar PV | Generation | Electricity | MI | Dispatch-Generation | EmissionsCost | 0 | [6 empty] | 0.45639 | 0
LCP_Inputs_ON_Electric_IEA_2023_05_05 | 2040 | Solar PV | Generation | Electricity | MI | Dispatch-Generation | FuelCost | 0 | [6 empty] | 0.45639 | 0
LCP_Inputs_ON_Electric_IEA_2023_05_05 | 2040 | Solar PV | Generation | Electricity | MI | Dispatch-Generation | VOM | 0 | [6 empty] | 0.45639 | 0
LCP_Inputs_ON_Electric_IEA_2023_05_05 | 2040 | Solar PV | Generation | Electricity | NY | Dispatch-Generation | EmissionsCost | 0 | [6 empty] | 0.45639 | 0
LCP_Inputs_ON_Electric_IEA_2023_05_05 | 2040 | Solar PV | Generation | Electricity | NY | Dispatch-Generation | FuelCost | 0 | [6 empty] | 0.45639 | 0
LCP_Inputs_ON_Electric_IEA_2023_05_05 | 2040 | Solar PV | Generation | Electricity | NY | Dispatch-Generation | VOM | 0 | [6 empty] | 0.45639 | 0
LCP_Inputs_ON_Electric_IEA_2023_05_05 | 2040 | Solar PV | Generation | Electricity | ON | Dispatch-Generation | EmissionsCost | 0 | [6 empty] | 0.45639 | 0
LCP_Inputs_ON_Electric_IEA_2023_05_05 | 2040 | Solar PV | Generation | Electricity | ON | Dispatch-Generation | FuelCost | 0 | [6 empty] | 0.45639 | 0
LCP_Inputs_ON_Electric_IEA_2023_05_05 | 2040 | Solar PV | Generation | Electricity | ON | Dispatch-Generation | VOM | 0 | [6 empty] | 0.45639 | 0
LCP_Inputs_ON_Electric_IEA_2023_05_05 | 2040 | Solar PV | Generation | Electricity | PJ | Dispatch-Generation | EmissionsCost | 0 | [6 empty] | 0.45639 | 0
LCP_Inputs_ON_Electric_IEA_2023_05_05 | 2040 | Solar PV | Generation | Electricity | PJ | Dispatch-Generation | FuelCost | 0 | [6 empty] | 0.45639 | 0
LCP_Inputs_ON_Electric_IEA_2023_05_05 | 2040 | Solar PV | Generation | Electricity | PJ | Dispatch-Generation | VOM | 0 | [6 empty] | 0.45639 | 0
LCP_Inputs_ON_Electric_IEA_2023_05_05 | 2040 | Solar PV | Generation | Electricity | QC | Dispatch-Generation | EmissionsCost | 0 | [6 empty] | 0.45639 | 0
LCP_Inputs_ON_Electric_IEA_2023_05_05 | 2040 | Solar PV | Generation | Electricity | QC | Dispatch-Generation | FuelCost | 0 | [6 empty] | 0.45639 | 0
LCP_Inputs_ON_Electric_IEA_2023_05_05 | 2040 | Solar PV | Generation | Electricity | QC | Dispatch-Generation | VOM | 0 | [6 empty] | 0.45639 | 0
LCP_Inputs_ON_Electric_IEA_2023_05_05 | 2040 | Solar PV | Generation | Electricity | WC | Dispatch-Generation | EmissionsCost | 0 | [6 empty] | 0.45639 | 0
LCP_Inputs_ON_Electric_IEA_2023_05_05 | 2040 | Solar PV | Generation | Electricity | WC | Dispatch-Generation | FuelCost | 0 | [6 empty] | 0.45639 | 0
LCP_Inputs_ON_Electric_IEA_2023_05_05 | 2040 | Solar PV | Generation | Electricity | WC | Dispatch-Generation | VOM | 0 | [6 empty] | 0.45639 | 0
LCP_Inputs_ON_Electric_IEA_2023_05_05 | 2040 | Wind Offshore | Generation | Electricity | MI | Dispatch-Generation | EmissionsCost | 0 | [6 empty] | 0.45639 | 0
LCP_Inputs_ON_Electric_IEA_2023_05_05 | 2040 | Wind Offshore | Generation | Electricity | MI | Dispatch-Generation | FuelCost | 0 | [6 empty] | 0.45639 | 0
LCP_Inputs_ON_Electric_IEA_2023_05_05 | 2040 | Wind Offshore | Generation | Electricity | MI | Dispatch-Generation | VOM | 0 | [6 empty] | 0.45639 | 0
LCP_Inputs_ON_Electric_IEA_2023_05_05 | 2040 | Wind Offshore | Generation | Electricity | NY | Dispatch-Generation | EmissionsCost | 0 | [6 empty] | 0.45639 | 0
LCP_Inputs_ON_Electric_IEA_2023_05_05 | 2040 | Wind Offshore | Generation | Electricity | NY | Dispatch-Generation | FuelCost | 0 | [6 empty] | 0.45639 | 0
LCP_Inputs_ON_Electric_IEA_2023_05_05 | 2040 | Wind Offshore | Generation | Electricity | NY | Dispatch-Generation | VOM | 0 | [6 empty] | 0.45639 | 0
LCP_Inputs_ON_Electric_IEA_2023_05_05 | 2040 | Wind Offshore | Generation | Electricity | ON | Dispatch-Generation | EmissionsCost | 0 | [6 empty] | 0.45639 | 0
LCP_Inputs_ON_Electric_IEA_2023_05_05 | 2040 | Wind Offshore | Generation | Electricity | ON | Dispatch-Generation | FuelCost | 0 | [6 empty] | 0.45639 | 0
LCP_Inputs_ON_Electric_IEA_2023_05_05 | 2040 | Wind Offshore | Generation | Electricity | ON | Dispatch-Generation | VOM | 0 | [6 empty] | 0.45639 | 0
LCP_Inputs_ON_Electric_IEA_2023_05_05 | 2040 | Wind Offshore | Generation | Electricity | PJ | Dispatch-Generation | EmissionsCost | 0 | [6 empty] | 0.45639 | 0
LCP_Inputs_ON_Electric_IEA_2023_05_05 | 2040 | Wind Offshore | Generation | Electricity | PJ | Dispatch-Generation | FuelCost | 0 | [6 empty] | 0.45639 | 0
LCP_Inputs_ON_Electric_IEA_2023_05_05 | 2040 | Wind Offshore | Generation | Electricity | PJ | Dispatch-Generation | VOM | 0 | [6 empty] | 0.45639 | 0
LCP_Inputs_ON_Electric_IEA_2023_05_05 | 2040 | Wind Offshore | Generation | Electricity | QC | Dispatch-Generation | EmissionsCost | 0 | [6 empty] | 0.45639 | 0
LCP_Inputs_ON_Electric_IEA_2023_05_05 | 2040 | Wind Offshore | Generation | Electricity | QC | Dispatch-Generation | FuelCost | 0 | [6 empty] | 0.45639 | 0
LCP_Inputs_ON_Electric_IEA_2023_05_05 | 2040 | Wind Offshore | Generation | Electricity | QC | Dispatch-Generation | VOM | 0 | [6 empty] | 0.45639 | 0
LCP_Inputs_ON_Electric_IEA_2023_05_05 | 2040 | Wind Offshore | Generation | Electricity | WC | Dispatch-Generation | EmissionsCost | 0 | [6 empty] | 0.45639 | 0
LCP_Inputs_ON_Electric_IEA_2023_05_05 | 2040 | Wind Offshore | Generation | Electricity | WC | Dispatch-Generation | FuelCost | 0 | [6 empty] | 0.45639 | 0
LCP_Inputs_ON_Electric_IEA_2023_05_05 | 2040 | Wind Offshore | Generation | Electricity | WC | Dispatch-Generation | VOM | 0 | [6 empty] | 0.45639 | 0
LCP_Inputs_ON_Electric_IEA_2023_05_05 | 2040 | Wind Onshore | Generation | Electricity | MI | Dispatch-Generation | EmissionsCost | 0 | [6 empty] | 0.45639 | 0
LCP_Inputs_ON_Electric_IEA_2023_05_05 | 2040 | Wind Onshore | Generation | Electricity | MI | Dispatch-Generation | FuelCost | 0 | [6 empty] | 0.45639 | 0
LCP_Inputs_ON_Electric_IEA_2023_05_05 | 2040 | Wind Onshore | Generation | Electricity | MI | Dispatch-Generation | VOM | 0 | [6 empty] | 0.45639 | 0
LCP_Inputs_ON_Electric_IEA_2023_05_05 | 2040 | Wind Onshore | Generation | Electricity | NY | Dispatch-Generation | EmissionsCost | 0 | [6 empty] | 0.45639 | 0
LCP_Inputs_ON_Electric_IEA_2023_05_05 | 2040 | Wind Onshore | Generation | Electricity | NY | Dispatch-Generation | FuelCost | 0 | [6 empty] | 0.45639 | 0
LCP_Inputs_ON_Electric_IEA_2023_05_05 | 2040 | Wind Onshore | Generation | Electricity | NY | Dispatch-Generation | VOM | 0 | [6 empty] | 0.45639 | 0
LCP_Inputs_ON_Electric_IEA_2023_05_05 | 2040 | Wind Onshore | Generation | Electricity | ON | Dispatch-Generation | EmissionsCost | 0 | [6 empty] | 0.45639 | 0
LCP_Inputs_ON_Electric_IEA_2023_05_05 | 2040 | Wind Onshore | Generation | Electricity | ON | Dispatch-Generation | FuelCost | 0 | [6 empty] | 0.45639 | 0
LCP_Inputs_ON_Electric_IEA_2023_05_05 | 2040 | Wind Onshore | Generation | Electricity | ON | Dispatch-Generation | VOM | 0 | [6 empty] | 0.45639 | 0
LCP_Inputs_ON_Electric_IEA_2023_05_05 | 2040 | Wind Onshore | Generation | Electricity | PJ | Dispatch-Generation | EmissionsCost | 0 | [6 empty] | 0.45639 | 0
LCP_Inputs_ON_Electric_IEA_2023_05_05 | 2040 | Wind Onshore | Generation | Electricity | PJ | Dispatch-Generation | FuelCost | 0 | [6 empty] | 0.45639 | 0
LCP_Inputs_ON_Electric_IEA_2023_05_05 | 2040 | Wind Onshore | Generation | Electricity | PJ | Dispatch-Generation | VOM | 0 | [6 empty] | 0.45639 | 0
LCP_Inputs_ON_Electric_IEA_2023_05_05 | 2040 | Wind Onshore | Generation | Electricity | QC | Dispatch-Generation | EmissionsCost | 0 | [6 empty] | 0.45639 | 0
LCP_Inputs_ON_Electric_IEA_2023_05_05 | 2040 | Wind Onshore | Generation | Electricity | QC | Dispatch-Generation | FuelCost | 0 | [6 empty] | 0.45639 | 0
LCP_Inputs_ON_Electric_IEA_2023_05_05 | 2040 | Wind Onshore | Generation | Electricity | QC | Dispatch-Generation | VOM | 0 | [6 empty] | 0.45639 | 0
LCP_Inputs_ON_Electric_IEA_2023_05_05 | 2040 | Wind Onshore | Generation | Electricity | WC | Dispatch-Generation | EmissionsCost | 0 | [6 empty] | 0.45639 | 0
LCP_Inputs_ON_Electric_IEA_2023_05_05 | 2040 | Wind Onshore | Generation | Electricity | WC | Dispatch-Generation | FuelCost | 0 | [6 empty] | 0.45639 | 0
LCP_Inputs_ON_Electric_IEA_2023_05_05 | 2040 | Wind Onshore | Generation | Electricity | WC | Dispatch-Generation | VOM | 0 | [6 empty] | 0.45639 | 0
LCP_Inputs_ON_Electric_IEA_2023_05_05 | 2041 | Anaerobic Digestion | Generation | Methane | MI | Dispatch-Generation | EmissionsCost | 0 | [6 empty] | 0.43883 | 0
LCP_Inputs_ON_Electric_IEA_2023_05_05 | 2041 | Anaerobic Digestion | Generation | Methane | MI | Dispatch-Generation | FuelCost | 0 | [6 empty] | 0.43883 | 0
LCP_Inputs_ON_Electric_IEA_2023_05_05 | 2041 | Anaerobic Digestion | Generation | Methane | MI | Dispatch-Generation | VOM | 0 | [6 empty] | 0.43883 | 0
LCP_Inputs_ON_Electric_IEA_2023_05_05 | 2041 | Anaerobic Digestion | Generation | Methane | NY | Dispatch-Generation | EmissionsCost | 0 | [6 empty] | 0.43883 | 0
LCP_Inputs_ON_Electric_IEA_2023_05_05 | 2041 | Anaerobic Digestion | Generation | Methane | NY | Dispatch-Generation | FuelCost | 0 | [6 empty] | 0.43883 | 0
LCP_Inputs_ON_Electric_IEA_2023_05_05 | 2041 | Anaerobic Digestion | Generation | Methane | NY | Dispatch-Generation | VOM | 0 | [6 empty] | 0.43883 | 0
LCP_Inputs_ON_Electric_IEA_2023_05_05 | 2041 | Anaerobic Digestion | Generation | Methane | ON | Dispatch-Generation | EmissionsCost | 4244873.9669 | [6 empty] | 0.43883 | 1862793.3334
LCP_Inputs_ON_Electric_IEA_2023_05_05 | 2041 | Anaerobic Digestion | Generation | Methane | ON | Dispatch-Generation | FuelCost | 0 | [6 empty] | 0.43883 | 0
LCP_Inputs_ON_Electric_IEA_2023_05_05 | 2041 | Anaerobic Digestion | Generation | Methane | ON | Dispatch-Generation | VOM | 1125040000 | [6 empty] | 0.43883 | 493705355.7253
LCP_Inputs_ON_Electric_IEA_2023_05_05 | 2041 | Anaerobic Digestion | Generation | Methane | PJ | Dispatch-Generation | EmissionsCost | 0 | [6 empty] | 0.43883 | 0
LCP_Inputs_ON_Electric_IEA_2023_05_05 | 2041 | Anaerobic Digestion | Generation | Methane | PJ | Dispatch-Generation | FuelCost | 0 | [6 empty] | 0.43883 | 0
LCP_Inputs_ON_Electric_IEA_2023_05_05 | 2041 | Anaerobic Digestion | Generation | Methane | PJ | Dispatch-Generation | VOM | 0 | [6 empty] | 0.43883 | 0
LCP_Inputs_ON_Electric_IEA_2023_05_05 | 2041 | Anaerobic Digestion | Generation | Methane | QC | Dispatch-Generation | EmissionsCost | 0 | [6 empty] | 0.43883 | 0
LCP_Inputs_ON_Electric_IEA_2023_05_05 | 2041 | Anaerobic Digestion | Generation | Methane | QC | Dispatch-Generation | FuelCost | 0 | [6 empty] | 0.43883 | 0
LCP_Inputs_ON_Electric_IEA_2023_05_05 | 2041 | Anaerobic Digestion | Generation | Methane | QC | Dispatch-Generation | VOM | 0 | [6 empty] | 0.43883 | 0
LCP_Inputs_ON_Electric_IEA_2023_05_05 | 2041 | Anaerobic Digestion | Generation | Methane | WC | Dispatch-Generation | EmissionsCost | 0 | [6 empty] | 0.43883 | 0
LCP_Inputs_ON_Electric_IEA_2023_05_05 | 2041 | Anaerobic Digestion | Generation | Methane | WC | Dispatch-Generation | FuelCost | 0 | [6 empty] | 0.43883 | 0
LCP_Inputs_ON_Electric_IEA_2023_05_05 | 2041 | Anaerobic Digestion | Generation | Methane | WC | Dispatch-Generation | VOM | 0 | [6 empty] | 0.43883 | 0
LCP_Inputs_ON_Electric_IEA_2023_05_05 | 2041 | Battery Storage | Storage | Electricity | MI | Dispatch-Storage | EmissionsCost | 0 | [6 empty] | 0.43883 | 0
LCP_Inputs_ON_Electric_IEA_2023_05_05 | 2041 | Battery Storage | Storage | Electricity | MI | Dispatch-Storage | FuelCost | 0 | [6 empty] | 0.43883 | 0
LCP_Inputs_ON_Electric_IEA_2023_05_05 | 2041 | Battery Storage | Storage | Electricity | MI | Dispatch-Storage | VOM | 0 | [6 empty] | 0.43883 | 0
LCP_Inputs_ON_Electric_IEA_2023_05_05 | 2041 | Battery Storage | Storage | Electricity | NY | Dispatch-Storage | EmissionsCost | 0 | [6 empty] | 0.43883 | 0
LCP_Inputs_ON_Electric_IEA_2023_05_05 | 2041 | Battery Storage | Storage | Electricity | NY | Dispatch-Storage | FuelCost | 0 | [6 empty] | 0.43883 | 0
LCP_Inputs_ON_Electric_IEA_2023_05_05 | 2041 | Battery Storage | Storage | Electricity | NY | Dispatch-Storage | VOM | 0 | [6 empty] | 0.43883 | 0
LCP_Inputs_ON_Electric_IEA_2023_05_05 | 2041 | Battery Storage | Storage | Electricity | ON | Dispatch-Storage | EmissionsCost | 0 | [6 empty] | 0.43883 | 0
LCP_Inputs_ON_Electric_IEA_2023_05_05 | 2041 | Battery Storage | Storage | Electricity | ON | Dispatch-Storage | FuelCost | 0 | [6 empty] | 0.43883 | 0
LCP_Inputs_ON_Electric_IEA_2023_05_05 | 2041 | Battery Storage | Storage | Electricity | ON | Dispatch-Storage | VOM | 0 | [6 empty] | 0.43883 | 0
LCP_Inputs_ON_Electric_IEA_2023_05_05 | 2041 | Battery Storage | Storage | Electricity | PJ | Dispatch-Storage | EmissionsCost | 0 | [6 empty] | 0.43883 | 0
LCP_Inputs_ON_Electric_IEA_2023_05_05 | 2041 | Battery Storage | Storage | Electricity | PJ | Dispatch-Storage | FuelCost | 0 | [6 empty] | 0.43883 | 0
LCP_Inputs_ON_Electric_IEA_2023_05_05 | 2041 | Battery Storage | Storage | Electricity | PJ | Dispatch-Storage | VOM | 0 | [6 empty] | 0.43883 | 0
LCP_Inputs_ON_Electric_IEA_2023_05_05 | 2041 | Battery Storage | Storage | Electricity | QC | Dispatch-Storage | EmissionsCost | 0 | [6 empty] | 0.43883 | 0
LCP_Inputs_ON_Electric_IEA_2023_05_05 | 2041 | Battery Storage | Storage | Electricity | QC | Dispatch-Storage | FuelCost | 0 | [6 empty] | 0.43883 | 0
LCP_Inputs_ON_Electric_IEA_2023_05_05 | 2041 | Battery Storage | Storage | Electricity | QC | Dispatch-Storage | VOM | 0 | [6 empty] | 0.43883 | 0
LCP_Inputs_ON_Electric_IEA_2023_05_05 | 2041 | Battery Storage | Storage | Electricity | WC | Dispatch-Storage | EmissionsCost | 0 | [6 empty] | 0.43883 | 0
LCP_Inputs_ON_Electric_IEA_2023_05_05 | 2041 | Battery Storage | Storage | Electricity | WC | Dispatch-Storage | FuelCost | 0 | [6 empty] | 0.43883 | 0
LCP_Inputs_ON_Electric_IEA_2023_05_05 | 2041 | Battery Storage | Storage | Electricity | WC | Dispatch-Storage | VOM | 0 | [6 empty] | 0.43883 | 0
LCP_Inputs_ON_Electric_IEA_2023_05_05 | 2041 | Biomass | Generation | Electricity | MI | Dispatch-Generation | EmissionsCost | 0 | [6 empty] | 0.43883 | 0
LCP_Inputs_ON_Electric_IEA_2023_05_05 | 2041 | Biomass | Generation | Electricity | MI | Dispatch-Generation | FuelCost | 0 | [6 empty] | 0.43883 | 0
LCP_Inputs_ON_Electric_IEA_2023_05_05 | 2041 | Biomass | Generation | Electricity | MI | Dispatch-Generation | VOM | 0 | [6 empty] | 0.43883 | 0
LCP_Inputs_ON_Electric_IEA_2023_05_05 | 2041 | Biomass | Generation | Electricity | NY | Dispatch-Generation | EmissionsCost | 0 | [6 empty] | 0.43883 | 0
LCP_Inputs_ON_Electric_IEA_2023_05_05 | 2041 | Biomass | Generation | Electricity | NY | Dispatch-Generation | FuelCost | 0 | [6 empty] | 0.43883 | 0
LCP_Inputs_ON_Electric_IEA_2023_05_05 | 2041 | Biomass | Generation | Electricity | NY | Dispatch-Generation | VOM | 0 | [6 empty] | 0.43883 | 0
LCP_Inputs_ON_Electric_IEA_2023_05_05 | 2041 | Biomass | Generation | Electricity | ON | Dispatch-Generation | EmissionsCost | 0 | [6 empty] | 0.43883 | 0
LCP_Inputs_ON_Electric_IEA_2023_05_05 | 2041 | Biomass | Generation | Electricity | ON | Dispatch-Generation | FuelCost | 2449112.7273 | [6 empty] | 0.43883 | 1074752.9601
LCP_Inputs_ON_Electric_IEA_2023_05_05 | 2041 | Biomass | Generation | Electricity | ON | Dispatch-Generation | VOM | 31430.28 | [6 empty] | 0.43883 | 13792.663
LCP_Inputs_ON_Electric_IEA_2023_05_05 | 2041 | Biomass | Generation | Electricity | PJ | Dispatch-Generation | EmissionsCost | 0 | [6 empty] | 0.43883 | 0
LCP_Inputs_ON_Electric_IEA_2023_05_05 | 2041 | Biomass | Generation | Electricity | PJ | Dispatch-Generation | FuelCost | 0 | [6 empty] | 0.43883 | 0
LCP_Inputs_ON_Electric_IEA_2023_05_05 | 2041 | Biomass | Generation | Electricity | PJ | Dispatch-Generation | VOM | 0 | [6 empty] | 0.43883 | 0
LCP_Inputs_ON_Electric_IEA_2023_05_05 | 2041 | Biomass | Generation | Electricity | QC | Dispatch-Generation | EmissionsCost | 0 | [6 empty] | 0.43883 | 0
LCP_Inputs_ON_Electric_IEA_2023_05_05 | 2041 | Biomass | Generation | Electricity | QC | Dispatch-Generation | FuelCost | 122553.4753 | [6 empty] | 0.43883 | 53780.583
LCP_Inputs_ON_Electric_IEA_2023_05_05 | 2041 | Biomass | Generation | Electricity | QC | Dispatch-Generation | VOM | 1572.7696 | [6 empty] | 0.43883 | 690.1841
LCP_Inputs_ON_Electric_IEA_2023_05_05 | 2041 | Biomass | Generation | Electricity | WC | Dispatch-Generation | EmissionsCost | 0 | [6 empty] | 0.43883 | 0
LCP_Inputs_ON_Electric_IEA_2023_05_05 | 2041 | Biomass | Generation | Electricity | WC | Dispatch-Generation | FuelCost | 0 | [6 empty] | 0.43883 | 0
LCP_Inputs_ON_Electric_IEA_2023_05_05 | 2041 | Biomass | Generation | Electricity | WC | Dispatch-Generation | VOM | 0 | [6 empty] | 0.43883 | 0
LCP_Inputs_ON_Electric_IEA_2023_05_05 | 2041 | Biomass + CCS | Generation | Electricity | MI | Dispatch-Generation | EmissionsCost | 0 | [6 empty] | 0.43883 | 0
LCP_Inputs_ON_Electric_IEA_2023_05_05 | 2041 | Biomass + CCS | Generation | Electricity | MI | Dispatch-Generation | FuelCost | 0 | [6 empty] | 0.43883 | 0
LCP_Inputs_ON_Electric_IEA_2023_05_05 | 2041 | Biomass + CCS | Generation | Electricity | MI | Dispatch-Generation | VOM | 0 | [6 empty] | 0.43883 | 0
LCP_Inputs_ON_Electric_IEA_2023_05_05 | 2041 | Biomass + CCS | Generation | Electricity | NY | Dispatch-Generation | EmissionsCost | 0 | [6 empty] | 0.43883 | 0
LCP_Inputs_ON_Electric_IEA_2023_05_05 | 2041 | Biomass + CCS | Generation | Electricity | NY | Dispatch-Generation | FuelCost | 0 | [6 empty] | 0.43883 | 0
LCP_Inputs_ON_Electric_IEA_2023_05_05 | 2041 | Biomass + CCS | Generation | Electricity | NY | Dispatch-Generation | VOM | 0 | [6 empty] | 0.43883 | 0
LCP_Inputs_ON_Electric_IEA_2023_05_05 | 2041 | Biomass + CCS | Generation | Electricity | ON | Dispatch-Generation | EmissionsCost | -566815549.8142 | [6 empty] | 0.43883 | -248737709.4607
LCP_Inputs_ON_Electric_IEA_2023_05_05 | 2041 | Biomass + CCS | Generation | Electricity | ON | Dispatch-Generation | FuelCost | 456060730.9091 | [6 empty] | 0.43883 | 200134773.3288
LCP_Inputs_ON_Electric_IEA_2023_05_05 | 2041 | Biomass + CCS | Generation | Electricity | ON | Dispatch-Generation | VOM | 3546136.7278 | [6 empty] | 0.43883 | 1556163.9539
LCP_Inputs_ON_Electric_IEA_2023_05_05 | 2041 | Biomass + CCS | Generation | Electricity | PJ | Dispatch-Generation | EmissionsCost | 0 | [6 empty] | 0.43883 | 0
LCP_Inputs_ON_Electric_IEA_2023_05_05 | 2041 | Biomass + CCS | Generation | Electricity | PJ | Dispatch-Generation | FuelCost | 0 | [6 empty] | 0.43883 | 0
LCP_Inputs_ON_Electric_IEA_2023_05_05 | 2041 | Biomass + CCS | Generation | Electricity | PJ | Dispatch-Generation | VOM | 0 | [6 empty] | 0.43883 | 0
LCP_Inputs_ON_Electric_IEA_2023_05_05 | 2041 | Biomass + CCS | Generation | Electricity | QC | Dispatch-Generation | EmissionsCost | 0 | [6 empty] | 0.43883 | 0
LCP_Inputs_ON_Electric_IEA_2023_05_05 | 2041 | Biomass + CCS | Generation | Electricity | QC | Dispatch-Generation | FuelCost | 0 | [6 empty] | 0.43883 | 0
LCP_Inputs_ON_Electric_IEA_2023_05_05 | 2041 | Biomass + CCS | Generation | Electricity | QC | Dispatch-Generation | VOM | 0 | [6 empty] | 0.43883 | 0
LCP_Inputs_ON_Electric_IEA_2023_05_05 | 2041 | Biomass + CCS | Generation | Electricity | WC | Dispatch-Generation | EmissionsCost | 0 | [6 empty] | 0.43883 | 0
LCP_Inputs_ON_Electric_IEA_2023_05_05 | 2041 | Biomass + CCS | Generation | Electricity | WC | Dispatch-Generation | FuelCost | 0 | [6 empty] | 0.43883 | 0
LCP_Inputs_ON_Electric_IEA_2023_05_05 | 2041 | Biomass + CCS | Generation | Electricity | WC | Dispatch-Generation | VOM | 0 | [6 empty] | 0.43883 | 0
LCP_Inputs_ON_Electric_IEA_2023_05_05 | 2041 | CH4 + CCS | Generation | Methane | MI | Dispatch-Generation | EmissionsCost | 0 | [6 empty] | 0.43883 | 0
LCP_Inputs_ON_Electric_IEA_2023_05_05 | 2041 | CH4 + CCS | Generation | Methane | MI | Dispatch-Generation | FuelCost | 0 | [6 empty] | 0.43883 | 0
LCP_Inputs_ON_Electric_IEA_2023_05_05 | 2041 | CH4 + CCS | Generation | Methane | MI | Dispatch-Generation | VOM | 0 | [6 empty] | 0.43883 | 0
LCP_Inputs_ON_Electric_IEA_2023_05_05 | 2041 | CH4 + CCS | Generation | Methane | NY | Dispatch-Generation | EmissionsCost | 0 | [6 empty] | 0.43883 | 0
LCP_Inputs_ON_Electric_IEA_2023_05_05 | 2041 | CH4 + CCS | Generation | Methane | NY | Dispatch-Generation | FuelCost | 0 | [6 empty] | 0.43883 | 0
LCP_Inputs_ON_Electric_IEA_2023_05_05 | 2041 | CH4 + CCS | Generation | Methane | NY | Dispatch-Generation | VOM | 0 | [6 empty] | 0.43883 | 0
LCP_Inputs_ON_Electric_IEA_2023_05_05 | 2041 | CH4 + CCS | Generation | Methane | ON | Dispatch-Generation | EmissionsCost | 84395478.3721 | [6 empty] | 0.43883 | 37035571.7764
LCP_Inputs_ON_Electric_IEA_2023_05_05 | 2041 | CH4 + CCS | Generation | Methane | ON | Dispatch-Generation | FuelCost | 271488076.3116 | [6 empty] | 0.43883 | 119138090.4595
LCP_Inputs_ON_Electric_IEA_2023_05_05 | 2041 | CH4 + CCS | Generation | Methane | ON | Dispatch-Generation | VOM | 25812098.3333 | [6 empty] | 0.43883 | 11327216.0898
LCP_Inputs_ON_Electric_IEA_2023_05_05 | 2041 | CH4 + CCS | Generation | Methane | PJ | Dispatch-Generation | EmissionsCost | 0 | [6 empty] | 0.43883 | 0
LCP_Inputs_ON_Electric_IEA_2023_05_05 | 2041 | CH4 + CCS | Generation | Methane | PJ | Dispatch-Generation | FuelCost | 0 | [6 empty] | 0.43883 | 0
LCP_Inputs_ON_Electric_IEA_2023_05_05 | 2041 | CH4 + CCS | Generation | Methane | PJ | Dispatch-Generation | VOM | 0 | [6 empty] | 0.43883 | 0
LCP_Inputs_ON_Electric_IEA_2023_05_05 | 2041 | CH4 + CCS | Generation | Methane | QC | Dispatch-Generation | EmissionsCost | 0 | [6 empty] | 0.43883 | 0
LCP_Inputs_ON_Electric_IEA_2023_05_05 | 2041 | CH4 + CCS | Generation | Methane | QC | Dispatch-Generation | FuelCost | 0 | [6 empty] | 0.43883 | 0
LCP_Inputs_ON_Electric_IEA_2023_05_05 | 2041 | CH4 + CCS | Generation | Methane | QC | Dispatch-Generation | VOM | 0 | [6 empty] | 0.43883 | 0
LCP_Inputs_ON_Electric_IEA_2023_05_05 | 2041 | CH4 + CCS | Generation | Methane | WC | Dispatch-Generation | EmissionsCost | 0 | [6 empty] | 0.43883 | 0
LCP_Inputs_ON_Electric_IEA_2023_05_05 | 2041 | CH4 + CCS | Generation | Methane | WC | Dispatch-Generation | FuelCost | 0 | [6 empty] | 0.43883 | 0
LCP_Inputs_ON_Electric_IEA_2023_05_05 | 2041 | CH4 + CCS | Generation | Methane | WC | Dispatch-Generation | VOM | 0 | [6 empty] | 0.43883 | 0
LCP_Inputs_ON_Electric_IEA_2023_05_05 | 2041 | CH4 Import - NY 2020 | Import | Methane | MI | Dispatch-Import | EmissionsCost | 0 | [6 empty] | 0.43883 | 0
LCP_Inputs_ON_Electric_IEA_2023_05_05 | 2041 | CH4 Import - NY 2020 | Import | Methane | MI | Dispatch-Import | FuelCost | 0 | [6 empty] | 0.43883 | 0
LCP_Inputs_ON_Electric_IEA_2023_05_05 | 2041 | CH4 Import - NY 2020 | Import | Methane | MI | Dispatch-Import | VOM | 0 | [6 empty] | 0.43883 | 0
LCP_Inputs_ON_Electric_IEA_2023_05_05 | 2041 | CH4 Import - NY 2020 | Import | Methane | NY | Dispatch-Import | EmissionsCost | 0 | [6 empty] | 0.43883 | 0
LCP_Inputs_ON_Electric_IEA_2023_05_05 | 2041 | CH4 Import - NY 2020 | Import | Methane | NY | Dispatch-Import | FuelCost | 0 | [6 empty] | 0.43883 | 0
LCP_Inputs_ON_Electric_IEA_2023_05_05 | 2041 | CH4 Import - NY 2020 | Import | Methane | NY | Dispatch-Import | VOM | 0 | [6 empty] | 0.43883 | 0
LCP_Inputs_ON_Electric_IEA_2023_05_05 | 2041 | CH4 Import - NY 2020 | Import | Methane | ON | Dispatch-Import | EmissionsCost | 0 | [6 empty] | 0.43883 | 0
LCP_Inputs_ON_Electric_IEA_2023_05_05 | 2041 | CH4 Import - NY 2020 | Import | Methane | ON | Dispatch-Import | FuelCost | 0 | [6 empty] | 0.43883 | 0
LCP_Inputs_ON_Electric_IEA_2023_05_05 | 2041 | CH4 Import - NY 2020 | Import | Methane | ON | Dispatch-Import | VOM | 0 | [6 empty] | 0.43883 | 0
LCP_Inputs_ON_Electric_IEA_2023_05_05 | 2041 | CH4 Import - NY 2020 | Import | Methane | PJ | Dispatch-Import | EmissionsCost | 0 | [6 empty] | 0.43883 | 0
LCP_Inputs_ON_Electric_IEA_2023_05_05 | 2041 | CH4 Import - NY 2020 | Import | Methane | PJ | Dispatch-Import | FuelCost | 0 | [6 empty] | 0.43883 | 0
LCP_Inputs_ON_Electric_IEA_2023_05_05 | 2041 | CH4 Import - NY 2020 | Import | Methane | PJ | Dispatch-Import | VOM | 0 | [6 empty] | 0.43883 | 0
LCP_Inputs_ON_Electric_IEA_2023_05_05 | 2041 | CH4 Import - NY 2020 | Import | Methane | QC | Dispatch-Import | EmissionsCost | 0 | [6 empty] | 0.43883 | 0
LCP_Inputs_ON_Electric_IEA_2023_05_05 | 2041 | CH4 Import - NY 2020 | Import | Methane | QC | Dispatch-Import | FuelCost | 0 | [6 empty] | 0.43883 | 0
LCP_Inputs_ON_Electric_IEA_2023_05_05 | 2041 | CH4 Import - NY 2020 | Import | Methane | QC | Dispatch-Import | VOM | 0 | [6 empty] | 0.43883 | 0
LCP_Inputs_ON_Electric_IEA_2023_05_05 | 2041 | CH4 Import - NY 2020 | Import | Methane | WC | Dispatch-Import | EmissionsCost | 0 | [6 empty] | 0.43883 | 0
LCP_Inputs_ON_Electric_IEA_2023_05_05 | 2041 | CH4 Import - NY 2020 | Import | Methane | WC | Dispatch-Import | FuelCost | 0 | [6 empty] | 0.43883 | 0
LCP_Inputs_ON_Electric_IEA_2023_05_05 | 2041 | CH4 Import - NY 2020 | Import | Methane | WC | Dispatch-Import | VOM | 0 | [6 empty] | 0.43883 | 0
LCP_Inputs_ON_Electric_IEA_2023_05_05 | 2041 | CH4 Import - NY 2030 | Import | Methane | MI | Dispatch-Import | EmissionsCost | 0 | [6 empty] | 0.43883 | 0
LCP_Inputs_ON_Electric_IEA_2023_05_05 | 2041 | CH4 Import - NY 2030 | Import | Methane | MI | Dispatch-Import | FuelCost | 0 | [6 empty] | 0.43883 | 0
LCP_Inputs_ON_Electric_IEA_2023_05_05 | 2041 | CH4 Import - NY 2030 | Import | Methane | MI | Dispatch-Import | VOM | 0 | [6 empty] | 0.43883 | 0
LCP_Inputs_ON_Electric_IEA_2023_05_05 | 2041 | CH4 Import - NY 2030 | Import | Methane | NY | Dispatch-Import | EmissionsCost | 0 | [6 empty] | 0.43883 | 0
LCP_Inputs_ON_Electric_IEA_2023_05_05 | 2041 | CH4 Import - NY 2030 | Import | Methane | NY | Dispatch-Import | FuelCost | 0 | [6 empty] | 0.43883 | 0
LCP_Inputs_ON_Electric_IEA_2023_05_05 | 2041 | CH4 Import - NY 2030 | Import | Methane | NY | Dispatch-Import | VOM | 0 | [6 empty] | 0.43883 | 0
LCP_Inputs_ON_Electric_IEA_2023_05_05 | 2041 | CH4 Import - NY 2030 | Import | Methane | ON | Dispatch-Import | EmissionsCost | 0 | [6 empty] | 0.43883 | 0
LCP_Inputs_ON_Electric_IEA_2023_05_05 | 2041 | CH4 Import - NY 2030 | Import | Methane | ON | Dispatch-Import | FuelCost | 0 | [6 empty] | 0.43883 | 0
LCP_Inputs_ON_Electric_IEA_2023_05_05 | 2041 | CH4 Import - NY 2030 | Import | Methane | ON | Dispatch-Import | VOM | 0 | [6 empty] | 0.43883 | 0
LCP_Inputs_ON_Electric_IEA_2023_05_05 | 2041 | CH4 Import - NY 2030 | Import | Methane | PJ | Dispatch-Import | EmissionsCost | 0 | [6 empty] | 0.43883 | 0
LCP_Inputs_ON_Electric_IEA_2023_05_05 | 2041 | CH4 Import - NY 2030 | Import | Methane | PJ | Dispatch-Import | FuelCost | 0 | [6 empty] | 0.43883 | 0
LCP_Inputs_ON_Electric_IEA_2023_05_05 | 2041 | CH4 Import - NY 2030 | Import | Methane | PJ | Dispatch-Import | VOM | 0 | [6 empty] | 0.43883 | 0
LCP_Inputs_ON_Electric_IEA_2023_05_05 | 2041 | CH4 Import - NY 2030 | Import | Methane | QC | Dispatch-Import | EmissionsCost | 0 | [6 empty] | 0.43883 | 0
LCP_Inputs_ON_Electric_IEA_2023_05_05 | 2041 | CH4 Import - NY 2030 | Import | Methane | QC | Dispatch-Import | FuelCost | 0 | [6 empty] | 0.43883 | 0
LCP_Inputs_ON_Electric_IEA_2023_05_05 | 2041 | CH4 Import - NY 2030 | Import | Methane | QC | Dispatch-Import | VOM | 0 | [6 empty] | 0.43883 | 0
LCP_Inputs_ON_Electric_IEA_2023_05_05 | 2041 | CH4 Import - NY 2030 | Import | Methane | WC | Dispatch-Import | EmissionsCost | 0 | [6 empty] | 0.43883 | 0
LCP_Inputs_ON_Electric_IEA_2023_05_05 | 2041 | CH4 Import - NY 2030 | Import | Methane | WC | Dispatch-Import | FuelCost | 0 | [6 empty] | 0.43883 | 0
LCP_Inputs_ON_Electric_IEA_2023_05_05 | 2041 | CH4 Import - NY 2030 | Import | Methane | WC | Dispatch-Import | VOM | 0 | [6 empty] | 0.43883 | 0
LCP_Inputs_ON_Electric_IEA_2023_05_05 | 2041 | CH4 Import - NY 2040 | Import | Methane | MI | Dispatch-Import | EmissionsCost | 0 | [6 empty] | 0.43883 | 0
LCP_Inputs_ON_Electric_IEA_2023_05_05 | 2041 | CH4 Import - NY 2040 | Import | Methane | MI | Dispatch-Import | FuelCost | 0 | [6 empty] | 0.43883 | 0
LCP_Inputs_ON_Electric_IEA_2023_05_05 | 2041 | CH4 Import - NY 2040 | Import | Methane | MI | Dispatch-Import | VOM | 0 | [6 empty] | 0.43883 | 0
LCP_Inputs_ON_Electric_IEA_2023_05_05 | 2041 | CH4 Import - NY 2040 | Import | Methane | NY | Dispatch-Import | EmissionsCost | 2422180073.5024 | [6 empty] | 0.43883 | 1062934006.6302
LCP_Inputs_ON_Electric_IEA_2023_05_05 | 2041 | CH4 Import - NY 2040 | Import | Methane | NY | Dispatch-Import | FuelCost | 758346581.876 | [6 empty] | 0.43883 | 332787962.1775
LCP_Inputs_ON_Electric_IEA_2023_05_05 | 2041 | CH4 Import - NY 2040 | Import | Methane | NY | Dispatch-Import | VOM | 0 | [6 empty] | 0.43883 | 0
LCP_Inputs_ON_Electric_IEA_2023_05_05 | 2041 | CH4 Import - NY 2040 | Import | Methane | ON | Dispatch-Import | EmissionsCost | 0 | [6 empty] | 0.43883 | 0
LCP_Inputs_ON_Electric_IEA_2023_05_05 | 2041 | CH4 Import - NY 2040 | Import | Methane | ON | Dispatch-Import | FuelCost | 0 | [6 empty] | 0.43883 | 0
LCP_Inputs_ON_Electric_IEA_2023_05_05 | 2041 | CH4 Import - NY 2040 | Import | Methane | ON | Dispatch-Import | VOM | 0 | [6 empty] | 0.43883 | 0
LCP_Inputs_ON_Electric_IEA_2023_05_05 | 2041 | CH4 Import - NY 2040 | Import | Methane | PJ | Dispatch-Import | EmissionsCost | 0 | [6 empty] | 0.43883 | 0
LCP_Inputs_ON_Electric_IEA_2023_05_05 | 2041 | CH4 Import - NY 2040 | Import | Methane | PJ | Dispatch-Import | FuelCost | 0 | [6 empty] | 0.43883 | 0
LCP_Inputs_ON_Electric_IEA_2023_05_05 | 2041 | CH4 Import - NY 2040 | Import | Methane | PJ | Dispatch-Import | VOM | 0 | [6 empty] | 0.43883 | 0
LCP_Inputs_ON_Electric_IEA_2023_05_05 | 2041 | CH4 Import - NY 2040 | Import | Methane | QC | Dispatch-Import | EmissionsCost | 0 | [6 empty] | 0.43883 | 0
LCP_Inputs_ON_Electric_IEA_2023_05_05 | 2041 | CH4 Import - NY 2040 | Import | Methane | QC | Dispatch-Import | FuelCost | 0 | [6 empty] | 0.43883 | 0
LCP_Inputs_ON_Electric_IEA_2023_05_05 | 2041 | CH4 Import - NY 2040 | Import | Methane | QC | Dispatch-Import | VOM | 0 | [6 empty] | 0.43883 | 0
LCP_Inputs_ON_Electric_IEA_2023_05_05 | 2041 | CH4 Import - NY 2040 | Import | Methane | WC | Dispatch-Import | EmissionsCost | 0 | [6 empty] | 0.43883 | 0
LCP_Inputs_ON_Electric_IEA_2023_05_05 | 2041 | CH4 Import - NY 2040 | Import | Methane | WC | Dispatch-Import | FuelCost | 0 | [6 empty] | 0.43883 | 0
LCP_Inputs_ON_Electric_IEA_2023_05_05 | 2041 | CH4 Import - NY 2040 | Import | Methane | WC | Dispatch-Import | VOM | 0 | [6 empty] | 0.43883 | 0
LCP_Inputs_ON_Electric_IEA_2023_05_05 | 2041 | CH4 Import - NY 2050 | Import | Methane | MI | Dispatch-Import | EmissionsCost | 0 | [6 empty] | 0.43883 | 0
LCP_Inputs_ON_Electric_IEA_2023_05_05 | 2041 | CH4 Import - NY 2050 | Import | Methane | MI | Dispatch-Import | FuelCost | 0 | [6 empty] | 0.43883 | 0
LCP_Inputs_ON_Electric_IEA_2023_05_05 | 2041 | CH4 Import - NY 2050 | Import | Methane | MI | Dispatch-Import | VOM | 0 | [6 empty] | 0.43883 | 0
LCP_Inputs_ON_Electric_IEA_2023_05_05 | 2041 | CH4 Import - NY 2050 | Import | Methane | NY | Dispatch-Import | EmissionsCost | 0 | [6 empty] | 0.43883 | 0
LCP_Inputs_ON_Electric_IEA_2023_05_05 | 2041 | CH4 Import - NY 2050 | Import | Methane | NY | Dispatch-Import | FuelCost | 0 | [6 empty] | 0.43883 | 0
LCP_Inputs_ON_Electric_IEA_2023_05_05 | 2041 | CH4 Import - NY 2050 | Import | Methane | NY | Dispatch-Import | VOM | 0 | [6 empty] | 0.43883 | 0
LCP_Inputs_ON_Electric_IEA_2023_05_05 | 2041 | CH4 Import - NY 2050 | Import | Methane | ON | Dispatch-Import | EmissionsCost | 0 | [6 empty] | 0.43883 | 0
LCP_Inputs_ON_Electric_IEA_2023_05_05 | 2041 | CH4 Import - NY 2050 | Import | Methane | ON | Dispatch-Import | FuelCost | 0 | [6 empty] | 0.43883 | 0
LCP_Inputs_ON_Electric_IEA_2023_05_05 | 2041 | CH4 Import - NY 2050 | Import | Methane | ON | Dispatch-Import | VOM | 0 | [6 empty] | 0.43883 | 0
LCP_Inputs_ON_Electric_IEA_2023_05_05 | 2041 | CH4 Import - NY 2050 | Import | Methane | PJ | Dispatch-Import | EmissionsCost | 0 | [6 empty] | 0.43883 | 0
LCP_Inputs_ON_Electric_IEA_2023_05_05 | 2041 | CH4 Import - NY 2050 | Import | Methane | PJ | Dispatch-Import | FuelCost | 0 | [6 empty] | 0.43883 | 0
LCP_Inputs_ON_Electric_IEA_2023_05_05 | 2041 | CH4 Import - NY 2050 | Import | Methane | PJ | Dispatch-Import | VOM | 0 | [6 empty] | 0.43883 | 0
LCP_Inputs_ON_Electric_IEA_2023_05_05 | 2041 | CH4 Import - NY 2050 | Import | Methane | QC | Dispatch-Import | EmissionsCost | 0 | [6 empty] | 0.43883 | 0
LCP_Inputs_ON_Electric_IEA_2023_05_05 | 2041 | CH4 Import - NY 2050 | Import | Methane | QC | Dispatch-Import | FuelCost | 0 | [6 empty] | 0.43883 | 0
LCP_Inputs_ON_Electric_IEA_2023_05_05 | 2041 | CH4 Import - NY 2050 | Import | Methane | QC | Dispatch-Import | VOM | 0 | [6 empty] | 0.43883 | 0
LCP_Inputs_ON_Electric_IEA_2023_05_05 | 2041 | CH4 Import - NY 2050 | Import | Methane | WC | Dispatch-Import | EmissionsCost | 0 | [6 empty] | 0.43883 | 0
LCP_Inputs_ON_Electric_IEA_2023_05_05 | 2041 | CH4 Import - NY 2050 | Import | Methane | WC | Dispatch-Import | FuelCost | 0 | [6 empty] | 0.43883 | 0
LCP_Inputs_ON_Electric_IEA_2023_05_05 | 2041 | CH4 Import - NY 2050 | Import | Methane | WC | Dispatch-Import | VOM | 0 | [6 empty] | 0.43883 | 0
LCP_Inputs_ON_Electric_IEA_2023_05_05 | 2041 | CH4 Import - WC 2020 | Import | Methane | MI | Dispatch-Import | EmissionsCost | 0 | [6 empty] | 0.43883 | 0
LCP_Inputs_ON_Electric_IEA_2023_05_05 | 2041 | CH4 Import - WC 2020 | Import | Methane | MI | Dispatch-Import | FuelCost | 0 | [6 empty] | 0.43883 | 0
LCP_Inputs_ON_Electric_IEA_2023_05_05 | 2041 | CH4 Import - WC 2020 | Import | Methane | MI | Dispatch-Import | VOM | 0 | [6 empty] | 0.43883 | 0
LCP_Inputs_ON_Electric_IEA_2023_05_05 | 2041 | CH4 Import - WC 2020 | Import | Methane | NY | Dispatch-Import | EmissionsCost | 0 | [6 empty] | 0.43883 | 0
LCP_Inputs_ON_Electric_IEA_2023_05_05 | 2041 | CH4 Import - WC 2020 | Import | Methane | NY | Dispatch-Import | FuelCost | 0 | [6 empty] | 0.43883 | 0
LCP_Inputs_ON_Electric_IEA_2023_05_05 | 2041 | CH4 Import - WC 2020 | Import | Methane | NY | Dispatch-Import | VOM | 0 | [6 empty] | 0.43883 | 0
LCP_Inputs_ON_Electric_IEA_2023_05_05 | 2041 | CH4 Import - WC 2020 | Import | Methane | ON | Dispatch-Import | EmissionsCost | 0 | [6 empty] | 0.43883 | 0
LCP_Inputs_ON_Electric_IEA_2023_05_05 | 2041 | CH4 Import - WC 2020 | Import | Methane | ON | Dispatch-Import | FuelCost | 0 | [6 empty] | 0.43883 | 0
LCP_Inputs_ON_Electric_IEA_2023_05_05 | 2041 | CH4 Import - WC 2020 | Import | Methane | ON | Dispatch-Import | VOM | 0 | [6 empty] | 0.43883 | 0
LCP_Inputs_ON_Electric_IEA_2023_05_05 | 2041 | CH4 Import - WC 2020 | Import | Methane | PJ | Dispatch-Import | EmissionsCost | 0 | [6 empty] | 0.43883 | 0
LCP_Inputs_ON_Electric_IEA_2023_05_05 | 2041 | CH4 Import - WC 2020 | Import | Methane | PJ | Dispatch-Import | FuelCost | 0 | [6 empty] | 0.43883 | 0
LCP_Inputs_ON_Electric_IEA_2023_05_05 | 2041 | CH4 Import - WC 2020 | Import | Methane | PJ | Dispatch-Import | VOM | 0 | [6 empty] | 0.43883 | 0
LCP_Inputs_ON_Electric_IEA_2023_05_05 | 2041 | CH4 Import - WC 2020 | Import | Methane | QC | Dispatch-Import | EmissionsCost | 0 | [6 empty] | 0.43883 | 0
LCP_Inputs_ON_Electric_IEA_2023_05_05 | 2041 | CH4 Import - WC 2020 | Import | Methane | QC | Dispatch-Import | FuelCost | 0 | [6 empty] | 0.43883 | 0
LCP_Inputs_ON_Electric_IEA_2023_05_05 | 2041 | CH4 Import - WC 2020 | Import | Methane | QC | Dispatch-Import | VOM | 0 | [6 empty] | 0.43883 | 0
LCP_Inputs_ON_Electric_IEA_2023_05_05 | 2041 | CH4 Import - WC 2020 | Import | Methane | WC | Dispatch-Import | EmissionsCost | 0 | [6 empty] | 0.43883 | 0
LCP_Inputs_ON_Electric_IEA_2023_05_05 | 2041 | CH4 Import - WC 2020 | Import | Methane | WC | Dispatch-Import | FuelCost | 0 | [6 empty] | 0.43883 | 0
LCP_Inputs_ON_Electric_IEA_2023_05_05 | 2041 | CH4 Import - WC 2020 | Import | Methane | WC | Dispatch-Import | VOM | 0 | [6 empty] | 0.43883 | 0
LCP_Inputs_ON_Electric_IEA_2023_05_05 | 2041 | CH4 Import - WC 2030 | Import | Methane | MI | Dispatch-Import | EmissionsCost | 0 | [6 empty] | 0.43883 | 0
LCP_Inputs_ON_Electric_IEA_2023_05_05 | 2041 | CH4 Import - WC 2030 | Import | Methane | MI | Dispatch-Import | FuelCost | 0 | [6 empty] | 0.43883 | 0
LCP_Inputs_ON_Electric_IEA_2023_05_05 | 2041 | CH4 Import - WC 2030 | Import | Methane | MI | Dispatch-Import | VOM | 0 | [6 empty] | 0.43883 | 0
LCP_Inputs_ON_Electric_IEA_2023_05_05 | 2041 | CH4 Import - WC 2030 | Import | Methane | NY | Dispatch-Import | EmissionsCost | 0 | [6 empty] | 0.43883 | 0
LCP_Inputs_ON_Electric_IEA_2023_05_05 | 2041 | CH4 Import - WC 2030 | Import | Methane | NY | Dispatch-Import | FuelCost | 0 | [6 empty] | 0.43883 | 0
LCP_Inputs_ON_Electric_IEA_2023_05_05 | 2041 | CH4 Import - WC 2030 | Import | Methane | NY | Dispatch-Import | VOM | 0 | [6 empty] | 0.43883 | 0
LCP_Inputs_ON_Electric_IEA_2023_05_05 | 2041 | CH4 Import - WC 2030 | Import | Methane | ON | Dispatch-Import | EmissionsCost | 0 | [6 empty] | 0.43883 | 0
LCP_Inputs_ON_Electric_IEA_2023_05_05 | 2041 | CH4 Import - WC 2030 | Import | Methane | ON | Dispatch-Import | FuelCost | 0 | [6 empty] | 0.43883 | 0
LCP_Inputs_ON_Electric_IEA_2023_05_05 | 2041 | CH4 Import - WC 2030 | Import | Methane | ON | Dispatch-Import | VOM | 0 | [6 empty] | 0.43883 | 0
LCP_Inputs_ON_Electric_IEA_2023_05_05 | 2041 | CH4 Import - WC 2030 | Import | Methane | PJ | Dispatch-Import | EmissionsCost | 0 | [6 empty] | 0.43883 | 0
LCP_Inputs_ON_Electric_IEA_2023_05_05 | 2041 | CH4 Import - WC 2030 | Import | Methane | PJ | Dispatch-Import | FuelCost | 0 | [6 empty] | 0.43883 | 0
LCP_Inputs_ON_Electric_IEA_2023_05_05 | 2041 | CH4 Import - WC 2030 | Import | Methane | PJ | Dispatch-Import | VOM | 0 | [6 empty] | 0.43883 | 0
LCP_Inputs_ON_Electric_IEA_2023_05_05 | 2041 | CH4 Import - WC 2030 | Import | Methane | QC | Dispatch-Import | EmissionsCost | 0 | [6 empty] | 0.43883 | 0
LCP_Inputs_ON_Electric_IEA_2023_05_05 | 2041 | CH4 Import - WC 2030 | Import | Methane | QC | Dispatch-Import | FuelCost | 0 | [6 empty] | 0.43883 | 0
LCP_Inputs_ON_Electric_IEA_2023_05_05 | 2041 | CH4 Import - WC 2030 | Import | Methane | QC | Dispatch-Import | VOM | 0 | [6 empty] | 0.43883 | 0
LCP_Inputs_ON_Electric_IEA_2023_05_05 | 2041 | CH4 Import - WC 2030 | Import | Methane | WC | Dispatch-Import | EmissionsCost | 0 | [6 empty] | 0.43883 | 0
LCP_Inputs_ON_Electric_IEA_2023_05_05 | 2041 | CH4 Import - WC 2030 | Import | Methane | WC | Dispatch-Import | FuelCost | 0 | [6 empty] | 0.43883 | 0
LCP_Inputs_ON_Electric_IEA_2023_05_05 | 2041 | CH4 Import - WC 2030 | Import | Methane | WC | Dispatch-Import | VOM | 0 | [6 empty] | 0.43883 | 0
LCP_Inputs_ON_Electric_IEA_2023_05_05 | 2041 | CH4 Import - WC 2040 | Import | Methane | MI | Dispatch-Import | EmissionsCost | 0 | [6 empty] | 0.43883 | 0
LCP_Inputs_ON_Electric_IEA_2023_05_05 | 2041 | CH4 Import - WC 2040 | Import | Methane | MI | Dispatch-Import | FuelCost | 0 | [6 empty] | 0.43883 | 0
LCP_Inputs_ON_Electric_IEA_2023_05_05 | 2041 | CH4 Import - WC 2040 | Import | Methane | MI | Dispatch-Import | VOM | 0 | [6 empty] | 0.43883 | 0
LCP_Inputs_ON_Electric_IEA_2023_05_05 | 2041 | CH4 Import - WC 2040 | Import | Methane | NY | Dispatch-Import | EmissionsCost | 0 | [6 empty] | 0.43883 | 0
LCP_Inputs_ON_Electric_IEA_2023_05_05 | 2041 | CH4 Import - WC 2040 | Import | Methane | NY | Dispatch-Import | FuelCost | 0 | [6 empty] | 0.43883 | 0
LCP_Inputs_ON_Electric_IEA_2023_05_05 | 2041 | CH4 Import - WC 2040 | Import | Methane | NY | Dispatch-Import | VOM | 0 | [6 empty] | 0.43883 | 0
LCP_Inputs_ON_Electric_IEA_2023_05_05 | 2041 | CH4 Import - WC 2040 | Import | Methane | ON | Dispatch-Import | EmissionsCost | 0 | [6 empty] | 0.43883 | 0
LCP_Inputs_ON_Electric_IEA_2023_05_05 | 2041 | CH4 Import - WC 2040 | Import | Methane | ON | Dispatch-Import | FuelCost | 0 | [6 empty] | 0.43883 | 0
LCP_Inputs_ON_Electric_IEA_2023_05_05 | 2041 | CH4 Import - WC 2040 | Import | Methane | ON | Dispatch-Import | VOM | 0 | [6 empty] | 0.43883 | 0
LCP_Inputs_ON_Electric_IEA_2023_05_05 | 2041 | CH4 Import - WC 2040 | Import | Methane | PJ | Dispatch-Import | EmissionsCost | 0 | [6 empty] | 0.43883 | 0
LCP_Inputs_ON_Electric_IEA_2023_05_05 | 2041 | CH4 Import - WC 2040 | Import | Methane | PJ | Dispatch-Import | FuelCost | 0 | [6 empty] | 0.43883 | 0
LCP_Inputs_ON_Electric_IEA_2023_05_05 | 2041 | CH4 Import - WC 2040 | Import | Methane | PJ | Dispatch-Import | VOM | 0 | [6 empty] | 0.43883 | 0
LCP_Inputs_ON_Electric_IEA_2023_05_05 | 2041 | CH4 Import - WC 2040 | Import | Methane | QC | Dispatch-Import | EmissionsCost | 0 | [6 empty] | 0.43883 | 0
LCP_Inputs_ON_Electric_IEA_2023_05_05 | 2041 | CH4 Import - WC 2040 | Import | Methane | QC | Dispatch-Import | FuelCost | 0 | [6 empty] | 0.43883 | 0
LCP_Inputs_ON_Electric_IEA_2023_05_05 | 2041 | CH4 Import - WC 2040 | Import | Methane | QC | Dispatch-Import | VOM | 0 | [6 empty] | 0.43883 | 0
LCP_Inputs_ON_Electric_IEA_2023_05_05 | 2041 | CH4 Import - WC 2040 | Import | Methane | WC | Dispatch-Import | EmissionsCost | 2104525662.7863 | [6 empty] | 0.43883 | 923536577.3474
LCP_Inputs_ON_Electric_IEA_2023_05_05 | 2041 | CH4 Import - WC 2040 | Import | Methane | WC | Dispatch-Import | FuelCost | 658893969.2401 | [6 empty] | 0.43883 | 289144813.9346
LCP_Inputs_ON_Electric_IEA_2023_05_05 | 2041 | CH4 Import - WC 2040 | Import | Methane | WC | Dispatch-Import | VOM | 0 | [6 empty] | 0.43883 | 0
LCP_Inputs_ON_Electric_IEA_2023_05_05 | 2041 | CH4 Import - WC 2050 | Import | Methane | MI | Dispatch-Import | EmissionsCost | 0 | [6 empty] | 0.43883 | 0
LCP_Inputs_ON_Electric_IEA_2023_05_05 | 2041 | CH4 Import - WC 2050 | Import | Methane | MI | Dispatch-Import | FuelCost | 0 | [6 empty] | 0.43883 | 0
LCP_Inputs_ON_Electric_IEA_2023_05_05 | 2041 | CH4 Import - WC 2050 | Import | Methane | MI | Dispatch-Import | VOM | 0 | [6 empty] | 0.43883 | 0
LCP_Inputs_ON_Electric_IEA_2023_05_05 | 2041 | CH4 Import - WC 2050 | Import | Methane | NY | Dispatch-Import | EmissionsCost | 0 | [6 empty] | 0.43883 | 0
LCP_Inputs_ON_Electric_IEA_2023_05_05 | 2041 | CH4 Import - WC 2050 | Import | Methane | NY | Dispatch-Import | FuelCost | 0 | [6 empty] | 0.43883 | 0
LCP_Inputs_ON_Electric_IEA_2023_05_05 | 2041 | CH4 Import - WC 2050 | Import | Methane | NY | Dispatch-Import | VOM | 0 | [6 empty] | 0.43883 | 0
LCP_Inputs_ON_Electric_IEA_2023_05_05 | 2041 | CH4 Import - WC 2050 | Import | Methane | ON | Dispatch-Import | EmissionsCost | 0 | [6 empty] | 0.43883 | 0
LCP_Inputs_ON_Electric_IEA_2023_05_05 | 2041 | CH4 Import - WC 2050 | Import | Methane | ON | Dispatch-Import | FuelCost | 0 | [6 empty] | 0.43883 | 0
LCP_Inputs_ON_Electric_IEA_2023_05_05 | 2041 | CH4 Import - WC 2050 | Import | Methane | ON | Dispatch-Import | VOM | 0 | [6 empty] | 0.43883 | 0
LCP_Inputs_ON_Electric_IEA_2023_05_05 | 2041 | CH4 Import - WC 2050 | Import | Methane | PJ | Dispatch-Import | EmissionsCost | 0 | [6 empty] | 0.43883 | 0
LCP_Inputs_ON_Electric_IEA_2023_05_05 | 2041 | CH4 Import - WC 2050 | Import | Methane | PJ | Dispatch-Import | FuelCost | 0 | [6 empty] | 0.43883 | 0
LCP_Inputs_ON_Electric_IEA_2023_05_05 | 2041 | CH4 Import - WC 2050 | Import | Methane | PJ | Dispatch-Import | VOM | 0 | [6 empty] | 0.43883 | 0
LCP_Inputs_ON_Electric_IEA_2023_05_05 | 2041 | CH4 Import - WC 2050 | Import | Methane | QC | Dispatch-Import | EmissionsCost | 0 | [6 empty] | 0.43883 | 0
LCP_Inputs_ON_Electric_IEA_2023_05_05 | 2041 | CH4 Import - WC 2050 | Import | Methane | QC | Dispatch-Import | FuelCost | 0 | [6 empty] | 0.43883 | 0
LCP_Inputs_ON_Electric_IEA_2023_05_05 | 2041 | CH4 Import - WC 2050 | Import | Methane | QC | Dispatch-Import | VOM | 0 | [6 empty] | 0.43883 | 0
LCP_Inputs_ON_Electric_IEA_2023_05_05 | 2041 | CH4 Import - WC 2050 | Import | Methane | WC | Dispatch-Import | EmissionsCost | 0 | [6 empty] | 0.43883 | 0
LCP_Inputs_ON_Electric_IEA_2023_05_05 | 2041 | CH4 Import - WC 2050 | Import | Methane | WC | Dispatch-Import | FuelCost | 0 | [6 empty] | 0.43883 | 0
LCP_Inputs_ON_Electric_IEA_2023_05_05 | 2041 | CH4 Import - WC 2050 | Import | Methane | WC | Dispatch-Import | VOM | 0 | [6 empty] | 0.43883 | 0
LCP_Inputs_ON_Electric_IEA_2023_05_05 | 2041 | CH4 Salt Cavern Storage - ON | Storage | Methane | MI | Dispatch-Storage | EmissionsCost | 0 | [6 empty] | 0.43883 | 0
LCP_Inputs_ON_Electric_IEA_2023_05_05 | 2041 | CH4 Salt Cavern Storage - ON | Storage | Methane | MI | Dispatch-Storage | FuelCost | 0 | [6 empty] | 0.43883 | 0
LCP_Inputs_ON_Electric_IEA_2023_05_05 | 2041 | CH4 Salt Cavern Storage - ON | Storage | Methane | MI | Dispatch-Storage | VOM | 0 | [6 empty] | 0.43883 | 0
LCP_Inputs_ON_Electric_IEA_2023_05_05 | 2041 | CH4 Salt Cavern Storage - ON | Storage | Methane | NY | Dispatch-Storage | EmissionsCost | 0 | [6 empty] | 0.43883 | 0
LCP_Inputs_ON_Electric_IEA_2023_05_05 | 2041 | CH4 Salt Cavern Storage - ON | Storage | Methane | NY | Dispatch-Storage | FuelCost | 0 | [6 empty] | 0.43883 | 0
LCP_Inputs_ON_Electric_IEA_2023_05_05 | 2041 | CH4 Salt Cavern Storage - ON | Storage | Methane | NY | Dispatch-Storage | VOM | 0 | [6 empty] | 0.43883 | 0
LCP_Inputs_ON_Electric_IEA_2023_05_05 | 2041 | CH4 Salt Cavern Storage - ON | Storage | Methane | ON | Dispatch-Storage | EmissionsCost | 0 | [6 empty] | 0.43883 | 0
LCP_Inputs_ON_Electric_IEA_2023_05_05 | 2041 | CH4 Salt Cavern Storage - ON | Storage | Methane | ON | Dispatch-Storage | FuelCost | 0 | [6 empty] | 0.43883 | 0
LCP_Inputs_ON_Electric_IEA_2023_05_05 | 2041 | CH4 Salt Cavern Storage - ON | Storage | Methane | ON | Dispatch-Storage | VOM | 0 | [6 empty] | 0.43883 | 0
LCP_Inputs_ON_Electric_IEA_2023_05_05 | 2041 | CH4 Salt Cavern Storage - ON | Storage | Methane | PJ | Dispatch-Storage | EmissionsCost | 0 | [6 empty] | 0.43883 | 0
LCP_Inputs_ON_Electric_IEA_2023_05_05 | 2041 | CH4 Salt Cavern Storage - ON | Storage | Methane | PJ | Dispatch-Storage | FuelCost | 0 | [6 empty] | 0.43883 | 0
LCP_Inputs_ON_Electric_IEA_2023_05_05 | 2041 | CH4 Salt Cavern Storage - ON | Storage | Methane | PJ | Dispatch-Storage | VOM | 0 | [6 empty] | 0.43883 | 0
LCP_Inputs_ON_Electric_IEA_2023_05_05 | 2041 | CH4 Salt Cavern Storage - ON | Storage | Methane | QC | Dispatch-Storage | EmissionsCost | 0 | [6 empty] | 0.43883 | 0
LCP_Inputs_ON_Electric_IEA_2023_05_05 | 2041 | CH4 Salt Cavern Storage - ON | Storage | Methane | QC | Dispatch-Storage | FuelCost | 0 | [6 empty] | 0.43883 | 0
LCP_Inputs_ON_Electric_IEA_2023_05_05 | 2041 | CH4 Salt Cavern Storage - ON | Storage | Methane | QC | Dispatch-Storage | VOM | 0 | [6 empty] | 0.43883 | 0
LCP_Inputs_ON_Electric_IEA_2023_05_05 | 2041 | CH4 Salt Cavern Storage - ON | Storage | Methane | WC | Dispatch-Storage | EmissionsCost | 0 | [6 empty] | 0.43883 | 0
LCP_Inputs_ON_Electric_IEA_2023_05_05 | 2041 | CH4 Salt Cavern Storage - ON | Storage | Methane | WC | Dispatch-Storage | FuelCost | 0 | [6 empty] | 0.43883 | 0
LCP_Inputs_ON_Electric_IEA_2023_05_05 | 2041 | CH4 Salt Cavern Storage - ON | Storage | Methane | WC | Dispatch-Storage | VOM | 0 | [6 empty] | 0.43883 | 0
LCP_Inputs_ON_Electric_IEA_2023_05_05 | 2041 | Electrolyser 2020/2030 | Crossload | Hydrogen | MI | Dispatch-Crossload | EmissionsCost | 0 | [6 empty] | 0.43883 | 0
LCP_Inputs_ON_Electric_IEA_2023_05_05 | 2041 | Electrolyser 2020/2030 | Crossload | Hydrogen | MI | Dispatch-Crossload | FuelCost | 0 | [6 empty] | 0.43883 | 0
LCP_Inputs_ON_Electric_IEA_2023_05_05 | 2041 | Electrolyser 2020/2030 | Crossload | Hydrogen | MI | Dispatch-Crossload | VOM | 0 | [6 empty] | 0.43883 | 0
LCP_Inputs_ON_Electric_IEA_2023_05_05 | 2041 | Electrolyser 2020/2030 | Crossload | Hydrogen | NY | Dispatch-Crossload | EmissionsCost | 0 | [6 empty] | 0.43883 | 0
LCP_Inputs_ON_Electric_IEA_2023_05_05 | 2041 | Electrolyser 2020/2030 | Crossload | Hydrogen | NY | Dispatch-Crossload | FuelCost | 0 | [6 empty] | 0.43883 | 0
LCP_Inputs_ON_Electric_IEA_2023_05_05 | 2041 | Electrolyser 2020/2030 | Crossload | Hydrogen | NY | Dispatch-Crossload | VOM | 0 | [6 empty] | 0.43883 | 0
LCP_Inputs_ON_Electric_IEA_2023_05_05 | 2041 | Electrolyser 2020/2030 | Crossload | Hydrogen | ON | Dispatch-Crossload | EmissionsCost | 0 | [6 empty] | 0.43883 | 0
LCP_Inputs_ON_Electric_IEA_2023_05_05 | 2041 | Electrolyser 2020/2030 | Crossload | Hydrogen | ON | Dispatch-Crossload | FuelCost | 0 | [6 empty] | 0.43883 | 0
LCP_Inputs_ON_Electric_IEA_2023_05_05 | 2041 | Electrolyser 2020/2030 | Crossload | Hydrogen | ON | Dispatch-Crossload | VOM | 0 | [6 empty] | 0.43883 | 0
LCP_Inputs_ON_Electric_IEA_2023_05_05 | 2041 | Electrolyser 2020/2030 | Crossload | Hydrogen | PJ | Dispatch-Crossload | EmissionsCost | 0 | [6 empty] | 0.43883 | 0
LCP_Inputs_ON_Electric_IEA_2023_05_05 | 2041 | Electrolyser 2020/2030 | Crossload | Hydrogen | PJ | Dispatch-Crossload | FuelCost | 0 | [6 empty] | 0.43883 | 0
LCP_Inputs_ON_Electric_IEA_2023_05_05 | 2041 | Electrolyser 2020/2030 | Crossload | Hydrogen | PJ | Dispatch-Crossload | VOM | 0 | [6 empty] | 0.43883 | 0
LCP_Inputs_ON_Electric_IEA_2023_05_05 | 2041 | Electrolyser 2020/2030 | Crossload | Hydrogen | QC | Dispatch-Crossload | EmissionsCost | 0 | [6 empty] | 0.43883 | 0
LCP_Inputs_ON_Electric_IEA_2023_05_05 | 2041 | Electrolyser 2020/2030 | Crossload | Hydrogen | QC | Dispatch-Crossload | FuelCost | 0 | [6 empty] | 0.43883 | 0
LCP_Inputs_ON_Electric_IEA_2023_05_05 | 2041 | Electrolyser 2020/2030 | Crossload | Hydrogen | QC | Dispatch-Crossload | VOM | 0 | [6 empty] | 0.43883 | 0
LCP_Inputs_ON_Electric_IEA_2023_05_05 | 2041 | Electrolyser 2020/2030 | Crossload | Hydrogen | WC | Dispatch-Crossload | EmissionsCost | 0 | [6 empty] | 0.43883 | 0
LCP_Inputs_ON_Electric_IEA_2023_05_05 | 2041 | Electrolyser 2020/2030 | Crossload | Hydrogen | WC | Dispatch-Crossload | FuelCost | 0 | [6 empty] | 0.43883 | 0
LCP_Inputs_ON_Electric_IEA_2023_05_05 | 2041 | Electrolyser 2020/2030 | Crossload | Hydrogen | WC | Dispatch-Crossload | VOM | 0 | [6 empty] | 0.43883 | 0
LCP_Inputs_ON_Electric_IEA_2023_05_05 | 2041 | Electrolyser 2040 | Crossload | Hydrogen | MI | Dispatch-Crossload | EmissionsCost | 0 | [6 empty] | 0.43883 | 0
LCP_Inputs_ON_Electric_IEA_2023_05_05 | 2041 | Electrolyser 2040 | Crossload | Hydrogen | MI | Dispatch-Crossload | FuelCost | 0 | [6 empty] | 0.43883 | 0
LCP_Inputs_ON_Electric_IEA_2023_05_05 | 2041 | Electrolyser 2040 | Crossload | Hydrogen | MI | Dispatch-Crossload | VOM | 0 | [6 empty] | 0.43883 | 0
LCP_Inputs_ON_Electric_IEA_2023_05_05 | 2041 | Electrolyser 2040 | Crossload | Hydrogen | NY | Dispatch-Crossload | EmissionsCost | 0 | [6 empty] | 0.43883 | 0
LCP_Inputs_ON_Electric_IEA_2023_05_05 | 2041 | Electrolyser 2040 | Crossload | Hydrogen | NY | Dispatch-Crossload | FuelCost | 0 | [6 empty] | 0.43883 | 0
LCP_Inputs_ON_Electric_IEA_2023_05_05 | 2041 | Electrolyser 2040 | Crossload | Hydrogen | NY | Dispatch-Crossload | VOM | 0 | [6 empty] | 0.43883 | 0
LCP_Inputs_ON_Electric_IEA_2023_05_05 | 2041 | Electrolyser 2040 | Crossload | Hydrogen | ON | Dispatch-Crossload | EmissionsCost | 0 | [6 empty] | 0.43883 | 0
LCP_Inputs_ON_Electric_IEA_2023_05_05 | 2041 | Electrolyser 2040 | Crossload | Hydrogen | ON | Dispatch-Crossload | FuelCost | 0 | [6 empty] | 0.43883 | 0
LCP_Inputs_ON_Electric_IEA_2023_05_05 | 2041 | Electrolyser 2040 | Crossload | Hydrogen | ON | Dispatch-Crossload | VOM | 0 | [6 empty] | 0.43883 | 0
LCP_Inputs_ON_Electric_IEA_2023_05_05 | 2041 | Electrolyser 2040 | Crossload | Hydrogen | PJ | Dispatch-Crossload | EmissionsCost | 0 | [6 empty] | 0.43883 | 0
LCP_Inputs_ON_Electric_IEA_2023_05_05 | 2041 | Electrolyser 2040 | Crossload | Hydrogen | PJ | Dispatch-Crossload | FuelCost | 0 | [6 empty] | 0.43883 | 0
LCP_Inputs_ON_Electric_IEA_2023_05_05 | 2041 | Electrolyser 2040 | Crossload | Hydrogen | PJ | Dispatch-Crossload | VOM | 0 | [6 empty] | 0.43883 | 0
LCP_Inputs_ON_Electric_IEA_2023_05_05 | 2041 | Electrolyser 2040 | Crossload | Hydrogen | QC | Dispatch-Crossload | EmissionsCost | 0 | [6 empty] | 0.43883 | 0
LCP_Inputs_ON_Electric_IEA_2023_05_05 | 2041 | Electrolyser 2040 | Crossload | Hydrogen | QC | Dispatch-Crossload | FuelCost | 0 | [6 empty] | 0.43883 | 0
LCP_Inputs_ON_Electric_IEA_2023_05_05 | 2041 | Electrolyser 2040 | Crossload | Hydrogen | QC | Dispatch-Crossload | VOM | 0 | [6 empty] | 0.43883 | 0
LCP_Inputs_ON_Electric_IEA_2023_05_05 | 2041 | Electrolyser 2040 | Crossload | Hydrogen | WC | Dispatch-Crossload | EmissionsCost | 0 | [6 empty] | 0.43883 | 0
LCP_Inputs_ON_Electric_IEA_2023_05_05 | 2041 | Electrolyser 2040 | Crossload | Hydrogen | WC | Dispatch-Crossload | FuelCost | 0 | [6 empty] | 0.43883 | 0
LCP_Inputs_ON_Electric_IEA_2023_05_05 | 2041 | Electrolyser 2040 | Crossload | Hydrogen | WC | Dispatch-Crossload | VOM | 0 | [6 empty] | 0.43883 | 0
LCP_Inputs_ON_Electric_IEA_2023_05_05 | 2041 | Electrolyser 2050 | Crossload | Hydrogen | MI | Dispatch-Crossload | EmissionsCost | 0 | [6 empty] | 0.43883 | 0
LCP_Inputs_ON_Electric_IEA_2023_05_05 | 2041 | Electrolyser 2050 | Crossload | Hydrogen | MI | Dispatch-Crossload | FuelCost | 0 | [6 empty] | 0.43883 | 0
LCP_Inputs_ON_Electric_IEA_2023_05_05 | 2041 | Electrolyser 2050 | Crossload | Hydrogen | MI | Dispatch-Crossload | VOM | 0 | [6 empty] | 0.43883 | 0
LCP_Inputs_ON_Electric_IEA_2023_05_05 | 2041 | Electrolyser 2050 | Crossload | Hydrogen | NY | Dispatch-Crossload | EmissionsCost | 0 | [6 empty] | 0.43883 | 0
LCP_Inputs_ON_Electric_IEA_2023_05_05 | 2041 | Electrolyser 2050 | Crossload | Hydrogen | NY | Dispatch-Crossload | FuelCost | 0 | [6 empty] | 0.43883 | 0
LCP_Inputs_ON_Electric_IEA_2023_05_05 | 2041 | Electrolyser 2050 | Crossload | Hydrogen | NY | Dispatch-Crossload | VOM | 0 | [6 empty] | 0.43883 | 0
LCP_Inputs_ON_Electric_IEA_2023_05_05 | 2041 | Electrolyser 2050 | Crossload | Hydrogen | ON | Dispatch-Crossload | EmissionsCost | 0 | [6 empty] | 0.43883 | 0
LCP_Inputs_ON_Electric_IEA_2023_05_05 | 2041 | Electrolyser 2050 | Crossload | Hydrogen | ON | Dispatch-Crossload | FuelCost | 0 | [6 empty] | 0.43883 | 0
LCP_Inputs_ON_Electric_IEA_2023_05_05 | 2041 | Electrolyser 2050 | Crossload | Hydrogen | ON | Dispatch-Crossload | VOM | 0 | [6 empty] | 0.43883 | 0
LCP_Inputs_ON_Electric_IEA_2023_05_05 | 2041 | Electrolyser 2050 | Crossload | Hydrogen | PJ | Dispatch-Crossload | EmissionsCost | 0 | [6 empty] | 0.43883 | 0
LCP_Inputs_ON_Electric_IEA_2023_05_05 | 2041 | Electrolyser 2050 | Crossload | Hydrogen | PJ | Dispatch-Crossload | FuelCost | 0 | [6 empty] | 0.43883 | 0
LCP_Inputs_ON_Electric_IEA_2023_05_05 | 2041 | Electrolyser 2050 | Crossload | Hydrogen | PJ | Dispatch-Crossload | VOM | 0 | [6 empty] | 0.43883 | 0
LCP_Inputs_ON_Electric_IEA_2023_05_05 | 2041 | Electrolyser 2050 | Crossload | Hydrogen | QC | Dispatch-Crossload | EmissionsCost | 0 | [6 empty] | 0.43883 | 0
LCP_Inputs_ON_Electric_IEA_2023_05_05 | 2041 | Electrolyser 2050 | Crossload | Hydrogen | QC | Dispatch-Crossload | FuelCost | 0 | [6 empty] | 0.43883 | 0
LCP_Inputs_ON_Electric_IEA_2023_05_05 | 2041 | Electrolyser 2050 | Crossload | Hydrogen | QC | Dispatch-Crossload | VOM | 0 | [6 empty] | 0.43883 | 0
LCP_Inputs_ON_Electric_IEA_2023_05_05 | 2041 | Electrolyser 2050 | Crossload | Hydrogen | WC | Dispatch-Crossload | EmissionsCost | 0 | [6 empty] | 0.43883 | 0
LCP_Inputs_ON_Electric_IEA_2023_05_05 | 2041 | Electrolyser 2050 | Crossload | Hydrogen | WC | Dispatch-Crossload | FuelCost | 0 | [6 empty] | 0.43883 | 0
LCP_Inputs_ON_Electric_IEA_2023_05_05 | 2041 | Electrolyser 2050 | Crossload | Hydrogen | WC | Dispatch-Crossload | VOM | 0 | [6 empty] | 0.43883 | 0
LCP_Inputs_ON_Electric_IEA_2023_05_05 | 2041 | Fossil Fuel Thermal (Coal, Peat, Oil) | Generation | Electricity | MI | Dispatch-Generation | EmissionsCost | 0 | [6 empty] | 0.43883 | 0
LCP_Inputs_ON_Electric_IEA_2023_05_05 | 2041 | Fossil Fuel Thermal (Coal, Peat, Oil) | Generation | Electricity | MI | Dispatch-Generation | FuelCost | 0 | [6 empty] | 0.43883 | 0
LCP_Inputs_ON_Electric_IEA_2023_05_05 | 2041 | Fossil Fuel Thermal (Coal, Peat, Oil) | Generation | Electricity | MI | Dispatch-Generation | VOM | 0 | [6 empty] | 0.43883 | 0
LCP_Inputs_ON_Electric_IEA_2023_05_05 | 2041 | Fossil Fuel Thermal (Coal, Peat, Oil) | Generation | Electricity | NY | Dispatch-Generation | EmissionsCost | 0 | [6 empty] | 0.43883 | 0
LCP_Inputs_ON_Electric_IEA_2023_05_05 | 2041 | Fossil Fuel Thermal (Coal, Peat, Oil) | Generation | Electricity | NY | Dispatch-Generation | FuelCost | 0 | [6 empty] | 0.43883 | 0
LCP_Inputs_ON_Electric_IEA_2023_05_05 | 2041 | Fossil Fuel Thermal (Coal, Peat, Oil) | Generation | Electricity | NY | Dispatch-Generation | VOM | 0 | [6 empty] | 0.43883 | 0
LCP_Inputs_ON_Electric_IEA_2023_05_05 | 2041 | Fossil Fuel Thermal (Coal, Peat, Oil) | Generation | Electricity | ON | Dispatch-Generation | EmissionsCost | 0 | [6 empty] | 0.43883 | 0
LCP_Inputs_ON_Electric_IEA_2023_05_05 | 2041 | Fossil Fuel Thermal (Coal, Peat, Oil) | Generation | Electricity | ON | Dispatch-Generation | FuelCost | 0 | [6 empty] | 0.43883 | 0
LCP_Inputs_ON_Electric_IEA_2023_05_05 | 2041 | Fossil Fuel Thermal (Coal, Peat, Oil) | Generation | Electricity | ON | Dispatch-Generation | VOM | 0 | [6 empty] | 0.43883 | 0
LCP_Inputs_ON_Electric_IEA_2023_05_05 | 2041 | Fossil Fuel Thermal (Coal, Peat, Oil) | Generation | Electricity | PJ | Dispatch-Generation | EmissionsCost | 0 | [6 empty] | 0.43883 | 0
LCP_Inputs_ON_Electric_IEA_2023_05_05 | 2041 | Fossil Fuel Thermal (Coal, Peat, Oil) | Generation | Electricity | PJ | Dispatch-Generation | FuelCost | 0 | [6 empty] | 0.43883 | 0
LCP_Inputs_ON_Electric_IEA_2023_05_05 | 2041 | Fossil Fuel Thermal (Coal, Peat, Oil) | Generation | Electricity | PJ | Dispatch-Generation | VOM | 0 | [6 empty] | 0.43883 | 0
LCP_Inputs_ON_Electric_IEA_2023_05_05 | 2041 | Fossil Fuel Thermal (Coal, Peat, Oil) | Generation | Electricity | QC | Dispatch-Generation | EmissionsCost | 0 | [6 empty] | 0.43883 | 0
LCP_Inputs_ON_Electric_IEA_2023_05_05 | 2041 | Fossil Fuel Thermal (Coal, Peat, Oil) | Generation | Electricity | QC | Dispatch-Generation | FuelCost | 0 | [6 empty] | 0.43883 | 0
LCP_Inputs_ON_Electric_IEA_2023_05_05 | 2041 | Fossil Fuel Thermal (Coal, Peat, Oil) | Generation | Electricity | QC | Dispatch-Generation | VOM | 0 | [6 empty] | 0.43883 | 0
LCP_Inputs_ON_Electric_IEA_2023_05_05 | 2041 | Fossil Fuel Thermal (Coal, Peat, Oil) | Generation | Electricity | WC | Dispatch-Generation | EmissionsCost | 0 | [6 empty] | 0.43883 | 0
LCP_Inputs_ON_Electric_IEA_2023_05_05 | 2041 | Fossil Fuel Thermal (Coal, Peat, Oil) | Generation | Electricity | WC | Dispatch-Generation | FuelCost | 0 | [6 empty] | 0.43883 | 0
LCP_Inputs_ON_Electric_IEA_2023_05_05 | 2041 | Fossil Fuel Thermal (Coal, Peat, Oil) | Generation | Electricity | WC | Dispatch-Generation | VOM | 0 | [6 empty] | 0.43883 | 0
LCP_Inputs_ON_Electric_IEA_2023_05_05 | 2041 | Generic - Generator | Generation | Electricity | MI | Dispatch-Generation | EmissionsCost | 0 | [6 empty] | 0.43883 | 0
LCP_Inputs_ON_Electric_IEA_2023_05_05 | 2041 | Generic - Generator | Generation | Electricity | MI | Dispatch-Generation | FuelCost | 792125451.2102 | [6 empty] | 0.43883 | 347611265.0828
LCP_Inputs_ON_Electric_IEA_2023_05_05 | 2041 | Generic - Generator | Generation | Electricity | MI | Dispatch-Generation | VOM | 25906392.0786 | [6 empty] | 0.43883 | 11368595.3537
LCP_Inputs_ON_Electric_IEA_2023_05_05 | 2041 | Generic - Generator | Generation | Electricity | NY | Dispatch-Generation | EmissionsCost | 0 | [6 empty] | 0.43883 | 0
LCP_Inputs_ON_Electric_IEA_2023_05_05 | 2041 | Generic - Generator | Generation | Electricity | NY | Dispatch-Generation | FuelCost | 89249380.7706 | [6 empty] | 0.43883 | 39165627.2502
LCP_Inputs_ON_Electric_IEA_2023_05_05 | 2041 | Generic - Generator | Generation | Electricity | NY | Dispatch-Generation | VOM | 2918893.0207 | [6 empty] | 0.43883 | 1280908.3384
LCP_Inputs_ON_Electric_IEA_2023_05_05 | 2041 | Generic - Generator | Generation | Electricity | ON | Dispatch-Generation | EmissionsCost | 0 | [6 empty] | 0.43883 | 0
LCP_Inputs_ON_Electric_IEA_2023_05_05 | 2041 | Generic - Generator | Generation | Electricity | ON | Dispatch-Generation | FuelCost | 0 | [6 empty] | 0.43883 | 0
LCP_Inputs_ON_Electric_IEA_2023_05_05 | 2041 | Generic - Generator | Generation | Electricity | ON | Dispatch-Generation | VOM | 0 | [6 empty] | 0.43883 | 0
LCP_Inputs_ON_Electric_IEA_2023_05_05 | 2041 | Generic - Generator | Generation | Electricity | PJ | Dispatch-Generation | EmissionsCost | 0 | [6 empty] | 0.43883 | 0
LCP_Inputs_ON_Electric_IEA_2023_05_05 | 2041 | Generic - Generator | Generation | Electricity | PJ | Dispatch-Generation | FuelCost | 5376674723.802 | [6 empty] | 0.43883 | 2359465536.4555
LCP_Inputs_ON_Electric_IEA_2023_05_05 | 2041 | Generic - Generator | Generation | Electricity | PJ | Dispatch-Generation | VOM | 175843666.2543 | [6 empty] | 0.43883 | 77166109.4718
LCP_Inputs_ON_Electric_IEA_2023_05_05 | 2041 | Generic - Generator | Generation | Electricity | QC | Dispatch-Generation | EmissionsCost | 0 | [6 empty] | 0.43883 | 0
LCP_Inputs_ON_Electric_IEA_2023_05_05 | 2041 | Generic - Generator | Generation | Electricity | QC | Dispatch-Generation | FuelCost | 0 | [6 empty] | 0.43883 | 0
LCP_Inputs_ON_Electric_IEA_2023_05_05 | 2041 | Generic - Generator | Generation | Electricity | QC | Dispatch-Generation | VOM | 0 | [6 empty] | 0.43883 | 0
LCP_Inputs_ON_Electric_IEA_2023_05_05 | 2041 | Generic - Generator | Generation | Electricity | WC | Dispatch-Generation | EmissionsCost | 0 | [6 empty] | 0.43883 | 0
LCP_Inputs_ON_Electric_IEA_2023_05_05 | 2041 | Generic - Generator | Generation | Electricity | WC | Dispatch-Generation | FuelCost | 0 | [6 empty] | 0.43883 | 0
LCP_Inputs_ON_Electric_IEA_2023_05_05 | 2041 | Generic - Generator | Generation | Electricity | WC | Dispatch-Generation | VOM | 0 | [6 empty] | 0.43883 | 0
LCP_Inputs_ON_Electric_IEA_2023_05_05 | 2041 | H2 Import - QC | Import | Hydrogen | MI | Dispatch-Import | EmissionsCost | 0 | [6 empty] | 0.43883 | 0
LCP_Inputs_ON_Electric_IEA_2023_05_05 | 2041 | H2 Import - QC | Import | Hydrogen | MI | Dispatch-Import | FuelCost | 0 | [6 empty] | 0.43883 | 0
LCP_Inputs_ON_Electric_IEA_2023_05_05 | 2041 | H2 Import - QC | Import | Hydrogen | MI | Dispatch-Import | VOM | 0 | [6 empty] | 0.43883 | 0
LCP_Inputs_ON_Electric_IEA_2023_05_05 | 2041 | H2 Import - QC | Import | Hydrogen | NY | Dispatch-Import | EmissionsCost | 0 | [6 empty] | 0.43883 | 0
LCP_Inputs_ON_Electric_IEA_2023_05_05 | 2041 | H2 Import - QC | Import | Hydrogen | NY | Dispatch-Import | FuelCost | 0 | [6 empty] | 0.43883 | 0
LCP_Inputs_ON_Electric_IEA_2023_05_05 | 2041 | H2 Import - QC | Import | Hydrogen | NY | Dispatch-Import | VOM | 0 | [6 empty] | 0.43883 | 0
LCP_Inputs_ON_Electric_IEA_2023_05_05 | 2041 | H2 Import - QC | Import | Hydrogen | ON | Dispatch-Import | EmissionsCost | 0 | [6 empty] | 0.43883 | 0
LCP_Inputs_ON_Electric_IEA_2023_05_05 | 2041 | H2 Import - QC | Import | Hydrogen | ON | Dispatch-Import | FuelCost | 0 | [6 empty] | 0.43883 | 0
LCP_Inputs_ON_Electric_IEA_2023_05_05 | 2041 | H2 Import - QC | Import | Hydrogen | ON | Dispatch-Import | VOM | 0 | [6 empty] | 0.43883 | 0
LCP_Inputs_ON_Electric_IEA_2023_05_05 | 2041 | H2 Import - QC | Import | Hydrogen | PJ | Dispatch-Import | EmissionsCost | 0 | [6 empty] | 0.43883 | 0
LCP_Inputs_ON_Electric_IEA_2023_05_05 | 2041 | H2 Import - QC | Import | Hydrogen | PJ | Dispatch-Import | FuelCost | 0 | [6 empty] | 0.43883 | 0
LCP_Inputs_ON_Electric_IEA_2023_05_05 | 2041 | H2 Import - QC | Import | Hydrogen | PJ | Dispatch-Import | VOM | 0 | [6 empty] | 0.43883 | 0
LCP_Inputs_ON_Electric_IEA_2023_05_05 | 2041 | H2 Import - QC | Import | Hydrogen | QC | Dispatch-Import | EmissionsCost | 0 | [6 empty] | 0.43883 | 0
LCP_Inputs_ON_Electric_IEA_2023_05_05 | 2041 | H2 Import - QC | Import | Hydrogen | QC | Dispatch-Import | FuelCost | 0 | [6 empty] | 0.43883 | 0
LCP_Inputs_ON_Electric_IEA_2023_05_05 | 2041 | H2 Import - QC | Import | Hydrogen | QC | Dispatch-Import | VOM | 0 | [6 empty] | 0.43883 | 0
LCP_Inputs_ON_Electric_IEA_2023_05_05 | 2041 | H2 Import - QC | Import | Hydrogen | WC | Dispatch-Import | EmissionsCost | 0 | [6 empty] | 0.43883 | 0
LCP_Inputs_ON_Electric_IEA_2023_05_05 | 2041 | H2 Import - QC | Import | Hydrogen | WC | Dispatch-Import | FuelCost | 0 | [6 empty] | 0.43883 | 0
LCP_Inputs_ON_Electric_IEA_2023_05_05 | 2041 | H2 Import - QC | Import | Hydrogen | WC | Dispatch-Import | VOM | 0 | [6 empty] | 0.43883 | 0
LCP_Inputs_ON_Electric_IEA_2023_05_05 | 2041 | H2 Import - WC | Import | Hydrogen | MI | Dispatch-Import | EmissionsCost | 0 | [6 empty] | 0.43883 | 0
LCP_Inputs_ON_Electric_IEA_2023_05_05 | 2041 | H2 Import - WC | Import | Hydrogen | MI | Dispatch-Import | FuelCost | 0 | [6 empty] | 0.43883 | 0
LCP_Inputs_ON_Electric_IEA_2023_05_05 | 2041 | H2 Import - WC | Import | Hydrogen | MI | Dispatch-Import | VOM | 0 | [6 empty] | 0.43883 | 0
LCP_Inputs_ON_Electric_IEA_2023_05_05 | 2041 | H2 Import - WC | Import | Hydrogen | NY | Dispatch-Import | EmissionsCost | 0 | [6 empty] | 0.43883 | 0
LCP_Inputs_ON_Electric_IEA_2023_05_05 | 2041 | H2 Import - WC | Import | Hydrogen | NY | Dispatch-Import | FuelCost | 0 | [6 empty] | 0.43883 | 0
LCP_Inputs_ON_Electric_IEA_2023_05_05 | 2041 | H2 Import - WC | Import | Hydrogen | NY | Dispatch-Import | VOM | 0 | [6 empty] | 0.43883 | 0
LCP_Inputs_ON_Electric_IEA_2023_05_05 | 2041 | H2 Import - WC | Import | Hydrogen | ON | Dispatch-Import | EmissionsCost | 0 | [6 empty] | 0.43883 | 0
LCP_Inputs_ON_Electric_IEA_2023_05_05 | 2041 | H2 Import - WC | Import | Hydrogen | ON | Dispatch-Import | FuelCost | 0 | [6 empty] | 0.43883 | 0
LCP_Inputs_ON_Electric_IEA_2023_05_05 | 2041 | H2 Import - WC | Import | Hydrogen | ON | Dispatch-Import | VOM | 0 | [6 empty] | 0.43883 | 0
LCP_Inputs_ON_Electric_IEA_2023_05_05 | 2041 | H2 Import - WC | Import | Hydrogen | PJ | Dispatch-Import | EmissionsCost | 0 | [6 empty] | 0.43883 | 0
LCP_Inputs_ON_Electric_IEA_2023_05_05 | 2041 | H2 Import - WC | Import | Hydrogen | PJ | Dispatch-Import | FuelCost | 0 | [6 empty] | 0.43883 | 0
LCP_Inputs_ON_Electric_IEA_2023_05_05 | 2041 | H2 Import - WC | Import | Hydrogen | PJ | Dispatch-Import | VOM | 0 | [6 empty] | 0.43883 | 0
LCP_Inputs_ON_Electric_IEA_2023_05_05 | 2041 | H2 Import - WC | Import | Hydrogen | QC | Dispatch-Import | EmissionsCost | 0 | [6 empty] | 0.43883 | 0
LCP_Inputs_ON_Electric_IEA_2023_05_05 | 2041 | H2 Import - WC | Import | Hydrogen | QC | Dispatch-Import | FuelCost | 0 | [6 empty] | 0.43883 | 0
LCP_Inputs_ON_Electric_IEA_2023_05_05 | 2041 | H2 Import - WC | Import | Hydrogen | QC | Dispatch-Import | VOM | 0 | [6 empty] | 0.43883 | 0
LCP_Inputs_ON_Electric_IEA_2023_05_05 | 2041 | H2 Import - WC | Import | Hydrogen | WC | Dispatch-Import | EmissionsCost | 0 | [6 empty] | 0.43883 | 0
LCP_Inputs_ON_Electric_IEA_2023_05_05 | 2041 | H2 Import - WC | Import | Hydrogen | WC | Dispatch-Import | FuelCost | 37560895.7592 | [6 empty] | 0.43883 | 16482983.1847
LCP_Inputs_ON_Electric_IEA_2023_05_05 | 2041 | H2 Import - WC | Import | Hydrogen | WC | Dispatch-Import | VOM | 0 | [6 empty] | 0.43883 | 0
LCP_Inputs_ON_Electric_IEA_2023_05_05 | 2041 | H2 Salt Cavern Storage - ON | Storage | Hydrogen | MI | Dispatch-Storage | EmissionsCost | 0 | [6 empty] | 0.43883 | 0
LCP_Inputs_ON_Electric_IEA_2023_05_05 | 2041 | H2 Salt Cavern Storage - ON | Storage | Hydrogen | MI | Dispatch-Storage | FuelCost | 0 | [6 empty] | 0.43883 | 0
LCP_Inputs_ON_Electric_IEA_2023_05_05 | 2041 | H2 Salt Cavern Storage - ON | Storage | Hydrogen | MI | Dispatch-Storage | VOM | 0 | [6 empty] | 0.43883 | 0
LCP_Inputs_ON_Electric_IEA_2023_05_05 | 2041 | H2 Salt Cavern Storage - ON | Storage | Hydrogen | NY | Dispatch-Storage | EmissionsCost | 0 | [6 empty] | 0.43883 | 0
LCP_Inputs_ON_Electric_IEA_2023_05_05 | 2041 | H2 Salt Cavern Storage - ON | Storage | Hydrogen | NY | Dispatch-Storage | FuelCost | 0 | [6 empty] | 0.43883 | 0
LCP_Inputs_ON_Electric_IEA_2023_05_05 | 2041 | H2 Salt Cavern Storage - ON | Storage | Hydrogen | NY | Dispatch-Storage | VOM | 0 | [6 empty] | 0.43883 | 0
LCP_Inputs_ON_Electric_IEA_2023_05_05 | 2041 | H2 Salt Cavern Storage - ON | Storage | Hydrogen | ON | Dispatch-Storage | EmissionsCost | 0 | [6 empty] | 0.43883 | 0
LCP_Inputs_ON_Electric_IEA_2023_05_05 | 2041 | H2 Salt Cavern Storage - ON | Storage | Hydrogen | ON | Dispatch-Storage | FuelCost | 0 | [6 empty] | 0.43883 | 0
LCP_Inputs_ON_Electric_IEA_2023_05_05 | 2041 | H2 Salt Cavern Storage - ON | Storage | Hydrogen | ON | Dispatch-Storage | VOM | 32223438.3009 | [6 empty] | 0.43883 | 14140727.5022
LCP_Inputs_ON_Electric_IEA_2023_05_05 | 2041 | H2 Salt Cavern Storage - ON | Storage | Hydrogen | PJ | Dispatch-Storage | EmissionsCost | 0 | [6 empty] | 0.43883 | 0
LCP_Inputs_ON_Electric_IEA_2023_05_05 | 2041 | H2 Salt Cavern Storage - ON | Storage | Hydrogen | PJ | Dispatch-Storage | FuelCost | 0 | [6 empty] | 0.43883 | 0
LCP_Inputs_ON_Electric_IEA_2023_05_05 | 2041 | H2 Salt Cavern Storage - ON | Storage | Hydrogen | PJ | Dispatch-Storage | VOM | 0 | [6 empty] | 0.43883 | 0
LCP_Inputs_ON_Electric_IEA_2023_05_05 | 2041 | H2 Salt Cavern Storage - ON | Storage | Hydrogen | QC | Dispatch-Storage | EmissionsCost | 0 | [6 empty] | 0.43883 | 0
LCP_Inputs_ON_Electric_IEA_2023_05_05 | 2041 | H2 Salt Cavern Storage - ON | Storage | Hydrogen | QC | Dispatch-Storage | FuelCost | 0 | [6 empty] | 0.43883 | 0
LCP_Inputs_ON_Electric_IEA_2023_05_05 | 2041 | H2 Salt Cavern Storage - ON | Storage | Hydrogen | QC | Dispatch-Storage | VOM | 0 | [6 empty] | 0.43883 | 0
LCP_Inputs_ON_Electric_IEA_2023_05_05 | 2041 | H2 Salt Cavern Storage - ON | Storage | Hydrogen | WC | Dispatch-Storage | EmissionsCost | 0 | [6 empty] | 0.43883 | 0
LCP_Inputs_ON_Electric_IEA_2023_05_05 | 2041 | H2 Salt Cavern Storage - ON | Storage | Hydrogen | WC | Dispatch-Storage | FuelCost | 0 | [6 empty] | 0.43883 | 0
LCP_Inputs_ON_Electric_IEA_2023_05_05 | 2041 | H2 Salt Cavern Storage - ON | Storage | Hydrogen | WC | Dispatch-Storage | VOM | 0 | [6 empty] | 0.43883 | 0
LCP_Inputs_ON_Electric_IEA_2023_05_05 | 2041 | Hydro | Generation | Electricity | MI | Dispatch-Generation | EmissionsCost | 0 | [6 empty] | 0.43883 | 0
LCP_Inputs_ON_Electric_IEA_2023_05_05 | 2041 | Hydro | Generation | Electricity | MI | Dispatch-Generation | FuelCost | 0 | [6 empty] | 0.43883 | 0
LCP_Inputs_ON_Electric_IEA_2023_05_05 | 2041 | Hydro | Generation | Electricity | MI | Dispatch-Generation | VOM | 0 | [6 empty] | 0.43883 | 0
LCP_Inputs_ON_Electric_IEA_2023_05_05 | 2041 | Hydro | Generation | Electricity | NY | Dispatch-Generation | EmissionsCost | 0 | [6 empty] | 0.43883 | 0
LCP_Inputs_ON_Electric_IEA_2023_05_05 | 2041 | Hydro | Generation | Electricity | NY | Dispatch-Generation | FuelCost | 0 | [6 empty] | 0.43883 | 0
LCP_Inputs_ON_Electric_IEA_2023_05_05 | 2041 | Hydro | Generation | Electricity | NY | Dispatch-Generation | VOM | 0 | [6 empty] | 0.43883 | 0
LCP_Inputs_ON_Electric_IEA_2023_05_05 | 2041 | Hydro | Generation | Electricity | ON | Dispatch-Generation | EmissionsCost | 0 | [6 empty] | 0.43883 | 0
LCP_Inputs_ON_Electric_IEA_2023_05_05 | 2041 | Hydro | Generation | Electricity | ON | Dispatch-Generation | FuelCost | 0 | [6 empty] | 0.43883 | 0
LCP_Inputs_ON_Electric_IEA_2023_05_05 | 2041 | Hydro | Generation | Electricity | ON | Dispatch-Generation | VOM | 0 | [6 empty] | 0.43883 | 0
LCP_Inputs_ON_Electric_IEA_2023_05_05 | 2041 | Hydro | Generation | Electricity | PJ | Dispatch-Generation | EmissionsCost | 0 | [6 empty] | 0.43883 | 0
LCP_Inputs_ON_Electric_IEA_2023_05_05 | 2041 | Hydro | Generation | Electricity | PJ | Dispatch-Generation | FuelCost | 0 | [6 empty] | 0.43883 | 0
LCP_Inputs_ON_Electric_IEA_2023_05_05 | 2041 | Hydro | Generation | Electricity | PJ | Dispatch-Generation | VOM | 0 | [6 empty] | 0.43883 | 0
LCP_Inputs_ON_Electric_IEA_2023_05_05 | 2041 | Hydro | Generation | Electricity | QC | Dispatch-Generation | EmissionsCost | 0 | [6 empty] | 0.43883 | 0
LCP_Inputs_ON_Electric_IEA_2023_05_05 | 2041 | Hydro | Generation | Electricity | QC | Dispatch-Generation | FuelCost | 0 | [6 empty] | 0.43883 | 0
LCP_Inputs_ON_Electric_IEA_2023_05_05 | 2041 | Hydro | Generation | Electricity | QC | Dispatch-Generation | VOM | 0 | [6 empty] | 0.43883 | 0
LCP_Inputs_ON_Electric_IEA_2023_05_05 | 2041 | Hydro | Generation | Electricity | WC | Dispatch-Generation | EmissionsCost | 0 | [6 empty] | 0.43883 | 0
LCP_Inputs_ON_Electric_IEA_2023_05_05 | 2041 | Hydro | Generation | Electricity | WC | Dispatch-Generation | FuelCost | 0 | [6 empty] | 0.43883 | 0
LCP_Inputs_ON_Electric_IEA_2023_05_05 | 2041 | Hydro | Generation | Electricity | WC | Dispatch-Generation | VOM | 0 | [6 empty] | 0.43883 | 0
LCP_Inputs_ON_Electric_IEA_2023_05_05 | 2041 | Hydro Pumped Storage | Storage | Electricity | MI | Dispatch-Storage | EmissionsCost | 0 | [6 empty] | 0.43883 | 0
LCP_Inputs_ON_Electric_IEA_2023_05_05 | 2041 | Hydro Pumped Storage | Storage | Electricity | MI | Dispatch-Storage | FuelCost | 0 | [6 empty] | 0.43883 | 0
LCP_Inputs_ON_Electric_IEA_2023_05_05 | 2041 | Hydro Pumped Storage | Storage | Electricity | MI | Dispatch-Storage | VOM | 0 | [6 empty] | 0.43883 | 0
LCP_Inputs_ON_Electric_IEA_2023_05_05 | 2041 | Hydro Pumped Storage | Storage | Electricity | NY | Dispatch-Storage | EmissionsCost | 0 | [6 empty] | 0.43883 | 0
LCP_Inputs_ON_Electric_IEA_2023_05_05 | 2041 | Hydro Pumped Storage | Storage | Electricity | NY | Dispatch-Storage | FuelCost | 0 | [6 empty] | 0.43883 | 0
LCP_Inputs_ON_Electric_IEA_2023_05_05 | 2041 | Hydro Pumped Storage | Storage | Electricity | NY | Dispatch-Storage | VOM | 0 | [6 empty] | 0.43883 | 0
LCP_Inputs_ON_Electric_IEA_2023_05_05 | 2041 | Hydro Pumped Storage | Storage | Electricity | ON | Dispatch-Storage | EmissionsCost | 0 | [6 empty] | 0.43883 | 0
LCP_Inputs_ON_Electric_IEA_2023_05_05 | 2041 | Hydro Pumped Storage | Storage | Electricity | ON | Dispatch-Storage | FuelCost | 0 | [6 empty] | 0.43883 | 0
LCP_Inputs_ON_Electric_IEA_2023_05_05 | 2041 | Hydro Pumped Storage | Storage | Electricity | ON | Dispatch-Storage | VOM | 0 | [6 empty] | 0.43883 | 0
LCP_Inputs_ON_Electric_IEA_2023_05_05 | 2041 | Hydro Pumped Storage | Storage | Electricity | PJ | Dispatch-Storage | EmissionsCost | 0 | [6 empty] | 0.43883 | 0
LCP_Inputs_ON_Electric_IEA_2023_05_05 | 2041 | Hydro Pumped Storage | Storage | Electricity | PJ | Dispatch-Storage | FuelCost | 0 | [6 empty] | 0.43883 | 0
LCP_Inputs_ON_Electric_IEA_2023_05_05 | 2041 | Hydro Pumped Storage | Storage | Electricity | PJ | Dispatch-Storage | VOM | 0 | [6 empty] | 0.43883 | 0
LCP_Inputs_ON_Electric_IEA_2023_05_05 | 2041 | Hydro Pumped Storage | Storage | Electricity | QC | Dispatch-Storage | EmissionsCost | 0 | [6 empty] | 0.43883 | 0
LCP_Inputs_ON_Electric_IEA_2023_05_05 | 2041 | Hydro Pumped Storage | Storage | Electricity | QC | Dispatch-Storage | FuelCost | 0 | [6 empty] | 0.43883 | 0
LCP_Inputs_ON_Electric_IEA_2023_05_05 | 2041 | Hydro Pumped Storage | Storage | Electricity | QC | Dispatch-Storage | VOM | 0 | [6 empty] | 0.43883 | 0
LCP_Inputs_ON_Electric_IEA_2023_05_05 | 2041 | Hydro Pumped Storage | Storage | Electricity | WC | Dispatch-Storage | EmissionsCost | 0 | [6 empty] | 0.43883 | 0
LCP_Inputs_ON_Electric_IEA_2023_05_05 | 2041 | Hydro Pumped Storage | Storage | Electricity | WC | Dispatch-Storage | FuelCost | 0 | [6 empty] | 0.43883 | 0
LCP_Inputs_ON_Electric_IEA_2023_05_05 | 2041 | Hydro Pumped Storage | Storage | Electricity | WC | Dispatch-Storage | VOM | 0 | [6 empty] | 0.43883 | 0
LCP_Inputs_ON_Electric_IEA_2023_05_05 | 2041 | Nuclear | Generation | Electricity | MI | Dispatch-Generation | EmissionsCost | 0 | [6 empty] | 0.43883 | 0
LCP_Inputs_ON_Electric_IEA_2023_05_05 | 2041 | Nuclear | Generation | Electricity | MI | Dispatch-Generation | FuelCost | 0 | [6 empty] | 0.43883 | 0
LCP_Inputs_ON_Electric_IEA_2023_05_05 | 2041 | Nuclear | Generation | Electricity | MI | Dispatch-Generation | VOM | 2762866296.96 | [6 empty] | 0.43883 | 1212438569.2616
LCP_Inputs_ON_Electric_IEA_2023_05_05 | 2041 | Nuclear | Generation | Electricity | NY | Dispatch-Generation | EmissionsCost | 0 | [6 empty] | 0.43883 | 0
LCP_Inputs_ON_Electric_IEA_2023_05_05 | 2041 | Nuclear | Generation | Electricity | NY | Dispatch-Generation | FuelCost | 0 | [6 empty] | 0.43883 | 0
LCP_Inputs_ON_Electric_IEA_2023_05_05 | 2041 | Nuclear | Generation | Electricity | NY | Dispatch-Generation | VOM | 2246155230.144 | [6 empty] | 0.43883 | 985688390.5572
LCP_Inputs_ON_Electric_IEA_2023_05_05 | 2041 | Nuclear | Generation | Electricity | ON | Dispatch-Generation | EmissionsCost | 0 | [6 empty] | 0.43883 | 0
LCP_Inputs_ON_Electric_IEA_2023_05_05 | 2041 | Nuclear | Generation | Electricity | ON | Dispatch-Generation | FuelCost | 0 | [6 empty] | 0.43883 | 0
LCP_Inputs_ON_Electric_IEA_2023_05_05 | 2041 | Nuclear | Generation | Electricity | ON | Dispatch-Generation | VOM | 7823178339.984 | [6 empty] | 0.43883 | 3433073530.9359
LCP_Inputs_ON_Electric_IEA_2023_05_05 | 2041 | Nuclear | Generation | Electricity | PJ | Dispatch-Generation | EmissionsCost | 0 | [6 empty] | 0.43883 | 0
LCP_Inputs_ON_Electric_IEA_2023_05_05 | 2041 | Nuclear | Generation | Electricity | PJ | Dispatch-Generation | FuelCost | 0 | [6 empty] | 0.43883 | 0
LCP_Inputs_ON_Electric_IEA_2023_05_05 | 2041 | Nuclear | Generation | Electricity | PJ | Dispatch-Generation | VOM | 6401347648.6848 | [6 empty] | 0.43883 | 2809126447.0732
LCP_Inputs_ON_Electric_IEA_2023_05_05 | 2041 | Nuclear | Generation | Electricity | QC | Dispatch-Generation | EmissionsCost | 0 | [6 empty] | 0.43883 | 0
LCP_Inputs_ON_Electric_IEA_2023_05_05 | 2041 | Nuclear | Generation | Electricity | QC | Dispatch-Generation | FuelCost | 0 | [6 empty] | 0.43883 | 0
LCP_Inputs_ON_Electric_IEA_2023_05_05 | 2041 | Nuclear | Generation | Electricity | QC | Dispatch-Generation | VOM | 0 | [6 empty] | 0.43883 | 0
LCP_Inputs_ON_Electric_IEA_2023_05_05 | 2041 | Nuclear | Generation | Electricity | WC | Dispatch-Generation | EmissionsCost | 0 | [6 empty] | 0.43883 | 0
LCP_Inputs_ON_Electric_IEA_2023_05_05 | 2041 | Nuclear | Generation | Electricity | WC | Dispatch-Generation | FuelCost | 0 | [6 empty] | 0.43883 | 0
LCP_Inputs_ON_Electric_IEA_2023_05_05 | 2041 | Nuclear | Generation | Electricity | WC | Dispatch-Generation | VOM | 0 | [6 empty] | 0.43883 | 0
LCP_Inputs_ON_Electric_IEA_2023_05_05 | 2041 | Nuclear SMR | Generation | Electricity | MI | Dispatch-Generation | EmissionsCost | 0 | [6 empty] | 0.43883 | 0
LCP_Inputs_ON_Electric_IEA_2023_05_05 | 2041 | Nuclear SMR | Generation | Electricity | MI | Dispatch-Generation | FuelCost | 0 | [6 empty] | 0.43883 | 0
LCP_Inputs_ON_Electric_IEA_2023_05_05 | 2041 | Nuclear SMR | Generation | Electricity | MI | Dispatch-Generation | VOM | 0 | [6 empty] | 0.43883 | 0
LCP_Inputs_ON_Electric_IEA_2023_05_05 | 2041 | Nuclear SMR | Generation | Electricity | NY | Dispatch-Generation | EmissionsCost | 0 | [6 empty] | 0.43883 | 0
LCP_Inputs_ON_Electric_IEA_2023_05_05 | 2041 | Nuclear SMR | Generation | Electricity | NY | Dispatch-Generation | FuelCost | 0 | [6 empty] | 0.43883 | 0
LCP_Inputs_ON_Electric_IEA_2023_05_05 | 2041 | Nuclear SMR | Generation | Electricity | NY | Dispatch-Generation | VOM | 0 | [6 empty] | 0.43883 | 0
LCP_Inputs_ON_Electric_IEA_2023_05_05 | 2041 | Nuclear SMR | Generation | Electricity | ON | Dispatch-Generation | EmissionsCost | 0 | [6 empty] | 0.43883 | 0
LCP_Inputs_ON_Electric_IEA_2023_05_05 | 2041 | Nuclear SMR | Generation | Electricity | ON | Dispatch-Generation | FuelCost | 0 | [6 empty] | 0.43883 | 0
LCP_Inputs_ON_Electric_IEA_2023_05_05 | 2041 | Nuclear SMR | Generation | Electricity | ON | Dispatch-Generation | VOM | 209436044.4 | [6 empty] | 0.43883 | 91907573.7771
LCP_Inputs_ON_Electric_IEA_2023_05_05 | 2041 | Nuclear SMR | Generation | Electricity | PJ | Dispatch-Generation | EmissionsCost | 0 | [6 empty] | 0.43883 | 0
LCP_Inputs_ON_Electric_IEA_2023_05_05 | 2041 | Nuclear SMR | Generation | Electricity | PJ | Dispatch-Generation | FuelCost | 0 | [6 empty] | 0.43883 | 0
LCP_Inputs_ON_Electric_IEA_2023_05_05 | 2041 | Nuclear SMR | Generation | Electricity | PJ | Dispatch-Generation | VOM | 0 | [6 empty] | 0.43883 | 0
LCP_Inputs_ON_Electric_IEA_2023_05_05 | 2041 | Nuclear SMR | Generation | Electricity | QC | Dispatch-Generation | EmissionsCost | 0 | [6 empty] | 0.43883 | 0
LCP_Inputs_ON_Electric_IEA_2023_05_05 | 2041 | Nuclear SMR | Generation | Electricity | QC | Dispatch-Generation | FuelCost | 0 | [6 empty] | 0.43883 | 0
LCP_Inputs_ON_Electric_IEA_2023_05_05 | 2041 | Nuclear SMR | Generation | Electricity | QC | Dispatch-Generation | VOM | 0 | [6 empty] | 0.43883 | 0
LCP_Inputs_ON_Electric_IEA_2023_05_05 | 2041 | Nuclear SMR | Generation | Electricity | WC | Dispatch-Generation | EmissionsCost | 0 | [6 empty] | 0.43883 | 0
LCP_Inputs_ON_Electric_IEA_2023_05_05 | 2041 | Nuclear SMR | Generation | Electricity | WC | Dispatch-Generation | FuelCost | 0 | [6 empty] | 0.43883 | 0
LCP_Inputs_ON_Electric_IEA_2023_05_05 | 2041 | Nuclear SMR | Generation | Electricity | WC | Dispatch-Generation | VOM | 0 | [6 empty] | 0.43883 | 0
LCP_Inputs_ON_Electric_IEA_2023_05_05 | 2041 | O/CCGT - CH4 Existing | Crossload | Electricity | MI | Dispatch-Crossload | EmissionsCost | 0 | [6 empty] | 0.43883 | 0
LCP_Inputs_ON_Electric_IEA_2023_05_05 | 2041 | O/CCGT - CH4 Existing | Crossload | Electricity | MI | Dispatch-Crossload | FuelCost | 0 | [6 empty] | 0.43883 | 0
LCP_Inputs_ON_Electric_IEA_2023_05_05 | 2041 | O/CCGT - CH4 Existing | Crossload | Electricity | MI | Dispatch-Crossload | VOM | 0 | [6 empty] | 0.43883 | 0
LCP_Inputs_ON_Electric_IEA_2023_05_05 | 2041 | O/CCGT - CH4 Existing | Crossload | Electricity | NY | Dispatch-Crossload | EmissionsCost | 0 | [6 empty] | 0.43883 | 0
LCP_Inputs_ON_Electric_IEA_2023_05_05 | 2041 | O/CCGT - CH4 Existing | Crossload | Electricity | NY | Dispatch-Crossload | FuelCost | 0 | [6 empty] | 0.43883 | 0
LCP_Inputs_ON_Electric_IEA_2023_05_05 | 2041 | O/CCGT - CH4 Existing | Crossload | Electricity | NY | Dispatch-Crossload | VOM | 0 | [6 empty] | 0.43883 | 0
LCP_Inputs_ON_Electric_IEA_2023_05_05 | 2041 | O/CCGT - CH4 Existing | Crossload | Electricity | ON | Dispatch-Crossload | EmissionsCost | 4198076.0639 | [6 empty] | 0.43883 | 1842256.8411
LCP_Inputs_ON_Electric_IEA_2023_05_05 | 2041 | O/CCGT - CH4 Existing | Crossload | Electricity | ON | Dispatch-Crossload | FuelCost | 0 | [6 empty] | 0.43883 | 0
LCP_Inputs_ON_Electric_IEA_2023_05_05 | 2041 | O/CCGT - CH4 Existing | Crossload | Electricity | ON | Dispatch-Crossload | VOM | 149352.3754 | [6 empty] | 0.43883 | 65540.8409
LCP_Inputs_ON_Electric_IEA_2023_05_05 | 2041 | O/CCGT - CH4 Existing | Crossload | Electricity | PJ | Dispatch-Crossload | EmissionsCost | 0 | [6 empty] | 0.43883 | 0
LCP_Inputs_ON_Electric_IEA_2023_05_05 | 2041 | O/CCGT - CH4 Existing | Crossload | Electricity | PJ | Dispatch-Crossload | FuelCost | 0 | [6 empty] | 0.43883 | 0
LCP_Inputs_ON_Electric_IEA_2023_05_05 | 2041 | O/CCGT - CH4 Existing | Crossload | Electricity | PJ | Dispatch-Crossload | VOM | 0 | [6 empty] | 0.43883 | 0
LCP_Inputs_ON_Electric_IEA_2023_05_05 | 2041 | O/CCGT - CH4 Existing | Crossload | Electricity | QC | Dispatch-Crossload | EmissionsCost | 0 | [6 empty] | 0.43883 | 0
LCP_Inputs_ON_Electric_IEA_2023_05_05 | 2041 | O/CCGT - CH4 Existing | Crossload | Electricity | QC | Dispatch-Crossload | FuelCost | 0 | [6 empty] | 0.43883 | 0
LCP_Inputs_ON_Electric_IEA_2023_05_05 | 2041 | O/CCGT - CH4 Existing | Crossload | Electricity | QC | Dispatch-Crossload | VOM | 0 | [6 empty] | 0.43883 | 0
LCP_Inputs_ON_Electric_IEA_2023_05_05 | 2041 | O/CCGT - CH4 Existing | Crossload | Electricity | WC | Dispatch-Crossload | EmissionsCost | 0 | [6 empty] | 0.43883 | 0
LCP_Inputs_ON_Electric_IEA_2023_05_05 | 2041 | O/CCGT - CH4 Existing | Crossload | Electricity | WC | Dispatch-Crossload | FuelCost | 0 | [6 empty] | 0.43883 | 0
LCP_Inputs_ON_Electric_IEA_2023_05_05 | 2041 | O/CCGT - CH4 Existing | Crossload | Electricity | WC | Dispatch-Crossload | VOM | 0 | [6 empty] | 0.43883 | 0
LCP_Inputs_ON_Electric_IEA_2023_05_05 | 2041 | O/CCGT - CH4 New | Crossload | Electricity | MI | Dispatch-Crossload | EmissionsCost | 0 | [6 empty] | 0.43883 | 0
LCP_Inputs_ON_Electric_IEA_2023_05_05 | 2041 | O/CCGT - CH4 New | Crossload | Electricity | MI | Dispatch-Crossload | FuelCost | 0 | [6 empty] | 0.43883 | 0
LCP_Inputs_ON_Electric_IEA_2023_05_05 | 2041 | O/CCGT - CH4 New | Crossload | Electricity | MI | Dispatch-Crossload | VOM | 0 | [6 empty] | 0.43883 | 0
LCP_Inputs_ON_Electric_IEA_2023_05_05 | 2041 | O/CCGT - CH4 New | Crossload | Electricity | NY | Dispatch-Crossload | EmissionsCost | 0 | [6 empty] | 0.43883 | 0
LCP_Inputs_ON_Electric_IEA_2023_05_05 | 2041 | O/CCGT - CH4 New | Crossload | Electricity | NY | Dispatch-Crossload | FuelCost | 0 | [6 empty] | 0.43883 | 0
LCP_Inputs_ON_Electric_IEA_2023_05_05 | 2041 | O/CCGT - CH4 New | Crossload | Electricity | NY | Dispatch-Crossload | VOM | 0 | [6 empty] | 0.43883 | 0
LCP_Inputs_ON_Electric_IEA_2023_05_05 | 2041 | O/CCGT - CH4 New | Crossload | Electricity | ON | Dispatch-Crossload | EmissionsCost | 1528123.8442 | [6 empty] | 0.43883 | 670592.091
LCP_Inputs_ON_Electric_IEA_2023_05_05 | 2041 | O/CCGT - CH4 New | Crossload | Electricity | ON | Dispatch-Crossload | FuelCost | 0 | [6 empty] | 0.43883 | 0
LCP_Inputs_ON_Electric_IEA_2023_05_05 | 2041 | O/CCGT - CH4 New | Crossload | Electricity | ON | Dispatch-Crossload | VOM | 54365.1241 | [6 empty] | 0.43883 | 23857.2432
LCP_Inputs_ON_Electric_IEA_2023_05_05 | 2041 | O/CCGT - CH4 New | Crossload | Electricity | PJ | Dispatch-Crossload | EmissionsCost | 0 | [6 empty] | 0.43883 | 0
LCP_Inputs_ON_Electric_IEA_2023_05_05 | 2041 | O/CCGT - CH4 New | Crossload | Electricity | PJ | Dispatch-Crossload | FuelCost | 0 | [6 empty] | 0.43883 | 0
LCP_Inputs_ON_Electric_IEA_2023_05_05 | 2041 | O/CCGT - CH4 New | Crossload | Electricity | PJ | Dispatch-Crossload | VOM | 0 | [6 empty] | 0.43883 | 0
LCP_Inputs_ON_Electric_IEA_2023_05_05 | 2041 | O/CCGT - CH4 New | Crossload | Electricity | QC | Dispatch-Crossload | EmissionsCost | 0 | [6 empty] | 0.43883 | 0
LCP_Inputs_ON_Electric_IEA_2023_05_05 | 2041 | O/CCGT - CH4 New | Crossload | Electricity | QC | Dispatch-Crossload | FuelCost | 0 | [6 empty] | 0.43883 | 0
LCP_Inputs_ON_Electric_IEA_2023_05_05 | 2041 | O/CCGT - CH4 New | Crossload | Electricity | QC | Dispatch-Crossload | VOM | 0 | [6 empty] | 0.43883 | 0
LCP_Inputs_ON_Electric_IEA_2023_05_05 | 2041 | O/CCGT - CH4 New | Crossload | Electricity | WC | Dispatch-Crossload | EmissionsCost | 0 | [6 empty] | 0.43883 | 0
LCP_Inputs_ON_Electric_IEA_2023_05_05 | 2041 | O/CCGT - CH4 New | Crossload | Electricity | WC | Dispatch-Crossload | FuelCost | 0 | [6 empty] | 0.43883 | 0
LCP_Inputs_ON_Electric_IEA_2023_05_05 | 2041 | O/CCGT - CH4 New | Crossload | Electricity | WC | Dispatch-Crossload | VOM | 0 | [6 empty] | 0.43883 | 0
LCP_Inputs_ON_Electric_IEA_2023_05_05 | 2041 | O/CCGT - H2 New | Crossload | Electricity | MI | Dispatch-Crossload | EmissionsCost | 0 | [6 empty] | 0.43883 | 0
LCP_Inputs_ON_Electric_IEA_2023_05_05 | 2041 | O/CCGT - H2 New | Crossload | Electricity | MI | Dispatch-Crossload | FuelCost | 0 | [6 empty] | 0.43883 | 0
LCP_Inputs_ON_Electric_IEA_2023_05_05 | 2041 | O/CCGT - H2 New | Crossload | Electricity | MI | Dispatch-Crossload | VOM | 0 | [6 empty] | 0.43883 | 0
LCP_Inputs_ON_Electric_IEA_2023_05_05 | 2041 | O/CCGT - H2 New | Crossload | Electricity | NY | Dispatch-Crossload | EmissionsCost | 0 | [6 empty] | 0.43883 | 0
LCP_Inputs_ON_Electric_IEA_2023_05_05 | 2041 | O/CCGT - H2 New | Crossload | Electricity | NY | Dispatch-Crossload | FuelCost | 0 | [6 empty] | 0.43883 | 0
LCP_Inputs_ON_Electric_IEA_2023_05_05 | 2041 | O/CCGT - H2 New | Crossload | Electricity | NY | Dispatch-Crossload | VOM | 0 | [6 empty] | 0.43883 | 0
LCP_Inputs_ON_Electric_IEA_2023_05_05 | 2041 | O/CCGT - H2 New | Crossload | Electricity | ON | Dispatch-Crossload | EmissionsCost | 0 | [6 empty] | 0.43883 | 0
LCP_Inputs_ON_Electric_IEA_2023_05_05 | 2041 | O/CCGT - H2 New | Crossload | Electricity | ON | Dispatch-Crossload | FuelCost | 0 | [6 empty] | 0.43883 | 0
LCP_Inputs_ON_Electric_IEA_2023_05_05 | 2041 | O/CCGT - H2 New | Crossload | Electricity | ON | Dispatch-Crossload | VOM | 1168775.9431 | [6 empty] | 0.43883 | 512898.1572
LCP_Inputs_ON_Electric_IEA_2023_05_05 | 2041 | O/CCGT - H2 New | Crossload | Electricity | PJ | Dispatch-Crossload | EmissionsCost | 0 | [6 empty] | 0.43883 | 0
LCP_Inputs_ON_Electric_IEA_2023_05_05 | 2041 | O/CCGT - H2 New | Crossload | Electricity | PJ | Dispatch-Crossload | FuelCost | 0 | [6 empty] | 0.43883 | 0
LCP_Inputs_ON_Electric_IEA_2023_05_05 | 2041 | O/CCGT - H2 New | Crossload | Electricity | PJ | Dispatch-Crossload | VOM | 0 | [6 empty] | 0.43883 | 0
LCP_Inputs_ON_Electric_IEA_2023_05_05 | 2041 | O/CCGT - H2 New | Crossload | Electricity | QC | Dispatch-Crossload | EmissionsCost | 0 | [6 empty] | 0.43883 | 0
LCP_Inputs_ON_Electric_IEA_2023_05_05 | 2041 | O/CCGT - H2 New | Crossload | Electricity | QC | Dispatch-Crossload | FuelCost | 0 | [6 empty] | 0.43883 | 0
LCP_Inputs_ON_Electric_IEA_2023_05_05 | 2041 | O/CCGT - H2 New | Crossload | Electricity | QC | Dispatch-Crossload | VOM | 0 | [6 empty] | 0.43883 | 0
LCP_Inputs_ON_Electric_IEA_2023_05_05 | 2041 | O/CCGT - H2 New | Crossload | Electricity | WC | Dispatch-Crossload | EmissionsCost | 0 | [6 empty] | 0.43883 | 0
LCP_Inputs_ON_Electric_IEA_2023_05_05 | 2041 | O/CCGT - H2 New | Crossload | Electricity | WC | Dispatch-Crossload | FuelCost | 0 | [6 empty] | 0.43883 | 0
LCP_Inputs_ON_Electric_IEA_2023_05_05 | 2041 | O/CCGT - H2 New | Crossload | Electricity | WC | Dispatch-Crossload | VOM | 0 | [6 empty] | 0.43883 | 0
LCP_Inputs_ON_Electric_IEA_2023_05_05 | 2041 | SMR CCS | Generation | Hydrogen | MI | Dispatch-Generation | EmissionsCost | 0 | [6 empty] | 0.43883 | 0
LCP_Inputs_ON_Electric_IEA_2023_05_05 | 2041 | SMR CCS | Generation | Hydrogen | MI | Dispatch-Generation | FuelCost | 0 | [6 empty] | 0.43883 | 0
LCP_Inputs_ON_Electric_IEA_2023_05_05 | 2041 | SMR CCS | Generation | Hydrogen | MI | Dispatch-Generation | VOM | 0 | [6 empty] | 0.43883 | 0
LCP_Inputs_ON_Electric_IEA_2023_05_05 | 2041 | SMR CCS | Generation | Hydrogen | NY | Dispatch-Generation | EmissionsCost | 0 | [6 empty] | 0.43883 | 0
LCP_Inputs_ON_Electric_IEA_2023_05_05 | 2041 | SMR CCS | Generation | Hydrogen | NY | Dispatch-Generation | FuelCost | 0 | [6 empty] | 0.43883 | 0
LCP_Inputs_ON_Electric_IEA_2023_05_05 | 2041 | SMR CCS | Generation | Hydrogen | NY | Dispatch-Generation | VOM | 0 | [6 empty] | 0.43883 | 0
LCP_Inputs_ON_Electric_IEA_2023_05_05 | 2041 | SMR CCS | Generation | Hydrogen | ON | Dispatch-Generation | EmissionsCost | 326789057.1551 | [6 empty] | 0.43883 | 143406019.0837
LCP_Inputs_ON_Electric_IEA_2023_05_05 | 2041 | SMR CCS | Generation | Hydrogen | ON | Dispatch-Generation | FuelCost | 350456955.1775 | [6 empty] | 0.43883 | 153792288.0274
LCP_Inputs_ON_Electric_IEA_2023_05_05 | 2041 | SMR CCS | Generation | Hydrogen | ON | Dispatch-Generation | VOM | 0 | [6 empty] | 0.43883 | 0
LCP_Inputs_ON_Electric_IEA_2023_05_05 | 2041 | SMR CCS | Generation | Hydrogen | PJ | Dispatch-Generation | EmissionsCost | 0 | [6 empty] | 0.43883 | 0
LCP_Inputs_ON_Electric_IEA_2023_05_05 | 2041 | SMR CCS | Generation | Hydrogen | PJ | Dispatch-Generation | FuelCost | 0 | [6 empty] | 0.43883 | 0
LCP_Inputs_ON_Electric_IEA_2023_05_05 | 2041 | SMR CCS | Generation | Hydrogen | PJ | Dispatch-Generation | VOM | 0 | [6 empty] | 0.43883 | 0
LCP_Inputs_ON_Electric_IEA_2023_05_05 | 2041 | SMR CCS | Generation | Hydrogen | QC | Dispatch-Generation | EmissionsCost | 0 | [6 empty] | 0.43883 | 0
LCP_Inputs_ON_Electric_IEA_2023_05_05 | 2041 | SMR CCS | Generation | Hydrogen | QC | Dispatch-Generation | FuelCost | 0 | [6 empty] | 0.43883 | 0
LCP_Inputs_ON_Electric_IEA_2023_05_05 | 2041 | SMR CCS | Generation | Hydrogen | QC | Dispatch-Generation | VOM | 0 | [6 empty] | 0.43883 | 0
LCP_Inputs_ON_Electric_IEA_2023_05_05 | 2041 | SMR CCS | Generation | Hydrogen | WC | Dispatch-Generation | EmissionsCost | 0 | [6 empty] | 0.43883 | 0
LCP_Inputs_ON_Electric_IEA_2023_05_05 | 2041 | SMR CCS | Generation | Hydrogen | WC | Dispatch-Generation | FuelCost | 0 | [6 empty] | 0.43883 | 0
LCP_Inputs_ON_Electric_IEA_2023_05_05 | 2041 | SMR CCS | Generation | Hydrogen | WC | Dispatch-Generation | VOM | 0 | [6 empty] | 0.43883 | 0
LCP_Inputs_ON_Electric_IEA_2023_05_05 | 2041 | Solar PV | Generation | Electricity | MI | Dispatch-Generation | EmissionsCost | 0 | [6 empty] | 0.43883 | 0
LCP_Inputs_ON_Electric_IEA_2023_05_05 | 2041 | Solar PV | Generation | Electricity | MI | Dispatch-Generation | FuelCost | 0 | [6 empty] | 0.43883 | 0
LCP_Inputs_ON_Electric_IEA_2023_05_05 | 2041 | Solar PV | Generation | Electricity | MI | Dispatch-Generation | VOM | 0 | [6 empty] | 0.43883 | 0
LCP_Inputs_ON_Electric_IEA_2023_05_05 | 2041 | Solar PV | Generation | Electricity | NY | Dispatch-Generation | EmissionsCost | 0 | [6 empty] | 0.43883 | 0
LCP_Inputs_ON_Electric_IEA_2023_05_05 | 2041 | Solar PV | Generation | Electricity | NY | Dispatch-Generation | FuelCost | 0 | [6 empty] | 0.43883 | 0
LCP_Inputs_ON_Electric_IEA_2023_05_05 | 2041 | Solar PV | Generation | Electricity | NY | Dispatch-Generation | VOM | 0 | [6 empty] | 0.43883 | 0
LCP_Inputs_ON_Electric_IEA_2023_05_05 | 2041 | Solar PV | Generation | Electricity | ON | Dispatch-Generation | EmissionsCost | 0 | [6 empty] | 0.43883 | 0
LCP_Inputs_ON_Electric_IEA_2023_05_05 | 2041 | Solar PV | Generation | Electricity | ON | Dispatch-Generation | FuelCost | 0 | [6 empty] | 0.43883 | 0
LCP_Inputs_ON_Electric_IEA_2023_05_05 | 2041 | Solar PV | Generation | Electricity | ON | Dispatch-Generation | VOM | 0 | [6 empty] | 0.43883 | 0
LCP_Inputs_ON_Electric_IEA_2023_05_05 | 2041 | Solar PV | Generation | Electricity | PJ | Dispatch-Generation | EmissionsCost | 0 | [6 empty] | 0.43883 | 0
LCP_Inputs_ON_Electric_IEA_2023_05_05 | 2041 | Solar PV | Generation | Electricity | PJ | Dispatch-Generation | FuelCost | 0 | [6 empty] | 0.43883 | 0
LCP_Inputs_ON_Electric_IEA_2023_05_05 | 2041 | Solar PV | Generation | Electricity | PJ | Dispatch-Generation | VOM | 0 | [6 empty] | 0.43883 | 0
LCP_Inputs_ON_Electric_IEA_2023_05_05 | 2041 | Solar PV | Generation | Electricity | QC | Dispatch-Generation | EmissionsCost | 0 | [6 empty] | 0.43883 | 0
LCP_Inputs_ON_Electric_IEA_2023_05_05 | 2041 | Solar PV | Generation | Electricity | QC | Dispatch-Generation | FuelCost | 0 | [6 empty] | 0.43883 | 0
LCP_Inputs_ON_Electric_IEA_2023_05_05 | 2041 | Solar PV | Generation | Electricity | QC | Dispatch-Generation | VOM | 0 | [6 empty] | 0.43883 | 0
LCP_Inputs_ON_Electric_IEA_2023_05_05 | 2041 | Solar PV | Generation | Electricity | WC | Dispatch-Generation | EmissionsCost | 0 | [6 empty] | 0.43883 | 0
LCP_Inputs_ON_Electric_IEA_2023_05_05 | 2041 | Solar PV | Generation | Electricity | WC | Dispatch-Generation | FuelCost | 0 | [6 empty] | 0.43883 | 0
LCP_Inputs_ON_Electric_IEA_2023_05_05 | 2041 | Solar PV | Generation | Electricity | WC | Dispatch-Generation | VOM | 0 | [6 empty] | 0.43883 | 0
LCP_Inputs_ON_Electric_IEA_2023_05_05 | 2041 | Wind Offshore | Generation | Electricity | MI | Dispatch-Generation | EmissionsCost | 0 | [6 empty] | 0.43883 | 0
LCP_Inputs_ON_Electric_IEA_2023_05_05 | 2041 | Wind Offshore | Generation | Electricity | MI | Dispatch-Generation | FuelCost | 0 | [6 empty] | 0.43883 | 0
LCP_Inputs_ON_Electric_IEA_2023_05_05 | 2041 | Wind Offshore | Generation | Electricity | MI | Dispatch-Generation | VOM | 0 | [6 empty] | 0.43883 | 0
LCP_Inputs_ON_Electric_IEA_2023_05_05 | 2041 | Wind Offshore | Generation | Electricity | NY | Dispatch-Generation | EmissionsCost | 0 | [6 empty] | 0.43883 | 0
LCP_Inputs_ON_Electric_IEA_2023_05_05 | 2041 | Wind Offshore | Generation | Electricity | NY | Dispatch-Generation | FuelCost | 0 | [6 empty] | 0.43883 | 0
LCP_Inputs_ON_Electric_IEA_2023_05_05 | 2041 | Wind Offshore | Generation | Electricity | NY | Dispatch-Generation | VOM | 0 | [6 empty] | 0.43883 | 0
LCP_Inputs_ON_Electric_IEA_2023_05_05 | 2041 | Wind Offshore | Generation | Electricity | ON | Dispatch-Generation | EmissionsCost | 0 | [6 empty] | 0.43883 | 0
LCP_Inputs_ON_Electric_IEA_2023_05_05 | 2041 | Wind Offshore | Generation | Electricity | ON | Dispatch-Generation | FuelCost | 0 | [6 empty] | 0.43883 | 0
LCP_Inputs_ON_Electric_IEA_2023_05_05 | 2041 | Wind Offshore | Generation | Electricity | ON | Dispatch-Generation | VOM | 0 | [6 empty] | 0.43883 | 0
LCP_Inputs_ON_Electric_IEA_2023_05_05 | 2041 | Wind Offshore | Generation | Electricity | PJ | Dispatch-Generation | EmissionsCost | 0 | [6 empty] | 0.43883 | 0
LCP_Inputs_ON_Electric_IEA_2023_05_05 | 2041 | Wind Offshore | Generation | Electricity | PJ | Dispatch-Generation | FuelCost | 0 | [6 empty] | 0.43883 | 0
LCP_Inputs_ON_Electric_IEA_2023_05_05 | 2041 | Wind Offshore | Generation | Electricity | PJ | Dispatch-Generation | VOM | 0 | [6 empty] | 0.43883 | 0
LCP_Inputs_ON_Electric_IEA_2023_05_05 | 2041 | Wind Offshore | Generation | Electricity | QC | Dispatch-Generation | EmissionsCost | 0 | [6 empty] | 0.43883 | 0
LCP_Inputs_ON_Electric_IEA_2023_05_05 | 2041 | Wind Offshore | Generation | Electricity | QC | Dispatch-Generation | FuelCost | 0 | [6 empty] | 0.43883 | 0
LCP_Inputs_ON_Electric_IEA_2023_05_05 | 2041 | Wind Offshore | Generation | Electricity | QC | Dispatch-Generation | VOM | 0 | [6 empty] | 0.43883 | 0
LCP_Inputs_ON_Electric_IEA_2023_05_05 | 2041 | Wind Offshore | Generation | Electricity | WC | Dispatch-Generation | EmissionsCost | 0 | [6 empty] | 0.43883 | 0
LCP_Inputs_ON_Electric_IEA_2023_05_05 | 2041 | Wind Offshore | Generation | Electricity | WC | Dispatch-Generation | FuelCost | 0 | [6 empty] | 0.43883 | 0
LCP_Inputs_ON_Electric_IEA_2023_05_05 | 2041 | Wind Offshore | Generation | Electricity | WC | Dispatch-Generation | VOM | 0 | [6 empty] | 0.43883 | 0
LCP_Inputs_ON_Electric_IEA_2023_05_05 | 2041 | Wind Onshore | Generation | Electricity | MI | Dispatch-Generation | EmissionsCost | 0 | [6 empty] | 0.43883 | 0
LCP_Inputs_ON_Electric_IEA_2023_05_05 | 2041 | Wind Onshore | Generation | Electricity | MI | Dispatch-Generation | FuelCost | 0 | [6 empty] | 0.43883 | 0
LCP_Inputs_ON_Electric_IEA_2023_05_05 | 2041 | Wind Onshore | Generation | Electricity | MI | Dispatch-Generation | VOM | 0 | [6 empty] | 0.43883 | 0
LCP_Inputs_ON_Electric_IEA_2023_05_05 | 2041 | Wind Onshore | Generation | Electricity | NY | Dispatch-Generation | EmissionsCost | 0 | [6 empty] | 0.43883 | 0
LCP_Inputs_ON_Electric_IEA_2023_05_05 | 2041 | Wind Onshore | Generation | Electricity | NY | Dispatch-Generation | FuelCost | 0 | [6 empty] | 0.43883 | 0
LCP_Inputs_ON_Electric_IEA_2023_05_05 | 2041 | Wind Onshore | Generation | Electricity | NY | Dispatch-Generation | VOM | 0 | [6 empty] | 0.43883 | 0
LCP_Inputs_ON_Electric_IEA_2023_05_05 | 2041 | Wind Onshore | Generation | Electricity | ON | Dispatch-Generation | EmissionsCost | 0 | [6 empty] | 0.43883 | 0
LCP_Inputs_ON_Electric_IEA_2023_05_05 | 2041 | Wind Onshore | Generation | Electricity | ON | Dispatch-Generation | FuelCost | 0 | [6 empty] | 0.43883 | 0
LCP_Inputs_ON_Electric_IEA_2023_05_05 | 2041 | Wind Onshore | Generation | Electricity | ON | Dispatch-Generation | VOM | 0 | [6 empty] | 0.43883 | 0
LCP_Inputs_ON_Electric_IEA_2023_05_05 | 2041 | Wind Onshore | Generation | Electricity | PJ | Dispatch-Generation | EmissionsCost | 0 | [6 empty] | 0.43883 | 0
LCP_Inputs_ON_Electric_IEA_2023_05_05 | 2041 | Wind Onshore | Generation | Electricity | PJ | Dispatch-Generation | FuelCost | 0 | [6 empty] | 0.43883 | 0
LCP_Inputs_ON_Electric_IEA_2023_05_05 | 2041 | Wind Onshore | Generation | Electricity | PJ | Dispatch-Generation | VOM | 0 | [6 empty] | 0.43883 | 0
LCP_Inputs_ON_Electric_IEA_2023_05_05 | 2041 | Wind Onshore | Generation | Electricity | QC | Dispatch-Generation | EmissionsCost | 0 | [6 empty] | 0.43883 | 0
LCP_Inputs_ON_Electric_IEA_2023_05_05 | 2041 | Wind Onshore | Generation | Electricity | QC | Dispatch-Generation | FuelCost | 0 | [6 empty] | 0.43883 | 0
LCP_Inputs_ON_Electric_IEA_2023_05_05 | 2041 | Wind Onshore | Generation | Electricity | QC | Dispatch-Generation | VOM | 0 | [6 empty] | 0.43883 | 0
LCP_Inputs_ON_Electric_IEA_2023_05_05 | 2041 | Wind Onshore | Generation | Electricity | WC | Dispatch-Generation | EmissionsCost | 0 | [6 empty] | 0.43883 | 0
LCP_Inputs_ON_Electric_IEA_2023_05_05 | 2041 | Wind Onshore | Generation | Electricity | WC | Dispatch-Generation | FuelCost | 0 | [6 empty] | 0.43883 | 0
LCP_Inputs_ON_Electric_IEA_2023_05_05 | 2041 | Wind Onshore | Generation | Electricity | WC | Dispatch-Generation | VOM | 0 | [6 empty] | 0.43883 | 0
LCP_Inputs_ON_Electric_IEA_2023_05_05 | 2042 | Anaerobic Digestion | Generation | Methane | MI | Dispatch-Generation | EmissionsCost | 0 | [6 empty] | 0.42196 | 0
LCP_Inputs_ON_Electric_IEA_2023_05_05 | 2042 | Anaerobic Digestion | Generation | Methane | MI | Dispatch-Generation | FuelCost | 0 | [6 empty] | 0.42196 | 0
LCP_Inputs_ON_Electric_IEA_2023_05_05 | 2042 | Anaerobic Digestion | Generation | Methane | MI | Dispatch-Generation | VOM | 0 | [6 empty] | 0.42196 | 0
LCP_Inputs_ON_Electric_IEA_2023_05_05 | 2042 | Anaerobic Digestion | Generation | Methane | NY | Dispatch-Generation | EmissionsCost | 0 | [6 empty] | 0.42196 | 0
LCP_Inputs_ON_Electric_IEA_2023_05_05 | 2042 | Anaerobic Digestion | Generation | Methane | NY | Dispatch-Generation | FuelCost | 0 | [6 empty] | 0.42196 | 0
LCP_Inputs_ON_Electric_IEA_2023_05_05 | 2042 | Anaerobic Digestion | Generation | Methane | NY | Dispatch-Generation | VOM | 0 | [6 empty] | 0.42196 | 0
LCP_Inputs_ON_Electric_IEA_2023_05_05 | 2042 | Anaerobic Digestion | Generation | Methane | ON | Dispatch-Generation | EmissionsCost | 4244873.9669 | [6 empty] | 0.42196 | 1791147.436
LCP_Inputs_ON_Electric_IEA_2023_05_05 | 2042 | Anaerobic Digestion | Generation | Methane | ON | Dispatch-Generation | FuelCost | 0 | [6 empty] | 0.42196 | 0
LCP_Inputs_ON_Electric_IEA_2023_05_05 | 2042 | Anaerobic Digestion | Generation | Methane | ON | Dispatch-Generation | VOM | 1125040000 | [6 empty] | 0.42196 | 474716688.1974
LCP_Inputs_ON_Electric_IEA_2023_05_05 | 2042 | Anaerobic Digestion | Generation | Methane | PJ | Dispatch-Generation | EmissionsCost | 0 | [6 empty] | 0.42196 | 0
LCP_Inputs_ON_Electric_IEA_2023_05_05 | 2042 | Anaerobic Digestion | Generation | Methane | PJ | Dispatch-Generation | FuelCost | 0 | [6 empty] | 0.42196 | 0
LCP_Inputs_ON_Electric_IEA_2023_05_05 | 2042 | Anaerobic Digestion | Generation | Methane | PJ | Dispatch-Generation | VOM | 0 | [6 empty] | 0.42196 | 0
LCP_Inputs_ON_Electric_IEA_2023_05_05 | 2042 | Anaerobic Digestion | Generation | Methane | QC | Dispatch-Generation | EmissionsCost | 0 | [6 empty] | 0.42196 | 0
LCP_Inputs_ON_Electric_IEA_2023_05_05 | 2042 | Anaerobic Digestion | Generation | Methane | QC | Dispatch-Generation | FuelCost | 0 | [6 empty] | 0.42196 | 0
LCP_Inputs_ON_Electric_IEA_2023_05_05 | 2042 | Anaerobic Digestion | Generation | Methane | QC | Dispatch-Generation | VOM | 0 | [6 empty] | 0.42196 | 0
LCP_Inputs_ON_Electric_IEA_2023_05_05 | 2042 | Anaerobic Digestion | Generation | Methane | WC | Dispatch-Generation | EmissionsCost | 0 | [6 empty] | 0.42196 | 0
LCP_Inputs_ON_Electric_IEA_2023_05_05 | 2042 | Anaerobic Digestion | Generation | Methane | WC | Dispatch-Generation | FuelCost | 0 | [6 empty] | 0.42196 | 0
LCP_Inputs_ON_Electric_IEA_2023_05_05 | 2042 | Anaerobic Digestion | Generation | Methane | WC | Dispatch-Generation | VOM | 0 | [6 empty] | 0.42196 | 0
LCP_Inputs_ON_Electric_IEA_2023_05_05 | 2042 | Battery Storage | Storage | Electricity | MI | Dispatch-Storage | EmissionsCost | 0 | [6 empty] | 0.42196 | 0
LCP_Inputs_ON_Electric_IEA_2023_05_05 | 2042 | Battery Storage | Storage | Electricity | MI | Dispatch-Storage | FuelCost | 0 | [6 empty] | 0.42196 | 0
LCP_Inputs_ON_Electric_IEA_2023_05_05 | 2042 | Battery Storage | Storage | Electricity | MI | Dispatch-Storage | VOM | 0 | [6 empty] | 0.42196 | 0
LCP_Inputs_ON_Electric_IEA_2023_05_05 | 2042 | Battery Storage | Storage | Electricity | NY | Dispatch-Storage | EmissionsCost | 0 | [6 empty] | 0.42196 | 0
LCP_Inputs_ON_Electric_IEA_2023_05_05 | 2042 | Battery Storage | Storage | Electricity | NY | Dispatch-Storage | FuelCost | 0 | [6 empty] | 0.42196 | 0
LCP_Inputs_ON_Electric_IEA_2023_05_05 | 2042 | Battery Storage | Storage | Electricity | NY | Dispatch-Storage | VOM | 0 | [6 empty] | 0.42196 | 0
LCP_Inputs_ON_Electric_IEA_2023_05_05 | 2042 | Battery Storage | Storage | Electricity | ON | Dispatch-Storage | EmissionsCost | 0 | [6 empty] | 0.42196 | 0
LCP_Inputs_ON_Electric_IEA_2023_05_05 | 2042 | Battery Storage | Storage | Electricity | ON | Dispatch-Storage | FuelCost | 0 | [6 empty] | 0.42196 | 0
LCP_Inputs_ON_Electric_IEA_2023_05_05 | 2042 | Battery Storage | Storage | Electricity | ON | Dispatch-Storage | VOM | 0 | [6 empty] | 0.42196 | 0
LCP_Inputs_ON_Electric_IEA_2023_05_05 | 2042 | Battery Storage | Storage | Electricity | PJ | Dispatch-Storage | EmissionsCost | 0 | [6 empty] | 0.42196 | 0
LCP_Inputs_ON_Electric_IEA_2023_05_05 | 2042 | Battery Storage | Storage | Electricity | PJ | Dispatch-Storage | FuelCost | 0 | [6 empty] | 0.42196 | 0
LCP_Inputs_ON_Electric_IEA_2023_05_05 | 2042 | Battery Storage | Storage | Electricity | PJ | Dispatch-Storage | VOM | 0 | [6 empty] | 0.42196 | 0
LCP_Inputs_ON_Electric_IEA_2023_05_05 | 2042 | Battery Storage | Storage | Electricity | QC | Dispatch-Storage | EmissionsCost | 0 | [6 empty] | 0.42196 | 0
LCP_Inputs_ON_Electric_IEA_2023_05_05 | 2042 | Battery Storage | Storage | Electricity | QC | Dispatch-Storage | FuelCost | 0 | [6 empty] | 0.42196 | 0
LCP_Inputs_ON_Electric_IEA_2023_05_05 | 2042 | Battery Storage | Storage | Electricity | QC | Dispatch-Storage | VOM | 0 | [6 empty] | 0.42196 | 0
LCP_Inputs_ON_Electric_IEA_2023_05_05 | 2042 | Battery Storage | Storage | Electricity | WC | Dispatch-Storage | EmissionsCost | 0 | [6 empty] | 0.42196 | 0
LCP_Inputs_ON_Electric_IEA_2023_05_05 | 2042 | Battery Storage | Storage | Electricity | WC | Dispatch-Storage | FuelCost | 0 | [6 empty] | 0.42196 | 0
LCP_Inputs_ON_Electric_IEA_2023_05_05 | 2042 | Battery Storage | Storage | Electricity | WC | Dispatch-Storage | VOM | 0 | [6 empty] | 0.42196 | 0
LCP_Inputs_ON_Electric_IEA_2023_05_05 | 2042 | Biomass | Generation | Electricity | MI | Dispatch-Generation | EmissionsCost | 0 | [6 empty] | 0.42196 | 0
LCP_Inputs_ON_Electric_IEA_2023_05_05 | 2042 | Biomass | Generation | Electricity | MI | Dispatch-Generation | FuelCost | 0 | [6 empty] | 0.42196 | 0
LCP_Inputs_ON_Electric_IEA_2023_05_05 | 2042 | Biomass | Generation | Electricity | MI | Dispatch-Generation | VOM | 0 | [6 empty] | 0.42196 | 0
LCP_Inputs_ON_Electric_IEA_2023_05_05 | 2042 | Biomass | Generation | Electricity | NY | Dispatch-Generation | EmissionsCost | 0 | [6 empty] | 0.42196 | 0
LCP_Inputs_ON_Electric_IEA_2023_05_05 | 2042 | Biomass | Generation | Electricity | NY | Dispatch-Generation | FuelCost | 0 | [6 empty] | 0.42196 | 0
LCP_Inputs_ON_Electric_IEA_2023_05_05 | 2042 | Biomass | Generation | Electricity | NY | Dispatch-Generation | VOM | 0 | [6 empty] | 0.42196 | 0
LCP_Inputs_ON_Electric_IEA_2023_05_05 | 2042 | Biomass | Generation | Electricity | ON | Dispatch-Generation | EmissionsCost | 0 | [6 empty] | 0.42196 | 0
LCP_Inputs_ON_Electric_IEA_2023_05_05 | 2042 | Biomass | Generation | Electricity | ON | Dispatch-Generation | FuelCost | 2449112.7273 | [6 empty] | 0.42196 | 1033416.3078
LCP_Inputs_ON_Electric_IEA_2023_05_05 | 2042 | Biomass | Generation | Electricity | ON | Dispatch-Generation | VOM | 31430.28 | [6 empty] | 0.42196 | 13262.1759
LCP_Inputs_ON_Electric_IEA_2023_05_05 | 2042 | Biomass | Generation | Electricity | PJ | Dispatch-Generation | EmissionsCost | 0 | [6 empty] | 0.42196 | 0
LCP_Inputs_ON_Electric_IEA_2023_05_05 | 2042 | Biomass | Generation | Electricity | PJ | Dispatch-Generation | FuelCost | 0 | [6 empty] | 0.42196 | 0
LCP_Inputs_ON_Electric_IEA_2023_05_05 | 2042 | Biomass | Generation | Electricity | PJ | Dispatch-Generation | VOM | 0 | [6 empty] | 0.42196 | 0
LCP_Inputs_ON_Electric_IEA_2023_05_05 | 2042 | Biomass | Generation | Electricity | QC | Dispatch-Generation | EmissionsCost | 0 | [6 empty] | 0.42196 | 0
LCP_Inputs_ON_Electric_IEA_2023_05_05 | 2042 | Biomass | Generation | Electricity | QC | Dispatch-Generation | FuelCost | 122553.4753 | [6 empty] | 0.42196 | 51712.099
LCP_Inputs_ON_Electric_IEA_2023_05_05 | 2042 | Biomass | Generation | Electricity | QC | Dispatch-Generation | VOM | 1572.7696 | [6 empty] | 0.42196 | 663.6386
LCP_Inputs_ON_Electric_IEA_2023_05_05 | 2042 | Biomass | Generation | Electricity | WC | Dispatch-Generation | EmissionsCost | 0 | [6 empty] | 0.42196 | 0
LCP_Inputs_ON_Electric_IEA_2023_05_05 | 2042 | Biomass | Generation | Electricity | WC | Dispatch-Generation | FuelCost | 0 | [6 empty] | 0.42196 | 0
LCP_Inputs_ON_Electric_IEA_2023_05_05 | 2042 | Biomass | Generation | Electricity | WC | Dispatch-Generation | VOM | 0 | [6 empty] | 0.42196 | 0
LCP_Inputs_ON_Electric_IEA_2023_05_05 | 2042 | Biomass + CCS | Generation | Electricity | MI | Dispatch-Generation | EmissionsCost | 0 | [6 empty] | 0.42196 | 0
LCP_Inputs_ON_Electric_IEA_2023_05_05 | 2042 | Biomass + CCS | Generation | Electricity | MI | Dispatch-Generation | FuelCost | 0 | [6 empty] | 0.42196 | 0
LCP_Inputs_ON_Electric_IEA_2023_05_05 | 2042 | Biomass + CCS | Generation | Electricity | MI | Dispatch-Generation | VOM | 0 | [6 empty] | 0.42196 | 0
LCP_Inputs_ON_Electric_IEA_2023_05_05 | 2042 | Biomass + CCS | Generation | Electricity | NY | Dispatch-Generation | EmissionsCost | 0 | [6 empty] | 0.42196 | 0
LCP_Inputs_ON_Electric_IEA_2023_05_05 | 2042 | Biomass + CCS | Generation | Electricity | NY | Dispatch-Generation | FuelCost | 0 | [6 empty] | 0.42196 | 0
LCP_Inputs_ON_Electric_IEA_2023_05_05 | 2042 | Biomass + CCS | Generation | Electricity | NY | Dispatch-Generation | VOM | 0 | [6 empty] | 0.42196 | 0
LCP_Inputs_ON_Electric_IEA_2023_05_05 | 2042 | Biomass + CCS | Generation | Electricity | ON | Dispatch-Generation | EmissionsCost | -566815549.8142 | [6 empty] | 0.42196 | -239170874.4814
LCP_Inputs_ON_Electric_IEA_2023_05_05 | 2042 | Biomass + CCS | Generation | Electricity | ON | Dispatch-Generation | FuelCost | 456060730.9091 | [6 empty] | 0.42196 | 192437282.0469
LCP_Inputs_ON_Electric_IEA_2023_05_05 | 2042 | Biomass + CCS | Generation | Electricity | ON | Dispatch-Generation | VOM | 3546136.7278 | [6 empty] | 0.42196 | 1496311.4941
LCP_Inputs_ON_Electric_IEA_2023_05_05 | 2042 | Biomass + CCS | Generation | Electricity | PJ | Dispatch-Generation | EmissionsCost | 0 | [6 empty] | 0.42196 | 0
LCP_Inputs_ON_Electric_IEA_2023_05_05 | 2042 | Biomass + CCS | Generation | Electricity | PJ | Dispatch-Generation | FuelCost | 0 | [6 empty] | 0.42196 | 0
LCP_Inputs_ON_Electric_IEA_2023_05_05 | 2042 | Biomass + CCS | Generation | Electricity | PJ | Dispatch-Generation | VOM | 0 | [6 empty] | 0.42196 | 0
LCP_Inputs_ON_Electric_IEA_2023_05_05 | 2042 | Biomass + CCS | Generation | Electricity | QC | Dispatch-Generation | EmissionsCost | 0 | [6 empty] | 0.42196 | 0
LCP_Inputs_ON_Electric_IEA_2023_05_05 | 2042 | Biomass + CCS | Generation | Electricity | QC | Dispatch-Generation | FuelCost | 0 | [6 empty] | 0.42196 | 0
LCP_Inputs_ON_Electric_IEA_2023_05_05 | 2042 | Biomass + CCS | Generation | Electricity | QC | Dispatch-Generation | VOM | 0 | [6 empty] | 0.42196 | 0
LCP_Inputs_ON_Electric_IEA_2023_05_05 | 2042 | Biomass + CCS | Generation | Electricity | WC | Dispatch-Generation | EmissionsCost | 0 | [6 empty] | 0.42196 | 0
LCP_Inputs_ON_Electric_IEA_2023_05_05 | 2042 | Biomass + CCS | Generation | Electricity | WC | Dispatch-Generation | FuelCost | 0 | [6 empty] | 0.42196 | 0
LCP_Inputs_ON_Electric_IEA_2023_05_05 | 2042 | Biomass + CCS | Generation | Electricity | WC | Dispatch-Generation | VOM | 0 | [6 empty] | 0.42196 | 0
LCP_Inputs_ON_Electric_IEA_2023_05_05 | 2042 | CH4 + CCS | Generation | Methane | MI | Dispatch-Generation | EmissionsCost | 0 | [6 empty] | 0.42196 | 0
LCP_Inputs_ON_Electric_IEA_2023_05_05 | 2042 | CH4 + CCS | Generation | Methane | MI | Dispatch-Generation | FuelCost | 0 | [6 empty] | 0.42196 | 0
LCP_Inputs_ON_Electric_IEA_2023_05_05 | 2042 | CH4 + CCS | Generation | Methane | MI | Dispatch-Generation | VOM | 0 | [6 empty] | 0.42196 | 0
LCP_Inputs_ON_Electric_IEA_2023_05_05 | 2042 | CH4 + CCS | Generation | Methane | NY | Dispatch-Generation | EmissionsCost | 0 | [6 empty] | 0.42196 | 0
LCP_Inputs_ON_Electric_IEA_2023_05_05 | 2042 | CH4 + CCS | Generation | Methane | NY | Dispatch-Generation | FuelCost | 0 | [6 empty] | 0.42196 | 0
LCP_Inputs_ON_Electric_IEA_2023_05_05 | 2042 | CH4 + CCS | Generation | Methane | NY | Dispatch-Generation | VOM | 0 | [6 empty] | 0.42196 | 0
LCP_Inputs_ON_Electric_IEA_2023_05_05 | 2042 | CH4 + CCS | Generation | Methane | ON | Dispatch-Generation | EmissionsCost | 84395478.3721 | [6 empty] | 0.42196 | 35611126.708
LCP_Inputs_ON_Electric_IEA_2023_05_05 | 2042 | CH4 + CCS | Generation | Methane | ON | Dispatch-Generation | FuelCost | 271488076.3116 | [6 empty] | 0.42196 | 114555856.2111
LCP_Inputs_ON_Electric_IEA_2023_05_05 | 2042 | CH4 + CCS | Generation | Methane | ON | Dispatch-Generation | VOM | 25812098.3333 | [6 empty] | 0.42196 | 10891553.9325
LCP_Inputs_ON_Electric_IEA_2023_05_05 | 2042 | CH4 + CCS | Generation | Methane | PJ | Dispatch-Generation | EmissionsCost | 0 | [6 empty] | 0.42196 | 0
LCP_Inputs_ON_Electric_IEA_2023_05_05 | 2042 | CH4 + CCS | Generation | Methane | PJ | Dispatch-Generation | FuelCost | 0 | [6 empty] | 0.42196 | 0
LCP_Inputs_ON_Electric_IEA_2023_05_05 | 2042 | CH4 + CCS | Generation | Methane | PJ | Dispatch-Generation | VOM | 0 | [6 empty] | 0.42196 | 0
LCP_Inputs_ON_Electric_IEA_2023_05_05 | 2042 | CH4 + CCS | Generation | Methane | QC | Dispatch-Generation | EmissionsCost | 0 | [6 empty] | 0.42196 | 0
LCP_Inputs_ON_Electric_IEA_2023_05_05 | 2042 | CH4 + CCS | Generation | Methane | QC | Dispatch-Generation | FuelCost | 0 | [6 empty] | 0.42196 | 0
LCP_Inputs_ON_Electric_IEA_2023_05_05 | 2042 | CH4 + CCS | Generation | Methane | QC | Dispatch-Generation | VOM | 0 | [6 empty] | 0.42196 | 0
LCP_Inputs_ON_Electric_IEA_2023_05_05 | 2042 | CH4 + CCS | Generation | Methane | WC | Dispatch-Generation | EmissionsCost | 0 | [6 empty] | 0.42196 | 0
LCP_Inputs_ON_Electric_IEA_2023_05_05 | 2042 | CH4 + CCS | Generation | Methane | WC | Dispatch-Generation | FuelCost | 0 | [6 empty] | 0.42196 | 0
LCP_Inputs_ON_Electric_IEA_2023_05_05 | 2042 | CH4 + CCS | Generation | Methane | WC | Dispatch-Generation | VOM | 0 | [6 empty] | 0.42196 | 0
LCP_Inputs_ON_Electric_IEA_2023_05_05 | 2042 | CH4 Import - NY 2020 | Import | Methane | MI | Dispatch-Import | EmissionsCost | 0 | [6 empty] | 0.42196 | 0
LCP_Inputs_ON_Electric_IEA_2023_05_05 | 2042 | CH4 Import - NY 2020 | Import | Methane | MI | Dispatch-Import | FuelCost | 0 | [6 empty] | 0.42196 | 0
LCP_Inputs_ON_Electric_IEA_2023_05_05 | 2042 | CH4 Import - NY 2020 | Import | Methane | MI | Dispatch-Import | VOM | 0 | [6 empty] | 0.42196 | 0
LCP_Inputs_ON_Electric_IEA_2023_05_05 | 2042 | CH4 Import - NY 2020 | Import | Methane | NY | Dispatch-Import | EmissionsCost | 0 | [6 empty] | 0.42196 | 0
LCP_Inputs_ON_Electric_IEA_2023_05_05 | 2042 | CH4 Import - NY 2020 | Import | Methane | NY | Dispatch-Import | FuelCost | 0 | [6 empty] | 0.42196 | 0
LCP_Inputs_ON_Electric_IEA_2023_05_05 | 2042 | CH4 Import - NY 2020 | Import | Methane | NY | Dispatch-Import | VOM | 0 | [6 empty] | 0.42196 | 0
LCP_Inputs_ON_Electric_IEA_2023_05_05 | 2042 | CH4 Import - NY 2020 | Import | Methane | ON | Dispatch-Import | EmissionsCost | 0 | [6 empty] | 0.42196 | 0
LCP_Inputs_ON_Electric_IEA_2023_05_05 | 2042 | CH4 Import - NY 2020 | Import | Methane | ON | Dispatch-Import | FuelCost | 0 | [6 empty] | 0.42196 | 0
LCP_Inputs_ON_Electric_IEA_2023_05_05 | 2042 | CH4 Import - NY 2020 | Import | Methane | ON | Dispatch-Import | VOM | 0 | [6 empty] | 0.42196 | 0
LCP_Inputs_ON_Electric_IEA_2023_05_05 | 2042 | CH4 Import - NY 2020 | Import | Methane | PJ | Dispatch-Import | EmissionsCost | 0 | [6 empty] | 0.42196 | 0
LCP_Inputs_ON_Electric_IEA_2023_05_05 | 2042 | CH4 Import - NY 2020 | Import | Methane | PJ | Dispatch-Import | FuelCost | 0 | [6 empty] | 0.42196 | 0
LCP_Inputs_ON_Electric_IEA_2023_05_05 | 2042 | CH4 Import - NY 2020 | Import | Methane | PJ | Dispatch-Import | VOM | 0 | [6 empty] | 0.42196 | 0
LCP_Inputs_ON_Electric_IEA_2023_05_05 | 2042 | CH4 Import - NY 2020 | Import | Methane | QC | Dispatch-Import | EmissionsCost | 0 | [6 empty] | 0.42196 | 0
LCP_Inputs_ON_Electric_IEA_2023_05_05 | 2042 | CH4 Import - NY 2020 | Import | Methane | QC | Dispatch-Import | FuelCost | 0 | [6 empty] | 0.42196 | 0
LCP_Inputs_ON_Electric_IEA_2023_05_05 | 2042 | CH4 Import - NY 2020 | Import | Methane | QC | Dispatch-Import | VOM | 0 | [6 empty] | 0.42196 | 0
LCP_Inputs_ON_Electric_IEA_2023_05_05 | 2042 | CH4 Import - NY 2020 | Import | Methane | WC | Dispatch-Import | EmissionsCost | 0 | [6 empty] | 0.42196 | 0
LCP_Inputs_ON_Electric_IEA_2023_05_05 | 2042 | CH4 Import - NY 2020 | Import | Methane | WC | Dispatch-Import | FuelCost | 0 | [6 empty] | 0.42196 | 0
LCP_Inputs_ON_Electric_IEA_2023_05_05 | 2042 | CH4 Import - NY 2020 | Import | Methane | WC | Dispatch-Import | VOM | 0 | [6 empty] | 0.42196 | 0
LCP_Inputs_ON_Electric_IEA_2023_05_05 | 2042 | CH4 Import - NY 2030 | Import | Methane | MI | Dispatch-Import | EmissionsCost | 0 | [6 empty] | 0.42196 | 0
LCP_Inputs_ON_Electric_IEA_2023_05_05 | 2042 | CH4 Import - NY 2030 | Import | Methane | MI | Dispatch-Import | FuelCost | 0 | [6 empty] | 0.42196 | 0
LCP_Inputs_ON_Electric_IEA_2023_05_05 | 2042 | CH4 Import - NY 2030 | Import | Methane | MI | Dispatch-Import | VOM | 0 | [6 empty] | 0.42196 | 0
LCP_Inputs_ON_Electric_IEA_2023_05_05 | 2042 | CH4 Import - NY 2030 | Import | Methane | NY | Dispatch-Import | EmissionsCost | 0 | [6 empty] | 0.42196 | 0
LCP_Inputs_ON_Electric_IEA_2023_05_05 | 2042 | CH4 Import - NY 2030 | Import | Methane | NY | Dispatch-Import | FuelCost | 0 | [6 empty] | 0.42196 | 0
LCP_Inputs_ON_Electric_IEA_2023_05_05 | 2042 | CH4 Import - NY 2030 | Import | Methane | NY | Dispatch-Import | VOM | 0 | [6 empty] | 0.42196 | 0
LCP_Inputs_ON_Electric_IEA_2023_05_05 | 2042 | CH4 Import - NY 2030 | Import | Methane | ON | Dispatch-Import | EmissionsCost | 0 | [6 empty] | 0.42196 | 0
LCP_Inputs_ON_Electric_IEA_2023_05_05 | 2042 | CH4 Import - NY 2030 | Import | Methane | ON | Dispatch-Import | FuelCost | 0 | [6 empty] | 0.42196 | 0
LCP_Inputs_ON_Electric_IEA_2023_05_05 | 2042 | CH4 Import - NY 2030 | Import | Methane | ON | Dispatch-Import | VOM | 0 | [6 empty] | 0.42196 | 0
LCP_Inputs_ON_Electric_IEA_2023_05_05 | 2042 | CH4 Import - NY 2030 | Import | Methane | PJ | Dispatch-Import | EmissionsCost | 0 | [6 empty] | 0.42196 | 0
LCP_Inputs_ON_Electric_IEA_2023_05_05 | 2042 | CH4 Import - NY 2030 | Import | Methane | PJ | Dispatch-Import | FuelCost | 0 | [6 empty] | 0.42196 | 0
LCP_Inputs_ON_Electric_IEA_2023_05_05 | 2042 | CH4 Import - NY 2030 | Import | Methane | PJ | Dispatch-Import | VOM | 0 | [6 empty] | 0.42196 | 0
LCP_Inputs_ON_Electric_IEA_2023_05_05 | 2042 | CH4 Import - NY 2030 | Import | Methane | QC | Dispatch-Import | EmissionsCost | 0 | [6 empty] | 0.42196 | 0
LCP_Inputs_ON_Electric_IEA_2023_05_05 | 2042 | CH4 Import - NY 2030 | Import | Methane | QC | Dispatch-Import | FuelCost | 0 | [6 empty] | 0.42196 | 0
LCP_Inputs_ON_Electric_IEA_2023_05_05 | 2042 | CH4 Import - NY 2030 | Import | Methane | QC | Dispatch-Import | VOM | 0 | [6 empty] | 0.42196 | 0
LCP_Inputs_ON_Electric_IEA_2023_05_05 | 2042 | CH4 Import - NY 2030 | Import | Methane | WC | Dispatch-Import | EmissionsCost | 0 | [6 empty] | 0.42196 | 0
LCP_Inputs_ON_Electric_IEA_2023_05_05 | 2042 | CH4 Import - NY 2030 | Import | Methane | WC | Dispatch-Import | FuelCost | 0 | [6 empty] | 0.42196 | 0
LCP_Inputs_ON_Electric_IEA_2023_05_05 | 2042 | CH4 Import - NY 2030 | Import | Methane | WC | Dispatch-Import | VOM | 0 | [6 empty] | 0.42196 | 0
LCP_Inputs_ON_Electric_IEA_2023_05_05 | 2042 | CH4 Import - NY 2040 | Import | Methane | MI | Dispatch-Import | EmissionsCost | 0 | [6 empty] | 0.42196 | 0
LCP_Inputs_ON_Electric_IEA_2023_05_05 | 2042 | CH4 Import - NY 2040 | Import | Methane | MI | Dispatch-Import | FuelCost | 0 | [6 empty] | 0.42196 | 0
LCP_Inputs_ON_Electric_IEA_2023_05_05 | 2042 | CH4 Import - NY 2040 | Import | Methane | MI | Dispatch-Import | VOM | 0 | [6 empty] | 0.42196 | 0
LCP_Inputs_ON_Electric_IEA_2023_05_05 | 2042 | CH4 Import - NY 2040 | Import | Methane | NY | Dispatch-Import | EmissionsCost | 2422180073.5024 | [6 empty] | 0.42196 | 1022051929.4521
LCP_Inputs_ON_Electric_IEA_2023_05_05 | 2042 | CH4 Import - NY 2040 | Import | Methane | NY | Dispatch-Import | FuelCost | 758346581.876 | [6 empty] | 0.42196 | 319988425.1706
LCP_Inputs_ON_Electric_IEA_2023_05_05 | 2042 | CH4 Import - NY 2040 | Import | Methane | NY | Dispatch-Import | VOM | 0 | [6 empty] | 0.42196 | 0
LCP_Inputs_ON_Electric_IEA_2023_05_05 | 2042 | CH4 Import - NY 2040 | Import | Methane | ON | Dispatch-Import | EmissionsCost | 0 | [6 empty] | 0.42196 | 0
LCP_Inputs_ON_Electric_IEA_2023_05_05 | 2042 | CH4 Import - NY 2040 | Import | Methane | ON | Dispatch-Import | FuelCost | 0 | [6 empty] | 0.42196 | 0
LCP_Inputs_ON_Electric_IEA_2023_05_05 | 2042 | CH4 Import - NY 2040 | Import | Methane | ON | Dispatch-Import | VOM | 0 | [6 empty] | 0.42196 | 0
LCP_Inputs_ON_Electric_IEA_2023_05_05 | 2042 | CH4 Import - NY 2040 | Import | Methane | PJ | Dispatch-Import | EmissionsCost | 0 | [6 empty] | 0.42196 | 0
LCP_Inputs_ON_Electric_IEA_2023_05_05 | 2042 | CH4 Import - NY 2040 | Import | Methane | PJ | Dispatch-Import | FuelCost | 0 | [6 empty] | 0.42196 | 0
LCP_Inputs_ON_Electric_IEA_2023_05_05 | 2042 | CH4 Import - NY 2040 | Import | Methane | PJ | Dispatch-Import | VOM | 0 | [6 empty] | 0.42196 | 0
LCP_Inputs_ON_Electric_IEA_2023_05_05 | 2042 | CH4 Import - NY 2040 | Import | Methane | QC | Dispatch-Import | EmissionsCost | 0 | [6 empty] | 0.42196 | 0
LCP_Inputs_ON_Electric_IEA_2023_05_05 | 2042 | CH4 Import - NY 2040 | Import | Methane | QC | Dispatch-Import | FuelCost | 0 | [6 empty] | 0.42196 | 0
LCP_Inputs_ON_Electric_IEA_2023_05_05 | 2042 | CH4 Import - NY 2040 | Import | Methane | QC | Dispatch-Import | VOM | 0 | [6 empty] | 0.42196 | 0
LCP_Inputs_ON_Electric_IEA_2023_05_05 | 2042 | CH4 Import - NY 2040 | Import | Methane | WC | Dispatch-Import | EmissionsCost | 0 | [6 empty] | 0.42196 | 0
LCP_Inputs_ON_Electric_IEA_2023_05_05 | 2042 | CH4 Import - NY 2040 | Import | Methane | WC | Dispatch-Import | FuelCost | 0 | [6 empty] | 0.42196 | 0
LCP_Inputs_ON_Electric_IEA_2023_05_05 | 2042 | CH4 Import - NY 2040 | Import | Methane | WC | Dispatch-Import | VOM | 0 | [6 empty] | 0.42196 | 0
LCP_Inputs_ON_Electric_IEA_2023_05_05 | 2042 | CH4 Import - NY 2050 | Import | Methane | MI | Dispatch-Import | EmissionsCost | 0 | [6 empty] | 0.42196 | 0
LCP_Inputs_ON_Electric_IEA_2023_05_05 | 2042 | CH4 Import - NY 2050 | Import | Methane | MI | Dispatch-Import | FuelCost | 0 | [6 empty] | 0.42196 | 0
LCP_Inputs_ON_Electric_IEA_2023_05_05 | 2042 | CH4 Import - NY 2050 | Import | Methane | MI | Dispatch-Import | VOM | 0 | [6 empty] | 0.42196 | 0
LCP_Inputs_ON_Electric_IEA_2023_05_05 | 2042 | CH4 Import - NY 2050 | Import | Methane | NY | Dispatch-Import | EmissionsCost | 0 | [6 empty] | 0.42196 | 0
LCP_Inputs_ON_Electric_IEA_2023_05_05 | 2042 | CH4 Import - NY 2050 | Import | Methane | NY | Dispatch-Import | FuelCost | 0 | [6 empty] | 0.42196 | 0
LCP_Inputs_ON_Electric_IEA_2023_05_05 | 2042 | CH4 Import - NY 2050 | Import | Methane | NY | Dispatch-Import | VOM | 0 | [6 empty] | 0.42196 | 0
LCP_Inputs_ON_Electric_IEA_2023_05_05 | 2042 | CH4 Import - NY 2050 | Import | Methane | ON | Dispatch-Import | EmissionsCost | 0 | [6 empty] | 0.42196 | 0
LCP_Inputs_ON_Electric_IEA_2023_05_05 | 2042 | CH4 Import - NY 2050 | Import | Methane | ON | Dispatch-Import | FuelCost | 0 | [6 empty] | 0.42196 | 0
LCP_Inputs_ON_Electric_IEA_2023_05_05 | 2042 | CH4 Import - NY 2050 | Import | Methane | ON | Dispatch-Import | VOM | 0 | [6 empty] | 0.42196 | 0
LCP_Inputs_ON_Electric_IEA_2023_05_05 | 2042 | CH4 Import - NY 2050 | Import | Methane | PJ | Dispatch-Import | EmissionsCost | 0 | [6 empty] | 0.42196 | 0
LCP_Inputs_ON_Electric_IEA_2023_05_05 | 2042 | CH4 Import - NY 2050 | Import | Methane | PJ | Dispatch-Import | FuelCost | 0 | [6 empty] | 0.42196 | 0
LCP_Inputs_ON_Electric_IEA_2023_05_05 | 2042 | CH4 Import - NY 2050 | Import | Methane | PJ | Dispatch-Import | VOM | 0 | [6 empty] | 0.42196 | 0
LCP_Inputs_ON_Electric_IEA_2023_05_05 | 2042 | CH4 Import - NY 2050 | Import | Methane | QC | Dispatch-Import | EmissionsCost | 0 | [6 empty] | 0.42196 | 0
LCP_Inputs_ON_Electric_IEA_2023_05_05 | 2042 | CH4 Import - NY 2050 | Import | Methane | QC | Dispatch-Import | FuelCost | 0 | [6 empty] | 0.42196 | 0
LCP_Inputs_ON_Electric_IEA_2023_05_05 | 2042 | CH4 Import - NY 2050 | Import | Methane | QC | Dispatch-Import | VOM | 0 | [6 empty] | 0.42196 | 0
LCP_Inputs_ON_Electric_IEA_2023_05_05 | 2042 | CH4 Import - NY 2050 | Import | Methane | WC | Dispatch-Import | EmissionsCost | 0 | [6 empty] | 0.42196 | 0
LCP_Inputs_ON_Electric_IEA_2023_05_05 | 2042 | CH4 Import - NY 2050 | Import | Methane | WC | Dispatch-Import | FuelCost | 0 | [6 empty] | 0.42196 | 0
LCP_Inputs_ON_Electric_IEA_2023_05_05 | 2042 | CH4 Import - NY 2050 | Import | Methane | WC | Dispatch-Import | VOM | 0 | [6 empty] | 0.42196 | 0
LCP_Inputs_ON_Electric_IEA_2023_05_05 | 2042 | CH4 Import - WC 2020 | Import | Methane | MI | Dispatch-Import | EmissionsCost | 0 | [6 empty] | 0.42196 | 0
LCP_Inputs_ON_Electric_IEA_2023_05_05 | 2042 | CH4 Import - WC 2020 | Import | Methane | MI | Dispatch-Import | FuelCost | 0 | [6 empty] | 0.42196 | 0
LCP_Inputs_ON_Electric_IEA_2023_05_05 | 2042 | CH4 Import - WC 2020 | Import | Methane | MI | Dispatch-Import | VOM | 0 | [6 empty] | 0.42196 | 0
LCP_Inputs_ON_Electric_IEA_2023_05_05 | 2042 | CH4 Import - WC 2020 | Import | Methane | NY | Dispatch-Import | EmissionsCost | 0 | [6 empty] | 0.42196 | 0
LCP_Inputs_ON_Electric_IEA_2023_05_05 | 2042 | CH4 Import - WC 2020 | Import | Methane | NY | Dispatch-Import | FuelCost | 0 | [6 empty] | 0.42196 | 0
LCP_Inputs_ON_Electric_IEA_2023_05_05 | 2042 | CH4 Import - WC 2020 | Import | Methane | NY | Dispatch-Import | VOM | 0 | [6 empty] | 0.42196 | 0
LCP_Inputs_ON_Electric_IEA_2023_05_05 | 2042 | CH4 Import - WC 2020 | Import | Methane | ON | Dispatch-Import | EmissionsCost | 0 | [6 empty] | 0.42196 | 0
LCP_Inputs_ON_Electric_IEA_2023_05_05 | 2042 | CH4 Import - WC 2020 | Import | Methane | ON | Dispatch-Import | FuelCost | 0 | [6 empty] | 0.42196 | 0
LCP_Inputs_ON_Electric_IEA_2023_05_05 | 2042 | CH4 Import - WC 2020 | Import | Methane | ON | Dispatch-Import | VOM | 0 | [6 empty] | 0.42196 | 0
LCP_Inputs_ON_Electric_IEA_2023_05_05 | 2042 | CH4 Import - WC 2020 | Import | Methane | PJ | Dispatch-Import | EmissionsCost | 0 | [6 empty] | 0.42196 | 0
LCP_Inputs_ON_Electric_IEA_2023_05_05 | 2042 | CH4 Import - WC 2020 | Import | Methane | PJ | Dispatch-Import | FuelCost | 0 | [6 empty] | 0.42196 | 0
LCP_Inputs_ON_Electric_IEA_2023_05_05 | 2042 | CH4 Import - WC 2020 | Import | Methane | PJ | Dispatch-Import | VOM | 0 | [6 empty] | 0.42196 | 0
LCP_Inputs_ON_Electric_IEA_2023_05_05 | 2042 | CH4 Import - WC 2020 | Import | Methane | QC | Dispatch-Import | EmissionsCost | 0 | [6 empty] | 0.42196 | 0
LCP_Inputs_ON_Electric_IEA_2023_05_05 | 2042 | CH4 Import - WC 2020 | Import | Methane | QC | Dispatch-Import | FuelCost | 0 | [6 empty] | 0.42196 | 0
LCP_Inputs_ON_Electric_IEA_2023_05_05 | 2042 | CH4 Import - WC 2020 | Import | Methane | QC | Dispatch-Import | VOM | 0 | [6 empty] | 0.42196 | 0
LCP_Inputs_ON_Electric_IEA_2023_05_05 | 2042 | CH4 Import - WC 2020 | Import | Methane | WC | Dispatch-Import | EmissionsCost | 0 | [6 empty] | 0.42196 | 0
LCP_Inputs_ON_Electric_IEA_2023_05_05 | 2042 | CH4 Import - WC 2020 | Import | Methane | WC | Dispatch-Import | FuelCost | 0 | [6 empty] | 0.42196 | 0
LCP_Inputs_ON_Electric_IEA_2023_05_05 | 2042 | CH4 Import - WC 2020 | Import | Methane | WC | Dispatch-Import | VOM | 0 | [6 empty] | 0.42196 | 0
LCP_Inputs_ON_Electric_IEA_2023_05_05 | 2042 | CH4 Import - WC 2030 | Import | Methane | MI | Dispatch-Import | EmissionsCost | 0 | [6 empty] | 0.42196 | 0
LCP_Inputs_ON_Electric_IEA_2023_05_05 | 2042 | CH4 Import - WC 2030 | Import | Methane | MI | Dispatch-Import | FuelCost | 0 | [6 empty] | 0.42196 | 0
LCP_Inputs_ON_Electric_IEA_2023_05_05 | 2042 | CH4 Import - WC 2030 | Import | Methane | MI | Dispatch-Import | VOM | 0 | [6 empty] | 0.42196 | 0
LCP_Inputs_ON_Electric_IEA_2023_05_05 | 2042 | CH4 Import - WC 2030 | Import | Methane | NY | Dispatch-Import | EmissionsCost | 0 | [6 empty] | 0.42196 | 0
LCP_Inputs_ON_Electric_IEA_2023_05_05 | 2042 | CH4 Import - WC 2030 | Import | Methane | NY | Dispatch-Import | FuelCost | 0 | [6 empty] | 0.42196 | 0
LCP_Inputs_ON_Electric_IEA_2023_05_05 | 2042 | CH4 Import - WC 2030 | Import | Methane | NY | Dispatch-Import | VOM | 0 | [6 empty] | 0.42196 | 0
LCP_Inputs_ON_Electric_IEA_2023_05_05 | 2042 | CH4 Import - WC 2030 | Import | Methane | ON | Dispatch-Import | EmissionsCost | 0 | [6 empty] | 0.42196 | 0
LCP_Inputs_ON_Electric_IEA_2023_05_05 | 2042 | CH4 Import - WC 2030 | Import | Methane | ON | Dispatch-Import | FuelCost | 0 | [6 empty] | 0.42196 | 0
LCP_Inputs_ON_Electric_IEA_2023_05_05 | 2042 | CH4 Import - WC 2030 | Import | Methane | ON | Dispatch-Import | VOM | 0 | [6 empty] | 0.42196 | 0
LCP_Inputs_ON_Electric_IEA_2023_05_05 | 2042 | CH4 Import - WC 2030 | Import | Methane | PJ | Dispatch-Import | EmissionsCost | 0 | [6 empty] | 0.42196 | 0
LCP_Inputs_ON_Electric_IEA_2023_05_05 | 2042 | CH4 Import - WC 2030 | Import | Methane | PJ | Dispatch-Import | FuelCost | 0 | [6 empty] | 0.42196 | 0
LCP_Inputs_ON_Electric_IEA_2023_05_05 | 2042 | CH4 Import - WC 2030 | Import | Methane | PJ | Dispatch-Import | VOM | 0 | [6 empty] | 0.42196 | 0
LCP_Inputs_ON_Electric_IEA_2023_05_05 | 2042 | CH4 Import - WC 2030 | Import | Methane | QC | Dispatch-Import | EmissionsCost | 0 | [6 empty] | 0.42196 | 0
LCP_Inputs_ON_Electric_IEA_2023_05_05 | 2042 | CH4 Import - WC 2030 | Import | Methane | QC | Dispatch-Import | FuelCost | 0 | [6 empty] | 0.42196 | 0
LCP_Inputs_ON_Electric_IEA_2023_05_05 | 2042 | CH4 Import - WC 2030 | Import | Methane | QC | Dispatch-Import | VOM | 0 | [6 empty] | 0.42196 | 0
LCP_Inputs_ON_Electric_IEA_2023_05_05 | 2042 | CH4 Import - WC 2030 | Import | Methane | WC | Dispatch-Import | EmissionsCost | 0 | [6 empty] | 0.42196 | 0
LCP_Inputs_ON_Electric_IEA_2023_05_05 | 2042 | CH4 Import - WC 2030 | Import | Methane | WC | Dispatch-Import | FuelCost | 0 | [6 empty] | 0.42196 | 0
LCP_Inputs_ON_Electric_IEA_2023_05_05 | 2042 | CH4 Import - WC 2030 | Import | Methane | WC | Dispatch-Import | VOM | 0 | [6 empty] | 0.42196 | 0
LCP_Inputs_ON_Electric_IEA_2023_05_05 | 2042 | CH4 Import - WC 2040 | Import | Methane | MI | Dispatch-Import | EmissionsCost | 0 | [6 empty] | 0.42196 | 0
LCP_Inputs_ON_Electric_IEA_2023_05_05 | 2042 | CH4 Import - WC 2040 | Import | Methane | MI | Dispatch-Import | FuelCost | 0 | [6 empty] | 0.42196 | 0
LCP_Inputs_ON_Electric_IEA_2023_05_05 | 2042 | CH4 Import - WC 2040 | Import | Methane | MI | Dispatch-Import | VOM | 0 | [6 empty] | 0.42196 | 0
LCP_Inputs_ON_Electric_IEA_2023_05_05 | 2042 | CH4 Import - WC 2040 | Import | Methane | NY | Dispatch-Import | EmissionsCost | 0 | [6 empty] | 0.42196 | 0
LCP_Inputs_ON_Electric_IEA_2023_05_05 | 2042 | CH4 Import - WC 2040 | Import | Methane | NY | Dispatch-Import | FuelCost | 0 | [6 empty] | 0.42196 | 0
LCP_Inputs_ON_Electric_IEA_2023_05_05 | 2042 | CH4 Import - WC 2040 | Import | Methane | NY | Dispatch-Import | VOM | 0 | [6 empty] | 0.42196 | 0
LCP_Inputs_ON_Electric_IEA_2023_05_05 | 2042 | CH4 Import - WC 2040 | Import | Methane | ON | Dispatch-Import | EmissionsCost | 0 | [6 empty] | 0.42196 | 0
LCP_Inputs_ON_Electric_IEA_2023_05_05 | 2042 | CH4 Import - WC 2040 | Import | Methane | ON | Dispatch-Import | FuelCost | 0 | [6 empty] | 0.42196 | 0
LCP_Inputs_ON_Electric_IEA_2023_05_05 | 2042 | CH4 Import - WC 2040 | Import | Methane | ON | Dispatch-Import | VOM | 0 | [6 empty] | 0.42196 | 0
LCP_Inputs_ON_Electric_IEA_2023_05_05 | 2042 | CH4 Import - WC 2040 | Import | Methane | PJ | Dispatch-Import | EmissionsCost | 0 | [6 empty] | 0.42196 | 0
LCP_Inputs_ON_Electric_IEA_2023_05_05 | 2042 | CH4 Import - WC 2040 | Import | Methane | PJ | Dispatch-Import | FuelCost | 0 | [6 empty] | 0.42196 | 0
LCP_Inputs_ON_Electric_IEA_2023_05_05 | 2042 | CH4 Import - WC 2040 | Import | Methane | PJ | Dispatch-Import | VOM | 0 | [6 empty] | 0.42196 | 0
LCP_Inputs_ON_Electric_IEA_2023_05_05 | 2042 | CH4 Import - WC 2040 | Import | Methane | QC | Dispatch-Import | EmissionsCost | 0 | [6 empty] | 0.42196 | 0
LCP_Inputs_ON_Electric_IEA_2023_05_05 | 2042 | CH4 Import - WC 2040 | Import | Methane | QC | Dispatch-Import | FuelCost | 0 | [6 empty] | 0.42196 | 0
LCP_Inputs_ON_Electric_IEA_2023_05_05 | 2042 | CH4 Import - WC 2040 | Import | Methane | QC | Dispatch-Import | VOM | 0 | [6 empty] | 0.42196 | 0
LCP_Inputs_ON_Electric_IEA_2023_05_05 | 2042 | CH4 Import - WC 2040 | Import | Methane | WC | Dispatch-Import | EmissionsCost | 2104525662.7863 | [6 empty] | 0.42196 | 888015939.7571
LCP_Inputs_ON_Electric_IEA_2023_05_05 | 2042 | CH4 Import - WC 2040 | Import | Methane | WC | Dispatch-Import | FuelCost | 658893969.2401 | [6 empty] | 0.42196 | 278023859.5525
LCP_Inputs_ON_Electric_IEA_2023_05_05 | 2042 | CH4 Import - WC 2040 | Import | Methane | WC | Dispatch-Import | VOM | 0 | [6 empty] | 0.42196 | 0
LCP_Inputs_ON_Electric_IEA_2023_05_05 | 2042 | CH4 Import - WC 2050 | Import | Methane | MI | Dispatch-Import | EmissionsCost | 0 | [6 empty] | 0.42196 | 0
LCP_Inputs_ON_Electric_IEA_2023_05_05 | 2042 | CH4 Import - WC 2050 | Import | Methane | MI | Dispatch-Import | FuelCost | 0 | [6 empty] | 0.42196 | 0
LCP_Inputs_ON_Electric_IEA_2023_05_05 | 2042 | CH4 Import - WC 2050 | Import | Methane | MI | Dispatch-Import | VOM | 0 | [6 empty] | 0.42196 | 0
LCP_Inputs_ON_Electric_IEA_2023_05_05 | 2042 | CH4 Import - WC 2050 | Import | Methane | NY | Dispatch-Import | EmissionsCost | 0 | [6 empty] | 0.42196 | 0
LCP_Inputs_ON_Electric_IEA_2023_05_05 | 2042 | CH4 Import - WC 2050 | Import | Methane | NY | Dispatch-Import | FuelCost | 0 | [6 empty] | 0.42196 | 0
LCP_Inputs_ON_Electric_IEA_2023_05_05 | 2042 | CH4 Import - WC 2050 | Import | Methane | NY | Dispatch-Import | VOM | 0 | [6 empty] | 0.42196 | 0
LCP_Inputs_ON_Electric_IEA_2023_05_05 | 2042 | CH4 Import - WC 2050 | Import | Methane | ON | Dispatch-Import | EmissionsCost | 0 | [6 empty] | 0.42196 | 0
LCP_Inputs_ON_Electric_IEA_2023_05_05 | 2042 | CH4 Import - WC 2050 | Import | Methane | ON | Dispatch-Import | FuelCost | 0 | [6 empty] | 0.42196 | 0
LCP_Inputs_ON_Electric_IEA_2023_05_05 | 2042 | CH4 Import - WC 2050 | Import | Methane | ON | Dispatch-Import | VOM | 0 | [6 empty] | 0.42196 | 0
LCP_Inputs_ON_Electric_IEA_2023_05_05 | 2042 | CH4 Import - WC 2050 | Import | Methane | PJ | Dispatch-Import | EmissionsCost | 0 | [6 empty] | 0.42196 | 0
LCP_Inputs_ON_Electric_IEA_2023_05_05 | 2042 | CH4 Import - WC 2050 | Import | Methane | PJ | Dispatch-Import | FuelCost | 0 | [6 empty] | 0.42196 | 0
LCP_Inputs_ON_Electric_IEA_2023_05_05 | 2042 | CH4 Import - WC 2050 | Import | Methane | PJ | Dispatch-Import | VOM | 0 | [6 empty] | 0.42196 | 0
LCP_Inputs_ON_Electric_IEA_2023_05_05 | 2042 | CH4 Import - WC 2050 | Import | Methane | QC | Dispatch-Import | EmissionsCost | 0 | [6 empty] | 0.42196 | 0
LCP_Inputs_ON_Electric_IEA_2023_05_05 | 2042 | CH4 Import - WC 2050 | Import | Methane | QC | Dispatch-Import | FuelCost | 0 | [6 empty] | 0.42196 | 0
LCP_Inputs_ON_Electric_IEA_2023_05_05 | 2042 | CH4 Import - WC 2050 | Import | Methane | QC | Dispatch-Import | VOM | 0 | [6 empty] | 0.42196 | 0
LCP_Inputs_ON_Electric_IEA_2023_05_05 | 2042 | CH4 Import - WC 2050 | Import | Methane | WC | Dispatch-Import | EmissionsCost | 0 | [6 empty] | 0.42196 | 0
LCP_Inputs_ON_Electric_IEA_2023_05_05 | 2042 | CH4 Import - WC 2050 | Import | Methane | WC | Dispatch-Import | FuelCost | 0 | [6 empty] | 0.42196 | 0
LCP_Inputs_ON_Electric_IEA_2023_05_05 | 2042 | CH4 Import - WC 2050 | Import | Methane | WC | Dispatch-Import | VOM | 0 | [6 empty] | 0.42196 | 0
LCP_Inputs_ON_Electric_IEA_2023_05_05 | 2042 | CH4 Salt Cavern Storage - ON | Storage | Methane | MI | Dispatch-Storage | EmissionsCost | 0 | [6 empty] | 0.42196 | 0
LCP_Inputs_ON_Electric_IEA_2023_05_05 | 2042 | CH4 Salt Cavern Storage - ON | Storage | Methane | MI | Dispatch-Storage | FuelCost | 0 | [6 empty] | 0.42196 | 0
LCP_Inputs_ON_Electric_IEA_2023_05_05 | 2042 | CH4 Salt Cavern Storage - ON | Storage | Methane | MI | Dispatch-Storage | VOM | 0 | [6 empty] | 0.42196 | 0
LCP_Inputs_ON_Electric_IEA_2023_05_05 | 2042 | CH4 Salt Cavern Storage - ON | Storage | Methane | NY | Dispatch-Storage | EmissionsCost | 0 | [6 empty] | 0.42196 | 0
LCP_Inputs_ON_Electric_IEA_2023_05_05 | 2042 | CH4 Salt Cavern Storage - ON | Storage | Methane | NY | Dispatch-Storage | FuelCost | 0 | [6 empty] | 0.42196 | 0
LCP_Inputs_ON_Electric_IEA_2023_05_05 | 2042 | CH4 Salt Cavern Storage - ON | Storage | Methane | NY | Dispatch-Storage | VOM | 0 | [6 empty] | 0.42196 | 0
LCP_Inputs_ON_Electric_IEA_2023_05_05 | 2042 | CH4 Salt Cavern Storage - ON | Storage | Methane | ON | Dispatch-Storage | EmissionsCost | 0 | [6 empty] | 0.42196 | 0
LCP_Inputs_ON_Electric_IEA_2023_05_05 | 2042 | CH4 Salt Cavern Storage - ON | Storage | Methane | ON | Dispatch-Storage | FuelCost | 0 | [6 empty] | 0.42196 | 0
LCP_Inputs_ON_Electric_IEA_2023_05_05 | 2042 | CH4 Salt Cavern Storage - ON | Storage | Methane | ON | Dispatch-Storage | VOM | 0 | [6 empty] | 0.42196 | 0
LCP_Inputs_ON_Electric_IEA_2023_05_05 | 2042 | CH4 Salt Cavern Storage - ON | Storage | Methane | PJ | Dispatch-Storage | EmissionsCost | 0 | [6 empty] | 0.42196 | 0
LCP_Inputs_ON_Electric_IEA_2023_05_05 | 2042 | CH4 Salt Cavern Storage - ON | Storage | Methane | PJ | Dispatch-Storage | FuelCost | 0 | [6 empty] | 0.42196 | 0
LCP_Inputs_ON_Electric_IEA_2023_05_05 | 2042 | CH4 Salt Cavern Storage - ON | Storage | Methane | PJ | Dispatch-Storage | VOM | 0 | [6 empty] | 0.42196 | 0
LCP_Inputs_ON_Electric_IEA_2023_05_05 | 2042 | CH4 Salt Cavern Storage - ON | Storage | Methane | QC | Dispatch-Storage | EmissionsCost | 0 | [6 empty] | 0.42196 | 0
LCP_Inputs_ON_Electric_IEA_2023_05_05 | 2042 | CH4 Salt Cavern Storage - ON | Storage | Methane | QC | Dispatch-Storage | FuelCost | 0 | [6 empty] | 0.42196 | 0
LCP_Inputs_ON_Electric_IEA_2023_05_05 | 2042 | CH4 Salt Cavern Storage - ON | Storage | Methane | QC | Dispatch-Storage | VOM | 0 | [6 empty] | 0.42196 | 0
LCP_Inputs_ON_Electric_IEA_2023_05_05 | 2042 | CH4 Salt Cavern Storage - ON | Storage | Methane | WC | Dispatch-Storage | EmissionsCost | 0 | [6 empty] | 0.42196 | 0
LCP_Inputs_ON_Electric_IEA_2023_05_05 | 2042 | CH4 Salt Cavern Storage - ON | Storage | Methane | WC | Dispatch-Storage | FuelCost | 0 | [6 empty] | 0.42196 | 0
LCP_Inputs_ON_Electric_IEA_2023_05_05 | 2042 | CH4 Salt Cavern Storage - ON | Storage | Methane | WC | Dispatch-Storage | VOM | 0 | [6 empty] | 0.42196 | 0
LCP_Inputs_ON_Electric_IEA_2023_05_05 | 2042 | Electrolyser 2020/2030 | Crossload | Hydrogen | MI | Dispatch-Crossload | EmissionsCost | 0 | [6 empty] | 0.42196 | 0
LCP_Inputs_ON_Electric_IEA_2023_05_05 | 2042 | Electrolyser 2020/2030 | Crossload | Hydrogen | MI | Dispatch-Crossload | FuelCost | 0 | [6 empty] | 0.42196 | 0
LCP_Inputs_ON_Electric_IEA_2023_05_05 | 2042 | Electrolyser 2020/2030 | Crossload | Hydrogen | MI | Dispatch-Crossload | VOM | 0 | [6 empty] | 0.42196 | 0
LCP_Inputs_ON_Electric_IEA_2023_05_05 | 2042 | Electrolyser 2020/2030 | Crossload | Hydrogen | NY | Dispatch-Crossload | EmissionsCost | 0 | [6 empty] | 0.42196 | 0
LCP_Inputs_ON_Electric_IEA_2023_05_05 | 2042 | Electrolyser 2020/2030 | Crossload | Hydrogen | NY | Dispatch-Crossload | FuelCost | 0 | [6 empty] | 0.42196 | 0
LCP_Inputs_ON_Electric_IEA_2023_05_05 | 2042 | Electrolyser 2020/2030 | Crossload | Hydrogen | NY | Dispatch-Crossload | VOM | 0 | [6 empty] | 0.42196 | 0
LCP_Inputs_ON_Electric_IEA_2023_05_05 | 2042 | Electrolyser 2020/2030 | Crossload | Hydrogen | ON | Dispatch-Crossload | EmissionsCost | 0 | [6 empty] | 0.42196 | 0
LCP_Inputs_ON_Electric_IEA_2023_05_05 | 2042 | Electrolyser 2020/2030 | Crossload | Hydrogen | ON | Dispatch-Crossload | FuelCost | 0 | [6 empty] | 0.42196 | 0
LCP_Inputs_ON_Electric_IEA_2023_05_05 | 2042 | Electrolyser 2020/2030 | Crossload | Hydrogen | ON | Dispatch-Crossload | VOM | 0 | [6 empty] | 0.42196 | 0
LCP_Inputs_ON_Electric_IEA_2023_05_05 | 2042 | Electrolyser 2020/2030 | Crossload | Hydrogen | PJ | Dispatch-Crossload | EmissionsCost | 0 | [6 empty] | 0.42196 | 0
LCP_Inputs_ON_Electric_IEA_2023_05_05 | 2042 | Electrolyser 2020/2030 | Crossload | Hydrogen | PJ | Dispatch-Crossload | FuelCost | 0 | [6 empty] | 0.42196 | 0
LCP_Inputs_ON_Electric_IEA_2023_05_05 | 2042 | Electrolyser 2020/2030 | Crossload | Hydrogen | PJ | Dispatch-Crossload | VOM | 0 | [6 empty] | 0.42196 | 0
LCP_Inputs_ON_Electric_IEA_2023_05_05 | 2042 | Electrolyser 2020/2030 | Crossload | Hydrogen | QC | Dispatch-Crossload | EmissionsCost | 0 | [6 empty] | 0.42196 | 0
LCP_Inputs_ON_Electric_IEA_2023_05_05 | 2042 | Electrolyser 2020/2030 | Crossload | Hydrogen | QC | Dispatch-Crossload | FuelCost | 0 | [6 empty] | 0.42196 | 0
LCP_Inputs_ON_Electric_IEA_2023_05_05 | 2042 | Electrolyser 2020/2030 | Crossload | Hydrogen | QC | Dispatch-Crossload | VOM | 0 | [6 empty] | 0.42196 | 0
LCP_Inputs_ON_Electric_IEA_2023_05_05 | 2042 | Electrolyser 2020/2030 | Crossload | Hydrogen | WC | Dispatch-Crossload | EmissionsCost | 0 | [6 empty] | 0.42196 | 0
LCP_Inputs_ON_Electric_IEA_2023_05_05 | 2042 | Electrolyser 2020/2030 | Crossload | Hydrogen | WC | Dispatch-Crossload | FuelCost | 0 | [6 empty] | 0.42196 | 0
LCP_Inputs_ON_Electric_IEA_2023_05_05 | 2042 | Electrolyser 2020/2030 | Crossload | Hydrogen | WC | Dispatch-Crossload | VOM | 0 | [6 empty] | 0.42196 | 0
LCP_Inputs_ON_Electric_IEA_2023_05_05 | 2042 | Electrolyser 2040 | Crossload | Hydrogen | MI | Dispatch-Crossload | EmissionsCost | 0 | [6 empty] | 0.42196 | 0
LCP_Inputs_ON_Electric_IEA_2023_05_05 | 2042 | Electrolyser 2040 | Crossload | Hydrogen | MI | Dispatch-Crossload | FuelCost | 0 | [6 empty] | 0.42196 | 0
LCP_Inputs_ON_Electric_IEA_2023_05_05 | 2042 | Electrolyser 2040 | Crossload | Hydrogen | MI | Dispatch-Crossload | VOM | 0 | [6 empty] | 0.42196 | 0
LCP_Inputs_ON_Electric_IEA_2023_05_05 | 2042 | Electrolyser 2040 | Crossload | Hydrogen | NY | Dispatch-Crossload | EmissionsCost | 0 | [6 empty] | 0.42196 | 0
LCP_Inputs_ON_Electric_IEA_2023_05_05 | 2042 | Electrolyser 2040 | Crossload | Hydrogen | NY | Dispatch-Crossload | FuelCost | 0 | [6 empty] | 0.42196 | 0
LCP_Inputs_ON_Electric_IEA_2023_05_05 | 2042 | Electrolyser 2040 | Crossload | Hydrogen | NY | Dispatch-Crossload | VOM | 0 | [6 empty] | 0.42196 | 0
LCP_Inputs_ON_Electric_IEA_2023_05_05 | 2042 | Electrolyser 2040 | Crossload | Hydrogen | ON | Dispatch-Crossload | EmissionsCost | 0 | [6 empty] | 0.42196 | 0
LCP_Inputs_ON_Electric_IEA_2023_05_05 | 2042 | Electrolyser 2040 | Crossload | Hydrogen | ON | Dispatch-Crossload | FuelCost | 0 | [6 empty] | 0.42196 | 0
LCP_Inputs_ON_Electric_IEA_2023_05_05 | 2042 | Electrolyser 2040 | Crossload | Hydrogen | ON | Dispatch-Crossload | VOM | 0 | [6 empty] | 0.42196 | 0
LCP_Inputs_ON_Electric_IEA_2023_05_05 | 2042 | Electrolyser 2040 | Crossload | Hydrogen | PJ | Dispatch-Crossload | EmissionsCost | 0 | [6 empty] | 0.42196 | 0
LCP_Inputs_ON_Electric_IEA_2023_05_05 | 2042 | Electrolyser 2040 | Crossload | Hydrogen | PJ | Dispatch-Crossload | FuelCost | 0 | [6 empty] | 0.42196 | 0
LCP_Inputs_ON_Electric_IEA_2023_05_05 | 2042 | Electrolyser 2040 | Crossload | Hydrogen | PJ | Dispatch-Crossload | VOM | 0 | [6 empty] | 0.42196 | 0
LCP_Inputs_ON_Electric_IEA_2023_05_05 | 2042 | Electrolyser 2040 | Crossload | Hydrogen | QC | Dispatch-Crossload | EmissionsCost | 0 | [6 empty] | 0.42196 | 0
LCP_Inputs_ON_Electric_IEA_2023_05_05 | 2042 | Electrolyser 2040 | Crossload | Hydrogen | QC | Dispatch-Crossload | FuelCost | 0 | [6 empty] | 0.42196 | 0
LCP_Inputs_ON_Electric_IEA_2023_05_05 | 2042 | Electrolyser 2040 | Crossload | Hydrogen | QC | Dispatch-Crossload | VOM | 0 | [6 empty] | 0.42196 | 0
LCP_Inputs_ON_Electric_IEA_2023_05_05 | 2042 | Electrolyser 2040 | Crossload | Hydrogen | WC | Dispatch-Crossload | EmissionsCost | 0 | [6 empty] | 0.42196 | 0
LCP_Inputs_ON_Electric_IEA_2023_05_05 | 2042 | Electrolyser 2040 | Crossload | Hydrogen | WC | Dispatch-Crossload | FuelCost | 0 | [6 empty] | 0.42196 | 0
LCP_Inputs_ON_Electric_IEA_2023_05_05 | 2042 | Electrolyser 2040 | Crossload | Hydrogen | WC | Dispatch-Crossload | VOM | 0 | [6 empty] | 0.42196 | 0
LCP_Inputs_ON_Electric_IEA_2023_05_05 | 2042 | Electrolyser 2050 | Crossload | Hydrogen | MI | Dispatch-Crossload | EmissionsCost | 0 | [6 empty] | 0.42196 | 0
LCP_Inputs_ON_Electric_IEA_2023_05_05 | 2042 | Electrolyser 2050 | Crossload | Hydrogen | MI | Dispatch-Crossload | FuelCost | 0 | [6 empty] | 0.42196 | 0
LCP_Inputs_ON_Electric_IEA_2023_05_05 | 2042 | Electrolyser 2050 | Crossload | Hydrogen | MI | Dispatch-Crossload | VOM | 0 | [6 empty] | 0.42196 | 0
LCP_Inputs_ON_Electric_IEA_2023_05_05 | 2042 | Electrolyser 2050 | Crossload | Hydrogen | NY | Dispatch-Crossload | EmissionsCost | 0 | [6 empty] | 0.42196 | 0
LCP_Inputs_ON_Electric_IEA_2023_05_05 | 2042 | Electrolyser 2050 | Crossload | Hydrogen | NY | Dispatch-Crossload | FuelCost | 0 | [6 empty] | 0.42196 | 0
LCP_Inputs_ON_Electric_IEA_2023_05_05 | 2042 | Electrolyser 2050 | Crossload | Hydrogen | NY | Dispatch-Crossload | VOM | 0 | [6 empty] | 0.42196 | 0
LCP_Inputs_ON_Electric_IEA_2023_05_05 | 2042 | Electrolyser 2050 | Crossload | Hydrogen | ON | Dispatch-Crossload | EmissionsCost | 0 | [6 empty] | 0.42196 | 0
LCP_Inputs_ON_Electric_IEA_2023_05_05 | 2042 | Electrolyser 2050 | Crossload | Hydrogen | ON | Dispatch-Crossload | FuelCost | 0 | [6 empty] | 0.42196 | 0
LCP_Inputs_ON_Electric_IEA_2023_05_05 | 2042 | Electrolyser 2050 | Crossload | Hydrogen | ON | Dispatch-Crossload | VOM | 0 | [6 empty] | 0.42196 | 0
LCP_Inputs_ON_Electric_IEA_2023_05_05 | 2042 | Electrolyser 2050 | Crossload | Hydrogen | PJ | Dispatch-Crossload | EmissionsCost | 0 | [6 empty] | 0.42196 | 0
LCP_Inputs_ON_Electric_IEA_2023_05_05 | 2042 | Electrolyser 2050 | Crossload | Hydrogen | PJ | Dispatch-Crossload | FuelCost | 0 | [6 empty] | 0.42196 | 0
LCP_Inputs_ON_Electric_IEA_2023_05_05 | 2042 | Electrolyser 2050 | Crossload | Hydrogen | PJ | Dispatch-Crossload | VOM | 0 | [6 empty] | 0.42196 | 0
LCP_Inputs_ON_Electric_IEA_2023_05_05 | 2042 | Electrolyser 2050 | Crossload | Hydrogen | QC | Dispatch-Crossload | EmissionsCost | 0 | [6 empty] | 0.42196 | 0
LCP_Inputs_ON_Electric_IEA_2023_05_05 | 2042 | Electrolyser 2050 | Crossload | Hydrogen | QC | Dispatch-Crossload | FuelCost | 0 | [6 empty] | 0.42196 | 0
LCP_Inputs_ON_Electric_IEA_2023_05_05 | 2042 | Electrolyser 2050 | Crossload | Hydrogen | QC | Dispatch-Crossload | VOM | 0 | [6 empty] | 0.42196 | 0
LCP_Inputs_ON_Electric_IEA_2023_05_05 | 2042 | Electrolyser 2050 | Crossload | Hydrogen | WC | Dispatch-Crossload | EmissionsCost | 0 | [6 empty] | 0.42196 | 0
LCP_Inputs_ON_Electric_IEA_2023_05_05 | 2042 | Electrolyser 2050 | Crossload | Hydrogen | WC | Dispatch-Crossload | FuelCost | 0 | [6 empty] | 0.42196 | 0
LCP_Inputs_ON_Electric_IEA_2023_05_05 | 2042 | Electrolyser 2050 | Crossload | Hydrogen | WC | Dispatch-Crossload | VOM | 0 | [6 empty] | 0.42196 | 0
LCP_Inputs_ON_Electric_IEA_2023_05_05 | 2042 | Fossil Fuel Thermal (Coal, Peat, Oil) | Generation | Electricity | MI | Dispatch-Generation | EmissionsCost | 0 | [6 empty] | 0.42196 | 0
LCP_Inputs_ON_Electric_IEA_2023_05_05 | 2042 | Fossil Fuel Thermal (Coal, Peat, Oil) | Generation | Electricity | MI | Dispatch-Generation | FuelCost | 0 | [6 empty] | 0.42196 | 0
LCP_Inputs_ON_Electric_IEA_2023_05_05 | 2042 | Fossil Fuel Thermal (Coal, Peat, Oil) | Generation | Electricity | MI | Dispatch-Generation | VOM | 0 | [6 empty] | 0.42196 | 0
LCP_Inputs_ON_Electric_IEA_2023_05_05 | 2042 | Fossil Fuel Thermal (Coal, Peat, Oil) | Generation | Electricity | NY | Dispatch-Generation | EmissionsCost | 0 | [6 empty] | 0.42196 | 0
LCP_Inputs_ON_Electric_IEA_2023_05_05 | 2042 | Fossil Fuel Thermal (Coal, Peat, Oil) | Generation | Electricity | NY | Dispatch-Generation | FuelCost | 0 | [6 empty] | 0.42196 | 0
LCP_Inputs_ON_Electric_IEA_2023_05_05 | 2042 | Fossil Fuel Thermal (Coal, Peat, Oil) | Generation | Electricity | NY | Dispatch-Generation | VOM | 0 | [6 empty] | 0.42196 | 0
LCP_Inputs_ON_Electric_IEA_2023_05_05 | 2042 | Fossil Fuel Thermal (Coal, Peat, Oil) | Generation | Electricity | ON | Dispatch-Generation | EmissionsCost | 0 | [6 empty] | 0.42196 | 0
LCP_Inputs_ON_Electric_IEA_2023_05_05 | 2042 | Fossil Fuel Thermal (Coal, Peat, Oil) | Generation | Electricity | ON | Dispatch-Generation | FuelCost | 0 | [6 empty] | 0.42196 | 0
LCP_Inputs_ON_Electric_IEA_2023_05_05 | 2042 | Fossil Fuel Thermal (Coal, Peat, Oil) | Generation | Electricity | ON | Dispatch-Generation | VOM | 0 | [6 empty] | 0.42196 | 0
LCP_Inputs_ON_Electric_IEA_2023_05_05 | 2042 | Fossil Fuel Thermal (Coal, Peat, Oil) | Generation | Electricity | PJ | Dispatch-Generation | EmissionsCost | 0 | [6 empty] | 0.42196 | 0
LCP_Inputs_ON_Electric_IEA_2023_05_05 | 2042 | Fossil Fuel Thermal (Coal, Peat, Oil) | Generation | Electricity | PJ | Dispatch-Generation | FuelCost | 0 | [6 empty] | 0.42196 | 0
LCP_Inputs_ON_Electric_IEA_2023_05_05 | 2042 | Fossil Fuel Thermal (Coal, Peat, Oil) | Generation | Electricity | PJ | Dispatch-Generation | VOM | 0 | [6 empty] | 0.42196 | 0
LCP_Inputs_ON_Electric_IEA_2023_05_05 | 2042 | Fossil Fuel Thermal (Coal, Peat, Oil) | Generation | Electricity | QC | Dispatch-Generation | EmissionsCost | 0 | [6 empty] | 0.42196 | 0
LCP_Inputs_ON_Electric_IEA_2023_05_05 | 2042 | Fossil Fuel Thermal (Coal, Peat, Oil) | Generation | Electricity | QC | Dispatch-Generation | FuelCost | 0 | [6 empty] | 0.42196 | 0
LCP_Inputs_ON_Electric_IEA_2023_05_05 | 2042 | Fossil Fuel Thermal (Coal, Peat, Oil) | Generation | Electricity | QC | Dispatch-Generation | VOM | 0 | [6 empty] | 0.42196 | 0
LCP_Inputs_ON_Electric_IEA_2023_05_05 | 2042 | Fossil Fuel Thermal (Coal, Peat, Oil) | Generation | Electricity | WC | Dispatch-Generation | EmissionsCost | 0 | [6 empty] | 0.42196 | 0
LCP_Inputs_ON_Electric_IEA_2023_05_05 | 2042 | Fossil Fuel Thermal (Coal, Peat, Oil) | Generation | Electricity | WC | Dispatch-Generation | FuelCost | 0 | [6 empty] | 0.42196 | 0
LCP_Inputs_ON_Electric_IEA_2023_05_05 | 2042 | Fossil Fuel Thermal (Coal, Peat, Oil) | Generation | Electricity | WC | Dispatch-Generation | VOM | 0 | [6 empty] | 0.42196 | 0
LCP_Inputs_ON_Electric_IEA_2023_05_05 | 2042 | Generic - Generator | Generation | Electricity | MI | Dispatch-Generation | EmissionsCost | 0 | [6 empty] | 0.42196 | 0
LCP_Inputs_ON_Electric_IEA_2023_05_05 | 2042 | Generic - Generator | Generation | Electricity | MI | Dispatch-Generation | FuelCost | 792125451.2102 | [6 empty] | 0.42196 | 334241601.0412
LCP_Inputs_ON_Electric_IEA_2023_05_05 | 2042 | Generic - Generator | Generation | Electricity | MI | Dispatch-Generation | VOM | 25906392.0786 | [6 empty] | 0.42196 | 10931341.6863
LCP_Inputs_ON_Electric_IEA_2023_05_05 | 2042 | Generic - Generator | Generation | Electricity | NY | Dispatch-Generation | EmissionsCost | 0 | [6 empty] | 0.42196 | 0
LCP_Inputs_ON_Electric_IEA_2023_05_05 | 2042 | Generic - Generator | Generation | Electricity | NY | Dispatch-Generation | FuelCost | 89249380.7706 | [6 empty] | 0.42196 | 37659256.9714
LCP_Inputs_ON_Electric_IEA_2023_05_05 | 2042 | Generic - Generator | Generation | Electricity | NY | Dispatch-Generation | VOM | 2918893.0207 | [6 empty] | 0.42196 | 1231642.6331
LCP_Inputs_ON_Electric_IEA_2023_05_05 | 2042 | Generic - Generator | Generation | Electricity | ON | Dispatch-Generation | EmissionsCost | 0 | [6 empty] | 0.42196 | 0
LCP_Inputs_ON_Electric_IEA_2023_05_05 | 2042 | Generic - Generator | Generation | Electricity | ON | Dispatch-Generation | FuelCost | 0 | [6 empty] | 0.42196 | 0
LCP_Inputs_ON_Electric_IEA_2023_05_05 | 2042 | Generic - Generator | Generation | Electricity | ON | Dispatch-Generation | VOM | 0 | [6 empty] | 0.42196 | 0
LCP_Inputs_ON_Electric_IEA_2023_05_05 | 2042 | Generic - Generator | Generation | Electricity | PJ | Dispatch-Generation | EmissionsCost | 0 | [6 empty] | 0.42196 | 0
LCP_Inputs_ON_Electric_IEA_2023_05_05 | 2042 | Generic - Generator | Generation | Electricity | PJ | Dispatch-Generation | FuelCost | 5376674723.802 | [6 empty] | 0.42196 | 2268716861.9764
LCP_Inputs_ON_Electric_IEA_2023_05_05 | 2042 | Generic - Generator | Generation | Electricity | PJ | Dispatch-Generation | VOM | 175843666.2543 | [6 empty] | 0.42196 | 74198182.1844
LCP_Inputs_ON_Electric_IEA_2023_05_05 | 2042 | Generic - Generator | Generation | Electricity | QC | Dispatch-Generation | EmissionsCost | 0 | [6 empty] | 0.42196 | 0
LCP_Inputs_ON_Electric_IEA_2023_05_05 | 2042 | Generic - Generator | Generation | Electricity | QC | Dispatch-Generation | FuelCost | 0 | [6 empty] | 0.42196 | 0
LCP_Inputs_ON_Electric_IEA_2023_05_05 | 2042 | Generic - Generator | Generation | Electricity | QC | Dispatch-Generation | VOM | 0 | [6 empty] | 0.42196 | 0
LCP_Inputs_ON_Electric_IEA_2023_05_05 | 2042 | Generic - Generator | Generation | Electricity | WC | Dispatch-Generation | EmissionsCost | 0 | [6 empty] | 0.42196 | 0
LCP_Inputs_ON_Electric_IEA_2023_05_05 | 2042 | Generic - Generator | Generation | Electricity | WC | Dispatch-Generation | FuelCost | 0 | [6 empty] | 0.42196 | 0
LCP_Inputs_ON_Electric_IEA_2023_05_05 | 2042 | Generic - Generator | Generation | Electricity | WC | Dispatch-Generation | VOM | 0 | [6 empty] | 0.42196 | 0
LCP_Inputs_ON_Electric_IEA_2023_05_05 | 2042 | H2 Import - QC | Import | Hydrogen | MI | Dispatch-Import | EmissionsCost | 0 | [6 empty] | 0.42196 | 0
LCP_Inputs_ON_Electric_IEA_2023_05_05 | 2042 | H2 Import - QC | Import | Hydrogen | MI | Dispatch-Import | FuelCost | 0 | [6 empty] | 0.42196 | 0
LCP_Inputs_ON_Electric_IEA_2023_05_05 | 2042 | H2 Import - QC | Import | Hydrogen | MI | Dispatch-Import | VOM | 0 | [6 empty] | 0.42196 | 0
LCP_Inputs_ON_Electric_IEA_2023_05_05 | 2042 | H2 Import - QC | Import | Hydrogen | NY | Dispatch-Import | EmissionsCost | 0 | [6 empty] | 0.42196 | 0
LCP_Inputs_ON_Electric_IEA_2023_05_05 | 2042 | H2 Import - QC | Import | Hydrogen | NY | Dispatch-Import | FuelCost | 0 | [6 empty] | 0.42196 | 0
LCP_Inputs_ON_Electric_IEA_2023_05_05 | 2042 | H2 Import - QC | Import | Hydrogen | NY | Dispatch-Import | VOM | 0 | [6 empty] | 0.42196 | 0
LCP_Inputs_ON_Electric_IEA_2023_05_05 | 2042 | H2 Import - QC | Import | Hydrogen | ON | Dispatch-Import | EmissionsCost | 0 | [6 empty] | 0.42196 | 0
LCP_Inputs_ON_Electric_IEA_2023_05_05 | 2042 | H2 Import - QC | Import | Hydrogen | ON | Dispatch-Import | FuelCost | 0 | [6 empty] | 0.42196 | 0
LCP_Inputs_ON_Electric_IEA_2023_05_05 | 2042 | H2 Import - QC | Import | Hydrogen | ON | Dispatch-Import | VOM | 0 | [6 empty] | 0.42196 | 0
LCP_Inputs_ON_Electric_IEA_2023_05_05 | 2042 | H2 Import - QC | Import | Hydrogen | PJ | Dispatch-Import | EmissionsCost | 0 | [6 empty] | 0.42196 | 0
LCP_Inputs_ON_Electric_IEA_2023_05_05 | 2042 | H2 Import - QC | Import | Hydrogen | PJ | Dispatch-Import | FuelCost | 0 | [6 empty] | 0.42196 | 0
LCP_Inputs_ON_Electric_IEA_2023_05_05 | 2042 | H2 Import - QC | Import | Hydrogen | PJ | Dispatch-Import | VOM | 0 | [6 empty] | 0.42196 | 0
LCP_Inputs_ON_Electric_IEA_2023_05_05 | 2042 | H2 Import - QC | Import | Hydrogen | QC | Dispatch-Import | EmissionsCost | 0 | [6 empty] | 0.42196 | 0
LCP_Inputs_ON_Electric_IEA_2023_05_05 | 2042 | H2 Import - QC | Import | Hydrogen | QC | Dispatch-Import | FuelCost | 0 | [6 empty] | 0.42196 | 0
LCP_Inputs_ON_Electric_IEA_2023_05_05 | 2042 | H2 Import - QC | Import | Hydrogen | QC | Dispatch-Import | VOM | 0 | [6 empty] | 0.42196 | 0
LCP_Inputs_ON_Electric_IEA_2023_05_05 | 2042 | H2 Import - QC | Import | Hydrogen | WC | Dispatch-Import | EmissionsCost | 0 | [6 empty] | 0.42196 | 0
LCP_Inputs_ON_Electric_IEA_2023_05_05 | 2042 | H2 Import - QC | Import | Hydrogen | WC | Dispatch-Import | FuelCost | 0 | [6 empty] | 0.42196 | 0
LCP_Inputs_ON_Electric_IEA_2023_05_05 | 2042 | H2 Import - QC | Import | Hydrogen | WC | Dispatch-Import | VOM | 0 | [6 empty] | 0.42196 | 0
LCP_Inputs_ON_Electric_IEA_2023_05_05 | 2042 | H2 Import - WC | Import | Hydrogen | MI | Dispatch-Import | EmissionsCost | 0 | [6 empty] | 0.42196 | 0
LCP_Inputs_ON_Electric_IEA_2023_05_05 | 2042 | H2 Import - WC | Import | Hydrogen | MI | Dispatch-Import | FuelCost | 0 | [6 empty] | 0.42196 | 0
LCP_Inputs_ON_Electric_IEA_2023_05_05 | 2042 | H2 Import - WC | Import | Hydrogen | MI | Dispatch-Import | VOM | 0 | [6 empty] | 0.42196 | 0
LCP_Inputs_ON_Electric_IEA_2023_05_05 | 2042 | H2 Import - WC | Import | Hydrogen | NY | Dispatch-Import | EmissionsCost | 0 | [6 empty] | 0.42196 | 0
LCP_Inputs_ON_Electric_IEA_2023_05_05 | 2042 | H2 Import - WC | Import | Hydrogen | NY | Dispatch-Import | FuelCost | 0 | [6 empty] | 0.42196 | 0
LCP_Inputs_ON_Electric_IEA_2023_05_05 | 2042 | H2 Import - WC | Import | Hydrogen | NY | Dispatch-Import | VOM | 0 | [6 empty] | 0.42196 | 0
LCP_Inputs_ON_Electric_IEA_2023_05_05 | 2042 | H2 Import - WC | Import | Hydrogen | ON | Dispatch-Import | EmissionsCost | 0 | [6 empty] | 0.42196 | 0
LCP_Inputs_ON_Electric_IEA_2023_05_05 | 2042 | H2 Import - WC | Import | Hydrogen | ON | Dispatch-Import | FuelCost | 0 | [6 empty] | 0.42196 | 0
LCP_Inputs_ON_Electric_IEA_2023_05_05 | 2042 | H2 Import - WC | Import | Hydrogen | ON | Dispatch-Import | VOM | 0 | [6 empty] | 0.42196 | 0
LCP_Inputs_ON_Electric_IEA_2023_05_05 | 2042 | H2 Import - WC | Import | Hydrogen | PJ | Dispatch-Import | EmissionsCost | 0 | [6 empty] | 0.42196 | 0
LCP_Inputs_ON_Electric_IEA_2023_05_05 | 2042 | H2 Import - WC | Import | Hydrogen | PJ | Dispatch-Import | FuelCost | 0 | [6 empty] | 0.42196 | 0
LCP_Inputs_ON_Electric_IEA_2023_05_05 | 2042 | H2 Import - WC | Import | Hydrogen | PJ | Dispatch-Import | VOM | 0 | [6 empty] | 0.42196 | 0
LCP_Inputs_ON_Electric_IEA_2023_05_05 | 2042 | H2 Import - WC | Import | Hydrogen | QC | Dispatch-Import | EmissionsCost | 0 | [6 empty] | 0.42196 | 0
LCP_Inputs_ON_Electric_IEA_2023_05_05 | 2042 | H2 Import - WC | Import | Hydrogen | QC | Dispatch-Import | FuelCost | 0 | [6 empty] | 0.42196 | 0
LCP_Inputs_ON_Electric_IEA_2023_05_05 | 2042 | H2 Import - WC | Import | Hydrogen | QC | Dispatch-Import | VOM | 0 | [6 empty] | 0.42196 | 0
LCP_Inputs_ON_Electric_IEA_2023_05_05 | 2042 | H2 Import - WC | Import | Hydrogen | WC | Dispatch-Import | EmissionsCost | 0 | [6 empty] | 0.42196 | 0
LCP_Inputs_ON_Electric_IEA_2023_05_05 | 2042 | H2 Import - WC | Import | Hydrogen | WC | Dispatch-Import | FuelCost | 37560895.7592 | [6 empty] | 0.42196 | 15849022.293
LCP_Inputs_ON_Electric_IEA_2023_05_05 | 2042 | H2 Import - WC | Import | Hydrogen | WC | Dispatch-Import | VOM | 0 | [6 empty] | 0.42196 | 0
LCP_Inputs_ON_Electric_IEA_2023_05_05 | 2042 | H2 Salt Cavern Storage - ON | Storage | Hydrogen | MI | Dispatch-Storage | EmissionsCost | 0 | [6 empty] | 0.42196 | 0
LCP_Inputs_ON_Electric_IEA_2023_05_05 | 2042 | H2 Salt Cavern Storage - ON | Storage | Hydrogen | MI | Dispatch-Storage | FuelCost | 0 | [6 empty] | 0.42196 | 0
LCP_Inputs_ON_Electric_IEA_2023_05_05 | 2042 | H2 Salt Cavern Storage - ON | Storage | Hydrogen | MI | Dispatch-Storage | VOM | 0 | [6 empty] | 0.42196 | 0
LCP_Inputs_ON_Electric_IEA_2023_05_05 | 2042 | H2 Salt Cavern Storage - ON | Storage | Hydrogen | NY | Dispatch-Storage | EmissionsCost | 0 | [6 empty] | 0.42196 | 0
LCP_Inputs_ON_Electric_IEA_2023_05_05 | 2042 | H2 Salt Cavern Storage - ON | Storage | Hydrogen | NY | Dispatch-Storage | FuelCost | 0 | [6 empty] | 0.42196 | 0
LCP_Inputs_ON_Electric_IEA_2023_05_05 | 2042 | H2 Salt Cavern Storage - ON | Storage | Hydrogen | NY | Dispatch-Storage | VOM | 0 | [6 empty] | 0.42196 | 0
LCP_Inputs_ON_Electric_IEA_2023_05_05 | 2042 | H2 Salt Cavern Storage - ON | Storage | Hydrogen | ON | Dispatch-Storage | EmissionsCost | 0 | [6 empty] | 0.42196 | 0
LCP_Inputs_ON_Electric_IEA_2023_05_05 | 2042 | H2 Salt Cavern Storage - ON | Storage | Hydrogen | ON | Dispatch-Storage | FuelCost | 0 | [6 empty] | 0.42196 | 0
LCP_Inputs_ON_Electric_IEA_2023_05_05 | 2042 | H2 Salt Cavern Storage - ON | Storage | Hydrogen | ON | Dispatch-Storage | VOM | 32223438.3009 | [6 empty] | 0.42196 | 13596853.3675
LCP_Inputs_ON_Electric_IEA_2023_05_05 | 2042 | H2 Salt Cavern Storage - ON | Storage | Hydrogen | PJ | Dispatch-Storage | EmissionsCost | 0 | [6 empty] | 0.42196 | 0
LCP_Inputs_ON_Electric_IEA_2023_05_05 | 2042 | H2 Salt Cavern Storage - ON | Storage | Hydrogen | PJ | Dispatch-Storage | FuelCost | 0 | [6 empty] | 0.42196 | 0
LCP_Inputs_ON_Electric_IEA_2023_05_05 | 2042 | H2 Salt Cavern Storage - ON | Storage | Hydrogen | PJ | Dispatch-Storage | VOM | 0 | [6 empty] | 0.42196 | 0
LCP_Inputs_ON_Electric_IEA_2023_05_05 | 2042 | H2 Salt Cavern Storage - ON | Storage | Hydrogen | QC | Dispatch-Storage | EmissionsCost | 0 | [6 empty] | 0.42196 | 0
LCP_Inputs_ON_Electric_IEA_2023_05_05 | 2042 | H2 Salt Cavern Storage - ON | Storage | Hydrogen | QC | Dispatch-Storage | FuelCost | 0 | [6 empty] | 0.42196 | 0
LCP_Inputs_ON_Electric_IEA_2023_05_05 | 2042 | H2 Salt Cavern Storage - ON | Storage | Hydrogen | QC | Dispatch-Storage | VOM | 0 | [6 empty] | 0.42196 | 0
LCP_Inputs_ON_Electric_IEA_2023_05_05 | 2042 | H2 Salt Cavern Storage - ON | Storage | Hydrogen | WC | Dispatch-Storage | EmissionsCost | 0 | [6 empty] | 0.42196 | 0
LCP_Inputs_ON_Electric_IEA_2023_05_05 | 2042 | H2 Salt Cavern Storage - ON | Storage | Hydrogen | WC | Dispatch-Storage | FuelCost | 0 | [6 empty] | 0.42196 | 0
LCP_Inputs_ON_Electric_IEA_2023_05_05 | 2042 | H2 Salt Cavern Storage - ON | Storage | Hydrogen | WC | Dispatch-Storage | VOM | 0 | [6 empty] | 0.42196 | 0
LCP_Inputs_ON_Electric_IEA_2023_05_05 | 2042 | Hydro | Generation | Electricity | MI | Dispatch-Generation | EmissionsCost | 0 | [6 empty] | 0.42196 | 0
LCP_Inputs_ON_Electric_IEA_2023_05_05 | 2042 | Hydro | Generation | Electricity | MI | Dispatch-Generation | FuelCost | 0 | [6 empty] | 0.42196 | 0
LCP_Inputs_ON_Electric_IEA_2023_05_05 | 2042 | Hydro | Generation | Electricity | MI | Dispatch-Generation | VOM | 0 | [6 empty] | 0.42196 | 0
LCP_Inputs_ON_Electric_IEA_2023_05_05 | 2042 | Hydro | Generation | Electricity | NY | Dispatch-Generation | EmissionsCost | 0 | [6 empty] | 0.42196 | 0
LCP_Inputs_ON_Electric_IEA_2023_05_05 | 2042 | Hydro | Generation | Electricity | NY | Dispatch-Generation | FuelCost | 0 | [6 empty] | 0.42196 | 0
LCP_Inputs_ON_Electric_IEA_2023_05_05 | 2042 | Hydro | Generation | Electricity | NY | Dispatch-Generation | VOM | 0 | [6 empty] | 0.42196 | 0
LCP_Inputs_ON_Electric_IEA_2023_05_05 | 2042 | Hydro | Generation | Electricity | ON | Dispatch-Generation | EmissionsCost | 0 | [6 empty] | 0.42196 | 0
LCP_Inputs_ON_Electric_IEA_2023_05_05 | 2042 | Hydro | Generation | Electricity | ON | Dispatch-Generation | FuelCost | 0 | [6 empty] | 0.42196 | 0
LCP_Inputs_ON_Electric_IEA_2023_05_05 | 2042 | Hydro | Generation | Electricity | ON | Dispatch-Generation | VOM | 0 | [6 empty] | 0.42196 | 0
LCP_Inputs_ON_Electric_IEA_2023_05_05 | 2042 | Hydro | Generation | Electricity | PJ | Dispatch-Generation | EmissionsCost | 0 | [6 empty] | 0.42196 | 0
LCP_Inputs_ON_Electric_IEA_2023_05_05 | 2042 | Hydro | Generation | Electricity | PJ | Dispatch-Generation | FuelCost | 0 | [6 empty] | 0.42196 | 0
LCP_Inputs_ON_Electric_IEA_2023_05_05 | 2042 | Hydro | Generation | Electricity | PJ | Dispatch-Generation | VOM | 0 | [6 empty] | 0.42196 | 0
LCP_Inputs_ON_Electric_IEA_2023_05_05 | 2042 | Hydro | Generation | Electricity | QC | Dispatch-Generation | EmissionsCost | 0 | [6 empty] | 0.42196 | 0
LCP_Inputs_ON_Electric_IEA_2023_05_05 | 2042 | Hydro | Generation | Electricity | QC | Dispatch-Generation | FuelCost | 0 | [6 empty] | 0.42196 | 0
LCP_Inputs_ON_Electric_IEA_2023_05_05 | 2042 | Hydro | Generation | Electricity | QC | Dispatch-Generation | VOM | 0 | [6 empty] | 0.42196 | 0
LCP_Inputs_ON_Electric_IEA_2023_05_05 | 2042 | Hydro | Generation | Electricity | WC | Dispatch-Generation | EmissionsCost | 0 | [6 empty] | 0.42196 | 0
LCP_Inputs_ON_Electric_IEA_2023_05_05 | 2042 | Hydro | Generation | Electricity | WC | Dispatch-Generation | FuelCost | 0 | [6 empty] | 0.42196 | 0
LCP_Inputs_ON_Electric_IEA_2023_05_05 | 2042 | Hydro | Generation | Electricity | WC | Dispatch-Generation | VOM | 0 | [6 empty] | 0.42196 | 0
LCP_Inputs_ON_Electric_IEA_2023_05_05 | 2042 | Hydro Pumped Storage | Storage | Electricity | MI | Dispatch-Storage | EmissionsCost | 0 | [6 empty] | 0.42196 | 0
LCP_Inputs_ON_Electric_IEA_2023_05_05 | 2042 | Hydro Pumped Storage | Storage | Electricity | MI | Dispatch-Storage | FuelCost | 0 | [6 empty] | 0.42196 | 0
LCP_Inputs_ON_Electric_IEA_2023_05_05 | 2042 | Hydro Pumped Storage | Storage | Electricity | MI | Dispatch-Storage | VOM | 0 | [6 empty] | 0.42196 | 0
LCP_Inputs_ON_Electric_IEA_2023_05_05 | 2042 | Hydro Pumped Storage | Storage | Electricity | NY | Dispatch-Storage | EmissionsCost | 0 | [6 empty] | 0.42196 | 0
LCP_Inputs_ON_Electric_IEA_2023_05_05 | 2042 | Hydro Pumped Storage | Storage | Electricity | NY | Dispatch-Storage | FuelCost | 0 | [6 empty] | 0.42196 | 0
LCP_Inputs_ON_Electric_IEA_2023_05_05 | 2042 | Hydro Pumped Storage | Storage | Electricity | NY | Dispatch-Storage | VOM | 0 | [6 empty] | 0.42196 | 0
LCP_Inputs_ON_Electric_IEA_2023_05_05 | 2042 | Hydro Pumped Storage | Storage | Electricity | ON | Dispatch-Storage | EmissionsCost | 0 | [6 empty] | 0.42196 | 0
LCP_Inputs_ON_Electric_IEA_2023_05_05 | 2042 | Hydro Pumped Storage | Storage | Electricity | ON | Dispatch-Storage | FuelCost | 0 | [6 empty] | 0.42196 | 0
LCP_Inputs_ON_Electric_IEA_2023_05_05 | 2042 | Hydro Pumped Storage | Storage | Electricity | ON | Dispatch-Storage | VOM | 0 | [6 empty] | 0.42196 | 0
LCP_Inputs_ON_Electric_IEA_2023_05_05 | 2042 | Hydro Pumped Storage | Storage | Electricity | PJ | Dispatch-Storage | EmissionsCost | 0 | [6 empty] | 0.42196 | 0
LCP_Inputs_ON_Electric_IEA_2023_05_05 | 2042 | Hydro Pumped Storage | Storage | Electricity | PJ | Dispatch-Storage | FuelCost | 0 | [6 empty] | 0.42196 | 0
LCP_Inputs_ON_Electric_IEA_2023_05_05 | 2042 | Hydro Pumped Storage | Storage | Electricity | PJ | Dispatch-Storage | VOM | 0 | [6 empty] | 0.42196 | 0
LCP_Inputs_ON_Electric_IEA_2023_05_05 | 2042 | Hydro Pumped Storage | Storage | Electricity | QC | Dispatch-Storage | EmissionsCost | 0 | [6 empty] | 0.42196 | 0
LCP_Inputs_ON_Electric_IEA_2023_05_05 | 2042 | Hydro Pumped Storage | Storage | Electricity | QC | Dispatch-Storage | FuelCost | 0 | [6 empty] | 0.42196 | 0
LCP_Inputs_ON_Electric_IEA_2023_05_05 | 2042 | Hydro Pumped Storage | Storage | Electricity | QC | Dispatch-Storage | VOM | 0 | [6 empty] | 0.42196 | 0
LCP_Inputs_ON_Electric_IEA_2023_05_05 | 2042 | Hydro Pumped Storage | Storage | Electricity | WC | Dispatch-Storage | EmissionsCost | 0 | [6 empty] | 0.42196 | 0
LCP_Inputs_ON_Electric_IEA_2023_05_05 | 2042 | Hydro Pumped Storage | Storage | Electricity | WC | Dispatch-Storage | FuelCost | 0 | [6 empty] | 0.42196 | 0
LCP_Inputs_ON_Electric_IEA_2023_05_05 | 2042 | Hydro Pumped Storage | Storage | Electricity | WC | Dispatch-Storage | VOM | 0 | [6 empty] | 0.42196 | 0
LCP_Inputs_ON_Electric_IEA_2023_05_05 | 2042 | Nuclear | Generation | Electricity | MI | Dispatch-Generation | EmissionsCost | 0 | [6 empty] | 0.42196 | 0
LCP_Inputs_ON_Electric_IEA_2023_05_05 | 2042 | Nuclear | Generation | Electricity | MI | Dispatch-Generation | FuelCost | 0 | [6 empty] | 0.42196 | 0
LCP_Inputs_ON_Electric_IEA_2023_05_05 | 2042 | Nuclear | Generation | Electricity | MI | Dispatch-Generation | VOM | 2762866296.96 | [6 empty] | 0.42196 | 1165806316.5977
LCP_Inputs_ON_Electric_IEA_2023_05_05 | 2042 | Nuclear | Generation | Electricity | NY | Dispatch-Generation | EmissionsCost | 0 | [6 empty] | 0.42196 | 0
LCP_Inputs_ON_Electric_IEA_2023_05_05 | 2042 | Nuclear | Generation | Electricity | NY | Dispatch-Generation | FuelCost | 0 | [6 empty] | 0.42196 | 0
LCP_Inputs_ON_Electric_IEA_2023_05_05 | 2042 | Nuclear | Generation | Electricity | NY | Dispatch-Generation | VOM | 2246155230.144 | [6 empty] | 0.42196 | 947777298.6127
LCP_Inputs_ON_Electric_IEA_2023_05_05 | 2042 | Nuclear | Generation | Electricity | ON | Dispatch-Generation | EmissionsCost | 0 | [6 empty] | 0.42196 | 0
LCP_Inputs_ON_Electric_IEA_2023_05_05 | 2042 | Nuclear | Generation | Electricity | ON | Dispatch-Generation | FuelCost | 0 | [6 empty] | 0.42196 | 0
LCP_Inputs_ON_Electric_IEA_2023_05_05 | 2042 | Nuclear | Generation | Electricity | ON | Dispatch-Generation | VOM | 7823178339.984 | [6 empty] | 0.42196 | 3301032241.2846
LCP_Inputs_ON_Electric_IEA_2023_05_05 | 2042 | Nuclear | Generation | Electricity | PJ | Dispatch-Generation | EmissionsCost | 0 | [6 empty] | 0.42196 | 0
LCP_Inputs_ON_Electric_IEA_2023_05_05 | 2042 | Nuclear | Generation | Electricity | PJ | Dispatch-Generation | FuelCost | 0 | [6 empty] | 0.42196 | 0
LCP_Inputs_ON_Electric_IEA_2023_05_05 | 2042 | Nuclear | Generation | Electricity | PJ | Dispatch-Generation | VOM | 6401347648.6848 | [6 empty] | 0.42196 | 2701083122.1857
LCP_Inputs_ON_Electric_IEA_2023_05_05 | 2042 | Nuclear | Generation | Electricity | QC | Dispatch-Generation | EmissionsCost | 0 | [6 empty] | 0.42196 | 0
LCP_Inputs_ON_Electric_IEA_2023_05_05 | 2042 | Nuclear | Generation | Electricity | QC | Dispatch-Generation | FuelCost | 0 | [6 empty] | 0.42196 | 0
LCP_Inputs_ON_Electric_IEA_2023_05_05 | 2042 | Nuclear | Generation | Electricity | QC | Dispatch-Generation | VOM | 0 | [6 empty] | 0.42196 | 0
LCP_Inputs_ON_Electric_IEA_2023_05_05 | 2042 | Nuclear | Generation | Electricity | WC | Dispatch-Generation | EmissionsCost | 0 | [6 empty] | 0.42196 | 0
LCP_Inputs_ON_Electric_IEA_2023_05_05 | 2042 | Nuclear | Generation | Electricity | WC | Dispatch-Generation | FuelCost | 0 | [6 empty] | 0.42196 | 0
LCP_Inputs_ON_Electric_IEA_2023_05_05 | 2042 | Nuclear | Generation | Electricity | WC | Dispatch-Generation | VOM | 0 | [6 empty] | 0.42196 | 0
LCP_Inputs_ON_Electric_IEA_2023_05_05 | 2042 | Nuclear SMR | Generation | Electricity | MI | Dispatch-Generation | EmissionsCost | 0 | [6 empty] | 0.42196 | 0
LCP_Inputs_ON_Electric_IEA_2023_05_05 | 2042 | Nuclear SMR | Generation | Electricity | MI | Dispatch-Generation | FuelCost | 0 | [6 empty] | 0.42196 | 0
LCP_Inputs_ON_Electric_IEA_2023_05_05 | 2042 | Nuclear SMR | Generation | Electricity | MI | Dispatch-Generation | VOM | 0 | [6 empty] | 0.42196 | 0
LCP_Inputs_ON_Electric_IEA_2023_05_05 | 2042 | Nuclear SMR | Generation | Electricity | NY | Dispatch-Generation | EmissionsCost | 0 | [6 empty] | 0.42196 | 0
LCP_Inputs_ON_Electric_IEA_2023_05_05 | 2042 | Nuclear SMR | Generation | Electricity | NY | Dispatch-Generation | FuelCost | 0 | [6 empty] | 0.42196 | 0
LCP_Inputs_ON_Electric_IEA_2023_05_05 | 2042 | Nuclear SMR | Generation | Electricity | NY | Dispatch-Generation | VOM | 0 | [6 empty] | 0.42196 | 0
LCP_Inputs_ON_Electric_IEA_2023_05_05 | 2042 | Nuclear SMR | Generation | Electricity | ON | Dispatch-Generation | EmissionsCost | 0 | [6 empty] | 0.42196 | 0
LCP_Inputs_ON_Electric_IEA_2023_05_05 | 2042 | Nuclear SMR | Generation | Electricity | ON | Dispatch-Generation | FuelCost | 0 | [6 empty] | 0.42196 | 0
LCP_Inputs_ON_Electric_IEA_2023_05_05 | 2042 | Nuclear SMR | Generation | Electricity | ON | Dispatch-Generation | VOM | 209436044.4 | [6 empty] | 0.42196 | 88372667.0934
LCP_Inputs_ON_Electric_IEA_2023_05_05 | 2042 | Nuclear SMR | Generation | Electricity | PJ | Dispatch-Generation | EmissionsCost | 0 | [6 empty] | 0.42196 | 0
LCP_Inputs_ON_Electric_IEA_2023_05_05 | 2042 | Nuclear SMR | Generation | Electricity | PJ | Dispatch-Generation | FuelCost | 0 | [6 empty] | 0.42196 | 0
LCP_Inputs_ON_Electric_IEA_2023_05_05 | 2042 | Nuclear SMR | Generation | Electricity | PJ | Dispatch-Generation | VOM | 0 | [6 empty] | 0.42196 | 0
LCP_Inputs_ON_Electric_IEA_2023_05_05 | 2042 | Nuclear SMR | Generation | Electricity | QC | Dispatch-Generation | EmissionsCost | 0 | [6 empty] | 0.42196 | 0
LCP_Inputs_ON_Electric_IEA_2023_05_05 | 2042 | Nuclear SMR | Generation | Electricity | QC | Dispatch-Generation | FuelCost | 0 | [6 empty] | 0.42196 | 0
LCP_Inputs_ON_Electric_IEA_2023_05_05 | 2042 | Nuclear SMR | Generation | Electricity | QC | Dispatch-Generation | VOM | 0 | [6 empty] | 0.42196 | 0
LCP_Inputs_ON_Electric_IEA_2023_05_05 | 2042 | Nuclear SMR | Generation | Electricity | WC | Dispatch-Generation | EmissionsCost | 0 | [6 empty] | 0.42196 | 0
LCP_Inputs_ON_Electric_IEA_2023_05_05 | 2042 | Nuclear SMR | Generation | Electricity | WC | Dispatch-Generation | FuelCost | 0 | [6 empty] | 0.42196 | 0
LCP_Inputs_ON_Electric_IEA_2023_05_05 | 2042 | Nuclear SMR | Generation | Electricity | WC | Dispatch-Generation | VOM | 0 | [6 empty] | 0.42196 | 0
LCP_Inputs_ON_Electric_IEA_2023_05_05 | 2042 | O/CCGT - CH4 Existing | Crossload | Electricity | MI | Dispatch-Crossload | EmissionsCost | 0 | [6 empty] | 0.42196 | 0
LCP_Inputs_ON_Electric_IEA_2023_05_05 | 2042 | O/CCGT - CH4 Existing | Crossload | Electricity | MI | Dispatch-Crossload | FuelCost | 0 | [6 empty] | 0.42196 | 0
LCP_Inputs_ON_Electric_IEA_2023_05_05 | 2042 | O/CCGT - CH4 Existing | Crossload | Electricity | MI | Dispatch-Crossload | VOM | 0 | [6 empty] | 0.42196 | 0
LCP_Inputs_ON_Electric_IEA_2023_05_05 | 2042 | O/CCGT - CH4 Existing | Crossload | Electricity | NY | Dispatch-Crossload | EmissionsCost | 0 | [6 empty] | 0.42196 | 0
LCP_Inputs_ON_Electric_IEA_2023_05_05 | 2042 | O/CCGT - CH4 Existing | Crossload | Electricity | NY | Dispatch-Crossload | FuelCost | 0 | [6 empty] | 0.42196 | 0
LCP_Inputs_ON_Electric_IEA_2023_05_05 | 2042 | O/CCGT - CH4 Existing | Crossload | Electricity | NY | Dispatch-Crossload | VOM | 0 | [6 empty] | 0.42196 | 0
LCP_Inputs_ON_Electric_IEA_2023_05_05 | 2042 | O/CCGT - CH4 Existing | Crossload | Electricity | ON | Dispatch-Crossload | EmissionsCost | 4198076.0639 | [6 empty] | 0.42196 | 1771400.8087
LCP_Inputs_ON_Electric_IEA_2023_05_05 | 2042 | O/CCGT - CH4 Existing | Crossload | Electricity | ON | Dispatch-Crossload | FuelCost | 0 | [6 empty] | 0.42196 | 0
LCP_Inputs_ON_Electric_IEA_2023_05_05 | 2042 | O/CCGT - CH4 Existing | Crossload | Electricity | ON | Dispatch-Crossload | VOM | 149352.3754 | [6 empty] | 0.42196 | 63020.0393
LCP_Inputs_ON_Electric_IEA_2023_05_05 | 2042 | O/CCGT - CH4 Existing | Crossload | Electricity | PJ | Dispatch-Crossload | EmissionsCost | 0 | [6 empty] | 0.42196 | 0
LCP_Inputs_ON_Electric_IEA_2023_05_05 | 2042 | O/CCGT - CH4 Existing | Crossload | Electricity | PJ | Dispatch-Crossload | FuelCost | 0 | [6 empty] | 0.42196 | 0
LCP_Inputs_ON_Electric_IEA_2023_05_05 | 2042 | O/CCGT - CH4 Existing | Crossload | Electricity | PJ | Dispatch-Crossload | VOM | 0 | [6 empty] | 0.42196 | 0
LCP_Inputs_ON_Electric_IEA_2023_05_05 | 2042 | O/CCGT - CH4 Existing | Crossload | Electricity | QC | Dispatch-Crossload | EmissionsCost | 0 | [6 empty] | 0.42196 | 0
LCP_Inputs_ON_Electric_IEA_2023_05_05 | 2042 | O/CCGT - CH4 Existing | Crossload | Electricity | QC | Dispatch-Crossload | FuelCost | 0 | [6 empty] | 0.42196 | 0
LCP_Inputs_ON_Electric_IEA_2023_05_05 | 2042 | O/CCGT - CH4 Existing | Crossload | Electricity | QC | Dispatch-Crossload | VOM | 0 | [6 empty] | 0.42196 | 0
LCP_Inputs_ON_Electric_IEA_2023_05_05 | 2042 | O/CCGT - CH4 Existing | Crossload | Electricity | WC | Dispatch-Crossload | EmissionsCost | 0 | [6 empty] | 0.42196 | 0
LCP_Inputs_ON_Electric_IEA_2023_05_05 | 2042 | O/CCGT - CH4 Existing | Crossload | Electricity | WC | Dispatch-Crossload | FuelCost | 0 | [6 empty] | 0.42196 | 0
LCP_Inputs_ON_Electric_IEA_2023_05_05 | 2042 | O/CCGT - CH4 Existing | Crossload | Electricity | WC | Dispatch-Crossload | VOM | 0 | [6 empty] | 0.42196 | 0
LCP_Inputs_ON_Electric_IEA_2023_05_05 | 2042 | O/CCGT - CH4 New | Crossload | Electricity | MI | Dispatch-Crossload | EmissionsCost | 0 | [6 empty] | 0.42196 | 0
LCP_Inputs_ON_Electric_IEA_2023_05_05 | 2042 | O/CCGT - CH4 New | Crossload | Electricity | MI | Dispatch-Crossload | FuelCost | 0 | [6 empty] | 0.42196 | 0
LCP_Inputs_ON_Electric_IEA_2023_05_05 | 2042 | O/CCGT - CH4 New | Crossload | Electricity | MI | Dispatch-Crossload | VOM | 0 | [6 empty] | 0.42196 | 0
LCP_Inputs_ON_Electric_IEA_2023_05_05 | 2042 | O/CCGT - CH4 New | Crossload | Electricity | NY | Dispatch-Crossload | EmissionsCost | 0 | [6 empty] | 0.42196 | 0
LCP_Inputs_ON_Electric_IEA_2023_05_05 | 2042 | O/CCGT - CH4 New | Crossload | Electricity | NY | Dispatch-Crossload | FuelCost | 0 | [6 empty] | 0.42196 | 0
LCP_Inputs_ON_Electric_IEA_2023_05_05 | 2042 | O/CCGT - CH4 New | Crossload | Electricity | NY | Dispatch-Crossload | VOM | 0 | [6 empty] | 0.42196 | 0
LCP_Inputs_ON_Electric_IEA_2023_05_05 | 2042 | O/CCGT - CH4 New | Crossload | Electricity | ON | Dispatch-Crossload | EmissionsCost | 1528123.8442 | [6 empty] | 0.42196 | 644800.0875
LCP_Inputs_ON_Electric_IEA_2023_05_05 | 2042 | O/CCGT - CH4 New | Crossload | Electricity | ON | Dispatch-Crossload | FuelCost | 0 | [6 empty] | 0.42196 | 0
LCP_Inputs_ON_Electric_IEA_2023_05_05 | 2042 | O/CCGT - CH4 New | Crossload | Electricity | ON | Dispatch-Crossload | VOM | 54365.1241 | [6 empty] | 0.42196 | 22939.657
LCP_Inputs_ON_Electric_IEA_2023_05_05 | 2042 | O/CCGT - CH4 New | Crossload | Electricity | PJ | Dispatch-Crossload | EmissionsCost | 0 | [6 empty] | 0.42196 | 0
LCP_Inputs_ON_Electric_IEA_2023_05_05 | 2042 | O/CCGT - CH4 New | Crossload | Electricity | PJ | Dispatch-Crossload | FuelCost | 0 | [6 empty] | 0.42196 | 0
LCP_Inputs_ON_Electric_IEA_2023_05_05 | 2042 | O/CCGT - CH4 New | Crossload | Electricity | PJ | Dispatch-Crossload | VOM | 0 | [6 empty] | 0.42196 | 0
LCP_Inputs_ON_Electric_IEA_2023_05_05 | 2042 | O/CCGT - CH4 New | Crossload | Electricity | QC | Dispatch-Crossload | EmissionsCost | 0 | [6 empty] | 0.42196 | 0
LCP_Inputs_ON_Electric_IEA_2023_05_05 | 2042 | O/CCGT - CH4 New | Crossload | Electricity | QC | Dispatch-Crossload | FuelCost | 0 | [6 empty] | 0.42196 | 0
LCP_Inputs_ON_Electric_IEA_2023_05_05 | 2042 | O/CCGT - CH4 New | Crossload | Electricity | QC | Dispatch-Crossload | VOM | 0 | [6 empty] | 0.42196 | 0
LCP_Inputs_ON_Electric_IEA_2023_05_05 | 2042 | O/CCGT - CH4 New | Crossload | Electricity | WC | Dispatch-Crossload | EmissionsCost | 0 | [6 empty] | 0.42196 | 0
LCP_Inputs_ON_Electric_IEA_2023_05_05 | 2042 | O/CCGT - CH4 New | Crossload | Electricity | WC | Dispatch-Crossload | FuelCost | 0 | [6 empty] | 0.42196 | 0
LCP_Inputs_ON_Electric_IEA_2023_05_05 | 2042 | O/CCGT - CH4 New | Crossload | Electricity | WC | Dispatch-Crossload | VOM | 0 | [6 empty] | 0.42196 | 0
LCP_Inputs_ON_Electric_IEA_2023_05_05 | 2042 | O/CCGT - H2 New | Crossload | Electricity | MI | Dispatch-Crossload | EmissionsCost | 0 | [6 empty] | 0.42196 | 0
LCP_Inputs_ON_Electric_IEA_2023_05_05 | 2042 | O/CCGT - H2 New | Crossload | Electricity | MI | Dispatch-Crossload | FuelCost | 0 | [6 empty] | 0.42196 | 0
LCP_Inputs_ON_Electric_IEA_2023_05_05 | 2042 | O/CCGT - H2 New | Crossload | Electricity | MI | Dispatch-Crossload | VOM | 0 | [6 empty] | 0.42196 | 0
LCP_Inputs_ON_Electric_IEA_2023_05_05 | 2042 | O/CCGT - H2 New | Crossload | Electricity | NY | Dispatch-Crossload | EmissionsCost | 0 | [6 empty] | 0.42196 | 0
LCP_Inputs_ON_Electric_IEA_2023_05_05 | 2042 | O/CCGT - H2 New | Crossload | Electricity | NY | Dispatch-Crossload | FuelCost | 0 | [6 empty] | 0.42196 | 0
LCP_Inputs_ON_Electric_IEA_2023_05_05 | 2042 | O/CCGT - H2 New | Crossload | Electricity | NY | Dispatch-Crossload | VOM | 0 | [6 empty] | 0.42196 | 0
LCP_Inputs_ON_Electric_IEA_2023_05_05 | 2042 | O/CCGT - H2 New | Crossload | Electricity | ON | Dispatch-Crossload | EmissionsCost | 0 | [6 empty] | 0.42196 | 0
LCP_Inputs_ON_Electric_IEA_2023_05_05 | 2042 | O/CCGT - H2 New | Crossload | Electricity | ON | Dispatch-Crossload | FuelCost | 0 | [6 empty] | 0.42196 | 0
LCP_Inputs_ON_Electric_IEA_2023_05_05 | 2042 | O/CCGT - H2 New | Crossload | Electricity | ON | Dispatch-Crossload | VOM | 1168775.9431 | [6 empty] | 0.42196 | 493171.305
LCP_Inputs_ON_Electric_IEA_2023_05_05 | 2042 | O/CCGT - H2 New | Crossload | Electricity | PJ | Dispatch-Crossload | EmissionsCost | 0 | [6 empty] | 0.42196 | 0
LCP_Inputs_ON_Electric_IEA_2023_05_05 | 2042 | O/CCGT - H2 New | Crossload | Electricity | PJ | Dispatch-Crossload | FuelCost | 0 | [6 empty] | 0.42196 | 0
LCP_Inputs_ON_Electric_IEA_2023_05_05 | 2042 | O/CCGT - H2 New | Crossload | Electricity | PJ | Dispatch-Crossload | VOM | 0 | [6 empty] | 0.42196 | 0
LCP_Inputs_ON_Electric_IEA_2023_05_05 | 2042 | O/CCGT - H2 New | Crossload | Electricity | QC | Dispatch-Crossload | EmissionsCost | 0 | [6 empty] | 0.42196 | 0
LCP_Inputs_ON_Electric_IEA_2023_05_05 | 2042 | O/CCGT - H2 New | Crossload | Electricity | QC | Dispatch-Crossload | FuelCost | 0 | [6 empty] | 0.42196 | 0
LCP_Inputs_ON_Electric_IEA_2023_05_05 | 2042 | O/CCGT - H2 New | Crossload | Electricity | QC | Dispatch-Crossload | VOM | 0 | [6 empty] | 0.42196 | 0
LCP_Inputs_ON_Electric_IEA_2023_05_05 | 2042 | O/CCGT - H2 New | Crossload | Electricity | WC | Dispatch-Crossload | EmissionsCost | 0 | [6 empty] | 0.42196 | 0
LCP_Inputs_ON_Electric_IEA_2023_05_05 | 2042 | O/CCGT - H2 New | Crossload | Electricity | WC | Dispatch-Crossload | FuelCost | 0 | [6 empty] | 0.42196 | 0
LCP_Inputs_ON_Electric_IEA_2023_05_05 | 2042 | O/CCGT - H2 New | Crossload | Electricity | WC | Dispatch-Crossload | VOM | 0 | [6 empty] | 0.42196 | 0
LCP_Inputs_ON_Electric_IEA_2023_05_05 | 2042 | SMR CCS | Generation | Hydrogen | MI | Dispatch-Generation | EmissionsCost | 0 | [6 empty] | 0.42196 | 0
LCP_Inputs_ON_Electric_IEA_2023_05_05 | 2042 | SMR CCS | Generation | Hydrogen | MI | Dispatch-Generation | FuelCost | 0 | [6 empty] | 0.42196 | 0
LCP_Inputs_ON_Electric_IEA_2023_05_05 | 2042 | SMR CCS | Generation | Hydrogen | MI | Dispatch-Generation | VOM | 0 | [6 empty] | 0.42196 | 0
LCP_Inputs_ON_Electric_IEA_2023_05_05 | 2042 | SMR CCS | Generation | Hydrogen | NY | Dispatch-Generation | EmissionsCost | 0 | [6 empty] | 0.42196 | 0
LCP_Inputs_ON_Electric_IEA_2023_05_05 | 2042 | SMR CCS | Generation | Hydrogen | NY | Dispatch-Generation | FuelCost | 0 | [6 empty] | 0.42196 | 0
LCP_Inputs_ON_Electric_IEA_2023_05_05 | 2042 | SMR CCS | Generation | Hydrogen | NY | Dispatch-Generation | VOM | 0 | [6 empty] | 0.42196 | 0
LCP_Inputs_ON_Electric_IEA_2023_05_05 | 2042 | SMR CCS | Generation | Hydrogen | ON | Dispatch-Generation | EmissionsCost | 326789057.1551 | [6 empty] | 0.42196 | 137890402.9651
LCP_Inputs_ON_Electric_IEA_2023_05_05 | 2042 | SMR CCS | Generation | Hydrogen | ON | Dispatch-Generation | FuelCost | 350456955.1775 | [6 empty] | 0.42196 | 147877200.0263
LCP_Inputs_ON_Electric_IEA_2023_05_05 | 2042 | SMR CCS | Generation | Hydrogen | ON | Dispatch-Generation | VOM | 0 | [6 empty] | 0.42196 | 0
LCP_Inputs_ON_Electric_IEA_2023_05_05 | 2042 | SMR CCS | Generation | Hydrogen | PJ | Dispatch-Generation | EmissionsCost | 0 | [6 empty] | 0.42196 | 0
LCP_Inputs_ON_Electric_IEA_2023_05_05 | 2042 | SMR CCS | Generation | Hydrogen | PJ | Dispatch-Generation | FuelCost | 0 | [6 empty] | 0.42196 | 0
LCP_Inputs_ON_Electric_IEA_2023_05_05 | 2042 | SMR CCS | Generation | Hydrogen | PJ | Dispatch-Generation | VOM | 0 | [6 empty] | 0.42196 | 0
LCP_Inputs_ON_Electric_IEA_2023_05_05 | 2042 | SMR CCS | Generation | Hydrogen | QC | Dispatch-Generation | EmissionsCost | 0 | [6 empty] | 0.42196 | 0
LCP_Inputs_ON_Electric_IEA_2023_05_05 | 2042 | SMR CCS | Generation | Hydrogen | QC | Dispatch-Generation | FuelCost | 0 | [6 empty] | 0.42196 | 0
LCP_Inputs_ON_Electric_IEA_2023_05_05 | 2042 | SMR CCS | Generation | Hydrogen | QC | Dispatch-Generation | VOM | 0 | [6 empty] | 0.42196 | 0
LCP_Inputs_ON_Electric_IEA_2023_05_05 | 2042 | SMR CCS | Generation | Hydrogen | WC | Dispatch-Generation | EmissionsCost | 0 | [6 empty] | 0.42196 | 0
LCP_Inputs_ON_Electric_IEA_2023_05_05 | 2042 | SMR CCS | Generation | Hydrogen | WC | Dispatch-Generation | FuelCost | 0 | [6 empty] | 0.42196 | 0
LCP_Inputs_ON_Electric_IEA_2023_05_05 | 2042 | SMR CCS | Generation | Hydrogen | WC | Dispatch-Generation | VOM | 0 | [6 empty] | 0.42196 | 0
LCP_Inputs_ON_Electric_IEA_2023_05_05 | 2042 | Solar PV | Generation | Electricity | MI | Dispatch-Generation | EmissionsCost | 0 | [6 empty] | 0.42196 | 0
LCP_Inputs_ON_Electric_IEA_2023_05_05 | 2042 | Solar PV | Generation | Electricity | MI | Dispatch-Generation | FuelCost | 0 | [6 empty] | 0.42196 | 0
LCP_Inputs_ON_Electric_IEA_2023_05_05 | 2042 | Solar PV | Generation | Electricity | MI | Dispatch-Generation | VOM | 0 | [6 empty] | 0.42196 | 0
LCP_Inputs_ON_Electric_IEA_2023_05_05 | 2042 | Solar PV | Generation | Electricity | NY | Dispatch-Generation | EmissionsCost | 0 | [6 empty] | 0.42196 | 0
LCP_Inputs_ON_Electric_IEA_2023_05_05 | 2042 | Solar PV | Generation | Electricity | NY | Dispatch-Generation | FuelCost | 0 | [6 empty] | 0.42196 | 0
LCP_Inputs_ON_Electric_IEA_2023_05_05 | 2042 | Solar PV | Generation | Electricity | NY | Dispatch-Generation | VOM | 0 | [6 empty] | 0.42196 | 0
LCP_Inputs_ON_Electric_IEA_2023_05_05 | 2042 | Solar PV | Generation | Electricity | ON | Dispatch-Generation | EmissionsCost | 0 | [6 empty] | 0.42196 | 0
LCP_Inputs_ON_Electric_IEA_2023_05_05 | 2042 | Solar PV | Generation | Electricity | ON | Dispatch-Generation | FuelCost | 0 | [6 empty] | 0.42196 | 0
LCP_Inputs_ON_Electric_IEA_2023_05_05 | 2042 | Solar PV | Generation | Electricity | ON | Dispatch-Generation | VOM | 0 | [6 empty] | 0.42196 | 0
LCP_Inputs_ON_Electric_IEA_2023_05_05 | 2042 | Solar PV | Generation | Electricity | PJ | Dispatch-Generation | EmissionsCost | 0 | [6 empty] | 0.42196 | 0
LCP_Inputs_ON_Electric_IEA_2023_05_05 | 2042 | Solar PV | Generation | Electricity | PJ | Dispatch-Generation | FuelCost | 0 | [6 empty] | 0.42196 | 0
LCP_Inputs_ON_Electric_IEA_2023_05_05 | 2042 | Solar PV | Generation | Electricity | PJ | Dispatch-Generation | VOM | 0 | [6 empty] | 0.42196 | 0
LCP_Inputs_ON_Electric_IEA_2023_05_05 | 2042 | Solar PV | Generation | Electricity | QC | Dispatch-Generation | EmissionsCost | 0 | [6 empty] | 0.42196 | 0
LCP_Inputs_ON_Electric_IEA_2023_05_05 | 2042 | Solar PV | Generation | Electricity | QC | Dispatch-Generation | FuelCost | 0 | [6 empty] | 0.42196 | 0
LCP_Inputs_ON_Electric_IEA_2023_05_05 | 2042 | Solar PV | Generation | Electricity | QC | Dispatch-Generation | VOM | 0 | [6 empty] | 0.42196 | 0
LCP_Inputs_ON_Electric_IEA_2023_05_05 | 2042 | Solar PV | Generation | Electricity | WC | Dispatch-Generation | EmissionsCost | 0 | [6 empty] | 0.42196 | 0
LCP_Inputs_ON_Electric_IEA_2023_05_05 | 2042 | Solar PV | Generation | Electricity | WC | Dispatch-Generation | FuelCost | 0 | [6 empty] | 0.42196 | 0
LCP_Inputs_ON_Electric_IEA_2023_05_05 | 2042 | Solar PV | Generation | Electricity | WC | Dispatch-Generation | VOM | 0 | [6 empty] | 0.42196 | 0
LCP_Inputs_ON_Electric_IEA_2023_05_05 | 2042 | Wind Offshore | Generation | Electricity | MI | Dispatch-Generation | EmissionsCost | 0 | [6 empty] | 0.42196 | 0
LCP_Inputs_ON_Electric_IEA_2023_05_05 | 2042 | Wind Offshore | Generation | Electricity | MI | Dispatch-Generation | FuelCost | 0 | [6 empty] | 0.42196 | 0
LCP_Inputs_ON_Electric_IEA_2023_05_05 | 2042 | Wind Offshore | Generation | Electricity | MI | Dispatch-Generation | VOM | 0 | [6 empty] | 0.42196 | 0
LCP_Inputs_ON_Electric_IEA_2023_05_05 | 2042 | Wind Offshore | Generation | Electricity | NY | Dispatch-Generation | EmissionsCost | 0 | [6 empty] | 0.42196 | 0
LCP_Inputs_ON_Electric_IEA_2023_05_05 | 2042 | Wind Offshore | Generation | Electricity | NY | Dispatch-Generation | FuelCost | 0 | [6 empty] | 0.42196 | 0
LCP_Inputs_ON_Electric_IEA_2023_05_05 | 2042 | Wind Offshore | Generation | Electricity | NY | Dispatch-Generation | VOM | 0 | [6 empty] | 0.42196 | 0
LCP_Inputs_ON_Electric_IEA_2023_05_05 | 2042 | Wind Offshore | Generation | Electricity | ON | Dispatch-Generation | EmissionsCost | 0 | [6 empty] | 0.42196 | 0
LCP_Inputs_ON_Electric_IEA_2023_05_05 | 2042 | Wind Offshore | Generation | Electricity | ON | Dispatch-Generation | FuelCost | 0 | [6 empty] | 0.42196 | 0
LCP_Inputs_ON_Electric_IEA_2023_05_05 | 2042 | Wind Offshore | Generation | Electricity | ON | Dispatch-Generation | VOM | 0 | [6 empty] | 0.42196 | 0
LCP_Inputs_ON_Electric_IEA_2023_05_05 | 2042 | Wind Offshore | Generation | Electricity | PJ | Dispatch-Generation | EmissionsCost | 0 | [6 empty] | 0.42196 | 0
LCP_Inputs_ON_Electric_IEA_2023_05_05 | 2042 | Wind Offshore | Generation | Electricity | PJ | Dispatch-Generation | FuelCost | 0 | [6 empty] | 0.42196 | 0
LCP_Inputs_ON_Electric_IEA_2023_05_05 | 2042 | Wind Offshore | Generation | Electricity | PJ | Dispatch-Generation | VOM | 0 | [6 empty] | 0.42196 | 0
LCP_Inputs_ON_Electric_IEA_2023_05_05 | 2042 | Wind Offshore | Generation | Electricity | QC | Dispatch-Generation | EmissionsCost | 0 | [6 empty] | 0.42196 | 0
LCP_Inputs_ON_Electric_IEA_2023_05_05 | 2042 | Wind Offshore | Generation | Electricity | QC | Dispatch-Generation | FuelCost | 0 | [6 empty] | 0.42196 | 0
LCP_Inputs_ON_Electric_IEA_2023_05_05 | 2042 | Wind Offshore | Generation | Electricity | QC | Dispatch-Generation | VOM | 0 | [6 empty] | 0.42196 | 0
LCP_Inputs_ON_Electric_IEA_2023_05_05 | 2042 | Wind Offshore | Generation | Electricity | WC | Dispatch-Generation | EmissionsCost | 0 | [6 empty] | 0.42196 | 0
LCP_Inputs_ON_Electric_IEA_2023_05_05 | 2042 | Wind Offshore | Generation | Electricity | WC | Dispatch-Generation | FuelCost | 0 | [6 empty] | 0.42196 | 0
LCP_Inputs_ON_Electric_IEA_2023_05_05 | 2042 | Wind Offshore | Generation | Electricity | WC | Dispatch-Generation | VOM | 0 | [6 empty] | 0.42196 | 0
LCP_Inputs_ON_Electric_IEA_2023_05_05 | 2042 | Wind Onshore | Generation | Electricity | MI | Dispatch-Generation | EmissionsCost | 0 | [6 empty] | 0.42196 | 0
LCP_Inputs_ON_Electric_IEA_2023_05_05 | 2042 | Wind Onshore | Generation | Electricity | MI | Dispatch-Generation | FuelCost | 0 | [6 empty] | 0.42196 | 0
LCP_Inputs_ON_Electric_IEA_2023_05_05 | 2042 | Wind Onshore | Generation | Electricity | MI | Dispatch-Generation | VOM | 0 | [6 empty] | 0.42196 | 0
LCP_Inputs_ON_Electric_IEA_2023_05_05 | 2042 | Wind Onshore | Generation | Electricity | NY | Dispatch-Generation | EmissionsCost | 0 | [6 empty] | 0.42196 | 0
LCP_Inputs_ON_Electric_IEA_2023_05_05 | 2042 | Wind Onshore | Generation | Electricity | NY | Dispatch-Generation | FuelCost | 0 | [6 empty] | 0.42196 | 0
LCP_Inputs_ON_Electric_IEA_2023_05_05 | 2042 | Wind Onshore | Generation | Electricity | NY | Dispatch-Generation | VOM | 0 | [6 empty] | 0.42196 | 0
LCP_Inputs_ON_Electric_IEA_2023_05_05 | 2042 | Wind Onshore | Generation | Electricity | ON | Dispatch-Generation | EmissionsCost | 0 | [6 empty] | 0.42196 | 0
LCP_Inputs_ON_Electric_IEA_2023_05_05 | 2042 | Wind Onshore | Generation | Electricity | ON | Dispatch-Generation | FuelCost | 0 | [6 empty] | 0.42196 | 0
LCP_Inputs_ON_Electric_IEA_2023_05_05 | 2042 | Wind Onshore | Generation | Electricity | ON | Dispatch-Generation | VOM | 0 | [6 empty] | 0.42196 | 0
LCP_Inputs_ON_Electric_IEA_2023_05_05 | 2042 | Wind Onshore | Generation | Electricity | PJ | Dispatch-Generation | EmissionsCost | 0 | [6 empty] | 0.42196 | 0
LCP_Inputs_ON_Electric_IEA_2023_05_05 | 2042 | Wind Onshore | Generation | Electricity | PJ | Dispatch-Generation | FuelCost | 0 | [6 empty] | 0.42196 | 0
LCP_Inputs_ON_Electric_IEA_2023_05_05 | 2042 | Wind Onshore | Generation | Electricity | PJ | Dispatch-Generation | VOM | 0 | [6 empty] | 0.42196 | 0
LCP_Inputs_ON_Electric_IEA_2023_05_05 | 2042 | Wind Onshore | Generation | Electricity | QC | Dispatch-Generation | EmissionsCost | 0 | [6 empty] | 0.42196 | 0
LCP_Inputs_ON_Electric_IEA_2023_05_05 | 2042 | Wind Onshore | Generation | Electricity | QC | Dispatch-Generation | FuelCost | 0 | [6 empty] | 0.42196 | 0
LCP_Inputs_ON_Electric_IEA_2023_05_05 | 2042 | Wind Onshore | Generation | Electricity | QC | Dispatch-Generation | VOM | 0 | [6 empty] | 0.42196 | 0
LCP_Inputs_ON_Electric_IEA_2023_05_05 | 2042 | Wind Onshore | Generation | Electricity | WC | Dispatch-Generation | EmissionsCost | 0 | [6 empty] | 0.42196 | 0
LCP_Inputs_ON_Electric_IEA_2023_05_05 | 2042 | Wind Onshore | Generation | Electricity | WC | Dispatch-Generation | FuelCost | 0 | [6 empty] | 0.42196 | 0
LCP_Inputs_ON_Electric_IEA_2023_05_05 | 2042 | Wind Onshore | Generation | Electricity | WC | Dispatch-Generation | VOM | 0 | [6 empty] | 0.42196 | 0
LCP_Inputs_ON_Electric_IEA_2023_05_05 | 2043 | Anaerobic Digestion | Generation | Methane | MI | Dispatch-Generation | EmissionsCost | 0 | [6 empty] | 0.40573 | 0
LCP_Inputs_ON_Electric_IEA_2023_05_05 | 2043 | Anaerobic Digestion | Generation | Methane | MI | Dispatch-Generation | FuelCost | 0 | [6 empty] | 0.40573 | 0
LCP_Inputs_ON_Electric_IEA_2023_05_05 | 2043 | Anaerobic Digestion | Generation | Methane | MI | Dispatch-Generation | VOM | 0 | [6 empty] | 0.40573 | 0
LCP_Inputs_ON_Electric_IEA_2023_05_05 | 2043 | Anaerobic Digestion | Generation | Methane | NY | Dispatch-Generation | EmissionsCost | 0 | [6 empty] | 0.40573 | 0
LCP_Inputs_ON_Electric_IEA_2023_05_05 | 2043 | Anaerobic Digestion | Generation | Methane | NY | Dispatch-Generation | FuelCost | 0 | [6 empty] | 0.40573 | 0
LCP_Inputs_ON_Electric_IEA_2023_05_05 | 2043 | Anaerobic Digestion | Generation | Methane | NY | Dispatch-Generation | VOM | 0 | [6 empty] | 0.40573 | 0
LCP_Inputs_ON_Electric_IEA_2023_05_05 | 2043 | Anaerobic Digestion | Generation | Methane | ON | Dispatch-Generation | EmissionsCost | 4244873.9669 | [6 empty] | 0.40573 | 1722257.15
LCP_Inputs_ON_Electric_IEA_2023_05_05 | 2043 | Anaerobic Digestion | Generation | Methane | ON | Dispatch-Generation | FuelCost | 0 | [6 empty] | 0.40573 | 0
LCP_Inputs_ON_Electric_IEA_2023_05_05 | 2043 | Anaerobic Digestion | Generation | Methane | ON | Dispatch-Generation | VOM | 1125040000 | [6 empty] | 0.40573 | 456458354.036
LCP_Inputs_ON_Electric_IEA_2023_05_05 | 2043 | Anaerobic Digestion | Generation | Methane | PJ | Dispatch-Generation | EmissionsCost | 0 | [6 empty] | 0.40573 | 0
LCP_Inputs_ON_Electric_IEA_2023_05_05 | 2043 | Anaerobic Digestion | Generation | Methane | PJ | Dispatch-Generation | FuelCost | 0 | [6 empty] | 0.40573 | 0
LCP_Inputs_ON_Electric_IEA_2023_05_05 | 2043 | Anaerobic Digestion | Generation | Methane | PJ | Dispatch-Generation | VOM | 0 | [6 empty] | 0.40573 | 0
LCP_Inputs_ON_Electric_IEA_2023_05_05 | 2043 | Anaerobic Digestion | Generation | Methane | QC | Dispatch-Generation | EmissionsCost | 0 | [6 empty] | 0.40573 | 0
LCP_Inputs_ON_Electric_IEA_2023_05_05 | 2043 | Anaerobic Digestion | Generation | Methane | QC | Dispatch-Generation | FuelCost | 0 | [6 empty] | 0.40573 | 0
LCP_Inputs_ON_Electric_IEA_2023_05_05 | 2043 | Anaerobic Digestion | Generation | Methane | QC | Dispatch-Generation | VOM | 0 | [6 empty] | 0.40573 | 0
LCP_Inputs_ON_Electric_IEA_2023_05_05 | 2043 | Anaerobic Digestion | Generation | Methane | WC | Dispatch-Generation | EmissionsCost | 0 | [6 empty] | 0.40573 | 0
LCP_Inputs_ON_Electric_IEA_2023_05_05 | 2043 | Anaerobic Digestion | Generation | Methane | WC | Dispatch-Generation | FuelCost | 0 | [6 empty] | 0.40573 | 0
LCP_Inputs_ON_Electric_IEA_2023_05_05 | 2043 | Anaerobic Digestion | Generation | Methane | WC | Dispatch-Generation | VOM | 0 | [6 empty] | 0.40573 | 0
LCP_Inputs_ON_Electric_IEA_2023_05_05 | 2043 | Battery Storage | Storage | Electricity | MI | Dispatch-Storage | EmissionsCost | 0 | [6 empty] | 0.40573 | 0
LCP_Inputs_ON_Electric_IEA_2023_05_05 | 2043 | Battery Storage | Storage | Electricity | MI | Dispatch-Storage | FuelCost | 0 | [6 empty] | 0.40573 | 0
LCP_Inputs_ON_Electric_IEA_2023_05_05 | 2043 | Battery Storage | Storage | Electricity | MI | Dispatch-Storage | VOM | 0 | [6 empty] | 0.40573 | 0
LCP_Inputs_ON_Electric_IEA_2023_05_05 | 2043 | Battery Storage | Storage | Electricity | NY | Dispatch-Storage | EmissionsCost | 0 | [6 empty] | 0.40573 | 0
LCP_Inputs_ON_Electric_IEA_2023_05_05 | 2043 | Battery Storage | Storage | Electricity | NY | Dispatch-Storage | FuelCost | 0 | [6 empty] | 0.40573 | 0
LCP_Inputs_ON_Electric_IEA_2023_05_05 | 2043 | Battery Storage | Storage | Electricity | NY | Dispatch-Storage | VOM | 0 | [6 empty] | 0.40573 | 0
LCP_Inputs_ON_Electric_IEA_2023_05_05 | 2043 | Battery Storage | Storage | Electricity | ON | Dispatch-Storage | EmissionsCost | 0 | [6 empty] | 0.40573 | 0
LCP_Inputs_ON_Electric_IEA_2023_05_05 | 2043 | Battery Storage | Storage | Electricity | ON | Dispatch-Storage | FuelCost | 0 | [6 empty] | 0.40573 | 0
LCP_Inputs_ON_Electric_IEA_2023_05_05 | 2043 | Battery Storage | Storage | Electricity | ON | Dispatch-Storage | VOM | 0 | [6 empty] | 0.40573 | 0
LCP_Inputs_ON_Electric_IEA_2023_05_05 | 2043 | Battery Storage | Storage | Electricity | PJ | Dispatch-Storage | EmissionsCost | 0 | [6 empty] | 0.40573 | 0
LCP_Inputs_ON_Electric_IEA_2023_05_05 | 2043 | Battery Storage | Storage | Electricity | PJ | Dispatch-Storage | FuelCost | 0 | [6 empty] | 0.40573 | 0
LCP_Inputs_ON_Electric_IEA_2023_05_05 | 2043 | Battery Storage | Storage | Electricity | PJ | Dispatch-Storage | VOM | 0 | [6 empty] | 0.40573 | 0
LCP_Inputs_ON_Electric_IEA_2023_05_05 | 2043 | Battery Storage | Storage | Electricity | QC | Dispatch-Storage | EmissionsCost | 0 | [6 empty] | 0.40573 | 0
LCP_Inputs_ON_Electric_IEA_2023_05_05 | 2043 | Battery Storage | Storage | Electricity | QC | Dispatch-Storage | FuelCost | 0 | [6 empty] | 0.40573 | 0
LCP_Inputs_ON_Electric_IEA_2023_05_05 | 2043 | Battery Storage | Storage | Electricity | QC | Dispatch-Storage | VOM | 0 | [6 empty] | 0.40573 | 0
LCP_Inputs_ON_Electric_IEA_2023_05_05 | 2043 | Battery Storage | Storage | Electricity | WC | Dispatch-Storage | EmissionsCost | 0 | [6 empty] | 0.40573 | 0
LCP_Inputs_ON_Electric_IEA_2023_05_05 | 2043 | Battery Storage | Storage | Electricity | WC | Dispatch-Storage | FuelCost | 0 | [6 empty] | 0.40573 | 0
LCP_Inputs_ON_Electric_IEA_2023_05_05 | 2043 | Battery Storage | Storage | Electricity | WC | Dispatch-Storage | VOM | 0 | [6 empty] | 0.40573 | 0
LCP_Inputs_ON_Electric_IEA_2023_05_05 | 2043 | Biomass | Generation | Electricity | MI | Dispatch-Generation | EmissionsCost | 0 | [6 empty] | 0.40573 | 0
LCP_Inputs_ON_Electric_IEA_2023_05_05 | 2043 | Biomass | Generation | Electricity | MI | Dispatch-Generation | FuelCost | 0 | [6 empty] | 0.40573 | 0
LCP_Inputs_ON_Electric_IEA_2023_05_05 | 2043 | Biomass | Generation | Electricity | MI | Dispatch-Generation | VOM | 0 | [6 empty] | 0.40573 | 0
LCP_Inputs_ON_Electric_IEA_2023_05_05 | 2043 | Biomass | Generation | Electricity | NY | Dispatch-Generation | EmissionsCost | 0 | [6 empty] | 0.40573 | 0
LCP_Inputs_ON_Electric_IEA_2023_05_05 | 2043 | Biomass | Generation | Electricity | NY | Dispatch-Generation | FuelCost | 0 | [6 empty] | 0.40573 | 0
LCP_Inputs_ON_Electric_IEA_2023_05_05 | 2043 | Biomass | Generation | Electricity | NY | Dispatch-Generation | VOM | 0 | [6 empty] | 0.40573 | 0
LCP_Inputs_ON_Electric_IEA_2023_05_05 | 2043 | Biomass | Generation | Electricity | ON | Dispatch-Generation | EmissionsCost | 0 | [6 empty] | 0.40573 | 0
LCP_Inputs_ON_Electric_IEA_2023_05_05 | 2043 | Biomass | Generation | Electricity | ON | Dispatch-Generation | FuelCost | 2449112.7273 | [6 empty] | 0.40573 | 993669.5267
LCP_Inputs_ON_Electric_IEA_2023_05_05 | 2043 | Biomass | Generation | Electricity | ON | Dispatch-Generation | VOM | 31430.28 | [6 empty] | 0.40573 | 12752.0923
LCP_Inputs_ON_Electric_IEA_2023_05_05 | 2043 | Biomass | Generation | Electricity | PJ | Dispatch-Generation | EmissionsCost | 0 | [6 empty] | 0.40573 | 0
LCP_Inputs_ON_Electric_IEA_2023_05_05 | 2043 | Biomass | Generation | Electricity | PJ | Dispatch-Generation | FuelCost | 0 | [6 empty] | 0.40573 | 0
LCP_Inputs_ON_Electric_IEA_2023_05_05 | 2043 | Biomass | Generation | Electricity | PJ | Dispatch-Generation | VOM | 0 | [6 empty] | 0.40573 | 0
LCP_Inputs_ON_Electric_IEA_2023_05_05 | 2043 | Biomass | Generation | Electricity | QC | Dispatch-Generation | EmissionsCost | 0 | [6 empty] | 0.40573 | 0
LCP_Inputs_ON_Electric_IEA_2023_05_05 | 2043 | Biomass | Generation | Electricity | QC | Dispatch-Generation | FuelCost | 122553.4753 | [6 empty] | 0.40573 | 49723.1722
LCP_Inputs_ON_Electric_IEA_2023_05_05 | 2043 | Biomass | Generation | Electricity | QC | Dispatch-Generation | VOM | 1572.7696 | [6 empty] | 0.40573 | 638.114
LCP_Inputs_ON_Electric_IEA_2023_05_05 | 2043 | Biomass | Generation | Electricity | WC | Dispatch-Generation | EmissionsCost | 0 | [6 empty] | 0.40573 | 0
LCP_Inputs_ON_Electric_IEA_2023_05_05 | 2043 | Biomass | Generation | Electricity | WC | Dispatch-Generation | FuelCost | 0 | [6 empty] | 0.40573 | 0
LCP_Inputs_ON_Electric_IEA_2023_05_05 | 2043 | Biomass | Generation | Electricity | WC | Dispatch-Generation | VOM | 0 | [6 empty] | 0.40573 | 0
LCP_Inputs_ON_Electric_IEA_2023_05_05 | 2043 | Biomass + CCS | Generation | Electricity | MI | Dispatch-Generation | EmissionsCost | 0 | [6 empty] | 0.40573 | 0
LCP_Inputs_ON_Electric_IEA_2023_05_05 | 2043 | Biomass + CCS | Generation | Electricity | MI | Dispatch-Generation | FuelCost | 0 | [6 empty] | 0.40573 | 0
LCP_Inputs_ON_Electric_IEA_2023_05_05 | 2043 | Biomass + CCS | Generation | Electricity | MI | Dispatch-Generation | VOM | 0 | [6 empty] | 0.40573 | 0
LCP_Inputs_ON_Electric_IEA_2023_05_05 | 2043 | Biomass + CCS | Generation | Electricity | NY | Dispatch-Generation | EmissionsCost | 0 | [6 empty] | 0.40573 | 0
LCP_Inputs_ON_Electric_IEA_2023_05_05 | 2043 | Biomass + CCS | Generation | Electricity | NY | Dispatch-Generation | FuelCost | 0 | [6 empty] | 0.40573 | 0
LCP_Inputs_ON_Electric_IEA_2023_05_05 | 2043 | Biomass + CCS | Generation | Electricity | NY | Dispatch-Generation | VOM | 0 | [6 empty] | 0.40573 | 0
LCP_Inputs_ON_Electric_IEA_2023_05_05 | 2043 | Biomass + CCS | Generation | Electricity | ON | Dispatch-Generation | EmissionsCost | -566815549.8142 | [6 empty] | 0.40573 | -229971994.6937
LCP_Inputs_ON_Electric_IEA_2023_05_05 | 2043 | Biomass + CCS | Generation | Electricity | ON | Dispatch-Generation | FuelCost | 456060730.9091 | [6 empty] | 0.40573 | 185035848.122
LCP_Inputs_ON_Electric_IEA_2023_05_05 | 2043 | Biomass + CCS | Generation | Electricity | ON | Dispatch-Generation | VOM | 3546136.7278 | [6 empty] | 0.40573 | 1438761.052
LCP_Inputs_ON_Electric_IEA_2023_05_05 | 2043 | Biomass + CCS | Generation | Electricity | PJ | Dispatch-Generation | EmissionsCost | 0 | [6 empty] | 0.40573 | 0
LCP_Inputs_ON_Electric_IEA_2023_05_05 | 2043 | Biomass + CCS | Generation | Electricity | PJ | Dispatch-Generation | FuelCost | 0 | [6 empty] | 0.40573 | 0
LCP_Inputs_ON_Electric_IEA_2023_05_05 | 2043 | Biomass + CCS | Generation | Electricity | PJ | Dispatch-Generation | VOM | 0 | [6 empty] | 0.40573 | 0
LCP_Inputs_ON_Electric_IEA_2023_05_05 | 2043 | Biomass + CCS | Generation | Electricity | QC | Dispatch-Generation | EmissionsCost | 0 | [6 empty] | 0.40573 | 0
LCP_Inputs_ON_Electric_IEA_2023_05_05 | 2043 | Biomass + CCS | Generation | Electricity | QC | Dispatch-Generation | FuelCost | 0 | [6 empty] | 0.40573 | 0
LCP_Inputs_ON_Electric_IEA_2023_05_05 | 2043 | Biomass + CCS | Generation | Electricity | QC | Dispatch-Generation | VOM | 0 | [6 empty] | 0.40573 | 0
LCP_Inputs_ON_Electric_IEA_2023_05_05 | 2043 | Biomass + CCS | Generation | Electricity | WC | Dispatch-Generation | EmissionsCost | 0 | [6 empty] | 0.40573 | 0
LCP_Inputs_ON_Electric_IEA_2023_05_05 | 2043 | Biomass + CCS | Generation | Electricity | WC | Dispatch-Generation | FuelCost | 0 | [6 empty] | 0.40573 | 0
LCP_Inputs_ON_Electric_IEA_2023_05_05 | 2043 | Biomass + CCS | Generation | Electricity | WC | Dispatch-Generation | VOM | 0 | [6 empty] | 0.40573 | 0
LCP_Inputs_ON_Electric_IEA_2023_05_05 | 2043 | CH4 + CCS | Generation | Methane | MI | Dispatch-Generation | EmissionsCost | 0 | [6 empty] | 0.40573 | 0
LCP_Inputs_ON_Electric_IEA_2023_05_05 | 2043 | CH4 + CCS | Generation | Methane | MI | Dispatch-Generation | FuelCost | 0 | [6 empty] | 0.40573 | 0
LCP_Inputs_ON_Electric_IEA_2023_05_05 | 2043 | CH4 + CCS | Generation | Methane | MI | Dispatch-Generation | VOM | 0 | [6 empty] | 0.40573 | 0
LCP_Inputs_ON_Electric_IEA_2023_05_05 | 2043 | CH4 + CCS | Generation | Methane | NY | Dispatch-Generation | EmissionsCost | 0 | [6 empty] | 0.40573 | 0
LCP_Inputs_ON_Electric_IEA_2023_05_05 | 2043 | CH4 + CCS | Generation | Methane | NY | Dispatch-Generation | FuelCost | 0 | [6 empty] | 0.40573 | 0
LCP_Inputs_ON_Electric_IEA_2023_05_05 | 2043 | CH4 + CCS | Generation | Methane | NY | Dispatch-Generation | VOM | 0 | [6 empty] | 0.40573 | 0
LCP_Inputs_ON_Electric_IEA_2023_05_05 | 2043 | CH4 + CCS | Generation | Methane | ON | Dispatch-Generation | EmissionsCost | 84395478.3721 | [6 empty] | 0.40573 | 34241467.9885
LCP_Inputs_ON_Electric_IEA_2023_05_05 | 2043 | CH4 + CCS | Generation | Methane | ON | Dispatch-Generation | FuelCost | 271488076.3116 | [6 empty] | 0.40573 | 110149861.7414
LCP_Inputs_ON_Electric_IEA_2023_05_05 | 2043 | CH4 + CCS | Generation | Methane | ON | Dispatch-Generation | VOM | 25812098.3333 | [6 empty] | 0.40573 | 10472648.012
LCP_Inputs_ON_Electric_IEA_2023_05_05 | 2043 | CH4 + CCS | Generation | Methane | PJ | Dispatch-Generation | EmissionsCost | 0 | [6 empty] | 0.40573 | 0
LCP_Inputs_ON_Electric_IEA_2023_05_05 | 2043 | CH4 + CCS | Generation | Methane | PJ | Dispatch-Generation | FuelCost | 0 | [6 empty] | 0.40573 | 0
LCP_Inputs_ON_Electric_IEA_2023_05_05 | 2043 | CH4 + CCS | Generation | Methane | PJ | Dispatch-Generation | VOM | 0 | [6 empty] | 0.40573 | 0
LCP_Inputs_ON_Electric_IEA_2023_05_05 | 2043 | CH4 + CCS | Generation | Methane | QC | Dispatch-Generation | EmissionsCost | 0 | [6 empty] | 0.40573 | 0
LCP_Inputs_ON_Electric_IEA_2023_05_05 | 2043 | CH4 + CCS | Generation | Methane | QC | Dispatch-Generation | FuelCost | 0 | [6 empty] | 0.40573 | 0
LCP_Inputs_ON_Electric_IEA_2023_05_05 | 2043 | CH4 + CCS | Generation | Methane | QC | Dispatch-Generation | VOM | 0 | [6 empty] | 0.40573 | 0
LCP_Inputs_ON_Electric_IEA_2023_05_05 | 2043 | CH4 + CCS | Generation | Methane | WC | Dispatch-Generation | EmissionsCost | 0 | [6 empty] | 0.40573 | 0
LCP_Inputs_ON_Electric_IEA_2023_05_05 | 2043 | CH4 + CCS | Generation | Methane | WC | Dispatch-Generation | FuelCost | 0 | [6 empty] | 0.40573 | 0
LCP_Inputs_ON_Electric_IEA_2023_05_05 | 2043 | CH4 + CCS | Generation | Methane | WC | Dispatch-Generation | VOM | 0 | [6 empty] | 0.40573 | 0
LCP_Inputs_ON_Electric_IEA_2023_05_05 | 2043 | CH4 Import - NY 2020 | Import | Methane | MI | Dispatch-Import | EmissionsCost | 0 | [6 empty] | 0.40573 | 0
LCP_Inputs_ON_Electric_IEA_2023_05_05 | 2043 | CH4 Import - NY 2020 | Import | Methane | MI | Dispatch-Import | FuelCost | 0 | [6 empty] | 0.40573 | 0
LCP_Inputs_ON_Electric_IEA_2023_05_05 | 2043 | CH4 Import - NY 2020 | Import | Methane | MI | Dispatch-Import | VOM | 0 | [6 empty] | 0.40573 | 0
LCP_Inputs_ON_Electric_IEA_2023_05_05 | 2043 | CH4 Import - NY 2020 | Import | Methane | NY | Dispatch-Import | EmissionsCost | 0 | [6 empty] | 0.40573 | 0
LCP_Inputs_ON_Electric_IEA_2023_05_05 | 2043 | CH4 Import - NY 2020 | Import | Methane | NY | Dispatch-Import | FuelCost | 0 | [6 empty] | 0.40573 | 0
LCP_Inputs_ON_Electric_IEA_2023_05_05 | 2043 | CH4 Import - NY 2020 | Import | Methane | NY | Dispatch-Import | VOM | 0 | [6 empty] | 0.40573 | 0
LCP_Inputs_ON_Electric_IEA_2023_05_05 | 2043 | CH4 Import - NY 2020 | Import | Methane | ON | Dispatch-Import | EmissionsCost | 0 | [6 empty] | 0.40573 | 0
LCP_Inputs_ON_Electric_IEA_2023_05_05 | 2043 | CH4 Import - NY 2020 | Import | Methane | ON | Dispatch-Import | FuelCost | 0 | [6 empty] | 0.40573 | 0
LCP_Inputs_ON_Electric_IEA_2023_05_05 | 2043 | CH4 Import - NY 2020 | Import | Methane | ON | Dispatch-Import | VOM | 0 | [6 empty] | 0.40573 | 0
LCP_Inputs_ON_Electric_IEA_2023_05_05 | 2043 | CH4 Import - NY 2020 | Import | Methane | PJ | Dispatch-Import | EmissionsCost | 0 | [6 empty] | 0.40573 | 0
LCP_Inputs_ON_Electric_IEA_2023_05_05 | 2043 | CH4 Import - NY 2020 | Import | Methane | PJ | Dispatch-Import | FuelCost | 0 | [6 empty] | 0.40573 | 0
LCP_Inputs_ON_Electric_IEA_2023_05_05 | 2043 | CH4 Import - NY 2020 | Import | Methane | PJ | Dispatch-Import | VOM | 0 | [6 empty] | 0.40573 | 0
LCP_Inputs_ON_Electric_IEA_2023_05_05 | 2043 | CH4 Import - NY 2020 | Import | Methane | QC | Dispatch-Import | EmissionsCost | 0 | [6 empty] | 0.40573 | 0
LCP_Inputs_ON_Electric_IEA_2023_05_05 | 2043 | CH4 Import - NY 2020 | Import | Methane | QC | Dispatch-Import | FuelCost | 0 | [6 empty] | 0.40573 | 0
LCP_Inputs_ON_Electric_IEA_2023_05_05 | 2043 | CH4 Import - NY 2020 | Import | Methane | QC | Dispatch-Import | VOM | 0 | [6 empty] | 0.40573 | 0
LCP_Inputs_ON_Electric_IEA_2023_05_05 | 2043 | CH4 Import - NY 2020 | Import | Methane | WC | Dispatch-Import | EmissionsCost | 0 | [6 empty] | 0.40573 | 0
LCP_Inputs_ON_Electric_IEA_2023_05_05 | 2043 | CH4 Import - NY 2020 | Import | Methane | WC | Dispatch-Import | FuelCost | 0 | [6 empty] | 0.40573 | 0
LCP_Inputs_ON_Electric_IEA_2023_05_05 | 2043 | CH4 Import - NY 2020 | Import | Methane | WC | Dispatch-Import | VOM | 0 | [6 empty] | 0.40573 | 0
LCP_Inputs_ON_Electric_IEA_2023_05_05 | 2043 | CH4 Import - NY 2030 | Import | Methane | MI | Dispatch-Import | EmissionsCost | 0 | [6 empty] | 0.40573 | 0
LCP_Inputs_ON_Electric_IEA_2023_05_05 | 2043 | CH4 Import - NY 2030 | Import | Methane | MI | Dispatch-Import | FuelCost | 0 | [6 empty] | 0.40573 | 0
LCP_Inputs_ON_Electric_IEA_2023_05_05 | 2043 | CH4 Import - NY 2030 | Import | Methane | MI | Dispatch-Import | VOM | 0 | [6 empty] | 0.40573 | 0
LCP_Inputs_ON_Electric_IEA_2023_05_05 | 2043 | CH4 Import - NY 2030 | Import | Methane | NY | Dispatch-Import | EmissionsCost | 0 | [6 empty] | 0.40573 | 0
LCP_Inputs_ON_Electric_IEA_2023_05_05 | 2043 | CH4 Import - NY 2030 | Import | Methane | NY | Dispatch-Import | FuelCost | 0 | [6 empty] | 0.40573 | 0
LCP_Inputs_ON_Electric_IEA_2023_05_05 | 2043 | CH4 Import - NY 2030 | Import | Methane | NY | Dispatch-Import | VOM | 0 | [6 empty] | 0.40573 | 0
LCP_Inputs_ON_Electric_IEA_2023_05_05 | 2043 | CH4 Import - NY 2030 | Import | Methane | ON | Dispatch-Import | EmissionsCost | 0 | [6 empty] | 0.40573 | 0
LCP_Inputs_ON_Electric_IEA_2023_05_05 | 2043 | CH4 Import - NY 2030 | Import | Methane | ON | Dispatch-Import | FuelCost | 0 | [6 empty] | 0.40573 | 0
LCP_Inputs_ON_Electric_IEA_2023_05_05 | 2043 | CH4 Import - NY 2030 | Import | Methane | ON | Dispatch-Import | VOM | 0 | [6 empty] | 0.40573 | 0
LCP_Inputs_ON_Electric_IEA_2023_05_05 | 2043 | CH4 Import - NY 2030 | Import | Methane | PJ | Dispatch-Import | EmissionsCost | 0 | [6 empty] | 0.40573 | 0
LCP_Inputs_ON_Electric_IEA_2023_05_05 | 2043 | CH4 Import - NY 2030 | Import | Methane | PJ | Dispatch-Import | FuelCost | 0 | [6 empty] | 0.40573 | 0
LCP_Inputs_ON_Electric_IEA_2023_05_05 | 2043 | CH4 Import - NY 2030 | Import | Methane | PJ | Dispatch-Import | VOM | 0 | [6 empty] | 0.40573 | 0
LCP_Inputs_ON_Electric_IEA_2023_05_05 | 2043 | CH4 Import - NY 2030 | Import | Methane | QC | Dispatch-Import | EmissionsCost | 0 | [6 empty] | 0.40573 | 0
LCP_Inputs_ON_Electric_IEA_2023_05_05 | 2043 | CH4 Import - NY 2030 | Import | Methane | QC | Dispatch-Import | FuelCost | 0 | [6 empty] | 0.40573 | 0
LCP_Inputs_ON_Electric_IEA_2023_05_05 | 2043 | CH4 Import - NY 2030 | Import | Methane | QC | Dispatch-Import | VOM | 0 | [6 empty] | 0.40573 | 0
LCP_Inputs_ON_Electric_IEA_2023_05_05 | 2043 | CH4 Import - NY 2030 | Import | Methane | WC | Dispatch-Import | EmissionsCost | 0 | [6 empty] | 0.40573 | 0
LCP_Inputs_ON_Electric_IEA_2023_05_05 | 2043 | CH4 Import - NY 2030 | Import | Methane | WC | Dispatch-Import | FuelCost | 0 | [6 empty] | 0.40573 | 0
LCP_Inputs_ON_Electric_IEA_2023_05_05 | 2043 | CH4 Import - NY 2030 | Import | Methane | WC | Dispatch-Import | VOM | 0 | [6 empty] | 0.40573 | 0
LCP_Inputs_ON_Electric_IEA_2023_05_05 | 2043 | CH4 Import - NY 2040 | Import | Methane | MI | Dispatch-Import | EmissionsCost | 0 | [6 empty] | 0.40573 | 0
LCP_Inputs_ON_Electric_IEA_2023_05_05 | 2043 | CH4 Import - NY 2040 | Import | Methane | MI | Dispatch-Import | FuelCost | 0 | [6 empty] | 0.40573 | 0
LCP_Inputs_ON_Electric_IEA_2023_05_05 | 2043 | CH4 Import - NY 2040 | Import | Methane | MI | Dispatch-Import | VOM | 0 | [6 empty] | 0.40573 | 0
LCP_Inputs_ON_Electric_IEA_2023_05_05 | 2043 | CH4 Import - NY 2040 | Import | Methane | NY | Dispatch-Import | EmissionsCost | 2422180073.5024 | [6 empty] | 0.40573 | 982742239.8578
LCP_Inputs_ON_Electric_IEA_2023_05_05 | 2043 | CH4 Import - NY 2040 | Import | Methane | NY | Dispatch-Import | FuelCost | 758346581.876 | [6 empty] | 0.40573 | 307681178.0487
LCP_Inputs_ON_Electric_IEA_2023_05_05 | 2043 | CH4 Import - NY 2040 | Import | Methane | NY | Dispatch-Import | VOM | 0 | [6 empty] | 0.40573 | 0
LCP_Inputs_ON_Electric_IEA_2023_05_05 | 2043 | CH4 Import - NY 2040 | Import | Methane | ON | Dispatch-Import | EmissionsCost | 0 | [6 empty] | 0.40573 | 0
LCP_Inputs_ON_Electric_IEA_2023_05_05 | 2043 | CH4 Import - NY 2040 | Import | Methane | ON | Dispatch-Import | FuelCost | 0 | [6 empty] | 0.40573 | 0
LCP_Inputs_ON_Electric_IEA_2023_05_05 | 2043 | CH4 Import - NY 2040 | Import | Methane | ON | Dispatch-Import | VOM | 0 | [6 empty] | 0.40573 | 0
LCP_Inputs_ON_Electric_IEA_2023_05_05 | 2043 | CH4 Import - NY 2040 | Import | Methane | PJ | Dispatch-Import | EmissionsCost | 0 | [6 empty] | 0.40573 | 0
LCP_Inputs_ON_Electric_IEA_2023_05_05 | 2043 | CH4 Import - NY 2040 | Import | Methane | PJ | Dispatch-Import | FuelCost | 0 | [6 empty] | 0.40573 | 0
LCP_Inputs_ON_Electric_IEA_2023_05_05 | 2043 | CH4 Import - NY 2040 | Import | Methane | PJ | Dispatch-Import | VOM | 0 | [6 empty] | 0.40573 | 0
LCP_Inputs_ON_Electric_IEA_2023_05_05 | 2043 | CH4 Import - NY 2040 | Import | Methane | QC | Dispatch-Import | EmissionsCost | 0 | [6 empty] | 0.40573 | 0
LCP_Inputs_ON_Electric_IEA_2023_05_05 | 2043 | CH4 Import - NY 2040 | Import | Methane | QC | Dispatch-Import | FuelCost | 0 | [6 empty] | 0.40573 | 0
LCP_Inputs_ON_Electric_IEA_2023_05_05 | 2043 | CH4 Import - NY 2040 | Import | Methane | QC | Dispatch-Import | VOM | 0 | [6 empty] | 0.40573 | 0
LCP_Inputs_ON_Electric_IEA_2023_05_05 | 2043 | CH4 Import - NY 2040 | Import | Methane | WC | Dispatch-Import | EmissionsCost | 0 | [6 empty] | 0.40573 | 0
LCP_Inputs_ON_Electric_IEA_2023_05_05 | 2043 | CH4 Import - NY 2040 | Import | Methane | WC | Dispatch-Import | FuelCost | 0 | [6 empty] | 0.40573 | 0
LCP_Inputs_ON_Electric_IEA_2023_05_05 | 2043 | CH4 Import - NY 2040 | Import | Methane | WC | Dispatch-Import | VOM | 0 | [6 empty] | 0.40573 | 0
LCP_Inputs_ON_Electric_IEA_2023_05_05 | 2043 | CH4 Import - NY 2050 | Import | Methane | MI | Dispatch-Import | EmissionsCost | 0 | [6 empty] | 0.40573 | 0
LCP_Inputs_ON_Electric_IEA_2023_05_05 | 2043 | CH4 Import - NY 2050 | Import | Methane | MI | Dispatch-Import | FuelCost | 0 | [6 empty] | 0.40573 | 0
LCP_Inputs_ON_Electric_IEA_2023_05_05 | 2043 | CH4 Import - NY 2050 | Import | Methane | MI | Dispatch-Import | VOM | 0 | [6 empty] | 0.40573 | 0
LCP_Inputs_ON_Electric_IEA_2023_05_05 | 2043 | CH4 Import - NY 2050 | Import | Methane | NY | Dispatch-Import | EmissionsCost | 0 | [6 empty] | 0.40573 | 0
LCP_Inputs_ON_Electric_IEA_2023_05_05 | 2043 | CH4 Import - NY 2050 | Import | Methane | NY | Dispatch-Import | FuelCost | 0 | [6 empty] | 0.40573 | 0
LCP_Inputs_ON_Electric_IEA_2023_05_05 | 2043 | CH4 Import - NY 2050 | Import | Methane | NY | Dispatch-Import | VOM | 0 | [6 empty] | 0.40573 | 0
LCP_Inputs_ON_Electric_IEA_2023_05_05 | 2043 | CH4 Import - NY 2050 | Import | Methane | ON | Dispatch-Import | EmissionsCost | 0 | [6 empty] | 0.40573 | 0
LCP_Inputs_ON_Electric_IEA_2023_05_05 | 2043 | CH4 Import - NY 2050 | Import | Methane | ON | Dispatch-Import | FuelCost | 0 | [6 empty] | 0.40573 | 0
LCP_Inputs_ON_Electric_IEA_2023_05_05 | 2043 | CH4 Import - NY 2050 | Import | Methane | ON | Dispatch-Import | VOM | 0 | [6 empty] | 0.40573 | 0
LCP_Inputs_ON_Electric_IEA_2023_05_05 | 2043 | CH4 Import - NY 2050 | Import | Methane | PJ | Dispatch-Import | EmissionsCost | 0 | [6 empty] | 0.40573 | 0
LCP_Inputs_ON_Electric_IEA_2023_05_05 | 2043 | CH4 Import - NY 2050 | Import | Methane | PJ | Dispatch-Import | FuelCost | 0 | [6 empty] | 0.40573 | 0
LCP_Inputs_ON_Electric_IEA_2023_05_05 | 2043 | CH4 Import - NY 2050 | Import | Methane | PJ | Dispatch-Import | VOM | 0 | [6 empty] | 0.40573 | 0
LCP_Inputs_ON_Electric_IEA_2023_05_05 | 2043 | CH4 Import - NY 2050 | Import | Methane | QC | Dispatch-Import | EmissionsCost | 0 | [6 empty] | 0.40573 | 0
LCP_Inputs_ON_Electric_IEA_2023_05_05 | 2043 | CH4 Import - NY 2050 | Import | Methane | QC | Dispatch-Import | FuelCost | 0 | [6 empty] | 0.40573 | 0
LCP_Inputs_ON_Electric_IEA_2023_05_05 | 2043 | CH4 Import - NY 2050 | Import | Methane | QC | Dispatch-Import | VOM | 0 | [6 empty] | 0.40573 | 0
LCP_Inputs_ON_Electric_IEA_2023_05_05 | 2043 | CH4 Import - NY 2050 | Import | Methane | WC | Dispatch-Import | EmissionsCost | 0 | [6 empty] | 0.40573 | 0
LCP_Inputs_ON_Electric_IEA_2023_05_05 | 2043 | CH4 Import - NY 2050 | Import | Methane | WC | Dispatch-Import | FuelCost | 0 | [6 empty] | 0.40573 | 0
LCP_Inputs_ON_Electric_IEA_2023_05_05 | 2043 | CH4 Import - NY 2050 | Import | Methane | WC | Dispatch-Import | VOM | 0 | [6 empty] | 0.40573 | 0
LCP_Inputs_ON_Electric_IEA_2023_05_05 | 2043 | CH4 Import - WC 2020 | Import | Methane | MI | Dispatch-Import | EmissionsCost | 0 | [6 empty] | 0.40573 | 0
LCP_Inputs_ON_Electric_IEA_2023_05_05 | 2043 | CH4 Import - WC 2020 | Import | Methane | MI | Dispatch-Import | FuelCost | 0 | [6 empty] | 0.40573 | 0
LCP_Inputs_ON_Electric_IEA_2023_05_05 | 2043 | CH4 Import - WC 2020 | Import | Methane | MI | Dispatch-Import | VOM | 0 | [6 empty] | 0.40573 | 0
LCP_Inputs_ON_Electric_IEA_2023_05_05 | 2043 | CH4 Import - WC 2020 | Import | Methane | NY | Dispatch-Import | EmissionsCost | 0 | [6 empty] | 0.40573 | 0
LCP_Inputs_ON_Electric_IEA_2023_05_05 | 2043 | CH4 Import - WC 2020 | Import | Methane | NY | Dispatch-Import | FuelCost | 0 | [6 empty] | 0.40573 | 0
LCP_Inputs_ON_Electric_IEA_2023_05_05 | 2043 | CH4 Import - WC 2020 | Import | Methane | NY | Dispatch-Import | VOM | 0 | [6 empty] | 0.40573 | 0
LCP_Inputs_ON_Electric_IEA_2023_05_05 | 2043 | CH4 Import - WC 2020 | Import | Methane | ON | Dispatch-Import | EmissionsCost | 0 | [6 empty] | 0.40573 | 0
LCP_Inputs_ON_Electric_IEA_2023_05_05 | 2043 | CH4 Import - WC 2020 | Import | Methane | ON | Dispatch-Import | FuelCost | 0 | [6 empty] | 0.40573 | 0
LCP_Inputs_ON_Electric_IEA_2023_05_05 | 2043 | CH4 Import - WC 2020 | Import | Methane | ON | Dispatch-Import | VOM | 0 | [6 empty] | 0.40573 | 0
LCP_Inputs_ON_Electric_IEA_2023_05_05 | 2043 | CH4 Import - WC 2020 | Import | Methane | PJ | Dispatch-Import | EmissionsCost | 0 | [6 empty] | 0.40573 | 0
LCP_Inputs_ON_Electric_IEA_2023_05_05 | 2043 | CH4 Import - WC 2020 | Import | Methane | PJ | Dispatch-Import | FuelCost | 0 | [6 empty] | 0.40573 | 0
LCP_Inputs_ON_Electric_IEA_2023_05_05 | 2043 | CH4 Import - WC 2020 | Import | Methane | PJ | Dispatch-Import | VOM | 0 | [6 empty] | 0.40573 | 0
LCP_Inputs_ON_Electric_IEA_2023_05_05 | 2043 | CH4 Import - WC 2020 | Import | Methane | QC | Dispatch-Import | EmissionsCost | 0 | [6 empty] | 0.40573 | 0
LCP_Inputs_ON_Electric_IEA_2023_05_05 | 2043 | CH4 Import - WC 2020 | Import | Methane | QC | Dispatch-Import | FuelCost | 0 | [6 empty] | 0.40573 | 0
LCP_Inputs_ON_Electric_IEA_2023_05_05 | 2043 | CH4 Import - WC 2020 | Import | Methane | QC | Dispatch-Import | VOM | 0 | [6 empty] | 0.40573 | 0
LCP_Inputs_ON_Electric_IEA_2023_05_05 | 2043 | CH4 Import - WC 2020 | Import | Methane | WC | Dispatch-Import | EmissionsCost | 0 | [6 empty] | 0.40573 | 0
LCP_Inputs_ON_Electric_IEA_2023_05_05 | 2043 | CH4 Import - WC 2020 | Import | Methane | WC | Dispatch-Import | FuelCost | 0 | [6 empty] | 0.40573 | 0
LCP_Inputs_ON_Electric_IEA_2023_05_05 | 2043 | CH4 Import - WC 2020 | Import | Methane | WC | Dispatch-Import | VOM | 0 | [6 empty] | 0.40573 | 0
LCP_Inputs_ON_Electric_IEA_2023_05_05 | 2043 | CH4 Import - WC 2030 | Import | Methane | MI | Dispatch-Import | EmissionsCost | 0 | [6 empty] | 0.40573 | 0
LCP_Inputs_ON_Electric_IEA_2023_05_05 | 2043 | CH4 Import - WC 2030 | Import | Methane | MI | Dispatch-Import | FuelCost | 0 | [6 empty] | 0.40573 | 0
LCP_Inputs_ON_Electric_IEA_2023_05_05 | 2043 | CH4 Import - WC 2030 | Import | Methane | MI | Dispatch-Import | VOM | 0 | [6 empty] | 0.40573 | 0
LCP_Inputs_ON_Electric_IEA_2023_05_05 | 2043 | CH4 Import - WC 2030 | Import | Methane | NY | Dispatch-Import | EmissionsCost | 0 | [6 empty] | 0.40573 | 0
LCP_Inputs_ON_Electric_IEA_2023_05_05 | 2043 | CH4 Import - WC 2030 | Import | Methane | NY | Dispatch-Import | FuelCost | 0 | [6 empty] | 0.40573 | 0
LCP_Inputs_ON_Electric_IEA_2023_05_05 | 2043 | CH4 Import - WC 2030 | Import | Methane | NY | Dispatch-Import | VOM | 0 | [6 empty] | 0.40573 | 0
LCP_Inputs_ON_Electric_IEA_2023_05_05 | 2043 | CH4 Import - WC 2030 | Import | Methane | ON | Dispatch-Import | EmissionsCost | 0 | [6 empty] | 0.40573 | 0
LCP_Inputs_ON_Electric_IEA_2023_05_05 | 2043 | CH4 Import - WC 2030 | Import | Methane | ON | Dispatch-Import | FuelCost | 0 | [6 empty] | 0.40573 | 0
LCP_Inputs_ON_Electric_IEA_2023_05_05 | 2043 | CH4 Import - WC 2030 | Import | Methane | ON | Dispatch-Import | VOM | 0 | [6 empty] | 0.40573 | 0
LCP_Inputs_ON_Electric_IEA_2023_05_05 | 2043 | CH4 Import - WC 2030 | Import | Methane | PJ | Dispatch-Import | EmissionsCost | 0 | [6 empty] | 0.40573 | 0
LCP_Inputs_ON_Electric_IEA_2023_05_05 | 2043 | CH4 Import - WC 2030 | Import | Methane | PJ | Dispatch-Import | FuelCost | 0 | [6 empty] | 0.40573 | 0
LCP_Inputs_ON_Electric_IEA_2023_05_05 | 2043 | CH4 Import - WC 2030 | Import | Methane | PJ | Dispatch-Import | VOM | 0 | [6 empty] | 0.40573 | 0
LCP_Inputs_ON_Electric_IEA_2023_05_05 | 2043 | CH4 Import - WC 2030 | Import | Methane | QC | Dispatch-Import | EmissionsCost | 0 | [6 empty] | 0.40573 | 0
LCP_Inputs_ON_Electric_IEA_2023_05_05 | 2043 | CH4 Import - WC 2030 | Import | Methane | QC | Dispatch-Import | FuelCost | 0 | [6 empty] | 0.40573 | 0
LCP_Inputs_ON_Electric_IEA_2023_05_05 | 2043 | CH4 Import - WC 2030 | Import | Methane | QC | Dispatch-Import | VOM | 0 | [6 empty] | 0.40573 | 0
LCP_Inputs_ON_Electric_IEA_2023_05_05 | 2043 | CH4 Import - WC 2030 | Import | Methane | WC | Dispatch-Import | EmissionsCost | 0 | [6 empty] | 0.40573 | 0
LCP_Inputs_ON_Electric_IEA_2023_05_05 | 2043 | CH4 Import - WC 2030 | Import | Methane | WC | Dispatch-Import | FuelCost | 0 | [6 empty] | 0.40573 | 0
LCP_Inputs_ON_Electric_IEA_2023_05_05 | 2043 | CH4 Import - WC 2030 | Import | Methane | WC | Dispatch-Import | VOM | 0 | [6 empty] | 0.40573 | 0
LCP_Inputs_ON_Electric_IEA_2023_05_05 | 2043 | CH4 Import - WC 2040 | Import | Methane | MI | Dispatch-Import | EmissionsCost | 0 | [6 empty] | 0.40573 | 0
LCP_Inputs_ON_Electric_IEA_2023_05_05 | 2043 | CH4 Import - WC 2040 | Import | Methane | MI | Dispatch-Import | FuelCost | 0 | [6 empty] | 0.40573 | 0
LCP_Inputs_ON_Electric_IEA_2023_05_05 | 2043 | CH4 Import - WC 2040 | Import | Methane | MI | Dispatch-Import | VOM | 0 | [6 empty] | 0.40573 | 0
LCP_Inputs_ON_Electric_IEA_2023_05_05 | 2043 | CH4 Import - WC 2040 | Import | Methane | NY | Dispatch-Import | EmissionsCost | 0 | [6 empty] | 0.40573 | 0
LCP_Inputs_ON_Electric_IEA_2023_05_05 | 2043 | CH4 Import - WC 2040 | Import | Methane | NY | Dispatch-Import | FuelCost | 0 | [6 empty] | 0.40573 | 0
LCP_Inputs_ON_Electric_IEA_2023_05_05 | 2043 | CH4 Import - WC 2040 | Import | Methane | NY | Dispatch-Import | VOM | 0 | [6 empty] | 0.40573 | 0
LCP_Inputs_ON_Electric_IEA_2023_05_05 | 2043 | CH4 Import - WC 2040 | Import | Methane | ON | Dispatch-Import | EmissionsCost | 0 | [6 empty] | 0.40573 | 0
LCP_Inputs_ON_Electric_IEA_2023_05_05 | 2043 | CH4 Import - WC 2040 | Import | Methane | ON | Dispatch-Import | FuelCost | 0 | [6 empty] | 0.40573 | 0
LCP_Inputs_ON_Electric_IEA_2023_05_05 | 2043 | CH4 Import - WC 2040 | Import | Methane | ON | Dispatch-Import | VOM | 0 | [6 empty] | 0.40573 | 0
LCP_Inputs_ON_Electric_IEA_2023_05_05 | 2043 | CH4 Import - WC 2040 | Import | Methane | PJ | Dispatch-Import | EmissionsCost | 0 | [6 empty] | 0.40573 | 0
LCP_Inputs_ON_Electric_IEA_2023_05_05 | 2043 | CH4 Import - WC 2040 | Import | Methane | PJ | Dispatch-Import | FuelCost | 0 | [6 empty] | 0.40573 | 0
LCP_Inputs_ON_Electric_IEA_2023_05_05 | 2043 | CH4 Import - WC 2040 | Import | Methane | PJ | Dispatch-Import | VOM | 0 | [6 empty] | 0.40573 | 0
LCP_Inputs_ON_Electric_IEA_2023_05_05 | 2043 | CH4 Import - WC 2040 | Import | Methane | QC | Dispatch-Import | EmissionsCost | 0 | [6 empty] | 0.40573 | 0
LCP_Inputs_ON_Electric_IEA_2023_05_05 | 2043 | CH4 Import - WC 2040 | Import | Methane | QC | Dispatch-Import | FuelCost | 0 | [6 empty] | 0.40573 | 0
LCP_Inputs_ON_Electric_IEA_2023_05_05 | 2043 | CH4 Import - WC 2040 | Import | Methane | QC | Dispatch-Import | VOM | 0 | [6 empty] | 0.40573 | 0
LCP_Inputs_ON_Electric_IEA_2023_05_05 | 2043 | CH4 Import - WC 2040 | Import | Methane | WC | Dispatch-Import | EmissionsCost | 2104525662.7863 | [6 empty] | 0.40573 | 853861480.5357
LCP_Inputs_ON_Electric_IEA_2023_05_05 | 2043 | CH4 Import - WC 2040 | Import | Methane | WC | Dispatch-Import | FuelCost | 658893969.2401 | [6 empty] | 0.40573 | 267330634.1851
LCP_Inputs_ON_Electric_IEA_2023_05_05 | 2043 | CH4 Import - WC 2040 | Import | Methane | WC | Dispatch-Import | VOM | 0 | [6 empty] | 0.40573 | 0
LCP_Inputs_ON_Electric_IEA_2023_05_05 | 2043 | CH4 Import - WC 2050 | Import | Methane | MI | Dispatch-Import | EmissionsCost | 0 | [6 empty] | 0.40573 | 0
LCP_Inputs_ON_Electric_IEA_2023_05_05 | 2043 | CH4 Import - WC 2050 | Import | Methane | MI | Dispatch-Import | FuelCost | 0 | [6 empty] | 0.40573 | 0
LCP_Inputs_ON_Electric_IEA_2023_05_05 | 2043 | CH4 Import - WC 2050 | Import | Methane | MI | Dispatch-Import | VOM | 0 | [6 empty] | 0.40573 | 0
LCP_Inputs_ON_Electric_IEA_2023_05_05 | 2043 | CH4 Import - WC 2050 | Import | Methane | NY | Dispatch-Import | EmissionsCost | 0 | [6 empty] | 0.40573 | 0
LCP_Inputs_ON_Electric_IEA_2023_05_05 | 2043 | CH4 Import - WC 2050 | Import | Methane | NY | Dispatch-Import | FuelCost | 0 | [6 empty] | 0.40573 | 0
LCP_Inputs_ON_Electric_IEA_2023_05_05 | 2043 | CH4 Import - WC 2050 | Import | Methane | NY | Dispatch-Import | VOM | 0 | [6 empty] | 0.40573 | 0
LCP_Inputs_ON_Electric_IEA_2023_05_05 | 2043 | CH4 Import - WC 2050 | Import | Methane | ON | Dispatch-Import | EmissionsCost | 0 | [6 empty] | 0.40573 | 0
LCP_Inputs_ON_Electric_IEA_2023_05_05 | 2043 | CH4 Import - WC 2050 | Import | Methane | ON | Dispatch-Import | FuelCost | 0 | [6 empty] | 0.40573 | 0
LCP_Inputs_ON_Electric_IEA_2023_05_05 | 2043 | CH4 Import - WC 2050 | Import | Methane | ON | Dispatch-Import | VOM | 0 | [6 empty] | 0.40573 | 0
LCP_Inputs_ON_Electric_IEA_2023_05_05 | 2043 | CH4 Import - WC 2050 | Import | Methane | PJ | Dispatch-Import | EmissionsCost | 0 | [6 empty] | 0.40573 | 0
LCP_Inputs_ON_Electric_IEA_2023_05_05 | 2043 | CH4 Import - WC 2050 | Import | Methane | PJ | Dispatch-Import | FuelCost | 0 | [6 empty] | 0.40573 | 0
LCP_Inputs_ON_Electric_IEA_2023_05_05 | 2043 | CH4 Import - WC 2050 | Import | Methane | PJ | Dispatch-Import | VOM | 0 | [6 empty] | 0.40573 | 0
LCP_Inputs_ON_Electric_IEA_2023_05_05 | 2043 | CH4 Import - WC 2050 | Import | Methane | QC | Dispatch-Import | EmissionsCost | 0 | [6 empty] | 0.40573 | 0
LCP_Inputs_ON_Electric_IEA_2023_05_05 | 2043 | CH4 Import - WC 2050 | Import | Methane | QC | Dispatch-Import | FuelCost | 0 | [6 empty] | 0.40573 | 0
LCP_Inputs_ON_Electric_IEA_2023_05_05 | 2043 | CH4 Import - WC 2050 | Import | Methane | QC | Dispatch-Import | VOM | 0 | [6 empty] | 0.40573 | 0
LCP_Inputs_ON_Electric_IEA_2023_05_05 | 2043 | CH4 Import - WC 2050 | Import | Methane | WC | Dispatch-Import | EmissionsCost | 0 | [6 empty] | 0.40573 | 0
LCP_Inputs_ON_Electric_IEA_2023_05_05 | 2043 | CH4 Import - WC 2050 | Import | Methane | WC | Dispatch-Import | FuelCost | 0 | [6 empty] | 0.40573 | 0
LCP_Inputs_ON_Electric_IEA_2023_05_05 | 2043 | CH4 Import - WC 2050 | Import | Methane | WC | Dispatch-Import | VOM | 0 | [6 empty] | 0.40573 | 0
LCP_Inputs_ON_Electric_IEA_2023_05_05 | 2043 | CH4 Salt Cavern Storage - ON | Storage | Methane | MI | Dispatch-Storage | EmissionsCost | 0 | [6 empty] | 0.40573 | 0
LCP_Inputs_ON_Electric_IEA_2023_05_05 | 2043 | CH4 Salt Cavern Storage - ON | Storage | Methane | MI | Dispatch-Storage | FuelCost | 0 | [6 empty] | 0.40573 | 0
LCP_Inputs_ON_Electric_IEA_2023_05_05 | 2043 | CH4 Salt Cavern Storage - ON | Storage | Methane | MI | Dispatch-Storage | VOM | 0 | [6 empty] | 0.40573 | 0
LCP_Inputs_ON_Electric_IEA_2023_05_05 | 2043 | CH4 Salt Cavern Storage - ON | Storage | Methane | NY | Dispatch-Storage | EmissionsCost | 0 | [6 empty] | 0.40573 | 0
LCP_Inputs_ON_Electric_IEA_2023_05_05 | 2043 | CH4 Salt Cavern Storage - ON | Storage | Methane | NY | Dispatch-Storage | FuelCost | 0 | [6 empty] | 0.40573 | 0
LCP_Inputs_ON_Electric_IEA_2023_05_05 | 2043 | CH4 Salt Cavern Storage - ON | Storage | Methane | NY | Dispatch-Storage | VOM | 0 | [6 empty] | 0.40573 | 0
LCP_Inputs_ON_Electric_IEA_2023_05_05 | 2043 | CH4 Salt Cavern Storage - ON | Storage | Methane | ON | Dispatch-Storage | EmissionsCost | 0 | [6 empty] | 0.40573 | 0
LCP_Inputs_ON_Electric_IEA_2023_05_05 | 2043 | CH4 Salt Cavern Storage - ON | Storage | Methane | ON | Dispatch-Storage | FuelCost | 0 | [6 empty] | 0.40573 | 0
LCP_Inputs_ON_Electric_IEA_2023_05_05 | 2043 | CH4 Salt Cavern Storage - ON | Storage | Methane | ON | Dispatch-Storage | VOM | 0 | [6 empty] | 0.40573 | 0
LCP_Inputs_ON_Electric_IEA_2023_05_05 | 2043 | CH4 Salt Cavern Storage - ON | Storage | Methane | PJ | Dispatch-Storage | EmissionsCost | 0 | [6 empty] | 0.40573 | 0
LCP_Inputs_ON_Electric_IEA_2023_05_05 | 2043 | CH4 Salt Cavern Storage - ON | Storage | Methane | PJ | Dispatch-Storage | FuelCost | 0 | [6 empty] | 0.40573 | 0
LCP_Inputs_ON_Electric_IEA_2023_05_05 | 2043 | CH4 Salt Cavern Storage - ON | Storage | Methane | PJ | Dispatch-Storage | VOM | 0 | [6 empty] | 0.40573 | 0
LCP_Inputs_ON_Electric_IEA_2023_05_05 | 2043 | CH4 Salt Cavern Storage - ON | Storage | Methane | QC | Dispatch-Storage | EmissionsCost | 0 | [6 empty] | 0.40573 | 0
LCP_Inputs_ON_Electric_IEA_2023_05_05 | 2043 | CH4 Salt Cavern Storage - ON | Storage | Methane | QC | Dispatch-Storage | FuelCost | 0 | [6 empty] | 0.40573 | 0
LCP_Inputs_ON_Electric_IEA_2023_05_05 | 2043 | CH4 Salt Cavern Storage - ON | Storage | Methane | QC | Dispatch-Storage | VOM | 0 | [6 empty] | 0.40573 | 0
LCP_Inputs_ON_Electric_IEA_2023_05_05 | 2043 | CH4 Salt Cavern Storage - ON | Storage | Methane | WC | Dispatch-Storage | EmissionsCost | 0 | [6 empty] | 0.40573 | 0
LCP_Inputs_ON_Electric_IEA_2023_05_05 | 2043 | CH4 Salt Cavern Storage - ON | Storage | Methane | WC | Dispatch-Storage | FuelCost | 0 | [6 empty] | 0.40573 | 0
LCP_Inputs_ON_Electric_IEA_2023_05_05 | 2043 | CH4 Salt Cavern Storage - ON | Storage | Methane | WC | Dispatch-Storage | VOM | 0 | [6 empty] | 0.40573 | 0
LCP_Inputs_ON_Electric_IEA_2023_05_05 | 2043 | Electrolyser 2020/2030 | Crossload | Hydrogen | MI | Dispatch-Crossload | EmissionsCost | 0 | [6 empty] | 0.40573 | 0
LCP_Inputs_ON_Electric_IEA_2023_05_05 | 2043 | Electrolyser 2020/2030 | Crossload | Hydrogen | MI | Dispatch-Crossload | FuelCost | 0 | [6 empty] | 0.40573 | 0
LCP_Inputs_ON_Electric_IEA_2023_05_05 | 2043 | Electrolyser 2020/2030 | Crossload | Hydrogen | MI | Dispatch-Crossload | VOM | 0 | [6 empty] | 0.40573 | 0
LCP_Inputs_ON_Electric_IEA_2023_05_05 | 2043 | Electrolyser 2020/2030 | Crossload | Hydrogen | NY | Dispatch-Crossload | EmissionsCost | 0 | [6 empty] | 0.40573 | 0
LCP_Inputs_ON_Electric_IEA_2023_05_05 | 2043 | Electrolyser 2020/2030 | Crossload | Hydrogen | NY | Dispatch-Crossload | FuelCost | 0 | [6 empty] | 0.40573 | 0
LCP_Inputs_ON_Electric_IEA_2023_05_05 | 2043 | Electrolyser 2020/2030 | Crossload | Hydrogen | NY | Dispatch-Crossload | VOM | 0 | [6 empty] | 0.40573 | 0
LCP_Inputs_ON_Electric_IEA_2023_05_05 | 2043 | Electrolyser 2020/2030 | Crossload | Hydrogen | ON | Dispatch-Crossload | EmissionsCost | 0 | [6 empty] | 0.40573 | 0
LCP_Inputs_ON_Electric_IEA_2023_05_05 | 2043 | Electrolyser 2020/2030 | Crossload | Hydrogen | ON | Dispatch-Crossload | FuelCost | 0 | [6 empty] | 0.40573 | 0
LCP_Inputs_ON_Electric_IEA_2023_05_05 | 2043 | Electrolyser 2020/2030 | Crossload | Hydrogen | ON | Dispatch-Crossload | VOM | 0 | [6 empty] | 0.40573 | 0
LCP_Inputs_ON_Electric_IEA_2023_05_05 | 2043 | Electrolyser 2020/2030 | Crossload | Hydrogen | PJ | Dispatch-Crossload | EmissionsCost | 0 | [6 empty] | 0.40573 | 0
LCP_Inputs_ON_Electric_IEA_2023_05_05 | 2043 | Electrolyser 2020/2030 | Crossload | Hydrogen | PJ | Dispatch-Crossload | FuelCost | 0 | [6 empty] | 0.40573 | 0
LCP_Inputs_ON_Electric_IEA_2023_05_05 | 2043 | Electrolyser 2020/2030 | Crossload | Hydrogen | PJ | Dispatch-Crossload | VOM | 0 | [6 empty] | 0.40573 | 0
LCP_Inputs_ON_Electric_IEA_2023_05_05 | 2043 | Electrolyser 2020/2030 | Crossload | Hydrogen | QC | Dispatch-Crossload | EmissionsCost | 0 | [6 empty] | 0.40573 | 0
LCP_Inputs_ON_Electric_IEA_2023_05_05 | 2043 | Electrolyser 2020/2030 | Crossload | Hydrogen | QC | Dispatch-Crossload | FuelCost | 0 | [6 empty] | 0.40573 | 0
LCP_Inputs_ON_Electric_IEA_2023_05_05 | 2043 | Electrolyser 2020/2030 | Crossload | Hydrogen | QC | Dispatch-Crossload | VOM | 0 | [6 empty] | 0.40573 | 0
LCP_Inputs_ON_Electric_IEA_2023_05_05 | 2043 | Electrolyser 2020/2030 | Crossload | Hydrogen | WC | Dispatch-Crossload | EmissionsCost | 0 | [6 empty] | 0.40573 | 0
LCP_Inputs_ON_Electric_IEA_2023_05_05 | 2043 | Electrolyser 2020/2030 | Crossload | Hydrogen | WC | Dispatch-Crossload | FuelCost | 0 | [6 empty] | 0.40573 | 0
LCP_Inputs_ON_Electric_IEA_2023_05_05 | 2043 | Electrolyser 2020/2030 | Crossload | Hydrogen | WC | Dispatch-Crossload | VOM | 0 | [6 empty] | 0.40573 | 0
LCP_Inputs_ON_Electric_IEA_2023_05_05 | 2043 | Electrolyser 2040 | Crossload | Hydrogen | MI | Dispatch-Crossload | EmissionsCost | 0 | [6 empty] | 0.40573 | 0
LCP_Inputs_ON_Electric_IEA_2023_05_05 | 2043 | Electrolyser 2040 | Crossload | Hydrogen | MI | Dispatch-Crossload | FuelCost | 0 | [6 empty] | 0.40573 | 0
LCP_Inputs_ON_Electric_IEA_2023_05_05 | 2043 | Electrolyser 2040 | Crossload | Hydrogen | MI | Dispatch-Crossload | VOM | 0 | [6 empty] | 0.40573 | 0
LCP_Inputs_ON_Electric_IEA_2023_05_05 | 2043 | Electrolyser 2040 | Crossload | Hydrogen | NY | Dispatch-Crossload | EmissionsCost | 0 | [6 empty] | 0.40573 | 0
LCP_Inputs_ON_Electric_IEA_2023_05_05 | 2043 | Electrolyser 2040 | Crossload | Hydrogen | NY | Dispatch-Crossload | FuelCost | 0 | [6 empty] | 0.40573 | 0
LCP_Inputs_ON_Electric_IEA_2023_05_05 | 2043 | Electrolyser 2040 | Crossload | Hydrogen | NY | Dispatch-Crossload | VOM | 0 | [6 empty] | 0.40573 | 0
LCP_Inputs_ON_Electric_IEA_2023_05_05 | 2043 | Electrolyser 2040 | Crossload | Hydrogen | ON | Dispatch-Crossload | EmissionsCost | 0 | [6 empty] | 0.40573 | 0
LCP_Inputs_ON_Electric_IEA_2023_05_05 | 2043 | Electrolyser 2040 | Crossload | Hydrogen | ON | Dispatch-Crossload | FuelCost | 0 | [6 empty] | 0.40573 | 0
LCP_Inputs_ON_Electric_IEA_2023_05_05 | 2043 | Electrolyser 2040 | Crossload | Hydrogen | ON | Dispatch-Crossload | VOM | 0 | [6 empty] | 0.40573 | 0
LCP_Inputs_ON_Electric_IEA_2023_05_05 | 2043 | Electrolyser 2040 | Crossload | Hydrogen | PJ | Dispatch-Crossload | EmissionsCost | 0 | [6 empty] | 0.40573 | 0
LCP_Inputs_ON_Electric_IEA_2023_05_05 | 2043 | Electrolyser 2040 | Crossload | Hydrogen | PJ | Dispatch-Crossload | FuelCost | 0 | [6 empty] | 0.40573 | 0
LCP_Inputs_ON_Electric_IEA_2023_05_05 | 2043 | Electrolyser 2040 | Crossload | Hydrogen | PJ | Dispatch-Crossload | VOM | 0 | [6 empty] | 0.40573 | 0
LCP_Inputs_ON_Electric_IEA_2023_05_05 | 2043 | Electrolyser 2040 | Crossload | Hydrogen | QC | Dispatch-Crossload | EmissionsCost | 0 | [6 empty] | 0.40573 | 0
LCP_Inputs_ON_Electric_IEA_2023_05_05 | 2043 | Electrolyser 2040 | Crossload | Hydrogen | QC | Dispatch-Crossload | FuelCost | 0 | [6 empty] | 0.40573 | 0
LCP_Inputs_ON_Electric_IEA_2023_05_05 | 2043 | Electrolyser 2040 | Crossload | Hydrogen | QC | Dispatch-Crossload | VOM | 0 | [6 empty] | 0.40573 | 0
LCP_Inputs_ON_Electric_IEA_2023_05_05 | 2043 | Electrolyser 2040 | Crossload | Hydrogen | WC | Dispatch-Crossload | EmissionsCost | 0 | [6 empty] | 0.40573 | 0
LCP_Inputs_ON_Electric_IEA_2023_05_05 | 2043 | Electrolyser 2040 | Crossload | Hydrogen | WC | Dispatch-Crossload | FuelCost | 0 | [6 empty] | 0.40573 | 0
LCP_Inputs_ON_Electric_IEA_2023_05_05 | 2043 | Electrolyser 2040 | Crossload | Hydrogen | WC | Dispatch-Crossload | VOM | 0 | [6 empty] | 0.40573 | 0
LCP_Inputs_ON_Electric_IEA_2023_05_05 | 2043 | Electrolyser 2050 | Crossload | Hydrogen | MI | Dispatch-Crossload | EmissionsCost | 0 | [6 empty] | 0.40573 | 0
LCP_Inputs_ON_Electric_IEA_2023_05_05 | 2043 | Electrolyser 2050 | Crossload | Hydrogen | MI | Dispatch-Crossload | FuelCost | 0 | [6 empty] | 0.40573 | 0
LCP_Inputs_ON_Electric_IEA_2023_05_05 | 2043 | Electrolyser 2050 | Crossload | Hydrogen | MI | Dispatch-Crossload | VOM | 0 | [6 empty] | 0.40573 | 0
LCP_Inputs_ON_Electric_IEA_2023_05_05 | 2043 | Electrolyser 2050 | Crossload | Hydrogen | NY | Dispatch-Crossload | EmissionsCost | 0 | [6 empty] | 0.40573 | 0
LCP_Inputs_ON_Electric_IEA_2023_05_05 | 2043 | Electrolyser 2050 | Crossload | Hydrogen | NY | Dispatch-Crossload | FuelCost | 0 | [6 empty] | 0.40573 | 0
LCP_Inputs_ON_Electric_IEA_2023_05_05 | 2043 | Electrolyser 2050 | Crossload | Hydrogen | NY | Dispatch-Crossload | VOM | 0 | [6 empty] | 0.40573 | 0
LCP_Inputs_ON_Electric_IEA_2023_05_05 | 2043 | Electrolyser 2050 | Crossload | Hydrogen | ON | Dispatch-Crossload | EmissionsCost | 0 | [6 empty] | 0.40573 | 0
LCP_Inputs_ON_Electric_IEA_2023_05_05 | 2043 | Electrolyser 2050 | Crossload | Hydrogen | ON | Dispatch-Crossload | FuelCost | 0 | [6 empty] | 0.40573 | 0
LCP_Inputs_ON_Electric_IEA_2023_05_05 | 2043 | Electrolyser 2050 | Crossload | Hydrogen | ON | Dispatch-Crossload | VOM | 0 | [6 empty] | 0.40573 | 0
LCP_Inputs_ON_Electric_IEA_2023_05_05 | 2043 | Electrolyser 2050 | Crossload | Hydrogen | PJ | Dispatch-Crossload | EmissionsCost | 0 | [6 empty] | 0.40573 | 0
LCP_Inputs_ON_Electric_IEA_2023_05_05 | 2043 | Electrolyser 2050 | Crossload | Hydrogen | PJ | Dispatch-Crossload | FuelCost | 0 | [6 empty] | 0.40573 | 0
LCP_Inputs_ON_Electric_IEA_2023_05_05 | 2043 | Electrolyser 2050 | Crossload | Hydrogen | PJ | Dispatch-Crossload | VOM | 0 | [6 empty] | 0.40573 | 0
LCP_Inputs_ON_Electric_IEA_2023_05_05 | 2043 | Electrolyser 2050 | Crossload | Hydrogen | QC | Dispatch-Crossload | EmissionsCost | 0 | [6 empty] | 0.40573 | 0
LCP_Inputs_ON_Electric_IEA_2023_05_05 | 2043 | Electrolyser 2050 | Crossload | Hydrogen | QC | Dispatch-Crossload | FuelCost | 0 | [6 empty] | 0.40573 | 0
LCP_Inputs_ON_Electric_IEA_2023_05_05 | 2043 | Electrolyser 2050 | Crossload | Hydrogen | QC | Dispatch-Crossload | VOM | 0 | [6 empty] | 0.40573 | 0
LCP_Inputs_ON_Electric_IEA_2023_05_05 | 2043 | Electrolyser 2050 | Crossload | Hydrogen | WC | Dispatch-Crossload | EmissionsCost | 0 | [6 empty] | 0.40573 | 0
LCP_Inputs_ON_Electric_IEA_2023_05_05 | 2043 | Electrolyser 2050 | Crossload | Hydrogen | WC | Dispatch-Crossload | FuelCost | 0 | [6 empty] | 0.40573 | 0
LCP_Inputs_ON_Electric_IEA_2023_05_05 | 2043 | Electrolyser 2050 | Crossload | Hydrogen | WC | Dispatch-Crossload | VOM | 0 | [6 empty] | 0.40573 | 0
LCP_Inputs_ON_Electric_IEA_2023_05_05 | 2043 | Fossil Fuel Thermal (Coal, Peat, Oil) | Generation | Electricity | MI | Dispatch-Generation | EmissionsCost | 0 | [6 empty] | 0.40573 | 0
LCP_Inputs_ON_Electric_IEA_2023_05_05 | 2043 | Fossil Fuel Thermal (Coal, Peat, Oil) | Generation | Electricity | MI | Dispatch-Generation | FuelCost | 0 | [6 empty] | 0.40573 | 0
LCP_Inputs_ON_Electric_IEA_2023_05_05 | 2043 | Fossil Fuel Thermal (Coal, Peat, Oil) | Generation | Electricity | MI | Dispatch-Generation | VOM | 0 | [6 empty] | 0.40573 | 0
LCP_Inputs_ON_Electric_IEA_2023_05_05 | 2043 | Fossil Fuel Thermal (Coal, Peat, Oil) | Generation | Electricity | NY | Dispatch-Generation | EmissionsCost | 0 | [6 empty] | 0.40573 | 0
LCP_Inputs_ON_Electric_IEA_2023_05_05 | 2043 | Fossil Fuel Thermal (Coal, Peat, Oil) | Generation | Electricity | NY | Dispatch-Generation | FuelCost | 0 | [6 empty] | 0.40573 | 0
LCP_Inputs_ON_Electric_IEA_2023_05_05 | 2043 | Fossil Fuel Thermal (Coal, Peat, Oil) | Generation | Electricity | NY | Dispatch-Generation | VOM | 0 | [6 empty] | 0.40573 | 0
LCP_Inputs_ON_Electric_IEA_2023_05_05 | 2043 | Fossil Fuel Thermal (Coal, Peat, Oil) | Generation | Electricity | ON | Dispatch-Generation | EmissionsCost | 0 | [6 empty] | 0.40573 | 0
LCP_Inputs_ON_Electric_IEA_2023_05_05 | 2043 | Fossil Fuel Thermal (Coal, Peat, Oil) | Generation | Electricity | ON | Dispatch-Generation | FuelCost | 0 | [6 empty] | 0.40573 | 0
LCP_Inputs_ON_Electric_IEA_2023_05_05 | 2043 | Fossil Fuel Thermal (Coal, Peat, Oil) | Generation | Electricity | ON | Dispatch-Generation | VOM | 0 | [6 empty] | 0.40573 | 0
LCP_Inputs_ON_Electric_IEA_2023_05_05 | 2043 | Fossil Fuel Thermal (Coal, Peat, Oil) | Generation | Electricity | PJ | Dispatch-Generation | EmissionsCost | 0 | [6 empty] | 0.40573 | 0
LCP_Inputs_ON_Electric_IEA_2023_05_05 | 2043 | Fossil Fuel Thermal (Coal, Peat, Oil) | Generation | Electricity | PJ | Dispatch-Generation | FuelCost | 0 | [6 empty] | 0.40573 | 0
LCP_Inputs_ON_Electric_IEA_2023_05_05 | 2043 | Fossil Fuel Thermal (Coal, Peat, Oil) | Generation | Electricity | PJ | Dispatch-Generation | VOM | 0 | [6 empty] | 0.40573 | 0
LCP_Inputs_ON_Electric_IEA_2023_05_05 | 2043 | Fossil Fuel Thermal (Coal, Peat, Oil) | Generation | Electricity | QC | Dispatch-Generation | EmissionsCost | 0 | [6 empty] | 0.40573 | 0
LCP_Inputs_ON_Electric_IEA_2023_05_05 | 2043 | Fossil Fuel Thermal (Coal, Peat, Oil) | Generation | Electricity | QC | Dispatch-Generation | FuelCost | 0 | [6 empty] | 0.40573 | 0
LCP_Inputs_ON_Electric_IEA_2023_05_05 | 2043 | Fossil Fuel Thermal (Coal, Peat, Oil) | Generation | Electricity | QC | Dispatch-Generation | VOM | 0 | [6 empty] | 0.40573 | 0
LCP_Inputs_ON_Electric_IEA_2023_05_05 | 2043 | Fossil Fuel Thermal (Coal, Peat, Oil) | Generation | Electricity | WC | Dispatch-Generation | EmissionsCost | 0 | [6 empty] | 0.40573 | 0
LCP_Inputs_ON_Electric_IEA_2023_05_05 | 2043 | Fossil Fuel Thermal (Coal, Peat, Oil) | Generation | Electricity | WC | Dispatch-Generation | FuelCost | 0 | [6 empty] | 0.40573 | 0
LCP_Inputs_ON_Electric_IEA_2023_05_05 | 2043 | Fossil Fuel Thermal (Coal, Peat, Oil) | Generation | Electricity | WC | Dispatch-Generation | VOM | 0 | [6 empty] | 0.40573 | 0
LCP_Inputs_ON_Electric_IEA_2023_05_05 | 2043 | Generic - Generator | Generation | Electricity | MI | Dispatch-Generation | EmissionsCost | 0 | [6 empty] | 0.40573 | 0
LCP_Inputs_ON_Electric_IEA_2023_05_05 | 2043 | Generic - Generator | Generation | Electricity | MI | Dispatch-Generation | FuelCost | 792125451.2102 | [6 empty] | 0.40573 | 321386154.8473
LCP_Inputs_ON_Electric_IEA_2023_05_05 | 2043 | Generic - Generator | Generation | Electricity | MI | Dispatch-Generation | VOM | 25906392.0786 | [6 empty] | 0.40573 | 10510905.4676
LCP_Inputs_ON_Electric_IEA_2023_05_05 | 2043 | Generic - Generator | Generation | Electricity | NY | Dispatch-Generation | EmissionsCost | 0 | [6 empty] | 0.40573 | 0
LCP_Inputs_ON_Electric_IEA_2023_05_05 | 2043 | Generic - Generator | Generation | Electricity | NY | Dispatch-Generation | FuelCost | 89249380.7706 | [6 empty] | 0.40573 | 36210824.0109
LCP_Inputs_ON_Electric_IEA_2023_05_05 | 2043 | Generic - Generator | Generation | Electricity | NY | Dispatch-Generation | VOM | 2918893.0207 | [6 empty] | 0.40573 | 1184271.7626
LCP_Inputs_ON_Electric_IEA_2023_05_05 | 2043 | Generic - Generator | Generation | Electricity | ON | Dispatch-Generation | EmissionsCost | 0 | [6 empty] | 0.40573 | 0
LCP_Inputs_ON_Electric_IEA_2023_05_05 | 2043 | Generic - Generator | Generation | Electricity | ON | Dispatch-Generation | FuelCost | 0 | [6 empty] | 0.40573 | 0
LCP_Inputs_ON_Electric_IEA_2023_05_05 | 2043 | Generic - Generator | Generation | Electricity | ON | Dispatch-Generation | VOM | 0 | [6 empty] | 0.40573 | 0
LCP_Inputs_ON_Electric_IEA_2023_05_05 | 2043 | Generic - Generator | Generation | Electricity | PJ | Dispatch-Generation | EmissionsCost | 0 | [6 empty] | 0.40573 | 0
LCP_Inputs_ON_Electric_IEA_2023_05_05 | 2043 | Generic - Generator | Generation | Electricity | PJ | Dispatch-Generation | FuelCost | 5376674723.802 | [6 empty] | 0.40573 | 2181458521.1311
LCP_Inputs_ON_Electric_IEA_2023_05_05 | 2043 | Generic - Generator | Generation | Electricity | PJ | Dispatch-Generation | VOM | 175843666.2543 | [6 empty] | 0.40573 | 71344405.9465
LCP_Inputs_ON_Electric_IEA_2023_05_05 | 2043 | Generic - Generator | Generation | Electricity | QC | Dispatch-Generation | EmissionsCost | 0 | [6 empty] | 0.40573 | 0
LCP_Inputs_ON_Electric_IEA_2023_05_05 | 2043 | Generic - Generator | Generation | Electricity | QC | Dispatch-Generation | FuelCost | 0 | [6 empty] | 0.40573 | 0
LCP_Inputs_ON_Electric_IEA_2023_05_05 | 2043 | Generic - Generator | Generation | Electricity | QC | Dispatch-Generation | VOM | 0 | [6 empty] | 0.40573 | 0
LCP_Inputs_ON_Electric_IEA_2023_05_05 | 2043 | Generic - Generator | Generation | Electricity | WC | Dispatch-Generation | EmissionsCost | 0 | [6 empty] | 0.40573 | 0
LCP_Inputs_ON_Electric_IEA_2023_05_05 | 2043 | Generic - Generator | Generation | Electricity | WC | Dispatch-Generation | FuelCost | 0 | [6 empty] | 0.40573 | 0
LCP_Inputs_ON_Electric_IEA_2023_05_05 | 2043 | Generic - Generator | Generation | Electricity | WC | Dispatch-Generation | VOM | 0 | [6 empty] | 0.40573 | 0
LCP_Inputs_ON_Electric_IEA_2023_05_05 | 2043 | H2 Import - QC | Import | Hydrogen | MI | Dispatch-Import | EmissionsCost | 0 | [6 empty] | 0.40573 | 0
LCP_Inputs_ON_Electric_IEA_2023_05_05 | 2043 | H2 Import - QC | Import | Hydrogen | MI | Dispatch-Import | FuelCost | 0 | [6 empty] | 0.40573 | 0
LCP_Inputs_ON_Electric_IEA_2023_05_05 | 2043 | H2 Import - QC | Import | Hydrogen | MI | Dispatch-Import | VOM | 0 | [6 empty] | 0.40573 | 0
LCP_Inputs_ON_Electric_IEA_2023_05_05 | 2043 | H2 Import - QC | Import | Hydrogen | NY | Dispatch-Import | EmissionsCost | 0 | [6 empty] | 0.40573 | 0
LCP_Inputs_ON_Electric_IEA_2023_05_05 | 2043 | H2 Import - QC | Import | Hydrogen | NY | Dispatch-Import | FuelCost | 0 | [6 empty] | 0.40573 | 0
LCP_Inputs_ON_Electric_IEA_2023_05_05 | 2043 | H2 Import - QC | Import | Hydrogen | NY | Dispatch-Import | VOM | 0 | [6 empty] | 0.40573 | 0
LCP_Inputs_ON_Electric_IEA_2023_05_05 | 2043 | H2 Import - QC | Import | Hydrogen | ON | Dispatch-Import | EmissionsCost | 0 | [6 empty] | 0.40573 | 0
LCP_Inputs_ON_Electric_IEA_2023_05_05 | 2043 | H2 Import - QC | Import | Hydrogen | ON | Dispatch-Import | FuelCost | 0 | [6 empty] | 0.40573 | 0
LCP_Inputs_ON_Electric_IEA_2023_05_05 | 2043 | H2 Import - QC | Import | Hydrogen | ON | Dispatch-Import | VOM | 0 | [6 empty] | 0.40573 | 0
LCP_Inputs_ON_Electric_IEA_2023_05_05 | 2043 | H2 Import - QC | Import | Hydrogen | PJ | Dispatch-Import | EmissionsCost | 0 | [6 empty] | 0.40573 | 0
LCP_Inputs_ON_Electric_IEA_2023_05_05 | 2043 | H2 Import - QC | Import | Hydrogen | PJ | Dispatch-Import | FuelCost | 0 | [6 empty] | 0.40573 | 0
LCP_Inputs_ON_Electric_IEA_2023_05_05 | 2043 | H2 Import - QC | Import | Hydrogen | PJ | Dispatch-Import | VOM | 0 | [6 empty] | 0.40573 | 0
LCP_Inputs_ON_Electric_IEA_2023_05_05 | 2043 | H2 Import - QC | Import | Hydrogen | QC | Dispatch-Import | EmissionsCost | 0 | [6 empty] | 0.40573 | 0
LCP_Inputs_ON_Electric_IEA_2023_05_05 | 2043 | H2 Import - QC | Import | Hydrogen | QC | Dispatch-Import | FuelCost | 0 | [6 empty] | 0.40573 | 0
LCP_Inputs_ON_Electric_IEA_2023_05_05 | 2043 | H2 Import - QC | Import | Hydrogen | QC | Dispatch-Import | VOM | 0 | [6 empty] | 0.40573 | 0
LCP_Inputs_ON_Electric_IEA_2023_05_05 | 2043 | H2 Import - QC | Import | Hydrogen | WC | Dispatch-Import | EmissionsCost | 0 | [6 empty] | 0.40573 | 0
LCP_Inputs_ON_Electric_IEA_2023_05_05 | 2043 | H2 Import - QC | Import | Hydrogen | WC | Dispatch-Import | FuelCost | 0 | [6 empty] | 0.40573 | 0
LCP_Inputs_ON_Electric_IEA_2023_05_05 | 2043 | H2 Import - QC | Import | Hydrogen | WC | Dispatch-Import | VOM | 0 | [6 empty] | 0.40573 | 0
LCP_Inputs_ON_Electric_IEA_2023_05_05 | 2043 | H2 Import - WC | Import | Hydrogen | MI | Dispatch-Import | EmissionsCost | 0 | [6 empty] | 0.40573 | 0
LCP_Inputs_ON_Electric_IEA_2023_05_05 | 2043 | H2 Import - WC | Import | Hydrogen | MI | Dispatch-Import | FuelCost | 0 | [6 empty] | 0.40573 | 0
LCP_Inputs_ON_Electric_IEA_2023_05_05 | 2043 | H2 Import - WC | Import | Hydrogen | MI | Dispatch-Import | VOM | 0 | [6 empty] | 0.40573 | 0
LCP_Inputs_ON_Electric_IEA_2023_05_05 | 2043 | H2 Import - WC | Import | Hydrogen | NY | Dispatch-Import | EmissionsCost | 0 | [6 empty] | 0.40573 | 0
LCP_Inputs_ON_Electric_IEA_2023_05_05 | 2043 | H2 Import - WC | Import | Hydrogen | NY | Dispatch-Import | FuelCost | 0 | [6 empty] | 0.40573 | 0
LCP_Inputs_ON_Electric_IEA_2023_05_05 | 2043 | H2 Import - WC | Import | Hydrogen | NY | Dispatch-Import | VOM | 0 | [6 empty] | 0.40573 | 0
LCP_Inputs_ON_Electric_IEA_2023_05_05 | 2043 | H2 Import - WC | Import | Hydrogen | ON | Dispatch-Import | EmissionsCost | 0 | [6 empty] | 0.40573 | 0
LCP_Inputs_ON_Electric_IEA_2023_05_05 | 2043 | H2 Import - WC | Import | Hydrogen | ON | Dispatch-Import | FuelCost | 0 | [6 empty] | 0.40573 | 0
LCP_Inputs_ON_Electric_IEA_2023_05_05 | 2043 | H2 Import - WC | Import | Hydrogen | ON | Dispatch-Import | VOM | 0 | [6 empty] | 0.40573 | 0
LCP_Inputs_ON_Electric_IEA_2023_05_05 | 2043 | H2 Import - WC | Import | Hydrogen | PJ | Dispatch-Import | EmissionsCost | 0 | [6 empty] | 0.40573 | 0
LCP_Inputs_ON_Electric_IEA_2023_05_05 | 2043 | H2 Import - WC | Import | Hydrogen | PJ | Dispatch-Import | FuelCost | 0 | [6 empty] | 0.40573 | 0
LCP_Inputs_ON_Electric_IEA_2023_05_05 | 2043 | H2 Import - WC | Import | Hydrogen | PJ | Dispatch-Import | VOM | 0 | [6 empty] | 0.40573 | 0
LCP_Inputs_ON_Electric_IEA_2023_05_05 | 2043 | H2 Import - WC | Import | Hydrogen | QC | Dispatch-Import | EmissionsCost | 0 | [6 empty] | 0.40573 | 0
LCP_Inputs_ON_Electric_IEA_2023_05_05 | 2043 | H2 Import - WC | Import | Hydrogen | QC | Dispatch-Import | FuelCost | 0 | [6 empty] | 0.40573 | 0
LCP_Inputs_ON_Electric_IEA_2023_05_05 | 2043 | H2 Import - WC | Import | Hydrogen | QC | Dispatch-Import | VOM | 0 | [6 empty] | 0.40573 | 0
LCP_Inputs_ON_Electric_IEA_2023_05_05 | 2043 | H2 Import - WC | Import | Hydrogen | WC | Dispatch-Import | EmissionsCost | 0 | [6 empty] | 0.40573 | 0
LCP_Inputs_ON_Electric_IEA_2023_05_05 | 2043 | H2 Import - WC | Import | Hydrogen | WC | Dispatch-Import | FuelCost | 37560895.7592 | [6 empty] | 0.40573 | 15239444.5125
LCP_Inputs_ON_Electric_IEA_2023_05_05 | 2043 | H2 Import - WC | Import | Hydrogen | WC | Dispatch-Import | VOM | 0 | [6 empty] | 0.40573 | 0
LCP_Inputs_ON_Electric_IEA_2023_05_05 | 2043 | H2 Salt Cavern Storage - ON | Storage | Hydrogen | MI | Dispatch-Storage | EmissionsCost | 0 | [6 empty] | 0.40573 | 0
LCP_Inputs_ON_Electric_IEA_2023_05_05 | 2043 | H2 Salt Cavern Storage - ON | Storage | Hydrogen | MI | Dispatch-Storage | FuelCost | 0 | [6 empty] | 0.40573 | 0
LCP_Inputs_ON_Electric_IEA_2023_05_05 | 2043 | H2 Salt Cavern Storage - ON | Storage | Hydrogen | MI | Dispatch-Storage | VOM | 0 | [6 empty] | 0.40573 | 0
LCP_Inputs_ON_Electric_IEA_2023_05_05 | 2043 | H2 Salt Cavern Storage - ON | Storage | Hydrogen | NY | Dispatch-Storage | EmissionsCost | 0 | [6 empty] | 0.40573 | 0
LCP_Inputs_ON_Electric_IEA_2023_05_05 | 2043 | H2 Salt Cavern Storage - ON | Storage | Hydrogen | NY | Dispatch-Storage | FuelCost | 0 | [6 empty] | 0.40573 | 0
LCP_Inputs_ON_Electric_IEA_2023_05_05 | 2043 | H2 Salt Cavern Storage - ON | Storage | Hydrogen | NY | Dispatch-Storage | VOM | 0 | [6 empty] | 0.40573 | 0
LCP_Inputs_ON_Electric_IEA_2023_05_05 | 2043 | H2 Salt Cavern Storage - ON | Storage | Hydrogen | ON | Dispatch-Storage | EmissionsCost | 0 | [6 empty] | 0.40573 | 0
LCP_Inputs_ON_Electric_IEA_2023_05_05 | 2043 | H2 Salt Cavern Storage - ON | Storage | Hydrogen | ON | Dispatch-Storage | FuelCost | 0 | [6 empty] | 0.40573 | 0
LCP_Inputs_ON_Electric_IEA_2023_05_05 | 2043 | H2 Salt Cavern Storage - ON | Storage | Hydrogen | ON | Dispatch-Storage | VOM | 32223438.3009 | [6 empty] | 0.40573 | 13073897.4687
LCP_Inputs_ON_Electric_IEA_2023_05_05 | 2043 | H2 Salt Cavern Storage - ON | Storage | Hydrogen | PJ | Dispatch-Storage | EmissionsCost | 0 | [6 empty] | 0.40573 | 0
LCP_Inputs_ON_Electric_IEA_2023_05_05 | 2043 | H2 Salt Cavern Storage - ON | Storage | Hydrogen | PJ | Dispatch-Storage | FuelCost | 0 | [6 empty] | 0.40573 | 0
LCP_Inputs_ON_Electric_IEA_2023_05_05 | 2043 | H2 Salt Cavern Storage - ON | Storage | Hydrogen | PJ | Dispatch-Storage | VOM | 0 | [6 empty] | 0.40573 | 0
LCP_Inputs_ON_Electric_IEA_2023_05_05 | 2043 | H2 Salt Cavern Storage - ON | Storage | Hydrogen | QC | Dispatch-Storage | EmissionsCost | 0 | [6 empty] | 0.40573 | 0
LCP_Inputs_ON_Electric_IEA_2023_05_05 | 2043 | H2 Salt Cavern Storage - ON | Storage | Hydrogen | QC | Dispatch-Storage | FuelCost | 0 | [6 empty] | 0.40573 | 0
LCP_Inputs_ON_Electric_IEA_2023_05_05 | 2043 | H2 Salt Cavern Storage - ON | Storage | Hydrogen | QC | Dispatch-Storage | VOM | 0 | [6 empty] | 0.40573 | 0
LCP_Inputs_ON_Electric_IEA_2023_05_05 | 2043 | H2 Salt Cavern Storage - ON | Storage | Hydrogen | WC | Dispatch-Storage | EmissionsCost | 0 | [6 empty] | 0.40573 | 0
LCP_Inputs_ON_Electric_IEA_2023_05_05 | 2043 | H2 Salt Cavern Storage - ON | Storage | Hydrogen | WC | Dispatch-Storage | FuelCost | 0 | [6 empty] | 0.40573 | 0
LCP_Inputs_ON_Electric_IEA_2023_05_05 | 2043 | H2 Salt Cavern Storage - ON | Storage | Hydrogen | WC | Dispatch-Storage | VOM | 0 | [6 empty] | 0.40573 | 0
LCP_Inputs_ON_Electric_IEA_2023_05_05 | 2043 | Hydro | Generation | Electricity | MI | Dispatch-Generation | EmissionsCost | 0 | [6 empty] | 0.40573 | 0
LCP_Inputs_ON_Electric_IEA_2023_05_05 | 2043 | Hydro | Generation | Electricity | MI | Dispatch-Generation | FuelCost | 0 | [6 empty] | 0.40573 | 0
LCP_Inputs_ON_Electric_IEA_2023_05_05 | 2043 | Hydro | Generation | Electricity | MI | Dispatch-Generation | VOM | 0 | [6 empty] | 0.40573 | 0
LCP_Inputs_ON_Electric_IEA_2023_05_05 | 2043 | Hydro | Generation | Electricity | NY | Dispatch-Generation | EmissionsCost | 0 | [6 empty] | 0.40573 | 0
LCP_Inputs_ON_Electric_IEA_2023_05_05 | 2043 | Hydro | Generation | Electricity | NY | Dispatch-Generation | FuelCost | 0 | [6 empty] | 0.40573 | 0
LCP_Inputs_ON_Electric_IEA_2023_05_05 | 2043 | Hydro | Generation | Electricity | NY | Dispatch-Generation | VOM | 0 | [6 empty] | 0.40573 | 0
LCP_Inputs_ON_Electric_IEA_2023_05_05 | 2043 | Hydro | Generation | Electricity | ON | Dispatch-Generation | EmissionsCost | 0 | [6 empty] | 0.40573 | 0
LCP_Inputs_ON_Electric_IEA_2023_05_05 | 2043 | Hydro | Generation | Electricity | ON | Dispatch-Generation | FuelCost | 0 | [6 empty] | 0.40573 | 0
LCP_Inputs_ON_Electric_IEA_2023_05_05 | 2043 | Hydro | Generation | Electricity | ON | Dispatch-Generation | VOM | 0 | [6 empty] | 0.40573 | 0
LCP_Inputs_ON_Electric_IEA_2023_05_05 | 2043 | Hydro | Generation | Electricity | PJ | Dispatch-Generation | EmissionsCost | 0 | [6 empty] | 0.40573 | 0
LCP_Inputs_ON_Electric_IEA_2023_05_05 | 2043 | Hydro | Generation | Electricity | PJ | Dispatch-Generation | FuelCost | 0 | [6 empty] | 0.40573 | 0
LCP_Inputs_ON_Electric_IEA_2023_05_05 | 2043 | Hydro | Generation | Electricity | PJ | Dispatch-Generation | VOM | 0 | [6 empty] | 0.40573 | 0
LCP_Inputs_ON_Electric_IEA_2023_05_05 | 2043 | Hydro | Generation | Electricity | QC | Dispatch-Generation | EmissionsCost | 0 | [6 empty] | 0.40573 | 0
LCP_Inputs_ON_Electric_IEA_2023_05_05 | 2043 | Hydro | Generation | Electricity | QC | Dispatch-Generation | FuelCost | 0 | [6 empty] | 0.40573 | 0
LCP_Inputs_ON_Electric_IEA_2023_05_05 | 2043 | Hydro | Generation | Electricity | QC | Dispatch-Generation | VOM | 0 | [6 empty] | 0.40573 | 0
LCP_Inputs_ON_Electric_IEA_2023_05_05 | 2043 | Hydro | Generation | Electricity | WC | Dispatch-Generation | EmissionsCost | 0 | [6 empty] | 0.40573 | 0
LCP_Inputs_ON_Electric_IEA_2023_05_05 | 2043 | Hydro | Generation | Electricity | WC | Dispatch-Generation | FuelCost | 0 | [6 empty] | 0.40573 | 0
LCP_Inputs_ON_Electric_IEA_2023_05_05 | 2043 | Hydro | Generation | Electricity | WC | Dispatch-Generation | VOM | 0 | [6 empty] | 0.40573 | 0
LCP_Inputs_ON_Electric_IEA_2023_05_05 | 2043 | Hydro Pumped Storage | Storage | Electricity | MI | Dispatch-Storage | EmissionsCost | 0 | [6 empty] | 0.40573 | 0
LCP_Inputs_ON_Electric_IEA_2023_05_05 | 2043 | Hydro Pumped Storage | Storage | Electricity | MI | Dispatch-Storage | FuelCost | 0 | [6 empty] | 0.40573 | 0
LCP_Inputs_ON_Electric_IEA_2023_05_05 | 2043 | Hydro Pumped Storage | Storage | Electricity | MI | Dispatch-Storage | VOM | 0 | [6 empty] | 0.40573 | 0
LCP_Inputs_ON_Electric_IEA_2023_05_05 | 2043 | Hydro Pumped Storage | Storage | Electricity | NY | Dispatch-Storage | EmissionsCost | 0 | [6 empty] | 0.40573 | 0
LCP_Inputs_ON_Electric_IEA_2023_05_05 | 2043 | Hydro Pumped Storage | Storage | Electricity | NY | Dispatch-Storage | FuelCost | 0 | [6 empty] | 0.40573 | 0
LCP_Inputs_ON_Electric_IEA_2023_05_05 | 2043 | Hydro Pumped Storage | Storage | Electricity | NY | Dispatch-Storage | VOM | 0 | [6 empty] | 0.40573 | 0
LCP_Inputs_ON_Electric_IEA_2023_05_05 | 2043 | Hydro Pumped Storage | Storage | Electricity | ON | Dispatch-Storage | EmissionsCost | 0 | [6 empty] | 0.40573 | 0
LCP_Inputs_ON_Electric_IEA_2023_05_05 | 2043 | Hydro Pumped Storage | Storage | Electricity | ON | Dispatch-Storage | FuelCost | 0 | [6 empty] | 0.40573 | 0
LCP_Inputs_ON_Electric_IEA_2023_05_05 | 2043 | Hydro Pumped Storage | Storage | Electricity | ON | Dispatch-Storage | VOM | 0 | [6 empty] | 0.40573 | 0
LCP_Inputs_ON_Electric_IEA_2023_05_05 | 2043 | Hydro Pumped Storage | Storage | Electricity | PJ | Dispatch-Storage | EmissionsCost | 0 | [6 empty] | 0.40573 | 0
LCP_Inputs_ON_Electric_IEA_2023_05_05 | 2043 | Hydro Pumped Storage | Storage | Electricity | PJ | Dispatch-Storage | FuelCost | 0 | [6 empty] | 0.40573 | 0
LCP_Inputs_ON_Electric_IEA_2023_05_05 | 2043 | Hydro Pumped Storage | Storage | Electricity | PJ | Dispatch-Storage | VOM | 0 | [6 empty] | 0.40573 | 0
LCP_Inputs_ON_Electric_IEA_2023_05_05 | 2043 | Hydro Pumped Storage | Storage | Electricity | QC | Dispatch-Storage | EmissionsCost | 0 | [6 empty] | 0.40573 | 0
LCP_Inputs_ON_Electric_IEA_2023_05_05 | 2043 | Hydro Pumped Storage | Storage | Electricity | QC | Dispatch-Storage | FuelCost | 0 | [6 empty] | 0.40573 | 0
LCP_Inputs_ON_Electric_IEA_2023_05_05 | 2043 | Hydro Pumped Storage | Storage | Electricity | QC | Dispatch-Storage | VOM | 0 | [6 empty] | 0.40573 | 0
LCP_Inputs_ON_Electric_IEA_2023_05_05 | 2043 | Hydro Pumped Storage | Storage | Electricity | WC | Dispatch-Storage | EmissionsCost | 0 | [6 empty] | 0.40573 | 0
LCP_Inputs_ON_Electric_IEA_2023_05_05 | 2043 | Hydro Pumped Storage | Storage | Electricity | WC | Dispatch-Storage | FuelCost | 0 | [6 empty] | 0.40573 | 0
LCP_Inputs_ON_Electric_IEA_2023_05_05 | 2043 | Hydro Pumped Storage | Storage | Electricity | WC | Dispatch-Storage | VOM | 0 | [6 empty] | 0.40573 | 0
LCP_Inputs_ON_Electric_IEA_2023_05_05 | 2043 | Nuclear | Generation | Electricity | MI | Dispatch-Generation | EmissionsCost | 0 | [6 empty] | 0.40573 | 0
LCP_Inputs_ON_Electric_IEA_2023_05_05 | 2043 | Nuclear | Generation | Electricity | MI | Dispatch-Generation | FuelCost | 0 | [6 empty] | 0.40573 | 0
LCP_Inputs_ON_Electric_IEA_2023_05_05 | 2043 | Nuclear | Generation | Electricity | MI | Dispatch-Generation | VOM | 2762866296.96 | [6 empty] | 0.40573 | 1120967612.1131
LCP_Inputs_ON_Electric_IEA_2023_05_05 | 2043 | Nuclear | Generation | Electricity | NY | Dispatch-Generation | EmissionsCost | 0 | [6 empty] | 0.40573 | 0
LCP_Inputs_ON_Electric_IEA_2023_05_05 | 2043 | Nuclear | Generation | Electricity | NY | Dispatch-Generation | FuelCost | 0 | [6 empty] | 0.40573 | 0
LCP_Inputs_ON_Electric_IEA_2023_05_05 | 2043 | Nuclear | Generation | Electricity | NY | Dispatch-Generation | VOM | 2246155230.144 | [6 empty] | 0.40573 | 911324325.5891
LCP_Inputs_ON_Electric_IEA_2023_05_05 | 2043 | Nuclear | Generation | Electricity | ON | Dispatch-Generation | EmissionsCost | 0 | [6 empty] | 0.40573 | 0
LCP_Inputs_ON_Electric_IEA_2023_05_05 | 2043 | Nuclear | Generation | Electricity | ON | Dispatch-Generation | FuelCost | 0 | [6 empty] | 0.40573 | 0
LCP_Inputs_ON_Electric_IEA_2023_05_05 | 2043 | Nuclear | Generation | Electricity | ON | Dispatch-Generation | VOM | 7823178339.984 | [6 empty] | 0.40573 | 3174069462.7736
LCP_Inputs_ON_Electric_IEA_2023_05_05 | 2043 | Nuclear | Generation | Electricity | PJ | Dispatch-Generation | EmissionsCost | 0 | [6 empty] | 0.40573 | 0
LCP_Inputs_ON_Electric_IEA_2023_05_05 | 2043 | Nuclear | Generation | Electricity | PJ | Dispatch-Generation | FuelCost | 0 | [6 empty] | 0.40573 | 0
LCP_Inputs_ON_Electric_IEA_2023_05_05 | 2043 | Nuclear | Generation | Electricity | PJ | Dispatch-Generation | VOM | 6401347648.6848 | [6 empty] | 0.40573 | 2597195309.794
LCP_Inputs_ON_Electric_IEA_2023_05_05 | 2043 | Nuclear | Generation | Electricity | QC | Dispatch-Generation | EmissionsCost | 0 | [6 empty] | 0.40573 | 0
LCP_Inputs_ON_Electric_IEA_2023_05_05 | 2043 | Nuclear | Generation | Electricity | QC | Dispatch-Generation | FuelCost | 0 | [6 empty] | 0.40573 | 0
LCP_Inputs_ON_Electric_IEA_2023_05_05 | 2043 | Nuclear | Generation | Electricity | QC | Dispatch-Generation | VOM | 0 | [6 empty] | 0.40573 | 0
LCP_Inputs_ON_Electric_IEA_2023_05_05 | 2043 | Nuclear | Generation | Electricity | WC | Dispatch-Generation | EmissionsCost | 0 | [6 empty] | 0.40573 | 0
LCP_Inputs_ON_Electric_IEA_2023_05_05 | 2043 | Nuclear | Generation | Electricity | WC | Dispatch-Generation | FuelCost | 0 | [6 empty] | 0.40573 | 0
LCP_Inputs_ON_Electric_IEA_2023_05_05 | 2043 | Nuclear | Generation | Electricity | WC | Dispatch-Generation | VOM | 0 | [6 empty] | 0.40573 | 0
LCP_Inputs_ON_Electric_IEA_2023_05_05 | 2043 | Nuclear SMR | Generation | Electricity | MI | Dispatch-Generation | EmissionsCost | 0 | [6 empty] | 0.40573 | 0
LCP_Inputs_ON_Electric_IEA_2023_05_05 | 2043 | Nuclear SMR | Generation | Electricity | MI | Dispatch-Generation | FuelCost | 0 | [6 empty] | 0.40573 | 0
LCP_Inputs_ON_Electric_IEA_2023_05_05 | 2043 | Nuclear SMR | Generation | Electricity | MI | Dispatch-Generation | VOM | 0 | [6 empty] | 0.40573 | 0
LCP_Inputs_ON_Electric_IEA_2023_05_05 | 2043 | Nuclear SMR | Generation | Electricity | NY | Dispatch-Generation | EmissionsCost | 0 | [6 empty] | 0.40573 | 0
LCP_Inputs_ON_Electric_IEA_2023_05_05 | 2043 | Nuclear SMR | Generation | Electricity | NY | Dispatch-Generation | FuelCost | 0 | [6 empty] | 0.40573 | 0
LCP_Inputs_ON_Electric_IEA_2023_05_05 | 2043 | Nuclear SMR | Generation | Electricity | NY | Dispatch-Generation | VOM | 0 | [6 empty] | 0.40573 | 0
LCP_Inputs_ON_Electric_IEA_2023_05_05 | 2043 | Nuclear SMR | Generation | Electricity | ON | Dispatch-Generation | EmissionsCost | 0 | [6 empty] | 0.40573 | 0
LCP_Inputs_ON_Electric_IEA_2023_05_05 | 2043 | Nuclear SMR | Generation | Electricity | ON | Dispatch-Generation | FuelCost | 0 | [6 empty] | 0.40573 | 0
LCP_Inputs_ON_Electric_IEA_2023_05_05 | 2043 | Nuclear SMR | Generation | Electricity | ON | Dispatch-Generation | VOM | 209436044.4 | [6 empty] | 0.40573 | 84973718.359
LCP_Inputs_ON_Electric_IEA_2023_05_05 | 2043 | Nuclear SMR | Generation | Electricity | PJ | Dispatch-Generation | EmissionsCost | 0 | [6 empty] | 0.40573 | 0
LCP_Inputs_ON_Electric_IEA_2023_05_05 | 2043 | Nuclear SMR | Generation | Electricity | PJ | Dispatch-Generation | FuelCost | 0 | [6 empty] | 0.40573 | 0
LCP_Inputs_ON_Electric_IEA_2023_05_05 | 2043 | Nuclear SMR | Generation | Electricity | PJ | Dispatch-Generation | VOM | 0 | [6 empty] | 0.40573 | 0
LCP_Inputs_ON_Electric_IEA_2023_05_05 | 2043 | Nuclear SMR | Generation | Electricity | QC | Dispatch-Generation | EmissionsCost | 0 | [6 empty] | 0.40573 | 0
LCP_Inputs_ON_Electric_IEA_2023_05_05 | 2043 | Nuclear SMR | Generation | Electricity | QC | Dispatch-Generation | FuelCost | 0 | [6 empty] | 0.40573 | 0
LCP_Inputs_ON_Electric_IEA_2023_05_05 | 2043 | Nuclear SMR | Generation | Electricity | QC | Dispatch-Generation | VOM | 0 | [6 empty] | 0.40573 | 0
LCP_Inputs_ON_Electric_IEA_2023_05_05 | 2043 | Nuclear SMR | Generation | Electricity | WC | Dispatch-Generation | EmissionsCost | 0 | [6 empty] | 0.40573 | 0
LCP_Inputs_ON_Electric_IEA_2023_05_05 | 2043 | Nuclear SMR | Generation | Electricity | WC | Dispatch-Generation | FuelCost | 0 | [6 empty] | 0.40573 | 0
LCP_Inputs_ON_Electric_IEA_2023_05_05 | 2043 | Nuclear SMR | Generation | Electricity | WC | Dispatch-Generation | VOM | 0 | [6 empty] | 0.40573 | 0
LCP_Inputs_ON_Electric_IEA_2023_05_05 | 2043 | O/CCGT - CH4 Existing | Crossload | Electricity | MI | Dispatch-Crossload | EmissionsCost | 0 | [6 empty] | 0.40573 | 0
LCP_Inputs_ON_Electric_IEA_2023_05_05 | 2043 | O/CCGT - CH4 Existing | Crossload | Electricity | MI | Dispatch-Crossload | FuelCost | 0 | [6 empty] | 0.40573 | 0
LCP_Inputs_ON_Electric_IEA_2023_05_05 | 2043 | O/CCGT - CH4 Existing | Crossload | Electricity | MI | Dispatch-Crossload | VOM | 0 | [6 empty] | 0.40573 | 0
LCP_Inputs_ON_Electric_IEA_2023_05_05 | 2043 | O/CCGT - CH4 Existing | Crossload | Electricity | NY | Dispatch-Crossload | EmissionsCost | 0 | [6 empty] | 0.40573 | 0
LCP_Inputs_ON_Electric_IEA_2023_05_05 | 2043 | O/CCGT - CH4 Existing | Crossload | Electricity | NY | Dispatch-Crossload | FuelCost | 0 | [6 empty] | 0.40573 | 0
LCP_Inputs_ON_Electric_IEA_2023_05_05 | 2043 | O/CCGT - CH4 Existing | Crossload | Electricity | NY | Dispatch-Crossload | VOM | 0 | [6 empty] | 0.40573 | 0
LCP_Inputs_ON_Electric_IEA_2023_05_05 | 2043 | O/CCGT - CH4 Existing | Crossload | Electricity | ON | Dispatch-Crossload | EmissionsCost | 4198076.0639 | [6 empty] | 0.40573 | 1703270.0084
LCP_Inputs_ON_Electric_IEA_2023_05_05 | 2043 | O/CCGT - CH4 Existing | Crossload | Electricity | ON | Dispatch-Crossload | FuelCost | 0 | [6 empty] | 0.40573 | 0
LCP_Inputs_ON_Electric_IEA_2023_05_05 | 2043 | O/CCGT - CH4 Existing | Crossload | Electricity | ON | Dispatch-Crossload | VOM | 149352.3754 | [6 empty] | 0.40573 | 60596.1917
LCP_Inputs_ON_Electric_IEA_2023_05_05 | 2043 | O/CCGT - CH4 Existing | Crossload | Electricity | PJ | Dispatch-Crossload | EmissionsCost | 0 | [6 empty] | 0.40573 | 0
LCP_Inputs_ON_Electric_IEA_2023_05_05 | 2043 | O/CCGT - CH4 Existing | Crossload | Electricity | PJ | Dispatch-Crossload | FuelCost | 0 | [6 empty] | 0.40573 | 0
LCP_Inputs_ON_Electric_IEA_2023_05_05 | 2043 | O/CCGT - CH4 Existing | Crossload | Electricity | PJ | Dispatch-Crossload | VOM | 0 | [6 empty] | 0.40573 | 0
LCP_Inputs_ON_Electric_IEA_2023_05_05 | 2043 | O/CCGT - CH4 Existing | Crossload | Electricity | QC | Dispatch-Crossload | EmissionsCost | 0 | [6 empty] | 0.40573 | 0
LCP_Inputs_ON_Electric_IEA_2023_05_05 | 2043 | O/CCGT - CH4 Existing | Crossload | Electricity | QC | Dispatch-Crossload | FuelCost | 0 | [6 empty] | 0.40573 | 0
LCP_Inputs_ON_Electric_IEA_2023_05_05 | 2043 | O/CCGT - CH4 Existing | Crossload | Electricity | QC | Dispatch-Crossload | VOM | 0 | [6 empty] | 0.40573 | 0
LCP_Inputs_ON_Electric_IEA_2023_05_05 | 2043 | O/CCGT - CH4 Existing | Crossload | Electricity | WC | Dispatch-Crossload | EmissionsCost | 0 | [6 empty] | 0.40573 | 0
LCP_Inputs_ON_Electric_IEA_2023_05_05 | 2043 | O/CCGT - CH4 Existing | Crossload | Electricity | WC | Dispatch-Crossload | FuelCost | 0 | [6 empty] | 0.40573 | 0
LCP_Inputs_ON_Electric_IEA_2023_05_05 | 2043 | O/CCGT - CH4 Existing | Crossload | Electricity | WC | Dispatch-Crossload | VOM | 0 | [6 empty] | 0.40573 | 0
LCP_Inputs_ON_Electric_IEA_2023_05_05 | 2043 | O/CCGT - CH4 New | Crossload | Electricity | MI | Dispatch-Crossload | EmissionsCost | 0 | [6 empty] | 0.40573 | 0
LCP_Inputs_ON_Electric_IEA_2023_05_05 | 2043 | O/CCGT - CH4 New | Crossload | Electricity | MI | Dispatch-Crossload | FuelCost | 0 | [6 empty] | 0.40573 | 0
LCP_Inputs_ON_Electric_IEA_2023_05_05 | 2043 | O/CCGT - CH4 New | Crossload | Electricity | MI | Dispatch-Crossload | VOM | 0 | [6 empty] | 0.40573 | 0
LCP_Inputs_ON_Electric_IEA_2023_05_05 | 2043 | O/CCGT - CH4 New | Crossload | Electricity | NY | Dispatch-Crossload | EmissionsCost | 0 | [6 empty] | 0.40573 | 0
LCP_Inputs_ON_Electric_IEA_2023_05_05 | 2043 | O/CCGT - CH4 New | Crossload | Electricity | NY | Dispatch-Crossload | FuelCost | 0 | [6 empty] | 0.40573 | 0
LCP_Inputs_ON_Electric_IEA_2023_05_05 | 2043 | O/CCGT - CH4 New | Crossload | Electricity | NY | Dispatch-Crossload | VOM | 0 | [6 empty] | 0.40573 | 0
LCP_Inputs_ON_Electric_IEA_2023_05_05 | 2043 | O/CCGT - CH4 New | Crossload | Electricity | ON | Dispatch-Crossload | EmissionsCost | 1528123.8442 | [6 empty] | 0.40573 | 620000.0842
LCP_Inputs_ON_Electric_IEA_2023_05_05 | 2043 | O/CCGT - CH4 New | Crossload | Electricity | ON | Dispatch-Crossload | FuelCost | 0 | [6 empty] | 0.40573 | 0
LCP_Inputs_ON_Electric_IEA_2023_05_05 | 2043 | O/CCGT - CH4 New | Crossload | Electricity | ON | Dispatch-Crossload | VOM | 54365.1241 | [6 empty] | 0.40573 | 22057.3625
LCP_Inputs_ON_Electric_IEA_2023_05_05 | 2043 | O/CCGT - CH4 New | Crossload | Electricity | PJ | Dispatch-Crossload | EmissionsCost | 0 | [6 empty] | 0.40573 | 0
LCP_Inputs_ON_Electric_IEA_2023_05_05 | 2043 | O/CCGT - CH4 New | Crossload | Electricity | PJ | Dispatch-Crossload | FuelCost | 0 | [6 empty] | 0.40573 | 0
LCP_Inputs_ON_Electric_IEA_2023_05_05 | 2043 | O/CCGT - CH4 New | Crossload | Electricity | PJ | Dispatch-Crossload | VOM | 0 | [6 empty] | 0.40573 | 0
LCP_Inputs_ON_Electric_IEA_2023_05_05 | 2043 | O/CCGT - CH4 New | Crossload | Electricity | QC | Dispatch-Crossload | EmissionsCost | 0 | [6 empty] | 0.40573 | 0
LCP_Inputs_ON_Electric_IEA_2023_05_05 | 2043 | O/CCGT - CH4 New | Crossload | Electricity | QC | Dispatch-Crossload | FuelCost | 0 | [6 empty] | 0.40573 | 0
LCP_Inputs_ON_Electric_IEA_2023_05_05 | 2043 | O/CCGT - CH4 New | Crossload | Electricity | QC | Dispatch-Crossload | VOM | 0 | [6 empty] | 0.40573 | 0
LCP_Inputs_ON_Electric_IEA_2023_05_05 | 2043 | O/CCGT - CH4 New | Crossload | Electricity | WC | Dispatch-Crossload | EmissionsCost | 0 | [6 empty] | 0.40573 | 0
LCP_Inputs_ON_Electric_IEA_2023_05_05 | 2043 | O/CCGT - CH4 New | Crossload | Electricity | WC | Dispatch-Crossload | FuelCost | 0 | [6 empty] | 0.40573 | 0
LCP_Inputs_ON_Electric_IEA_2023_05_05 | 2043 | O/CCGT - CH4 New | Crossload | Electricity | WC | Dispatch-Crossload | VOM | 0 | [6 empty] | 0.40573 | 0
LCP_Inputs_ON_Electric_IEA_2023_05_05 | 2043 | O/CCGT - H2 New | Crossload | Electricity | MI | Dispatch-Crossload | EmissionsCost | 0 | [6 empty] | 0.40573 | 0
LCP_Inputs_ON_Electric_IEA_2023_05_05 | 2043 | O/CCGT - H2 New | Crossload | Electricity | MI | Dispatch-Crossload | FuelCost | 0 | [6 empty] | 0.40573 | 0
LCP_Inputs_ON_Electric_IEA_2023_05_05 | 2043 | O/CCGT - H2 New | Crossload | Electricity | MI | Dispatch-Crossload | VOM | 0 | [6 empty] | 0.40573 | 0
LCP_Inputs_ON_Electric_IEA_2023_05_05 | 2043 | O/CCGT - H2 New | Crossload | Electricity | NY | Dispatch-Crossload | EmissionsCost | 0 | [6 empty] | 0.40573 | 0
LCP_Inputs_ON_Electric_IEA_2023_05_05 | 2043 | O/CCGT - H2 New | Crossload | Electricity | NY | Dispatch-Crossload | FuelCost | 0 | [6 empty] | 0.40573 | 0
LCP_Inputs_ON_Electric_IEA_2023_05_05 | 2043 | O/CCGT - H2 New | Crossload | Electricity | NY | Dispatch-Crossload | VOM | 0 | [6 empty] | 0.40573 | 0
LCP_Inputs_ON_Electric_IEA_2023_05_05 | 2043 | O/CCGT - H2 New | Crossload | Electricity | ON | Dispatch-Crossload | EmissionsCost | 0 | [6 empty] | 0.40573 | 0
LCP_Inputs_ON_Electric_IEA_2023_05_05 | 2043 | O/CCGT - H2 New | Crossload | Electricity | ON | Dispatch-Crossload | FuelCost | 0 | [6 empty] | 0.40573 | 0
LCP_Inputs_ON_Electric_IEA_2023_05_05 | 2043 | O/CCGT - H2 New | Crossload | Electricity | ON | Dispatch-Crossload | VOM | 1168775.9431 | [6 empty] | 0.40573 | 474203.1778
LCP_Inputs_ON_Electric_IEA_2023_05_05 | 2043 | O/CCGT - H2 New | Crossload | Electricity | PJ | Dispatch-Crossload | EmissionsCost | 0 | [6 empty] | 0.40573 | 0
LCP_Inputs_ON_Electric_IEA_2023_05_05 | 2043 | O/CCGT - H2 New | Crossload | Electricity | PJ | Dispatch-Crossload | FuelCost | 0 | [6 empty] | 0.40573 | 0
LCP_Inputs_ON_Electric_IEA_2023_05_05 | 2043 | O/CCGT - H2 New | Crossload | Electricity | PJ | Dispatch-Crossload | VOM | 0 | [6 empty] | 0.40573 | 0
LCP_Inputs_ON_Electric_IEA_2023_05_05 | 2043 | O/CCGT - H2 New | Crossload | Electricity | QC | Dispatch-Crossload | EmissionsCost | 0 | [6 empty] | 0.40573 | 0
LCP_Inputs_ON_Electric_IEA_2023_05_05 | 2043 | O/CCGT - H2 New | Crossload | Electricity | QC | Dispatch-Crossload | FuelCost | 0 | [6 empty] | 0.40573 | 0
LCP_Inputs_ON_Electric_IEA_2023_05_05 | 2043 | O/CCGT - H2 New | Crossload | Electricity | QC | Dispatch-Crossload | VOM | 0 | [6 empty] | 0.40573 | 0
LCP_Inputs_ON_Electric_IEA_2023_05_05 | 2043 | O/CCGT - H2 New | Crossload | Electricity | WC | Dispatch-Crossload | EmissionsCost | 0 | [6 empty] | 0.40573 | 0
LCP_Inputs_ON_Electric_IEA_2023_05_05 | 2043 | O/CCGT - H2 New | Crossload | Electricity | WC | Dispatch-Crossload | FuelCost | 0 | [6 empty] | 0.40573 | 0
LCP_Inputs_ON_Electric_IEA_2023_05_05 | 2043 | O/CCGT - H2 New | Crossload | Electricity | WC | Dispatch-Crossload | VOM | 0 | [6 empty] | 0.40573 | 0
LCP_Inputs_ON_Electric_IEA_2023_05_05 | 2043 | SMR CCS | Generation | Hydrogen | MI | Dispatch-Generation | EmissionsCost | 0 | [6 empty] | 0.40573 | 0
LCP_Inputs_ON_Electric_IEA_2023_05_05 | 2043 | SMR CCS | Generation | Hydrogen | MI | Dispatch-Generation | FuelCost | 0 | [6 empty] | 0.40573 | 0
LCP_Inputs_ON_Electric_IEA_2023_05_05 | 2043 | SMR CCS | Generation | Hydrogen | MI | Dispatch-Generation | VOM | 0 | [6 empty] | 0.40573 | 0
LCP_Inputs_ON_Electric_IEA_2023_05_05 | 2043 | SMR CCS | Generation | Hydrogen | NY | Dispatch-Generation | EmissionsCost | 0 | [6 empty] | 0.40573 | 0
LCP_Inputs_ON_Electric_IEA_2023_05_05 | 2043 | SMR CCS | Generation | Hydrogen | NY | Dispatch-Generation | FuelCost | 0 | [6 empty] | 0.40573 | 0
LCP_Inputs_ON_Electric_IEA_2023_05_05 | 2043 | SMR CCS | Generation | Hydrogen | NY | Dispatch-Generation | VOM | 0 | [6 empty] | 0.40573 | 0
LCP_Inputs_ON_Electric_IEA_2023_05_05 | 2043 | SMR CCS | Generation | Hydrogen | ON | Dispatch-Generation | EmissionsCost | 326789057.1551 | [6 empty] | 0.40573 | 132586925.9279
LCP_Inputs_ON_Electric_IEA_2023_05_05 | 2043 | SMR CCS | Generation | Hydrogen | ON | Dispatch-Generation | FuelCost | 350456955.1775 | [6 empty] | 0.40573 | 142189615.4099
LCP_Inputs_ON_Electric_IEA_2023_05_05 | 2043 | SMR CCS | Generation | Hydrogen | ON | Dispatch-Generation | VOM | 0 | [6 empty] | 0.40573 | 0
LCP_Inputs_ON_Electric_IEA_2023_05_05 | 2043 | SMR CCS | Generation | Hydrogen | PJ | Dispatch-Generation | EmissionsCost | 0 | [6 empty] | 0.40573 | 0
LCP_Inputs_ON_Electric_IEA_2023_05_05 | 2043 | SMR CCS | Generation | Hydrogen | PJ | Dispatch-Generation | FuelCost | 0 | [6 empty] | 0.40573 | 0
LCP_Inputs_ON_Electric_IEA_2023_05_05 | 2043 | SMR CCS | Generation | Hydrogen | PJ | Dispatch-Generation | VOM | 0 | [6 empty] | 0.40573 | 0
LCP_Inputs_ON_Electric_IEA_2023_05_05 | 2043 | SMR CCS | Generation | Hydrogen | QC | Dispatch-Generation | EmissionsCost | 0 | [6 empty] | 0.40573 | 0
LCP_Inputs_ON_Electric_IEA_2023_05_05 | 2043 | SMR CCS | Generation | Hydrogen | QC | Dispatch-Generation | FuelCost | 0 | [6 empty] | 0.40573 | 0
LCP_Inputs_ON_Electric_IEA_2023_05_05 | 2043 | SMR CCS | Generation | Hydrogen | QC | Dispatch-Generation | VOM | 0 | [6 empty] | 0.40573 | 0
LCP_Inputs_ON_Electric_IEA_2023_05_05 | 2043 | SMR CCS | Generation | Hydrogen | WC | Dispatch-Generation | EmissionsCost | 0 | [6 empty] | 0.40573 | 0
LCP_Inputs_ON_Electric_IEA_2023_05_05 | 2043 | SMR CCS | Generation | Hydrogen | WC | Dispatch-Generation | FuelCost | 0 | [6 empty] | 0.40573 | 0
LCP_Inputs_ON_Electric_IEA_2023_05_05 | 2043 | SMR CCS | Generation | Hydrogen | WC | Dispatch-Generation | VOM | 0 | [6 empty] | 0.40573 | 0
LCP_Inputs_ON_Electric_IEA_2023_05_05 | 2043 | Solar PV | Generation | Electricity | MI | Dispatch-Generation | EmissionsCost | 0 | [6 empty] | 0.40573 | 0
LCP_Inputs_ON_Electric_IEA_2023_05_05 | 2043 | Solar PV | Generation | Electricity | MI | Dispatch-Generation | FuelCost | 0 | [6 empty] | 0.40573 | 0
LCP_Inputs_ON_Electric_IEA_2023_05_05 | 2043 | Solar PV | Generation | Electricity | MI | Dispatch-Generation | VOM | 0 | [6 empty] | 0.40573 | 0
LCP_Inputs_ON_Electric_IEA_2023_05_05 | 2043 | Solar PV | Generation | Electricity | NY | Dispatch-Generation | EmissionsCost | 0 | [6 empty] | 0.40573 | 0
LCP_Inputs_ON_Electric_IEA_2023_05_05 | 2043 | Solar PV | Generation | Electricity | NY | Dispatch-Generation | FuelCost | 0 | [6 empty] | 0.40573 | 0
LCP_Inputs_ON_Electric_IEA_2023_05_05 | 2043 | Solar PV | Generation | Electricity | NY | Dispatch-Generation | VOM | 0 | [6 empty] | 0.40573 | 0
LCP_Inputs_ON_Electric_IEA_2023_05_05 | 2043 | Solar PV | Generation | Electricity | ON | Dispatch-Generation | EmissionsCost | 0 | [6 empty] | 0.40573 | 0
LCP_Inputs_ON_Electric_IEA_2023_05_05 | 2043 | Solar PV | Generation | Electricity | ON | Dispatch-Generation | FuelCost | 0 | [6 empty] | 0.40573 | 0
LCP_Inputs_ON_Electric_IEA_2023_05_05 | 2043 | Solar PV | Generation | Electricity | ON | Dispatch-Generation | VOM | 0 | [6 empty] | 0.40573 | 0
LCP_Inputs_ON_Electric_IEA_2023_05_05 | 2043 | Solar PV | Generation | Electricity | PJ | Dispatch-Generation | EmissionsCost | 0 | [6 empty] | 0.40573 | 0
LCP_Inputs_ON_Electric_IEA_2023_05_05 | 2043 | Solar PV | Generation | Electricity | PJ | Dispatch-Generation | FuelCost | 0 | [6 empty] | 0.40573 | 0
LCP_Inputs_ON_Electric_IEA_2023_05_05 | 2043 | Solar PV | Generation | Electricity | PJ | Dispatch-Generation | VOM | 0 | [6 empty] | 0.40573 | 0
LCP_Inputs_ON_Electric_IEA_2023_05_05 | 2043 | Solar PV | Generation | Electricity | QC | Dispatch-Generation | EmissionsCost | 0 | [6 empty] | 0.40573 | 0
LCP_Inputs_ON_Electric_IEA_2023_05_05 | 2043 | Solar PV | Generation | Electricity | QC | Dispatch-Generation | FuelCost | 0 | [6 empty] | 0.40573 | 0
LCP_Inputs_ON_Electric_IEA_2023_05_05 | 2043 | Solar PV | Generation | Electricity | QC | Dispatch-Generation | VOM | 0 | [6 empty] | 0.40573 | 0
LCP_Inputs_ON_Electric_IEA_2023_05_05 | 2043 | Solar PV | Generation | Electricity | WC | Dispatch-Generation | EmissionsCost | 0 | [6 empty] | 0.40573 | 0
LCP_Inputs_ON_Electric_IEA_2023_05_05 | 2043 | Solar PV | Generation | Electricity | WC | Dispatch-Generation | FuelCost | 0 | [6 empty] | 0.40573 | 0
LCP_Inputs_ON_Electric_IEA_2023_05_05 | 2043 | Solar PV | Generation | Electricity | WC | Dispatch-Generation | VOM | 0 | [6 empty] | 0.40573 | 0
LCP_Inputs_ON_Electric_IEA_2023_05_05 | 2043 | Wind Offshore | Generation | Electricity | MI | Dispatch-Generation | EmissionsCost | 0 | [6 empty] | 0.40573 | 0
LCP_Inputs_ON_Electric_IEA_2023_05_05 | 2043 | Wind Offshore | Generation | Electricity | MI | Dispatch-Generation | FuelCost | 0 | [6 empty] | 0.40573 | 0
LCP_Inputs_ON_Electric_IEA_2023_05_05 | 2043 | Wind Offshore | Generation | Electricity | MI | Dispatch-Generation | VOM | 0 | [6 empty] | 0.40573 | 0
LCP_Inputs_ON_Electric_IEA_2023_05_05 | 2043 | Wind Offshore | Generation | Electricity | NY | Dispatch-Generation | EmissionsCost | 0 | [6 empty] | 0.40573 | 0
LCP_Inputs_ON_Electric_IEA_2023_05_05 | 2043 | Wind Offshore | Generation | Electricity | NY | Dispatch-Generation | FuelCost | 0 | [6 empty] | 0.40573 | 0
LCP_Inputs_ON_Electric_IEA_2023_05_05 | 2043 | Wind Offshore | Generation | Electricity | NY | Dispatch-Generation | VOM | 0 | [6 empty] | 0.40573 | 0
LCP_Inputs_ON_Electric_IEA_2023_05_05 | 2043 | Wind Offshore | Generation | Electricity | ON | Dispatch-Generation | EmissionsCost | 0 | [6 empty] | 0.40573 | 0
LCP_Inputs_ON_Electric_IEA_2023_05_05 | 2043 | Wind Offshore | Generation | Electricity | ON | Dispatch-Generation | FuelCost | 0 | [6 empty] | 0.40573 | 0
LCP_Inputs_ON_Electric_IEA_2023_05_05 | 2043 | Wind Offshore | Generation | Electricity | ON | Dispatch-Generation | VOM | 0 | [6 empty] | 0.40573 | 0
LCP_Inputs_ON_Electric_IEA_2023_05_05 | 2043 | Wind Offshore | Generation | Electricity | PJ | Dispatch-Generation | EmissionsCost | 0 | [6 empty] | 0.40573 | 0
LCP_Inputs_ON_Electric_IEA_2023_05_05 | 2043 | Wind Offshore | Generation | Electricity | PJ | Dispatch-Generation | FuelCost | 0 | [6 empty] | 0.40573 | 0
LCP_Inputs_ON_Electric_IEA_2023_05_05 | 2043 | Wind Offshore | Generation | Electricity | PJ | Dispatch-Generation | VOM | 0 | [6 empty] | 0.40573 | 0
LCP_Inputs_ON_Electric_IEA_2023_05_05 | 2043 | Wind Offshore | Generation | Electricity | QC | Dispatch-Generation | EmissionsCost | 0 | [6 empty] | 0.40573 | 0
LCP_Inputs_ON_Electric_IEA_2023_05_05 | 2043 | Wind Offshore | Generation | Electricity | QC | Dispatch-Generation | FuelCost | 0 | [6 empty] | 0.40573 | 0
LCP_Inputs_ON_Electric_IEA_2023_05_05 | 2043 | Wind Offshore | Generation | Electricity | QC | Dispatch-Generation | VOM | 0 | [6 empty] | 0.40573 | 0
LCP_Inputs_ON_Electric_IEA_2023_05_05 | 2043 | Wind Offshore | Generation | Electricity | WC | Dispatch-Generation | EmissionsCost | 0 | [6 empty] | 0.40573 | 0
LCP_Inputs_ON_Electric_IEA_2023_05_05 | 2043 | Wind Offshore | Generation | Electricity | WC | Dispatch-Generation | FuelCost | 0 | [6 empty] | 0.40573 | 0
LCP_Inputs_ON_Electric_IEA_2023_05_05 | 2043 | Wind Offshore | Generation | Electricity | WC | Dispatch-Generation | VOM | 0 | [6 empty] | 0.40573 | 0
LCP_Inputs_ON_Electric_IEA_2023_05_05 | 2043 | Wind Onshore | Generation | Electricity | MI | Dispatch-Generation | EmissionsCost | 0 | [6 empty] | 0.40573 | 0
LCP_Inputs_ON_Electric_IEA_2023_05_05 | 2043 | Wind Onshore | Generation | Electricity | MI | Dispatch-Generation | FuelCost | 0 | [6 empty] | 0.40573 | 0
LCP_Inputs_ON_Electric_IEA_2023_05_05 | 2043 | Wind Onshore | Generation | Electricity | MI | Dispatch-Generation | VOM | 0 | [6 empty] | 0.40573 | 0
LCP_Inputs_ON_Electric_IEA_2023_05_05 | 2043 | Wind Onshore | Generation | Electricity | NY | Dispatch-Generation | EmissionsCost | 0 | [6 empty] | 0.40573 | 0
LCP_Inputs_ON_Electric_IEA_2023_05_05 | 2043 | Wind Onshore | Generation | Electricity | NY | Dispatch-Generation | FuelCost | 0 | [6 empty] | 0.40573 | 0
LCP_Inputs_ON_Electric_IEA_2023_05_05 | 2043 | Wind Onshore | Generation | Electricity | NY | Dispatch-Generation | VOM | 0 | [6 empty] | 0.40573 | 0
LCP_Inputs_ON_Electric_IEA_2023_05_05 | 2043 | Wind Onshore | Generation | Electricity | ON | Dispatch-Generation | EmissionsCost | 0 | [6 empty] | 0.40573 | 0
LCP_Inputs_ON_Electric_IEA_2023_05_05 | 2043 | Wind Onshore | Generation | Electricity | ON | Dispatch-Generation | FuelCost | 0 | [6 empty] | 0.40573 | 0
LCP_Inputs_ON_Electric_IEA_2023_05_05 | 2043 | Wind Onshore | Generation | Electricity | ON | Dispatch-Generation | VOM | 0 | [6 empty] | 0.40573 | 0
LCP_Inputs_ON_Electric_IEA_2023_05_05 | 2043 | Wind Onshore | Generation | Electricity | PJ | Dispatch-Generation | EmissionsCost | 0 | [6 empty] | 0.40573 | 0
LCP_Inputs_ON_Electric_IEA_2023_05_05 | 2043 | Wind Onshore | Generation | Electricity | PJ | Dispatch-Generation | FuelCost | 0 | [6 empty] | 0.40573 | 0
LCP_Inputs_ON_Electric_IEA_2023_05_05 | 2043 | Wind Onshore | Generation | Electricity | PJ | Dispatch-Generation | VOM | 0 | [6 empty] | 0.40573 | 0
LCP_Inputs_ON_Electric_IEA_2023_05_05 | 2043 | Wind Onshore | Generation | Electricity | QC | Dispatch-Generation | EmissionsCost | 0 | [6 empty] | 0.40573 | 0
LCP_Inputs_ON_Electric_IEA_2023_05_05 | 2043 | Wind Onshore | Generation | Electricity | QC | Dispatch-Generation | FuelCost | 0 | [6 empty] | 0.40573 | 0
LCP_Inputs_ON_Electric_IEA_2023_05_05 | 2043 | Wind Onshore | Generation | Electricity | QC | Dispatch-Generation | VOM | 0 | [6 empty] | 0.40573 | 0
LCP_Inputs_ON_Electric_IEA_2023_05_05 | 2043 | Wind Onshore | Generation | Electricity | WC | Dispatch-Generation | EmissionsCost | 0 | [6 empty] | 0.40573 | 0
LCP_Inputs_ON_Electric_IEA_2023_05_05 | 2043 | Wind Onshore | Generation | Electricity | WC | Dispatch-Generation | FuelCost | 0 | [6 empty] | 0.40573 | 0
LCP_Inputs_ON_Electric_IEA_2023_05_05 | 2043 | Wind Onshore | Generation | Electricity | WC | Dispatch-Generation | VOM | 0 | [6 empty] | 0.40573 | 0
LCP_Inputs_ON_Electric_IEA_2023_05_05 | 2044 | Anaerobic Digestion | Generation | Methane | MI | Dispatch-Generation | EmissionsCost | 0 | [6 empty] | 0.39012 | 0
LCP_Inputs_ON_Electric_IEA_2023_05_05 | 2044 | Anaerobic Digestion | Generation | Methane | MI | Dispatch-Generation | FuelCost | 0 | [6 empty] | 0.39012 | 0
LCP_Inputs_ON_Electric_IEA_2023_05_05 | 2044 | Anaerobic Digestion | Generation | Methane | MI | Dispatch-Generation | VOM | 0 | [6 empty] | 0.39012 | 0
LCP_Inputs_ON_Electric_IEA_2023_05_05 | 2044 | Anaerobic Digestion | Generation | Methane | NY | Dispatch-Generation | EmissionsCost | 0 | [6 empty] | 0.39012 | 0
LCP_Inputs_ON_Electric_IEA_2023_05_05 | 2044 | Anaerobic Digestion | Generation | Methane | NY | Dispatch-Generation | FuelCost | 0 | [6 empty] | 0.39012 | 0
LCP_Inputs_ON_Electric_IEA_2023_05_05 | 2044 | Anaerobic Digestion | Generation | Methane | NY | Dispatch-Generation | VOM | 0 | [6 empty] | 0.39012 | 0
LCP_Inputs_ON_Electric_IEA_2023_05_05 | 2044 | Anaerobic Digestion | Generation | Methane | ON | Dispatch-Generation | EmissionsCost | 4244873.9669 | [6 empty] | 0.39012 | 1656016.4904
LCP_Inputs_ON_Electric_IEA_2023_05_05 | 2044 | Anaerobic Digestion | Generation | Methane | ON | Dispatch-Generation | FuelCost | 0 | [6 empty] | 0.39012 | 0
LCP_Inputs_ON_Electric_IEA_2023_05_05 | 2044 | Anaerobic Digestion | Generation | Methane | ON | Dispatch-Generation | VOM | 1125040000 | [6 empty] | 0.39012 | 438902263.4961
LCP_Inputs_ON_Electric_IEA_2023_05_05 | 2044 | Anaerobic Digestion | Generation | Methane | PJ | Dispatch-Generation | EmissionsCost | 0 | [6 empty] | 0.39012 | 0
LCP_Inputs_ON_Electric_IEA_2023_05_05 | 2044 | Anaerobic Digestion | Generation | Methane | PJ | Dispatch-Generation | FuelCost | 0 | [6 empty] | 0.39012 | 0
LCP_Inputs_ON_Electric_IEA_2023_05_05 | 2044 | Anaerobic Digestion | Generation | Methane | PJ | Dispatch-Generation | VOM | 0 | [6 empty] | 0.39012 | 0
LCP_Inputs_ON_Electric_IEA_2023_05_05 | 2044 | Anaerobic Digestion | Generation | Methane | QC | Dispatch-Generation | EmissionsCost | 0 | [6 empty] | 0.39012 | 0
LCP_Inputs_ON_Electric_IEA_2023_05_05 | 2044 | Anaerobic Digestion | Generation | Methane | QC | Dispatch-Generation | FuelCost | 0 | [6 empty] | 0.39012 | 0
LCP_Inputs_ON_Electric_IEA_2023_05_05 | 2044 | Anaerobic Digestion | Generation | Methane | QC | Dispatch-Generation | VOM | 0 | [6 empty] | 0.39012 | 0
LCP_Inputs_ON_Electric_IEA_2023_05_05 | 2044 | Anaerobic Digestion | Generation | Methane | WC | Dispatch-Generation | EmissionsCost | 0 | [6 empty] | 0.39012 | 0
LCP_Inputs_ON_Electric_IEA_2023_05_05 | 2044 | Anaerobic Digestion | Generation | Methane | WC | Dispatch-Generation | FuelCost | 0 | [6 empty] | 0.39012 | 0
LCP_Inputs_ON_Electric_IEA_2023_05_05 | 2044 | Anaerobic Digestion | Generation | Methane | WC | Dispatch-Generation | VOM | 0 | [6 empty] | 0.39012 | 0
LCP_Inputs_ON_Electric_IEA_2023_05_05 | 2044 | Battery Storage | Storage | Electricity | MI | Dispatch-Storage | EmissionsCost | 0 | [6 empty] | 0.39012 | 0
LCP_Inputs_ON_Electric_IEA_2023_05_05 | 2044 | Battery Storage | Storage | Electricity | MI | Dispatch-Storage | FuelCost | 0 | [6 empty] | 0.39012 | 0
LCP_Inputs_ON_Electric_IEA_2023_05_05 | 2044 | Battery Storage | Storage | Electricity | MI | Dispatch-Storage | VOM | 0 | [6 empty] | 0.39012 | 0
LCP_Inputs_ON_Electric_IEA_2023_05_05 | 2044 | Battery Storage | Storage | Electricity | NY | Dispatch-Storage | EmissionsCost | 0 | [6 empty] | 0.39012 | 0
LCP_Inputs_ON_Electric_IEA_2023_05_05 | 2044 | Battery Storage | Storage | Electricity | NY | Dispatch-Storage | FuelCost | 0 | [6 empty] | 0.39012 | 0
LCP_Inputs_ON_Electric_IEA_2023_05_05 | 2044 | Battery Storage | Storage | Electricity | NY | Dispatch-Storage | VOM | 0 | [6 empty] | 0.39012 | 0
LCP_Inputs_ON_Electric_IEA_2023_05_05 | 2044 | Battery Storage | Storage | Electricity | ON | Dispatch-Storage | EmissionsCost | 0 | [6 empty] | 0.39012 | 0
LCP_Inputs_ON_Electric_IEA_2023_05_05 | 2044 | Battery Storage | Storage | Electricity | ON | Dispatch-Storage | FuelCost | 0 | [6 empty] | 0.39012 | 0
LCP_Inputs_ON_Electric_IEA_2023_05_05 | 2044 | Battery Storage | Storage | Electricity | ON | Dispatch-Storage | VOM | 0 | [6 empty] | 0.39012 | 0
LCP_Inputs_ON_Electric_IEA_2023_05_05 | 2044 | Battery Storage | Storage | Electricity | PJ | Dispatch-Storage | EmissionsCost | 0 | [6 empty] | 0.39012 | 0
LCP_Inputs_ON_Electric_IEA_2023_05_05 | 2044 | Battery Storage | Storage | Electricity | PJ | Dispatch-Storage | FuelCost | 0 | [6 empty] | 0.39012 | 0
LCP_Inputs_ON_Electric_IEA_2023_05_05 | 2044 | Battery Storage | Storage | Electricity | PJ | Dispatch-Storage | VOM | 0 | [6 empty] | 0.39012 | 0
LCP_Inputs_ON_Electric_IEA_2023_05_05 | 2044 | Battery Storage | Storage | Electricity | QC | Dispatch-Storage | EmissionsCost | 0 | [6 empty] | 0.39012 | 0
LCP_Inputs_ON_Electric_IEA_2023_05_05 | 2044 | Battery Storage | Storage | Electricity | QC | Dispatch-Storage | FuelCost | 0 | [6 empty] | 0.39012 | 0
LCP_Inputs_ON_Electric_IEA_2023_05_05 | 2044 | Battery Storage | Storage | Electricity | QC | Dispatch-Storage | VOM | 0 | [6 empty] | 0.39012 | 0
LCP_Inputs_ON_Electric_IEA_2023_05_05 | 2044 | Battery Storage | Storage | Electricity | WC | Dispatch-Storage | EmissionsCost | 0 | [6 empty] | 0.39012 | 0
LCP_Inputs_ON_Electric_IEA_2023_05_05 | 2044 | Battery Storage | Storage | Electricity | WC | Dispatch-Storage | FuelCost | 0 | [6 empty] | 0.39012 | 0
LCP_Inputs_ON_Electric_IEA_2023_05_05 | 2044 | Battery Storage | Storage | Electricity | WC | Dispatch-Storage | VOM | 0 | [6 empty] | 0.39012 | 0
LCP_Inputs_ON_Electric_IEA_2023_05_05 | 2044 | Biomass | Generation | Electricity | MI | Dispatch-Generation | EmissionsCost | 0 | [6 empty] | 0.39012 | 0
LCP_Inputs_ON_Electric_IEA_2023_05_05 | 2044 | Biomass | Generation | Electricity | MI | Dispatch-Generation | FuelCost | 0 | [6 empty] | 0.39012 | 0
LCP_Inputs_ON_Electric_IEA_2023_05_05 | 2044 | Biomass | Generation | Electricity | MI | Dispatch-Generation | VOM | 0 | [6 empty] | 0.39012 | 0
LCP_Inputs_ON_Electric_IEA_2023_05_05 | 2044 | Biomass | Generation | Electricity | NY | Dispatch-Generation | EmissionsCost | 0 | [6 empty] | 0.39012 | 0
LCP_Inputs_ON_Electric_IEA_2023_05_05 | 2044 | Biomass | Generation | Electricity | NY | Dispatch-Generation | FuelCost | 0 | [6 empty] | 0.39012 | 0
LCP_Inputs_ON_Electric_IEA_2023_05_05 | 2044 | Biomass | Generation | Electricity | NY | Dispatch-Generation | VOM | 0 | [6 empty] | 0.39012 | 0
LCP_Inputs_ON_Electric_IEA_2023_05_05 | 2044 | Biomass | Generation | Electricity | ON | Dispatch-Generation | EmissionsCost | 0 | [6 empty] | 0.39012 | 0
LCP_Inputs_ON_Electric_IEA_2023_05_05 | 2044 | Biomass | Generation | Electricity | ON | Dispatch-Generation | FuelCost | 2449112.7273 | [6 empty] | 0.39012 | 955451.468
LCP_Inputs_ON_Electric_IEA_2023_05_05 | 2044 | Biomass | Generation | Electricity | ON | Dispatch-Generation | VOM | 31430.28 | [6 empty] | 0.39012 | 12261.6272
LCP_Inputs_ON_Electric_IEA_2023_05_05 | 2044 | Biomass | Generation | Electricity | PJ | Dispatch-Generation | EmissionsCost | 0 | [6 empty] | 0.39012 | 0
LCP_Inputs_ON_Electric_IEA_2023_05_05 | 2044 | Biomass | Generation | Electricity | PJ | Dispatch-Generation | FuelCost | 0 | [6 empty] | 0.39012 | 0
LCP_Inputs_ON_Electric_IEA_2023_05_05 | 2044 | Biomass | Generation | Electricity | PJ | Dispatch-Generation | VOM | 0 | [6 empty] | 0.39012 | 0
LCP_Inputs_ON_Electric_IEA_2023_05_05 | 2044 | Biomass | Generation | Electricity | QC | Dispatch-Generation | EmissionsCost | 0 | [6 empty] | 0.39012 | 0
LCP_Inputs_ON_Electric_IEA_2023_05_05 | 2044 | Biomass | Generation | Electricity | QC | Dispatch-Generation | FuelCost | 122553.4753 | [6 empty] | 0.39012 | 47810.7425
LCP_Inputs_ON_Electric_IEA_2023_05_05 | 2044 | Biomass | Generation | Electricity | QC | Dispatch-Generation | VOM | 1572.7696 | [6 empty] | 0.39012 | 613.5712
LCP_Inputs_ON_Electric_IEA_2023_05_05 | 2044 | Biomass | Generation | Electricity | WC | Dispatch-Generation | EmissionsCost | 0 | [6 empty] | 0.39012 | 0
LCP_Inputs_ON_Electric_IEA_2023_05_05 | 2044 | Biomass | Generation | Electricity | WC | Dispatch-Generation | FuelCost | 0 | [6 empty] | 0.39012 | 0
LCP_Inputs_ON_Electric_IEA_2023_05_05 | 2044 | Biomass | Generation | Electricity | WC | Dispatch-Generation | VOM | 0 | [6 empty] | 0.39012 | 0
LCP_Inputs_ON_Electric_IEA_2023_05_05 | 2044 | Biomass + CCS | Generation | Electricity | MI | Dispatch-Generation | EmissionsCost | 0 | [6 empty] | 0.39012 | 0
LCP_Inputs_ON_Electric_IEA_2023_05_05 | 2044 | Biomass + CCS | Generation | Electricity | MI | Dispatch-Generation | FuelCost | 0 | [6 empty] | 0.39012 | 0
LCP_Inputs_ON_Electric_IEA_2023_05_05 | 2044 | Biomass + CCS | Generation | Electricity | MI | Dispatch-Generation | VOM | 0 | [6 empty] | 0.39012 | 0
LCP_Inputs_ON_Electric_IEA_2023_05_05 | 2044 | Biomass + CCS | Generation | Electricity | NY | Dispatch-Generation | EmissionsCost | 0 | [6 empty] | 0.39012 | 0
LCP_Inputs_ON_Electric_IEA_2023_05_05 | 2044 | Biomass + CCS | Generation | Electricity | NY | Dispatch-Generation | FuelCost | 0 | [6 empty] | 0.39012 | 0
LCP_Inputs_ON_Electric_IEA_2023_05_05 | 2044 | Biomass + CCS | Generation | Electricity | NY | Dispatch-Generation | VOM | 0 | [6 empty] | 0.39012 | 0
LCP_Inputs_ON_Electric_IEA_2023_05_05 | 2044 | Biomass + CCS | Generation | Electricity | ON | Dispatch-Generation | EmissionsCost | -566815549.8142 | [6 empty] | 0.39012 | -221126917.9747
LCP_Inputs_ON_Electric_IEA_2023_05_05 | 2044 | Biomass + CCS | Generation | Electricity | ON | Dispatch-Generation | FuelCost | 456060730.9091 | [6 empty] | 0.39012 | 177919084.7327
LCP_Inputs_ON_Electric_IEA_2023_05_05 | 2044 | Biomass + CCS | Generation | Electricity | ON | Dispatch-Generation | VOM | 3546136.7278 | [6 empty] | 0.39012 | 1383424.0885
LCP_Inputs_ON_Electric_IEA_2023_05_05 | 2044 | Biomass + CCS | Generation | Electricity | PJ | Dispatch-Generation | EmissionsCost | 0 | [6 empty] | 0.39012 | 0
LCP_Inputs_ON_Electric_IEA_2023_05_05 | 2044 | Biomass + CCS | Generation | Electricity | PJ | Dispatch-Generation | FuelCost | 0 | [6 empty] | 0.39012 | 0
LCP_Inputs_ON_Electric_IEA_2023_05_05 | 2044 | Biomass + CCS | Generation | Electricity | PJ | Dispatch-Generation | VOM | 0 | [6 empty] | 0.39012 | 0
LCP_Inputs_ON_Electric_IEA_2023_05_05 | 2044 | Biomass + CCS | Generation | Electricity | QC | Dispatch-Generation | EmissionsCost | 0 | [6 empty] | 0.39012 | 0
LCP_Inputs_ON_Electric_IEA_2023_05_05 | 2044 | Biomass + CCS | Generation | Electricity | QC | Dispatch-Generation | FuelCost | 0 | [6 empty] | 0.39012 | 0
LCP_Inputs_ON_Electric_IEA_2023_05_05 | 2044 | Biomass + CCS | Generation | Electricity | QC | Dispatch-Generation | VOM | 0 | [6 empty] | 0.39012 | 0
LCP_Inputs_ON_Electric_IEA_2023_05_05 | 2044 | Biomass + CCS | Generation | Electricity | WC | Dispatch-Generation | EmissionsCost | 0 | [6 empty] | 0.39012 | 0
LCP_Inputs_ON_Electric_IEA_2023_05_05 | 2044 | Biomass + CCS | Generation | Electricity | WC | Dispatch-Generation | FuelCost | 0 | [6 empty] | 0.39012 | 0
LCP_Inputs_ON_Electric_IEA_2023_05_05 | 2044 | Biomass + CCS | Generation | Electricity | WC | Dispatch-Generation | VOM | 0 | [6 empty] | 0.39012 | 0
LCP_Inputs_ON_Electric_IEA_2023_05_05 | 2044 | CH4 + CCS | Generation | Methane | MI | Dispatch-Generation | EmissionsCost | 0 | [6 empty] | 0.39012 | 0
LCP_Inputs_ON_Electric_IEA_2023_05_05 | 2044 | CH4 + CCS | Generation | Methane | MI | Dispatch-Generation | FuelCost | 0 | [6 empty] | 0.39012 | 0
LCP_Inputs_ON_Electric_IEA_2023_05_05 | 2044 | CH4 + CCS | Generation | Methane | MI | Dispatch-Generation | VOM | 0 | [6 empty] | 0.39012 | 0
LCP_Inputs_ON_Electric_IEA_2023_05_05 | 2044 | CH4 + CCS | Generation | Methane | NY | Dispatch-Generation | EmissionsCost | 0 | [6 empty] | 0.39012 | 0
LCP_Inputs_ON_Electric_IEA_2023_05_05 | 2044 | CH4 + CCS | Generation | Methane | NY | Dispatch-Generation | FuelCost | 0 | [6 empty] | 0.39012 | 0
LCP_Inputs_ON_Electric_IEA_2023_05_05 | 2044 | CH4 + CCS | Generation | Methane | NY | Dispatch-Generation | VOM | 0 | [6 empty] | 0.39012 | 0
LCP_Inputs_ON_Electric_IEA_2023_05_05 | 2044 | CH4 + CCS | Generation | Methane | ON | Dispatch-Generation | EmissionsCost | 84395478.3721 | [6 empty] | 0.39012 | 32924488.4505
LCP_Inputs_ON_Electric_IEA_2023_05_05 | 2044 | CH4 + CCS | Generation | Methane | ON | Dispatch-Generation | FuelCost | 271488076.3116 | [6 empty] | 0.39012 | 105913328.5975
LCP_Inputs_ON_Electric_IEA_2023_05_05 | 2044 | CH4 + CCS | Generation | Methane | ON | Dispatch-Generation | VOM | 25812098.3333 | [6 empty] | 0.39012 | 10069853.8577
LCP_Inputs_ON_Electric_IEA_2023_05_05 | 2044 | CH4 + CCS | Generation | Methane | PJ | Dispatch-Generation | EmissionsCost | 0 | [6 empty] | 0.39012 | 0
LCP_Inputs_ON_Electric_IEA_2023_05_05 | 2044 | CH4 + CCS | Generation | Methane | PJ | Dispatch-Generation | FuelCost | 0 | [6 empty] | 0.39012 | 0
LCP_Inputs_ON_Electric_IEA_2023_05_05 | 2044 | CH4 + CCS | Generation | Methane | PJ | Dispatch-Generation | VOM | 0 | [6 empty] | 0.39012 | 0
LCP_Inputs_ON_Electric_IEA_2023_05_05 | 2044 | CH4 + CCS | Generation | Methane | QC | Dispatch-Generation | EmissionsCost | 0 | [6 empty] | 0.39012 | 0
LCP_Inputs_ON_Electric_IEA_2023_05_05 | 2044 | CH4 + CCS | Generation | Methane | QC | Dispatch-Generation | FuelCost | 0 | [6 empty] | 0.39012 | 0
LCP_Inputs_ON_Electric_IEA_2023_05_05 | 2044 | CH4 + CCS | Generation | Methane | QC | Dispatch-Generation | VOM | 0 | [6 empty] | 0.39012 | 0
LCP_Inputs_ON_Electric_IEA_2023_05_05 | 2044 | CH4 + CCS | Generation | Methane | WC | Dispatch-Generation | EmissionsCost | 0 | [6 empty] | 0.39012 | 0
LCP_Inputs_ON_Electric_IEA_2023_05_05 | 2044 | CH4 + CCS | Generation | Methane | WC | Dispatch-Generation | FuelCost | 0 | [6 empty] | 0.39012 | 0
LCP_Inputs_ON_Electric_IEA_2023_05_05 | 2044 | CH4 + CCS | Generation | Methane | WC | Dispatch-Generation | VOM | 0 | [6 empty] | 0.39012 | 0
LCP_Inputs_ON_Electric_IEA_2023_05_05 | 2044 | CH4 Import - NY 2020 | Import | Methane | MI | Dispatch-Import | EmissionsCost | 0 | [6 empty] | 0.39012 | 0
LCP_Inputs_ON_Electric_IEA_2023_05_05 | 2044 | CH4 Import - NY 2020 | Import | Methane | MI | Dispatch-Import | FuelCost | 0 | [6 empty] | 0.39012 | 0
LCP_Inputs_ON_Electric_IEA_2023_05_05 | 2044 | CH4 Import - NY 2020 | Import | Methane | MI | Dispatch-Import | VOM | 0 | [6 empty] | 0.39012 | 0
LCP_Inputs_ON_Electric_IEA_2023_05_05 | 2044 | CH4 Import - NY 2020 | Import | Methane | NY | Dispatch-Import | EmissionsCost | 0 | [6 empty] | 0.39012 | 0
LCP_Inputs_ON_Electric_IEA_2023_05_05 | 2044 | CH4 Import - NY 2020 | Import | Methane | NY | Dispatch-Import | FuelCost | 0 | [6 empty] | 0.39012 | 0
LCP_Inputs_ON_Electric_IEA_2023_05_05 | 2044 | CH4 Import - NY 2020 | Import | Methane | NY | Dispatch-Import | VOM | 0 | [6 empty] | 0.39012 | 0
LCP_Inputs_ON_Electric_IEA_2023_05_05 | 2044 | CH4 Import - NY 2020 | Import | Methane | ON | Dispatch-Import | EmissionsCost | 0 | [6 empty] | 0.39012 | 0
LCP_Inputs_ON_Electric_IEA_2023_05_05 | 2044 | CH4 Import - NY 2020 | Import | Methane | ON | Dispatch-Import | FuelCost | 0 | [6 empty] | 0.39012 | 0
LCP_Inputs_ON_Electric_IEA_2023_05_05 | 2044 | CH4 Import - NY 2020 | Import | Methane | ON | Dispatch-Import | VOM | 0 | [6 empty] | 0.39012 | 0
LCP_Inputs_ON_Electric_IEA_2023_05_05 | 2044 | CH4 Import - NY 2020 | Import | Methane | PJ | Dispatch-Import | EmissionsCost | 0 | [6 empty] | 0.39012 | 0
LCP_Inputs_ON_Electric_IEA_2023_05_05 | 2044 | CH4 Import - NY 2020 | Import | Methane | PJ | Dispatch-Import | FuelCost | 0 | [6 empty] | 0.39012 | 0
LCP_Inputs_ON_Electric_IEA_2023_05_05 | 2044 | CH4 Import - NY 2020 | Import | Methane | PJ | Dispatch-Import | VOM | 0 | [6 empty] | 0.39012 | 0
LCP_Inputs_ON_Electric_IEA_2023_05_05 | 2044 | CH4 Import - NY 2020 | Import | Methane | QC | Dispatch-Import | EmissionsCost | 0 | [6 empty] | 0.39012 | 0
LCP_Inputs_ON_Electric_IEA_2023_05_05 | 2044 | CH4 Import - NY 2020 | Import | Methane | QC | Dispatch-Import | FuelCost | 0 | [6 empty] | 0.39012 | 0
LCP_Inputs_ON_Electric_IEA_2023_05_05 | 2044 | CH4 Import - NY 2020 | Import | Methane | QC | Dispatch-Import | VOM | 0 | [6 empty] | 0.39012 | 0
LCP_Inputs_ON_Electric_IEA_2023_05_05 | 2044 | CH4 Import - NY 2020 | Import | Methane | WC | Dispatch-Import | EmissionsCost | 0 | [6 empty] | 0.39012 | 0
LCP_Inputs_ON_Electric_IEA_2023_05_05 | 2044 | CH4 Import - NY 2020 | Import | Methane | WC | Dispatch-Import | FuelCost | 0 | [6 empty] | 0.39012 | 0
LCP_Inputs_ON_Electric_IEA_2023_05_05 | 2044 | CH4 Import - NY 2020 | Import | Methane | WC | Dispatch-Import | VOM | 0 | [6 empty] | 0.39012 | 0
LCP_Inputs_ON_Electric_IEA_2023_05_05 | 2044 | CH4 Import - NY 2030 | Import | Methane | MI | Dispatch-Import | EmissionsCost | 0 | [6 empty] | 0.39012 | 0
LCP_Inputs_ON_Electric_IEA_2023_05_05 | 2044 | CH4 Import - NY 2030 | Import | Methane | MI | Dispatch-Import | FuelCost | 0 | [6 empty] | 0.39012 | 0
LCP_Inputs_ON_Electric_IEA_2023_05_05 | 2044 | CH4 Import - NY 2030 | Import | Methane | MI | Dispatch-Import | VOM | 0 | [6 empty] | 0.39012 | 0
LCP_Inputs_ON_Electric_IEA_2023_05_05 | 2044 | CH4 Import - NY 2030 | Import | Methane | NY | Dispatch-Import | EmissionsCost | 0 | [6 empty] | 0.39012 | 0
LCP_Inputs_ON_Electric_IEA_2023_05_05 | 2044 | CH4 Import - NY 2030 | Import | Methane | NY | Dispatch-Import | FuelCost | 0 | [6 empty] | 0.39012 | 0
LCP_Inputs_ON_Electric_IEA_2023_05_05 | 2044 | CH4 Import - NY 2030 | Import | Methane | NY | Dispatch-Import | VOM | 0 | [6 empty] | 0.39012 | 0
LCP_Inputs_ON_Electric_IEA_2023_05_05 | 2044 | CH4 Import - NY 2030 | Import | Methane | ON | Dispatch-Import | EmissionsCost | 0 | [6 empty] | 0.39012 | 0
LCP_Inputs_ON_Electric_IEA_2023_05_05 | 2044 | CH4 Import - NY 2030 | Import | Methane | ON | Dispatch-Import | FuelCost | 0 | [6 empty] | 0.39012 | 0
LCP_Inputs_ON_Electric_IEA_2023_05_05 | 2044 | CH4 Import - NY 2030 | Import | Methane | ON | Dispatch-Import | VOM | 0 | [6 empty] | 0.39012 | 0
LCP_Inputs_ON_Electric_IEA_2023_05_05 | 2044 | CH4 Import - NY 2030 | Import | Methane | PJ | Dispatch-Import | EmissionsCost | 0 | [6 empty] | 0.39012 | 0
LCP_Inputs_ON_Electric_IEA_2023_05_05 | 2044 | CH4 Import - NY 2030 | Import | Methane | PJ | Dispatch-Import | FuelCost | 0 | [6 empty] | 0.39012 | 0
LCP_Inputs_ON_Electric_IEA_2023_05_05 | 2044 | CH4 Import - NY 2030 | Import | Methane | PJ | Dispatch-Import | VOM | 0 | [6 empty] | 0.39012 | 0
LCP_Inputs_ON_Electric_IEA_2023_05_05 | 2044 | CH4 Import - NY 2030 | Import | Methane | QC | Dispatch-Import | EmissionsCost | 0 | [6 empty] | 0.39012 | 0
LCP_Inputs_ON_Electric_IEA_2023_05_05 | 2044 | CH4 Import - NY 2030 | Import | Methane | QC | Dispatch-Import | FuelCost | 0 | [6 empty] | 0.39012 | 0
LCP_Inputs_ON_Electric_IEA_2023_05_05 | 2044 | CH4 Import - NY 2030 | Import | Methane | QC | Dispatch-Import | VOM | 0 | [6 empty] | 0.39012 | 0
LCP_Inputs_ON_Electric_IEA_2023_05_05 | 2044 | CH4 Import - NY 2030 | Import | Methane | WC | Dispatch-Import | EmissionsCost | 0 | [6 empty] | 0.39012 | 0
LCP_Inputs_ON_Electric_IEA_2023_05_05 | 2044 | CH4 Import - NY 2030 | Import | Methane | WC | Dispatch-Import | FuelCost | 0 | [6 empty] | 0.39012 | 0
LCP_Inputs_ON_Electric_IEA_2023_05_05 | 2044 | CH4 Import - NY 2030 | Import | Methane | WC | Dispatch-Import | VOM | 0 | [6 empty] | 0.39012 | 0
LCP_Inputs_ON_Electric_IEA_2023_05_05 | 2044 | CH4 Import - NY 2040 | Import | Methane | MI | Dispatch-Import | EmissionsCost | 0 | [6 empty] | 0.39012 | 0
LCP_Inputs_ON_Electric_IEA_2023_05_05 | 2044 | CH4 Import - NY 2040 | Import | Methane | MI | Dispatch-Import | FuelCost | 0 | [6 empty] | 0.39012 | 0
LCP_Inputs_ON_Electric_IEA_2023_05_05 | 2044 | CH4 Import - NY 2040 | Import | Methane | MI | Dispatch-Import | VOM | 0 | [6 empty] | 0.39012 | 0
LCP_Inputs_ON_Electric_IEA_2023_05_05 | 2044 | CH4 Import - NY 2040 | Import | Methane | NY | Dispatch-Import | EmissionsCost | 2422180073.5024 | [6 empty] | 0.39012 | 944944461.4017
LCP_Inputs_ON_Electric_IEA_2023_05_05 | 2044 | CH4 Import - NY 2040 | Import | Methane | NY | Dispatch-Import | FuelCost | 758346581.876 | [6 empty] | 0.39012 | 295847286.5853
LCP_Inputs_ON_Electric_IEA_2023_05_05 | 2044 | CH4 Import - NY 2040 | Import | Methane | NY | Dispatch-Import | VOM | 0 | [6 empty] | 0.39012 | 0
LCP_Inputs_ON_Electric_IEA_2023_05_05 | 2044 | CH4 Import - NY 2040 | Import | Methane | ON | Dispatch-Import | EmissionsCost | 0 | [6 empty] | 0.39012 | 0
LCP_Inputs_ON_Electric_IEA_2023_05_05 | 2044 | CH4 Import - NY 2040 | Import | Methane | ON | Dispatch-Import | FuelCost | 0 | [6 empty] | 0.39012 | 0
LCP_Inputs_ON_Electric_IEA_2023_05_05 | 2044 | CH4 Import - NY 2040 | Import | Methane | ON | Dispatch-Import | VOM | 0 | [6 empty] | 0.39012 | 0
LCP_Inputs_ON_Electric_IEA_2023_05_05 | 2044 | CH4 Import - NY 2040 | Import | Methane | PJ | Dispatch-Import | EmissionsCost | 0 | [6 empty] | 0.39012 | 0
LCP_Inputs_ON_Electric_IEA_2023_05_05 | 2044 | CH4 Import - NY 2040 | Import | Methane | PJ | Dispatch-Import | FuelCost | 0 | [6 empty] | 0.39012 | 0
LCP_Inputs_ON_Electric_IEA_2023_05_05 | 2044 | CH4 Import - NY 2040 | Import | Methane | PJ | Dispatch-Import | VOM | 0 | [6 empty] | 0.39012 | 0
LCP_Inputs_ON_Electric_IEA_2023_05_05 | 2044 | CH4 Import - NY 2040 | Import | Methane | QC | Dispatch-Import | EmissionsCost | 0 | [6 empty] | 0.39012 | 0
LCP_Inputs_ON_Electric_IEA_2023_05_05 | 2044 | CH4 Import - NY 2040 | Import | Methane | QC | Dispatch-Import | FuelCost | 0 | [6 empty] | 0.39012 | 0
LCP_Inputs_ON_Electric_IEA_2023_05_05 | 2044 | CH4 Import - NY 2040 | Import | Methane | QC | Dispatch-Import | VOM | 0 | [6 empty] | 0.39012 | 0
LCP_Inputs_ON_Electric_IEA_2023_05_05 | 2044 | CH4 Import - NY 2040 | Import | Methane | WC | Dispatch-Import | EmissionsCost | 0 | [6 empty] | 0.39012 | 0
LCP_Inputs_ON_Electric_IEA_2023_05_05 | 2044 | CH4 Import - NY 2040 | Import | Methane | WC | Dispatch-Import | FuelCost | 0 | [6 empty] | 0.39012 | 0
LCP_Inputs_ON_Electric_IEA_2023_05_05 | 2044 | CH4 Import - NY 2040 | Import | Methane | WC | Dispatch-Import | VOM | 0 | [6 empty] | 0.39012 | 0
LCP_Inputs_ON_Electric_IEA_2023_05_05 | 2044 | CH4 Import - NY 2050 | Import | Methane | MI | Dispatch-Import | EmissionsCost | 0 | [6 empty] | 0.39012 | 0
LCP_Inputs_ON_Electric_IEA_2023_05_05 | 2044 | CH4 Import - NY 2050 | Import | Methane | MI | Dispatch-Import | FuelCost | 0 | [6 empty] | 0.39012 | 0
LCP_Inputs_ON_Electric_IEA_2023_05_05 | 2044 | CH4 Import - NY 2050 | Import | Methane | MI | Dispatch-Import | VOM | 0 | [6 empty] | 0.39012 | 0
LCP_Inputs_ON_Electric_IEA_2023_05_05 | 2044 | CH4 Import - NY 2050 | Import | Methane | NY | Dispatch-Import | EmissionsCost | 0 | [6 empty] | 0.39012 | 0
LCP_Inputs_ON_Electric_IEA_2023_05_05 | 2044 | CH4 Import - NY 2050 | Import | Methane | NY | Dispatch-Import | FuelCost | 0 | [6 empty] | 0.39012 | 0
LCP_Inputs_ON_Electric_IEA_2023_05_05 | 2044 | CH4 Import - NY 2050 | Import | Methane | NY | Dispatch-Import | VOM | 0 | [6 empty] | 0.39012 | 0
LCP_Inputs_ON_Electric_IEA_2023_05_05 | 2044 | CH4 Import - NY 2050 | Import | Methane | ON | Dispatch-Import | EmissionsCost | 0 | [6 empty] | 0.39012 | 0
LCP_Inputs_ON_Electric_IEA_2023_05_05 | 2044 | CH4 Import - NY 2050 | Import | Methane | ON | Dispatch-Import | FuelCost | 0 | [6 empty] | 0.39012 | 0
LCP_Inputs_ON_Electric_IEA_2023_05_05 | 2044 | CH4 Import - NY 2050 | Import | Methane | ON | Dispatch-Import | VOM | 0 | [6 empty] | 0.39012 | 0
LCP_Inputs_ON_Electric_IEA_2023_05_05 | 2044 | CH4 Import - NY 2050 | Import | Methane | PJ | Dispatch-Import | EmissionsCost | 0 | [6 empty] | 0.39012 | 0
LCP_Inputs_ON_Electric_IEA_2023_05_05 | 2044 | CH4 Import - NY 2050 | Import | Methane | PJ | Dispatch-Import | FuelCost | 0 | [6 empty] | 0.39012 | 0
LCP_Inputs_ON_Electric_IEA_2023_05_05 | 2044 | CH4 Import - NY 2050 | Import | Methane | PJ | Dispatch-Import | VOM | 0 | [6 empty] | 0.39012 | 0
LCP_Inputs_ON_Electric_IEA_2023_05_05 | 2044 | CH4 Import - NY 2050 | Import | Methane | QC | Dispatch-Import | EmissionsCost | 0 | [6 empty] | 0.39012 | 0
LCP_Inputs_ON_Electric_IEA_2023_05_05 | 2044 | CH4 Import - NY 2050 | Import | Methane | QC | Dispatch-Import | FuelCost | 0 | [6 empty] | 0.39012 | 0
LCP_Inputs_ON_Electric_IEA_2023_05_05 | 2044 | CH4 Import - NY 2050 | Import | Methane | QC | Dispatch-Import | VOM | 0 | [6 empty] | 0.39012 | 0
LCP_Inputs_ON_Electric_IEA_2023_05_05 | 2044 | CH4 Import - NY 2050 | Import | Methane | WC | Dispatch-Import | EmissionsCost | 0 | [6 empty] | 0.39012 | 0
LCP_Inputs_ON_Electric_IEA_2023_05_05 | 2044 | CH4 Import - NY 2050 | Import | Methane | WC | Dispatch-Import | FuelCost | 0 | [6 empty] | 0.39012 | 0
LCP_Inputs_ON_Electric_IEA_2023_05_05 | 2044 | CH4 Import - NY 2050 | Import | Methane | WC | Dispatch-Import | VOM | 0 | [6 empty] | 0.39012 | 0
LCP_Inputs_ON_Electric_IEA_2023_05_05 | 2044 | CH4 Import - WC 2020 | Import | Methane | MI | Dispatch-Import | EmissionsCost | 0 | [6 empty] | 0.39012 | 0
LCP_Inputs_ON_Electric_IEA_2023_05_05 | 2044 | CH4 Import - WC 2020 | Import | Methane | MI | Dispatch-Import | FuelCost | 0 | [6 empty] | 0.39012 | 0
LCP_Inputs_ON_Electric_IEA_2023_05_05 | 2044 | CH4 Import - WC 2020 | Import | Methane | MI | Dispatch-Import | VOM | 0 | [6 empty] | 0.39012 | 0
LCP_Inputs_ON_Electric_IEA_2023_05_05 | 2044 | CH4 Import - WC 2020 | Import | Methane | NY | Dispatch-Import | EmissionsCost | 0 | [6 empty] | 0.39012 | 0
LCP_Inputs_ON_Electric_IEA_2023_05_05 | 2044 | CH4 Import - WC 2020 | Import | Methane | NY | Dispatch-Import | FuelCost | 0 | [6 empty] | 0.39012 | 0
LCP_Inputs_ON_Electric_IEA_2023_05_05 | 2044 | CH4 Import - WC 2020 | Import | Methane | NY | Dispatch-Import | VOM | 0 | [6 empty] | 0.39012 | 0
LCP_Inputs_ON_Electric_IEA_2023_05_05 | 2044 | CH4 Import - WC 2020 | Import | Methane | ON | Dispatch-Import | EmissionsCost | 0 | [6 empty] | 0.39012 | 0
LCP_Inputs_ON_Electric_IEA_2023_05_05 | 2044 | CH4 Import - WC 2020 | Import | Methane | ON | Dispatch-Import | FuelCost | 0 | [6 empty] | 0.39012 | 0
LCP_Inputs_ON_Electric_IEA_2023_05_05 | 2044 | CH4 Import - WC 2020 | Import | Methane | ON | Dispatch-Import | VOM | 0 | [6 empty] | 0.39012 | 0
LCP_Inputs_ON_Electric_IEA_2023_05_05 | 2044 | CH4 Import - WC 2020 | Import | Methane | PJ | Dispatch-Import | EmissionsCost | 0 | [6 empty] | 0.39012 | 0
LCP_Inputs_ON_Electric_IEA_2023_05_05 | 2044 | CH4 Import - WC 2020 | Import | Methane | PJ | Dispatch-Import | FuelCost | 0 | [6 empty] | 0.39012 | 0
LCP_Inputs_ON_Electric_IEA_2023_05_05 | 2044 | CH4 Import - WC 2020 | Import | Methane | PJ | Dispatch-Import | VOM | 0 | [6 empty] | 0.39012 | 0
LCP_Inputs_ON_Electric_IEA_2023_05_05 | 2044 | CH4 Import - WC 2020 | Import | Methane | QC | Dispatch-Import | EmissionsCost | 0 | [6 empty] | 0.39012 | 0
LCP_Inputs_ON_Electric_IEA_2023_05_05 | 2044 | CH4 Import - WC 2020 | Import | Methane | QC | Dispatch-Import | FuelCost | 0 | [6 empty] | 0.39012 | 0
LCP_Inputs_ON_Electric_IEA_2023_05_05 | 2044 | CH4 Import - WC 2020 | Import | Methane | QC | Dispatch-Import | VOM | 0 | [6 empty] | 0.39012 | 0
LCP_Inputs_ON_Electric_IEA_2023_05_05 | 2044 | CH4 Import - WC 2020 | Import | Methane | WC | Dispatch-Import | EmissionsCost | 0 | [6 empty] | 0.39012 | 0
LCP_Inputs_ON_Electric_IEA_2023_05_05 | 2044 | CH4 Import - WC 2020 | Import | Methane | WC | Dispatch-Import | FuelCost | 0 | [6 empty] | 0.39012 | 0
LCP_Inputs_ON_Electric_IEA_2023_05_05 | 2044 | CH4 Import - WC 2020 | Import | Methane | WC | Dispatch-Import | VOM | 0 | [6 empty] | 0.39012 | 0
LCP_Inputs_ON_Electric_IEA_2023_05_05 | 2044 | CH4 Import - WC 2030 | Import | Methane | MI | Dispatch-Import | EmissionsCost | 0 | [6 empty] | 0.39012 | 0
LCP_Inputs_ON_Electric_IEA_2023_05_05 | 2044 | CH4 Import - WC 2030 | Import | Methane | MI | Dispatch-Import | FuelCost | 0 | [6 empty] | 0.39012 | 0
LCP_Inputs_ON_Electric_IEA_2023_05_05 | 2044 | CH4 Import - WC 2030 | Import | Methane | MI | Dispatch-Import | VOM | 0 | [6 empty] | 0.39012 | 0
LCP_Inputs_ON_Electric_IEA_2023_05_05 | 2044 | CH4 Import - WC 2030 | Import | Methane | NY | Dispatch-Import | EmissionsCost | 0 | [6 empty] | 0.39012 | 0
LCP_Inputs_ON_Electric_IEA_2023_05_05 | 2044 | CH4 Import - WC 2030 | Import | Methane | NY | Dispatch-Import | FuelCost | 0 | [6 empty] | 0.39012 | 0
LCP_Inputs_ON_Electric_IEA_2023_05_05 | 2044 | CH4 Import - WC 2030 | Import | Methane | NY | Dispatch-Import | VOM | 0 | [6 empty] | 0.39012 | 0
LCP_Inputs_ON_Electric_IEA_2023_05_05 | 2044 | CH4 Import - WC 2030 | Import | Methane | ON | Dispatch-Import | EmissionsCost | 0 | [6 empty] | 0.39012 | 0
LCP_Inputs_ON_Electric_IEA_2023_05_05 | 2044 | CH4 Import - WC 2030 | Import | Methane | ON | Dispatch-Import | FuelCost | 0 | [6 empty] | 0.39012 | 0
LCP_Inputs_ON_Electric_IEA_2023_05_05 | 2044 | CH4 Import - WC 2030 | Import | Methane | ON | Dispatch-Import | VOM | 0 | [6 empty] | 0.39012 | 0
LCP_Inputs_ON_Electric_IEA_2023_05_05 | 2044 | CH4 Import - WC 2030 | Import | Methane | PJ | Dispatch-Import | EmissionsCost | 0 | [6 empty] | 0.39012 | 0
LCP_Inputs_ON_Electric_IEA_2023_05_05 | 2044 | CH4 Import - WC 2030 | Import | Methane | PJ | Dispatch-Import | FuelCost | 0 | [6 empty] | 0.39012 | 0
LCP_Inputs_ON_Electric_IEA_2023_05_05 | 2044 | CH4 Import - WC 2030 | Import | Methane | PJ | Dispatch-Import | VOM | 0 | [6 empty] | 0.39012 | 0
LCP_Inputs_ON_Electric_IEA_2023_05_05 | 2044 | CH4 Import - WC 2030 | Import | Methane | QC | Dispatch-Import | EmissionsCost | 0 | [6 empty] | 0.39012 | 0
LCP_Inputs_ON_Electric_IEA_2023_05_05 | 2044 | CH4 Import - WC 2030 | Import | Methane | QC | Dispatch-Import | FuelCost | 0 | [6 empty] | 0.39012 | 0
LCP_Inputs_ON_Electric_IEA_2023_05_05 | 2044 | CH4 Import - WC 2030 | Import | Methane | QC | Dispatch-Import | VOM | 0 | [6 empty] | 0.39012 | 0
LCP_Inputs_ON_Electric_IEA_2023_05_05 | 2044 | CH4 Import - WC 2030 | Import | Methane | WC | Dispatch-Import | EmissionsCost | 0 | [6 empty] | 0.39012 | 0
LCP_Inputs_ON_Electric_IEA_2023_05_05 | 2044 | CH4 Import - WC 2030 | Import | Methane | WC | Dispatch-Import | FuelCost | 0 | [6 empty] | 0.39012 | 0
LCP_Inputs_ON_Electric_IEA_2023_05_05 | 2044 | CH4 Import - WC 2030 | Import | Methane | WC | Dispatch-Import | VOM | 0 | [6 empty] | 0.39012 | 0
LCP_Inputs_ON_Electric_IEA_2023_05_05 | 2044 | CH4 Import - WC 2040 | Import | Methane | MI | Dispatch-Import | EmissionsCost | 0 | [6 empty] | 0.39012 | 0
LCP_Inputs_ON_Electric_IEA_2023_05_05 | 2044 | CH4 Import - WC 2040 | Import | Methane | MI | Dispatch-Import | FuelCost | 0 | [6 empty] | 0.39012 | 0
LCP_Inputs_ON_Electric_IEA_2023_05_05 | 2044 | CH4 Import - WC 2040 | Import | Methane | MI | Dispatch-Import | VOM | 0 | [6 empty] | 0.39012 | 0
LCP_Inputs_ON_Electric_IEA_2023_05_05 | 2044 | CH4 Import - WC 2040 | Import | Methane | NY | Dispatch-Import | EmissionsCost | 0 | [6 empty] | 0.39012 | 0
LCP_Inputs_ON_Electric_IEA_2023_05_05 | 2044 | CH4 Import - WC 2040 | Import | Methane | NY | Dispatch-Import | FuelCost | 0 | [6 empty] | 0.39012 | 0
LCP_Inputs_ON_Electric_IEA_2023_05_05 | 2044 | CH4 Import - WC 2040 | Import | Methane | NY | Dispatch-Import | VOM | 0 | [6 empty] | 0.39012 | 0
LCP_Inputs_ON_Electric_IEA_2023_05_05 | 2044 | CH4 Import - WC 2040 | Import | Methane | ON | Dispatch-Import | EmissionsCost | 0 | [6 empty] | 0.39012 | 0
LCP_Inputs_ON_Electric_IEA_2023_05_05 | 2044 | CH4 Import - WC 2040 | Import | Methane | ON | Dispatch-Import | FuelCost | 0 | [6 empty] | 0.39012 | 0
LCP_Inputs_ON_Electric_IEA_2023_05_05 | 2044 | CH4 Import - WC 2040 | Import | Methane | ON | Dispatch-Import | VOM | 0 | [6 empty] | 0.39012 | 0
LCP_Inputs_ON_Electric_IEA_2023_05_05 | 2044 | CH4 Import - WC 2040 | Import | Methane | PJ | Dispatch-Import | EmissionsCost | 0 | [6 empty] | 0.39012 | 0
LCP_Inputs_ON_Electric_IEA_2023_05_05 | 2044 | CH4 Import - WC 2040 | Import | Methane | PJ | Dispatch-Import | FuelCost | 0 | [6 empty] | 0.39012 | 0
LCP_Inputs_ON_Electric_IEA_2023_05_05 | 2044 | CH4 Import - WC 2040 | Import | Methane | PJ | Dispatch-Import | VOM | 0 | [6 empty] | 0.39012 | 0
LCP_Inputs_ON_Electric_IEA_2023_05_05 | 2044 | CH4 Import - WC 2040 | Import | Methane | QC | Dispatch-Import | EmissionsCost | 0 | [6 empty] | 0.39012 | 0
LCP_Inputs_ON_Electric_IEA_2023_05_05 | 2044 | CH4 Import - WC 2040 | Import | Methane | QC | Dispatch-Import | FuelCost | 0 | [6 empty] | 0.39012 | 0
LCP_Inputs_ON_Electric_IEA_2023_05_05 | 2044 | CH4 Import - WC 2040 | Import | Methane | QC | Dispatch-Import | VOM | 0 | [6 empty] | 0.39012 | 0
LCP_Inputs_ON_Electric_IEA_2023_05_05 | 2044 | CH4 Import - WC 2040 | Import | Methane | WC | Dispatch-Import | EmissionsCost | 2104525662.7863 | [6 empty] | 0.39012 | 821020654.3612
LCP_Inputs_ON_Electric_IEA_2023_05_05 | 2044 | CH4 Import - WC 2040 | Import | Methane | WC | Dispatch-Import | FuelCost | 658893969.2401 | [6 empty] | 0.39012 | 257048686.7164
LCP_Inputs_ON_Electric_IEA_2023_05_05 | 2044 | CH4 Import - WC 2040 | Import | Methane | WC | Dispatch-Import | VOM | 0 | [6 empty] | 0.39012 | 0
LCP_Inputs_ON_Electric_IEA_2023_05_05 | 2044 | CH4 Import - WC 2050 | Import | Methane | MI | Dispatch-Import | EmissionsCost | 0 | [6 empty] | 0.39012 | 0
LCP_Inputs_ON_Electric_IEA_2023_05_05 | 2044 | CH4 Import - WC 2050 | Import | Methane | MI | Dispatch-Import | FuelCost | 0 | [6 empty] | 0.39012 | 0
LCP_Inputs_ON_Electric_IEA_2023_05_05 | 2044 | CH4 Import - WC 2050 | Import | Methane | MI | Dispatch-Import | VOM | 0 | [6 empty] | 0.39012 | 0
LCP_Inputs_ON_Electric_IEA_2023_05_05 | 2044 | CH4 Import - WC 2050 | Import | Methane | NY | Dispatch-Import | EmissionsCost | 0 | [6 empty] | 0.39012 | 0
LCP_Inputs_ON_Electric_IEA_2023_05_05 | 2044 | CH4 Import - WC 2050 | Import | Methane | NY | Dispatch-Import | FuelCost | 0 | [6 empty] | 0.39012 | 0
LCP_Inputs_ON_Electric_IEA_2023_05_05 | 2044 | CH4 Import - WC 2050 | Import | Methane | NY | Dispatch-Import | VOM | 0 | [6 empty] | 0.39012 | 0
LCP_Inputs_ON_Electric_IEA_2023_05_05 | 2044 | CH4 Import - WC 2050 | Import | Methane | ON | Dispatch-Import | EmissionsCost | 0 | [6 empty] | 0.39012 | 0
LCP_Inputs_ON_Electric_IEA_2023_05_05 | 2044 | CH4 Import - WC 2050 | Import | Methane | ON | Dispatch-Import | FuelCost | 0 | [6 empty] | 0.39012 | 0
LCP_Inputs_ON_Electric_IEA_2023_05_05 | 2044 | CH4 Import - WC 2050 | Import | Methane | ON | Dispatch-Import | VOM | 0 | [6 empty] | 0.39012 | 0
LCP_Inputs_ON_Electric_IEA_2023_05_05 | 2044 | CH4 Import - WC 2050 | Import | Methane | PJ | Dispatch-Import | EmissionsCost | 0 | [6 empty] | 0.39012 | 0
LCP_Inputs_ON_Electric_IEA_2023_05_05 | 2044 | CH4 Import - WC 2050 | Import | Methane | PJ | Dispatch-Import | FuelCost | 0 | [6 empty] | 0.39012 | 0
LCP_Inputs_ON_Electric_IEA_2023_05_05 | 2044 | CH4 Import - WC 2050 | Import | Methane | PJ | Dispatch-Import | VOM | 0 | [6 empty] | 0.39012 | 0
LCP_Inputs_ON_Electric_IEA_2023_05_05 | 2044 | CH4 Import - WC 2050 | Import | Methane | QC | Dispatch-Import | EmissionsCost | 0 | [6 empty] | 0.39012 | 0
LCP_Inputs_ON_Electric_IEA_2023_05_05 | 2044 | CH4 Import - WC 2050 | Import | Methane | QC | Dispatch-Import | FuelCost | 0 | [6 empty] | 0.39012 | 0
LCP_Inputs_ON_Electric_IEA_2023_05_05 | 2044 | CH4 Import - WC 2050 | Import | Methane | QC | Dispatch-Import | VOM | 0 | [6 empty] | 0.39012 | 0
LCP_Inputs_ON_Electric_IEA_2023_05_05 | 2044 | CH4 Import - WC 2050 | Import | Methane | WC | Dispatch-Import | EmissionsCost | 0 | [6 empty] | 0.39012 | 0
LCP_Inputs_ON_Electric_IEA_2023_05_05 | 2044 | CH4 Import - WC 2050 | Import | Methane | WC | Dispatch-Import | FuelCost | 0 | [6 empty] | 0.39012 | 0
LCP_Inputs_ON_Electric_IEA_2023_05_05 | 2044 | CH4 Import - WC 2050 | Import | Methane | WC | Dispatch-Import | VOM | 0 | [6 empty] | 0.39012 | 0
LCP_Inputs_ON_Electric_IEA_2023_05_05 | 2044 | CH4 Salt Cavern Storage - ON | Storage | Methane | MI | Dispatch-Storage | EmissionsCost | 0 | [6 empty] | 0.39012 | 0
LCP_Inputs_ON_Electric_IEA_2023_05_05 | 2044 | CH4 Salt Cavern Storage - ON | Storage | Methane | MI | Dispatch-Storage | FuelCost | 0 | [6 empty] | 0.39012 | 0
LCP_Inputs_ON_Electric_IEA_2023_05_05 | 2044 | CH4 Salt Cavern Storage - ON | Storage | Methane | MI | Dispatch-Storage | VOM | 0 | [6 empty] | 0.39012 | 0
LCP_Inputs_ON_Electric_IEA_2023_05_05 | 2044 | CH4 Salt Cavern Storage - ON | Storage | Methane | NY | Dispatch-Storage | EmissionsCost | 0 | [6 empty] | 0.39012 | 0
LCP_Inputs_ON_Electric_IEA_2023_05_05 | 2044 | CH4 Salt Cavern Storage - ON | Storage | Methane | NY | Dispatch-Storage | FuelCost | 0 | [6 empty] | 0.39012 | 0
LCP_Inputs_ON_Electric_IEA_2023_05_05 | 2044 | CH4 Salt Cavern Storage - ON | Storage | Methane | NY | Dispatch-Storage | VOM | 0 | [6 empty] | 0.39012 | 0
LCP_Inputs_ON_Electric_IEA_2023_05_05 | 2044 | CH4 Salt Cavern Storage - ON | Storage | Methane | ON | Dispatch-Storage | EmissionsCost | 0 | [6 empty] | 0.39012 | 0
LCP_Inputs_ON_Electric_IEA_2023_05_05 | 2044 | CH4 Salt Cavern Storage - ON | Storage | Methane | ON | Dispatch-Storage | FuelCost | 0 | [6 empty] | 0.39012 | 0
LCP_Inputs_ON_Electric_IEA_2023_05_05 | 2044 | CH4 Salt Cavern Storage - ON | Storage | Methane | ON | Dispatch-Storage | VOM | 0 | [6 empty] | 0.39012 | 0
LCP_Inputs_ON_Electric_IEA_2023_05_05 | 2044 | CH4 Salt Cavern Storage - ON | Storage | Methane | PJ | Dispatch-Storage | EmissionsCost | 0 | [6 empty] | 0.39012 | 0
LCP_Inputs_ON_Electric_IEA_2023_05_05 | 2044 | CH4 Salt Cavern Storage - ON | Storage | Methane | PJ | Dispatch-Storage | FuelCost | 0 | [6 empty] | 0.39012 | 0
LCP_Inputs_ON_Electric_IEA_2023_05_05 | 2044 | CH4 Salt Cavern Storage - ON | Storage | Methane | PJ | Dispatch-Storage | VOM | 0 | [6 empty] | 0.39012 | 0
LCP_Inputs_ON_Electric_IEA_2023_05_05 | 2044 | CH4 Salt Cavern Storage - ON | Storage | Methane | QC | Dispatch-Storage | EmissionsCost | 0 | [6 empty] | 0.39012 | 0
LCP_Inputs_ON_Electric_IEA_2023_05_05 | 2044 | CH4 Salt Cavern Storage - ON | Storage | Methane | QC | Dispatch-Storage | FuelCost | 0 | [6 empty] | 0.39012 | 0
LCP_Inputs_ON_Electric_IEA_2023_05_05 | 2044 | CH4 Salt Cavern Storage - ON | Storage | Methane | QC | Dispatch-Storage | VOM | 0 | [6 empty] | 0.39012 | 0
LCP_Inputs_ON_Electric_IEA_2023_05_05 | 2044 | CH4 Salt Cavern Storage - ON | Storage | Methane | WC | Dispatch-Storage | EmissionsCost | 0 | [6 empty] | 0.39012 | 0
LCP_Inputs_ON_Electric_IEA_2023_05_05 | 2044 | CH4 Salt Cavern Storage - ON | Storage | Methane | WC | Dispatch-Storage | FuelCost | 0 | [6 empty] | 0.39012 | 0
LCP_Inputs_ON_Electric_IEA_2023_05_05 | 2044 | CH4 Salt Cavern Storage - ON | Storage | Methane | WC | Dispatch-Storage | VOM | 0 | [6 empty] | 0.39012 | 0
LCP_Inputs_ON_Electric_IEA_2023_05_05 | 2044 | Electrolyser 2020/2030 | Crossload | Hydrogen | MI | Dispatch-Crossload | EmissionsCost | 0 | [6 empty] | 0.39012 | 0
LCP_Inputs_ON_Electric_IEA_2023_05_05 | 2044 | Electrolyser 2020/2030 | Crossload | Hydrogen | MI | Dispatch-Crossload | FuelCost | 0 | [6 empty] | 0.39012 | 0
LCP_Inputs_ON_Electric_IEA_2023_05_05 | 2044 | Electrolyser 2020/2030 | Crossload | Hydrogen | MI | Dispatch-Crossload | VOM | 0 | [6 empty] | 0.39012 | 0
LCP_Inputs_ON_Electric_IEA_2023_05_05 | 2044 | Electrolyser 2020/2030 | Crossload | Hydrogen | NY | Dispatch-Crossload | EmissionsCost | 0 | [6 empty] | 0.39012 | 0
LCP_Inputs_ON_Electric_IEA_2023_05_05 | 2044 | Electrolyser 2020/2030 | Crossload | Hydrogen | NY | Dispatch-Crossload | FuelCost | 0 | [6 empty] | 0.39012 | 0
LCP_Inputs_ON_Electric_IEA_2023_05_05 | 2044 | Electrolyser 2020/2030 | Crossload | Hydrogen | NY | Dispatch-Crossload | VOM | 0 | [6 empty] | 0.39012 | 0
LCP_Inputs_ON_Electric_IEA_2023_05_05 | 2044 | Electrolyser 2020/2030 | Crossload | Hydrogen | ON | Dispatch-Crossload | EmissionsCost | 0 | [6 empty] | 0.39012 | 0
LCP_Inputs_ON_Electric_IEA_2023_05_05 | 2044 | Electrolyser 2020/2030 | Crossload | Hydrogen | ON | Dispatch-Crossload | FuelCost | 0 | [6 empty] | 0.39012 | 0
LCP_Inputs_ON_Electric_IEA_2023_05_05 | 2044 | Electrolyser 2020/2030 | Crossload | Hydrogen | ON | Dispatch-Crossload | VOM | 0 | [6 empty] | 0.39012 | 0
LCP_Inputs_ON_Electric_IEA_2023_05_05 | 2044 | Electrolyser 2020/2030 | Crossload | Hydrogen | PJ | Dispatch-Crossload | EmissionsCost | 0 | [6 empty] | 0.39012 | 0
LCP_Inputs_ON_Electric_IEA_2023_05_05 | 2044 | Electrolyser 2020/2030 | Crossload | Hydrogen | PJ | Dispatch-Crossload | FuelCost | 0 | [6 empty] | 0.39012 | 0
LCP_Inputs_ON_Electric_IEA_2023_05_05 | 2044 | Electrolyser 2020/2030 | Crossload | Hydrogen | PJ | Dispatch-Crossload | VOM | 0 | [6 empty] | 0.39012 | 0
LCP_Inputs_ON_Electric_IEA_2023_05_05 | 2044 | Electrolyser 2020/2030 | Crossload | Hydrogen | QC | Dispatch-Crossload | EmissionsCost | 0 | [6 empty] | 0.39012 | 0
LCP_Inputs_ON_Electric_IEA_2023_05_05 | 2044 | Electrolyser 2020/2030 | Crossload | Hydrogen | QC | Dispatch-Crossload | FuelCost | 0 | [6 empty] | 0.39012 | 0
LCP_Inputs_ON_Electric_IEA_2023_05_05 | 2044 | Electrolyser 2020/2030 | Crossload | Hydrogen | QC | Dispatch-Crossload | VOM | 0 | [6 empty] | 0.39012 | 0
LCP_Inputs_ON_Electric_IEA_2023_05_05 | 2044 | Electrolyser 2020/2030 | Crossload | Hydrogen | WC | Dispatch-Crossload | EmissionsCost | 0 | [6 empty] | 0.39012 | 0
LCP_Inputs_ON_Electric_IEA_2023_05_05 | 2044 | Electrolyser 2020/2030 | Crossload | Hydrogen | WC | Dispatch-Crossload | FuelCost | 0 | [6 empty] | 0.39012 | 0
LCP_Inputs_ON_Electric_IEA_2023_05_05 | 2044 | Electrolyser 2020/2030 | Crossload | Hydrogen | WC | Dispatch-Crossload | VOM | 0 | [6 empty] | 0.39012 | 0
LCP_Inputs_ON_Electric_IEA_2023_05_05 | 2044 | Electrolyser 2040 | Crossload | Hydrogen | MI | Dispatch-Crossload | EmissionsCost | 0 | [6 empty] | 0.39012 | 0
LCP_Inputs_ON_Electric_IEA_2023_05_05 | 2044 | Electrolyser 2040 | Crossload | Hydrogen | MI | Dispatch-Crossload | FuelCost | 0 | [6 empty] | 0.39012 | 0
LCP_Inputs_ON_Electric_IEA_2023_05_05 | 2044 | Electrolyser 2040 | Crossload | Hydrogen | MI | Dispatch-Crossload | VOM | 0 | [6 empty] | 0.39012 | 0
LCP_Inputs_ON_Electric_IEA_2023_05_05 | 2044 | Electrolyser 2040 | Crossload | Hydrogen | NY | Dispatch-Crossload | EmissionsCost | 0 | [6 empty] | 0.39012 | 0
LCP_Inputs_ON_Electric_IEA_2023_05_05 | 2044 | Electrolyser 2040 | Crossload | Hydrogen | NY | Dispatch-Crossload | FuelCost | 0 | [6 empty] | 0.39012 | 0
LCP_Inputs_ON_Electric_IEA_2023_05_05 | 2044 | Electrolyser 2040 | Crossload | Hydrogen | NY | Dispatch-Crossload | VOM | 0 | [6 empty] | 0.39012 | 0
LCP_Inputs_ON_Electric_IEA_2023_05_05 | 2044 | Electrolyser 2040 | Crossload | Hydrogen | ON | Dispatch-Crossload | EmissionsCost | 0 | [6 empty] | 0.39012 | 0
LCP_Inputs_ON_Electric_IEA_2023_05_05 | 2044 | Electrolyser 2040 | Crossload | Hydrogen | ON | Dispatch-Crossload | FuelCost | 0 | [6 empty] | 0.39012 | 0
LCP_Inputs_ON_Electric_IEA_2023_05_05 | 2044 | Electrolyser 2040 | Crossload | Hydrogen | ON | Dispatch-Crossload | VOM | 0 | [6 empty] | 0.39012 | 0
LCP_Inputs_ON_Electric_IEA_2023_05_05 | 2044 | Electrolyser 2040 | Crossload | Hydrogen | PJ | Dispatch-Crossload | EmissionsCost | 0 | [6 empty] | 0.39012 | 0
LCP_Inputs_ON_Electric_IEA_2023_05_05 | 2044 | Electrolyser 2040 | Crossload | Hydrogen | PJ | Dispatch-Crossload | FuelCost | 0 | [6 empty] | 0.39012 | 0
LCP_Inputs_ON_Electric_IEA_2023_05_05 | 2044 | Electrolyser 2040 | Crossload | Hydrogen | PJ | Dispatch-Crossload | VOM | 0 | [6 empty] | 0.39012 | 0
LCP_Inputs_ON_Electric_IEA_2023_05_05 | 2044 | Electrolyser 2040 | Crossload | Hydrogen | QC | Dispatch-Crossload | EmissionsCost | 0 | [6 empty] | 0.39012 | 0
LCP_Inputs_ON_Electric_IEA_2023_05_05 | 2044 | Electrolyser 2040 | Crossload | Hydrogen | QC | Dispatch-Crossload | FuelCost | 0 | [6 empty] | 0.39012 | 0
LCP_Inputs_ON_Electric_IEA_2023_05_05 | 2044 | Electrolyser 2040 | Crossload | Hydrogen | QC | Dispatch-Crossload | VOM | 0 | [6 empty] | 0.39012 | 0
LCP_Inputs_ON_Electric_IEA_2023_05_05 | 2044 | Electrolyser 2040 | Crossload | Hydrogen | WC | Dispatch-Crossload | EmissionsCost | 0 | [6 empty] | 0.39012 | 0
LCP_Inputs_ON_Electric_IEA_2023_05_05 | 2044 | Electrolyser 2040 | Crossload | Hydrogen | WC | Dispatch-Crossload | FuelCost | 0 | [6 empty] | 0.39012 | 0
LCP_Inputs_ON_Electric_IEA_2023_05_05 | 2044 | Electrolyser 2040 | Crossload | Hydrogen | WC | Dispatch-Crossload | VOM | 0 | [6 empty] | 0.39012 | 0
LCP_Inputs_ON_Electric_IEA_2023_05_05 | 2044 | Electrolyser 2050 | Crossload | Hydrogen | MI | Dispatch-Crossload | EmissionsCost | 0 | [6 empty] | 0.39012 | 0
LCP_Inputs_ON_Electric_IEA_2023_05_05 | 2044 | Electrolyser 2050 | Crossload | Hydrogen | MI | Dispatch-Crossload | FuelCost | 0 | [6 empty] | 0.39012 | 0
LCP_Inputs_ON_Electric_IEA_2023_05_05 | 2044 | Electrolyser 2050 | Crossload | Hydrogen | MI | Dispatch-Crossload | VOM | 0 | [6 empty] | 0.39012 | 0
LCP_Inputs_ON_Electric_IEA_2023_05_05 | 2044 | Electrolyser 2050 | Crossload | Hydrogen | NY | Dispatch-Crossload | EmissionsCost | 0 | [6 empty] | 0.39012 | 0
LCP_Inputs_ON_Electric_IEA_2023_05_05 | 2044 | Electrolyser 2050 | Crossload | Hydrogen | NY | Dispatch-Crossload | FuelCost | 0 | [6 empty] | 0.39012 | 0
LCP_Inputs_ON_Electric_IEA_2023_05_05 | 2044 | Electrolyser 2050 | Crossload | Hydrogen | NY | Dispatch-Crossload | VOM | 0 | [6 empty] | 0.39012 | 0
LCP_Inputs_ON_Electric_IEA_2023_05_05 | 2044 | Electrolyser 2050 | Crossload | Hydrogen | ON | Dispatch-Crossload | EmissionsCost | 0 | [6 empty] | 0.39012 | 0
LCP_Inputs_ON_Electric_IEA_2023_05_05 | 2044 | Electrolyser 2050 | Crossload | Hydrogen | ON | Dispatch-Crossload | FuelCost | 0 | [6 empty] | 0.39012 | 0
LCP_Inputs_ON_Electric_IEA_2023_05_05 | 2044 | Electrolyser 2050 | Crossload | Hydrogen | ON | Dispatch-Crossload | VOM | 0 | [6 empty] | 0.39012 | 0
LCP_Inputs_ON_Electric_IEA_2023_05_05 | 2044 | Electrolyser 2050 | Crossload | Hydrogen | PJ | Dispatch-Crossload | EmissionsCost | 0 | [6 empty] | 0.39012 | 0
LCP_Inputs_ON_Electric_IEA_2023_05_05 | 2044 | Electrolyser 2050 | Crossload | Hydrogen | PJ | Dispatch-Crossload | FuelCost | 0 | [6 empty] | 0.39012 | 0
LCP_Inputs_ON_Electric_IEA_2023_05_05 | 2044 | Electrolyser 2050 | Crossload | Hydrogen | PJ | Dispatch-Crossload | VOM | 0 | [6 empty] | 0.39012 | 0
LCP_Inputs_ON_Electric_IEA_2023_05_05 | 2044 | Electrolyser 2050 | Crossload | Hydrogen | QC | Dispatch-Crossload | EmissionsCost | 0 | [6 empty] | 0.39012 | 0
LCP_Inputs_ON_Electric_IEA_2023_05_05 | 2044 | Electrolyser 2050 | Crossload | Hydrogen | QC | Dispatch-Crossload | FuelCost | 0 | [6 empty] | 0.39012 | 0
LCP_Inputs_ON_Electric_IEA_2023_05_05 | 2044 | Electrolyser 2050 | Crossload | Hydrogen | QC | Dispatch-Crossload | VOM | 0 | [6 empty] | 0.39012 | 0
LCP_Inputs_ON_Electric_IEA_2023_05_05 | 2044 | Electrolyser 2050 | Crossload | Hydrogen | WC | Dispatch-Crossload | EmissionsCost | 0 | [6 empty] | 0.39012 | 0
LCP_Inputs_ON_Electric_IEA_2023_05_05 | 2044 | Electrolyser 2050 | Crossload | Hydrogen | WC | Dispatch-Crossload | FuelCost | 0 | [6 empty] | 0.39012 | 0
LCP_Inputs_ON_Electric_IEA_2023_05_05 | 2044 | Electrolyser 2050 | Crossload | Hydrogen | WC | Dispatch-Crossload | VOM | 0 | [6 empty] | 0.39012 | 0
LCP_Inputs_ON_Electric_IEA_2023_05_05 | 2044 | Fossil Fuel Thermal (Coal, Peat, Oil) | Generation | Electricity | MI | Dispatch-Generation | EmissionsCost | 0 | [6 empty] | 0.39012 | 0
LCP_Inputs_ON_Electric_IEA_2023_05_05 | 2044 | Fossil Fuel Thermal (Coal, Peat, Oil) | Generation | Electricity | MI | Dispatch-Generation | FuelCost | 0 | [6 empty] | 0.39012 | 0
LCP_Inputs_ON_Electric_IEA_2023_05_05 | 2044 | Fossil Fuel Thermal (Coal, Peat, Oil) | Generation | Electricity | MI | Dispatch-Generation | VOM | 0 | [6 empty] | 0.39012 | 0
LCP_Inputs_ON_Electric_IEA_2023_05_05 | 2044 | Fossil Fuel Thermal (Coal, Peat, Oil) | Generation | Electricity | NY | Dispatch-Generation | EmissionsCost | 0 | [6 empty] | 0.39012 | 0
LCP_Inputs_ON_Electric_IEA_2023_05_05 | 2044 | Fossil Fuel Thermal (Coal, Peat, Oil) | Generation | Electricity | NY | Dispatch-Generation | FuelCost | 0 | [6 empty] | 0.39012 | 0
LCP_Inputs_ON_Electric_IEA_2023_05_05 | 2044 | Fossil Fuel Thermal (Coal, Peat, Oil) | Generation | Electricity | NY | Dispatch-Generation | VOM | 0 | [6 empty] | 0.39012 | 0
LCP_Inputs_ON_Electric_IEA_2023_05_05 | 2044 | Fossil Fuel Thermal (Coal, Peat, Oil) | Generation | Electricity | ON | Dispatch-Generation | EmissionsCost | 0 | [6 empty] | 0.39012 | 0
LCP_Inputs_ON_Electric_IEA_2023_05_05 | 2044 | Fossil Fuel Thermal (Coal, Peat, Oil) | Generation | Electricity | ON | Dispatch-Generation | FuelCost | 0 | [6 empty] | 0.39012 | 0
LCP_Inputs_ON_Electric_IEA_2023_05_05 | 2044 | Fossil Fuel Thermal (Coal, Peat, Oil) | Generation | Electricity | ON | Dispatch-Generation | VOM | 0 | [6 empty] | 0.39012 | 0
LCP_Inputs_ON_Electric_IEA_2023_05_05 | 2044 | Fossil Fuel Thermal (Coal, Peat, Oil) | Generation | Electricity | PJ | Dispatch-Generation | EmissionsCost | 0 | [6 empty] | 0.39012 | 0
LCP_Inputs_ON_Electric_IEA_2023_05_05 | 2044 | Fossil Fuel Thermal (Coal, Peat, Oil) | Generation | Electricity | PJ | Dispatch-Generation | FuelCost | 0 | [6 empty] | 0.39012 | 0
LCP_Inputs_ON_Electric_IEA_2023_05_05 | 2044 | Fossil Fuel Thermal (Coal, Peat, Oil) | Generation | Electricity | PJ | Dispatch-Generation | VOM | 0 | [6 empty] | 0.39012 | 0
LCP_Inputs_ON_Electric_IEA_2023_05_05 | 2044 | Fossil Fuel Thermal (Coal, Peat, Oil) | Generation | Electricity | QC | Dispatch-Generation | EmissionsCost | 0 | [6 empty] | 0.39012 | 0
LCP_Inputs_ON_Electric_IEA_2023_05_05 | 2044 | Fossil Fuel Thermal (Coal, Peat, Oil) | Generation | Electricity | QC | Dispatch-Generation | FuelCost | 0 | [6 empty] | 0.39012 | 0
LCP_Inputs_ON_Electric_IEA_2023_05_05 | 2044 | Fossil Fuel Thermal (Coal, Peat, Oil) | Generation | Electricity | QC | Dispatch-Generation | VOM | 0 | [6 empty] | 0.39012 | 0
LCP_Inputs_ON_Electric_IEA_2023_05_05 | 2044 | Fossil Fuel Thermal (Coal, Peat, Oil) | Generation | Electricity | WC | Dispatch-Generation | EmissionsCost | 0 | [6 empty] | 0.39012 | 0
LCP_Inputs_ON_Electric_IEA_2023_05_05 | 2044 | Fossil Fuel Thermal (Coal, Peat, Oil) | Generation | Electricity | WC | Dispatch-Generation | FuelCost | 0 | [6 empty] | 0.39012 | 0
LCP_Inputs_ON_Electric_IEA_2023_05_05 | 2044 | Fossil Fuel Thermal (Coal, Peat, Oil) | Generation | Electricity | WC | Dispatch-Generation | VOM | 0 | [6 empty] | 0.39012 | 0
LCP_Inputs_ON_Electric_IEA_2023_05_05 | 2044 | Generic - Generator | Generation | Electricity | MI | Dispatch-Generation | EmissionsCost | 0 | [6 empty] | 0.39012 | 0
LCP_Inputs_ON_Electric_IEA_2023_05_05 | 2044 | Generic - Generator | Generation | Electricity | MI | Dispatch-Generation | FuelCost | 792125451.2102 | [6 empty] | 0.39012 | 309025148.8916
LCP_Inputs_ON_Electric_IEA_2023_05_05 | 2044 | Generic - Generator | Generation | Electricity | MI | Dispatch-Generation | VOM | 25906392.0786 | [6 empty] | 0.39012 | 10106639.8727
LCP_Inputs_ON_Electric_IEA_2023_05_05 | 2044 | Generic - Generator | Generation | Electricity | NY | Dispatch-Generation | EmissionsCost | 0 | [6 empty] | 0.39012 | 0
LCP_Inputs_ON_Electric_IEA_2023_05_05 | 2044 | Generic - Generator | Generation | Electricity | NY | Dispatch-Generation | FuelCost | 89249380.7706 | [6 empty] | 0.39012 | 34818100.0105
LCP_Inputs_ON_Electric_IEA_2023_05_05 | 2044 | Generic - Generator | Generation | Electricity | NY | Dispatch-Generation | VOM | 2918893.0207 | [6 empty] | 0.39012 | 1138722.8487
LCP_Inputs_ON_Electric_IEA_2023_05_05 | 2044 | Generic - Generator | Generation | Electricity | ON | Dispatch-Generation | EmissionsCost | 0 | [6 empty] | 0.39012 | 0
LCP_Inputs_ON_Electric_IEA_2023_05_05 | 2044 | Generic - Generator | Generation | Electricity | ON | Dispatch-Generation | FuelCost | 0 | [6 empty] | 0.39012 | 0
LCP_Inputs_ON_Electric_IEA_2023_05_05 | 2044 | Generic - Generator | Generation | Electricity | ON | Dispatch-Generation | VOM | 0 | [6 empty] | 0.39012 | 0
LCP_Inputs_ON_Electric_IEA_2023_05_05 | 2044 | Generic - Generator | Generation | Electricity | PJ | Dispatch-Generation | EmissionsCost | 0 | [6 empty] | 0.39012 | 0
LCP_Inputs_ON_Electric_IEA_2023_05_05 | 2044 | Generic - Generator | Generation | Electricity | PJ | Dispatch-Generation | FuelCost | 5376674723.802 | [6 empty] | 0.39012 | 2097556270.3184
LCP_Inputs_ON_Electric_IEA_2023_05_05 | 2044 | Generic - Generator | Generation | Electricity | PJ | Dispatch-Generation | VOM | 175843666.2543 | [6 empty] | 0.39012 | 68600390.3332
LCP_Inputs_ON_Electric_IEA_2023_05_05 | 2044 | Generic - Generator | Generation | Electricity | QC | Dispatch-Generation | EmissionsCost | 0 | [6 empty] | 0.39012 | 0
LCP_Inputs_ON_Electric_IEA_2023_05_05 | 2044 | Generic - Generator | Generation | Electricity | QC | Dispatch-Generation | FuelCost | 0 | [6 empty] | 0.39012 | 0
LCP_Inputs_ON_Electric_IEA_2023_05_05 | 2044 | Generic - Generator | Generation | Electricity | QC | Dispatch-Generation | VOM | 0 | [6 empty] | 0.39012 | 0
LCP_Inputs_ON_Electric_IEA_2023_05_05 | 2044 | Generic - Generator | Generation | Electricity | WC | Dispatch-Generation | EmissionsCost | 0 | [6 empty] | 0.39012 | 0
LCP_Inputs_ON_Electric_IEA_2023_05_05 | 2044 | Generic - Generator | Generation | Electricity | WC | Dispatch-Generation | FuelCost | 0 | [6 empty] | 0.39012 | 0
LCP_Inputs_ON_Electric_IEA_2023_05_05 | 2044 | Generic - Generator | Generation | Electricity | WC | Dispatch-Generation | VOM | 0 | [6 empty] | 0.39012 | 0
LCP_Inputs_ON_Electric_IEA_2023_05_05 | 2044 | H2 Import - QC | Import | Hydrogen | MI | Dispatch-Import | EmissionsCost | 0 | [6 empty] | 0.39012 | 0
LCP_Inputs_ON_Electric_IEA_2023_05_05 | 2044 | H2 Import - QC | Import | Hydrogen | MI | Dispatch-Import | FuelCost | 0 | [6 empty] | 0.39012 | 0
LCP_Inputs_ON_Electric_IEA_2023_05_05 | 2044 | H2 Import - QC | Import | Hydrogen | MI | Dispatch-Import | VOM | 0 | [6 empty] | 0.39012 | 0
LCP_Inputs_ON_Electric_IEA_2023_05_05 | 2044 | H2 Import - QC | Import | Hydrogen | NY | Dispatch-Import | EmissionsCost | 0 | [6 empty] | 0.39012 | 0
LCP_Inputs_ON_Electric_IEA_2023_05_05 | 2044 | H2 Import - QC | Import | Hydrogen | NY | Dispatch-Import | FuelCost | 0 | [6 empty] | 0.39012 | 0
LCP_Inputs_ON_Electric_IEA_2023_05_05 | 2044 | H2 Import - QC | Import | Hydrogen | NY | Dispatch-Import | VOM | 0 | [6 empty] | 0.39012 | 0
LCP_Inputs_ON_Electric_IEA_2023_05_05 | 2044 | H2 Import - QC | Import | Hydrogen | ON | Dispatch-Import | EmissionsCost | 0 | [6 empty] | 0.39012 | 0
LCP_Inputs_ON_Electric_IEA_2023_05_05 | 2044 | H2 Import - QC | Import | Hydrogen | ON | Dispatch-Import | FuelCost | 0 | [6 empty] | 0.39012 | 0
LCP_Inputs_ON_Electric_IEA_2023_05_05 | 2044 | H2 Import - QC | Import | Hydrogen | ON | Dispatch-Import | VOM | 0 | [6 empty] | 0.39012 | 0
LCP_Inputs_ON_Electric_IEA_2023_05_05 | 2044 | H2 Import - QC | Import | Hydrogen | PJ | Dispatch-Import | EmissionsCost | 0 | [6 empty] | 0.39012 | 0
LCP_Inputs_ON_Electric_IEA_2023_05_05 | 2044 | H2 Import - QC | Import | Hydrogen | PJ | Dispatch-Import | FuelCost | 0 | [6 empty] | 0.39012 | 0
LCP_Inputs_ON_Electric_IEA_2023_05_05 | 2044 | H2 Import - QC | Import | Hydrogen | PJ | Dispatch-Import | VOM | 0 | [6 empty] | 0.39012 | 0
LCP_Inputs_ON_Electric_IEA_2023_05_05 | 2044 | H2 Import - QC | Import | Hydrogen | QC | Dispatch-Import | EmissionsCost | 0 | [6 empty] | 0.39012 | 0
LCP_Inputs_ON_Electric_IEA_2023_05_05 | 2044 | H2 Import - QC | Import | Hydrogen | QC | Dispatch-Import | FuelCost | 0 | [6 empty] | 0.39012 | 0
LCP_Inputs_ON_Electric_IEA_2023_05_05 | 2044 | H2 Import - QC | Import | Hydrogen | QC | Dispatch-Import | VOM | 0 | [6 empty] | 0.39012 | 0
LCP_Inputs_ON_Electric_IEA_2023_05_05 | 2044 | H2 Import - QC | Import | Hydrogen | WC | Dispatch-Import | EmissionsCost | 0 | [6 empty] | 0.39012 | 0
LCP_Inputs_ON_Electric_IEA_2023_05_05 | 2044 | H2 Import - QC | Import | Hydrogen | WC | Dispatch-Import | FuelCost | 0 | [6 empty] | 0.39012 | 0
LCP_Inputs_ON_Electric_IEA_2023_05_05 | 2044 | H2 Import - QC | Import | Hydrogen | WC | Dispatch-Import | VOM | 0 | [6 empty] | 0.39012 | 0
LCP_Inputs_ON_Electric_IEA_2023_05_05 | 2044 | H2 Import - WC | Import | Hydrogen | MI | Dispatch-Import | EmissionsCost | 0 | [6 empty] | 0.39012 | 0
LCP_Inputs_ON_Electric_IEA_2023_05_05 | 2044 | H2 Import - WC | Import | Hydrogen | MI | Dispatch-Import | FuelCost | 0 | [6 empty] | 0.39012 | 0
LCP_Inputs_ON_Electric_IEA_2023_05_05 | 2044 | H2 Import - WC | Import | Hydrogen | MI | Dispatch-Import | VOM | 0 | [6 empty] | 0.39012 | 0
LCP_Inputs_ON_Electric_IEA_2023_05_05 | 2044 | H2 Import - WC | Import | Hydrogen | NY | Dispatch-Import | EmissionsCost | 0 | [6 empty] | 0.39012 | 0
LCP_Inputs_ON_Electric_IEA_2023_05_05 | 2044 | H2 Import - WC | Import | Hydrogen | NY | Dispatch-Import | FuelCost | 0 | [6 empty] | 0.39012 | 0
LCP_Inputs_ON_Electric_IEA_2023_05_05 | 2044 | H2 Import - WC | Import | Hydrogen | NY | Dispatch-Import | VOM | 0 | [6 empty] | 0.39012 | 0
LCP_Inputs_ON_Electric_IEA_2023_05_05 | 2044 | H2 Import - WC | Import | Hydrogen | ON | Dispatch-Import | EmissionsCost | 0 | [6 empty] | 0.39012 | 0
LCP_Inputs_ON_Electric_IEA_2023_05_05 | 2044 | H2 Import - WC | Import | Hydrogen | ON | Dispatch-Import | FuelCost | 0 | [6 empty] | 0.39012 | 0
LCP_Inputs_ON_Electric_IEA_2023_05_05 | 2044 | H2 Import - WC | Import | Hydrogen | ON | Dispatch-Import | VOM | 0 | [6 empty] | 0.39012 | 0
LCP_Inputs_ON_Electric_IEA_2023_05_05 | 2044 | H2 Import - WC | Import | Hydrogen | PJ | Dispatch-Import | EmissionsCost | 0 | [6 empty] | 0.39012 | 0
LCP_Inputs_ON_Electric_IEA_2023_05_05 | 2044 | H2 Import - WC | Import | Hydrogen | PJ | Dispatch-Import | FuelCost | 0 | [6 empty] | 0.39012 | 0
LCP_Inputs_ON_Electric_IEA_2023_05_05 | 2044 | H2 Import - WC | Import | Hydrogen | PJ | Dispatch-Import | VOM | 0 | [6 empty] | 0.39012 | 0
LCP_Inputs_ON_Electric_IEA_2023_05_05 | 2044 | H2 Import - WC | Import | Hydrogen | QC | Dispatch-Import | EmissionsCost | 0 | [6 empty] | 0.39012 | 0
LCP_Inputs_ON_Electric_IEA_2023_05_05 | 2044 | H2 Import - WC | Import | Hydrogen | QC | Dispatch-Import | FuelCost | 0 | [6 empty] | 0.39012 | 0
LCP_Inputs_ON_Electric_IEA_2023_05_05 | 2044 | H2 Import - WC | Import | Hydrogen | QC | Dispatch-Import | VOM | 0 | [6 empty] | 0.39012 | 0
LCP_Inputs_ON_Electric_IEA_2023_05_05 | 2044 | H2 Import - WC | Import | Hydrogen | WC | Dispatch-Import | EmissionsCost | 0 | [6 empty] | 0.39012 | 0
LCP_Inputs_ON_Electric_IEA_2023_05_05 | 2044 | H2 Import - WC | Import | Hydrogen | WC | Dispatch-Import | FuelCost | 37560895.7592 | [6 empty] | 0.39012 | 14653312.0313
LCP_Inputs_ON_Electric_IEA_2023_05_05 | 2044 | H2 Import - WC | Import | Hydrogen | WC | Dispatch-Import | VOM | 0 | [6 empty] | 0.39012 | 0
LCP_Inputs_ON_Electric_IEA_2023_05_05 | 2044 | H2 Salt Cavern Storage - ON | Storage | Hydrogen | MI | Dispatch-Storage | EmissionsCost | 0 | [6 empty] | 0.39012 | 0
LCP_Inputs_ON_Electric_IEA_2023_05_05 | 2044 | H2 Salt Cavern Storage - ON | Storage | Hydrogen | MI | Dispatch-Storage | FuelCost | 0 | [6 empty] | 0.39012 | 0
LCP_Inputs_ON_Electric_IEA_2023_05_05 | 2044 | H2 Salt Cavern Storage - ON | Storage | Hydrogen | MI | Dispatch-Storage | VOM | 0 | [6 empty] | 0.39012 | 0
LCP_Inputs_ON_Electric_IEA_2023_05_05 | 2044 | H2 Salt Cavern Storage - ON | Storage | Hydrogen | NY | Dispatch-Storage | EmissionsCost | 0 | [6 empty] | 0.39012 | 0
LCP_Inputs_ON_Electric_IEA_2023_05_05 | 2044 | H2 Salt Cavern Storage - ON | Storage | Hydrogen | NY | Dispatch-Storage | FuelCost | 0 | [6 empty] | 0.39012 | 0
LCP_Inputs_ON_Electric_IEA_2023_05_05 | 2044 | H2 Salt Cavern Storage - ON | Storage | Hydrogen | NY | Dispatch-Storage | VOM | 0 | [6 empty] | 0.39012 | 0
LCP_Inputs_ON_Electric_IEA_2023_05_05 | 2044 | H2 Salt Cavern Storage - ON | Storage | Hydrogen | ON | Dispatch-Storage | EmissionsCost | 0 | [6 empty] | 0.39012 | 0
LCP_Inputs_ON_Electric_IEA_2023_05_05 | 2044 | H2 Salt Cavern Storage - ON | Storage | Hydrogen | ON | Dispatch-Storage | FuelCost | 0 | [6 empty] | 0.39012 | 0
LCP_Inputs_ON_Electric_IEA_2023_05_05 | 2044 | H2 Salt Cavern Storage - ON | Storage | Hydrogen | ON | Dispatch-Storage | VOM | 32223438.3009 | [6 empty] | 0.39012 | 12571055.2584
LCP_Inputs_ON_Electric_IEA_2023_05_05 | 2044 | H2 Salt Cavern Storage - ON | Storage | Hydrogen | PJ | Dispatch-Storage | EmissionsCost | 0 | [6 empty] | 0.39012 | 0
LCP_Inputs_ON_Electric_IEA_2023_05_05 | 2044 | H2 Salt Cavern Storage - ON | Storage | Hydrogen | PJ | Dispatch-Storage | FuelCost | 0 | [6 empty] | 0.39012 | 0
LCP_Inputs_ON_Electric_IEA_2023_05_05 | 2044 | H2 Salt Cavern Storage - ON | Storage | Hydrogen | PJ | Dispatch-Storage | VOM | 0 | [6 empty] | 0.39012 | 0
LCP_Inputs_ON_Electric_IEA_2023_05_05 | 2044 | H2 Salt Cavern Storage - ON | Storage | Hydrogen | QC | Dispatch-Storage | EmissionsCost | 0 | [6 empty] | 0.39012 | 0
LCP_Inputs_ON_Electric_IEA_2023_05_05 | 2044 | H2 Salt Cavern Storage - ON | Storage | Hydrogen | QC | Dispatch-Storage | FuelCost | 0 | [6 empty] | 0.39012 | 0
LCP_Inputs_ON_Electric_IEA_2023_05_05 | 2044 | H2 Salt Cavern Storage - ON | Storage | Hydrogen | QC | Dispatch-Storage | VOM | 0 | [6 empty] | 0.39012 | 0
LCP_Inputs_ON_Electric_IEA_2023_05_05 | 2044 | H2 Salt Cavern Storage - ON | Storage | Hydrogen | WC | Dispatch-Storage | EmissionsCost | 0 | [6 empty] | 0.39012 | 0
LCP_Inputs_ON_Electric_IEA_2023_05_05 | 2044 | H2 Salt Cavern Storage - ON | Storage | Hydrogen | WC | Dispatch-Storage | FuelCost | 0 | [6 empty] | 0.39012 | 0
LCP_Inputs_ON_Electric_IEA_2023_05_05 | 2044 | H2 Salt Cavern Storage - ON | Storage | Hydrogen | WC | Dispatch-Storage | VOM | 0 | [6 empty] | 0.39012 | 0
LCP_Inputs_ON_Electric_IEA_2023_05_05 | 2044 | Hydro | Generation | Electricity | MI | Dispatch-Generation | EmissionsCost | 0 | [6 empty] | 0.39012 | 0
LCP_Inputs_ON_Electric_IEA_2023_05_05 | 2044 | Hydro | Generation | Electricity | MI | Dispatch-Generation | FuelCost | 0 | [6 empty] | 0.39012 | 0
LCP_Inputs_ON_Electric_IEA_2023_05_05 | 2044 | Hydro | Generation | Electricity | MI | Dispatch-Generation | VOM | 0 | [6 empty] | 0.39012 | 0
LCP_Inputs_ON_Electric_IEA_2023_05_05 | 2044 | Hydro | Generation | Electricity | NY | Dispatch-Generation | EmissionsCost | 0 | [6 empty] | 0.39012 | 0
LCP_Inputs_ON_Electric_IEA_2023_05_05 | 2044 | Hydro | Generation | Electricity | NY | Dispatch-Generation | FuelCost | 0 | [6 empty] | 0.39012 | 0
LCP_Inputs_ON_Electric_IEA_2023_05_05 | 2044 | Hydro | Generation | Electricity | NY | Dispatch-Generation | VOM | 0 | [6 empty] | 0.39012 | 0
LCP_Inputs_ON_Electric_IEA_2023_05_05 | 2044 | Hydro | Generation | Electricity | ON | Dispatch-Generation | EmissionsCost | 0 | [6 empty] | 0.39012 | 0
LCP_Inputs_ON_Electric_IEA_2023_05_05 | 2044 | Hydro | Generation | Electricity | ON | Dispatch-Generation | FuelCost | 0 | [6 empty] | 0.39012 | 0
LCP_Inputs_ON_Electric_IEA_2023_05_05 | 2044 | Hydro | Generation | Electricity | ON | Dispatch-Generation | VOM | 0 | [6 empty] | 0.39012 | 0
LCP_Inputs_ON_Electric_IEA_2023_05_05 | 2044 | Hydro | Generation | Electricity | PJ | Dispatch-Generation | EmissionsCost | 0 | [6 empty] | 0.39012 | 0
LCP_Inputs_ON_Electric_IEA_2023_05_05 | 2044 | Hydro | Generation | Electricity | PJ | Dispatch-Generation | FuelCost | 0 | [6 empty] | 0.39012 | 0
LCP_Inputs_ON_Electric_IEA_2023_05_05 | 2044 | Hydro | Generation | Electricity | PJ | Dispatch-Generation | VOM | 0 | [6 empty] | 0.39012 | 0
LCP_Inputs_ON_Electric_IEA_2023_05_05 | 2044 | Hydro | Generation | Electricity | QC | Dispatch-Generation | EmissionsCost | 0 | [6 empty] | 0.39012 | 0
LCP_Inputs_ON_Electric_IEA_2023_05_05 | 2044 | Hydro | Generation | Electricity | QC | Dispatch-Generation | FuelCost | 0 | [6 empty] | 0.39012 | 0
LCP_Inputs_ON_Electric_IEA_2023_05_05 | 2044 | Hydro | Generation | Electricity | QC | Dispatch-Generation | VOM | 0 | [6 empty] | 0.39012 | 0
LCP_Inputs_ON_Electric_IEA_2023_05_05 | 2044 | Hydro | Generation | Electricity | WC | Dispatch-Generation | EmissionsCost | 0 | [6 empty] | 0.39012 | 0
LCP_Inputs_ON_Electric_IEA_2023_05_05 | 2044 | Hydro | Generation | Electricity | WC | Dispatch-Generation | FuelCost | 0 | [6 empty] | 0.39012 | 0
LCP_Inputs_ON_Electric_IEA_2023_05_05 | 2044 | Hydro | Generation | Electricity | WC | Dispatch-Generation | VOM | 0 | [6 empty] | 0.39012 | 0
LCP_Inputs_ON_Electric_IEA_2023_05_05 | 2044 | Hydro Pumped Storage | Storage | Electricity | MI | Dispatch-Storage | EmissionsCost | 0 | [6 empty] | 0.39012 | 0
LCP_Inputs_ON_Electric_IEA_2023_05_05 | 2044 | Hydro Pumped Storage | Storage | Electricity | MI | Dispatch-Storage | FuelCost | 0 | [6 empty] | 0.39012 | 0
LCP_Inputs_ON_Electric_IEA_2023_05_05 | 2044 | Hydro Pumped Storage | Storage | Electricity | MI | Dispatch-Storage | VOM | 0 | [6 empty] | 0.39012 | 0
LCP_Inputs_ON_Electric_IEA_2023_05_05 | 2044 | Hydro Pumped Storage | Storage | Electricity | NY | Dispatch-Storage | EmissionsCost | 0 | [6 empty] | 0.39012 | 0
LCP_Inputs_ON_Electric_IEA_2023_05_05 | 2044 | Hydro Pumped Storage | Storage | Electricity | NY | Dispatch-Storage | FuelCost | 0 | [6 empty] | 0.39012 | 0
LCP_Inputs_ON_Electric_IEA_2023_05_05 | 2044 | Hydro Pumped Storage | Storage | Electricity | NY | Dispatch-Storage | VOM | 0 | [6 empty] | 0.39012 | 0
LCP_Inputs_ON_Electric_IEA_2023_05_05 | 2044 | Hydro Pumped Storage | Storage | Electricity | ON | Dispatch-Storage | EmissionsCost | 0 | [6 empty] | 0.39012 | 0
LCP_Inputs_ON_Electric_IEA_2023_05_05 | 2044 | Hydro Pumped Storage | Storage | Electricity | ON | Dispatch-Storage | FuelCost | 0 | [6 empty] | 0.39012 | 0
LCP_Inputs_ON_Electric_IEA_2023_05_05 | 2044 | Hydro Pumped Storage | Storage | Electricity | ON | Dispatch-Storage | VOM | 0 | [6 empty] | 0.39012 | 0
LCP_Inputs_ON_Electric_IEA_2023_05_05 | 2044 | Hydro Pumped Storage | Storage | Electricity | PJ | Dispatch-Storage | EmissionsCost | 0 | [6 empty] | 0.39012 | 0
LCP_Inputs_ON_Electric_IEA_2023_05_05 | 2044 | Hydro Pumped Storage | Storage | Electricity | PJ | Dispatch-Storage | FuelCost | 0 | [6 empty] | 0.39012 | 0
LCP_Inputs_ON_Electric_IEA_2023_05_05 | 2044 | Hydro Pumped Storage | Storage | Electricity | PJ | Dispatch-Storage | VOM | 0 | [6 empty] | 0.39012 | 0
LCP_Inputs_ON_Electric_IEA_2023_05_05 | 2044 | Hydro Pumped Storage | Storage | Electricity | QC | Dispatch-Storage | EmissionsCost | 0 | [6 empty] | 0.39012 | 0
LCP_Inputs_ON_Electric_IEA_2023_05_05 | 2044 | Hydro Pumped Storage | Storage | Electricity | QC | Dispatch-Storage | FuelCost | 0 | [6 empty] | 0.39012 | 0
LCP_Inputs_ON_Electric_IEA_2023_05_05 | 2044 | Hydro Pumped Storage | Storage | Electricity | QC | Dispatch-Storage | VOM | 0 | [6 empty] | 0.39012 | 0
LCP_Inputs_ON_Electric_IEA_2023_05_05 | 2044 | Hydro Pumped Storage | Storage | Electricity | WC | Dispatch-Storage | EmissionsCost | 0 | [6 empty] | 0.39012 | 0
LCP_Inputs_ON_Electric_IEA_2023_05_05 | 2044 | Hydro Pumped Storage | Storage | Electricity | WC | Dispatch-Storage | FuelCost | 0 | [6 empty] | 0.39012 | 0
LCP_Inputs_ON_Electric_IEA_2023_05_05 | 2044 | Hydro Pumped Storage | Storage | Electricity | WC | Dispatch-Storage | VOM | 0 | [6 empty] | 0.39012 | 0
LCP_Inputs_ON_Electric_IEA_2023_05_05 | 2044 | Nuclear | Generation | Electricity | MI | Dispatch-Generation | EmissionsCost | 0 | [6 empty] | 0.39012 | 0
LCP_Inputs_ON_Electric_IEA_2023_05_05 | 2044 | Nuclear | Generation | Electricity | MI | Dispatch-Generation | FuelCost | 0 | [6 empty] | 0.39012 | 0
LCP_Inputs_ON_Electric_IEA_2023_05_05 | 2044 | Nuclear | Generation | Electricity | MI | Dispatch-Generation | VOM | 2762866296.96 | [6 empty] | 0.39012 | 1077853473.1857
LCP_Inputs_ON_Electric_IEA_2023_05_05 | 2044 | Nuclear | Generation | Electricity | NY | Dispatch-Generation | EmissionsCost | 0 | [6 empty] | 0.39012 | 0
LCP_Inputs_ON_Electric_IEA_2023_05_05 | 2044 | Nuclear | Generation | Electricity | NY | Dispatch-Generation | FuelCost | 0 | [6 empty] | 0.39012 | 0
LCP_Inputs_ON_Electric_IEA_2023_05_05 | 2044 | Nuclear | Generation | Electricity | NY | Dispatch-Generation | VOM | 2246155230.144 | [6 empty] | 0.39012 | 876273389.9895
LCP_Inputs_ON_Electric_IEA_2023_05_05 | 2044 | Nuclear | Generation | Electricity | ON | Dispatch-Generation | EmissionsCost | 0 | [6 empty] | 0.39012 | 0
LCP_Inputs_ON_Electric_IEA_2023_05_05 | 2044 | Nuclear | Generation | Electricity | ON | Dispatch-Generation | FuelCost | 0 | [6 empty] | 0.39012 | 0
LCP_Inputs_ON_Electric_IEA_2023_05_05 | 2044 | Nuclear | Generation | Electricity | ON | Dispatch-Generation | VOM | 7823178339.984 | [6 empty] | 0.39012 | 3051989868.0516
LCP_Inputs_ON_Electric_IEA_2023_05_05 | 2044 | Nuclear | Generation | Electricity | PJ | Dispatch-Generation | EmissionsCost | 0 | [6 empty] | 0.39012 | 0
LCP_Inputs_ON_Electric_IEA_2023_05_05 | 2044 | Nuclear | Generation | Electricity | PJ | Dispatch-Generation | FuelCost | 0 | [6 empty] | 0.39012 | 0
LCP_Inputs_ON_Electric_IEA_2023_05_05 | 2044 | Nuclear | Generation | Electricity | PJ | Dispatch-Generation | VOM | 6401347648.6848 | [6 empty] | 0.39012 | 2497303182.4942
LCP_Inputs_ON_Electric_IEA_2023_05_05 | 2044 | Nuclear | Generation | Electricity | QC | Dispatch-Generation | EmissionsCost | 0 | [6 empty] | 0.39012 | 0
LCP_Inputs_ON_Electric_IEA_2023_05_05 | 2044 | Nuclear | Generation | Electricity | QC | Dispatch-Generation | FuelCost | 0 | [6 empty] | 0.39012 | 0
LCP_Inputs_ON_Electric_IEA_2023_05_05 | 2044 | Nuclear | Generation | Electricity | QC | Dispatch-Generation | VOM | 0 | [6 empty] | 0.39012 | 0
LCP_Inputs_ON_Electric_IEA_2023_05_05 | 2044 | Nuclear | Generation | Electricity | WC | Dispatch-Generation | EmissionsCost | 0 | [6 empty] | 0.39012 | 0
LCP_Inputs_ON_Electric_IEA_2023_05_05 | 2044 | Nuclear | Generation | Electricity | WC | Dispatch-Generation | FuelCost | 0 | [6 empty] | 0.39012 | 0
LCP_Inputs_ON_Electric_IEA_2023_05_05 | 2044 | Nuclear | Generation | Electricity | WC | Dispatch-Generation | VOM | 0 | [6 empty] | 0.39012 | 0
LCP_Inputs_ON_Electric_IEA_2023_05_05 | 2044 | Nuclear SMR | Generation | Electricity | MI | Dispatch-Generation | EmissionsCost | 0 | [6 empty] | 0.39012 | 0
LCP_Inputs_ON_Electric_IEA_2023_05_05 | 2044 | Nuclear SMR | Generation | Electricity | MI | Dispatch-Generation | FuelCost | 0 | [6 empty] | 0.39012 | 0
LCP_Inputs_ON_Electric_IEA_2023_05_05 | 2044 | Nuclear SMR | Generation | Electricity | MI | Dispatch-Generation | VOM | 0 | [6 empty] | 0.39012 | 0
LCP_Inputs_ON_Electric_IEA_2023_05_05 | 2044 | Nuclear SMR | Generation | Electricity | NY | Dispatch-Generation | EmissionsCost | 0 | [6 empty] | 0.39012 | 0
LCP_Inputs_ON_Electric_IEA_2023_05_05 | 2044 | Nuclear SMR | Generation | Electricity | NY | Dispatch-Generation | FuelCost | 0 | [6 empty] | 0.39012 | 0
LCP_Inputs_ON_Electric_IEA_2023_05_05 | 2044 | Nuclear SMR | Generation | Electricity | NY | Dispatch-Generation | VOM | 0 | [6 empty] | 0.39012 | 0
LCP_Inputs_ON_Electric_IEA_2023_05_05 | 2044 | Nuclear SMR | Generation | Electricity | ON | Dispatch-Generation | EmissionsCost | 0 | [6 empty] | 0.39012 | 0
LCP_Inputs_ON_Electric_IEA_2023_05_05 | 2044 | Nuclear SMR | Generation | Electricity | ON | Dispatch-Generation | FuelCost | 0 | [6 empty] | 0.39012 | 0
LCP_Inputs_ON_Electric_IEA_2023_05_05 | 2044 | Nuclear SMR | Generation | Electricity | ON | Dispatch-Generation | VOM | 209436044.4 | [6 empty] | 0.39012 | 81705498.4221
LCP_Inputs_ON_Electric_IEA_2023_05_05 | 2044 | Nuclear SMR | Generation | Electricity | PJ | Dispatch-Generation | EmissionsCost | 0 | [6 empty] | 0.39012 | 0
LCP_Inputs_ON_Electric_IEA_2023_05_05 | 2044 | Nuclear SMR | Generation | Electricity | PJ | Dispatch-Generation | FuelCost | 0 | [6 empty] | 0.39012 | 0
LCP_Inputs_ON_Electric_IEA_2023_05_05 | 2044 | Nuclear SMR | Generation | Electricity | PJ | Dispatch-Generation | VOM | 0 | [6 empty] | 0.39012 | 0
LCP_Inputs_ON_Electric_IEA_2023_05_05 | 2044 | Nuclear SMR | Generation | Electricity | QC | Dispatch-Generation | EmissionsCost | 0 | [6 empty] | 0.39012 | 0
LCP_Inputs_ON_Electric_IEA_2023_05_05 | 2044 | Nuclear SMR | Generation | Electricity | QC | Dispatch-Generation | FuelCost | 0 | [6 empty] | 0.39012 | 0
LCP_Inputs_ON_Electric_IEA_2023_05_05 | 2044 | Nuclear SMR | Generation | Electricity | QC | Dispatch-Generation | VOM | 0 | [6 empty] | 0.39012 | 0
LCP_Inputs_ON_Electric_IEA_2023_05_05 | 2044 | Nuclear SMR | Generation | Electricity | WC | Dispatch-Generation | EmissionsCost | 0 | [6 empty] | 0.39012 | 0
LCP_Inputs_ON_Electric_IEA_2023_05_05 | 2044 | Nuclear SMR | Generation | Electricity | WC | Dispatch-Generation | FuelCost | 0 | [6 empty] | 0.39012 | 0
LCP_Inputs_ON_Electric_IEA_2023_05_05 | 2044 | Nuclear SMR | Generation | Electricity | WC | Dispatch-Generation | VOM | 0 | [6 empty] | 0.39012 | 0
LCP_Inputs_ON_Electric_IEA_2023_05_05 | 2044 | O/CCGT - CH4 Existing | Crossload | Electricity | MI | Dispatch-Crossload | EmissionsCost | 0 | [6 empty] | 0.39012 | 0
LCP_Inputs_ON_Electric_IEA_2023_05_05 | 2044 | O/CCGT - CH4 Existing | Crossload | Electricity | MI | Dispatch-Crossload | FuelCost | 0 | [6 empty] | 0.39012 | 0
LCP_Inputs_ON_Electric_IEA_2023_05_05 | 2044 | O/CCGT - CH4 Existing | Crossload | Electricity | MI | Dispatch-Crossload | VOM | 0 | [6 empty] | 0.39012 | 0
LCP_Inputs_ON_Electric_IEA_2023_05_05 | 2044 | O/CCGT - CH4 Existing | Crossload | Electricity | NY | Dispatch-Crossload | EmissionsCost | 0 | [6 empty] | 0.39012 | 0
LCP_Inputs_ON_Electric_IEA_2023_05_05 | 2044 | O/CCGT - CH4 Existing | Crossload | Electricity | NY | Dispatch-Crossload | FuelCost | 0 | [6 empty] | 0.39012 | 0
LCP_Inputs_ON_Electric_IEA_2023_05_05 | 2044 | O/CCGT - CH4 Existing | Crossload | Electricity | NY | Dispatch-Crossload | VOM | 0 | [6 empty] | 0.39012 | 0
LCP_Inputs_ON_Electric_IEA_2023_05_05 | 2044 | O/CCGT - CH4 Existing | Crossload | Electricity | ON | Dispatch-Crossload | EmissionsCost | 4198076.0639 | [6 empty] | 0.39012 | 1637759.6235
LCP_Inputs_ON_Electric_IEA_2023_05_05 | 2044 | O/CCGT - CH4 Existing | Crossload | Electricity | ON | Dispatch-Crossload | FuelCost | 0 | [6 empty] | 0.39012 | 0
LCP_Inputs_ON_Electric_IEA_2023_05_05 | 2044 | O/CCGT - CH4 Existing | Crossload | Electricity | ON | Dispatch-Crossload | VOM | 149352.3754 | [6 empty] | 0.39012 | 58265.5689
LCP_Inputs_ON_Electric_IEA_2023_05_05 | 2044 | O/CCGT - CH4 Existing | Crossload | Electricity | PJ | Dispatch-Crossload | EmissionsCost | 0 | [6 empty] | 0.39012 | 0
LCP_Inputs_ON_Electric_IEA_2023_05_05 | 2044 | O/CCGT - CH4 Existing | Crossload | Electricity | PJ | Dispatch-Crossload | FuelCost | 0 | [6 empty] | 0.39012 | 0
LCP_Inputs_ON_Electric_IEA_2023_05_05 | 2044 | O/CCGT - CH4 Existing | Crossload | Electricity | PJ | Dispatch-Crossload | VOM | 0 | [6 empty] | 0.39012 | 0
LCP_Inputs_ON_Electric_IEA_2023_05_05 | 2044 | O/CCGT - CH4 Existing | Crossload | Electricity | QC | Dispatch-Crossload | EmissionsCost | 0 | [6 empty] | 0.39012 | 0
LCP_Inputs_ON_Electric_IEA_2023_05_05 | 2044 | O/CCGT - CH4 Existing | Crossload | Electricity | QC | Dispatch-Crossload | FuelCost | 0 | [6 empty] | 0.39012 | 0
LCP_Inputs_ON_Electric_IEA_2023_05_05 | 2044 | O/CCGT - CH4 Existing | Crossload | Electricity | QC | Dispatch-Crossload | VOM | 0 | [6 empty] | 0.39012 | 0
LCP_Inputs_ON_Electric_IEA_2023_05_05 | 2044 | O/CCGT - CH4 Existing | Crossload | Electricity | WC | Dispatch-Crossload | EmissionsCost | 0 | [6 empty] | 0.39012 | 0
LCP_Inputs_ON_Electric_IEA_2023_05_05 | 2044 | O/CCGT - CH4 Existing | Crossload | Electricity | WC | Dispatch-Crossload | FuelCost | 0 | [6 empty] | 0.39012 | 0
LCP_Inputs_ON_Electric_IEA_2023_05_05 | 2044 | O/CCGT - CH4 Existing | Crossload | Electricity | WC | Dispatch-Crossload | VOM | 0 | [6 empty] | 0.39012 | 0
LCP_Inputs_ON_Electric_IEA_2023_05_05 | 2044 | O/CCGT - CH4 New | Crossload | Electricity | MI | Dispatch-Crossload | EmissionsCost | 0 | [6 empty] | 0.39012 | 0
LCP_Inputs_ON_Electric_IEA_2023_05_05 | 2044 | O/CCGT - CH4 New | Crossload | Electricity | MI | Dispatch-Crossload | FuelCost | 0 | [6 empty] | 0.39012 | 0
LCP_Inputs_ON_Electric_IEA_2023_05_05 | 2044 | O/CCGT - CH4 New | Crossload | Electricity | MI | Dispatch-Crossload | VOM | 0 | [6 empty] | 0.39012 | 0
LCP_Inputs_ON_Electric_IEA_2023_05_05 | 2044 | O/CCGT - CH4 New | Crossload | Electricity | NY | Dispatch-Crossload | EmissionsCost | 0 | [6 empty] | 0.39012 | 0
LCP_Inputs_ON_Electric_IEA_2023_05_05 | 2044 | O/CCGT - CH4 New | Crossload | Electricity | NY | Dispatch-Crossload | FuelCost | 0 | [6 empty] | 0.39012 | 0
LCP_Inputs_ON_Electric_IEA_2023_05_05 | 2044 | O/CCGT - CH4 New | Crossload | Electricity | NY | Dispatch-Crossload | VOM | 0 | [6 empty] | 0.39012 | 0
LCP_Inputs_ON_Electric_IEA_2023_05_05 | 2044 | O/CCGT - CH4 New | Crossload | Electricity | ON | Dispatch-Crossload | EmissionsCost | 1528123.8442 | [6 empty] | 0.39012 | 596153.9271
LCP_Inputs_ON_Electric_IEA_2023_05_05 | 2044 | O/CCGT - CH4 New | Crossload | Electricity | ON | Dispatch-Crossload | FuelCost | 0 | [6 empty] | 0.39012 | 0
LCP_Inputs_ON_Electric_IEA_2023_05_05 | 2044 | O/CCGT - CH4 New | Crossload | Electricity | ON | Dispatch-Crossload | VOM | 54365.1241 | [6 empty] | 0.39012 | 21209.0024
LCP_Inputs_ON_Electric_IEA_2023_05_05 | 2044 | O/CCGT - CH4 New | Crossload | Electricity | PJ | Dispatch-Crossload | EmissionsCost | 0 | [6 empty] | 0.39012 | 0
LCP_Inputs_ON_Electric_IEA_2023_05_05 | 2044 | O/CCGT - CH4 New | Crossload | Electricity | PJ | Dispatch-Crossload | FuelCost | 0 | [6 empty] | 0.39012 | 0
LCP_Inputs_ON_Electric_IEA_2023_05_05 | 2044 | O/CCGT - CH4 New | Crossload | Electricity | PJ | Dispatch-Crossload | VOM | 0 | [6 empty] | 0.39012 | 0
LCP_Inputs_ON_Electric_IEA_2023_05_05 | 2044 | O/CCGT - CH4 New | Crossload | Electricity | QC | Dispatch-Crossload | EmissionsCost | 0 | [6 empty] | 0.39012 | 0
LCP_Inputs_ON_Electric_IEA_2023_05_05 | 2044 | O/CCGT - CH4 New | Crossload | Electricity | QC | Dispatch-Crossload | FuelCost | 0 | [6 empty] | 0.39012 | 0
LCP_Inputs_ON_Electric_IEA_2023_05_05 | 2044 | O/CCGT - CH4 New | Crossload | Electricity | QC | Dispatch-Crossload | VOM | 0 | [6 empty] | 0.39012 | 0
LCP_Inputs_ON_Electric_IEA_2023_05_05 | 2044 | O/CCGT - CH4 New | Crossload | Electricity | WC | Dispatch-Crossload | EmissionsCost | 0 | [6 empty] | 0.39012 | 0
LCP_Inputs_ON_Electric_IEA_2023_05_05 | 2044 | O/CCGT - CH4 New | Crossload | Electricity | WC | Dispatch-Crossload | FuelCost | 0 | [6 empty] | 0.39012 | 0
LCP_Inputs_ON_Electric_IEA_2023_05_05 | 2044 | O/CCGT - CH4 New | Crossload | Electricity | WC | Dispatch-Crossload | VOM | 0 | [6 empty] | 0.39012 | 0
LCP_Inputs_ON_Electric_IEA_2023_05_05 | 2044 | O/CCGT - H2 New | Crossload | Electricity | MI | Dispatch-Crossload | EmissionsCost | 0 | [6 empty] | 0.39012 | 0
LCP_Inputs_ON_Electric_IEA_2023_05_05 | 2044 | O/CCGT - H2 New | Crossload | Electricity | MI | Dispatch-Crossload | FuelCost | 0 | [6 empty] | 0.39012 | 0
LCP_Inputs_ON_Electric_IEA_2023_05_05 | 2044 | O/CCGT - H2 New | Crossload | Electricity | MI | Dispatch-Crossload | VOM | 0 | [6 empty] | 0.39012 | 0
LCP_Inputs_ON_Electric_IEA_2023_05_05 | 2044 | O/CCGT - H2 New | Crossload | Electricity | NY | Dispatch-Crossload | EmissionsCost | 0 | [6 empty] | 0.39012 | 0
LCP_Inputs_ON_Electric_IEA_2023_05_05 | 2044 | O/CCGT - H2 New | Crossload | Electricity | NY | Dispatch-Crossload | FuelCost | 0 | [6 empty] | 0.39012 | 0
LCP_Inputs_ON_Electric_IEA_2023_05_05 | 2044 | O/CCGT - H2 New | Crossload | Electricity | NY | Dispatch-Crossload | VOM | 0 | [6 empty] | 0.39012 | 0
LCP_Inputs_ON_Electric_IEA_2023_05_05 | 2044 | O/CCGT - H2 New | Crossload | Electricity | ON | Dispatch-Crossload | EmissionsCost | 0 | [6 empty] | 0.39012 | 0
LCP_Inputs_ON_Electric_IEA_2023_05_05 | 2044 | O/CCGT - H2 New | Crossload | Electricity | ON | Dispatch-Crossload | FuelCost | 0 | [6 empty] | 0.39012 | 0
LCP_Inputs_ON_Electric_IEA_2023_05_05 | 2044 | O/CCGT - H2 New | Crossload | Electricity | ON | Dispatch-Crossload | VOM | 1168775.9431 | [6 empty] | 0.39012 | 455964.5941
LCP_Inputs_ON_Electric_IEA_2023_05_05 | 2044 | O/CCGT - H2 New | Crossload | Electricity | PJ | Dispatch-Crossload | EmissionsCost | 0 | [6 empty] | 0.39012 | 0
LCP_Inputs_ON_Electric_IEA_2023_05_05 | 2044 | O/CCGT - H2 New | Crossload | Electricity | PJ | Dispatch-Crossload | FuelCost | 0 | [6 empty] | 0.39012 | 0
LCP_Inputs_ON_Electric_IEA_2023_05_05 | 2044 | O/CCGT - H2 New | Crossload | Electricity | PJ | Dispatch-Crossload | VOM | 0 | [6 empty] | 0.39012 | 0
LCP_Inputs_ON_Electric_IEA_2023_05_05 | 2044 | O/CCGT - H2 New | Crossload | Electricity | QC | Dispatch-Crossload | EmissionsCost | 0 | [6 empty] | 0.39012 | 0
LCP_Inputs_ON_Electric_IEA_2023_05_05 | 2044 | O/CCGT - H2 New | Crossload | Electricity | QC | Dispatch-Crossload | FuelCost | 0 | [6 empty] | 0.39012 | 0
LCP_Inputs_ON_Electric_IEA_2023_05_05 | 2044 | O/CCGT - H2 New | Crossload | Electricity | QC | Dispatch-Crossload | VOM | 0 | [6 empty] | 0.39012 | 0
LCP_Inputs_ON_Electric_IEA_2023_05_05 | 2044 | O/CCGT - H2 New | Crossload | Electricity | WC | Dispatch-Crossload | EmissionsCost | 0 | [6 empty] | 0.39012 | 0
LCP_Inputs_ON_Electric_IEA_2023_05_05 | 2044 | O/CCGT - H2 New | Crossload | Electricity | WC | Dispatch-Crossload | FuelCost | 0 | [6 empty] | 0.39012 | 0
LCP_Inputs_ON_Electric_IEA_2023_05_05 | 2044 | O/CCGT - H2 New | Crossload | Electricity | WC | Dispatch-Crossload | VOM | 0 | [6 empty] | 0.39012 | 0
LCP_Inputs_ON_Electric_IEA_2023_05_05 | 2044 | SMR CCS | Generation | Hydrogen | MI | Dispatch-Generation | EmissionsCost | 0 | [6 empty] | 0.39012 | 0
LCP_Inputs_ON_Electric_IEA_2023_05_05 | 2044 | SMR CCS | Generation | Hydrogen | MI | Dispatch-Generation | FuelCost | 0 | [6 empty] | 0.39012 | 0
LCP_Inputs_ON_Electric_IEA_2023_05_05 | 2044 | SMR CCS | Generation | Hydrogen | MI | Dispatch-Generation | VOM | 0 | [6 empty] | 0.39012 | 0
LCP_Inputs_ON_Electric_IEA_2023_05_05 | 2044 | SMR CCS | Generation | Hydrogen | NY | Dispatch-Generation | EmissionsCost | 0 | [6 empty] | 0.39012 | 0
LCP_Inputs_ON_Electric_IEA_2023_05_05 | 2044 | SMR CCS | Generation | Hydrogen | NY | Dispatch-Generation | FuelCost | 0 | [6 empty] | 0.39012 | 0
LCP_Inputs_ON_Electric_IEA_2023_05_05 | 2044 | SMR CCS | Generation | Hydrogen | NY | Dispatch-Generation | VOM | 0 | [6 empty] | 0.39012 | 0
LCP_Inputs_ON_Electric_IEA_2023_05_05 | 2044 | SMR CCS | Generation | Hydrogen | ON | Dispatch-Generation | EmissionsCost | 326789057.1551 | [6 empty] | 0.39012 | 127487428.7769
LCP_Inputs_ON_Electric_IEA_2023_05_05 | 2044 | SMR CCS | Generation | Hydrogen | ON | Dispatch-Generation | FuelCost | 350456955.1775 | [6 empty] | 0.39012 | 136720784.048
LCP_Inputs_ON_Electric_IEA_2023_05_05 | 2044 | SMR CCS | Generation | Hydrogen | ON | Dispatch-Generation | VOM | 0 | [6 empty] | 0.39012 | 0
LCP_Inputs_ON_Electric_IEA_2023_05_05 | 2044 | SMR CCS | Generation | Hydrogen | PJ | Dispatch-Generation | EmissionsCost | 0 | [6 empty] | 0.39012 | 0
LCP_Inputs_ON_Electric_IEA_2023_05_05 | 2044 | SMR CCS | Generation | Hydrogen | PJ | Dispatch-Generation | FuelCost | 0 | [6 empty] | 0.39012 | 0
LCP_Inputs_ON_Electric_IEA_2023_05_05 | 2044 | SMR CCS | Generation | Hydrogen | PJ | Dispatch-Generation | VOM | 0 | [6 empty] | 0.39012 | 0
LCP_Inputs_ON_Electric_IEA_2023_05_05 | 2044 | SMR CCS | Generation | Hydrogen | QC | Dispatch-Generation | EmissionsCost | 0 | [6 empty] | 0.39012 | 0
LCP_Inputs_ON_Electric_IEA_2023_05_05 | 2044 | SMR CCS | Generation | Hydrogen | QC | Dispatch-Generation | FuelCost | 0 | [6 empty] | 0.39012 | 0
LCP_Inputs_ON_Electric_IEA_2023_05_05 | 2044 | SMR CCS | Generation | Hydrogen | QC | Dispatch-Generation | VOM | 0 | [6 empty] | 0.39012 | 0
LCP_Inputs_ON_Electric_IEA_2023_05_05 | 2044 | SMR CCS | Generation | Hydrogen | WC | Dispatch-Generation | EmissionsCost | 0 | [6 empty] | 0.39012 | 0
LCP_Inputs_ON_Electric_IEA_2023_05_05 | 2044 | SMR CCS | Generation | Hydrogen | WC | Dispatch-Generation | FuelCost | 0 | [6 empty] | 0.39012 | 0
LCP_Inputs_ON_Electric_IEA_2023_05_05 | 2044 | SMR CCS | Generation | Hydrogen | WC | Dispatch-Generation | VOM | 0 | [6 empty] | 0.39012 | 0
LCP_Inputs_ON_Electric_IEA_2023_05_05 | 2044 | Solar PV | Generation | Electricity | MI | Dispatch-Generation | EmissionsCost | 0 | [6 empty] | 0.39012 | 0
LCP_Inputs_ON_Electric_IEA_2023_05_05 | 2044 | Solar PV | Generation | Electricity | MI | Dispatch-Generation | FuelCost | 0 | [6 empty] | 0.39012 | 0
LCP_Inputs_ON_Electric_IEA_2023_05_05 | 2044 | Solar PV | Generation | Electricity | MI | Dispatch-Generation | VOM | 0 | [6 empty] | 0.39012 | 0
LCP_Inputs_ON_Electric_IEA_2023_05_05 | 2044 | Solar PV | Generation | Electricity | NY | Dispatch-Generation | EmissionsCost | 0 | [6 empty] | 0.39012 | 0
LCP_Inputs_ON_Electric_IEA_2023_05_05 | 2044 | Solar PV | Generation | Electricity | NY | Dispatch-Generation | FuelCost | 0 | [6 empty] | 0.39012 | 0
LCP_Inputs_ON_Electric_IEA_2023_05_05 | 2044 | Solar PV | Generation | Electricity | NY | Dispatch-Generation | VOM | 0 | [6 empty] | 0.39012 | 0
LCP_Inputs_ON_Electric_IEA_2023_05_05 | 2044 | Solar PV | Generation | Electricity | ON | Dispatch-Generation | EmissionsCost | 0 | [6 empty] | 0.39012 | 0
LCP_Inputs_ON_Electric_IEA_2023_05_05 | 2044 | Solar PV | Generation | Electricity | ON | Dispatch-Generation | FuelCost | 0 | [6 empty] | 0.39012 | 0
LCP_Inputs_ON_Electric_IEA_2023_05_05 | 2044 | Solar PV | Generation | Electricity | ON | Dispatch-Generation | VOM | 0 | [6 empty] | 0.39012 | 0
LCP_Inputs_ON_Electric_IEA_2023_05_05 | 2044 | Solar PV | Generation | Electricity | PJ | Dispatch-Generation | EmissionsCost | 0 | [6 empty] | 0.39012 | 0
LCP_Inputs_ON_Electric_IEA_2023_05_05 | 2044 | Solar PV | Generation | Electricity | PJ | Dispatch-Generation | FuelCost | 0 | [6 empty] | 0.39012 | 0
LCP_Inputs_ON_Electric_IEA_2023_05_05 | 2044 | Solar PV | Generation | Electricity | PJ | Dispatch-Generation | VOM | 0 | [6 empty] | 0.39012 | 0
LCP_Inputs_ON_Electric_IEA_2023_05_05 | 2044 | Solar PV | Generation | Electricity | QC | Dispatch-Generation | EmissionsCost | 0 | [6 empty] | 0.39012 | 0
LCP_Inputs_ON_Electric_IEA_2023_05_05 | 2044 | Solar PV | Generation | Electricity | QC | Dispatch-Generation | FuelCost | 0 | [6 empty] | 0.39012 | 0
LCP_Inputs_ON_Electric_IEA_2023_05_05 | 2044 | Solar PV | Generation | Electricity | QC | Dispatch-Generation | VOM | 0 | [6 empty] | 0.39012 | 0
LCP_Inputs_ON_Electric_IEA_2023_05_05 | 2044 | Solar PV | Generation | Electricity | WC | Dispatch-Generation | EmissionsCost | 0 | [6 empty] | 0.39012 | 0
LCP_Inputs_ON_Electric_IEA_2023_05_05 | 2044 | Solar PV | Generation | Electricity | WC | Dispatch-Generation | FuelCost | 0 | [6 empty] | 0.39012 | 0
LCP_Inputs_ON_Electric_IEA_2023_05_05 | 2044 | Solar PV | Generation | Electricity | WC | Dispatch-Generation | VOM | 0 | [6 empty] | 0.39012 | 0
LCP_Inputs_ON_Electric_IEA_2023_05_05 | 2044 | Wind Offshore | Generation | Electricity | MI | Dispatch-Generation | EmissionsCost | 0 | [6 empty] | 0.39012 | 0
LCP_Inputs_ON_Electric_IEA_2023_05_05 | 2044 | Wind Offshore | Generation | Electricity | MI | Dispatch-Generation | FuelCost | 0 | [6 empty] | 0.39012 | 0
LCP_Inputs_ON_Electric_IEA_2023_05_05 | 2044 | Wind Offshore | Generation | Electricity | MI | Dispatch-Generation | VOM | 0 | [6 empty] | 0.39012 | 0
LCP_Inputs_ON_Electric_IEA_2023_05_05 | 2044 | Wind Offshore | Generation | Electricity | NY | Dispatch-Generation | EmissionsCost | 0 | [6 empty] | 0.39012 | 0
LCP_Inputs_ON_Electric_IEA_2023_05_05 | 2044 | Wind Offshore | Generation | Electricity | NY | Dispatch-Generation | FuelCost | 0 | [6 empty] | 0.39012 | 0
LCP_Inputs_ON_Electric_IEA_2023_05_05 | 2044 | Wind Offshore | Generation | Electricity | NY | Dispatch-Generation | VOM | 0 | [6 empty] | 0.39012 | 0
LCP_Inputs_ON_Electric_IEA_2023_05_05 | 2044 | Wind Offshore | Generation | Electricity | ON | Dispatch-Generation | EmissionsCost | 0 | [6 empty] | 0.39012 | 0
LCP_Inputs_ON_Electric_IEA_2023_05_05 | 2044 | Wind Offshore | Generation | Electricity | ON | Dispatch-Generation | FuelCost | 0 | [6 empty] | 0.39012 | 0
LCP_Inputs_ON_Electric_IEA_2023_05_05 | 2044 | Wind Offshore | Generation | Electricity | ON | Dispatch-Generation | VOM | 0 | [6 empty] | 0.39012 | 0
LCP_Inputs_ON_Electric_IEA_2023_05_05 | 2044 | Wind Offshore | Generation | Electricity | PJ | Dispatch-Generation | EmissionsCost | 0 | [6 empty] | 0.39012 | 0
LCP_Inputs_ON_Electric_IEA_2023_05_05 | 2044 | Wind Offshore | Generation | Electricity | PJ | Dispatch-Generation | FuelCost | 0 | [6 empty] | 0.39012 | 0
LCP_Inputs_ON_Electric_IEA_2023_05_05 | 2044 | Wind Offshore | Generation | Electricity | PJ | Dispatch-Generation | VOM | 0 | [6 empty] | 0.39012 | 0
LCP_Inputs_ON_Electric_IEA_2023_05_05 | 2044 | Wind Offshore | Generation | Electricity | QC | Dispatch-Generation | EmissionsCost | 0 | [6 empty] | 0.39012 | 0
LCP_Inputs_ON_Electric_IEA_2023_05_05 | 2044 | Wind Offshore | Generation | Electricity | QC | Dispatch-Generation | FuelCost | 0 | [6 empty] | 0.39012 | 0
LCP_Inputs_ON_Electric_IEA_2023_05_05 | 2044 | Wind Offshore | Generation | Electricity | QC | Dispatch-Generation | VOM | 0 | [6 empty] | 0.39012 | 0
LCP_Inputs_ON_Electric_IEA_2023_05_05 | 2044 | Wind Offshore | Generation | Electricity | WC | Dispatch-Generation | EmissionsCost | 0 | [6 empty] | 0.39012 | 0
LCP_Inputs_ON_Electric_IEA_2023_05_05 | 2044 | Wind Offshore | Generation | Electricity | WC | Dispatch-Generation | FuelCost | 0 | [6 empty] | 0.39012 | 0
LCP_Inputs_ON_Electric_IEA_2023_05_05 | 2044 | Wind Offshore | Generation | Electricity | WC | Dispatch-Generation | VOM | 0 | [6 empty] | 0.39012 | 0
LCP_Inputs_ON_Electric_IEA_2023_05_05 | 2044 | Wind Onshore | Generation | Electricity | MI | Dispatch-Generation | EmissionsCost | 0 | [6 empty] | 0.39012 | 0
LCP_Inputs_ON_Electric_IEA_2023_05_05 | 2044 | Wind Onshore | Generation | Electricity | MI | Dispatch-Generation | FuelCost | 0 | [6 empty] | 0.39012 | 0
LCP_Inputs_ON_Electric_IEA_2023_05_05 | 2044 | Wind Onshore | Generation | Electricity | MI | Dispatch-Generation | VOM | 0 | [6 empty] | 0.39012 | 0
LCP_Inputs_ON_Electric_IEA_2023_05_05 | 2044 | Wind Onshore | Generation | Electricity | NY | Dispatch-Generation | EmissionsCost | 0 | [6 empty] | 0.39012 | 0
LCP_Inputs_ON_Electric_IEA_2023_05_05 | 2044 | Wind Onshore | Generation | Electricity | NY | Dispatch-Generation | FuelCost | 0 | [6 empty] | 0.39012 | 0
LCP_Inputs_ON_Electric_IEA_2023_05_05 | 2044 | Wind Onshore | Generation | Electricity | NY | Dispatch-Generation | VOM | 0 | [6 empty] | 0.39012 | 0
LCP_Inputs_ON_Electric_IEA_2023_05_05 | 2044 | Wind Onshore | Generation | Electricity | ON | Dispatch-Generation | EmissionsCost | 0 | [6 empty] | 0.39012 | 0
LCP_Inputs_ON_Electric_IEA_2023_05_05 | 2044 | Wind Onshore | Generation | Electricity | ON | Dispatch-Generation | FuelCost | 0 | [6 empty] | 0.39012 | 0
LCP_Inputs_ON_Electric_IEA_2023_05_05 | 2044 | Wind Onshore | Generation | Electricity | ON | Dispatch-Generation | VOM | 0 | [6 empty] | 0.39012 | 0
LCP_Inputs_ON_Electric_IEA_2023_05_05 | 2044 | Wind Onshore | Generation | Electricity | PJ | Dispatch-Generation | EmissionsCost | 0 | [6 empty] | 0.39012 | 0
LCP_Inputs_ON_Electric_IEA_2023_05_05 | 2044 | Wind Onshore | Generation | Electricity | PJ | Dispatch-Generation | FuelCost | 0 | [6 empty] | 0.39012 | 0
LCP_Inputs_ON_Electric_IEA_2023_05_05 | 2044 | Wind Onshore | Generation | Electricity | PJ | Dispatch-Generation | VOM | 0 | [6 empty] | 0.39012 | 0
LCP_Inputs_ON_Electric_IEA_2023_05_05 | 2044 | Wind Onshore | Generation | Electricity | QC | Dispatch-Generation | EmissionsCost | 0 | [6 empty] | 0.39012 | 0
LCP_Inputs_ON_Electric_IEA_2023_05_05 | 2044 | Wind Onshore | Generation | Electricity | QC | Dispatch-Generation | FuelCost | 0 | [6 empty] | 0.39012 | 0
LCP_Inputs_ON_Electric_IEA_2023_05_05 | 2044 | Wind Onshore | Generation | Electricity | QC | Dispatch-Generation | VOM | 0 | [6 empty] | 0.39012 | 0
LCP_Inputs_ON_Electric_IEA_2023_05_05 | 2044 | Wind Onshore | Generation | Electricity | WC | Dispatch-Generation | EmissionsCost | 0 | [6 empty] | 0.39012 | 0
LCP_Inputs_ON_Electric_IEA_2023_05_05 | 2044 | Wind Onshore | Generation | Electricity | WC | Dispatch-Generation | FuelCost | 0 | [6 empty] | 0.39012 | 0
LCP_Inputs_ON_Electric_IEA_2023_05_05 | 2044 | Wind Onshore | Generation | Electricity | WC | Dispatch-Generation | VOM | 0 | [6 empty] | 0.39012 | 0
LCP_Inputs_ON_Electric_IEA_2023_05_05 | 2045 | Anaerobic Digestion | Generation | Methane | MI | Dispatch-Generation | EmissionsCost | 0 | [6 empty] | 0.37512 | 0
LCP_Inputs_ON_Electric_IEA_2023_05_05 | 2045 | Anaerobic Digestion | Generation | Methane | MI | Dispatch-Generation | FuelCost | 0 | [6 empty] | 0.37512 | 0
LCP_Inputs_ON_Electric_IEA_2023_05_05 | 2045 | Anaerobic Digestion | Generation | Methane | MI | Dispatch-Generation | VOM | 0 | [6 empty] | 0.37512 | 0
LCP_Inputs_ON_Electric_IEA_2023_05_05 | 2045 | Anaerobic Digestion | Generation | Methane | NY | Dispatch-Generation | EmissionsCost | 0 | [6 empty] | 0.37512 | 0
LCP_Inputs_ON_Electric_IEA_2023_05_05 | 2045 | Anaerobic Digestion | Generation | Methane | NY | Dispatch-Generation | FuelCost | 0 | [6 empty] | 0.37512 | 0
LCP_Inputs_ON_Electric_IEA_2023_05_05 | 2045 | Anaerobic Digestion | Generation | Methane | NY | Dispatch-Generation | VOM | 0 | [6 empty] | 0.37512 | 0
LCP_Inputs_ON_Electric_IEA_2023_05_05 | 2045 | Anaerobic Digestion | Generation | Methane | ON | Dispatch-Generation | EmissionsCost | 4244873.9669 | [6 empty] | 0.37512 | 1592323.5484
LCP_Inputs_ON_Electric_IEA_2023_05_05 | 2045 | Anaerobic Digestion | Generation | Methane | ON | Dispatch-Generation | FuelCost | 0 | [6 empty] | 0.37512 | 0
LCP_Inputs_ON_Electric_IEA_2023_05_05 | 2045 | Anaerobic Digestion | Generation | Methane | ON | Dispatch-Generation | VOM | 1125040000 | [6 empty] | 0.37512 | 422021407.2078
LCP_Inputs_ON_Electric_IEA_2023_05_05 | 2045 | Anaerobic Digestion | Generation | Methane | PJ | Dispatch-Generation | EmissionsCost | 0 | [6 empty] | 0.37512 | 0
LCP_Inputs_ON_Electric_IEA_2023_05_05 | 2045 | Anaerobic Digestion | Generation | Methane | PJ | Dispatch-Generation | FuelCost | 0 | [6 empty] | 0.37512 | 0
LCP_Inputs_ON_Electric_IEA_2023_05_05 | 2045 | Anaerobic Digestion | Generation | Methane | PJ | Dispatch-Generation | VOM | 0 | [6 empty] | 0.37512 | 0
LCP_Inputs_ON_Electric_IEA_2023_05_05 | 2045 | Anaerobic Digestion | Generation | Methane | QC | Dispatch-Generation | EmissionsCost | 0 | [6 empty] | 0.37512 | 0
LCP_Inputs_ON_Electric_IEA_2023_05_05 | 2045 | Anaerobic Digestion | Generation | Methane | QC | Dispatch-Generation | FuelCost | 0 | [6 empty] | 0.37512 | 0
LCP_Inputs_ON_Electric_IEA_2023_05_05 | 2045 | Anaerobic Digestion | Generation | Methane | QC | Dispatch-Generation | VOM | 0 | [6 empty] | 0.37512 | 0
LCP_Inputs_ON_Electric_IEA_2023_05_05 | 2045 | Anaerobic Digestion | Generation | Methane | WC | Dispatch-Generation | EmissionsCost | 0 | [6 empty] | 0.37512 | 0
LCP_Inputs_ON_Electric_IEA_2023_05_05 | 2045 | Anaerobic Digestion | Generation | Methane | WC | Dispatch-Generation | FuelCost | 0 | [6 empty] | 0.37512 | 0
LCP_Inputs_ON_Electric_IEA_2023_05_05 | 2045 | Anaerobic Digestion | Generation | Methane | WC | Dispatch-Generation | VOM | 0 | [6 empty] | 0.37512 | 0
LCP_Inputs_ON_Electric_IEA_2023_05_05 | 2045 | Battery Storage | Storage | Electricity | MI | Dispatch-Storage | EmissionsCost | 0 | [6 empty] | 0.37512 | 0
LCP_Inputs_ON_Electric_IEA_2023_05_05 | 2045 | Battery Storage | Storage | Electricity | MI | Dispatch-Storage | FuelCost | 0 | [6 empty] | 0.37512 | 0
LCP_Inputs_ON_Electric_IEA_2023_05_05 | 2045 | Battery Storage | Storage | Electricity | MI | Dispatch-Storage | VOM | 0 | [6 empty] | 0.37512 | 0
LCP_Inputs_ON_Electric_IEA_2023_05_05 | 2045 | Battery Storage | Storage | Electricity | NY | Dispatch-Storage | EmissionsCost | 0 | [6 empty] | 0.37512 | 0
LCP_Inputs_ON_Electric_IEA_2023_05_05 | 2045 | Battery Storage | Storage | Electricity | NY | Dispatch-Storage | FuelCost | 0 | [6 empty] | 0.37512 | 0
LCP_Inputs_ON_Electric_IEA_2023_05_05 | 2045 | Battery Storage | Storage | Electricity | NY | Dispatch-Storage | VOM | 0 | [6 empty] | 0.37512 | 0
LCP_Inputs_ON_Electric_IEA_2023_05_05 | 2045 | Battery Storage | Storage | Electricity | ON | Dispatch-Storage | EmissionsCost | 0 | [6 empty] | 0.37512 | 0
LCP_Inputs_ON_Electric_IEA_2023_05_05 | 2045 | Battery Storage | Storage | Electricity | ON | Dispatch-Storage | FuelCost | 0 | [6 empty] | 0.37512 | 0
LCP_Inputs_ON_Electric_IEA_2023_05_05 | 2045 | Battery Storage | Storage | Electricity | ON | Dispatch-Storage | VOM | 0 | [6 empty] | 0.37512 | 0
LCP_Inputs_ON_Electric_IEA_2023_05_05 | 2045 | Battery Storage | Storage | Electricity | PJ | Dispatch-Storage | EmissionsCost | 0 | [6 empty] | 0.37512 | 0
LCP_Inputs_ON_Electric_IEA_2023_05_05 | 2045 | Battery Storage | Storage | Electricity | PJ | Dispatch-Storage | FuelCost | 0 | [6 empty] | 0.37512 | 0
LCP_Inputs_ON_Electric_IEA_2023_05_05 | 2045 | Battery Storage | Storage | Electricity | PJ | Dispatch-Storage | VOM | 0 | [6 empty] | 0.37512 | 0
LCP_Inputs_ON_Electric_IEA_2023_05_05 | 2045 | Battery Storage | Storage | Electricity | QC | Dispatch-Storage | EmissionsCost | 0 | [6 empty] | 0.37512 | 0
LCP_Inputs_ON_Electric_IEA_2023_05_05 | 2045 | Battery Storage | Storage | Electricity | QC | Dispatch-Storage | FuelCost | 0 | [6 empty] | 0.37512 | 0
LCP_Inputs_ON_Electric_IEA_2023_05_05 | 2045 | Battery Storage | Storage | Electricity | QC | Dispatch-Storage | VOM | 0 | [6 empty] | 0.37512 | 0
LCP_Inputs_ON_Electric_IEA_2023_05_05 | 2045 | Battery Storage | Storage | Electricity | WC | Dispatch-Storage | EmissionsCost | 0 | [6 empty] | 0.37512 | 0
LCP_Inputs_ON_Electric_IEA_2023_05_05 | 2045 | Battery Storage | Storage | Electricity | WC | Dispatch-Storage | FuelCost | 0 | [6 empty] | 0.37512 | 0
LCP_Inputs_ON_Electric_IEA_2023_05_05 | 2045 | Battery Storage | Storage | Electricity | WC | Dispatch-Storage | VOM | 0 | [6 empty] | 0.37512 | 0
LCP_Inputs_ON_Electric_IEA_2023_05_05 | 2045 | Biomass | Generation | Electricity | MI | Dispatch-Generation | EmissionsCost | 0 | [6 empty] | 0.37512 | 0
LCP_Inputs_ON_Electric_IEA_2023_05_05 | 2045 | Biomass | Generation | Electricity | MI | Dispatch-Generation | FuelCost | 0 | [6 empty] | 0.37512 | 0
LCP_Inputs_ON_Electric_IEA_2023_05_05 | 2045 | Biomass | Generation | Electricity | MI | Dispatch-Generation | VOM | 0 | [6 empty] | 0.37512 | 0
LCP_Inputs_ON_Electric_IEA_2023_05_05 | 2045 | Biomass | Generation | Electricity | NY | Dispatch-Generation | EmissionsCost | 0 | [6 empty] | 0.37512 | 0
LCP_Inputs_ON_Electric_IEA_2023_05_05 | 2045 | Biomass | Generation | Electricity | NY | Dispatch-Generation | FuelCost | 0 | [6 empty] | 0.37512 | 0
LCP_Inputs_ON_Electric_IEA_2023_05_05 | 2045 | Biomass | Generation | Electricity | NY | Dispatch-Generation | VOM | 0 | [6 empty] | 0.37512 | 0
LCP_Inputs_ON_Electric_IEA_2023_05_05 | 2045 | Biomass | Generation | Electricity | ON | Dispatch-Generation | EmissionsCost | 0 | [6 empty] | 0.37512 | 0
LCP_Inputs_ON_Electric_IEA_2023_05_05 | 2045 | Biomass | Generation | Electricity | ON | Dispatch-Generation | FuelCost | 2449112.7273 | [6 empty] | 0.37512 | 918703.3346
LCP_Inputs_ON_Electric_IEA_2023_05_05 | 2045 | Biomass | Generation | Electricity | ON | Dispatch-Generation | VOM | 31430.28 | [6 empty] | 0.37512 | 11790.0261
LCP_Inputs_ON_Electric_IEA_2023_05_05 | 2045 | Biomass | Generation | Electricity | PJ | Dispatch-Generation | EmissionsCost | 0 | [6 empty] | 0.37512 | 0
LCP_Inputs_ON_Electric_IEA_2023_05_05 | 2045 | Biomass | Generation | Electricity | PJ | Dispatch-Generation | FuelCost | 0 | [6 empty] | 0.37512 | 0
LCP_Inputs_ON_Electric_IEA_2023_05_05 | 2045 | Biomass | Generation | Electricity | PJ | Dispatch-Generation | VOM | 0 | [6 empty] | 0.37512 | 0
LCP_Inputs_ON_Electric_IEA_2023_05_05 | 2045 | Biomass | Generation | Electricity | QC | Dispatch-Generation | EmissionsCost | 0 | [6 empty] | 0.37512 | 0
LCP_Inputs_ON_Electric_IEA_2023_05_05 | 2045 | Biomass | Generation | Electricity | QC | Dispatch-Generation | FuelCost | 122553.4753 | [6 empty] | 0.37512 | 45971.8677
LCP_Inputs_ON_Electric_IEA_2023_05_05 | 2045 | Biomass | Generation | Electricity | QC | Dispatch-Generation | VOM | 1572.7696 | [6 empty] | 0.37512 | 589.9723
LCP_Inputs_ON_Electric_IEA_2023_05_05 | 2045 | Biomass | Generation | Electricity | WC | Dispatch-Generation | EmissionsCost | 0 | [6 empty] | 0.37512 | 0
LCP_Inputs_ON_Electric_IEA_2023_05_05 | 2045 | Biomass | Generation | Electricity | WC | Dispatch-Generation | FuelCost | 0 | [6 empty] | 0.37512 | 0
LCP_Inputs_ON_Electric_IEA_2023_05_05 | 2045 | Biomass | Generation | Electricity | WC | Dispatch-Generation | VOM | 0 | [6 empty] | 0.37512 | 0
LCP_Inputs_ON_Electric_IEA_2023_05_05 | 2045 | Biomass + CCS | Generation | Electricity | MI | Dispatch-Generation | EmissionsCost | 0 | [6 empty] | 0.37512 | 0
LCP_Inputs_ON_Electric_IEA_2023_05_05 | 2045 | Biomass + CCS | Generation | Electricity | MI | Dispatch-Generation | FuelCost | 0 | [6 empty] | 0.37512 | 0
LCP_Inputs_ON_Electric_IEA_2023_05_05 | 2045 | Biomass + CCS | Generation | Electricity | MI | Dispatch-Generation | VOM | 0 | [6 empty] | 0.37512 | 0
LCP_Inputs_ON_Electric_IEA_2023_05_05 | 2045 | Biomass + CCS | Generation | Electricity | NY | Dispatch-Generation | EmissionsCost | 0 | [6 empty] | 0.37512 | 0
LCP_Inputs_ON_Electric_IEA_2023_05_05 | 2045 | Biomass + CCS | Generation | Electricity | NY | Dispatch-Generation | FuelCost | 0 | [6 empty] | 0.37512 | 0
LCP_Inputs_ON_Electric_IEA_2023_05_05 | 2045 | Biomass + CCS | Generation | Electricity | NY | Dispatch-Generation | VOM | 0 | [6 empty] | 0.37512 | 0
LCP_Inputs_ON_Electric_IEA_2023_05_05 | 2045 | Biomass + CCS | Generation | Electricity | ON | Dispatch-Generation | EmissionsCost | -566815549.8142 | [6 empty] | 0.37512 | -212622036.5141
LCP_Inputs_ON_Electric_IEA_2023_05_05 | 2045 | Biomass + CCS | Generation | Electricity | ON | Dispatch-Generation | FuelCost | 456060730.9091 | [6 empty] | 0.37512 | 171076043.0122
LCP_Inputs_ON_Electric_IEA_2023_05_05 | 2045 | Biomass + CCS | Generation | Electricity | ON | Dispatch-Generation | VOM | 3546136.7278 | [6 empty] | 0.37512 | 1330215.4697
LCP_Inputs_ON_Electric_IEA_2023_05_05 | 2045 | Biomass + CCS | Generation | Electricity | PJ | Dispatch-Generation | EmissionsCost | 0 | [6 empty] | 0.37512 | 0
LCP_Inputs_ON_Electric_IEA_2023_05_05 | 2045 | Biomass + CCS | Generation | Electricity | PJ | Dispatch-Generation | FuelCost | 0 | [6 empty] | 0.37512 | 0
LCP_Inputs_ON_Electric_IEA_2023_05_05 | 2045 | Biomass + CCS | Generation | Electricity | PJ | Dispatch-Generation | VOM | 0 | [6 empty] | 0.37512 | 0
LCP_Inputs_ON_Electric_IEA_2023_05_05 | 2045 | Biomass + CCS | Generation | Electricity | QC | Dispatch-Generation | EmissionsCost | 0 | [6 empty] | 0.37512 | 0
LCP_Inputs_ON_Electric_IEA_2023_05_05 | 2045 | Biomass + CCS | Generation | Electricity | QC | Dispatch-Generation | FuelCost | 0 | [6 empty] | 0.37512 | 0
LCP_Inputs_ON_Electric_IEA_2023_05_05 | 2045 | Biomass + CCS | Generation | Electricity | QC | Dispatch-Generation | VOM | 0 | [6 empty] | 0.37512 | 0
LCP_Inputs_ON_Electric_IEA_2023_05_05 | 2045 | Biomass + CCS | Generation | Electricity | WC | Dispatch-Generation | EmissionsCost | 0 | [6 empty] | 0.37512 | 0
LCP_Inputs_ON_Electric_IEA_2023_05_05 | 2045 | Biomass + CCS | Generation | Electricity | WC | Dispatch-Generation | FuelCost | 0 | [6 empty] | 0.37512 | 0
LCP_Inputs_ON_Electric_IEA_2023_05_05 | 2045 | Biomass + CCS | Generation | Electricity | WC | Dispatch-Generation | VOM | 0 | [6 empty] | 0.37512 | 0
LCP_Inputs_ON_Electric_IEA_2023_05_05 | 2045 | CH4 + CCS | Generation | Methane | MI | Dispatch-Generation | EmissionsCost | 0 | [6 empty] | 0.37512 | 0
LCP_Inputs_ON_Electric_IEA_2023_05_05 | 2045 | CH4 + CCS | Generation | Methane | MI | Dispatch-Generation | FuelCost | 0 | [6 empty] | 0.37512 | 0
LCP_Inputs_ON_Electric_IEA_2023_05_05 | 2045 | CH4 + CCS | Generation | Methane | MI | Dispatch-Generation | VOM | 0 | [6 empty] | 0.37512 | 0
LCP_Inputs_ON_Electric_IEA_2023_05_05 | 2045 | CH4 + CCS | Generation | Methane | NY | Dispatch-Generation | EmissionsCost | 0 | [6 empty] | 0.37512 | 0
LCP_Inputs_ON_Electric_IEA_2023_05_05 | 2045 | CH4 + CCS | Generation | Methane | NY | Dispatch-Generation | FuelCost | 0 | [6 empty] | 0.37512 | 0
LCP_Inputs_ON_Electric_IEA_2023_05_05 | 2045 | CH4 + CCS | Generation | Methane | NY | Dispatch-Generation | VOM | 0 | [6 empty] | 0.37512 | 0
LCP_Inputs_ON_Electric_IEA_2023_05_05 | 2045 | CH4 + CCS | Generation | Methane | ON | Dispatch-Generation | EmissionsCost | 84395478.3721 | [6 empty] | 0.37512 | 31658161.9716
LCP_Inputs_ON_Electric_IEA_2023_05_05 | 2045 | CH4 + CCS | Generation | Methane | ON | Dispatch-Generation | FuelCost | 271488076.3116 | [6 empty] | 0.37512 | 101839739.0361
LCP_Inputs_ON_Electric_IEA_2023_05_05 | 2045 | CH4 + CCS | Generation | Methane | ON | Dispatch-Generation | VOM | 25812098.3333 | [6 empty] | 0.37512 | 9682551.7863
LCP_Inputs_ON_Electric_IEA_2023_05_05 | 2045 | CH4 + CCS | Generation | Methane | PJ | Dispatch-Generation | EmissionsCost | 0 | [6 empty] | 0.37512 | 0
LCP_Inputs_ON_Electric_IEA_2023_05_05 | 2045 | CH4 + CCS | Generation | Methane | PJ | Dispatch-Generation | FuelCost | 0 | [6 empty] | 0.37512 | 0
LCP_Inputs_ON_Electric_IEA_2023_05_05 | 2045 | CH4 + CCS | Generation | Methane | PJ | Dispatch-Generation | VOM | 0 | [6 empty] | 0.37512 | 0
LCP_Inputs_ON_Electric_IEA_2023_05_05 | 2045 | CH4 + CCS | Generation | Methane | QC | Dispatch-Generation | EmissionsCost | 0 | [6 empty] | 0.37512 | 0
LCP_Inputs_ON_Electric_IEA_2023_05_05 | 2045 | CH4 + CCS | Generation | Methane | QC | Dispatch-Generation | FuelCost | 0 | [6 empty] | 0.37512 | 0
LCP_Inputs_ON_Electric_IEA_2023_05_05 | 2045 | CH4 + CCS | Generation | Methane | QC | Dispatch-Generation | VOM | 0 | [6 empty] | 0.37512 | 0
LCP_Inputs_ON_Electric_IEA_2023_05_05 | 2045 | CH4 + CCS | Generation | Methane | WC | Dispatch-Generation | EmissionsCost | 0 | [6 empty] | 0.37512 | 0
LCP_Inputs_ON_Electric_IEA_2023_05_05 | 2045 | CH4 + CCS | Generation | Methane | WC | Dispatch-Generation | FuelCost | 0 | [6 empty] | 0.37512 | 0
LCP_Inputs_ON_Electric_IEA_2023_05_05 | 2045 | CH4 + CCS | Generation | Methane | WC | Dispatch-Generation | VOM | 0 | [6 empty] | 0.37512 | 0
LCP_Inputs_ON_Electric_IEA_2023_05_05 | 2045 | CH4 Import - NY 2020 | Import | Methane | MI | Dispatch-Import | EmissionsCost | 0 | [6 empty] | 0.37512 | 0
LCP_Inputs_ON_Electric_IEA_2023_05_05 | 2045 | CH4 Import - NY 2020 | Import | Methane | MI | Dispatch-Import | FuelCost | 0 | [6 empty] | 0.37512 | 0
LCP_Inputs_ON_Electric_IEA_2023_05_05 | 2045 | CH4 Import - NY 2020 | Import | Methane | MI | Dispatch-Import | VOM | 0 | [6 empty] | 0.37512 | 0
LCP_Inputs_ON_Electric_IEA_2023_05_05 | 2045 | CH4 Import - NY 2020 | Import | Methane | NY | Dispatch-Import | EmissionsCost | 0 | [6 empty] | 0.37512 | 0
LCP_Inputs_ON_Electric_IEA_2023_05_05 | 2045 | CH4 Import - NY 2020 | Import | Methane | NY | Dispatch-Import | FuelCost | 0 | [6 empty] | 0.37512 | 0
LCP_Inputs_ON_Electric_IEA_2023_05_05 | 2045 | CH4 Import - NY 2020 | Import | Methane | NY | Dispatch-Import | VOM | 0 | [6 empty] | 0.37512 | 0
LCP_Inputs_ON_Electric_IEA_2023_05_05 | 2045 | CH4 Import - NY 2020 | Import | Methane | ON | Dispatch-Import | EmissionsCost | 0 | [6 empty] | 0.37512 | 0
LCP_Inputs_ON_Electric_IEA_2023_05_05 | 2045 | CH4 Import - NY 2020 | Import | Methane | ON | Dispatch-Import | FuelCost | 0 | [6 empty] | 0.37512 | 0
LCP_Inputs_ON_Electric_IEA_2023_05_05 | 2045 | CH4 Import - NY 2020 | Import | Methane | ON | Dispatch-Import | VOM | 0 | [6 empty] | 0.37512 | 0
LCP_Inputs_ON_Electric_IEA_2023_05_05 | 2045 | CH4 Import - NY 2020 | Import | Methane | PJ | Dispatch-Import | EmissionsCost | 0 | [6 empty] | 0.37512 | 0
LCP_Inputs_ON_Electric_IEA_2023_05_05 | 2045 | CH4 Import - NY 2020 | Import | Methane | PJ | Dispatch-Import | FuelCost | 0 | [6 empty] | 0.37512 | 0
LCP_Inputs_ON_Electric_IEA_2023_05_05 | 2045 | CH4 Import - NY 2020 | Import | Methane | PJ | Dispatch-Import | VOM | 0 | [6 empty] | 0.37512 | 0
LCP_Inputs_ON_Electric_IEA_2023_05_05 | 2045 | CH4 Import - NY 2020 | Import | Methane | QC | Dispatch-Import | EmissionsCost | 0 | [6 empty] | 0.37512 | 0
LCP_Inputs_ON_Electric_IEA_2023_05_05 | 2045 | CH4 Import - NY 2020 | Import | Methane | QC | Dispatch-Import | FuelCost | 0 | [6 empty] | 0.37512 | 0
LCP_Inputs_ON_Electric_IEA_2023_05_05 | 2045 | CH4 Import - NY 2020 | Import | Methane | QC | Dispatch-Import | VOM | 0 | [6 empty] | 0.37512 | 0
LCP_Inputs_ON_Electric_IEA_2023_05_05 | 2045 | CH4 Import - NY 2020 | Import | Methane | WC | Dispatch-Import | EmissionsCost | 0 | [6 empty] | 0.37512 | 0
LCP_Inputs_ON_Electric_IEA_2023_05_05 | 2045 | CH4 Import - NY 2020 | Import | Methane | WC | Dispatch-Import | FuelCost | 0 | [6 empty] | 0.37512 | 0
LCP_Inputs_ON_Electric_IEA_2023_05_05 | 2045 | CH4 Import - NY 2020 | Import | Methane | WC | Dispatch-Import | VOM | 0 | [6 empty] | 0.37512 | 0
LCP_Inputs_ON_Electric_IEA_2023_05_05 | 2045 | CH4 Import - NY 2030 | Import | Methane | MI | Dispatch-Import | EmissionsCost | 0 | [6 empty] | 0.37512 | 0
LCP_Inputs_ON_Electric_IEA_2023_05_05 | 2045 | CH4 Import - NY 2030 | Import | Methane | MI | Dispatch-Import | FuelCost | 0 | [6 empty] | 0.37512 | 0
LCP_Inputs_ON_Electric_IEA_2023_05_05 | 2045 | CH4 Import - NY 2030 | Import | Methane | MI | Dispatch-Import | VOM | 0 | [6 empty] | 0.37512 | 0
LCP_Inputs_ON_Electric_IEA_2023_05_05 | 2045 | CH4 Import - NY 2030 | Import | Methane | NY | Dispatch-Import | EmissionsCost | 0 | [6 empty] | 0.37512 | 0
LCP_Inputs_ON_Electric_IEA_2023_05_05 | 2045 | CH4 Import - NY 2030 | Import | Methane | NY | Dispatch-Import | FuelCost | 0 | [6 empty] | 0.37512 | 0
LCP_Inputs_ON_Electric_IEA_2023_05_05 | 2045 | CH4 Import - NY 2030 | Import | Methane | NY | Dispatch-Import | VOM | 0 | [6 empty] | 0.37512 | 0
LCP_Inputs_ON_Electric_IEA_2023_05_05 | 2045 | CH4 Import - NY 2030 | Import | Methane | ON | Dispatch-Import | EmissionsCost | 0 | [6 empty] | 0.37512 | 0
LCP_Inputs_ON_Electric_IEA_2023_05_05 | 2045 | CH4 Import - NY 2030 | Import | Methane | ON | Dispatch-Import | FuelCost | 0 | [6 empty] | 0.37512 | 0
LCP_Inputs_ON_Electric_IEA_2023_05_05 | 2045 | CH4 Import - NY 2030 | Import | Methane | ON | Dispatch-Import | VOM | 0 | [6 empty] | 0.37512 | 0
LCP_Inputs_ON_Electric_IEA_2023_05_05 | 2045 | CH4 Import - NY 2030 | Import | Methane | PJ | Dispatch-Import | EmissionsCost | 0 | [6 empty] | 0.37512 | 0
LCP_Inputs_ON_Electric_IEA_2023_05_05 | 2045 | CH4 Import - NY 2030 | Import | Methane | PJ | Dispatch-Import | FuelCost | 0 | [6 empty] | 0.37512 | 0
LCP_Inputs_ON_Electric_IEA_2023_05_05 | 2045 | CH4 Import - NY 2030 | Import | Methane | PJ | Dispatch-Import | VOM | 0 | [6 empty] | 0.37512 | 0
LCP_Inputs_ON_Electric_IEA_2023_05_05 | 2045 | CH4 Import - NY 2030 | Import | Methane | QC | Dispatch-Import | EmissionsCost | 0 | [6 empty] | 0.37512 | 0
LCP_Inputs_ON_Electric_IEA_2023_05_05 | 2045 | CH4 Import - NY 2030 | Import | Methane | QC | Dispatch-Import | FuelCost | 0 | [6 empty] | 0.37512 | 0
LCP_Inputs_ON_Electric_IEA_2023_05_05 | 2045 | CH4 Import - NY 2030 | Import | Methane | QC | Dispatch-Import | VOM | 0 | [6 empty] | 0.37512 | 0
LCP_Inputs_ON_Electric_IEA_2023_05_05 | 2045 | CH4 Import - NY 2030 | Import | Methane | WC | Dispatch-Import | EmissionsCost | 0 | [6 empty] | 0.37512 | 0
LCP_Inputs_ON_Electric_IEA_2023_05_05 | 2045 | CH4 Import - NY 2030 | Import | Methane | WC | Dispatch-Import | FuelCost | 0 | [6 empty] | 0.37512 | 0
LCP_Inputs_ON_Electric_IEA_2023_05_05 | 2045 | CH4 Import - NY 2030 | Import | Methane | WC | Dispatch-Import | VOM | 0 | [6 empty] | 0.37512 | 0
LCP_Inputs_ON_Electric_IEA_2023_05_05 | 2045 | CH4 Import - NY 2040 | Import | Methane | MI | Dispatch-Import | EmissionsCost | 0 | [6 empty] | 0.37512 | 0
LCP_Inputs_ON_Electric_IEA_2023_05_05 | 2045 | CH4 Import - NY 2040 | Import | Methane | MI | Dispatch-Import | FuelCost | 0 | [6 empty] | 0.37512 | 0
LCP_Inputs_ON_Electric_IEA_2023_05_05 | 2045 | CH4 Import - NY 2040 | Import | Methane | MI | Dispatch-Import | VOM | 0 | [6 empty] | 0.37512 | 0
LCP_Inputs_ON_Electric_IEA_2023_05_05 | 2045 | CH4 Import - NY 2040 | Import | Methane | NY | Dispatch-Import | EmissionsCost | 2422180073.5024 | [6 empty] | 0.37512 | 908600443.6555
LCP_Inputs_ON_Electric_IEA_2023_05_05 | 2045 | CH4 Import - NY 2040 | Import | Methane | NY | Dispatch-Import | FuelCost | 758346581.876 | [6 empty] | 0.37512 | 284468544.7935
LCP_Inputs_ON_Electric_IEA_2023_05_05 | 2045 | CH4 Import - NY 2040 | Import | Methane | NY | Dispatch-Import | VOM | 0 | [6 empty] | 0.37512 | 0
LCP_Inputs_ON_Electric_IEA_2023_05_05 | 2045 | CH4 Import - NY 2040 | Import | Methane | ON | Dispatch-Import | EmissionsCost | 0 | [6 empty] | 0.37512 | 0
LCP_Inputs_ON_Electric_IEA_2023_05_05 | 2045 | CH4 Import - NY 2040 | Import | Methane | ON | Dispatch-Import | FuelCost | 0 | [6 empty] | 0.37512 | 0
LCP_Inputs_ON_Electric_IEA_2023_05_05 | 2045 | CH4 Import - NY 2040 | Import | Methane | ON | Dispatch-Import | VOM | 0 | [6 empty] | 0.37512 | 0
LCP_Inputs_ON_Electric_IEA_2023_05_05 | 2045 | CH4 Import - NY 2040 | Import | Methane | PJ | Dispatch-Import | EmissionsCost | 0 | [6 empty] | 0.37512 | 0
LCP_Inputs_ON_Electric_IEA_2023_05_05 | 2045 | CH4 Import - NY 2040 | Import | Methane | PJ | Dispatch-Import | FuelCost | 0 | [6 empty] | 0.37512 | 0
LCP_Inputs_ON_Electric_IEA_2023_05_05 | 2045 | CH4 Import - NY 2040 | Import | Methane | PJ | Dispatch-Import | VOM | 0 | [6 empty] | 0.37512 | 0
LCP_Inputs_ON_Electric_IEA_2023_05_05 | 2045 | CH4 Import - NY 2040 | Import | Methane | QC | Dispatch-Import | EmissionsCost | 0 | [6 empty] | 0.37512 | 0
LCP_Inputs_ON_Electric_IEA_2023_05_05 | 2045 | CH4 Import - NY 2040 | Import | Methane | QC | Dispatch-Import | FuelCost | 0 | [6 empty] | 0.37512 | 0
LCP_Inputs_ON_Electric_IEA_2023_05_05 | 2045 | CH4 Import - NY 2040 | Import | Methane | QC | Dispatch-Import | VOM | 0 | [6 empty] | 0.37512 | 0
LCP_Inputs_ON_Electric_IEA_2023_05_05 | 2045 | CH4 Import - NY 2040 | Import | Methane | WC | Dispatch-Import | EmissionsCost | 0 | [6 empty] | 0.37512 | 0
LCP_Inputs_ON_Electric_IEA_2023_05_05 | 2045 | CH4 Import - NY 2040 | Import | Methane | WC | Dispatch-Import | FuelCost | 0 | [6 empty] | 0.37512 | 0
LCP_Inputs_ON_Electric_IEA_2023_05_05 | 2045 | CH4 Import - NY 2040 | Import | Methane | WC | Dispatch-Import | VOM | 0 | [6 empty] | 0.37512 | 0
LCP_Inputs_ON_Electric_IEA_2023_05_05 | 2045 | CH4 Import - NY 2050 | Import | Methane | MI | Dispatch-Import | EmissionsCost | 0 | [6 empty] | 0.37512 | 0
LCP_Inputs_ON_Electric_IEA_2023_05_05 | 2045 | CH4 Import - NY 2050 | Import | Methane | MI | Dispatch-Import | FuelCost | 0 | [6 empty] | 0.37512 | 0
LCP_Inputs_ON_Electric_IEA_2023_05_05 | 2045 | CH4 Import - NY 2050 | Import | Methane | MI | Dispatch-Import | VOM | 0 | [6 empty] | 0.37512 | 0
LCP_Inputs_ON_Electric_IEA_2023_05_05 | 2045 | CH4 Import - NY 2050 | Import | Methane | NY | Dispatch-Import | EmissionsCost | 0 | [6 empty] | 0.37512 | 0
LCP_Inputs_ON_Electric_IEA_2023_05_05 | 2045 | CH4 Import - NY 2050 | Import | Methane | NY | Dispatch-Import | FuelCost | 0 | [6 empty] | 0.37512 | 0
LCP_Inputs_ON_Electric_IEA_2023_05_05 | 2045 | CH4 Import - NY 2050 | Import | Methane | NY | Dispatch-Import | VOM | 0 | [6 empty] | 0.37512 | 0
LCP_Inputs_ON_Electric_IEA_2023_05_05 | 2045 | CH4 Import - NY 2050 | Import | Methane | ON | Dispatch-Import | EmissionsCost | 0 | [6 empty] | 0.37512 | 0
LCP_Inputs_ON_Electric_IEA_2023_05_05 | 2045 | CH4 Import - NY 2050 | Import | Methane | ON | Dispatch-Import | FuelCost | 0 | [6 empty] | 0.37512 | 0
LCP_Inputs_ON_Electric_IEA_2023_05_05 | 2045 | CH4 Import - NY 2050 | Import | Methane | ON | Dispatch-Import | VOM | 0 | [6 empty] | 0.37512 | 0
LCP_Inputs_ON_Electric_IEA_2023_05_05 | 2045 | CH4 Import - NY 2050 | Import | Methane | PJ | Dispatch-Import | EmissionsCost | 0 | [6 empty] | 0.37512 | 0
LCP_Inputs_ON_Electric_IEA_2023_05_05 | 2045 | CH4 Import - NY 2050 | Import | Methane | PJ | Dispatch-Import | FuelCost | 0 | [6 empty] | 0.37512 | 0
LCP_Inputs_ON_Electric_IEA_2023_05_05 | 2045 | CH4 Import - NY 2050 | Import | Methane | PJ | Dispatch-Import | VOM | 0 | [6 empty] | 0.37512 | 0
LCP_Inputs_ON_Electric_IEA_2023_05_05 | 2045 | CH4 Import - NY 2050 | Import | Methane | QC | Dispatch-Import | EmissionsCost | 0 | [6 empty] | 0.37512 | 0
LCP_Inputs_ON_Electric_IEA_2023_05_05 | 2045 | CH4 Import - NY 2050 | Import | Methane | QC | Dispatch-Import | FuelCost | 0 | [6 empty] | 0.37512 | 0
LCP_Inputs_ON_Electric_IEA_2023_05_05 | 2045 | CH4 Import - NY 2050 | Import | Methane | QC | Dispatch-Import | VOM | 0 | [6 empty] | 0.37512 | 0
LCP_Inputs_ON_Electric_IEA_2023_05_05 | 2045 | CH4 Import - NY 2050 | Import | Methane | WC | Dispatch-Import | EmissionsCost | 0 | [6 empty] | 0.37512 | 0
LCP_Inputs_ON_Electric_IEA_2023_05_05 | 2045 | CH4 Import - NY 2050 | Import | Methane | WC | Dispatch-Import | FuelCost | 0 | [6 empty] | 0.37512 | 0
LCP_Inputs_ON_Electric_IEA_2023_05_05 | 2045 | CH4 Import - NY 2050 | Import | Methane | WC | Dispatch-Import | VOM | 0 | [6 empty] | 0.37512 | 0
LCP_Inputs_ON_Electric_IEA_2023_05_05 | 2045 | CH4 Import - WC 2020 | Import | Methane | MI | Dispatch-Import | EmissionsCost | 0 | [6 empty] | 0.37512 | 0
LCP_Inputs_ON_Electric_IEA_2023_05_05 | 2045 | CH4 Import - WC 2020 | Import | Methane | MI | Dispatch-Import | FuelCost | 0 | [6 empty] | 0.37512 | 0
LCP_Inputs_ON_Electric_IEA_2023_05_05 | 2045 | CH4 Import - WC 2020 | Import | Methane | MI | Dispatch-Import | VOM | 0 | [6 empty] | 0.37512 | 0
LCP_Inputs_ON_Electric_IEA_2023_05_05 | 2045 | CH4 Import - WC 2020 | Import | Methane | NY | Dispatch-Import | EmissionsCost | 0 | [6 empty] | 0.37512 | 0
LCP_Inputs_ON_Electric_IEA_2023_05_05 | 2045 | CH4 Import - WC 2020 | Import | Methane | NY | Dispatch-Import | FuelCost | 0 | [6 empty] | 0.37512 | 0
LCP_Inputs_ON_Electric_IEA_2023_05_05 | 2045 | CH4 Import - WC 2020 | Import | Methane | NY | Dispatch-Import | VOM | 0 | [6 empty] | 0.37512 | 0
LCP_Inputs_ON_Electric_IEA_2023_05_05 | 2045 | CH4 Import - WC 2020 | Import | Methane | ON | Dispatch-Import | EmissionsCost | 0 | [6 empty] | 0.37512 | 0
LCP_Inputs_ON_Electric_IEA_2023_05_05 | 2045 | CH4 Import - WC 2020 | Import | Methane | ON | Dispatch-Import | FuelCost | 0 | [6 empty] | 0.37512 | 0
LCP_Inputs_ON_Electric_IEA_2023_05_05 | 2045 | CH4 Import - WC 2020 | Import | Methane | ON | Dispatch-Import | VOM | 0 | [6 empty] | 0.37512 | 0
LCP_Inputs_ON_Electric_IEA_2023_05_05 | 2045 | CH4 Import - WC 2020 | Import | Methane | PJ | Dispatch-Import | EmissionsCost | 0 | [6 empty] | 0.37512 | 0
LCP_Inputs_ON_Electric_IEA_2023_05_05 | 2045 | CH4 Import - WC 2020 | Import | Methane | PJ | Dispatch-Import | FuelCost | 0 | [6 empty] | 0.37512 | 0
LCP_Inputs_ON_Electric_IEA_2023_05_05 | 2045 | CH4 Import - WC 2020 | Import | Methane | PJ | Dispatch-Import | VOM | 0 | [6 empty] | 0.37512 | 0
LCP_Inputs_ON_Electric_IEA_2023_05_05 | 2045 | CH4 Import - WC 2020 | Import | Methane | QC | Dispatch-Import | EmissionsCost | 0 | [6 empty] | 0.37512 | 0
LCP_Inputs_ON_Electric_IEA_2023_05_05 | 2045 | CH4 Import - WC 2020 | Import | Methane | QC | Dispatch-Import | FuelCost | 0 | [6 empty] | 0.37512 | 0
LCP_Inputs_ON_Electric_IEA_2023_05_05 | 2045 | CH4 Import - WC 2020 | Import | Methane | QC | Dispatch-Import | VOM | 0 | [6 empty] | 0.37512 | 0
LCP_Inputs_ON_Electric_IEA_2023_05_05 | 2045 | CH4 Import - WC 2020 | Import | Methane | WC | Dispatch-Import | EmissionsCost | 0 | [6 empty] | 0.37512 | 0
LCP_Inputs_ON_Electric_IEA_2023_05_05 | 2045 | CH4 Import - WC 2020 | Import | Methane | WC | Dispatch-Import | FuelCost | 0 | [6 empty] | 0.37512 | 0
LCP_Inputs_ON_Electric_IEA_2023_05_05 | 2045 | CH4 Import - WC 2020 | Import | Methane | WC | Dispatch-Import | VOM | 0 | [6 empty] | 0.37512 | 0
LCP_Inputs_ON_Electric_IEA_2023_05_05 | 2045 | CH4 Import - WC 2030 | Import | Methane | MI | Dispatch-Import | EmissionsCost | 0 | [6 empty] | 0.37512 | 0
LCP_Inputs_ON_Electric_IEA_2023_05_05 | 2045 | CH4 Import - WC 2030 | Import | Methane | MI | Dispatch-Import | FuelCost | 0 | [6 empty] | 0.37512 | 0
LCP_Inputs_ON_Electric_IEA_2023_05_05 | 2045 | CH4 Import - WC 2030 | Import | Methane | MI | Dispatch-Import | VOM | 0 | [6 empty] | 0.37512 | 0
LCP_Inputs_ON_Electric_IEA_2023_05_05 | 2045 | CH4 Import - WC 2030 | Import | Methane | NY | Dispatch-Import | EmissionsCost | 0 | [6 empty] | 0.37512 | 0
LCP_Inputs_ON_Electric_IEA_2023_05_05 | 2045 | CH4 Import - WC 2030 | Import | Methane | NY | Dispatch-Import | FuelCost | 0 | [6 empty] | 0.37512 | 0
LCP_Inputs_ON_Electric_IEA_2023_05_05 | 2045 | CH4 Import - WC 2030 | Import | Methane | NY | Dispatch-Import | VOM | 0 | [6 empty] | 0.37512 | 0
LCP_Inputs_ON_Electric_IEA_2023_05_05 | 2045 | CH4 Import - WC 2030 | Import | Methane | ON | Dispatch-Import | EmissionsCost | 0 | [6 empty] | 0.37512 | 0
LCP_Inputs_ON_Electric_IEA_2023_05_05 | 2045 | CH4 Import - WC 2030 | Import | Methane | ON | Dispatch-Import | FuelCost | 0 | [6 empty] | 0.37512 | 0
LCP_Inputs_ON_Electric_IEA_2023_05_05 | 2045 | CH4 Import - WC 2030 | Import | Methane | ON | Dispatch-Import | VOM | 0 | [6 empty] | 0.37512 | 0
LCP_Inputs_ON_Electric_IEA_2023_05_05 | 2045 | CH4 Import - WC 2030 | Import | Methane | PJ | Dispatch-Import | EmissionsCost | 0 | [6 empty] | 0.37512 | 0
LCP_Inputs_ON_Electric_IEA_2023_05_05 | 2045 | CH4 Import - WC 2030 | Import | Methane | PJ | Dispatch-Import | FuelCost | 0 | [6 empty] | 0.37512 | 0
LCP_Inputs_ON_Electric_IEA_2023_05_05 | 2045 | CH4 Import - WC 2030 | Import | Methane | PJ | Dispatch-Import | VOM | 0 | [6 empty] | 0.37512 | 0
LCP_Inputs_ON_Electric_IEA_2023_05_05 | 2045 | CH4 Import - WC 2030 | Import | Methane | QC | Dispatch-Import | EmissionsCost | 0 | [6 empty] | 0.37512 | 0
LCP_Inputs_ON_Electric_IEA_2023_05_05 | 2045 | CH4 Import - WC 2030 | Import | Methane | QC | Dispatch-Import | FuelCost | 0 | [6 empty] | 0.37512 | 0
LCP_Inputs_ON_Electric_IEA_2023_05_05 | 2045 | CH4 Import - WC 2030 | Import | Methane | QC | Dispatch-Import | VOM | 0 | [6 empty] | 0.37512 | 0
LCP_Inputs_ON_Electric_IEA_2023_05_05 | 2045 | CH4 Import - WC 2030 | Import | Methane | WC | Dispatch-Import | EmissionsCost | 0 | [6 empty] | 0.37512 | 0
LCP_Inputs_ON_Electric_IEA_2023_05_05 | 2045 | CH4 Import - WC 2030 | Import | Methane | WC | Dispatch-Import | FuelCost | 0 | [6 empty] | 0.37512 | 0
LCP_Inputs_ON_Electric_IEA_2023_05_05 | 2045 | CH4 Import - WC 2030 | Import | Methane | WC | Dispatch-Import | VOM | 0 | [6 empty] | 0.37512 | 0
LCP_Inputs_ON_Electric_IEA_2023_05_05 | 2045 | CH4 Import - WC 2040 | Import | Methane | MI | Dispatch-Import | EmissionsCost | 0 | [6 empty] | 0.37512 | 0
LCP_Inputs_ON_Electric_IEA_2023_05_05 | 2045 | CH4 Import - WC 2040 | Import | Methane | MI | Dispatch-Import | FuelCost | 0 | [6 empty] | 0.37512 | 0
LCP_Inputs_ON_Electric_IEA_2023_05_05 | 2045 | CH4 Import - WC 2040 | Import | Methane | MI | Dispatch-Import | VOM | 0 | [6 empty] | 0.37512 | 0
LCP_Inputs_ON_Electric_IEA_2023_05_05 | 2045 | CH4 Import - WC 2040 | Import | Methane | NY | Dispatch-Import | EmissionsCost | 0 | [6 empty] | 0.37512 | 0
LCP_Inputs_ON_Electric_IEA_2023_05_05 | 2045 | CH4 Import - WC 2040 | Import | Methane | NY | Dispatch-Import | FuelCost | 0 | [6 empty] | 0.37512 | 0
LCP_Inputs_ON_Electric_IEA_2023_05_05 | 2045 | CH4 Import - WC 2040 | Import | Methane | NY | Dispatch-Import | VOM | 0 | [6 empty] | 0.37512 | 0
LCP_Inputs_ON_Electric_IEA_2023_05_05 | 2045 | CH4 Import - WC 2040 | Import | Methane | ON | Dispatch-Import | EmissionsCost | 0 | [6 empty] | 0.37512 | 0
LCP_Inputs_ON_Electric_IEA_2023_05_05 | 2045 | CH4 Import - WC 2040 | Import | Methane | ON | Dispatch-Import | FuelCost | 0 | [6 empty] | 0.37512 | 0
LCP_Inputs_ON_Electric_IEA_2023_05_05 | 2045 | CH4 Import - WC 2040 | Import | Methane | ON | Dispatch-Import | VOM | 0 | [6 empty] | 0.37512 | 0
LCP_Inputs_ON_Electric_IEA_2023_05_05 | 2045 | CH4 Import - WC 2040 | Import | Methane | PJ | Dispatch-Import | EmissionsCost | 0 | [6 empty] | 0.37512 | 0
LCP_Inputs_ON_Electric_IEA_2023_05_05 | 2045 | CH4 Import - WC 2040 | Import | Methane | PJ | Dispatch-Import | FuelCost | 0 | [6 empty] | 0.37512 | 0
LCP_Inputs_ON_Electric_IEA_2023_05_05 | 2045 | CH4 Import - WC 2040 | Import | Methane | PJ | Dispatch-Import | VOM | 0 | [6 empty] | 0.37512 | 0
LCP_Inputs_ON_Electric_IEA_2023_05_05 | 2045 | CH4 Import - WC 2040 | Import | Methane | QC | Dispatch-Import | EmissionsCost | 0 | [6 empty] | 0.37512 | 0
LCP_Inputs_ON_Electric_IEA_2023_05_05 | 2045 | CH4 Import - WC 2040 | Import | Methane | QC | Dispatch-Import | FuelCost | 0 | [6 empty] | 0.37512 | 0
LCP_Inputs_ON_Electric_IEA_2023_05_05 | 2045 | CH4 Import - WC 2040 | Import | Methane | QC | Dispatch-Import | VOM | 0 | [6 empty] | 0.37512 | 0
LCP_Inputs_ON_Electric_IEA_2023_05_05 | 2045 | CH4 Import - WC 2040 | Import | Methane | WC | Dispatch-Import | EmissionsCost | 2104525662.7863 | [6 empty] | 0.37512 | 789442936.8858
LCP_Inputs_ON_Electric_IEA_2023_05_05 | 2045 | CH4 Import - WC 2040 | Import | Methane | WC | Dispatch-Import | FuelCost | 658893969.2401 | [6 empty] | 0.37512 | 247162198.7658
LCP_Inputs_ON_Electric_IEA_2023_05_05 | 2045 | CH4 Import - WC 2040 | Import | Methane | WC | Dispatch-Import | VOM | 0 | [6 empty] | 0.37512 | 0
LCP_Inputs_ON_Electric_IEA_2023_05_05 | 2045 | CH4 Import - WC 2050 | Import | Methane | MI | Dispatch-Import | EmissionsCost | 0 | [6 empty] | 0.37512 | 0
LCP_Inputs_ON_Electric_IEA_2023_05_05 | 2045 | CH4 Import - WC 2050 | Import | Methane | MI | Dispatch-Import | FuelCost | 0 | [6 empty] | 0.37512 | 0
LCP_Inputs_ON_Electric_IEA_2023_05_05 | 2045 | CH4 Import - WC 2050 | Import | Methane | MI | Dispatch-Import | VOM | 0 | [6 empty] | 0.37512 | 0
LCP_Inputs_ON_Electric_IEA_2023_05_05 | 2045 | CH4 Import - WC 2050 | Import | Methane | NY | Dispatch-Import | EmissionsCost | 0 | [6 empty] | 0.37512 | 0
LCP_Inputs_ON_Electric_IEA_2023_05_05 | 2045 | CH4 Import - WC 2050 | Import | Methane | NY | Dispatch-Import | FuelCost | 0 | [6 empty] | 0.37512 | 0
LCP_Inputs_ON_Electric_IEA_2023_05_05 | 2045 | CH4 Import - WC 2050 | Import | Methane | NY | Dispatch-Import | VOM | 0 | [6 empty] | 0.37512 | 0
LCP_Inputs_ON_Electric_IEA_2023_05_05 | 2045 | CH4 Import - WC 2050 | Import | Methane | ON | Dispatch-Import | EmissionsCost | 0 | [6 empty] | 0.37512 | 0
LCP_Inputs_ON_Electric_IEA_2023_05_05 | 2045 | CH4 Import - WC 2050 | Import | Methane | ON | Dispatch-Import | FuelCost | 0 | [6 empty] | 0.37512 | 0
LCP_Inputs_ON_Electric_IEA_2023_05_05 | 2045 | CH4 Import - WC 2050 | Import | Methane | ON | Dispatch-Import | VOM | 0 | [6 empty] | 0.37512 | 0
LCP_Inputs_ON_Electric_IEA_2023_05_05 | 2045 | CH4 Import - WC 2050 | Import | Methane | PJ | Dispatch-Import | EmissionsCost | 0 | [6 empty] | 0.37512 | 0
LCP_Inputs_ON_Electric_IEA_2023_05_05 | 2045 | CH4 Import - WC 2050 | Import | Methane | PJ | Dispatch-Import | FuelCost | 0 | [6 empty] | 0.37512 | 0
LCP_Inputs_ON_Electric_IEA_2023_05_05 | 2045 | CH4 Import - WC 2050 | Import | Methane | PJ | Dispatch-Import | VOM | 0 | [6 empty] | 0.37512 | 0
LCP_Inputs_ON_Electric_IEA_2023_05_05 | 2045 | CH4 Import - WC 2050 | Import | Methane | QC | Dispatch-Import | EmissionsCost | 0 | [6 empty] | 0.37512 | 0
LCP_Inputs_ON_Electric_IEA_2023_05_05 | 2045 | CH4 Import - WC 2050 | Import | Methane | QC | Dispatch-Import | FuelCost | 0 | [6 empty] | 0.37512 | 0
LCP_Inputs_ON_Electric_IEA_2023_05_05 | 2045 | CH4 Import - WC 2050 | Import | Methane | QC | Dispatch-Import | VOM | 0 | [6 empty] | 0.37512 | 0
LCP_Inputs_ON_Electric_IEA_2023_05_05 | 2045 | CH4 Import - WC 2050 | Import | Methane | WC | Dispatch-Import | EmissionsCost | 0 | [6 empty] | 0.37512 | 0
LCP_Inputs_ON_Electric_IEA_2023_05_05 | 2045 | CH4 Import - WC 2050 | Import | Methane | WC | Dispatch-Import | FuelCost | 0 | [6 empty] | 0.37512 | 0
LCP_Inputs_ON_Electric_IEA_2023_05_05 | 2045 | CH4 Import - WC 2050 | Import | Methane | WC | Dispatch-Import | VOM | 0 | [6 empty] | 0.37512 | 0
LCP_Inputs_ON_Electric_IEA_2023_05_05 | 2045 | CH4 Salt Cavern Storage - ON | Storage | Methane | MI | Dispatch-Storage | EmissionsCost | 0 | [6 empty] | 0.37512 | 0
LCP_Inputs_ON_Electric_IEA_2023_05_05 | 2045 | CH4 Salt Cavern Storage - ON | Storage | Methane | MI | Dispatch-Storage | FuelCost | 0 | [6 empty] | 0.37512 | 0
LCP_Inputs_ON_Electric_IEA_2023_05_05 | 2045 | CH4 Salt Cavern Storage - ON | Storage | Methane | MI | Dispatch-Storage | VOM | 0 | [6 empty] | 0.37512 | 0
LCP_Inputs_ON_Electric_IEA_2023_05_05 | 2045 | CH4 Salt Cavern Storage - ON | Storage | Methane | NY | Dispatch-Storage | EmissionsCost | 0 | [6 empty] | 0.37512 | 0
LCP_Inputs_ON_Electric_IEA_2023_05_05 | 2045 | CH4 Salt Cavern Storage - ON | Storage | Methane | NY | Dispatch-Storage | FuelCost | 0 | [6 empty] | 0.37512 | 0
LCP_Inputs_ON_Electric_IEA_2023_05_05 | 2045 | CH4 Salt Cavern Storage - ON | Storage | Methane | NY | Dispatch-Storage | VOM | 0 | [6 empty] | 0.37512 | 0
LCP_Inputs_ON_Electric_IEA_2023_05_05 | 2045 | CH4 Salt Cavern Storage - ON | Storage | Methane | ON | Dispatch-Storage | EmissionsCost | 0 | [6 empty] | 0.37512 | 0
LCP_Inputs_ON_Electric_IEA_2023_05_05 | 2045 | CH4 Salt Cavern Storage - ON | Storage | Methane | ON | Dispatch-Storage | FuelCost | 0 | [6 empty] | 0.37512 | 0
LCP_Inputs_ON_Electric_IEA_2023_05_05 | 2045 | CH4 Salt Cavern Storage - ON | Storage | Methane | ON | Dispatch-Storage | VOM | 0 | [6 empty] | 0.37512 | 0
LCP_Inputs_ON_Electric_IEA_2023_05_05 | 2045 | CH4 Salt Cavern Storage - ON | Storage | Methane | PJ | Dispatch-Storage | EmissionsCost | 0 | [6 empty] | 0.37512 | 0
LCP_Inputs_ON_Electric_IEA_2023_05_05 | 2045 | CH4 Salt Cavern Storage - ON | Storage | Methane | PJ | Dispatch-Storage | FuelCost | 0 | [6 empty] | 0.37512 | 0
LCP_Inputs_ON_Electric_IEA_2023_05_05 | 2045 | CH4 Salt Cavern Storage - ON | Storage | Methane | PJ | Dispatch-Storage | VOM | 0 | [6 empty] | 0.37512 | 0
LCP_Inputs_ON_Electric_IEA_2023_05_05 | 2045 | CH4 Salt Cavern Storage - ON | Storage | Methane | QC | Dispatch-Storage | EmissionsCost | 0 | [6 empty] | 0.37512 | 0
LCP_Inputs_ON_Electric_IEA_2023_05_05 | 2045 | CH4 Salt Cavern Storage - ON | Storage | Methane | QC | Dispatch-Storage | FuelCost | 0 | [6 empty] | 0.37512 | 0
LCP_Inputs_ON_Electric_IEA_2023_05_05 | 2045 | CH4 Salt Cavern Storage - ON | Storage | Methane | QC | Dispatch-Storage | VOM | 0 | [6 empty] | 0.37512 | 0
LCP_Inputs_ON_Electric_IEA_2023_05_05 | 2045 | CH4 Salt Cavern Storage - ON | Storage | Methane | WC | Dispatch-Storage | EmissionsCost | 0 | [6 empty] | 0.37512 | 0
LCP_Inputs_ON_Electric_IEA_2023_05_05 | 2045 | CH4 Salt Cavern Storage - ON | Storage | Methane | WC | Dispatch-Storage | FuelCost | 0 | [6 empty] | 0.37512 | 0
LCP_Inputs_ON_Electric_IEA_2023_05_05 | 2045 | CH4 Salt Cavern Storage - ON | Storage | Methane | WC | Dispatch-Storage | VOM | 0 | [6 empty] | 0.37512 | 0
LCP_Inputs_ON_Electric_IEA_2023_05_05 | 2045 | Electrolyser 2020/2030 | Crossload | Hydrogen | MI | Dispatch-Crossload | EmissionsCost | 0 | [6 empty] | 0.37512 | 0
LCP_Inputs_ON_Electric_IEA_2023_05_05 | 2045 | Electrolyser 2020/2030 | Crossload | Hydrogen | MI | Dispatch-Crossload | FuelCost | 0 | [6 empty] | 0.37512 | 0
LCP_Inputs_ON_Electric_IEA_2023_05_05 | 2045 | Electrolyser 2020/2030 | Crossload | Hydrogen | MI | Dispatch-Crossload | VOM | 0 | [6 empty] | 0.37512 | 0
LCP_Inputs_ON_Electric_IEA_2023_05_05 | 2045 | Electrolyser 2020/2030 | Crossload | Hydrogen | NY | Dispatch-Crossload | EmissionsCost | 0 | [6 empty] | 0.37512 | 0
LCP_Inputs_ON_Electric_IEA_2023_05_05 | 2045 | Electrolyser 2020/2030 | Crossload | Hydrogen | NY | Dispatch-Crossload | FuelCost | 0 | [6 empty] | 0.37512 | 0
LCP_Inputs_ON_Electric_IEA_2023_05_05 | 2045 | Electrolyser 2020/2030 | Crossload | Hydrogen | NY | Dispatch-Crossload | VOM | 0 | [6 empty] | 0.37512 | 0
LCP_Inputs_ON_Electric_IEA_2023_05_05 | 2045 | Electrolyser 2020/2030 | Crossload | Hydrogen | ON | Dispatch-Crossload | EmissionsCost | 0 | [6 empty] | 0.37512 | 0
LCP_Inputs_ON_Electric_IEA_2023_05_05 | 2045 | Electrolyser 2020/2030 | Crossload | Hydrogen | ON | Dispatch-Crossload | FuelCost | 0 | [6 empty] | 0.37512 | 0
LCP_Inputs_ON_Electric_IEA_2023_05_05 | 2045 | Electrolyser 2020/2030 | Crossload | Hydrogen | ON | Dispatch-Crossload | VOM | 0 | [6 empty] | 0.37512 | 0
LCP_Inputs_ON_Electric_IEA_2023_05_05 | 2045 | Electrolyser 2020/2030 | Crossload | Hydrogen | PJ | Dispatch-Crossload | EmissionsCost | 0 | [6 empty] | 0.37512 | 0
LCP_Inputs_ON_Electric_IEA_2023_05_05 | 2045 | Electrolyser 2020/2030 | Crossload | Hydrogen | PJ | Dispatch-Crossload | FuelCost | 0 | [6 empty] | 0.37512 | 0
LCP_Inputs_ON_Electric_IEA_2023_05_05 | 2045 | Electrolyser 2020/2030 | Crossload | Hydrogen | PJ | Dispatch-Crossload | VOM | 0 | [6 empty] | 0.37512 | 0
LCP_Inputs_ON_Electric_IEA_2023_05_05 | 2045 | Electrolyser 2020/2030 | Crossload | Hydrogen | QC | Dispatch-Crossload | EmissionsCost | 0 | [6 empty] | 0.37512 | 0
LCP_Inputs_ON_Electric_IEA_2023_05_05 | 2045 | Electrolyser 2020/2030 | Crossload | Hydrogen | QC | Dispatch-Crossload | FuelCost | 0 | [6 empty] | 0.37512 | 0
LCP_Inputs_ON_Electric_IEA_2023_05_05 | 2045 | Electrolyser 2020/2030 | Crossload | Hydrogen | QC | Dispatch-Crossload | VOM | 0 | [6 empty] | 0.37512 | 0
LCP_Inputs_ON_Electric_IEA_2023_05_05 | 2045 | Electrolyser 2020/2030 | Crossload | Hydrogen | WC | Dispatch-Crossload | EmissionsCost | 0 | [6 empty] | 0.37512 | 0
LCP_Inputs_ON_Electric_IEA_2023_05_05 | 2045 | Electrolyser 2020/2030 | Crossload | Hydrogen | WC | Dispatch-Crossload | FuelCost | 0 | [6 empty] | 0.37512 | 0
LCP_Inputs_ON_Electric_IEA_2023_05_05 | 2045 | Electrolyser 2020/2030 | Crossload | Hydrogen | WC | Dispatch-Crossload | VOM | 0 | [6 empty] | 0.37512 | 0
LCP_Inputs_ON_Electric_IEA_2023_05_05 | 2045 | Electrolyser 2040 | Crossload | Hydrogen | MI | Dispatch-Crossload | EmissionsCost | 0 | [6 empty] | 0.37512 | 0
LCP_Inputs_ON_Electric_IEA_2023_05_05 | 2045 | Electrolyser 2040 | Crossload | Hydrogen | MI | Dispatch-Crossload | FuelCost | 0 | [6 empty] | 0.37512 | 0
LCP_Inputs_ON_Electric_IEA_2023_05_05 | 2045 | Electrolyser 2040 | Crossload | Hydrogen | MI | Dispatch-Crossload | VOM | 0 | [6 empty] | 0.37512 | 0
LCP_Inputs_ON_Electric_IEA_2023_05_05 | 2045 | Electrolyser 2040 | Crossload | Hydrogen | NY | Dispatch-Crossload | EmissionsCost | 0 | [6 empty] | 0.37512 | 0
LCP_Inputs_ON_Electric_IEA_2023_05_05 | 2045 | Electrolyser 2040 | Crossload | Hydrogen | NY | Dispatch-Crossload | FuelCost | 0 | [6 empty] | 0.37512 | 0
LCP_Inputs_ON_Electric_IEA_2023_05_05 | 2045 | Electrolyser 2040 | Crossload | Hydrogen | NY | Dispatch-Crossload | VOM | 0 | [6 empty] | 0.37512 | 0
LCP_Inputs_ON_Electric_IEA_2023_05_05 | 2045 | Electrolyser 2040 | Crossload | Hydrogen | ON | Dispatch-Crossload | EmissionsCost | 0 | [6 empty] | 0.37512 | 0
LCP_Inputs_ON_Electric_IEA_2023_05_05 | 2045 | Electrolyser 2040 | Crossload | Hydrogen | ON | Dispatch-Crossload | FuelCost | 0 | [6 empty] | 0.37512 | 0
LCP_Inputs_ON_Electric_IEA_2023_05_05 | 2045 | Electrolyser 2040 | Crossload | Hydrogen | ON | Dispatch-Crossload | VOM | 0 | [6 empty] | 0.37512 | 0
LCP_Inputs_ON_Electric_IEA_2023_05_05 | 2045 | Electrolyser 2040 | Crossload | Hydrogen | PJ | Dispatch-Crossload | EmissionsCost | 0 | [6 empty] | 0.37512 | 0
LCP_Inputs_ON_Electric_IEA_2023_05_05 | 2045 | Electrolyser 2040 | Crossload | Hydrogen | PJ | Dispatch-Crossload | FuelCost | 0 | [6 empty] | 0.37512 | 0
LCP_Inputs_ON_Electric_IEA_2023_05_05 | 2045 | Electrolyser 2040 | Crossload | Hydrogen | PJ | Dispatch-Crossload | VOM | 0 | [6 empty] | 0.37512 | 0
LCP_Inputs_ON_Electric_IEA_2023_05_05 | 2045 | Electrolyser 2040 | Crossload | Hydrogen | QC | Dispatch-Crossload | EmissionsCost | 0 | [6 empty] | 0.37512 | 0
LCP_Inputs_ON_Electric_IEA_2023_05_05 | 2045 | Electrolyser 2040 | Crossload | Hydrogen | QC | Dispatch-Crossload | FuelCost | 0 | [6 empty] | 0.37512 | 0
LCP_Inputs_ON_Electric_IEA_2023_05_05 | 2045 | Electrolyser 2040 | Crossload | Hydrogen | QC | Dispatch-Crossload | VOM | 0 | [6 empty] | 0.37512 | 0
LCP_Inputs_ON_Electric_IEA_2023_05_05 | 2045 | Electrolyser 2040 | Crossload | Hydrogen | WC | Dispatch-Crossload | EmissionsCost | 0 | [6 empty] | 0.37512 | 0
LCP_Inputs_ON_Electric_IEA_2023_05_05 | 2045 | Electrolyser 2040 | Crossload | Hydrogen | WC | Dispatch-Crossload | FuelCost | 0 | [6 empty] | 0.37512 | 0
LCP_Inputs_ON_Electric_IEA_2023_05_05 | 2045 | Electrolyser 2040 | Crossload | Hydrogen | WC | Dispatch-Crossload | VOM | 0 | [6 empty] | 0.37512 | 0
LCP_Inputs_ON_Electric_IEA_2023_05_05 | 2045 | Electrolyser 2050 | Crossload | Hydrogen | MI | Dispatch-Crossload | EmissionsCost | 0 | [6 empty] | 0.37512 | 0
LCP_Inputs_ON_Electric_IEA_2023_05_05 | 2045 | Electrolyser 2050 | Crossload | Hydrogen | MI | Dispatch-Crossload | FuelCost | 0 | [6 empty] | 0.37512 | 0
LCP_Inputs_ON_Electric_IEA_2023_05_05 | 2045 | Electrolyser 2050 | Crossload | Hydrogen | MI | Dispatch-Crossload | VOM | 0 | [6 empty] | 0.37512 | 0
LCP_Inputs_ON_Electric_IEA_2023_05_05 | 2045 | Electrolyser 2050 | Crossload | Hydrogen | NY | Dispatch-Crossload | EmissionsCost | 0 | [6 empty] | 0.37512 | 0
LCP_Inputs_ON_Electric_IEA_2023_05_05 | 2045 | Electrolyser 2050 | Crossload | Hydrogen | NY | Dispatch-Crossload | FuelCost | 0 | [6 empty] | 0.37512 | 0
LCP_Inputs_ON_Electric_IEA_2023_05_05 | 2045 | Electrolyser 2050 | Crossload | Hydrogen | NY | Dispatch-Crossload | VOM | 0 | [6 empty] | 0.37512 | 0
LCP_Inputs_ON_Electric_IEA_2023_05_05 | 2045 | Electrolyser 2050 | Crossload | Hydrogen | ON | Dispatch-Crossload | EmissionsCost | 0 | [6 empty] | 0.37512 | 0
LCP_Inputs_ON_Electric_IEA_2023_05_05 | 2045 | Electrolyser 2050 | Crossload | Hydrogen | ON | Dispatch-Crossload | FuelCost | 0 | [6 empty] | 0.37512 | 0
LCP_Inputs_ON_Electric_IEA_2023_05_05 | 2045 | Electrolyser 2050 | Crossload | Hydrogen | ON | Dispatch-Crossload | VOM | 0 | [6 empty] | 0.37512 | 0
LCP_Inputs_ON_Electric_IEA_2023_05_05 | 2045 | Electrolyser 2050 | Crossload | Hydrogen | PJ | Dispatch-Crossload | EmissionsCost | 0 | [6 empty] | 0.37512 | 0
LCP_Inputs_ON_Electric_IEA_2023_05_05 | 2045 | Electrolyser 2050 | Crossload | Hydrogen | PJ | Dispatch-Crossload | FuelCost | 0 | [6 empty] | 0.37512 | 0
LCP_Inputs_ON_Electric_IEA_2023_05_05 | 2045 | Electrolyser 2050 | Crossload | Hydrogen | PJ | Dispatch-Crossload | VOM | 0 | [6 empty] | 0.37512 | 0
LCP_Inputs_ON_Electric_IEA_2023_05_05 | 2045 | Electrolyser 2050 | Crossload | Hydrogen | QC | Dispatch-Crossload | EmissionsCost | 0 | [6 empty] | 0.37512 | 0
LCP_Inputs_ON_Electric_IEA_2023_05_05 | 2045 | Electrolyser 2050 | Crossload | Hydrogen | QC | Dispatch-Crossload | FuelCost | 0 | [6 empty] | 0.37512 | 0
LCP_Inputs_ON_Electric_IEA_2023_05_05 | 2045 | Electrolyser 2050 | Crossload | Hydrogen | QC | Dispatch-Crossload | VOM | 0 | [6 empty] | 0.37512 | 0
LCP_Inputs_ON_Electric_IEA_2023_05_05 | 2045 | Electrolyser 2050 | Crossload | Hydrogen | WC | Dispatch-Crossload | EmissionsCost | 0 | [6 empty] | 0.37512 | 0
LCP_Inputs_ON_Electric_IEA_2023_05_05 | 2045 | Electrolyser 2050 | Crossload | Hydrogen | WC | Dispatch-Crossload | FuelCost | 0 | [6 empty] | 0.37512 | 0
LCP_Inputs_ON_Electric_IEA_2023_05_05 | 2045 | Electrolyser 2050 | Crossload | Hydrogen | WC | Dispatch-Crossload | VOM | 0 | [6 empty] | 0.37512 | 0
LCP_Inputs_ON_Electric_IEA_2023_05_05 | 2045 | Fossil Fuel Thermal (Coal, Peat, Oil) | Generation | Electricity | MI | Dispatch-Generation | EmissionsCost | 0 | [6 empty] | 0.37512 | 0
LCP_Inputs_ON_Electric_IEA_2023_05_05 | 2045 | Fossil Fuel Thermal (Coal, Peat, Oil) | Generation | Electricity | MI | Dispatch-Generation | FuelCost | 0 | [6 empty] | 0.37512 | 0
LCP_Inputs_ON_Electric_IEA_2023_05_05 | 2045 | Fossil Fuel Thermal (Coal, Peat, Oil) | Generation | Electricity | MI | Dispatch-Generation | VOM | 0 | [6 empty] | 0.37512 | 0
LCP_Inputs_ON_Electric_IEA_2023_05_05 | 2045 | Fossil Fuel Thermal (Coal, Peat, Oil) | Generation | Electricity | NY | Dispatch-Generation | EmissionsCost | 0 | [6 empty] | 0.37512 | 0
LCP_Inputs_ON_Electric_IEA_2023_05_05 | 2045 | Fossil Fuel Thermal (Coal, Peat, Oil) | Generation | Electricity | NY | Dispatch-Generation | FuelCost | 0 | [6 empty] | 0.37512 | 0
LCP_Inputs_ON_Electric_IEA_2023_05_05 | 2045 | Fossil Fuel Thermal (Coal, Peat, Oil) | Generation | Electricity | NY | Dispatch-Generation | VOM | 0 | [6 empty] | 0.37512 | 0
LCP_Inputs_ON_Electric_IEA_2023_05_05 | 2045 | Fossil Fuel Thermal (Coal, Peat, Oil) | Generation | Electricity | ON | Dispatch-Generation | EmissionsCost | 0 | [6 empty] | 0.37512 | 0
LCP_Inputs_ON_Electric_IEA_2023_05_05 | 2045 | Fossil Fuel Thermal (Coal, Peat, Oil) | Generation | Electricity | ON | Dispatch-Generation | FuelCost | 0 | [6 empty] | 0.37512 | 0
LCP_Inputs_ON_Electric_IEA_2023_05_05 | 2045 | Fossil Fuel Thermal (Coal, Peat, Oil) | Generation | Electricity | ON | Dispatch-Generation | VOM | 0 | [6 empty] | 0.37512 | 0
LCP_Inputs_ON_Electric_IEA_2023_05_05 | 2045 | Fossil Fuel Thermal (Coal, Peat, Oil) | Generation | Electricity | PJ | Dispatch-Generation | EmissionsCost | 0 | [6 empty] | 0.37512 | 0
LCP_Inputs_ON_Electric_IEA_2023_05_05 | 2045 | Fossil Fuel Thermal (Coal, Peat, Oil) | Generation | Electricity | PJ | Dispatch-Generation | FuelCost | 0 | [6 empty] | 0.37512 | 0
LCP_Inputs_ON_Electric_IEA_2023_05_05 | 2045 | Fossil Fuel Thermal (Coal, Peat, Oil) | Generation | Electricity | PJ | Dispatch-Generation | VOM | 0 | [6 empty] | 0.37512 | 0
LCP_Inputs_ON_Electric_IEA_2023_05_05 | 2045 | Fossil Fuel Thermal (Coal, Peat, Oil) | Generation | Electricity | QC | Dispatch-Generation | EmissionsCost | 0 | [6 empty] | 0.37512 | 0
LCP_Inputs_ON_Electric_IEA_2023_05_05 | 2045 | Fossil Fuel Thermal (Coal, Peat, Oil) | Generation | Electricity | QC | Dispatch-Generation | FuelCost | 0 | [6 empty] | 0.37512 | 0
LCP_Inputs_ON_Electric_IEA_2023_05_05 | 2045 | Fossil Fuel Thermal (Coal, Peat, Oil) | Generation | Electricity | QC | Dispatch-Generation | VOM | 0 | [6 empty] | 0.37512 | 0
LCP_Inputs_ON_Electric_IEA_2023_05_05 | 2045 | Fossil Fuel Thermal (Coal, Peat, Oil) | Generation | Electricity | WC | Dispatch-Generation | EmissionsCost | 0 | [6 empty] | 0.37512 | 0
LCP_Inputs_ON_Electric_IEA_2023_05_05 | 2045 | Fossil Fuel Thermal (Coal, Peat, Oil) | Generation | Electricity | WC | Dispatch-Generation | FuelCost | 0 | [6 empty] | 0.37512 | 0
LCP_Inputs_ON_Electric_IEA_2023_05_05 | 2045 | Fossil Fuel Thermal (Coal, Peat, Oil) | Generation | Electricity | WC | Dispatch-Generation | VOM | 0 | [6 empty] | 0.37512 | 0
LCP_Inputs_ON_Electric_IEA_2023_05_05 | 2045 | Generic - Generator | Generation | Electricity | MI | Dispatch-Generation | EmissionsCost | 0 | [6 empty] | 0.37512 | 0
LCP_Inputs_ON_Electric_IEA_2023_05_05 | 2045 | Generic - Generator | Generation | Electricity | MI | Dispatch-Generation | FuelCost | 792125451.2102 | [6 empty] | 0.37512 | 297139566.2419
LCP_Inputs_ON_Electric_IEA_2023_05_05 | 2045 | Generic - Generator | Generation | Electricity | MI | Dispatch-Generation | VOM | 25906392.0786 | [6 empty] | 0.37512 | 9717922.9545
LCP_Inputs_ON_Electric_IEA_2023_05_05 | 2045 | Generic - Generator | Generation | Electricity | NY | Dispatch-Generation | EmissionsCost | 0 | [6 empty] | 0.37512 | 0
LCP_Inputs_ON_Electric_IEA_2023_05_05 | 2045 | Generic - Generator | Generation | Electricity | NY | Dispatch-Generation | FuelCost | 89249380.7706 | [6 empty] | 0.37512 | 33478942.3178
LCP_Inputs_ON_Electric_IEA_2023_05_05 | 2045 | Generic - Generator | Generation | Electricity | NY | Dispatch-Generation | VOM | 2918893.0207 | [6 empty] | 0.37512 | 1094925.816
LCP_Inputs_ON_Electric_IEA_2023_05_05 | 2045 | Generic - Generator | Generation | Electricity | ON | Dispatch-Generation | EmissionsCost | 0 | [6 empty] | 0.37512 | 0
LCP_Inputs_ON_Electric_IEA_2023_05_05 | 2045 | Generic - Generator | Generation | Electricity | ON | Dispatch-Generation | FuelCost | 0 | [6 empty] | 0.37512 | 0
LCP_Inputs_ON_Electric_IEA_2023_05_05 | 2045 | Generic - Generator | Generation | Electricity | ON | Dispatch-Generation | VOM | 0 | [6 empty] | 0.37512 | 0
LCP_Inputs_ON_Electric_IEA_2023_05_05 | 2045 | Generic - Generator | Generation | Electricity | PJ | Dispatch-Generation | EmissionsCost | 0 | [6 empty] | 0.37512 | 0
LCP_Inputs_ON_Electric_IEA_2023_05_05 | 2045 | Generic - Generator | Generation | Electricity | PJ | Dispatch-Generation | FuelCost | 5376674723.802 | [6 empty] | 0.37512 | 2016881029.1523
LCP_Inputs_ON_Electric_IEA_2023_05_05 | 2045 | Generic - Generator | Generation | Electricity | PJ | Dispatch-Generation | VOM | 175843666.2543 | [6 empty] | 0.37512 | 65961913.7819
LCP_Inputs_ON_Electric_IEA_2023_05_05 | 2045 | Generic - Generator | Generation | Electricity | QC | Dispatch-Generation | EmissionsCost | 0 | [6 empty] | 0.37512 | 0
LCP_Inputs_ON_Electric_IEA_2023_05_05 | 2045 | Generic - Generator | Generation | Electricity | QC | Dispatch-Generation | FuelCost | 0 | [6 empty] | 0.37512 | 0
LCP_Inputs_ON_Electric_IEA_2023_05_05 | 2045 | Generic - Generator | Generation | Electricity | QC | Dispatch-Generation | VOM | 0 | [6 empty] | 0.37512 | 0
LCP_Inputs_ON_Electric_IEA_2023_05_05 | 2045 | Generic - Generator | Generation | Electricity | WC | Dispatch-Generation | EmissionsCost | 0 | [6 empty] | 0.37512 | 0
LCP_Inputs_ON_Electric_IEA_2023_05_05 | 2045 | Generic - Generator | Generation | Electricity | WC | Dispatch-Generation | FuelCost | 0 | [6 empty] | 0.37512 | 0
LCP_Inputs_ON_Electric_IEA_2023_05_05 | 2045 | Generic - Generator | Generation | Electricity | WC | Dispatch-Generation | VOM | 0 | [6 empty] | 0.37512 | 0
LCP_Inputs_ON_Electric_IEA_2023_05_05 | 2045 | H2 Import - QC | Import | Hydrogen | MI | Dispatch-Import | EmissionsCost | 0 | [6 empty] | 0.37512 | 0
LCP_Inputs_ON_Electric_IEA_2023_05_05 | 2045 | H2 Import - QC | Import | Hydrogen | MI | Dispatch-Import | FuelCost | 0 | [6 empty] | 0.37512 | 0
LCP_Inputs_ON_Electric_IEA_2023_05_05 | 2045 | H2 Import - QC | Import | Hydrogen | MI | Dispatch-Import | VOM | 0 | [6 empty] | 0.37512 | 0
LCP_Inputs_ON_Electric_IEA_2023_05_05 | 2045 | H2 Import - QC | Import | Hydrogen | NY | Dispatch-Import | EmissionsCost | 0 | [6 empty] | 0.37512 | 0
LCP_Inputs_ON_Electric_IEA_2023_05_05 | 2045 | H2 Import - QC | Import | Hydrogen | NY | Dispatch-Import | FuelCost | 0 | [6 empty] | 0.37512 | 0
LCP_Inputs_ON_Electric_IEA_2023_05_05 | 2045 | H2 Import - QC | Import | Hydrogen | NY | Dispatch-Import | VOM | 0 | [6 empty] | 0.37512 | 0
LCP_Inputs_ON_Electric_IEA_2023_05_05 | 2045 | H2 Import - QC | Import | Hydrogen | ON | Dispatch-Import | EmissionsCost | 0 | [6 empty] | 0.37512 | 0
LCP_Inputs_ON_Electric_IEA_2023_05_05 | 2045 | H2 Import - QC | Import | Hydrogen | ON | Dispatch-Import | FuelCost | 0 | [6 empty] | 0.37512 | 0
LCP_Inputs_ON_Electric_IEA_2023_05_05 | 2045 | H2 Import - QC | Import | Hydrogen | ON | Dispatch-Import | VOM | 0 | [6 empty] | 0.37512 | 0
LCP_Inputs_ON_Electric_IEA_2023_05_05 | 2045 | H2 Import - QC | Import | Hydrogen | PJ | Dispatch-Import | EmissionsCost | 0 | [6 empty] | 0.37512 | 0
LCP_Inputs_ON_Electric_IEA_2023_05_05 | 2045 | H2 Import - QC | Import | Hydrogen | PJ | Dispatch-Import | FuelCost | 0 | [6 empty] | 0.37512 | 0
LCP_Inputs_ON_Electric_IEA_2023_05_05 | 2045 | H2 Import - QC | Import | Hydrogen | PJ | Dispatch-Import | VOM | 0 | [6 empty] | 0.37512 | 0
LCP_Inputs_ON_Electric_IEA_2023_05_05 | 2045 | H2 Import - QC | Import | Hydrogen | QC | Dispatch-Import | EmissionsCost | 0 | [6 empty] | 0.37512 | 0
LCP_Inputs_ON_Electric_IEA_2023_05_05 | 2045 | H2 Import - QC | Import | Hydrogen | QC | Dispatch-Import | FuelCost | 0 | [6 empty] | 0.37512 | 0
LCP_Inputs_ON_Electric_IEA_2023_05_05 | 2045 | H2 Import - QC | Import | Hydrogen | QC | Dispatch-Import | VOM | 0 | [6 empty] | 0.37512 | 0
LCP_Inputs_ON_Electric_IEA_2023_05_05 | 2045 | H2 Import - QC | Import | Hydrogen | WC | Dispatch-Import | EmissionsCost | 0 | [6 empty] | 0.37512 | 0
LCP_Inputs_ON_Electric_IEA_2023_05_05 | 2045 | H2 Import - QC | Import | Hydrogen | WC | Dispatch-Import | FuelCost | 0 | [6 empty] | 0.37512 | 0
LCP_Inputs_ON_Electric_IEA_2023_05_05 | 2045 | H2 Import - QC | Import | Hydrogen | WC | Dispatch-Import | VOM | 0 | [6 empty] | 0.37512 | 0
LCP_Inputs_ON_Electric_IEA_2023_05_05 | 2045 | H2 Import - WC | Import | Hydrogen | MI | Dispatch-Import | EmissionsCost | 0 | [6 empty] | 0.37512 | 0
LCP_Inputs_ON_Electric_IEA_2023_05_05 | 2045 | H2 Import - WC | Import | Hydrogen | MI | Dispatch-Import | FuelCost | 0 | [6 empty] | 0.37512 | 0
LCP_Inputs_ON_Electric_IEA_2023_05_05 | 2045 | H2 Import - WC | Import | Hydrogen | MI | Dispatch-Import | VOM | 0 | [6 empty] | 0.37512 | 0
LCP_Inputs_ON_Electric_IEA_2023_05_05 | 2045 | H2 Import - WC | Import | Hydrogen | NY | Dispatch-Import | EmissionsCost | 0 | [6 empty] | 0.37512 | 0
LCP_Inputs_ON_Electric_IEA_2023_05_05 | 2045 | H2 Import - WC | Import | Hydrogen | NY | Dispatch-Import | FuelCost | 0 | [6 empty] | 0.37512 | 0
LCP_Inputs_ON_Electric_IEA_2023_05_05 | 2045 | H2 Import - WC | Import | Hydrogen | NY | Dispatch-Import | VOM | 0 | [6 empty] | 0.37512 | 0
LCP_Inputs_ON_Electric_IEA_2023_05_05 | 2045 | H2 Import - WC | Import | Hydrogen | ON | Dispatch-Import | EmissionsCost | 0 | [6 empty] | 0.37512 | 0
LCP_Inputs_ON_Electric_IEA_2023_05_05 | 2045 | H2 Import - WC | Import | Hydrogen | ON | Dispatch-Import | FuelCost | 0 | [6 empty] | 0.37512 | 0
LCP_Inputs_ON_Electric_IEA_2023_05_05 | 2045 | H2 Import - WC | Import | Hydrogen | ON | Dispatch-Import | VOM | 0 | [6 empty] | 0.37512 | 0
LCP_Inputs_ON_Electric_IEA_2023_05_05 | 2045 | H2 Import - WC | Import | Hydrogen | PJ | Dispatch-Import | EmissionsCost | 0 | [6 empty] | 0.37512 | 0
LCP_Inputs_ON_Electric_IEA_2023_05_05 | 2045 | H2 Import - WC | Import | Hydrogen | PJ | Dispatch-Import | FuelCost | 0 | [6 empty] | 0.37512 | 0
LCP_Inputs_ON_Electric_IEA_2023_05_05 | 2045 | H2 Import - WC | Import | Hydrogen | PJ | Dispatch-Import | VOM | 0 | [6 empty] | 0.37512 | 0
LCP_Inputs_ON_Electric_IEA_2023_05_05 | 2045 | H2 Import - WC | Import | Hydrogen | QC | Dispatch-Import | EmissionsCost | 0 | [6 empty] | 0.37512 | 0
LCP_Inputs_ON_Electric_IEA_2023_05_05 | 2045 | H2 Import - WC | Import | Hydrogen | QC | Dispatch-Import | FuelCost | 0 | [6 empty] | 0.37512 | 0
LCP_Inputs_ON_Electric_IEA_2023_05_05 | 2045 | H2 Import - WC | Import | Hydrogen | QC | Dispatch-Import | VOM | 0 | [6 empty] | 0.37512 | 0
LCP_Inputs_ON_Electric_IEA_2023_05_05 | 2045 | H2 Import - WC | Import | Hydrogen | WC | Dispatch-Import | EmissionsCost | 0 | [6 empty] | 0.37512 | 0
LCP_Inputs_ON_Electric_IEA_2023_05_05 | 2045 | H2 Import - WC | Import | Hydrogen | WC | Dispatch-Import | FuelCost | 37560895.7592 | [6 empty] | 0.37512 | 14089723.107
LCP_Inputs_ON_Electric_IEA_2023_05_05 | 2045 | H2 Import - WC | Import | Hydrogen | WC | Dispatch-Import | VOM | 0 | [6 empty] | 0.37512 | 0
LCP_Inputs_ON_Electric_IEA_2023_05_05 | 2045 | H2 Salt Cavern Storage - ON | Storage | Hydrogen | MI | Dispatch-Storage | EmissionsCost | 0 | [6 empty] | 0.37512 | 0
LCP_Inputs_ON_Electric_IEA_2023_05_05 | 2045 | H2 Salt Cavern Storage - ON | Storage | Hydrogen | MI | Dispatch-Storage | FuelCost | 0 | [6 empty] | 0.37512 | 0
LCP_Inputs_ON_Electric_IEA_2023_05_05 | 2045 | H2 Salt Cavern Storage - ON | Storage | Hydrogen | MI | Dispatch-Storage | VOM | 0 | [6 empty] | 0.37512 | 0
LCP_Inputs_ON_Electric_IEA_2023_05_05 | 2045 | H2 Salt Cavern Storage - ON | Storage | Hydrogen | NY | Dispatch-Storage | EmissionsCost | 0 | [6 empty] | 0.37512 | 0
LCP_Inputs_ON_Electric_IEA_2023_05_05 | 2045 | H2 Salt Cavern Storage - ON | Storage | Hydrogen | NY | Dispatch-Storage | FuelCost | 0 | [6 empty] | 0.37512 | 0
LCP_Inputs_ON_Electric_IEA_2023_05_05 | 2045 | H2 Salt Cavern Storage - ON | Storage | Hydrogen | NY | Dispatch-Storage | VOM | 0 | [6 empty] | 0.37512 | 0
LCP_Inputs_ON_Electric_IEA_2023_05_05 | 2045 | H2 Salt Cavern Storage - ON | Storage | Hydrogen | ON | Dispatch-Storage | EmissionsCost | 0 | [6 empty] | 0.37512 | 0
LCP_Inputs_ON_Electric_IEA_2023_05_05 | 2045 | H2 Salt Cavern Storage - ON | Storage | Hydrogen | ON | Dispatch-Storage | FuelCost | 0 | [6 empty] | 0.37512 | 0
LCP_Inputs_ON_Electric_IEA_2023_05_05 | 2045 | H2 Salt Cavern Storage - ON | Storage | Hydrogen | ON | Dispatch-Storage | VOM | 32223438.3009 | [6 empty] | 0.37512 | 12087553.1331
LCP_Inputs_ON_Electric_IEA_2023_05_05 | 2045 | H2 Salt Cavern Storage - ON | Storage | Hydrogen | PJ | Dispatch-Storage | EmissionsCost | 0 | [6 empty] | 0.37512 | 0
LCP_Inputs_ON_Electric_IEA_2023_05_05 | 2045 | H2 Salt Cavern Storage - ON | Storage | Hydrogen | PJ | Dispatch-Storage | FuelCost | 0 | [6 empty] | 0.37512 | 0
LCP_Inputs_ON_Electric_IEA_2023_05_05 | 2045 | H2 Salt Cavern Storage - ON | Storage | Hydrogen | PJ | Dispatch-Storage | VOM | 0 | [6 empty] | 0.37512 | 0
LCP_Inputs_ON_Electric_IEA_2023_05_05 | 2045 | H2 Salt Cavern Storage - ON | Storage | Hydrogen | QC | Dispatch-Storage | EmissionsCost | 0 | [6 empty] | 0.37512 | 0
LCP_Inputs_ON_Electric_IEA_2023_05_05 | 2045 | H2 Salt Cavern Storage - ON | Storage | Hydrogen | QC | Dispatch-Storage | FuelCost | 0 | [6 empty] | 0.37512 | 0
LCP_Inputs_ON_Electric_IEA_2023_05_05 | 2045 | H2 Salt Cavern Storage - ON | Storage | Hydrogen | QC | Dispatch-Storage | VOM | 0 | [6 empty] | 0.37512 | 0
LCP_Inputs_ON_Electric_IEA_2023_05_05 | 2045 | H2 Salt Cavern Storage - ON | Storage | Hydrogen | WC | Dispatch-Storage | EmissionsCost | 0 | [6 empty] | 0.37512 | 0
LCP_Inputs_ON_Electric_IEA_2023_05_05 | 2045 | H2 Salt Cavern Storage - ON | Storage | Hydrogen | WC | Dispatch-Storage | FuelCost | 0 | [6 empty] | 0.37512 | 0
LCP_Inputs_ON_Electric_IEA_2023_05_05 | 2045 | H2 Salt Cavern Storage - ON | Storage | Hydrogen | WC | Dispatch-Storage | VOM | 0 | [6 empty] | 0.37512 | 0
LCP_Inputs_ON_Electric_IEA_2023_05_05 | 2045 | Hydro | Generation | Electricity | MI | Dispatch-Generation | EmissionsCost | 0 | [6 empty] | 0.37512 | 0
LCP_Inputs_ON_Electric_IEA_2023_05_05 | 2045 | Hydro | Generation | Electricity | MI | Dispatch-Generation | FuelCost | 0 | [6 empty] | 0.37512 | 0
LCP_Inputs_ON_Electric_IEA_2023_05_05 | 2045 | Hydro | Generation | Electricity | MI | Dispatch-Generation | VOM | 0 | [6 empty] | 0.37512 | 0
LCP_Inputs_ON_Electric_IEA_2023_05_05 | 2045 | Hydro | Generation | Electricity | NY | Dispatch-Generation | EmissionsCost | 0 | [6 empty] | 0.37512 | 0
LCP_Inputs_ON_Electric_IEA_2023_05_05 | 2045 | Hydro | Generation | Electricity | NY | Dispatch-Generation | FuelCost | 0 | [6 empty] | 0.37512 | 0
LCP_Inputs_ON_Electric_IEA_2023_05_05 | 2045 | Hydro | Generation | Electricity | NY | Dispatch-Generation | VOM | 0 | [6 empty] | 0.37512 | 0
LCP_Inputs_ON_Electric_IEA_2023_05_05 | 2045 | Hydro | Generation | Electricity | ON | Dispatch-Generation | EmissionsCost | 0 | [6 empty] | 0.37512 | 0
LCP_Inputs_ON_Electric_IEA_2023_05_05 | 2045 | Hydro | Generation | Electricity | ON | Dispatch-Generation | FuelCost | 0 | [6 empty] | 0.37512 | 0
LCP_Inputs_ON_Electric_IEA_2023_05_05 | 2045 | Hydro | Generation | Electricity | ON | Dispatch-Generation | VOM | 0 | [6 empty] | 0.37512 | 0
LCP_Inputs_ON_Electric_IEA_2023_05_05 | 2045 | Hydro | Generation | Electricity | PJ | Dispatch-Generation | EmissionsCost | 0 | [6 empty] | 0.37512 | 0
LCP_Inputs_ON_Electric_IEA_2023_05_05 | 2045 | Hydro | Generation | Electricity | PJ | Dispatch-Generation | FuelCost | 0 | [6 empty] | 0.37512 | 0
LCP_Inputs_ON_Electric_IEA_2023_05_05 | 2045 | Hydro | Generation | Electricity | PJ | Dispatch-Generation | VOM | 0 | [6 empty] | 0.37512 | 0
LCP_Inputs_ON_Electric_IEA_2023_05_05 | 2045 | Hydro | Generation | Electricity | QC | Dispatch-Generation | EmissionsCost | 0 | [6 empty] | 0.37512 | 0
LCP_Inputs_ON_Electric_IEA_2023_05_05 | 2045 | Hydro | Generation | Electricity | QC | Dispatch-Generation | FuelCost | 0 | [6 empty] | 0.37512 | 0
LCP_Inputs_ON_Electric_IEA_2023_05_05 | 2045 | Hydro | Generation | Electricity | QC | Dispatch-Generation | VOM | 0 | [6 empty] | 0.37512 | 0
LCP_Inputs_ON_Electric_IEA_2023_05_05 | 2045 | Hydro | Generation | Electricity | WC | Dispatch-Generation | EmissionsCost | 0 | [6 empty] | 0.37512 | 0
LCP_Inputs_ON_Electric_IEA_2023_05_05 | 2045 | Hydro | Generation | Electricity | WC | Dispatch-Generation | FuelCost | 0 | [6 empty] | 0.37512 | 0
LCP_Inputs_ON_Electric_IEA_2023_05_05 | 2045 | Hydro | Generation | Electricity | WC | Dispatch-Generation | VOM | 0 | [6 empty] | 0.37512 | 0
LCP_Inputs_ON_Electric_IEA_2023_05_05 | 2045 | Hydro Pumped Storage | Storage | Electricity | MI | Dispatch-Storage | EmissionsCost | 0 | [6 empty] | 0.37512 | 0
LCP_Inputs_ON_Electric_IEA_2023_05_05 | 2045 | Hydro Pumped Storage | Storage | Electricity | MI | Dispatch-Storage | FuelCost | 0 | [6 empty] | 0.37512 | 0
LCP_Inputs_ON_Electric_IEA_2023_05_05 | 2045 | Hydro Pumped Storage | Storage | Electricity | MI | Dispatch-Storage | VOM | 0 | [6 empty] | 0.37512 | 0
LCP_Inputs_ON_Electric_IEA_2023_05_05 | 2045 | Hydro Pumped Storage | Storage | Electricity | NY | Dispatch-Storage | EmissionsCost | 0 | [6 empty] | 0.37512 | 0
LCP_Inputs_ON_Electric_IEA_2023_05_05 | 2045 | Hydro Pumped Storage | Storage | Electricity | NY | Dispatch-Storage | FuelCost | 0 | [6 empty] | 0.37512 | 0
LCP_Inputs_ON_Electric_IEA_2023_05_05 | 2045 | Hydro Pumped Storage | Storage | Electricity | NY | Dispatch-Storage | VOM | 0 | [6 empty] | 0.37512 | 0
LCP_Inputs_ON_Electric_IEA_2023_05_05 | 2045 | Hydro Pumped Storage | Storage | Electricity | ON | Dispatch-Storage | EmissionsCost | 0 | [6 empty] | 0.37512 | 0
LCP_Inputs_ON_Electric_IEA_2023_05_05 | 2045 | Hydro Pumped Storage | Storage | Electricity | ON | Dispatch-Storage | FuelCost | 0 | [6 empty] | 0.37512 | 0
LCP_Inputs_ON_Electric_IEA_2023_05_05 | 2045 | Hydro Pumped Storage | Storage | Electricity | ON | Dispatch-Storage | VOM | 0 | [6 empty] | 0.37512 | 0
LCP_Inputs_ON_Electric_IEA_2023_05_05 | 2045 | Hydro Pumped Storage | Storage | Electricity | PJ | Dispatch-Storage | EmissionsCost | 0 | [6 empty] | 0.37512 | 0
LCP_Inputs_ON_Electric_IEA_2023_05_05 | 2045 | Hydro Pumped Storage | Storage | Electricity | PJ | Dispatch-Storage | FuelCost | 0 | [6 empty] | 0.37512 | 0
LCP_Inputs_ON_Electric_IEA_2023_05_05 | 2045 | Hydro Pumped Storage | Storage | Electricity | PJ | Dispatch-Storage | VOM | 0 | [6 empty] | 0.37512 | 0
LCP_Inputs_ON_Electric_IEA_2023_05_05 | 2045 | Hydro Pumped Storage | Storage | Electricity | QC | Dispatch-Storage | EmissionsCost | 0 | [6 empty] | 0.37512 | 0
LCP_Inputs_ON_Electric_IEA_2023_05_05 | 2045 | Hydro Pumped Storage | Storage | Electricity | QC | Dispatch-Storage | FuelCost | 0 | [6 empty] | 0.37512 | 0
LCP_Inputs_ON_Electric_IEA_2023_05_05 | 2045 | Hydro Pumped Storage | Storage | Electricity | QC | Dispatch-Storage | VOM | 0 | [6 empty] | 0.37512 | 0
LCP_Inputs_ON_Electric_IEA_2023_05_05 | 2045 | Hydro Pumped Storage | Storage | Electricity | WC | Dispatch-Storage | EmissionsCost | 0 | [6 empty] | 0.37512 | 0
LCP_Inputs_ON_Electric_IEA_2023_05_05 | 2045 | Hydro Pumped Storage | Storage | Electricity | WC | Dispatch-Storage | FuelCost | 0 | [6 empty] | 0.37512 | 0
LCP_Inputs_ON_Electric_IEA_2023_05_05 | 2045 | Hydro Pumped Storage | Storage | Electricity | WC | Dispatch-Storage | VOM | 0 | [6 empty] | 0.37512 | 0
LCP_Inputs_ON_Electric_IEA_2023_05_05 | 2045 | Nuclear | Generation | Electricity | MI | Dispatch-Generation | EmissionsCost | 0 | [6 empty] | 0.37512 | 0
LCP_Inputs_ON_Electric_IEA_2023_05_05 | 2045 | Nuclear | Generation | Electricity | MI | Dispatch-Generation | FuelCost | 0 | [6 empty] | 0.37512 | 0
LCP_Inputs_ON_Electric_IEA_2023_05_05 | 2045 | Nuclear | Generation | Electricity | MI | Dispatch-Generation | VOM | 2762866296.96 | [6 empty] | 0.37512 | 1036397570.3709
LCP_Inputs_ON_Electric_IEA_2023_05_05 | 2045 | Nuclear | Generation | Electricity | NY | Dispatch-Generation | EmissionsCost | 0 | [6 empty] | 0.37512 | 0
LCP_Inputs_ON_Electric_IEA_2023_05_05 | 2045 | Nuclear | Generation | Electricity | NY | Dispatch-Generation | FuelCost | 0 | [6 empty] | 0.37512 | 0
LCP_Inputs_ON_Electric_IEA_2023_05_05 | 2045 | Nuclear | Generation | Electricity | NY | Dispatch-Generation | VOM | 2246155230.144 | [6 empty] | 0.37512 | 842570567.2976
LCP_Inputs_ON_Electric_IEA_2023_05_05 | 2045 | Nuclear | Generation | Electricity | ON | Dispatch-Generation | EmissionsCost | 0 | [6 empty] | 0.37512 | 0
LCP_Inputs_ON_Electric_IEA_2023_05_05 | 2045 | Nuclear | Generation | Electricity | ON | Dispatch-Generation | FuelCost | 0 | [6 empty] | 0.37512 | 0
LCP_Inputs_ON_Electric_IEA_2023_05_05 | 2045 | Nuclear | Generation | Electricity | ON | Dispatch-Generation | VOM | 7823178339.984 | [6 empty] | 0.37512 | 2934605642.3573
LCP_Inputs_ON_Electric_IEA_2023_05_05 | 2045 | Nuclear | Generation | Electricity | PJ | Dispatch-Generation | EmissionsCost | 0 | [6 empty] | 0.37512 | 0
LCP_Inputs_ON_Electric_IEA_2023_05_05 | 2045 | Nuclear | Generation | Electricity | PJ | Dispatch-Generation | FuelCost | 0 | [6 empty] | 0.37512 | 0
LCP_Inputs_ON_Electric_IEA_2023_05_05 | 2045 | Nuclear | Generation | Electricity | PJ | Dispatch-Generation | VOM | 6401347648.6848 | [6 empty] | 0.37512 | 2401253060.0906
LCP_Inputs_ON_Electric_IEA_2023_05_05 | 2045 | Nuclear | Generation | Electricity | QC | Dispatch-Generation | EmissionsCost | 0 | [6 empty] | 0.37512 | 0
LCP_Inputs_ON_Electric_IEA_2023_05_05 | 2045 | Nuclear | Generation | Electricity | QC | Dispatch-Generation | FuelCost | 0 | [6 empty] | 0.37512 | 0
LCP_Inputs_ON_Electric_IEA_2023_05_05 | 2045 | Nuclear | Generation | Electricity | QC | Dispatch-Generation | VOM | 0 | [6 empty] | 0.37512 | 0
LCP_Inputs_ON_Electric_IEA_2023_05_05 | 2045 | Nuclear | Generation | Electricity | WC | Dispatch-Generation | EmissionsCost | 0 | [6 empty] | 0.37512 | 0
LCP_Inputs_ON_Electric_IEA_2023_05_05 | 2045 | Nuclear | Generation | Electricity | WC | Dispatch-Generation | FuelCost | 0 | [6 empty] | 0.37512 | 0
LCP_Inputs_ON_Electric_IEA_2023_05_05 | 2045 | Nuclear | Generation | Electricity | WC | Dispatch-Generation | VOM | 0 | [6 empty] | 0.37512 | 0
LCP_Inputs_ON_Electric_IEA_2023_05_05 | 2045 | Nuclear SMR | Generation | Electricity | MI | Dispatch-Generation | EmissionsCost | 0 | [6 empty] | 0.37512 | 0
LCP_Inputs_ON_Electric_IEA_2023_05_05 | 2045 | Nuclear SMR | Generation | Electricity | MI | Dispatch-Generation | FuelCost | 0 | [6 empty] | 0.37512 | 0
LCP_Inputs_ON_Electric_IEA_2023_05_05 | 2045 | Nuclear SMR | Generation | Electricity | MI | Dispatch-Generation | VOM | 0 | [6 empty] | 0.37512 | 0
LCP_Inputs_ON_Electric_IEA_2023_05_05 | 2045 | Nuclear SMR | Generation | Electricity | NY | Dispatch-Generation | EmissionsCost | 0 | [6 empty] | 0.37512 | 0
LCP_Inputs_ON_Electric_IEA_2023_05_05 | 2045 | Nuclear SMR | Generation | Electricity | NY | Dispatch-Generation | FuelCost | 0 | [6 empty] | 0.37512 | 0
LCP_Inputs_ON_Electric_IEA_2023_05_05 | 2045 | Nuclear SMR | Generation | Electricity | NY | Dispatch-Generation | VOM | 0 | [6 empty] | 0.37512 | 0
LCP_Inputs_ON_Electric_IEA_2023_05_05 | 2045 | Nuclear SMR | Generation | Electricity | ON | Dispatch-Generation | EmissionsCost | 0 | [6 empty] | 0.37512 | 0
LCP_Inputs_ON_Electric_IEA_2023_05_05 | 2045 | Nuclear SMR | Generation | Electricity | ON | Dispatch-Generation | FuelCost | 0 | [6 empty] | 0.37512 | 0
LCP_Inputs_ON_Electric_IEA_2023_05_05 | 2045 | Nuclear SMR | Generation | Electricity | ON | Dispatch-Generation | VOM | 209436044.4 | [6 empty] | 0.37512 | 78562979.252
LCP_Inputs_ON_Electric_IEA_2023_05_05 | 2045 | Nuclear SMR | Generation | Electricity | PJ | Dispatch-Generation | EmissionsCost | 0 | [6 empty] | 0.37512 | 0
LCP_Inputs_ON_Electric_IEA_2023_05_05 | 2045 | Nuclear SMR | Generation | Electricity | PJ | Dispatch-Generation | FuelCost | 0 | [6 empty] | 0.37512 | 0
LCP_Inputs_ON_Electric_IEA_2023_05_05 | 2045 | Nuclear SMR | Generation | Electricity | PJ | Dispatch-Generation | VOM | 0 | [6 empty] | 0.37512 | 0
LCP_Inputs_ON_Electric_IEA_2023_05_05 | 2045 | Nuclear SMR | Generation | Electricity | QC | Dispatch-Generation | EmissionsCost | 0 | [6 empty] | 0.37512 | 0
LCP_Inputs_ON_Electric_IEA_2023_05_05 | 2045 | Nuclear SMR | Generation | Electricity | QC | Dispatch-Generation | FuelCost | 0 | [6 empty] | 0.37512 | 0
LCP_Inputs_ON_Electric_IEA_2023_05_05 | 2045 | Nuclear SMR | Generation | Electricity | QC | Dispatch-Generation | VOM | 0 | [6 empty] | 0.37512 | 0
LCP_Inputs_ON_Electric_IEA_2023_05_05 | 2045 | Nuclear SMR | Generation | Electricity | WC | Dispatch-Generation | EmissionsCost | 0 | [6 empty] | 0.37512 | 0
LCP_Inputs_ON_Electric_IEA_2023_05_05 | 2045 | Nuclear SMR | Generation | Electricity | WC | Dispatch-Generation | FuelCost | 0 | [6 empty] | 0.37512 | 0
LCP_Inputs_ON_Electric_IEA_2023_05_05 | 2045 | Nuclear SMR | Generation | Electricity | WC | Dispatch-Generation | VOM | 0 | [6 empty] | 0.37512 | 0
LCP_Inputs_ON_Electric_IEA_2023_05_05 | 2045 | O/CCGT - CH4 Existing | Crossload | Electricity | MI | Dispatch-Crossload | EmissionsCost | 0 | [6 empty] | 0.37512 | 0
LCP_Inputs_ON_Electric_IEA_2023_05_05 | 2045 | O/CCGT - CH4 Existing | Crossload | Electricity | MI | Dispatch-Crossload | FuelCost | 0 | [6 empty] | 0.37512 | 0
LCP_Inputs_ON_Electric_IEA_2023_05_05 | 2045 | O/CCGT - CH4 Existing | Crossload | Electricity | MI | Dispatch-Crossload | VOM | 0 | [6 empty] | 0.37512 | 0
LCP_Inputs_ON_Electric_IEA_2023_05_05 | 2045 | O/CCGT - CH4 Existing | Crossload | Electricity | NY | Dispatch-Crossload | EmissionsCost | 0 | [6 empty] | 0.37512 | 0
LCP_Inputs_ON_Electric_IEA_2023_05_05 | 2045 | O/CCGT - CH4 Existing | Crossload | Electricity | NY | Dispatch-Crossload | FuelCost | 0 | [6 empty] | 0.37512 | 0
LCP_Inputs_ON_Electric_IEA_2023_05_05 | 2045 | O/CCGT - CH4 Existing | Crossload | Electricity | NY | Dispatch-Crossload | VOM | 0 | [6 empty] | 0.37512 | 0
LCP_Inputs_ON_Electric_IEA_2023_05_05 | 2045 | O/CCGT - CH4 Existing | Crossload | Electricity | ON | Dispatch-Crossload | EmissionsCost | 4198076.0639 | [6 empty] | 0.37512 | 1574768.8687
LCP_Inputs_ON_Electric_IEA_2023_05_05 | 2045 | O/CCGT - CH4 Existing | Crossload | Electricity | ON | Dispatch-Crossload | FuelCost | 0 | [6 empty] | 0.37512 | 0
LCP_Inputs_ON_Electric_IEA_2023_05_05 | 2045 | O/CCGT - CH4 Existing | Crossload | Electricity | ON | Dispatch-Crossload | VOM | 149352.3754 | [6 empty] | 0.37512 | 56024.5855
LCP_Inputs_ON_Electric_IEA_2023_05_05 | 2045 | O/CCGT - CH4 Existing | Crossload | Electricity | PJ | Dispatch-Crossload | EmissionsCost | 0 | [6 empty] | 0.37512 | 0
LCP_Inputs_ON_Electric_IEA_2023_05_05 | 2045 | O/CCGT - CH4 Existing | Crossload | Electricity | PJ | Dispatch-Crossload | FuelCost | 0 | [6 empty] | 0.37512 | 0
LCP_Inputs_ON_Electric_IEA_2023_05_05 | 2045 | O/CCGT - CH4 Existing | Crossload | Electricity | PJ | Dispatch-Crossload | VOM | 0 | [6 empty] | 0.37512 | 0
LCP_Inputs_ON_Electric_IEA_2023_05_05 | 2045 | O/CCGT - CH4 Existing | Crossload | Electricity | QC | Dispatch-Crossload | EmissionsCost | 0 | [6 empty] | 0.37512 | 0
LCP_Inputs_ON_Electric_IEA_2023_05_05 | 2045 | O/CCGT - CH4 Existing | Crossload | Electricity | QC | Dispatch-Crossload | FuelCost | 0 | [6 empty] | 0.37512 | 0
LCP_Inputs_ON_Electric_IEA_2023_05_05 | 2045 | O/CCGT - CH4 Existing | Crossload | Electricity | QC | Dispatch-Crossload | VOM | 0 | [6 empty] | 0.37512 | 0
LCP_Inputs_ON_Electric_IEA_2023_05_05 | 2045 | O/CCGT - CH4 Existing | Crossload | Electricity | WC | Dispatch-Crossload | EmissionsCost | 0 | [6 empty] | 0.37512 | 0
LCP_Inputs_ON_Electric_IEA_2023_05_05 | 2045 | O/CCGT - CH4 Existing | Crossload | Electricity | WC | Dispatch-Crossload | FuelCost | 0 | [6 empty] | 0.37512 | 0
LCP_Inputs_ON_Electric_IEA_2023_05_05 | 2045 | O/CCGT - CH4 Existing | Crossload | Electricity | WC | Dispatch-Crossload | VOM | 0 | [6 empty] | 0.37512 | 0
LCP_Inputs_ON_Electric_IEA_2023_05_05 | 2045 | O/CCGT - CH4 New | Crossload | Electricity | MI | Dispatch-Crossload | EmissionsCost | 0 | [6 empty] | 0.37512 | 0
LCP_Inputs_ON_Electric_IEA_2023_05_05 | 2045 | O/CCGT - CH4 New | Crossload | Electricity | MI | Dispatch-Crossload | FuelCost | 0 | [6 empty] | 0.37512 | 0
LCP_Inputs_ON_Electric_IEA_2023_05_05 | 2045 | O/CCGT - CH4 New | Crossload | Electricity | MI | Dispatch-Crossload | VOM | 0 | [6 empty] | 0.37512 | 0
LCP_Inputs_ON_Electric_IEA_2023_05_05 | 2045 | O/CCGT - CH4 New | Crossload | Electricity | NY | Dispatch-Crossload | EmissionsCost | 0 | [6 empty] | 0.37512 | 0
LCP_Inputs_ON_Electric_IEA_2023_05_05 | 2045 | O/CCGT - CH4 New | Crossload | Electricity | NY | Dispatch-Crossload | FuelCost | 0 | [6 empty] | 0.37512 | 0
LCP_Inputs_ON_Electric_IEA_2023_05_05 | 2045 | O/CCGT - CH4 New | Crossload | Electricity | NY | Dispatch-Crossload | VOM | 0 | [6 empty] | 0.37512 | 0
LCP_Inputs_ON_Electric_IEA_2023_05_05 | 2045 | O/CCGT - CH4 New | Crossload | Electricity | ON | Dispatch-Crossload | EmissionsCost | 1528123.8442 | [6 empty] | 0.37512 | 573224.9299
LCP_Inputs_ON_Electric_IEA_2023_05_05 | 2045 | O/CCGT - CH4 New | Crossload | Electricity | ON | Dispatch-Crossload | FuelCost | 0 | [6 empty] | 0.37512 | 0
LCP_Inputs_ON_Electric_IEA_2023_05_05 | 2045 | O/CCGT - CH4 New | Crossload | Electricity | ON | Dispatch-Crossload | VOM | 54365.1241 | [6 empty] | 0.37512 | 20393.2715
LCP_Inputs_ON_Electric_IEA_2023_05_05 | 2045 | O/CCGT - CH4 New | Crossload | Electricity | PJ | Dispatch-Crossload | EmissionsCost | 0 | [6 empty] | 0.37512 | 0
LCP_Inputs_ON_Electric_IEA_2023_05_05 | 2045 | O/CCGT - CH4 New | Crossload | Electricity | PJ | Dispatch-Crossload | FuelCost | 0 | [6 empty] | 0.37512 | 0
LCP_Inputs_ON_Electric_IEA_2023_05_05 | 2045 | O/CCGT - CH4 New | Crossload | Electricity | PJ | Dispatch-Crossload | VOM | 0 | [6 empty] | 0.37512 | 0
LCP_Inputs_ON_Electric_IEA_2023_05_05 | 2045 | O/CCGT - CH4 New | Crossload | Electricity | QC | Dispatch-Crossload | EmissionsCost | 0 | [6 empty] | 0.37512 | 0
LCP_Inputs_ON_Electric_IEA_2023_05_05 | 2045 | O/CCGT - CH4 New | Crossload | Electricity | QC | Dispatch-Crossload | FuelCost | 0 | [6 empty] | 0.37512 | 0
LCP_Inputs_ON_Electric_IEA_2023_05_05 | 2045 | O/CCGT - CH4 New | Crossload | Electricity | QC | Dispatch-Crossload | VOM | 0 | [6 empty] | 0.37512 | 0
LCP_Inputs_ON_Electric_IEA_2023_05_05 | 2045 | O/CCGT - CH4 New | Crossload | Electricity | WC | Dispatch-Crossload | EmissionsCost | 0 | [6 empty] | 0.37512 | 0
LCP_Inputs_ON_Electric_IEA_2023_05_05 | 2045 | O/CCGT - CH4 New | Crossload | Electricity | WC | Dispatch-Crossload | FuelCost | 0 | [6 empty] | 0.37512 | 0
LCP_Inputs_ON_Electric_IEA_2023_05_05 | 2045 | O/CCGT - CH4 New | Crossload | Electricity | WC | Dispatch-Crossload | VOM | 0 | [6 empty] | 0.37512 | 0
LCP_Inputs_ON_Electric_IEA_2023_05_05 | 2045 | O/CCGT - H2 New | Crossload | Electricity | MI | Dispatch-Crossload | EmissionsCost | 0 | [6 empty] | 0.37512 | 0
LCP_Inputs_ON_Electric_IEA_2023_05_05 | 2045 | O/CCGT - H2 New | Crossload | Electricity | MI | Dispatch-Crossload | FuelCost | 0 | [6 empty] | 0.37512 | 0
LCP_Inputs_ON_Electric_IEA_2023_05_05 | 2045 | O/CCGT - H2 New | Crossload | Electricity | MI | Dispatch-Crossload | VOM | 0 | [6 empty] | 0.37512 | 0
LCP_Inputs_ON_Electric_IEA_2023_05_05 | 2045 | O/CCGT - H2 New | Crossload | Electricity | NY | Dispatch-Crossload | EmissionsCost | 0 | [6 empty] | 0.37512 | 0
LCP_Inputs_ON_Electric_IEA_2023_05_05 | 2045 | O/CCGT - H2 New | Crossload | Electricity | NY | Dispatch-Crossload | FuelCost | 0 | [6 empty] | 0.37512 | 0
LCP_Inputs_ON_Electric_IEA_2023_05_05 | 2045 | O/CCGT - H2 New | Crossload | Electricity | NY | Dispatch-Crossload | VOM | 0 | [6 empty] | 0.37512 | 0
LCP_Inputs_ON_Electric_IEA_2023_05_05 | 2045 | O/CCGT - H2 New | Crossload | Electricity | ON | Dispatch-Crossload | EmissionsCost | 0 | [6 empty] | 0.37512 | 0
LCP_Inputs_ON_Electric_IEA_2023_05_05 | 2045 | O/CCGT - H2 New | Crossload | Electricity | ON | Dispatch-Crossload | FuelCost | 0 | [6 empty] | 0.37512 | 0
LCP_Inputs_ON_Electric_IEA_2023_05_05 | 2045 | O/CCGT - H2 New | Crossload | Electricity | ON | Dispatch-Crossload | VOM | 1168775.9431 | [6 empty] | 0.37512 | 438427.4943
LCP_Inputs_ON_Electric_IEA_2023_05_05 | 2045 | O/CCGT - H2 New | Crossload | Electricity | PJ | Dispatch-Crossload | EmissionsCost | 0 | [6 empty] | 0.37512 | 0
LCP_Inputs_ON_Electric_IEA_2023_05_05 | 2045 | O/CCGT - H2 New | Crossload | Electricity | PJ | Dispatch-Crossload | FuelCost | 0 | [6 empty] | 0.37512 | 0
LCP_Inputs_ON_Electric_IEA_2023_05_05 | 2045 | O/CCGT - H2 New | Crossload | Electricity | PJ | Dispatch-Crossload | VOM | 0 | [6 empty] | 0.37512 | 0
LCP_Inputs_ON_Electric_IEA_2023_05_05 | 2045 | O/CCGT - H2 New | Crossload | Electricity | QC | Dispatch-Crossload | EmissionsCost | 0 | [6 empty] | 0.37512 | 0
LCP_Inputs_ON_Electric_IEA_2023_05_05 | 2045 | O/CCGT - H2 New | Crossload | Electricity | QC | Dispatch-Crossload | FuelCost | 0 | [6 empty] | 0.37512 | 0
LCP_Inputs_ON_Electric_IEA_2023_05_05 | 2045 | O/CCGT - H2 New | Crossload | Electricity | QC | Dispatch-Crossload | VOM | 0 | [6 empty] | 0.37512 | 0
LCP_Inputs_ON_Electric_IEA_2023_05_05 | 2045 | O/CCGT - H2 New | Crossload | Electricity | WC | Dispatch-Crossload | EmissionsCost | 0 | [6 empty] | 0.37512 | 0
LCP_Inputs_ON_Electric_IEA_2023_05_05 | 2045 | O/CCGT - H2 New | Crossload | Electricity | WC | Dispatch-Crossload | FuelCost | 0 | [6 empty] | 0.37512 | 0
LCP_Inputs_ON_Electric_IEA_2023_05_05 | 2045 | O/CCGT - H2 New | Crossload | Electricity | WC | Dispatch-Crossload | VOM | 0 | [6 empty] | 0.37512 | 0
LCP_Inputs_ON_Electric_IEA_2023_05_05 | 2045 | SMR CCS | Generation | Hydrogen | MI | Dispatch-Generation | EmissionsCost | 0 | [6 empty] | 0.37512 | 0
LCP_Inputs_ON_Electric_IEA_2023_05_05 | 2045 | SMR CCS | Generation | Hydrogen | MI | Dispatch-Generation | FuelCost | 0 | [6 empty] | 0.37512 | 0
LCP_Inputs_ON_Electric_IEA_2023_05_05 | 2045 | SMR CCS | Generation | Hydrogen | MI | Dispatch-Generation | VOM | 0 | [6 empty] | 0.37512 | 0
LCP_Inputs_ON_Electric_IEA_2023_05_05 | 2045 | SMR CCS | Generation | Hydrogen | NY | Dispatch-Generation | EmissionsCost | 0 | [6 empty] | 0.37512 | 0
LCP_Inputs_ON_Electric_IEA_2023_05_05 | 2045 | SMR CCS | Generation | Hydrogen | NY | Dispatch-Generation | FuelCost | 0 | [6 empty] | 0.37512 | 0
LCP_Inputs_ON_Electric_IEA_2023_05_05 | 2045 | SMR CCS | Generation | Hydrogen | NY | Dispatch-Generation | VOM | 0 | [6 empty] | 0.37512 | 0
LCP_Inputs_ON_Electric_IEA_2023_05_05 | 2045 | SMR CCS | Generation | Hydrogen | ON | Dispatch-Generation | EmissionsCost | 326789057.1551 | [6 empty] | 0.37512 | 122584066.1316
LCP_Inputs_ON_Electric_IEA_2023_05_05 | 2045 | SMR CCS | Generation | Hydrogen | ON | Dispatch-Generation | FuelCost | 350456955.1775 | [6 empty] | 0.37512 | 131462292.3539
LCP_Inputs_ON_Electric_IEA_2023_05_05 | 2045 | SMR CCS | Generation | Hydrogen | ON | Dispatch-Generation | VOM | 0 | [6 empty] | 0.37512 | 0
LCP_Inputs_ON_Electric_IEA_2023_05_05 | 2045 | SMR CCS | Generation | Hydrogen | PJ | Dispatch-Generation | EmissionsCost | 0 | [6 empty] | 0.37512 | 0
LCP_Inputs_ON_Electric_IEA_2023_05_05 | 2045 | SMR CCS | Generation | Hydrogen | PJ | Dispatch-Generation | FuelCost | 0 | [6 empty] | 0.37512 | 0
LCP_Inputs_ON_Electric_IEA_2023_05_05 | 2045 | SMR CCS | Generation | Hydrogen | PJ | Dispatch-Generation | VOM | 0 | [6 empty] | 0.37512 | 0
LCP_Inputs_ON_Electric_IEA_2023_05_05 | 2045 | SMR CCS | Generation | Hydrogen | QC | Dispatch-Generation | EmissionsCost | 0 | [6 empty] | 0.37512 | 0
LCP_Inputs_ON_Electric_IEA_2023_05_05 | 2045 | SMR CCS | Generation | Hydrogen | QC | Dispatch-Generation | FuelCost | 0 | [6 empty] | 0.37512 | 0
LCP_Inputs_ON_Electric_IEA_2023_05_05 | 2045 | SMR CCS | Generation | Hydrogen | QC | Dispatch-Generation | VOM | 0 | [6 empty] | 0.37512 | 0
LCP_Inputs_ON_Electric_IEA_2023_05_05 | 2045 | SMR CCS | Generation | Hydrogen | WC | Dispatch-Generation | EmissionsCost | 0 | [6 empty] | 0.37512 | 0
LCP_Inputs_ON_Electric_IEA_2023_05_05 | 2045 | SMR CCS | Generation | Hydrogen | WC | Dispatch-Generation | FuelCost | 0 | [6 empty] | 0.37512 | 0
LCP_Inputs_ON_Electric_IEA_2023_05_05 | 2045 | SMR CCS | Generation | Hydrogen | WC | Dispatch-Generation | VOM | 0 | [6 empty] | 0.37512 | 0
LCP_Inputs_ON_Electric_IEA_2023_05_05 | 2045 | Solar PV | Generation | Electricity | MI | Dispatch-Generation | EmissionsCost | 0 | [6 empty] | 0.37512 | 0
LCP_Inputs_ON_Electric_IEA_2023_05_05 | 2045 | Solar PV | Generation | Electricity | MI | Dispatch-Generation | FuelCost | 0 | [6 empty] | 0.37512 | 0
LCP_Inputs_ON_Electric_IEA_2023_05_05 | 2045 | Solar PV | Generation | Electricity | MI | Dispatch-Generation | VOM | 0 | [6 empty] | 0.37512 | 0
LCP_Inputs_ON_Electric_IEA_2023_05_05 | 2045 | Solar PV | Generation | Electricity | NY | Dispatch-Generation | EmissionsCost | 0 | [6 empty] | 0.37512 | 0
LCP_Inputs_ON_Electric_IEA_2023_05_05 | 2045 | Solar PV | Generation | Electricity | NY | Dispatch-Generation | FuelCost | 0 | [6 empty] | 0.37512 | 0
LCP_Inputs_ON_Electric_IEA_2023_05_05 | 2045 | Solar PV | Generation | Electricity | NY | Dispatch-Generation | VOM | 0 | [6 empty] | 0.37512 | 0
LCP_Inputs_ON_Electric_IEA_2023_05_05 | 2045 | Solar PV | Generation | Electricity | ON | Dispatch-Generation | EmissionsCost | 0 | [6 empty] | 0.37512 | 0
LCP_Inputs_ON_Electric_IEA_2023_05_05 | 2045 | Solar PV | Generation | Electricity | ON | Dispatch-Generation | FuelCost | 0 | [6 empty] | 0.37512 | 0
LCP_Inputs_ON_Electric_IEA_2023_05_05 | 2045 | Solar PV | Generation | Electricity | ON | Dispatch-Generation | VOM | 0 | [6 empty] | 0.37512 | 0
LCP_Inputs_ON_Electric_IEA_2023_05_05 | 2045 | Solar PV | Generation | Electricity | PJ | Dispatch-Generation | EmissionsCost | 0 | [6 empty] | 0.37512 | 0
LCP_Inputs_ON_Electric_IEA_2023_05_05 | 2045 | Solar PV | Generation | Electricity | PJ | Dispatch-Generation | FuelCost | 0 | [6 empty] | 0.37512 | 0
LCP_Inputs_ON_Electric_IEA_2023_05_05 | 2045 | Solar PV | Generation | Electricity | PJ | Dispatch-Generation | VOM | 0 | [6 empty] | 0.37512 | 0
LCP_Inputs_ON_Electric_IEA_2023_05_05 | 2045 | Solar PV | Generation | Electricity | QC | Dispatch-Generation | EmissionsCost | 0 | [6 empty] | 0.37512 | 0
LCP_Inputs_ON_Electric_IEA_2023_05_05 | 2045 | Solar PV | Generation | Electricity | QC | Dispatch-Generation | FuelCost | 0 | [6 empty] | 0.37512 | 0
LCP_Inputs_ON_Electric_IEA_2023_05_05 | 2045 | Solar PV | Generation | Electricity | QC | Dispatch-Generation | VOM | 0 | [6 empty] | 0.37512 | 0
LCP_Inputs_ON_Electric_IEA_2023_05_05 | 2045 | Solar PV | Generation | Electricity | WC | Dispatch-Generation | EmissionsCost | 0 | [6 empty] | 0.37512 | 0
LCP_Inputs_ON_Electric_IEA_2023_05_05 | 2045 | Solar PV | Generation | Electricity | WC | Dispatch-Generation | FuelCost | 0 | [6 empty] | 0.37512 | 0
LCP_Inputs_ON_Electric_IEA_2023_05_05 | 2045 | Solar PV | Generation | Electricity | WC | Dispatch-Generation | VOM | 0 | [6 empty] | 0.37512 | 0
LCP_Inputs_ON_Electric_IEA_2023_05_05 | 2045 | Wind Offshore | Generation | Electricity | MI | Dispatch-Generation | EmissionsCost | 0 | [6 empty] | 0.37512 | 0
LCP_Inputs_ON_Electric_IEA_2023_05_05 | 2045 | Wind Offshore | Generation | Electricity | MI | Dispatch-Generation | FuelCost | 0 | [6 empty] | 0.37512 | 0
LCP_Inputs_ON_Electric_IEA_2023_05_05 | 2045 | Wind Offshore | Generation | Electricity | MI | Dispatch-Generation | VOM | 0 | [6 empty] | 0.37512 | 0
LCP_Inputs_ON_Electric_IEA_2023_05_05 | 2045 | Wind Offshore | Generation | Electricity | NY | Dispatch-Generation | EmissionsCost | 0 | [6 empty] | 0.37512 | 0
LCP_Inputs_ON_Electric_IEA_2023_05_05 | 2045 | Wind Offshore | Generation | Electricity | NY | Dispatch-Generation | FuelCost | 0 | [6 empty] | 0.37512 | 0
LCP_Inputs_ON_Electric_IEA_2023_05_05 | 2045 | Wind Offshore | Generation | Electricity | NY | Dispatch-Generation | VOM | 0 | [6 empty] | 0.37512 | 0
LCP_Inputs_ON_Electric_IEA_2023_05_05 | 2045 | Wind Offshore | Generation | Electricity | ON | Dispatch-Generation | EmissionsCost | 0 | [6 empty] | 0.37512 | 0
LCP_Inputs_ON_Electric_IEA_2023_05_05 | 2045 | Wind Offshore | Generation | Electricity | ON | Dispatch-Generation | FuelCost | 0 | [6 empty] | 0.37512 | 0
LCP_Inputs_ON_Electric_IEA_2023_05_05 | 2045 | Wind Offshore | Generation | Electricity | ON | Dispatch-Generation | VOM | 0 | [6 empty] | 0.37512 | 0
LCP_Inputs_ON_Electric_IEA_2023_05_05 | 2045 | Wind Offshore | Generation | Electricity | PJ | Dispatch-Generation | EmissionsCost | 0 | [6 empty] | 0.37512 | 0
LCP_Inputs_ON_Electric_IEA_2023_05_05 | 2045 | Wind Offshore | Generation | Electricity | PJ | Dispatch-Generation | FuelCost | 0 | [6 empty] | 0.37512 | 0
LCP_Inputs_ON_Electric_IEA_2023_05_05 | 2045 | Wind Offshore | Generation | Electricity | PJ | Dispatch-Generation | VOM | 0 | [6 empty] | 0.37512 | 0
LCP_Inputs_ON_Electric_IEA_2023_05_05 | 2045 | Wind Offshore | Generation | Electricity | QC | Dispatch-Generation | EmissionsCost | 0 | [6 empty] | 0.37512 | 0
LCP_Inputs_ON_Electric_IEA_2023_05_05 | 2045 | Wind Offshore | Generation | Electricity | QC | Dispatch-Generation | FuelCost | 0 | [6 empty] | 0.37512 | 0
LCP_Inputs_ON_Electric_IEA_2023_05_05 | 2045 | Wind Offshore | Generation | Electricity | QC | Dispatch-Generation | VOM | 0 | [6 empty] | 0.37512 | 0
LCP_Inputs_ON_Electric_IEA_2023_05_05 | 2045 | Wind Offshore | Generation | Electricity | WC | Dispatch-Generation | EmissionsCost | 0 | [6 empty] | 0.37512 | 0
LCP_Inputs_ON_Electric_IEA_2023_05_05 | 2045 | Wind Offshore | Generation | Electricity | WC | Dispatch-Generation | FuelCost | 0 | [6 empty] | 0.37512 | 0
LCP_Inputs_ON_Electric_IEA_2023_05_05 | 2045 | Wind Offshore | Generation | Electricity | WC | Dispatch-Generation | VOM | 0 | [6 empty] | 0.37512 | 0
LCP_Inputs_ON_Electric_IEA_2023_05_05 | 2045 | Wind Onshore | Generation | Electricity | MI | Dispatch-Generation | EmissionsCost | 0 | [6 empty] | 0.37512 | 0
LCP_Inputs_ON_Electric_IEA_2023_05_05 | 2045 | Wind Onshore | Generation | Electricity | MI | Dispatch-Generation | FuelCost | 0 | [6 empty] | 0.37512 | 0
LCP_Inputs_ON_Electric_IEA_2023_05_05 | 2045 | Wind Onshore | Generation | Electricity | MI | Dispatch-Generation | VOM | 0 | [6 empty] | 0.37512 | 0
LCP_Inputs_ON_Electric_IEA_2023_05_05 | 2045 | Wind Onshore | Generation | Electricity | NY | Dispatch-Generation | EmissionsCost | 0 | [6 empty] | 0.37512 | 0
LCP_Inputs_ON_Electric_IEA_2023_05_05 | 2045 | Wind Onshore | Generation | Electricity | NY | Dispatch-Generation | FuelCost | 0 | [6 empty] | 0.37512 | 0
LCP_Inputs_ON_Electric_IEA_2023_05_05 | 2045 | Wind Onshore | Generation | Electricity | NY | Dispatch-Generation | VOM | 0 | [6 empty] | 0.37512 | 0
LCP_Inputs_ON_Electric_IEA_2023_05_05 | 2045 | Wind Onshore | Generation | Electricity | ON | Dispatch-Generation | EmissionsCost | 0 | [6 empty] | 0.37512 | 0
LCP_Inputs_ON_Electric_IEA_2023_05_05 | 2045 | Wind Onshore | Generation | Electricity | ON | Dispatch-Generation | FuelCost | 0 | [6 empty] | 0.37512 | 0
LCP_Inputs_ON_Electric_IEA_2023_05_05 | 2045 | Wind Onshore | Generation | Electricity | ON | Dispatch-Generation | VOM | 0 | [6 empty] | 0.37512 | 0
LCP_Inputs_ON_Electric_IEA_2023_05_05 | 2045 | Wind Onshore | Generation | Electricity | PJ | Dispatch-Generation | EmissionsCost | 0 | [6 empty] | 0.37512 | 0
LCP_Inputs_ON_Electric_IEA_2023_05_05 | 2045 | Wind Onshore | Generation | Electricity | PJ | Dispatch-Generation | FuelCost | 0 | [6 empty] | 0.37512 | 0
LCP_Inputs_ON_Electric_IEA_2023_05_05 | 2045 | Wind Onshore | Generation | Electricity | PJ | Dispatch-Generation | VOM | 0 | [6 empty] | 0.37512 | 0
LCP_Inputs_ON_Electric_IEA_2023_05_05 | 2045 | Wind Onshore | Generation | Electricity | QC | Dispatch-Generation | EmissionsCost | 0 | [6 empty] | 0.37512 | 0
LCP_Inputs_ON_Electric_IEA_2023_05_05 | 2045 | Wind Onshore | Generation | Electricity | QC | Dispatch-Generation | FuelCost | 0 | [6 empty] | 0.37512 | 0
LCP_Inputs_ON_Electric_IEA_2023_05_05 | 2045 | Wind Onshore | Generation | Electricity | QC | Dispatch-Generation | VOM | 0 | [6 empty] | 0.37512 | 0
LCP_Inputs_ON_Electric_IEA_2023_05_05 | 2045 | Wind Onshore | Generation | Electricity | WC | Dispatch-Generation | EmissionsCost | 0 | [6 empty] | 0.37512 | 0
LCP_Inputs_ON_Electric_IEA_2023_05_05 | 2045 | Wind Onshore | Generation | Electricity | WC | Dispatch-Generation | FuelCost | 0 | [6 empty] | 0.37512 | 0
LCP_Inputs_ON_Electric_IEA_2023_05_05 | 2045 | Wind Onshore | Generation | Electricity | WC | Dispatch-Generation | VOM | 0 | [6 empty] | 0.37512 | 0
LCP_Inputs_ON_Electric_IEA_2023_05_05 | 2046 | Anaerobic Digestion | Generation | Methane | MI | Dispatch-Generation | EmissionsCost | 0 | [6 empty] | 0.36069 | 0
LCP_Inputs_ON_Electric_IEA_2023_05_05 | 2046 | Anaerobic Digestion | Generation | Methane | MI | Dispatch-Generation | FuelCost | 0 | [6 empty] | 0.36069 | 0
LCP_Inputs_ON_Electric_IEA_2023_05_05 | 2046 | Anaerobic Digestion | Generation | Methane | MI | Dispatch-Generation | VOM | 0 | [6 empty] | 0.36069 | 0
LCP_Inputs_ON_Electric_IEA_2023_05_05 | 2046 | Anaerobic Digestion | Generation | Methane | NY | Dispatch-Generation | EmissionsCost | 0 | [6 empty] | 0.36069 | 0
LCP_Inputs_ON_Electric_IEA_2023_05_05 | 2046 | Anaerobic Digestion | Generation | Methane | NY | Dispatch-Generation | FuelCost | 0 | [6 empty] | 0.36069 | 0
LCP_Inputs_ON_Electric_IEA_2023_05_05 | 2046 | Anaerobic Digestion | Generation | Methane | NY | Dispatch-Generation | VOM | 0 | [6 empty] | 0.36069 | 0
LCP_Inputs_ON_Electric_IEA_2023_05_05 | 2046 | Anaerobic Digestion | Generation | Methane | ON | Dispatch-Generation | EmissionsCost | 4244873.9669 | [6 empty] | 0.36069 | 1531080.335
LCP_Inputs_ON_Electric_IEA_2023_05_05 | 2046 | Anaerobic Digestion | Generation | Methane | ON | Dispatch-Generation | FuelCost | 0 | [6 empty] | 0.36069 | 0
LCP_Inputs_ON_Electric_IEA_2023_05_05 | 2046 | Anaerobic Digestion | Generation | Methane | ON | Dispatch-Generation | VOM | 1125040000 | [6 empty] | 0.36069 | 405789814.6229
LCP_Inputs_ON_Electric_IEA_2023_05_05 | 2046 | Anaerobic Digestion | Generation | Methane | PJ | Dispatch-Generation | EmissionsCost | 0 | [6 empty] | 0.36069 | 0
LCP_Inputs_ON_Electric_IEA_2023_05_05 | 2046 | Anaerobic Digestion | Generation | Methane | PJ | Dispatch-Generation | FuelCost | 0 | [6 empty] | 0.36069 | 0
LCP_Inputs_ON_Electric_IEA_2023_05_05 | 2046 | Anaerobic Digestion | Generation | Methane | PJ | Dispatch-Generation | VOM | 0 | [6 empty] | 0.36069 | 0
LCP_Inputs_ON_Electric_IEA_2023_05_05 | 2046 | Anaerobic Digestion | Generation | Methane | QC | Dispatch-Generation | EmissionsCost | 0 | [6 empty] | 0.36069 | 0
LCP_Inputs_ON_Electric_IEA_2023_05_05 | 2046 | Anaerobic Digestion | Generation | Methane | QC | Dispatch-Generation | FuelCost | 0 | [6 empty] | 0.36069 | 0
LCP_Inputs_ON_Electric_IEA_2023_05_05 | 2046 | Anaerobic Digestion | Generation | Methane | QC | Dispatch-Generation | VOM | 0 | [6 empty] | 0.36069 | 0
LCP_Inputs_ON_Electric_IEA_2023_05_05 | 2046 | Anaerobic Digestion | Generation | Methane | WC | Dispatch-Generation | EmissionsCost | 0 | [6 empty] | 0.36069 | 0
LCP_Inputs_ON_Electric_IEA_2023_05_05 | 2046 | Anaerobic Digestion | Generation | Methane | WC | Dispatch-Generation | FuelCost | 0 | [6 empty] | 0.36069 | 0
LCP_Inputs_ON_Electric_IEA_2023_05_05 | 2046 | Anaerobic Digestion | Generation | Methane | WC | Dispatch-Generation | VOM | 0 | [6 empty] | 0.36069 | 0
LCP_Inputs_ON_Electric_IEA_2023_05_05 | 2046 | Battery Storage | Storage | Electricity | MI | Dispatch-Storage | EmissionsCost | 0 | [6 empty] | 0.36069 | 0
LCP_Inputs_ON_Electric_IEA_2023_05_05 | 2046 | Battery Storage | Storage | Electricity | MI | Dispatch-Storage | FuelCost | 0 | [6 empty] | 0.36069 | 0
LCP_Inputs_ON_Electric_IEA_2023_05_05 | 2046 | Battery Storage | Storage | Electricity | MI | Dispatch-Storage | VOM | 0 | [6 empty] | 0.36069 | 0
LCP_Inputs_ON_Electric_IEA_2023_05_05 | 2046 | Battery Storage | Storage | Electricity | NY | Dispatch-Storage | EmissionsCost | 0 | [6 empty] | 0.36069 | 0
LCP_Inputs_ON_Electric_IEA_2023_05_05 | 2046 | Battery Storage | Storage | Electricity | NY | Dispatch-Storage | FuelCost | 0 | [6 empty] | 0.36069 | 0
LCP_Inputs_ON_Electric_IEA_2023_05_05 | 2046 | Battery Storage | Storage | Electricity | NY | Dispatch-Storage | VOM | 0 | [6 empty] | 0.36069 | 0
LCP_Inputs_ON_Electric_IEA_2023_05_05 | 2046 | Battery Storage | Storage | Electricity | ON | Dispatch-Storage | EmissionsCost | 0 | [6 empty] | 0.36069 | 0
LCP_Inputs_ON_Electric_IEA_2023_05_05 | 2046 | Battery Storage | Storage | Electricity | ON | Dispatch-Storage | FuelCost | 0 | [6 empty] | 0.36069 | 0
LCP_Inputs_ON_Electric_IEA_2023_05_05 | 2046 | Battery Storage | Storage | Electricity | ON | Dispatch-Storage | VOM | 0 | [6 empty] | 0.36069 | 0
LCP_Inputs_ON_Electric_IEA_2023_05_05 | 2046 | Battery Storage | Storage | Electricity | PJ | Dispatch-Storage | EmissionsCost | 0 | [6 empty] | 0.36069 | 0
LCP_Inputs_ON_Electric_IEA_2023_05_05 | 2046 | Battery Storage | Storage | Electricity | PJ | Dispatch-Storage | FuelCost | 0 | [6 empty] | 0.36069 | 0
LCP_Inputs_ON_Electric_IEA_2023_05_05 | 2046 | Battery Storage | Storage | Electricity | PJ | Dispatch-Storage | VOM | 0 | [6 empty] | 0.36069 | 0
LCP_Inputs_ON_Electric_IEA_2023_05_05 | 2046 | Battery Storage | Storage | Electricity | QC | Dispatch-Storage | EmissionsCost | 0 | [6 empty] | 0.36069 | 0
LCP_Inputs_ON_Electric_IEA_2023_05_05 | 2046 | Battery Storage | Storage | Electricity | QC | Dispatch-Storage | FuelCost | 0 | [6 empty] | 0.36069 | 0
LCP_Inputs_ON_Electric_IEA_2023_05_05 | 2046 | Battery Storage | Storage | Electricity | QC | Dispatch-Storage | VOM | 0 | [6 empty] | 0.36069 | 0
LCP_Inputs_ON_Electric_IEA_2023_05_05 | 2046 | Battery Storage | Storage | Electricity | WC | Dispatch-Storage | EmissionsCost | 0 | [6 empty] | 0.36069 | 0
LCP_Inputs_ON_Electric_IEA_2023_05_05 | 2046 | Battery Storage | Storage | Electricity | WC | Dispatch-Storage | FuelCost | 0 | [6 empty] | 0.36069 | 0
LCP_Inputs_ON_Electric_IEA_2023_05_05 | 2046 | Battery Storage | Storage | Electricity | WC | Dispatch-Storage | VOM | 0 | [6 empty] | 0.36069 | 0
LCP_Inputs_ON_Electric_IEA_2023_05_05 | 2046 | Biomass | Generation | Electricity | MI | Dispatch-Generation | EmissionsCost | 0 | [6 empty] | 0.36069 | 0
LCP_Inputs_ON_Electric_IEA_2023_05_05 | 2046 | Biomass | Generation | Electricity | MI | Dispatch-Generation | FuelCost | 0 | [6 empty] | 0.36069 | 0
LCP_Inputs_ON_Electric_IEA_2023_05_05 | 2046 | Biomass | Generation | Electricity | MI | Dispatch-Generation | VOM | 0 | [6 empty] | 0.36069 | 0
LCP_Inputs_ON_Electric_IEA_2023_05_05 | 2046 | Biomass | Generation | Electricity | NY | Dispatch-Generation | EmissionsCost | 0 | [6 empty] | 0.36069 | 0
LCP_Inputs_ON_Electric_IEA_2023_05_05 | 2046 | Biomass | Generation | Electricity | NY | Dispatch-Generation | FuelCost | 0 | [6 empty] | 0.36069 | 0
LCP_Inputs_ON_Electric_IEA_2023_05_05 | 2046 | Biomass | Generation | Electricity | NY | Dispatch-Generation | VOM | 0 | [6 empty] | 0.36069 | 0
LCP_Inputs_ON_Electric_IEA_2023_05_05 | 2046 | Biomass | Generation | Electricity | ON | Dispatch-Generation | EmissionsCost | 0 | [6 empty] | 0.36069 | 0
LCP_Inputs_ON_Electric_IEA_2023_05_05 | 2046 | Biomass | Generation | Electricity | ON | Dispatch-Generation | FuelCost | 2449112.7273 | [6 empty] | 0.36069 | 883368.591
LCP_Inputs_ON_Electric_IEA_2023_05_05 | 2046 | Biomass | Generation | Electricity | ON | Dispatch-Generation | VOM | 31430.28 | [6 empty] | 0.36069 | 11336.5636
LCP_Inputs_ON_Electric_IEA_2023_05_05 | 2046 | Biomass | Generation | Electricity | PJ | Dispatch-Generation | EmissionsCost | 0 | [6 empty] | 0.36069 | 0
LCP_Inputs_ON_Electric_IEA_2023_05_05 | 2046 | Biomass | Generation | Electricity | PJ | Dispatch-Generation | FuelCost | 0 | [6 empty] | 0.36069 | 0
LCP_Inputs_ON_Electric_IEA_2023_05_05 | 2046 | Biomass | Generation | Electricity | PJ | Dispatch-Generation | VOM | 0 | [6 empty] | 0.36069 | 0
LCP_Inputs_ON_Electric_IEA_2023_05_05 | 2046 | Biomass | Generation | Electricity | QC | Dispatch-Generation | EmissionsCost | 0 | [6 empty] | 0.36069 | 0
LCP_Inputs_ON_Electric_IEA_2023_05_05 | 2046 | Biomass | Generation | Electricity | QC | Dispatch-Generation | FuelCost | 122553.4753 | [6 empty] | 0.36069 | 44203.719
LCP_Inputs_ON_Electric_IEA_2023_05_05 | 2046 | Biomass | Generation | Electricity | QC | Dispatch-Generation | VOM | 1572.7696 | [6 empty] | 0.36069 | 567.2811
LCP_Inputs_ON_Electric_IEA_2023_05_05 | 2046 | Biomass | Generation | Electricity | WC | Dispatch-Generation | EmissionsCost | 0 | [6 empty] | 0.36069 | 0
LCP_Inputs_ON_Electric_IEA_2023_05_05 | 2046 | Biomass | Generation | Electricity | WC | Dispatch-Generation | FuelCost | 0 | [6 empty] | 0.36069 | 0
LCP_Inputs_ON_Electric_IEA_2023_05_05 | 2046 | Biomass | Generation | Electricity | WC | Dispatch-Generation | VOM | 0 | [6 empty] | 0.36069 | 0
LCP_Inputs_ON_Electric_IEA_2023_05_05 | 2046 | Biomass + CCS | Generation | Electricity | MI | Dispatch-Generation | EmissionsCost | 0 | [6 empty] | 0.36069 | 0
LCP_Inputs_ON_Electric_IEA_2023_05_05 | 2046 | Biomass + CCS | Generation | Electricity | MI | Dispatch-Generation | FuelCost | 0 | [6 empty] | 0.36069 | 0
LCP_Inputs_ON_Electric_IEA_2023_05_05 | 2046 | Biomass + CCS | Generation | Electricity | MI | Dispatch-Generation | VOM | 0 | [6 empty] | 0.36069 | 0
LCP_Inputs_ON_Electric_IEA_2023_05_05 | 2046 | Biomass + CCS | Generation | Electricity | NY | Dispatch-Generation | EmissionsCost | 0 | [6 empty] | 0.36069 | 0
LCP_Inputs_ON_Electric_IEA_2023_05_05 | 2046 | Biomass + CCS | Generation | Electricity | NY | Dispatch-Generation | FuelCost | 0 | [6 empty] | 0.36069 | 0
LCP_Inputs_ON_Electric_IEA_2023_05_05 | 2046 | Biomass + CCS | Generation | Electricity | NY | Dispatch-Generation | VOM | 0 | [6 empty] | 0.36069 | 0
LCP_Inputs_ON_Electric_IEA_2023_05_05 | 2046 | Biomass + CCS | Generation | Electricity | ON | Dispatch-Generation | EmissionsCost | -566815549.8142 | [6 empty] | 0.36069 | -204444265.879
LCP_Inputs_ON_Electric_IEA_2023_05_05 | 2046 | Biomass + CCS | Generation | Electricity | ON | Dispatch-Generation | FuelCost | 456060730.9091 | [6 empty] | 0.36069 | 164496195.2041
LCP_Inputs_ON_Electric_IEA_2023_05_05 | 2046 | Biomass + CCS | Generation | Electricity | ON | Dispatch-Generation | VOM | 3546136.7278 | [6 empty] | 0.36069 | 1279053.3363
LCP_Inputs_ON_Electric_IEA_2023_05_05 | 2046 | Biomass + CCS | Generation | Electricity | PJ | Dispatch-Generation | EmissionsCost | 0 | [6 empty] | 0.36069 | 0
LCP_Inputs_ON_Electric_IEA_2023_05_05 | 2046 | Biomass + CCS | Generation | Electricity | PJ | Dispatch-Generation | FuelCost | 0 | [6 empty] | 0.36069 | 0
LCP_Inputs_ON_Electric_IEA_2023_05_05 | 2046 | Biomass + CCS | Generation | Electricity | PJ | Dispatch-Generation | VOM | 0 | [6 empty] | 0.36069 | 0
LCP_Inputs_ON_Electric_IEA_2023_05_05 | 2046 | Biomass + CCS | Generation | Electricity | QC | Dispatch-Generation | EmissionsCost | 0 | [6 empty] | 0.36069 | 0
LCP_Inputs_ON_Electric_IEA_2023_05_05 | 2046 | Biomass + CCS | Generation | Electricity | QC | Dispatch-Generation | FuelCost | 0 | [6 empty] | 0.36069 | 0
LCP_Inputs_ON_Electric_IEA_2023_05_05 | 2046 | Biomass + CCS | Generation | Electricity | QC | Dispatch-Generation | VOM | 0 | [6 empty] | 0.36069 | 0
LCP_Inputs_ON_Electric_IEA_2023_05_05 | 2046 | Biomass + CCS | Generation | Electricity | WC | Dispatch-Generation | EmissionsCost | 0 | [6 empty] | 0.36069 | 0
LCP_Inputs_ON_Electric_IEA_2023_05_05 | 2046 | Biomass + CCS | Generation | Electricity | WC | Dispatch-Generation | FuelCost | 0 | [6 empty] | 0.36069 | 0
LCP_Inputs_ON_Electric_IEA_2023_05_05 | 2046 | Biomass + CCS | Generation | Electricity | WC | Dispatch-Generation | VOM | 0 | [6 empty] | 0.36069 | 0
LCP_Inputs_ON_Electric_IEA_2023_05_05 | 2046 | CH4 + CCS | Generation | Methane | MI | Dispatch-Generation | EmissionsCost | 0 | [6 empty] | 0.36069 | 0
LCP_Inputs_ON_Electric_IEA_2023_05_05 | 2046 | CH4 + CCS | Generation | Methane | MI | Dispatch-Generation | FuelCost | 0 | [6 empty] | 0.36069 | 0
LCP_Inputs_ON_Electric_IEA_2023_05_05 | 2046 | CH4 + CCS | Generation | Methane | MI | Dispatch-Generation | VOM | 0 | [6 empty] | 0.36069 | 0
LCP_Inputs_ON_Electric_IEA_2023_05_05 | 2046 | CH4 + CCS | Generation | Methane | NY | Dispatch-Generation | EmissionsCost | 0 | [6 empty] | 0.36069 | 0
LCP_Inputs_ON_Electric_IEA_2023_05_05 | 2046 | CH4 + CCS | Generation | Methane | NY | Dispatch-Generation | FuelCost | 0 | [6 empty] | 0.36069 | 0
LCP_Inputs_ON_Electric_IEA_2023_05_05 | 2046 | CH4 + CCS | Generation | Methane | NY | Dispatch-Generation | VOM | 0 | [6 empty] | 0.36069 | 0
LCP_Inputs_ON_Electric_IEA_2023_05_05 | 2046 | CH4 + CCS | Generation | Methane | ON | Dispatch-Generation | EmissionsCost | 84395478.3721 | [6 empty] | 0.36069 | 30440540.3573
LCP_Inputs_ON_Electric_IEA_2023_05_05 | 2046 | CH4 + CCS | Generation | Methane | ON | Dispatch-Generation | FuelCost | 271488076.3116 | [6 empty] | 0.36069 | 97922825.9962
LCP_Inputs_ON_Electric_IEA_2023_05_05 | 2046 | CH4 + CCS | Generation | Methane | ON | Dispatch-Generation | VOM | 25812098.3333 | [6 empty] | 0.36069 | 9310145.9483
LCP_Inputs_ON_Electric_IEA_2023_05_05 | 2046 | CH4 + CCS | Generation | Methane | PJ | Dispatch-Generation | EmissionsCost | 0 | [6 empty] | 0.36069 | 0
LCP_Inputs_ON_Electric_IEA_2023_05_05 | 2046 | CH4 + CCS | Generation | Methane | PJ | Dispatch-Generation | FuelCost | 0 | [6 empty] | 0.36069 | 0
LCP_Inputs_ON_Electric_IEA_2023_05_05 | 2046 | CH4 + CCS | Generation | Methane | PJ | Dispatch-Generation | VOM | 0 | [6 empty] | 0.36069 | 0
LCP_Inputs_ON_Electric_IEA_2023_05_05 | 2046 | CH4 + CCS | Generation | Methane | QC | Dispatch-Generation | EmissionsCost | 0 | [6 empty] | 0.36069 | 0
LCP_Inputs_ON_Electric_IEA_2023_05_05 | 2046 | CH4 + CCS | Generation | Methane | QC | Dispatch-Generation | FuelCost | 0 | [6 empty] | 0.36069 | 0
LCP_Inputs_ON_Electric_IEA_2023_05_05 | 2046 | CH4 + CCS | Generation | Methane | QC | Dispatch-Generation | VOM | 0 | [6 empty] | 0.36069 | 0
LCP_Inputs_ON_Electric_IEA_2023_05_05 | 2046 | CH4 + CCS | Generation | Methane | WC | Dispatch-Generation | EmissionsCost | 0 | [6 empty] | 0.36069 | 0
LCP_Inputs_ON_Electric_IEA_2023_05_05 | 2046 | CH4 + CCS | Generation | Methane | WC | Dispatch-Generation | FuelCost | 0 | [6 empty] | 0.36069 | 0
LCP_Inputs_ON_Electric_IEA_2023_05_05 | 2046 | CH4 + CCS | Generation | Methane | WC | Dispatch-Generation | VOM | 0 | [6 empty] | 0.36069 | 0
LCP_Inputs_ON_Electric_IEA_2023_05_05 | 2046 | CH4 Import - NY 2020 | Import | Methane | MI | Dispatch-Import | EmissionsCost | 0 | [6 empty] | 0.36069 | 0
LCP_Inputs_ON_Electric_IEA_2023_05_05 | 2046 | CH4 Import - NY 2020 | Import | Methane | MI | Dispatch-Import | FuelCost | 0 | [6 empty] | 0.36069 | 0
LCP_Inputs_ON_Electric_IEA_2023_05_05 | 2046 | CH4 Import - NY 2020 | Import | Methane | MI | Dispatch-Import | VOM | 0 | [6 empty] | 0.36069 | 0
LCP_Inputs_ON_Electric_IEA_2023_05_05 | 2046 | CH4 Import - NY 2020 | Import | Methane | NY | Dispatch-Import | EmissionsCost | 0 | [6 empty] | 0.36069 | 0
LCP_Inputs_ON_Electric_IEA_2023_05_05 | 2046 | CH4 Import - NY 2020 | Import | Methane | NY | Dispatch-Import | FuelCost | 0 | [6 empty] | 0.36069 | 0
LCP_Inputs_ON_Electric_IEA_2023_05_05 | 2046 | CH4 Import - NY 2020 | Import | Methane | NY | Dispatch-Import | VOM | 0 | [6 empty] | 0.36069 | 0
LCP_Inputs_ON_Electric_IEA_2023_05_05 | 2046 | CH4 Import - NY 2020 | Import | Methane | ON | Dispatch-Import | EmissionsCost | 0 | [6 empty] | 0.36069 | 0
LCP_Inputs_ON_Electric_IEA_2023_05_05 | 2046 | CH4 Import - NY 2020 | Import | Methane | ON | Dispatch-Import | FuelCost | 0 | [6 empty] | 0.36069 | 0
LCP_Inputs_ON_Electric_IEA_2023_05_05 | 2046 | CH4 Import - NY 2020 | Import | Methane | ON | Dispatch-Import | VOM | 0 | [6 empty] | 0.36069 | 0
LCP_Inputs_ON_Electric_IEA_2023_05_05 | 2046 | CH4 Import - NY 2020 | Import | Methane | PJ | Dispatch-Import | EmissionsCost | 0 | [6 empty] | 0.36069 | 0
LCP_Inputs_ON_Electric_IEA_2023_05_05 | 2046 | CH4 Import - NY 2020 | Import | Methane | PJ | Dispatch-Import | FuelCost | 0 | [6 empty] | 0.36069 | 0
LCP_Inputs_ON_Electric_IEA_2023_05_05 | 2046 | CH4 Import - NY 2020 | Import | Methane | PJ | Dispatch-Import | VOM | 0 | [6 empty] | 0.36069 | 0
LCP_Inputs_ON_Electric_IEA_2023_05_05 | 2046 | CH4 Import - NY 2020 | Import | Methane | QC | Dispatch-Import | EmissionsCost | 0 | [6 empty] | 0.36069 | 0
LCP_Inputs_ON_Electric_IEA_2023_05_05 | 2046 | CH4 Import - NY 2020 | Import | Methane | QC | Dispatch-Import | FuelCost | 0 | [6 empty] | 0.36069 | 0
LCP_Inputs_ON_Electric_IEA_2023_05_05 | 2046 | CH4 Import - NY 2020 | Import | Methane | QC | Dispatch-Import | VOM | 0 | [6 empty] | 0.36069 | 0
LCP_Inputs_ON_Electric_IEA_2023_05_05 | 2046 | CH4 Import - NY 2020 | Import | Methane | WC | Dispatch-Import | EmissionsCost | 0 | [6 empty] | 0.36069 | 0
LCP_Inputs_ON_Electric_IEA_2023_05_05 | 2046 | CH4 Import - NY 2020 | Import | Methane | WC | Dispatch-Import | FuelCost | 0 | [6 empty] | 0.36069 | 0
LCP_Inputs_ON_Electric_IEA_2023_05_05 | 2046 | CH4 Import - NY 2020 | Import | Methane | WC | Dispatch-Import | VOM | 0 | [6 empty] | 0.36069 | 0
LCP_Inputs_ON_Electric_IEA_2023_05_05 | 2046 | CH4 Import - NY 2030 | Import | Methane | MI | Dispatch-Import | EmissionsCost | 0 | [6 empty] | 0.36069 | 0
LCP_Inputs_ON_Electric_IEA_2023_05_05 | 2046 | CH4 Import - NY 2030 | Import | Methane | MI | Dispatch-Import | FuelCost | 0 | [6 empty] | 0.36069 | 0
LCP_Inputs_ON_Electric_IEA_2023_05_05 | 2046 | CH4 Import - NY 2030 | Import | Methane | MI | Dispatch-Import | VOM | 0 | [6 empty] | 0.36069 | 0
LCP_Inputs_ON_Electric_IEA_2023_05_05 | 2046 | CH4 Import - NY 2030 | Import | Methane | NY | Dispatch-Import | EmissionsCost | 0 | [6 empty] | 0.36069 | 0
LCP_Inputs_ON_Electric_IEA_2023_05_05 | 2046 | CH4 Import - NY 2030 | Import | Methane | NY | Dispatch-Import | FuelCost | 0 | [6 empty] | 0.36069 | 0
LCP_Inputs_ON_Electric_IEA_2023_05_05 | 2046 | CH4 Import - NY 2030 | Import | Methane | NY | Dispatch-Import | VOM | 0 | [6 empty] | 0.36069 | 0
LCP_Inputs_ON_Electric_IEA_2023_05_05 | 2046 | CH4 Import - NY 2030 | Import | Methane | ON | Dispatch-Import | EmissionsCost | 0 | [6 empty] | 0.36069 | 0
LCP_Inputs_ON_Electric_IEA_2023_05_05 | 2046 | CH4 Import - NY 2030 | Import | Methane | ON | Dispatch-Import | FuelCost | 0 | [6 empty] | 0.36069 | 0
LCP_Inputs_ON_Electric_IEA_2023_05_05 | 2046 | CH4 Import - NY 2030 | Import | Methane | ON | Dispatch-Import | VOM | 0 | [6 empty] | 0.36069 | 0
LCP_Inputs_ON_Electric_IEA_2023_05_05 | 2046 | CH4 Import - NY 2030 | Import | Methane | PJ | Dispatch-Import | EmissionsCost | 0 | [6 empty] | 0.36069 | 0
LCP_Inputs_ON_Electric_IEA_2023_05_05 | 2046 | CH4 Import - NY 2030 | Import | Methane | PJ | Dispatch-Import | FuelCost | 0 | [6 empty] | 0.36069 | 0
LCP_Inputs_ON_Electric_IEA_2023_05_05 | 2046 | CH4 Import - NY 2030 | Import | Methane | PJ | Dispatch-Import | VOM | 0 | [6 empty] | 0.36069 | 0
LCP_Inputs_ON_Electric_IEA_2023_05_05 | 2046 | CH4 Import - NY 2030 | Import | Methane | QC | Dispatch-Import | EmissionsCost | 0 | [6 empty] | 0.36069 | 0
LCP_Inputs_ON_Electric_IEA_2023_05_05 | 2046 | CH4 Import - NY 2030 | Import | Methane | QC | Dispatch-Import | FuelCost | 0 | [6 empty] | 0.36069 | 0
LCP_Inputs_ON_Electric_IEA_2023_05_05 | 2046 | CH4 Import - NY 2030 | Import | Methane | QC | Dispatch-Import | VOM | 0 | [6 empty] | 0.36069 | 0
LCP_Inputs_ON_Electric_IEA_2023_05_05 | 2046 | CH4 Import - NY 2030 | Import | Methane | WC | Dispatch-Import | EmissionsCost | 0 | [6 empty] | 0.36069 | 0
LCP_Inputs_ON_Electric_IEA_2023_05_05 | 2046 | CH4 Import - NY 2030 | Import | Methane | WC | Dispatch-Import | FuelCost | 0 | [6 empty] | 0.36069 | 0
LCP_Inputs_ON_Electric_IEA_2023_05_05 | 2046 | CH4 Import - NY 2030 | Import | Methane | WC | Dispatch-Import | VOM | 0 | [6 empty] | 0.36069 | 0
LCP_Inputs_ON_Electric_IEA_2023_05_05 | 2046 | CH4 Import - NY 2040 | Import | Methane | MI | Dispatch-Import | EmissionsCost | 0 | [6 empty] | 0.36069 | 0
LCP_Inputs_ON_Electric_IEA_2023_05_05 | 2046 | CH4 Import - NY 2040 | Import | Methane | MI | Dispatch-Import | FuelCost | 0 | [6 empty] | 0.36069 | 0
LCP_Inputs_ON_Electric_IEA_2023_05_05 | 2046 | CH4 Import - NY 2040 | Import | Methane | MI | Dispatch-Import | VOM | 0 | [6 empty] | 0.36069 | 0
LCP_Inputs_ON_Electric_IEA_2023_05_05 | 2046 | CH4 Import - NY 2040 | Import | Methane | NY | Dispatch-Import | EmissionsCost | 2422180073.5024 | [6 empty] | 0.36069 | 873654272.7457
LCP_Inputs_ON_Electric_IEA_2023_05_05 | 2046 | CH4 Import - NY 2040 | Import | Methane | NY | Dispatch-Import | FuelCost | 758346581.876 | [6 empty] | 0.36069 | 273527446.9169
LCP_Inputs_ON_Electric_IEA_2023_05_05 | 2046 | CH4 Import - NY 2040 | Import | Methane | NY | Dispatch-Import | VOM | 0 | [6 empty] | 0.36069 | 0
LCP_Inputs_ON_Electric_IEA_2023_05_05 | 2046 | CH4 Import - NY 2040 | Import | Methane | ON | Dispatch-Import | EmissionsCost | 0 | [6 empty] | 0.36069 | 0
LCP_Inputs_ON_Electric_IEA_2023_05_05 | 2046 | CH4 Import - NY 2040 | Import | Methane | ON | Dispatch-Import | FuelCost | 0 | [6 empty] | 0.36069 | 0
LCP_Inputs_ON_Electric_IEA_2023_05_05 | 2046 | CH4 Import - NY 2040 | Import | Methane | ON | Dispatch-Import | VOM | 0 | [6 empty] | 0.36069 | 0
LCP_Inputs_ON_Electric_IEA_2023_05_05 | 2046 | CH4 Import - NY 2040 | Import | Methane | PJ | Dispatch-Import | EmissionsCost | 0 | [6 empty] | 0.36069 | 0
LCP_Inputs_ON_Electric_IEA_2023_05_05 | 2046 | CH4 Import - NY 2040 | Import | Methane | PJ | Dispatch-Import | FuelCost | 0 | [6 empty] | 0.36069 | 0
LCP_Inputs_ON_Electric_IEA_2023_05_05 | 2046 | CH4 Import - NY 2040 | Import | Methane | PJ | Dispatch-Import | VOM | 0 | [6 empty] | 0.36069 | 0
LCP_Inputs_ON_Electric_IEA_2023_05_05 | 2046 | CH4 Import - NY 2040 | Import | Methane | QC | Dispatch-Import | EmissionsCost | 0 | [6 empty] | 0.36069 | 0
LCP_Inputs_ON_Electric_IEA_2023_05_05 | 2046 | CH4 Import - NY 2040 | Import | Methane | QC | Dispatch-Import | FuelCost | 0 | [6 empty] | 0.36069 | 0
LCP_Inputs_ON_Electric_IEA_2023_05_05 | 2046 | CH4 Import - NY 2040 | Import | Methane | QC | Dispatch-Import | VOM | 0 | [6 empty] | 0.36069 | 0
LCP_Inputs_ON_Electric_IEA_2023_05_05 | 2046 | CH4 Import - NY 2040 | Import | Methane | WC | Dispatch-Import | EmissionsCost | 0 | [6 empty] | 0.36069 | 0
LCP_Inputs_ON_Electric_IEA_2023_05_05 | 2046 | CH4 Import - NY 2040 | Import | Methane | WC | Dispatch-Import | FuelCost | 0 | [6 empty] | 0.36069 | 0
LCP_Inputs_ON_Electric_IEA_2023_05_05 | 2046 | CH4 Import - NY 2040 | Import | Methane | WC | Dispatch-Import | VOM | 0 | [6 empty] | 0.36069 | 0
LCP_Inputs_ON_Electric_IEA_2023_05_05 | 2046 | CH4 Import - NY 2050 | Import | Methane | MI | Dispatch-Import | EmissionsCost | 0 | [6 empty] | 0.36069 | 0
LCP_Inputs_ON_Electric_IEA_2023_05_05 | 2046 | CH4 Import - NY 2050 | Import | Methane | MI | Dispatch-Import | FuelCost | 0 | [6 empty] | 0.36069 | 0
LCP_Inputs_ON_Electric_IEA_2023_05_05 | 2046 | CH4 Import - NY 2050 | Import | Methane | MI | Dispatch-Import | VOM | 0 | [6 empty] | 0.36069 | 0
LCP_Inputs_ON_Electric_IEA_2023_05_05 | 2046 | CH4 Import - NY 2050 | Import | Methane | NY | Dispatch-Import | EmissionsCost | 0 | [6 empty] | 0.36069 | 0
LCP_Inputs_ON_Electric_IEA_2023_05_05 | 2046 | CH4 Import - NY 2050 | Import | Methane | NY | Dispatch-Import | FuelCost | 0 | [6 empty] | 0.36069 | 0
LCP_Inputs_ON_Electric_IEA_2023_05_05 | 2046 | CH4 Import - NY 2050 | Import | Methane | NY | Dispatch-Import | VOM | 0 | [6 empty] | 0.36069 | 0
LCP_Inputs_ON_Electric_IEA_2023_05_05 | 2046 | CH4 Import - NY 2050 | Import | Methane | ON | Dispatch-Import | EmissionsCost | 0 | [6 empty] | 0.36069 | 0
LCP_Inputs_ON_Electric_IEA_2023_05_05 | 2046 | CH4 Import - NY 2050 | Import | Methane | ON | Dispatch-Import | FuelCost | 0 | [6 empty] | 0.36069 | 0
LCP_Inputs_ON_Electric_IEA_2023_05_05 | 2046 | CH4 Import - NY 2050 | Import | Methane | ON | Dispatch-Import | VOM | 0 | [6 empty] | 0.36069 | 0
LCP_Inputs_ON_Electric_IEA_2023_05_05 | 2046 | CH4 Import - NY 2050 | Import | Methane | PJ | Dispatch-Import | EmissionsCost | 0 | [6 empty] | 0.36069 | 0
LCP_Inputs_ON_Electric_IEA_2023_05_05 | 2046 | CH4 Import - NY 2050 | Import | Methane | PJ | Dispatch-Import | FuelCost | 0 | [6 empty] | 0.36069 | 0
LCP_Inputs_ON_Electric_IEA_2023_05_05 | 2046 | CH4 Import - NY 2050 | Import | Methane | PJ | Dispatch-Import | VOM | 0 | [6 empty] | 0.36069 | 0
LCP_Inputs_ON_Electric_IEA_2023_05_05 | 2046 | CH4 Import - NY 2050 | Import | Methane | QC | Dispatch-Import | EmissionsCost | 0 | [6 empty] | 0.36069 | 0
LCP_Inputs_ON_Electric_IEA_2023_05_05 | 2046 | CH4 Import - NY 2050 | Import | Methane | QC | Dispatch-Import | FuelCost | 0 | [6 empty] | 0.36069 | 0
LCP_Inputs_ON_Electric_IEA_2023_05_05 | 2046 | CH4 Import - NY 2050 | Import | Methane | QC | Dispatch-Import | VOM | 0 | [6 empty] | 0.36069 | 0
LCP_Inputs_ON_Electric_IEA_2023_05_05 | 2046 | CH4 Import - NY 2050 | Import | Methane | WC | Dispatch-Import | EmissionsCost | 0 | [6 empty] | 0.36069 | 0
LCP_Inputs_ON_Electric_IEA_2023_05_05 | 2046 | CH4 Import - NY 2050 | Import | Methane | WC | Dispatch-Import | FuelCost | 0 | [6 empty] | 0.36069 | 0
LCP_Inputs_ON_Electric_IEA_2023_05_05 | 2046 | CH4 Import - NY 2050 | Import | Methane | WC | Dispatch-Import | VOM | 0 | [6 empty] | 0.36069 | 0
LCP_Inputs_ON_Electric_IEA_2023_05_05 | 2046 | CH4 Import - WC 2020 | Import | Methane | MI | Dispatch-Import | EmissionsCost | 0 | [6 empty] | 0.36069 | 0
LCP_Inputs_ON_Electric_IEA_2023_05_05 | 2046 | CH4 Import - WC 2020 | Import | Methane | MI | Dispatch-Import | FuelCost | 0 | [6 empty] | 0.36069 | 0
LCP_Inputs_ON_Electric_IEA_2023_05_05 | 2046 | CH4 Import - WC 2020 | Import | Methane | MI | Dispatch-Import | VOM | 0 | [6 empty] | 0.36069 | 0
LCP_Inputs_ON_Electric_IEA_2023_05_05 | 2046 | CH4 Import - WC 2020 | Import | Methane | NY | Dispatch-Import | EmissionsCost | 0 | [6 empty] | 0.36069 | 0
LCP_Inputs_ON_Electric_IEA_2023_05_05 | 2046 | CH4 Import - WC 2020 | Import | Methane | NY | Dispatch-Import | FuelCost | 0 | [6 empty] | 0.36069 | 0
LCP_Inputs_ON_Electric_IEA_2023_05_05 | 2046 | CH4 Import - WC 2020 | Import | Methane | NY | Dispatch-Import | VOM | 0 | [6 empty] | 0.36069 | 0
LCP_Inputs_ON_Electric_IEA_2023_05_05 | 2046 | CH4 Import - WC 2020 | Import | Methane | ON | Dispatch-Import | EmissionsCost | 0 | [6 empty] | 0.36069 | 0
LCP_Inputs_ON_Electric_IEA_2023_05_05 | 2046 | CH4 Import - WC 2020 | Import | Methane | ON | Dispatch-Import | FuelCost | 0 | [6 empty] | 0.36069 | 0
LCP_Inputs_ON_Electric_IEA_2023_05_05 | 2046 | CH4 Import - WC 2020 | Import | Methane | ON | Dispatch-Import | VOM | 0 | [6 empty] | 0.36069 | 0
LCP_Inputs_ON_Electric_IEA_2023_05_05 | 2046 | CH4 Import - WC 2020 | Import | Methane | PJ | Dispatch-Import | EmissionsCost | 0 | [6 empty] | 0.36069 | 0
LCP_Inputs_ON_Electric_IEA_2023_05_05 | 2046 | CH4 Import - WC 2020 | Import | Methane | PJ | Dispatch-Import | FuelCost | 0 | [6 empty] | 0.36069 | 0
LCP_Inputs_ON_Electric_IEA_2023_05_05 | 2046 | CH4 Import - WC 2020 | Import | Methane | PJ | Dispatch-Import | VOM | 0 | [6 empty] | 0.36069 | 0
LCP_Inputs_ON_Electric_IEA_2023_05_05 | 2046 | CH4 Import - WC 2020 | Import | Methane | QC | Dispatch-Import | EmissionsCost | 0 | [6 empty] | 0.36069 | 0
LCP_Inputs_ON_Electric_IEA_2023_05_05 | 2046 | CH4 Import - WC 2020 | Import | Methane | QC | Dispatch-Import | FuelCost | 0 | [6 empty] | 0.36069 | 0
LCP_Inputs_ON_Electric_IEA_2023_05_05 | 2046 | CH4 Import - WC 2020 | Import | Methane | QC | Dispatch-Import | VOM | 0 | [6 empty] | 0.36069 | 0
LCP_Inputs_ON_Electric_IEA_2023_05_05 | 2046 | CH4 Import - WC 2020 | Import | Methane | WC | Dispatch-Import | EmissionsCost | 0 | [6 empty] | 0.36069 | 0
LCP_Inputs_ON_Electric_IEA_2023_05_05 | 2046 | CH4 Import - WC 2020 | Import | Methane | WC | Dispatch-Import | FuelCost | 0 | [6 empty] | 0.36069 | 0
LCP_Inputs_ON_Electric_IEA_2023_05_05 | 2046 | CH4 Import - WC 2020 | Import | Methane | WC | Dispatch-Import | VOM | 0 | [6 empty] | 0.36069 | 0
LCP_Inputs_ON_Electric_IEA_2023_05_05 | 2046 | CH4 Import - WC 2030 | Import | Methane | MI | Dispatch-Import | EmissionsCost | 0 | [6 empty] | 0.36069 | 0
LCP_Inputs_ON_Electric_IEA_2023_05_05 | 2046 | CH4 Import - WC 2030 | Import | Methane | MI | Dispatch-Import | FuelCost | 0 | [6 empty] | 0.36069 | 0
LCP_Inputs_ON_Electric_IEA_2023_05_05 | 2046 | CH4 Import - WC 2030 | Import | Methane | MI | Dispatch-Import | VOM | 0 | [6 empty] | 0.36069 | 0
LCP_Inputs_ON_Electric_IEA_2023_05_05 | 2046 | CH4 Import - WC 2030 | Import | Methane | NY | Dispatch-Import | EmissionsCost | 0 | [6 empty] | 0.36069 | 0
LCP_Inputs_ON_Electric_IEA_2023_05_05 | 2046 | CH4 Import - WC 2030 | Import | Methane | NY | Dispatch-Import | FuelCost | 0 | [6 empty] | 0.36069 | 0
LCP_Inputs_ON_Electric_IEA_2023_05_05 | 2046 | CH4 Import - WC 2030 | Import | Methane | NY | Dispatch-Import | VOM | 0 | [6 empty] | 0.36069 | 0
LCP_Inputs_ON_Electric_IEA_2023_05_05 | 2046 | CH4 Import - WC 2030 | Import | Methane | ON | Dispatch-Import | EmissionsCost | 0 | [6 empty] | 0.36069 | 0
LCP_Inputs_ON_Electric_IEA_2023_05_05 | 2046 | CH4 Import - WC 2030 | Import | Methane | ON | Dispatch-Import | FuelCost | 0 | [6 empty] | 0.36069 | 0
LCP_Inputs_ON_Electric_IEA_2023_05_05 | 2046 | CH4 Import - WC 2030 | Import | Methane | ON | Dispatch-Import | VOM | 0 | [6 empty] | 0.36069 | 0
LCP_Inputs_ON_Electric_IEA_2023_05_05 | 2046 | CH4 Import - WC 2030 | Import | Methane | PJ | Dispatch-Import | EmissionsCost | 0 | [6 empty] | 0.36069 | 0
LCP_Inputs_ON_Electric_IEA_2023_05_05 | 2046 | CH4 Import - WC 2030 | Import | Methane | PJ | Dispatch-Import | FuelCost | 0 | [6 empty] | 0.36069 | 0
LCP_Inputs_ON_Electric_IEA_2023_05_05 | 2046 | CH4 Import - WC 2030 | Import | Methane | PJ | Dispatch-Import | VOM | 0 | [6 empty] | 0.36069 | 0
LCP_Inputs_ON_Electric_IEA_2023_05_05 | 2046 | CH4 Import - WC 2030 | Import | Methane | QC | Dispatch-Import | EmissionsCost | 0 | [6 empty] | 0.36069 | 0
LCP_Inputs_ON_Electric_IEA_2023_05_05 | 2046 | CH4 Import - WC 2030 | Import | Methane | QC | Dispatch-Import | FuelCost | 0 | [6 empty] | 0.36069 | 0
LCP_Inputs_ON_Electric_IEA_2023_05_05 | 2046 | CH4 Import - WC 2030 | Import | Methane | QC | Dispatch-Import | VOM | 0 | [6 empty] | 0.36069 | 0
LCP_Inputs_ON_Electric_IEA_2023_05_05 | 2046 | CH4 Import - WC 2030 | Import | Methane | WC | Dispatch-Import | EmissionsCost | 0 | [6 empty] | 0.36069 | 0
LCP_Inputs_ON_Electric_IEA_2023_05_05 | 2046 | CH4 Import - WC 2030 | Import | Methane | WC | Dispatch-Import | FuelCost | 0 | [6 empty] | 0.36069 | 0
LCP_Inputs_ON_Electric_IEA_2023_05_05 | 2046 | CH4 Import - WC 2030 | Import | Methane | WC | Dispatch-Import | VOM | 0 | [6 empty] | 0.36069 | 0
LCP_Inputs_ON_Electric_IEA_2023_05_05 | 2046 | CH4 Import - WC 2040 | Import | Methane | MI | Dispatch-Import | EmissionsCost | 0 | [6 empty] | 0.36069 | 0
LCP_Inputs_ON_Electric_IEA_2023_05_05 | 2046 | CH4 Import - WC 2040 | Import | Methane | MI | Dispatch-Import | FuelCost | 0 | [6 empty] | 0.36069 | 0
LCP_Inputs_ON_Electric_IEA_2023_05_05 | 2046 | CH4 Import - WC 2040 | Import | Methane | MI | Dispatch-Import | VOM | 0 | [6 empty] | 0.36069 | 0
LCP_Inputs_ON_Electric_IEA_2023_05_05 | 2046 | CH4 Import - WC 2040 | Import | Methane | NY | Dispatch-Import | EmissionsCost | 0 | [6 empty] | 0.36069 | 0
LCP_Inputs_ON_Electric_IEA_2023_05_05 | 2046 | CH4 Import - WC 2040 | Import | Methane | NY | Dispatch-Import | FuelCost | 0 | [6 empty] | 0.36069 | 0
LCP_Inputs_ON_Electric_IEA_2023_05_05 | 2046 | CH4 Import - WC 2040 | Import | Methane | NY | Dispatch-Import | VOM | 0 | [6 empty] | 0.36069 | 0
LCP_Inputs_ON_Electric_IEA_2023_05_05 | 2046 | CH4 Import - WC 2040 | Import | Methane | ON | Dispatch-Import | EmissionsCost | 0 | [6 empty] | 0.36069 | 0
LCP_Inputs_ON_Electric_IEA_2023_05_05 | 2046 | CH4 Import - WC 2040 | Import | Methane | ON | Dispatch-Import | FuelCost | 0 | [6 empty] | 0.36069 | 0
LCP_Inputs_ON_Electric_IEA_2023_05_05 | 2046 | CH4 Import - WC 2040 | Import | Methane | ON | Dispatch-Import | VOM | 0 | [6 empty] | 0.36069 | 0
LCP_Inputs_ON_Electric_IEA_2023_05_05 | 2046 | CH4 Import - WC 2040 | Import | Methane | PJ | Dispatch-Import | EmissionsCost | 0 | [6 empty] | 0.36069 | 0
LCP_Inputs_ON_Electric_IEA_2023_05_05 | 2046 | CH4 Import - WC 2040 | Import | Methane | PJ | Dispatch-Import | FuelCost | 0 | [6 empty] | 0.36069 | 0
LCP_Inputs_ON_Electric_IEA_2023_05_05 | 2046 | CH4 Import - WC 2040 | Import | Methane | PJ | Dispatch-Import | VOM | 0 | [6 empty] | 0.36069 | 0
LCP_Inputs_ON_Electric_IEA_2023_05_05 | 2046 | CH4 Import - WC 2040 | Import | Methane | QC | Dispatch-Import | EmissionsCost | 0 | [6 empty] | 0.36069 | 0
LCP_Inputs_ON_Electric_IEA_2023_05_05 | 2046 | CH4 Import - WC 2040 | Import | Methane | QC | Dispatch-Import | FuelCost | 0 | [6 empty] | 0.36069 | 0
LCP_Inputs_ON_Electric_IEA_2023_05_05 | 2046 | CH4 Import - WC 2040 | Import | Methane | QC | Dispatch-Import | VOM | 0 | [6 empty] | 0.36069 | 0
LCP_Inputs_ON_Electric_IEA_2023_05_05 | 2046 | CH4 Import - WC 2040 | Import | Methane | WC | Dispatch-Import | EmissionsCost | 2104525662.7863 | [6 empty] | 0.36069 | 759079747.0056
LCP_Inputs_ON_Electric_IEA_2023_05_05 | 2046 | CH4 Import - WC 2040 | Import | Methane | WC | Dispatch-Import | FuelCost | 658893969.2401 | [6 empty] | 0.36069 | 237655960.3517
LCP_Inputs_ON_Electric_IEA_2023_05_05 | 2046 | CH4 Import - WC 2040 | Import | Methane | WC | Dispatch-Import | VOM | 0 | [6 empty] | 0.36069 | 0
LCP_Inputs_ON_Electric_IEA_2023_05_05 | 2046 | CH4 Import - WC 2050 | Import | Methane | MI | Dispatch-Import | EmissionsCost | 0 | [6 empty] | 0.36069 | 0
LCP_Inputs_ON_Electric_IEA_2023_05_05 | 2046 | CH4 Import - WC 2050 | Import | Methane | MI | Dispatch-Import | FuelCost | 0 | [6 empty] | 0.36069 | 0
LCP_Inputs_ON_Electric_IEA_2023_05_05 | 2046 | CH4 Import - WC 2050 | Import | Methane | MI | Dispatch-Import | VOM | 0 | [6 empty] | 0.36069 | 0
LCP_Inputs_ON_Electric_IEA_2023_05_05 | 2046 | CH4 Import - WC 2050 | Import | Methane | NY | Dispatch-Import | EmissionsCost | 0 | [6 empty] | 0.36069 | 0
LCP_Inputs_ON_Electric_IEA_2023_05_05 | 2046 | CH4 Import - WC 2050 | Import | Methane | NY | Dispatch-Import | FuelCost | 0 | [6 empty] | 0.36069 | 0
LCP_Inputs_ON_Electric_IEA_2023_05_05 | 2046 | CH4 Import - WC 2050 | Import | Methane | NY | Dispatch-Import | VOM | 0 | [6 empty] | 0.36069 | 0
LCP_Inputs_ON_Electric_IEA_2023_05_05 | 2046 | CH4 Import - WC 2050 | Import | Methane | ON | Dispatch-Import | EmissionsCost | 0 | [6 empty] | 0.36069 | 0
LCP_Inputs_ON_Electric_IEA_2023_05_05 | 2046 | CH4 Import - WC 2050 | Import | Methane | ON | Dispatch-Import | FuelCost | 0 | [6 empty] | 0.36069 | 0
LCP_Inputs_ON_Electric_IEA_2023_05_05 | 2046 | CH4 Import - WC 2050 | Import | Methane | ON | Dispatch-Import | VOM | 0 | [6 empty] | 0.36069 | 0
LCP_Inputs_ON_Electric_IEA_2023_05_05 | 2046 | CH4 Import - WC 2050 | Import | Methane | PJ | Dispatch-Import | EmissionsCost | 0 | [6 empty] | 0.36069 | 0
LCP_Inputs_ON_Electric_IEA_2023_05_05 | 2046 | CH4 Import - WC 2050 | Import | Methane | PJ | Dispatch-Import | FuelCost | 0 | [6 empty] | 0.36069 | 0
LCP_Inputs_ON_Electric_IEA_2023_05_05 | 2046 | CH4 Import - WC 2050 | Import | Methane | PJ | Dispatch-Import | VOM | 0 | [6 empty] | 0.36069 | 0
LCP_Inputs_ON_Electric_IEA_2023_05_05 | 2046 | CH4 Import - WC 2050 | Import | Methane | QC | Dispatch-Import | EmissionsCost | 0 | [6 empty] | 0.36069 | 0
LCP_Inputs_ON_Electric_IEA_2023_05_05 | 2046 | CH4 Import - WC 2050 | Import | Methane | QC | Dispatch-Import | FuelCost | 0 | [6 empty] | 0.36069 | 0
LCP_Inputs_ON_Electric_IEA_2023_05_05 | 2046 | CH4 Import - WC 2050 | Import | Methane | QC | Dispatch-Import | VOM | 0 | [6 empty] | 0.36069 | 0
LCP_Inputs_ON_Electric_IEA_2023_05_05 | 2046 | CH4 Import - WC 2050 | Import | Methane | WC | Dispatch-Import | EmissionsCost | 0 | [6 empty] | 0.36069 | 0
LCP_Inputs_ON_Electric_IEA_2023_05_05 | 2046 | CH4 Import - WC 2050 | Import | Methane | WC | Dispatch-Import | FuelCost | 0 | [6 empty] | 0.36069 | 0
LCP_Inputs_ON_Electric_IEA_2023_05_05 | 2046 | CH4 Import - WC 2050 | Import | Methane | WC | Dispatch-Import | VOM | 0 | [6 empty] | 0.36069 | 0
LCP_Inputs_ON_Electric_IEA_2023_05_05 | 2046 | CH4 Salt Cavern Storage - ON | Storage | Methane | MI | Dispatch-Storage | EmissionsCost | 0 | [6 empty] | 0.36069 | 0
LCP_Inputs_ON_Electric_IEA_2023_05_05 | 2046 | CH4 Salt Cavern Storage - ON | Storage | Methane | MI | Dispatch-Storage | FuelCost | 0 | [6 empty] | 0.36069 | 0
LCP_Inputs_ON_Electric_IEA_2023_05_05 | 2046 | CH4 Salt Cavern Storage - ON | Storage | Methane | MI | Dispatch-Storage | VOM | 0 | [6 empty] | 0.36069 | 0
LCP_Inputs_ON_Electric_IEA_2023_05_05 | 2046 | CH4 Salt Cavern Storage - ON | Storage | Methane | NY | Dispatch-Storage | EmissionsCost | 0 | [6 empty] | 0.36069 | 0
LCP_Inputs_ON_Electric_IEA_2023_05_05 | 2046 | CH4 Salt Cavern Storage - ON | Storage | Methane | NY | Dispatch-Storage | FuelCost | 0 | [6 empty] | 0.36069 | 0
LCP_Inputs_ON_Electric_IEA_2023_05_05 | 2046 | CH4 Salt Cavern Storage - ON | Storage | Methane | NY | Dispatch-Storage | VOM | 0 | [6 empty] | 0.36069 | 0
LCP_Inputs_ON_Electric_IEA_2023_05_05 | 2046 | CH4 Salt Cavern Storage - ON | Storage | Methane | ON | Dispatch-Storage | EmissionsCost | 0 | [6 empty] | 0.36069 | 0
LCP_Inputs_ON_Electric_IEA_2023_05_05 | 2046 | CH4 Salt Cavern Storage - ON | Storage | Methane | ON | Dispatch-Storage | FuelCost | 0 | [6 empty] | 0.36069 | 0
LCP_Inputs_ON_Electric_IEA_2023_05_05 | 2046 | CH4 Salt Cavern Storage - ON | Storage | Methane | ON | Dispatch-Storage | VOM | 0 | [6 empty] | 0.36069 | 0
LCP_Inputs_ON_Electric_IEA_2023_05_05 | 2046 | CH4 Salt Cavern Storage - ON | Storage | Methane | PJ | Dispatch-Storage | EmissionsCost | 0 | [6 empty] | 0.36069 | 0
LCP_Inputs_ON_Electric_IEA_2023_05_05 | 2046 | CH4 Salt Cavern Storage - ON | Storage | Methane | PJ | Dispatch-Storage | FuelCost | 0 | [6 empty] | 0.36069 | 0
LCP_Inputs_ON_Electric_IEA_2023_05_05 | 2046 | CH4 Salt Cavern Storage - ON | Storage | Methane | PJ | Dispatch-Storage | VOM | 0 | [6 empty] | 0.36069 | 0
LCP_Inputs_ON_Electric_IEA_2023_05_05 | 2046 | CH4 Salt Cavern Storage - ON | Storage | Methane | QC | Dispatch-Storage | EmissionsCost | 0 | [6 empty] | 0.36069 | 0
LCP_Inputs_ON_Electric_IEA_2023_05_05 | 2046 | CH4 Salt Cavern Storage - ON | Storage | Methane | QC | Dispatch-Storage | FuelCost | 0 | [6 empty] | 0.36069 | 0
LCP_Inputs_ON_Electric_IEA_2023_05_05 | 2046 | CH4 Salt Cavern Storage - ON | Storage | Methane | QC | Dispatch-Storage | VOM | 0 | [6 empty] | 0.36069 | 0
LCP_Inputs_ON_Electric_IEA_2023_05_05 | 2046 | CH4 Salt Cavern Storage - ON | Storage | Methane | WC | Dispatch-Storage | EmissionsCost | 0 | [6 empty] | 0.36069 | 0
LCP_Inputs_ON_Electric_IEA_2023_05_05 | 2046 | CH4 Salt Cavern Storage - ON | Storage | Methane | WC | Dispatch-Storage | FuelCost | 0 | [6 empty] | 0.36069 | 0
LCP_Inputs_ON_Electric_IEA_2023_05_05 | 2046 | CH4 Salt Cavern Storage - ON | Storage | Methane | WC | Dispatch-Storage | VOM | 0 | [6 empty] | 0.36069 | 0
LCP_Inputs_ON_Electric_IEA_2023_05_05 | 2046 | Electrolyser 2020/2030 | Crossload | Hydrogen | MI | Dispatch-Crossload | EmissionsCost | 0 | [6 empty] | 0.36069 | 0
LCP_Inputs_ON_Electric_IEA_2023_05_05 | 2046 | Electrolyser 2020/2030 | Crossload | Hydrogen | MI | Dispatch-Crossload | FuelCost | 0 | [6 empty] | 0.36069 | 0
LCP_Inputs_ON_Electric_IEA_2023_05_05 | 2046 | Electrolyser 2020/2030 | Crossload | Hydrogen | MI | Dispatch-Crossload | VOM | 0 | [6 empty] | 0.36069 | 0
LCP_Inputs_ON_Electric_IEA_2023_05_05 | 2046 | Electrolyser 2020/2030 | Crossload | Hydrogen | NY | Dispatch-Crossload | EmissionsCost | 0 | [6 empty] | 0.36069 | 0
LCP_Inputs_ON_Electric_IEA_2023_05_05 | 2046 | Electrolyser 2020/2030 | Crossload | Hydrogen | NY | Dispatch-Crossload | FuelCost | 0 | [6 empty] | 0.36069 | 0
LCP_Inputs_ON_Electric_IEA_2023_05_05 | 2046 | Electrolyser 2020/2030 | Crossload | Hydrogen | NY | Dispatch-Crossload | VOM | 0 | [6 empty] | 0.36069 | 0
LCP_Inputs_ON_Electric_IEA_2023_05_05 | 2046 | Electrolyser 2020/2030 | Crossload | Hydrogen | ON | Dispatch-Crossload | EmissionsCost | 0 | [6 empty] | 0.36069 | 0
LCP_Inputs_ON_Electric_IEA_2023_05_05 | 2046 | Electrolyser 2020/2030 | Crossload | Hydrogen | ON | Dispatch-Crossload | FuelCost | 0 | [6 empty] | 0.36069 | 0
LCP_Inputs_ON_Electric_IEA_2023_05_05 | 2046 | Electrolyser 2020/2030 | Crossload | Hydrogen | ON | Dispatch-Crossload | VOM | 0 | [6 empty] | 0.36069 | 0
LCP_Inputs_ON_Electric_IEA_2023_05_05 | 2046 | Electrolyser 2020/2030 | Crossload | Hydrogen | PJ | Dispatch-Crossload | EmissionsCost | 0 | [6 empty] | 0.36069 | 0
LCP_Inputs_ON_Electric_IEA_2023_05_05 | 2046 | Electrolyser 2020/2030 | Crossload | Hydrogen | PJ | Dispatch-Crossload | FuelCost | 0 | [6 empty] | 0.36069 | 0
LCP_Inputs_ON_Electric_IEA_2023_05_05 | 2046 | Electrolyser 2020/2030 | Crossload | Hydrogen | PJ | Dispatch-Crossload | VOM | 0 | [6 empty] | 0.36069 | 0
LCP_Inputs_ON_Electric_IEA_2023_05_05 | 2046 | Electrolyser 2020/2030 | Crossload | Hydrogen | QC | Dispatch-Crossload | EmissionsCost | 0 | [6 empty] | 0.36069 | 0
LCP_Inputs_ON_Electric_IEA_2023_05_05 | 2046 | Electrolyser 2020/2030 | Crossload | Hydrogen | QC | Dispatch-Crossload | FuelCost | 0 | [6 empty] | 0.36069 | 0
LCP_Inputs_ON_Electric_IEA_2023_05_05 | 2046 | Electrolyser 2020/2030 | Crossload | Hydrogen | QC | Dispatch-Crossload | VOM | 0 | [6 empty] | 0.36069 | 0
LCP_Inputs_ON_Electric_IEA_2023_05_05 | 2046 | Electrolyser 2020/2030 | Crossload | Hydrogen | WC | Dispatch-Crossload | EmissionsCost | 0 | [6 empty] | 0.36069 | 0
LCP_Inputs_ON_Electric_IEA_2023_05_05 | 2046 | Electrolyser 2020/2030 | Crossload | Hydrogen | WC | Dispatch-Crossload | FuelCost | 0 | [6 empty] | 0.36069 | 0
LCP_Inputs_ON_Electric_IEA_2023_05_05 | 2046 | Electrolyser 2020/2030 | Crossload | Hydrogen | WC | Dispatch-Crossload | VOM | 0 | [6 empty] | 0.36069 | 0
LCP_Inputs_ON_Electric_IEA_2023_05_05 | 2046 | Electrolyser 2040 | Crossload | Hydrogen | MI | Dispatch-Crossload | EmissionsCost | 0 | [6 empty] | 0.36069 | 0
LCP_Inputs_ON_Electric_IEA_2023_05_05 | 2046 | Electrolyser 2040 | Crossload | Hydrogen | MI | Dispatch-Crossload | FuelCost | 0 | [6 empty] | 0.36069 | 0
LCP_Inputs_ON_Electric_IEA_2023_05_05 | 2046 | Electrolyser 2040 | Crossload | Hydrogen | MI | Dispatch-Crossload | VOM | 0 | [6 empty] | 0.36069 | 0
LCP_Inputs_ON_Electric_IEA_2023_05_05 | 2046 | Electrolyser 2040 | Crossload | Hydrogen | NY | Dispatch-Crossload | EmissionsCost | 0 | [6 empty] | 0.36069 | 0
LCP_Inputs_ON_Electric_IEA_2023_05_05 | 2046 | Electrolyser 2040 | Crossload | Hydrogen | NY | Dispatch-Crossload | FuelCost | 0 | [6 empty] | 0.36069 | 0
LCP_Inputs_ON_Electric_IEA_2023_05_05 | 2046 | Electrolyser 2040 | Crossload | Hydrogen | NY | Dispatch-Crossload | VOM | 0 | [6 empty] | 0.36069 | 0
LCP_Inputs_ON_Electric_IEA_2023_05_05 | 2046 | Electrolyser 2040 | Crossload | Hydrogen | ON | Dispatch-Crossload | EmissionsCost | 0 | [6 empty] | 0.36069 | 0
LCP_Inputs_ON_Electric_IEA_2023_05_05 | 2046 | Electrolyser 2040 | Crossload | Hydrogen | ON | Dispatch-Crossload | FuelCost | 0 | [6 empty] | 0.36069 | 0
LCP_Inputs_ON_Electric_IEA_2023_05_05 | 2046 | Electrolyser 2040 | Crossload | Hydrogen | ON | Dispatch-Crossload | VOM | 0 | [6 empty] | 0.36069 | 0
LCP_Inputs_ON_Electric_IEA_2023_05_05 | 2046 | Electrolyser 2040 | Crossload | Hydrogen | PJ | Dispatch-Crossload | EmissionsCost | 0 | [6 empty] | 0.36069 | 0
LCP_Inputs_ON_Electric_IEA_2023_05_05 | 2046 | Electrolyser 2040 | Crossload | Hydrogen | PJ | Dispatch-Crossload | FuelCost | 0 | [6 empty] | 0.36069 | 0
LCP_Inputs_ON_Electric_IEA_2023_05_05 | 2046 | Electrolyser 2040 | Crossload | Hydrogen | PJ | Dispatch-Crossload | VOM | 0 | [6 empty] | 0.36069 | 0
LCP_Inputs_ON_Electric_IEA_2023_05_05 | 2046 | Electrolyser 2040 | Crossload | Hydrogen | QC | Dispatch-Crossload | EmissionsCost | 0 | [6 empty] | 0.36069 | 0
LCP_Inputs_ON_Electric_IEA_2023_05_05 | 2046 | Electrolyser 2040 | Crossload | Hydrogen | QC | Dispatch-Crossload | FuelCost | 0 | [6 empty] | 0.36069 | 0
LCP_Inputs_ON_Electric_IEA_2023_05_05 | 2046 | Electrolyser 2040 | Crossload | Hydrogen | QC | Dispatch-Crossload | VOM | 0 | [6 empty] | 0.36069 | 0
LCP_Inputs_ON_Electric_IEA_2023_05_05 | 2046 | Electrolyser 2040 | Crossload | Hydrogen | WC | Dispatch-Crossload | EmissionsCost | 0 | [6 empty] | 0.36069 | 0
LCP_Inputs_ON_Electric_IEA_2023_05_05 | 2046 | Electrolyser 2040 | Crossload | Hydrogen | WC | Dispatch-Crossload | FuelCost | 0 | [6 empty] | 0.36069 | 0
LCP_Inputs_ON_Electric_IEA_2023_05_05 | 2046 | Electrolyser 2040 | Crossload | Hydrogen | WC | Dispatch-Crossload | VOM | 0 | [6 empty] | 0.36069 | 0
LCP_Inputs_ON_Electric_IEA_2023_05_05 | 2046 | Electrolyser 2050 | Crossload | Hydrogen | MI | Dispatch-Crossload | EmissionsCost | 0 | [6 empty] | 0.36069 | 0
LCP_Inputs_ON_Electric_IEA_2023_05_05 | 2046 | Electrolyser 2050 | Crossload | Hydrogen | MI | Dispatch-Crossload | FuelCost | 0 | [6 empty] | 0.36069 | 0
LCP_Inputs_ON_Electric_IEA_2023_05_05 | 2046 | Electrolyser 2050 | Crossload | Hydrogen | MI | Dispatch-Crossload | VOM | 0 | [6 empty] | 0.36069 | 0
LCP_Inputs_ON_Electric_IEA_2023_05_05 | 2046 | Electrolyser 2050 | Crossload | Hydrogen | NY | Dispatch-Crossload | EmissionsCost | 0 | [6 empty] | 0.36069 | 0
LCP_Inputs_ON_Electric_IEA_2023_05_05 | 2046 | Electrolyser 2050 | Crossload | Hydrogen | NY | Dispatch-Crossload | FuelCost | 0 | [6 empty] | 0.36069 | 0
LCP_Inputs_ON_Electric_IEA_2023_05_05 | 2046 | Electrolyser 2050 | Crossload | Hydrogen | NY | Dispatch-Crossload | VOM | 0 | [6 empty] | 0.36069 | 0
LCP_Inputs_ON_Electric_IEA_2023_05_05 | 2046 | Electrolyser 2050 | Crossload | Hydrogen | ON | Dispatch-Crossload | EmissionsCost | 0 | [6 empty] | 0.36069 | 0
LCP_Inputs_ON_Electric_IEA_2023_05_05 | 2046 | Electrolyser 2050 | Crossload | Hydrogen | ON | Dispatch-Crossload | FuelCost | 0 | [6 empty] | 0.36069 | 0
LCP_Inputs_ON_Electric_IEA_2023_05_05 | 2046 | Electrolyser 2050 | Crossload | Hydrogen | ON | Dispatch-Crossload | VOM | 0 | [6 empty] | 0.36069 | 0
LCP_Inputs_ON_Electric_IEA_2023_05_05 | 2046 | Electrolyser 2050 | Crossload | Hydrogen | PJ | Dispatch-Crossload | EmissionsCost | 0 | [6 empty] | 0.36069 | 0
LCP_Inputs_ON_Electric_IEA_2023_05_05 | 2046 | Electrolyser 2050 | Crossload | Hydrogen | PJ | Dispatch-Crossload | FuelCost | 0 | [6 empty] | 0.36069 | 0
LCP_Inputs_ON_Electric_IEA_2023_05_05 | 2046 | Electrolyser 2050 | Crossload | Hydrogen | PJ | Dispatch-Crossload | VOM | 0 | [6 empty] | 0.36069 | 0
LCP_Inputs_ON_Electric_IEA_2023_05_05 | 2046 | Electrolyser 2050 | Crossload | Hydrogen | QC | Dispatch-Crossload | EmissionsCost | 0 | [6 empty] | 0.36069 | 0
LCP_Inputs_ON_Electric_IEA_2023_05_05 | 2046 | Electrolyser 2050 | Crossload | Hydrogen | QC | Dispatch-Crossload | FuelCost | 0 | [6 empty] | 0.36069 | 0
LCP_Inputs_ON_Electric_IEA_2023_05_05 | 2046 | Electrolyser 2050 | Crossload | Hydrogen | QC | Dispatch-Crossload | VOM | 0 | [6 empty] | 0.36069 | 0
LCP_Inputs_ON_Electric_IEA_2023_05_05 | 2046 | Electrolyser 2050 | Crossload | Hydrogen | WC | Dispatch-Crossload | EmissionsCost | 0 | [6 empty] | 0.36069 | 0
LCP_Inputs_ON_Electric_IEA_2023_05_05 | 2046 | Electrolyser 2050 | Crossload | Hydrogen | WC | Dispatch-Crossload | FuelCost | 0 | [6 empty] | 0.36069 | 0
LCP_Inputs_ON_Electric_IEA_2023_05_05 | 2046 | Electrolyser 2050 | Crossload | Hydrogen | WC | Dispatch-Crossload | VOM | 0 | [6 empty] | 0.36069 | 0
LCP_Inputs_ON_Electric_IEA_2023_05_05 | 2046 | Fossil Fuel Thermal (Coal, Peat, Oil) | Generation | Electricity | MI | Dispatch-Generation | EmissionsCost | 0 | [6 empty] | 0.36069 | 0
LCP_Inputs_ON_Electric_IEA_2023_05_05 | 2046 | Fossil Fuel Thermal (Coal, Peat, Oil) | Generation | Electricity | MI | Dispatch-Generation | FuelCost | 0 | [6 empty] | 0.36069 | 0
LCP_Inputs_ON_Electric_IEA_2023_05_05 | 2046 | Fossil Fuel Thermal (Coal, Peat, Oil) | Generation | Electricity | MI | Dispatch-Generation | VOM | 0 | [6 empty] | 0.36069 | 0
LCP_Inputs_ON_Electric_IEA_2023_05_05 | 2046 | Fossil Fuel Thermal (Coal, Peat, Oil) | Generation | Electricity | NY | Dispatch-Generation | EmissionsCost | 0 | [6 empty] | 0.36069 | 0
LCP_Inputs_ON_Electric_IEA_2023_05_05 | 2046 | Fossil Fuel Thermal (Coal, Peat, Oil) | Generation | Electricity | NY | Dispatch-Generation | FuelCost | 0 | [6 empty] | 0.36069 | 0
LCP_Inputs_ON_Electric_IEA_2023_05_05 | 2046 | Fossil Fuel Thermal (Coal, Peat, Oil) | Generation | Electricity | NY | Dispatch-Generation | VOM | 0 | [6 empty] | 0.36069 | 0
LCP_Inputs_ON_Electric_IEA_2023_05_05 | 2046 | Fossil Fuel Thermal (Coal, Peat, Oil) | Generation | Electricity | ON | Dispatch-Generation | EmissionsCost | 0 | [6 empty] | 0.36069 | 0
LCP_Inputs_ON_Electric_IEA_2023_05_05 | 2046 | Fossil Fuel Thermal (Coal, Peat, Oil) | Generation | Electricity | ON | Dispatch-Generation | FuelCost | 0 | [6 empty] | 0.36069 | 0
LCP_Inputs_ON_Electric_IEA_2023_05_05 | 2046 | Fossil Fuel Thermal (Coal, Peat, Oil) | Generation | Electricity | ON | Dispatch-Generation | VOM | 0 | [6 empty] | 0.36069 | 0
LCP_Inputs_ON_Electric_IEA_2023_05_05 | 2046 | Fossil Fuel Thermal (Coal, Peat, Oil) | Generation | Electricity | PJ | Dispatch-Generation | EmissionsCost | 0 | [6 empty] | 0.36069 | 0
LCP_Inputs_ON_Electric_IEA_2023_05_05 | 2046 | Fossil Fuel Thermal (Coal, Peat, Oil) | Generation | Electricity | PJ | Dispatch-Generation | FuelCost | 0 | [6 empty] | 0.36069 | 0
LCP_Inputs_ON_Electric_IEA_2023_05_05 | 2046 | Fossil Fuel Thermal (Coal, Peat, Oil) | Generation | Electricity | PJ | Dispatch-Generation | VOM | 0 | [6 empty] | 0.36069 | 0
LCP_Inputs_ON_Electric_IEA_2023_05_05 | 2046 | Fossil Fuel Thermal (Coal, Peat, Oil) | Generation | Electricity | QC | Dispatch-Generation | EmissionsCost | 0 | [6 empty] | 0.36069 | 0
LCP_Inputs_ON_Electric_IEA_2023_05_05 | 2046 | Fossil Fuel Thermal (Coal, Peat, Oil) | Generation | Electricity | QC | Dispatch-Generation | FuelCost | 0 | [6 empty] | 0.36069 | 0
LCP_Inputs_ON_Electric_IEA_2023_05_05 | 2046 | Fossil Fuel Thermal (Coal, Peat, Oil) | Generation | Electricity | QC | Dispatch-Generation | VOM | 0 | [6 empty] | 0.36069 | 0
LCP_Inputs_ON_Electric_IEA_2023_05_05 | 2046 | Fossil Fuel Thermal (Coal, Peat, Oil) | Generation | Electricity | WC | Dispatch-Generation | EmissionsCost | 0 | [6 empty] | 0.36069 | 0
LCP_Inputs_ON_Electric_IEA_2023_05_05 | 2046 | Fossil Fuel Thermal (Coal, Peat, Oil) | Generation | Electricity | WC | Dispatch-Generation | FuelCost | 0 | [6 empty] | 0.36069 | 0
LCP_Inputs_ON_Electric_IEA_2023_05_05 | 2046 | Fossil Fuel Thermal (Coal, Peat, Oil) | Generation | Electricity | WC | Dispatch-Generation | VOM | 0 | [6 empty] | 0.36069 | 0
LCP_Inputs_ON_Electric_IEA_2023_05_05 | 2046 | Generic - Generator | Generation | Electricity | MI | Dispatch-Generation | EmissionsCost | 0 | [6 empty] | 0.36069 | 0
LCP_Inputs_ON_Electric_IEA_2023_05_05 | 2046 | Generic - Generator | Generation | Electricity | MI | Dispatch-Generation | FuelCost | 792125451.2102 | [6 empty] | 0.36069 | 285711121.3865
LCP_Inputs_ON_Electric_IEA_2023_05_05 | 2046 | Generic - Generator | Generation | Electricity | MI | Dispatch-Generation | VOM | 25906392.0786 | [6 empty] | 0.36069 | 9344156.687
LCP_Inputs_ON_Electric_IEA_2023_05_05 | 2046 | Generic - Generator | Generation | Electricity | NY | Dispatch-Generation | EmissionsCost | 0 | [6 empty] | 0.36069 | 0
LCP_Inputs_ON_Electric_IEA_2023_05_05 | 2046 | Generic - Generator | Generation | Electricity | NY | Dispatch-Generation | FuelCost | 89249380.7706 | [6 empty] | 0.36069 | 32191290.6902
LCP_Inputs_ON_Electric_IEA_2023_05_05 | 2046 | Generic - Generator | Generation | Electricity | NY | Dispatch-Generation | VOM | 2918893.0207 | [6 empty] | 0.36069 | 1052813.2846
LCP_Inputs_ON_Electric_IEA_2023_05_05 | 2046 | Generic - Generator | Generation | Electricity | ON | Dispatch-Generation | EmissionsCost | 0 | [6 empty] | 0.36069 | 0
LCP_Inputs_ON_Electric_IEA_2023_05_05 | 2046 | Generic - Generator | Generation | Electricity | ON | Dispatch-Generation | FuelCost | 0 | [6 empty] | 0.36069 | 0
LCP_Inputs_ON_Electric_IEA_2023_05_05 | 2046 | Generic - Generator | Generation | Electricity | ON | Dispatch-Generation | VOM | 0 | [6 empty] | 0.36069 | 0
LCP_Inputs_ON_Electric_IEA_2023_05_05 | 2046 | Generic - Generator | Generation | Electricity | PJ | Dispatch-Generation | EmissionsCost | 0 | [6 empty] | 0.36069 | 0
LCP_Inputs_ON_Electric_IEA_2023_05_05 | 2046 | Generic - Generator | Generation | Electricity | PJ | Dispatch-Generation | FuelCost | 5376674723.802 | [6 empty] | 0.36069 | 1939308681.8772
LCP_Inputs_ON_Electric_IEA_2023_05_05 | 2046 | Generic - Generator | Generation | Electricity | PJ | Dispatch-Generation | VOM | 175843666.2543 | [6 empty] | 0.36069 | 63424917.098
LCP_Inputs_ON_Electric_IEA_2023_05_05 | 2046 | Generic - Generator | Generation | Electricity | QC | Dispatch-Generation | EmissionsCost | 0 | [6 empty] | 0.36069 | 0
LCP_Inputs_ON_Electric_IEA_2023_05_05 | 2046 | Generic - Generator | Generation | Electricity | QC | Dispatch-Generation | FuelCost | 0 | [6 empty] | 0.36069 | 0
LCP_Inputs_ON_Electric_IEA_2023_05_05 | 2046 | Generic - Generator | Generation | Electricity | QC | Dispatch-Generation | VOM | 0 | [6 empty] | 0.36069 | 0
LCP_Inputs_ON_Electric_IEA_2023_05_05 | 2046 | Generic - Generator | Generation | Electricity | WC | Dispatch-Generation | EmissionsCost | 0 | [6 empty] | 0.36069 | 0
LCP_Inputs_ON_Electric_IEA_2023_05_05 | 2046 | Generic - Generator | Generation | Electricity | WC | Dispatch-Generation | FuelCost | 0 | [6 empty] | 0.36069 | 0
LCP_Inputs_ON_Electric_IEA_2023_05_05 | 2046 | Generic - Generator | Generation | Electricity | WC | Dispatch-Generation | VOM | 0 | [6 empty] | 0.36069 | 0
LCP_Inputs_ON_Electric_IEA_2023_05_05 | 2046 | H2 Import - QC | Import | Hydrogen | MI | Dispatch-Import | EmissionsCost | 0 | [6 empty] | 0.36069 | 0
LCP_Inputs_ON_Electric_IEA_2023_05_05 | 2046 | H2 Import - QC | Import | Hydrogen | MI | Dispatch-Import | FuelCost | 0 | [6 empty] | 0.36069 | 0
LCP_Inputs_ON_Electric_IEA_2023_05_05 | 2046 | H2 Import - QC | Import | Hydrogen | MI | Dispatch-Import | VOM | 0 | [6 empty] | 0.36069 | 0
LCP_Inputs_ON_Electric_IEA_2023_05_05 | 2046 | H2 Import - QC | Import | Hydrogen | NY | Dispatch-Import | EmissionsCost | 0 | [6 empty] | 0.36069 | 0
LCP_Inputs_ON_Electric_IEA_2023_05_05 | 2046 | H2 Import - QC | Import | Hydrogen | NY | Dispatch-Import | FuelCost | 0 | [6 empty] | 0.36069 | 0
LCP_Inputs_ON_Electric_IEA_2023_05_05 | 2046 | H2 Import - QC | Import | Hydrogen | NY | Dispatch-Import | VOM | 0 | [6 empty] | 0.36069 | 0
LCP_Inputs_ON_Electric_IEA_2023_05_05 | 2046 | H2 Import - QC | Import | Hydrogen | ON | Dispatch-Import | EmissionsCost | 0 | [6 empty] | 0.36069 | 0
LCP_Inputs_ON_Electric_IEA_2023_05_05 | 2046 | H2 Import - QC | Import | Hydrogen | ON | Dispatch-Import | FuelCost | 0 | [6 empty] | 0.36069 | 0
LCP_Inputs_ON_Electric_IEA_2023_05_05 | 2046 | H2 Import - QC | Import | Hydrogen | ON | Dispatch-Import | VOM | 0 | [6 empty] | 0.36069 | 0
LCP_Inputs_ON_Electric_IEA_2023_05_05 | 2046 | H2 Import - QC | Import | Hydrogen | PJ | Dispatch-Import | EmissionsCost | 0 | [6 empty] | 0.36069 | 0
LCP_Inputs_ON_Electric_IEA_2023_05_05 | 2046 | H2 Import - QC | Import | Hydrogen | PJ | Dispatch-Import | FuelCost | 0 | [6 empty] | 0.36069 | 0
LCP_Inputs_ON_Electric_IEA_2023_05_05 | 2046 | H2 Import - QC | Import | Hydrogen | PJ | Dispatch-Import | VOM | 0 | [6 empty] | 0.36069 | 0
LCP_Inputs_ON_Electric_IEA_2023_05_05 | 2046 | H2 Import - QC | Import | Hydrogen | QC | Dispatch-Import | EmissionsCost | 0 | [6 empty] | 0.36069 | 0
LCP_Inputs_ON_Electric_IEA_2023_05_05 | 2046 | H2 Import - QC | Import | Hydrogen | QC | Dispatch-Import | FuelCost | 0 | [6 empty] | 0.36069 | 0
LCP_Inputs_ON_Electric_IEA_2023_05_05 | 2046 | H2 Import - QC | Import | Hydrogen | QC | Dispatch-Import | VOM | 0 | [6 empty] | 0.36069 | 0
LCP_Inputs_ON_Electric_IEA_2023_05_05 | 2046 | H2 Import - QC | Import | Hydrogen | WC | Dispatch-Import | EmissionsCost | 0 | [6 empty] | 0.36069 | 0
LCP_Inputs_ON_Electric_IEA_2023_05_05 | 2046 | H2 Import - QC | Import | Hydrogen | WC | Dispatch-Import | FuelCost | 0 | [6 empty] | 0.36069 | 0
LCP_Inputs_ON_Electric_IEA_2023_05_05 | 2046 | H2 Import - QC | Import | Hydrogen | WC | Dispatch-Import | VOM | 0 | [6 empty] | 0.36069 | 0
LCP_Inputs_ON_Electric_IEA_2023_05_05 | 2046 | H2 Import - WC | Import | Hydrogen | MI | Dispatch-Import | EmissionsCost | 0 | [6 empty] | 0.36069 | 0
LCP_Inputs_ON_Electric_IEA_2023_05_05 | 2046 | H2 Import - WC | Import | Hydrogen | MI | Dispatch-Import | FuelCost | 0 | [6 empty] | 0.36069 | 0
LCP_Inputs_ON_Electric_IEA_2023_05_05 | 2046 | H2 Import - WC | Import | Hydrogen | MI | Dispatch-Import | VOM | 0 | [6 empty] | 0.36069 | 0
LCP_Inputs_ON_Electric_IEA_2023_05_05 | 2046 | H2 Import - WC | Import | Hydrogen | NY | Dispatch-Import | EmissionsCost | 0 | [6 empty] | 0.36069 | 0
LCP_Inputs_ON_Electric_IEA_2023_05_05 | 2046 | H2 Import - WC | Import | Hydrogen | NY | Dispatch-Import | FuelCost | 0 | [6 empty] | 0.36069 | 0
LCP_Inputs_ON_Electric_IEA_2023_05_05 | 2046 | H2 Import - WC | Import | Hydrogen | NY | Dispatch-Import | VOM | 0 | [6 empty] | 0.36069 | 0
LCP_Inputs_ON_Electric_IEA_2023_05_05 | 2046 | H2 Import - WC | Import | Hydrogen | ON | Dispatch-Import | EmissionsCost | 0 | [6 empty] | 0.36069 | 0
LCP_Inputs_ON_Electric_IEA_2023_05_05 | 2046 | H2 Import - WC | Import | Hydrogen | ON | Dispatch-Import | FuelCost | 0 | [6 empty] | 0.36069 | 0
LCP_Inputs_ON_Electric_IEA_2023_05_05 | 2046 | H2 Import - WC | Import | Hydrogen | ON | Dispatch-Import | VOM | 0 | [6 empty] | 0.36069 | 0
LCP_Inputs_ON_Electric_IEA_2023_05_05 | 2046 | H2 Import - WC | Import | Hydrogen | PJ | Dispatch-Import | EmissionsCost | 0 | [6 empty] | 0.36069 | 0
LCP_Inputs_ON_Electric_IEA_2023_05_05 | 2046 | H2 Import - WC | Import | Hydrogen | PJ | Dispatch-Import | FuelCost | 0 | [6 empty] | 0.36069 | 0
LCP_Inputs_ON_Electric_IEA_2023_05_05 | 2046 | H2 Import - WC | Import | Hydrogen | PJ | Dispatch-Import | VOM | 0 | [6 empty] | 0.36069 | 0
LCP_Inputs_ON_Electric_IEA_2023_05_05 | 2046 | H2 Import - WC | Import | Hydrogen | QC | Dispatch-Import | EmissionsCost | 0 | [6 empty] | 0.36069 | 0
LCP_Inputs_ON_Electric_IEA_2023_05_05 | 2046 | H2 Import - WC | Import | Hydrogen | QC | Dispatch-Import | FuelCost | 0 | [6 empty] | 0.36069 | 0
LCP_Inputs_ON_Electric_IEA_2023_05_05 | 2046 | H2 Import - WC | Import | Hydrogen | QC | Dispatch-Import | VOM | 0 | [6 empty] | 0.36069 | 0
LCP_Inputs_ON_Electric_IEA_2023_05_05 | 2046 | H2 Import - WC | Import | Hydrogen | WC | Dispatch-Import | EmissionsCost | 0 | [6 empty] | 0.36069 | 0
LCP_Inputs_ON_Electric_IEA_2023_05_05 | 2046 | H2 Import - WC | Import | Hydrogen | WC | Dispatch-Import | FuelCost | 37560895.7592 | [6 empty] | 0.36069 | 13547810.6798
LCP_Inputs_ON_Electric_IEA_2023_05_05 | 2046 | H2 Import - WC | Import | Hydrogen | WC | Dispatch-Import | VOM | 0 | [6 empty] | 0.36069 | 0
LCP_Inputs_ON_Electric_IEA_2023_05_05 | 2046 | H2 Salt Cavern Storage - ON | Storage | Hydrogen | MI | Dispatch-Storage | EmissionsCost | 0 | [6 empty] | 0.36069 | 0
LCP_Inputs_ON_Electric_IEA_2023_05_05 | 2046 | H2 Salt Cavern Storage - ON | Storage | Hydrogen | MI | Dispatch-Storage | FuelCost | 0 | [6 empty] | 0.36069 | 0
LCP_Inputs_ON_Electric_IEA_2023_05_05 | 2046 | H2 Salt Cavern Storage - ON | Storage | Hydrogen | MI | Dispatch-Storage | VOM | 0 | [6 empty] | 0.36069 | 0
LCP_Inputs_ON_Electric_IEA_2023_05_05 | 2046 | H2 Salt Cavern Storage - ON | Storage | Hydrogen | NY | Dispatch-Storage | EmissionsCost | 0 | [6 empty] | 0.36069 | 0
LCP_Inputs_ON_Electric_IEA_2023_05_05 | 2046 | H2 Salt Cavern Storage - ON | Storage | Hydrogen | NY | Dispatch-Storage | FuelCost | 0 | [6 empty] | 0.36069 | 0
LCP_Inputs_ON_Electric_IEA_2023_05_05 | 2046 | H2 Salt Cavern Storage - ON | Storage | Hydrogen | NY | Dispatch-Storage | VOM | 0 | [6 empty] | 0.36069 | 0
LCP_Inputs_ON_Electric_IEA_2023_05_05 | 2046 | H2 Salt Cavern Storage - ON | Storage | Hydrogen | ON | Dispatch-Storage | EmissionsCost | 0 | [6 empty] | 0.36069 | 0
LCP_Inputs_ON_Electric_IEA_2023_05_05 | 2046 | H2 Salt Cavern Storage - ON | Storage | Hydrogen | ON | Dispatch-Storage | FuelCost | 0 | [6 empty] | 0.36069 | 0
LCP_Inputs_ON_Electric_IEA_2023_05_05 | 2046 | H2 Salt Cavern Storage - ON | Storage | Hydrogen | ON | Dispatch-Storage | VOM | 32223438.3009 | [6 empty] | 0.36069 | 11622647.2433
LCP_Inputs_ON_Electric_IEA_2023_05_05 | 2046 | H2 Salt Cavern Storage - ON | Storage | Hydrogen | PJ | Dispatch-Storage | EmissionsCost | 0 | [6 empty] | 0.36069 | 0
LCP_Inputs_ON_Electric_IEA_2023_05_05 | 2046 | H2 Salt Cavern Storage - ON | Storage | Hydrogen | PJ | Dispatch-Storage | FuelCost | 0 | [6 empty] | 0.36069 | 0
LCP_Inputs_ON_Electric_IEA_2023_05_05 | 2046 | H2 Salt Cavern Storage - ON | Storage | Hydrogen | PJ | Dispatch-Storage | VOM | 0 | [6 empty] | 0.36069 | 0
LCP_Inputs_ON_Electric_IEA_2023_05_05 | 2046 | H2 Salt Cavern Storage - ON | Storage | Hydrogen | QC | Dispatch-Storage | EmissionsCost | 0 | [6 empty] | 0.36069 | 0
LCP_Inputs_ON_Electric_IEA_2023_05_05 | 2046 | H2 Salt Cavern Storage - ON | Storage | Hydrogen | QC | Dispatch-Storage | FuelCost | 0 | [6 empty] | 0.36069 | 0
LCP_Inputs_ON_Electric_IEA_2023_05_05 | 2046 | H2 Salt Cavern Storage - ON | Storage | Hydrogen | QC | Dispatch-Storage | VOM | 0 | [6 empty] | 0.36069 | 0
LCP_Inputs_ON_Electric_IEA_2023_05_05 | 2046 | H2 Salt Cavern Storage - ON | Storage | Hydrogen | WC | Dispatch-Storage | EmissionsCost | 0 | [6 empty] | 0.36069 | 0
LCP_Inputs_ON_Electric_IEA_2023_05_05 | 2046 | H2 Salt Cavern Storage - ON | Storage | Hydrogen | WC | Dispatch-Storage | FuelCost | 0 | [6 empty] | 0.36069 | 0
LCP_Inputs_ON_Electric_IEA_2023_05_05 | 2046 | H2 Salt Cavern Storage - ON | Storage | Hydrogen | WC | Dispatch-Storage | VOM | 0 | [6 empty] | 0.36069 | 0
LCP_Inputs_ON_Electric_IEA_2023_05_05 | 2046 | Hydro | Generation | Electricity | MI | Dispatch-Generation | EmissionsCost | 0 | [6 empty] | 0.36069 | 0
LCP_Inputs_ON_Electric_IEA_2023_05_05 | 2046 | Hydro | Generation | Electricity | MI | Dispatch-Generation | FuelCost | 0 | [6 empty] | 0.36069 | 0
LCP_Inputs_ON_Electric_IEA_2023_05_05 | 2046 | Hydro | Generation | Electricity | MI | Dispatch-Generation | VOM | 0 | [6 empty] | 0.36069 | 0
LCP_Inputs_ON_Electric_IEA_2023_05_05 | 2046 | Hydro | Generation | Electricity | NY | Dispatch-Generation | EmissionsCost | 0 | [6 empty] | 0.36069 | 0
LCP_Inputs_ON_Electric_IEA_2023_05_05 | 2046 | Hydro | Generation | Electricity | NY | Dispatch-Generation | FuelCost | 0 | [6 empty] | 0.36069 | 0
LCP_Inputs_ON_Electric_IEA_2023_05_05 | 2046 | Hydro | Generation | Electricity | NY | Dispatch-Generation | VOM | 0 | [6 empty] | 0.36069 | 0
LCP_Inputs_ON_Electric_IEA_2023_05_05 | 2046 | Hydro | Generation | Electricity | ON | Dispatch-Generation | EmissionsCost | 0 | [6 empty] | 0.36069 | 0
LCP_Inputs_ON_Electric_IEA_2023_05_05 | 2046 | Hydro | Generation | Electricity | ON | Dispatch-Generation | FuelCost | 0 | [6 empty] | 0.36069 | 0
LCP_Inputs_ON_Electric_IEA_2023_05_05 | 2046 | Hydro | Generation | Electricity | ON | Dispatch-Generation | VOM | 0 | [6 empty] | 0.36069 | 0
LCP_Inputs_ON_Electric_IEA_2023_05_05 | 2046 | Hydro | Generation | Electricity | PJ | Dispatch-Generation | EmissionsCost | 0 | [6 empty] | 0.36069 | 0
LCP_Inputs_ON_Electric_IEA_2023_05_05 | 2046 | Hydro | Generation | Electricity | PJ | Dispatch-Generation | FuelCost | 0 | [6 empty] | 0.36069 | 0
LCP_Inputs_ON_Electric_IEA_2023_05_05 | 2046 | Hydro | Generation | Electricity | PJ | Dispatch-Generation | VOM | 0 | [6 empty] | 0.36069 | 0
LCP_Inputs_ON_Electric_IEA_2023_05_05 | 2046 | Hydro | Generation | Electricity | QC | Dispatch-Generation | EmissionsCost | 0 | [6 empty] | 0.36069 | 0
LCP_Inputs_ON_Electric_IEA_2023_05_05 | 2046 | Hydro | Generation | Electricity | QC | Dispatch-Generation | FuelCost | 0 | [6 empty] | 0.36069 | 0
LCP_Inputs_ON_Electric_IEA_2023_05_05 | 2046 | Hydro | Generation | Electricity | QC | Dispatch-Generation | VOM | 0 | [6 empty] | 0.36069 | 0
LCP_Inputs_ON_Electric_IEA_2023_05_05 | 2046 | Hydro | Generation | Electricity | WC | Dispatch-Generation | EmissionsCost | 0 | [6 empty] | 0.36069 | 0
LCP_Inputs_ON_Electric_IEA_2023_05_05 | 2046 | Hydro | Generation | Electricity | WC | Dispatch-Generation | FuelCost | 0 | [6 empty] | 0.36069 | 0
LCP_Inputs_ON_Electric_IEA_2023_05_05 | 2046 | Hydro | Generation | Electricity | WC | Dispatch-Generation | VOM | 0 | [6 empty] | 0.36069 | 0
LCP_Inputs_ON_Electric_IEA_2023_05_05 | 2046 | Hydro Pumped Storage | Storage | Electricity | MI | Dispatch-Storage | EmissionsCost | 0 | [6 empty] | 0.36069 | 0
LCP_Inputs_ON_Electric_IEA_2023_05_05 | 2046 | Hydro Pumped Storage | Storage | Electricity | MI | Dispatch-Storage | FuelCost | 0 | [6 empty] | 0.36069 | 0
LCP_Inputs_ON_Electric_IEA_2023_05_05 | 2046 | Hydro Pumped Storage | Storage | Electricity | MI | Dispatch-Storage | VOM | 0 | [6 empty] | 0.36069 | 0
LCP_Inputs_ON_Electric_IEA_2023_05_05 | 2046 | Hydro Pumped Storage | Storage | Electricity | NY | Dispatch-Storage | EmissionsCost | 0 | [6 empty] | 0.36069 | 0
LCP_Inputs_ON_Electric_IEA_2023_05_05 | 2046 | Hydro Pumped Storage | Storage | Electricity | NY | Dispatch-Storage | FuelCost | 0 | [6 empty] | 0.36069 | 0
LCP_Inputs_ON_Electric_IEA_2023_05_05 | 2046 | Hydro Pumped Storage | Storage | Electricity | NY | Dispatch-Storage | VOM | 0 | [6 empty] | 0.36069 | 0
LCP_Inputs_ON_Electric_IEA_2023_05_05 | 2046 | Hydro Pumped Storage | Storage | Electricity | ON | Dispatch-Storage | EmissionsCost | 0 | [6 empty] | 0.36069 | 0
LCP_Inputs_ON_Electric_IEA_2023_05_05 | 2046 | Hydro Pumped Storage | Storage | Electricity | ON | Dispatch-Storage | FuelCost | 0 | [6 empty] | 0.36069 | 0
LCP_Inputs_ON_Electric_IEA_2023_05_05 | 2046 | Hydro Pumped Storage | Storage | Electricity | ON | Dispatch-Storage | VOM | 0 | [6 empty] | 0.36069 | 0
LCP_Inputs_ON_Electric_IEA_2023_05_05 | 2046 | Hydro Pumped Storage | Storage | Electricity | PJ | Dispatch-Storage | EmissionsCost | 0 | [6 empty] | 0.36069 | 0
LCP_Inputs_ON_Electric_IEA_2023_05_05 | 2046 | Hydro Pumped Storage | Storage | Electricity | PJ | Dispatch-Storage | FuelCost | 0 | [6 empty] | 0.36069 | 0
LCP_Inputs_ON_Electric_IEA_2023_05_05 | 2046 | Hydro Pumped Storage | Storage | Electricity | PJ | Dispatch-Storage | VOM | 0 | [6 empty] | 0.36069 | 0
LCP_Inputs_ON_Electric_IEA_2023_05_05 | 2046 | Hydro Pumped Storage | Storage | Electricity | QC | Dispatch-Storage | EmissionsCost | 0 | [6 empty] | 0.36069 | 0
LCP_Inputs_ON_Electric_IEA_2023_05_05 | 2046 | Hydro Pumped Storage | Storage | Electricity | QC | Dispatch-Storage | FuelCost | 0 | [6 empty] | 0.36069 | 0
LCP_Inputs_ON_Electric_IEA_2023_05_05 | 2046 | Hydro Pumped Storage | Storage | Electricity | QC | Dispatch-Storage | VOM | 0 | [6 empty] | 0.36069 | 0
LCP_Inputs_ON_Electric_IEA_2023_05_05 | 2046 | Hydro Pumped Storage | Storage | Electricity | WC | Dispatch-Storage | EmissionsCost | 0 | [6 empty] | 0.36069 | 0
LCP_Inputs_ON_Electric_IEA_2023_05_05 | 2046 | Hydro Pumped Storage | Storage | Electricity | WC | Dispatch-Storage | FuelCost | 0 | [6 empty] | 0.36069 | 0
LCP_Inputs_ON_Electric_IEA_2023_05_05 | 2046 | Hydro Pumped Storage | Storage | Electricity | WC | Dispatch-Storage | VOM | 0 | [6 empty] | 0.36069 | 0
LCP_Inputs_ON_Electric_IEA_2023_05_05 | 2046 | Nuclear | Generation | Electricity | MI | Dispatch-Generation | EmissionsCost | 0 | [6 empty] | 0.36069 | 0
LCP_Inputs_ON_Electric_IEA_2023_05_05 | 2046 | Nuclear | Generation | Electricity | MI | Dispatch-Generation | FuelCost | 0 | [6 empty] | 0.36069 | 0
LCP_Inputs_ON_Electric_IEA_2023_05_05 | 2046 | Nuclear | Generation | Electricity | MI | Dispatch-Generation | VOM | 2762866296.96 | [6 empty] | 0.36069 | 996536125.3566
LCP_Inputs_ON_Electric_IEA_2023_05_05 | 2046 | Nuclear | Generation | Electricity | NY | Dispatch-Generation | EmissionsCost | 0 | [6 empty] | 0.36069 | 0
LCP_Inputs_ON_Electric_IEA_2023_05_05 | 2046 | Nuclear | Generation | Electricity | NY | Dispatch-Generation | FuelCost | 0 | [6 empty] | 0.36069 | 0
LCP_Inputs_ON_Electric_IEA_2023_05_05 | 2046 | Nuclear | Generation | Electricity | NY | Dispatch-Generation | VOM | 2246155230.144 | [6 empty] | 0.36069 | 810164007.017
LCP_Inputs_ON_Electric_IEA_2023_05_05 | 2046 | Nuclear | Generation | Electricity | ON | Dispatch-Generation | EmissionsCost | 0 | [6 empty] | 0.36069 | 0
LCP_Inputs_ON_Electric_IEA_2023_05_05 | 2046 | Nuclear | Generation | Electricity | ON | Dispatch-Generation | FuelCost | 0 | [6 empty] | 0.36069 | 0
LCP_Inputs_ON_Electric_IEA_2023_05_05 | 2046 | Nuclear | Generation | Electricity | ON | Dispatch-Generation | VOM | 7823178339.984 | [6 empty] | 0.36069 | 2821736194.5743
LCP_Inputs_ON_Electric_IEA_2023_05_05 | 2046 | Nuclear | Generation | Electricity | PJ | Dispatch-Generation | EmissionsCost | 0 | [6 empty] | 0.36069 | 0
LCP_Inputs_ON_Electric_IEA_2023_05_05 | 2046 | Nuclear | Generation | Electricity | PJ | Dispatch-Generation | FuelCost | 0 | [6 empty] | 0.36069 | 0
LCP_Inputs_ON_Electric_IEA_2023_05_05 | 2046 | Nuclear | Generation | Electricity | PJ | Dispatch-Generation | VOM | 6401347648.6848 | [6 empty] | 0.36069 | 2308897173.164
LCP_Inputs_ON_Electric_IEA_2023_05_05 | 2046 | Nuclear | Generation | Electricity | QC | Dispatch-Generation | EmissionsCost | 0 | [6 empty] | 0.36069 | 0
LCP_Inputs_ON_Electric_IEA_2023_05_05 | 2046 | Nuclear | Generation | Electricity | QC | Dispatch-Generation | FuelCost | 0 | [6 empty] | 0.36069 | 0
LCP_Inputs_ON_Electric_IEA_2023_05_05 | 2046 | Nuclear | Generation | Electricity | QC | Dispatch-Generation | VOM | 0 | [6 empty] | 0.36069 | 0
LCP_Inputs_ON_Electric_IEA_2023_05_05 | 2046 | Nuclear | Generation | Electricity | WC | Dispatch-Generation | EmissionsCost | 0 | [6 empty] | 0.36069 | 0
LCP_Inputs_ON_Electric_IEA_2023_05_05 | 2046 | Nuclear | Generation | Electricity | WC | Dispatch-Generation | FuelCost | 0 | [6 empty] | 0.36069 | 0
LCP_Inputs_ON_Electric_IEA_2023_05_05 | 2046 | Nuclear | Generation | Electricity | WC | Dispatch-Generation | VOM | 0 | [6 empty] | 0.36069 | 0
LCP_Inputs_ON_Electric_IEA_2023_05_05 | 2046 | Nuclear SMR | Generation | Electricity | MI | Dispatch-Generation | EmissionsCost | 0 | [6 empty] | 0.36069 | 0
LCP_Inputs_ON_Electric_IEA_2023_05_05 | 2046 | Nuclear SMR | Generation | Electricity | MI | Dispatch-Generation | FuelCost | 0 | [6 empty] | 0.36069 | 0
LCP_Inputs_ON_Electric_IEA_2023_05_05 | 2046 | Nuclear SMR | Generation | Electricity | MI | Dispatch-Generation | VOM | 0 | [6 empty] | 0.36069 | 0
LCP_Inputs_ON_Electric_IEA_2023_05_05 | 2046 | Nuclear SMR | Generation | Electricity | NY | Dispatch-Generation | EmissionsCost | 0 | [6 empty] | 0.36069 | 0
LCP_Inputs_ON_Electric_IEA_2023_05_05 | 2046 | Nuclear SMR | Generation | Electricity | NY | Dispatch-Generation | FuelCost | 0 | [6 empty] | 0.36069 | 0
LCP_Inputs_ON_Electric_IEA_2023_05_05 | 2046 | Nuclear SMR | Generation | Electricity | NY | Dispatch-Generation | VOM | 0 | [6 empty] | 0.36069 | 0
LCP_Inputs_ON_Electric_IEA_2023_05_05 | 2046 | Nuclear SMR | Generation | Electricity | ON | Dispatch-Generation | EmissionsCost | 0 | [6 empty] | 0.36069 | 0
LCP_Inputs_ON_Electric_IEA_2023_05_05 | 2046 | Nuclear SMR | Generation | Electricity | ON | Dispatch-Generation | FuelCost | 0 | [6 empty] | 0.36069 | 0
LCP_Inputs_ON_Electric_IEA_2023_05_05 | 2046 | Nuclear SMR | Generation | Electricity | ON | Dispatch-Generation | VOM | 209436044.4 | [6 empty] | 0.36069 | 75541326.2039
LCP_Inputs_ON_Electric_IEA_2023_05_05 | 2046 | Nuclear SMR | Generation | Electricity | PJ | Dispatch-Generation | EmissionsCost | 0 | [6 empty] | 0.36069 | 0
LCP_Inputs_ON_Electric_IEA_2023_05_05 | 2046 | Nuclear SMR | Generation | Electricity | PJ | Dispatch-Generation | FuelCost | 0 | [6 empty] | 0.36069 | 0
LCP_Inputs_ON_Electric_IEA_2023_05_05 | 2046 | Nuclear SMR | Generation | Electricity | PJ | Dispatch-Generation | VOM | 0 | [6 empty] | 0.36069 | 0
LCP_Inputs_ON_Electric_IEA_2023_05_05 | 2046 | Nuclear SMR | Generation | Electricity | QC | Dispatch-Generation | EmissionsCost | 0 | [6 empty] | 0.36069 | 0
LCP_Inputs_ON_Electric_IEA_2023_05_05 | 2046 | Nuclear SMR | Generation | Electricity | QC | Dispatch-Generation | FuelCost | 0 | [6 empty] | 0.36069 | 0
LCP_Inputs_ON_Electric_IEA_2023_05_05 | 2046 | Nuclear SMR | Generation | Electricity | QC | Dispatch-Generation | VOM | 0 | [6 empty] | 0.36069 | 0
LCP_Inputs_ON_Electric_IEA_2023_05_05 | 2046 | Nuclear SMR | Generation | Electricity | WC | Dispatch-Generation | EmissionsCost | 0 | [6 empty] | 0.36069 | 0
LCP_Inputs_ON_Electric_IEA_2023_05_05 | 2046 | Nuclear SMR | Generation | Electricity | WC | Dispatch-Generation | FuelCost | 0 | [6 empty] | 0.36069 | 0
LCP_Inputs_ON_Electric_IEA_2023_05_05 | 2046 | Nuclear SMR | Generation | Electricity | WC | Dispatch-Generation | VOM | 0 | [6 empty] | 0.36069 | 0
LCP_Inputs_ON_Electric_IEA_2023_05_05 | 2046 | O/CCGT - CH4 Existing | Crossload | Electricity | MI | Dispatch-Crossload | EmissionsCost | 0 | [6 empty] | 0.36069 | 0
LCP_Inputs_ON_Electric_IEA_2023_05_05 | 2046 | O/CCGT - CH4 Existing | Crossload | Electricity | MI | Dispatch-Crossload | FuelCost | 0 | [6 empty] | 0.36069 | 0
LCP_Inputs_ON_Electric_IEA_2023_05_05 | 2046 | O/CCGT - CH4 Existing | Crossload | Electricity | MI | Dispatch-Crossload | VOM | 0 | [6 empty] | 0.36069 | 0
LCP_Inputs_ON_Electric_IEA_2023_05_05 | 2046 | O/CCGT - CH4 Existing | Crossload | Electricity | NY | Dispatch-Crossload | EmissionsCost | 0 | [6 empty] | 0.36069 | 0
LCP_Inputs_ON_Electric_IEA_2023_05_05 | 2046 | O/CCGT - CH4 Existing | Crossload | Electricity | NY | Dispatch-Crossload | FuelCost | 0 | [6 empty] | 0.36069 | 0
LCP_Inputs_ON_Electric_IEA_2023_05_05 | 2046 | O/CCGT - CH4 Existing | Crossload | Electricity | NY | Dispatch-Crossload | VOM | 0 | [6 empty] | 0.36069 | 0
LCP_Inputs_ON_Electric_IEA_2023_05_05 | 2046 | O/CCGT - CH4 Existing | Crossload | Electricity | ON | Dispatch-Crossload | EmissionsCost | 4198076.0639 | [6 empty] | 0.36069 | 1514200.8353
LCP_Inputs_ON_Electric_IEA_2023_05_05 | 2046 | O/CCGT - CH4 Existing | Crossload | Electricity | ON | Dispatch-Crossload | FuelCost | 0 | [6 empty] | 0.36069 | 0
LCP_Inputs_ON_Electric_IEA_2023_05_05 | 2046 | O/CCGT - CH4 Existing | Crossload | Electricity | ON | Dispatch-Crossload | VOM | 149352.3754 | [6 empty] | 0.36069 | 53869.7937
LCP_Inputs_ON_Electric_IEA_2023_05_05 | 2046 | O/CCGT - CH4 Existing | Crossload | Electricity | PJ | Dispatch-Crossload | EmissionsCost | 0 | [6 empty] | 0.36069 | 0
LCP_Inputs_ON_Electric_IEA_2023_05_05 | 2046 | O/CCGT - CH4 Existing | Crossload | Electricity | PJ | Dispatch-Crossload | FuelCost | 0 | [6 empty] | 0.36069 | 0
LCP_Inputs_ON_Electric_IEA_2023_05_05 | 2046 | O/CCGT - CH4 Existing | Crossload | Electricity | PJ | Dispatch-Crossload | VOM | 0 | [6 empty] | 0.36069 | 0
LCP_Inputs_ON_Electric_IEA_2023_05_05 | 2046 | O/CCGT - CH4 Existing | Crossload | Electricity | QC | Dispatch-Crossload | EmissionsCost | 0 | [6 empty] | 0.36069 | 0
LCP_Inputs_ON_Electric_IEA_2023_05_05 | 2046 | O/CCGT - CH4 Existing | Crossload | Electricity | QC | Dispatch-Crossload | FuelCost | 0 | [6 empty] | 0.36069 | 0
LCP_Inputs_ON_Electric_IEA_2023_05_05 | 2046 | O/CCGT - CH4 Existing | Crossload | Electricity | QC | Dispatch-Crossload | VOM | 0 | [6 empty] | 0.36069 | 0
LCP_Inputs_ON_Electric_IEA_2023_05_05 | 2046 | O/CCGT - CH4 Existing | Crossload | Electricity | WC | Dispatch-Crossload | EmissionsCost | 0 | [6 empty] | 0.36069 | 0
LCP_Inputs_ON_Electric_IEA_2023_05_05 | 2046 | O/CCGT - CH4 Existing | Crossload | Electricity | WC | Dispatch-Crossload | FuelCost | 0 | [6 empty] | 0.36069 | 0
LCP_Inputs_ON_Electric_IEA_2023_05_05 | 2046 | O/CCGT - CH4 Existing | Crossload | Electricity | WC | Dispatch-Crossload | VOM | 0 | [6 empty] | 0.36069 | 0
LCP_Inputs_ON_Electric_IEA_2023_05_05 | 2046 | O/CCGT - CH4 New | Crossload | Electricity | MI | Dispatch-Crossload | EmissionsCost | 0 | [6 empty] | 0.36069 | 0
LCP_Inputs_ON_Electric_IEA_2023_05_05 | 2046 | O/CCGT - CH4 New | Crossload | Electricity | MI | Dispatch-Crossload | FuelCost | 0 | [6 empty] | 0.36069 | 0
LCP_Inputs_ON_Electric_IEA_2023_05_05 | 2046 | O/CCGT - CH4 New | Crossload | Electricity | MI | Dispatch-Crossload | VOM | 0 | [6 empty] | 0.36069 | 0
LCP_Inputs_ON_Electric_IEA_2023_05_05 | 2046 | O/CCGT - CH4 New | Crossload | Electricity | NY | Dispatch-Crossload | EmissionsCost | 0 | [6 empty] | 0.36069 | 0
LCP_Inputs_ON_Electric_IEA_2023_05_05 | 2046 | O/CCGT - CH4 New | Crossload | Electricity | NY | Dispatch-Crossload | FuelCost | 0 | [6 empty] | 0.36069 | 0
LCP_Inputs_ON_Electric_IEA_2023_05_05 | 2046 | O/CCGT - CH4 New | Crossload | Electricity | NY | Dispatch-Crossload | VOM | 0 | [6 empty] | 0.36069 | 0
LCP_Inputs_ON_Electric_IEA_2023_05_05 | 2046 | O/CCGT - CH4 New | Crossload | Electricity | ON | Dispatch-Crossload | EmissionsCost | 1528123.8442 | [6 empty] | 0.36069 | 551177.8172
LCP_Inputs_ON_Electric_IEA_2023_05_05 | 2046 | O/CCGT - CH4 New | Crossload | Electricity | ON | Dispatch-Crossload | FuelCost | 0 | [6 empty] | 0.36069 | 0
LCP_Inputs_ON_Electric_IEA_2023_05_05 | 2046 | O/CCGT - CH4 New | Crossload | Electricity | ON | Dispatch-Crossload | VOM | 54365.1241 | [6 empty] | 0.36069 | 19608.9149
LCP_Inputs_ON_Electric_IEA_2023_05_05 | 2046 | O/CCGT - CH4 New | Crossload | Electricity | PJ | Dispatch-Crossload | EmissionsCost | 0 | [6 empty] | 0.36069 | 0
LCP_Inputs_ON_Electric_IEA_2023_05_05 | 2046 | O/CCGT - CH4 New | Crossload | Electricity | PJ | Dispatch-Crossload | FuelCost | 0 | [6 empty] | 0.36069 | 0
LCP_Inputs_ON_Electric_IEA_2023_05_05 | 2046 | O/CCGT - CH4 New | Crossload | Electricity | PJ | Dispatch-Crossload | VOM | 0 | [6 empty] | 0.36069 | 0
LCP_Inputs_ON_Electric_IEA_2023_05_05 | 2046 | O/CCGT - CH4 New | Crossload | Electricity | QC | Dispatch-Crossload | EmissionsCost | 0 | [6 empty] | 0.36069 | 0
LCP_Inputs_ON_Electric_IEA_2023_05_05 | 2046 | O/CCGT - CH4 New | Crossload | Electricity | QC | Dispatch-Crossload | FuelCost | 0 | [6 empty] | 0.36069 | 0
LCP_Inputs_ON_Electric_IEA_2023_05_05 | 2046 | O/CCGT - CH4 New | Crossload | Electricity | QC | Dispatch-Crossload | VOM | 0 | [6 empty] | 0.36069 | 0
LCP_Inputs_ON_Electric_IEA_2023_05_05 | 2046 | O/CCGT - CH4 New | Crossload | Electricity | WC | Dispatch-Crossload | EmissionsCost | 0 | [6 empty] | 0.36069 | 0
LCP_Inputs_ON_Electric_IEA_2023_05_05 | 2046 | O/CCGT - CH4 New | Crossload | Electricity | WC | Dispatch-Crossload | FuelCost | 0 | [6 empty] | 0.36069 | 0
LCP_Inputs_ON_Electric_IEA_2023_05_05 | 2046 | O/CCGT - CH4 New | Crossload | Electricity | WC | Dispatch-Crossload | VOM | 0 | [6 empty] | 0.36069 | 0
LCP_Inputs_ON_Electric_IEA_2023_05_05 | 2046 | O/CCGT - H2 New | Crossload | Electricity | MI | Dispatch-Crossload | EmissionsCost | 0 | [6 empty] | 0.36069 | 0
LCP_Inputs_ON_Electric_IEA_2023_05_05 | 2046 | O/CCGT - H2 New | Crossload | Electricity | MI | Dispatch-Crossload | FuelCost | 0 | [6 empty] | 0.36069 | 0
LCP_Inputs_ON_Electric_IEA_2023_05_05 | 2046 | O/CCGT - H2 New | Crossload | Electricity | MI | Dispatch-Crossload | VOM | 0 | [6 empty] | 0.36069 | 0
LCP_Inputs_ON_Electric_IEA_2023_05_05 | 2046 | O/CCGT - H2 New | Crossload | Electricity | NY | Dispatch-Crossload | EmissionsCost | 0 | [6 empty] | 0.36069 | 0
LCP_Inputs_ON_Electric_IEA_2023_05_05 | 2046 | O/CCGT - H2 New | Crossload | Electricity | NY | Dispatch-Crossload | FuelCost | 0 | [6 empty] | 0.36069 | 0
LCP_Inputs_ON_Electric_IEA_2023_05_05 | 2046 | O/CCGT - H2 New | Crossload | Electricity | NY | Dispatch-Crossload | VOM | 0 | [6 empty] | 0.36069 | 0
LCP_Inputs_ON_Electric_IEA_2023_05_05 | 2046 | O/CCGT - H2 New | Crossload | Electricity | ON | Dispatch-Crossload | EmissionsCost | 0 | [6 empty] | 0.36069 | 0
LCP_Inputs_ON_Electric_IEA_2023_05_05 | 2046 | O/CCGT - H2 New | Crossload | Electricity | ON | Dispatch-Crossload | FuelCost | 0 | [6 empty] | 0.36069 | 0
LCP_Inputs_ON_Electric_IEA_2023_05_05 | 2046 | O/CCGT - H2 New | Crossload | Electricity | ON | Dispatch-Crossload | VOM | 1168775.9431 | [6 empty] | 0.36069 | 421564.8984
LCP_Inputs_ON_Electric_IEA_2023_05_05 | 2046 | O/CCGT - H2 New | Crossload | Electricity | PJ | Dispatch-Crossload | EmissionsCost | 0 | [6 empty] | 0.36069 | 0
LCP_Inputs_ON_Electric_IEA_2023_05_05 | 2046 | O/CCGT - H2 New | Crossload | Electricity | PJ | Dispatch-Crossload | FuelCost | 0 | [6 empty] | 0.36069 | 0
LCP_Inputs_ON_Electric_IEA_2023_05_05 | 2046 | O/CCGT - H2 New | Crossload | Electricity | PJ | Dispatch-Crossload | VOM | 0 | [6 empty] | 0.36069 | 0
LCP_Inputs_ON_Electric_IEA_2023_05_05 | 2046 | O/CCGT - H2 New | Crossload | Electricity | QC | Dispatch-Crossload | EmissionsCost | 0 | [6 empty] | 0.36069 | 0
LCP_Inputs_ON_Electric_IEA_2023_05_05 | 2046 | O/CCGT - H2 New | Crossload | Electricity | QC | Dispatch-Crossload | FuelCost | 0 | [6 empty] | 0.36069 | 0
LCP_Inputs_ON_Electric_IEA_2023_05_05 | 2046 | O/CCGT - H2 New | Crossload | Electricity | QC | Dispatch-Crossload | VOM | 0 | [6 empty] | 0.36069 | 0
LCP_Inputs_ON_Electric_IEA_2023_05_05 | 2046 | O/CCGT - H2 New | Crossload | Electricity | WC | Dispatch-Crossload | EmissionsCost | 0 | [6 empty] | 0.36069 | 0
LCP_Inputs_ON_Electric_IEA_2023_05_05 | 2046 | O/CCGT - H2 New | Crossload | Electricity | WC | Dispatch-Crossload | FuelCost | 0 | [6 empty] | 0.36069 | 0
LCP_Inputs_ON_Electric_IEA_2023_05_05 | 2046 | O/CCGT - H2 New | Crossload | Electricity | WC | Dispatch-Crossload | VOM | 0 | [6 empty] | 0.36069 | 0
LCP_Inputs_ON_Electric_IEA_2023_05_05 | 2046 | SMR CCS | Generation | Hydrogen | MI | Dispatch-Generation | EmissionsCost | 0 | [6 empty] | 0.36069 | 0
LCP_Inputs_ON_Electric_IEA_2023_05_05 | 2046 | SMR CCS | Generation | Hydrogen | MI | Dispatch-Generation | FuelCost | 0 | [6 empty] | 0.36069 | 0
LCP_Inputs_ON_Electric_IEA_2023_05_05 | 2046 | SMR CCS | Generation | Hydrogen | MI | Dispatch-Generation | VOM | 0 | [6 empty] | 0.36069 | 0
LCP_Inputs_ON_Electric_IEA_2023_05_05 | 2046 | SMR CCS | Generation | Hydrogen | NY | Dispatch-Generation | EmissionsCost | 0 | [6 empty] | 0.36069 | 0
LCP_Inputs_ON_Electric_IEA_2023_05_05 | 2046 | SMR CCS | Generation | Hydrogen | NY | Dispatch-Generation | FuelCost | 0 | [6 empty] | 0.36069 | 0
LCP_Inputs_ON_Electric_IEA_2023_05_05 | 2046 | SMR CCS | Generation | Hydrogen | NY | Dispatch-Generation | VOM | 0 | [6 empty] | 0.36069 | 0
LCP_Inputs_ON_Electric_IEA_2023_05_05 | 2046 | SMR CCS | Generation | Hydrogen | ON | Dispatch-Generation | EmissionsCost | 326789057.1551 | [6 empty] | 0.36069 | 117869294.3573
LCP_Inputs_ON_Electric_IEA_2023_05_05 | 2046 | SMR CCS | Generation | Hydrogen | ON | Dispatch-Generation | FuelCost | 350456955.1775 | [6 empty] | 0.36069 | 126406050.3403
LCP_Inputs_ON_Electric_IEA_2023_05_05 | 2046 | SMR CCS | Generation | Hydrogen | ON | Dispatch-Generation | VOM | 0 | [6 empty] | 0.36069 | 0
LCP_Inputs_ON_Electric_IEA_2023_05_05 | 2046 | SMR CCS | Generation | Hydrogen | PJ | Dispatch-Generation | EmissionsCost | 0 | [6 empty] | 0.36069 | 0
LCP_Inputs_ON_Electric_IEA_2023_05_05 | 2046 | SMR CCS | Generation | Hydrogen | PJ | Dispatch-Generation | FuelCost | 0 | [6 empty] | 0.36069 | 0
LCP_Inputs_ON_Electric_IEA_2023_05_05 | 2046 | SMR CCS | Generation | Hydrogen | PJ | Dispatch-Generation | VOM | 0 | [6 empty] | 0.36069 | 0
LCP_Inputs_ON_Electric_IEA_2023_05_05 | 2046 | SMR CCS | Generation | Hydrogen | QC | Dispatch-Generation | EmissionsCost | 0 | [6 empty] | 0.36069 | 0
LCP_Inputs_ON_Electric_IEA_2023_05_05 | 2046 | SMR CCS | Generation | Hydrogen | QC | Dispatch-Generation | FuelCost | 0 | [6 empty] | 0.36069 | 0
LCP_Inputs_ON_Electric_IEA_2023_05_05 | 2046 | SMR CCS | Generation | Hydrogen | QC | Dispatch-Generation | VOM | 0 | [6 empty] | 0.36069 | 0
LCP_Inputs_ON_Electric_IEA_2023_05_05 | 2046 | SMR CCS | Generation | Hydrogen | WC | Dispatch-Generation | EmissionsCost | 0 | [6 empty] | 0.36069 | 0
LCP_Inputs_ON_Electric_IEA_2023_05_05 | 2046 | SMR CCS | Generation | Hydrogen | WC | Dispatch-Generation | FuelCost | 0 | [6 empty] | 0.36069 | 0
LCP_Inputs_ON_Electric_IEA_2023_05_05 | 2046 | SMR CCS | Generation | Hydrogen | WC | Dispatch-Generation | VOM | 0 | [6 empty] | 0.36069 | 0
LCP_Inputs_ON_Electric_IEA_2023_05_05 | 2046 | Solar PV | Generation | Electricity | MI | Dispatch-Generation | EmissionsCost | 0 | [6 empty] | 0.36069 | 0
LCP_Inputs_ON_Electric_IEA_2023_05_05 | 2046 | Solar PV | Generation | Electricity | MI | Dispatch-Generation | FuelCost | 0 | [6 empty] | 0.36069 | 0
LCP_Inputs_ON_Electric_IEA_2023_05_05 | 2046 | Solar PV | Generation | Electricity | MI | Dispatch-Generation | VOM | 0 | [6 empty] | 0.36069 | 0
LCP_Inputs_ON_Electric_IEA_2023_05_05 | 2046 | Solar PV | Generation | Electricity | NY | Dispatch-Generation | EmissionsCost | 0 | [6 empty] | 0.36069 | 0
LCP_Inputs_ON_Electric_IEA_2023_05_05 | 2046 | Solar PV | Generation | Electricity | NY | Dispatch-Generation | FuelCost | 0 | [6 empty] | 0.36069 | 0
LCP_Inputs_ON_Electric_IEA_2023_05_05 | 2046 | Solar PV | Generation | Electricity | NY | Dispatch-Generation | VOM | 0 | [6 empty] | 0.36069 | 0
LCP_Inputs_ON_Electric_IEA_2023_05_05 | 2046 | Solar PV | Generation | Electricity | ON | Dispatch-Generation | EmissionsCost | 0 | [6 empty] | 0.36069 | 0
LCP_Inputs_ON_Electric_IEA_2023_05_05 | 2046 | Solar PV | Generation | Electricity | ON | Dispatch-Generation | FuelCost | 0 | [6 empty] | 0.36069 | 0
LCP_Inputs_ON_Electric_IEA_2023_05_05 | 2046 | Solar PV | Generation | Electricity | ON | Dispatch-Generation | VOM | 0 | [6 empty] | 0.36069 | 0
LCP_Inputs_ON_Electric_IEA_2023_05_05 | 2046 | Solar PV | Generation | Electricity | PJ | Dispatch-Generation | EmissionsCost | 0 | [6 empty] | 0.36069 | 0
LCP_Inputs_ON_Electric_IEA_2023_05_05 | 2046 | Solar PV | Generation | Electricity | PJ | Dispatch-Generation | FuelCost | 0 | [6 empty] | 0.36069 | 0
LCP_Inputs_ON_Electric_IEA_2023_05_05 | 2046 | Solar PV | Generation | Electricity | PJ | Dispatch-Generation | VOM | 0 | [6 empty] | 0.36069 | 0
LCP_Inputs_ON_Electric_IEA_2023_05_05 | 2046 | Solar PV | Generation | Electricity | QC | Dispatch-Generation | EmissionsCost | 0 | [6 empty] | 0.36069 | 0
LCP_Inputs_ON_Electric_IEA_2023_05_05 | 2046 | Solar PV | Generation | Electricity | QC | Dispatch-Generation | FuelCost | 0 | [6 empty] | 0.36069 | 0
LCP_Inputs_ON_Electric_IEA_2023_05_05 | 2046 | Solar PV | Generation | Electricity | QC | Dispatch-Generation | VOM | 0 | [6 empty] | 0.36069 | 0
LCP_Inputs_ON_Electric_IEA_2023_05_05 | 2046 | Solar PV | Generation | Electricity | WC | Dispatch-Generation | EmissionsCost | 0 | [6 empty] | 0.36069 | 0
LCP_Inputs_ON_Electric_IEA_2023_05_05 | 2046 | Solar PV | Generation | Electricity | WC | Dispatch-Generation | FuelCost | 0 | [6 empty] | 0.36069 | 0
LCP_Inputs_ON_Electric_IEA_2023_05_05 | 2046 | Solar PV | Generation | Electricity | WC | Dispatch-Generation | VOM | 0 | [6 empty] | 0.36069 | 0
LCP_Inputs_ON_Electric_IEA_2023_05_05 | 2046 | Wind Offshore | Generation | Electricity | MI | Dispatch-Generation | EmissionsCost | 0 | [6 empty] | 0.36069 | 0
LCP_Inputs_ON_Electric_IEA_2023_05_05 | 2046 | Wind Offshore | Generation | Electricity | MI | Dispatch-Generation | FuelCost | 0 | [6 empty] | 0.36069 | 0
LCP_Inputs_ON_Electric_IEA_2023_05_05 | 2046 | Wind Offshore | Generation | Electricity | MI | Dispatch-Generation | VOM | 0 | [6 empty] | 0.36069 | 0
LCP_Inputs_ON_Electric_IEA_2023_05_05 | 2046 | Wind Offshore | Generation | Electricity | NY | Dispatch-Generation | EmissionsCost | 0 | [6 empty] | 0.36069 | 0
LCP_Inputs_ON_Electric_IEA_2023_05_05 | 2046 | Wind Offshore | Generation | Electricity | NY | Dispatch-Generation | FuelCost | 0 | [6 empty] | 0.36069 | 0
LCP_Inputs_ON_Electric_IEA_2023_05_05 | 2046 | Wind Offshore | Generation | Electricity | NY | Dispatch-Generation | VOM | 0 | [6 empty] | 0.36069 | 0
LCP_Inputs_ON_Electric_IEA_2023_05_05 | 2046 | Wind Offshore | Generation | Electricity | ON | Dispatch-Generation | EmissionsCost | 0 | [6 empty] | 0.36069 | 0
LCP_Inputs_ON_Electric_IEA_2023_05_05 | 2046 | Wind Offshore | Generation | Electricity | ON | Dispatch-Generation | FuelCost | 0 | [6 empty] | 0.36069 | 0
LCP_Inputs_ON_Electric_IEA_2023_05_05 | 2046 | Wind Offshore | Generation | Electricity | ON | Dispatch-Generation | VOM | 0 | [6 empty] | 0.36069 | 0
LCP_Inputs_ON_Electric_IEA_2023_05_05 | 2046 | Wind Offshore | Generation | Electricity | PJ | Dispatch-Generation | EmissionsCost | 0 | [6 empty] | 0.36069 | 0
LCP_Inputs_ON_Electric_IEA_2023_05_05 | 2046 | Wind Offshore | Generation | Electricity | PJ | Dispatch-Generation | FuelCost | 0 | [6 empty] | 0.36069 | 0
LCP_Inputs_ON_Electric_IEA_2023_05_05 | 2046 | Wind Offshore | Generation | Electricity | PJ | Dispatch-Generation | VOM | 0 | [6 empty] | 0.36069 | 0
LCP_Inputs_ON_Electric_IEA_2023_05_05 | 2046 | Wind Offshore | Generation | Electricity | QC | Dispatch-Generation | EmissionsCost | 0 | [6 empty] | 0.36069 | 0
LCP_Inputs_ON_Electric_IEA_2023_05_05 | 2046 | Wind Offshore | Generation | Electricity | QC | Dispatch-Generation | FuelCost | 0 | [6 empty] | 0.36069 | 0
LCP_Inputs_ON_Electric_IEA_2023_05_05 | 2046 | Wind Offshore | Generation | Electricity | QC | Dispatch-Generation | VOM | 0 | [6 empty] | 0.36069 | 0
LCP_Inputs_ON_Electric_IEA_2023_05_05 | 2046 | Wind Offshore | Generation | Electricity | WC | Dispatch-Generation | EmissionsCost | 0 | [6 empty] | 0.36069 | 0
LCP_Inputs_ON_Electric_IEA_2023_05_05 | 2046 | Wind Offshore | Generation | Electricity | WC | Dispatch-Generation | FuelCost | 0 | [6 empty] | 0.36069 | 0
LCP_Inputs_ON_Electric_IEA_2023_05_05 | 2046 | Wind Offshore | Generation | Electricity | WC | Dispatch-Generation | VOM | 0 | [6 empty] | 0.36069 | 0
LCP_Inputs_ON_Electric_IEA_2023_05_05 | 2046 | Wind Onshore | Generation | Electricity | MI | Dispatch-Generation | EmissionsCost | 0 | [6 empty] | 0.36069 | 0
LCP_Inputs_ON_Electric_IEA_2023_05_05 | 2046 | Wind Onshore | Generation | Electricity | MI | Dispatch-Generation | FuelCost | 0 | [6 empty] | 0.36069 | 0
LCP_Inputs_ON_Electric_IEA_2023_05_05 | 2046 | Wind Onshore | Generation | Electricity | MI | Dispatch-Generation | VOM | 0 | [6 empty] | 0.36069 | 0
LCP_Inputs_ON_Electric_IEA_2023_05_05 | 2046 | Wind Onshore | Generation | Electricity | NY | Dispatch-Generation | EmissionsCost | 0 | [6 empty] | 0.36069 | 0
LCP_Inputs_ON_Electric_IEA_2023_05_05 | 2046 | Wind Onshore | Generation | Electricity | NY | Dispatch-Generation | FuelCost | 0 | [6 empty] | 0.36069 | 0
LCP_Inputs_ON_Electric_IEA_2023_05_05 | 2046 | Wind Onshore | Generation | Electricity | NY | Dispatch-Generation | VOM | 0 | [6 empty] | 0.36069 | 0
LCP_Inputs_ON_Electric_IEA_2023_05_05 | 2046 | Wind Onshore | Generation | Electricity | ON | Dispatch-Generation | EmissionsCost | 0 | [6 empty] | 0.36069 | 0
LCP_Inputs_ON_Electric_IEA_2023_05_05 | 2046 | Wind Onshore | Generation | Electricity | ON | Dispatch-Generation | FuelCost | 0 | [6 empty] | 0.36069 | 0
LCP_Inputs_ON_Electric_IEA_2023_05_05 | 2046 | Wind Onshore | Generation | Electricity | ON | Dispatch-Generation | VOM | 0 | [6 empty] | 0.36069 | 0
LCP_Inputs_ON_Electric_IEA_2023_05_05 | 2046 | Wind Onshore | Generation | Electricity | PJ | Dispatch-Generation | EmissionsCost | 0 | [6 empty] | 0.36069 | 0
LCP_Inputs_ON_Electric_IEA_2023_05_05 | 2046 | Wind Onshore | Generation | Electricity | PJ | Dispatch-Generation | FuelCost | 0 | [6 empty] | 0.36069 | 0
LCP_Inputs_ON_Electric_IEA_2023_05_05 | 2046 | Wind Onshore | Generation | Electricity | PJ | Dispatch-Generation | VOM | 0 | [6 empty] | 0.36069 | 0
LCP_Inputs_ON_Electric_IEA_2023_05_05 | 2046 | Wind Onshore | Generation | Electricity | QC | Dispatch-Generation | EmissionsCost | 0 | [6 empty] | 0.36069 | 0
LCP_Inputs_ON_Electric_IEA_2023_05_05 | 2046 | Wind Onshore | Generation | Electricity | QC | Dispatch-Generation | FuelCost | 0 | [6 empty] | 0.36069 | 0
LCP_Inputs_ON_Electric_IEA_2023_05_05 | 2046 | Wind Onshore | Generation | Electricity | QC | Dispatch-Generation | VOM | 0 | [6 empty] | 0.36069 | 0
LCP_Inputs_ON_Electric_IEA_2023_05_05 | 2046 | Wind Onshore | Generation | Electricity | WC | Dispatch-Generation | EmissionsCost | 0 | [6 empty] | 0.36069 | 0
LCP_Inputs_ON_Electric_IEA_2023_05_05 | 2046 | Wind Onshore | Generation | Electricity | WC | Dispatch-Generation | FuelCost | 0 | [6 empty] | 0.36069 | 0
LCP_Inputs_ON_Electric_IEA_2023_05_05 | 2046 | Wind Onshore | Generation | Electricity | WC | Dispatch-Generation | VOM | 0 | [6 empty] | 0.36069 | 0
LCP_Inputs_ON_Electric_IEA_2023_05_05 | 2047 | Anaerobic Digestion | Generation | Methane | MI | Dispatch-Generation | EmissionsCost | 0 | [6 empty] | 0.34682 | 0
LCP_Inputs_ON_Electric_IEA_2023_05_05 | 2047 | Anaerobic Digestion | Generation | Methane | MI | Dispatch-Generation | FuelCost | 0 | [6 empty] | 0.34682 | 0
LCP_Inputs_ON_Electric_IEA_2023_05_05 | 2047 | Anaerobic Digestion | Generation | Methane | MI | Dispatch-Generation | VOM | 0 | [6 empty] | 0.34682 | 0
LCP_Inputs_ON_Electric_IEA_2023_05_05 | 2047 | Anaerobic Digestion | Generation | Methane | NY | Dispatch-Generation | EmissionsCost | 0 | [6 empty] | 0.34682 | 0
LCP_Inputs_ON_Electric_IEA_2023_05_05 | 2047 | Anaerobic Digestion | Generation | Methane | NY | Dispatch-Generation | FuelCost | 0 | [6 empty] | 0.34682 | 0
LCP_Inputs_ON_Electric_IEA_2023_05_05 | 2047 | Anaerobic Digestion | Generation | Methane | NY | Dispatch-Generation | VOM | 0 | [6 empty] | 0.34682 | 0
LCP_Inputs_ON_Electric_IEA_2023_05_05 | 2047 | Anaerobic Digestion | Generation | Methane | ON | Dispatch-Generation | EmissionsCost | 4244873.9669 | [6 empty] | 0.34682 | 1472192.6299
LCP_Inputs_ON_Electric_IEA_2023_05_05 | 2047 | Anaerobic Digestion | Generation | Methane | ON | Dispatch-Generation | FuelCost | 0 | [6 empty] | 0.34682 | 0
LCP_Inputs_ON_Electric_IEA_2023_05_05 | 2047 | Anaerobic Digestion | Generation | Methane | ON | Dispatch-Generation | VOM | 1125040000 | [6 empty] | 0.34682 | 390182514.0605
LCP_Inputs_ON_Electric_IEA_2023_05_05 | 2047 | Anaerobic Digestion | Generation | Methane | PJ | Dispatch-Generation | EmissionsCost | 0 | [6 empty] | 0.34682 | 0
LCP_Inputs_ON_Electric_IEA_2023_05_05 | 2047 | Anaerobic Digestion | Generation | Methane | PJ | Dispatch-Generation | FuelCost | 0 | [6 empty] | 0.34682 | 0
LCP_Inputs_ON_Electric_IEA_2023_05_05 | 2047 | Anaerobic Digestion | Generation | Methane | PJ | Dispatch-Generation | VOM | 0 | [6 empty] | 0.34682 | 0
LCP_Inputs_ON_Electric_IEA_2023_05_05 | 2047 | Anaerobic Digestion | Generation | Methane | QC | Dispatch-Generation | EmissionsCost | 0 | [6 empty] | 0.34682 | 0
LCP_Inputs_ON_Electric_IEA_2023_05_05 | 2047 | Anaerobic Digestion | Generation | Methane | QC | Dispatch-Generation | FuelCost | 0 | [6 empty] | 0.34682 | 0
LCP_Inputs_ON_Electric_IEA_2023_05_05 | 2047 | Anaerobic Digestion | Generation | Methane | QC | Dispatch-Generation | VOM | 0 | [6 empty] | 0.34682 | 0
LCP_Inputs_ON_Electric_IEA_2023_05_05 | 2047 | Anaerobic Digestion | Generation | Methane | WC | Dispatch-Generation | EmissionsCost | 0 | [6 empty] | 0.34682 | 0
LCP_Inputs_ON_Electric_IEA_2023_05_05 | 2047 | Anaerobic Digestion | Generation | Methane | WC | Dispatch-Generation | FuelCost | 0 | [6 empty] | 0.34682 | 0
LCP_Inputs_ON_Electric_IEA_2023_05_05 | 2047 | Anaerobic Digestion | Generation | Methane | WC | Dispatch-Generation | VOM | 0 | [6 empty] | 0.34682 | 0
LCP_Inputs_ON_Electric_IEA_2023_05_05 | 2047 | Battery Storage | Storage | Electricity | MI | Dispatch-Storage | EmissionsCost | 0 | [6 empty] | 0.34682 | 0
LCP_Inputs_ON_Electric_IEA_2023_05_05 | 2047 | Battery Storage | Storage | Electricity | MI | Dispatch-Storage | FuelCost | 0 | [6 empty] | 0.34682 | 0
LCP_Inputs_ON_Electric_IEA_2023_05_05 | 2047 | Battery Storage | Storage | Electricity | MI | Dispatch-Storage | VOM | 0 | [6 empty] | 0.34682 | 0
LCP_Inputs_ON_Electric_IEA_2023_05_05 | 2047 | Battery Storage | Storage | Electricity | NY | Dispatch-Storage | EmissionsCost | 0 | [6 empty] | 0.34682 | 0
LCP_Inputs_ON_Electric_IEA_2023_05_05 | 2047 | Battery Storage | Storage | Electricity | NY | Dispatch-Storage | FuelCost | 0 | [6 empty] | 0.34682 | 0
LCP_Inputs_ON_Electric_IEA_2023_05_05 | 2047 | Battery Storage | Storage | Electricity | NY | Dispatch-Storage | VOM | 0 | [6 empty] | 0.34682 | 0
LCP_Inputs_ON_Electric_IEA_2023_05_05 | 2047 | Battery Storage | Storage | Electricity | ON | Dispatch-Storage | EmissionsCost | 0 | [6 empty] | 0.34682 | 0
LCP_Inputs_ON_Electric_IEA_2023_05_05 | 2047 | Battery Storage | Storage | Electricity | ON | Dispatch-Storage | FuelCost | 0 | [6 empty] | 0.34682 | 0
LCP_Inputs_ON_Electric_IEA_2023_05_05 | 2047 | Battery Storage | Storage | Electricity | ON | Dispatch-Storage | VOM | 0 | [6 empty] | 0.34682 | 0
LCP_Inputs_ON_Electric_IEA_2023_05_05 | 2047 | Battery Storage | Storage | Electricity | PJ | Dispatch-Storage | EmissionsCost | 0 | [6 empty] | 0.34682 | 0
LCP_Inputs_ON_Electric_IEA_2023_05_05 | 2047 | Battery Storage | Storage | Electricity | PJ | Dispatch-Storage | FuelCost | 0 | [6 empty] | 0.34682 | 0
LCP_Inputs_ON_Electric_IEA_2023_05_05 | 2047 | Battery Storage | Storage | Electricity | PJ | Dispatch-Storage | VOM | 0 | [6 empty] | 0.34682 | 0
LCP_Inputs_ON_Electric_IEA_2023_05_05 | 2047 | Battery Storage | Storage | Electricity | QC | Dispatch-Storage | EmissionsCost | 0 | [6 empty] | 0.34682 | 0
LCP_Inputs_ON_Electric_IEA_2023_05_05 | 2047 | Battery Storage | Storage | Electricity | QC | Dispatch-Storage | FuelCost | 0 | [6 empty] | 0.34682 | 0
LCP_Inputs_ON_Electric_IEA_2023_05_05 | 2047 | Battery Storage | Storage | Electricity | QC | Dispatch-Storage | VOM | 0 | [6 empty] | 0.34682 | 0
LCP_Inputs_ON_Electric_IEA_2023_05_05 | 2047 | Battery Storage | Storage | Electricity | WC | Dispatch-Storage | EmissionsCost | 0 | [6 empty] | 0.34682 | 0
LCP_Inputs_ON_Electric_IEA_2023_05_05 | 2047 | Battery Storage | Storage | Electricity | WC | Dispatch-Storage | FuelCost | 0 | [6 empty] | 0.34682 | 0
LCP_Inputs_ON_Electric_IEA_2023_05_05 | 2047 | Battery Storage | Storage | Electricity | WC | Dispatch-Storage | VOM | 0 | [6 empty] | 0.34682 | 0
LCP_Inputs_ON_Electric_IEA_2023_05_05 | 2047 | Biomass | Generation | Electricity | MI | Dispatch-Generation | EmissionsCost | 0 | [6 empty] | 0.34682 | 0
LCP_Inputs_ON_Electric_IEA_2023_05_05 | 2047 | Biomass | Generation | Electricity | MI | Dispatch-Generation | FuelCost | 0 | [6 empty] | 0.34682 | 0
LCP_Inputs_ON_Electric_IEA_2023_05_05 | 2047 | Biomass | Generation | Electricity | MI | Dispatch-Generation | VOM | 0 | [6 empty] | 0.34682 | 0
LCP_Inputs_ON_Electric_IEA_2023_05_05 | 2047 | Biomass | Generation | Electricity | NY | Dispatch-Generation | EmissionsCost | 0 | [6 empty] | 0.34682 | 0
LCP_Inputs_ON_Electric_IEA_2023_05_05 | 2047 | Biomass | Generation | Electricity | NY | Dispatch-Generation | FuelCost | 0 | [6 empty] | 0.34682 | 0
LCP_Inputs_ON_Electric_IEA_2023_05_05 | 2047 | Biomass | Generation | Electricity | NY | Dispatch-Generation | VOM | 0 | [6 empty] | 0.34682 | 0
LCP_Inputs_ON_Electric_IEA_2023_05_05 | 2047 | Biomass | Generation | Electricity | ON | Dispatch-Generation | EmissionsCost | 0 | [6 empty] | 0.34682 | 0
LCP_Inputs_ON_Electric_IEA_2023_05_05 | 2047 | Biomass | Generation | Electricity | ON | Dispatch-Generation | FuelCost | 2449112.7273 | [6 empty] | 0.34682 | 849392.8759
LCP_Inputs_ON_Electric_IEA_2023_05_05 | 2047 | Biomass | Generation | Electricity | ON | Dispatch-Generation | VOM | 31430.28 | [6 empty] | 0.34682 | 10900.5419
LCP_Inputs_ON_Electric_IEA_2023_05_05 | 2047 | Biomass | Generation | Electricity | PJ | Dispatch-Generation | EmissionsCost | 0 | [6 empty] | 0.34682 | 0
LCP_Inputs_ON_Electric_IEA_2023_05_05 | 2047 | Biomass | Generation | Electricity | PJ | Dispatch-Generation | FuelCost | 0 | [6 empty] | 0.34682 | 0
LCP_Inputs_ON_Electric_IEA_2023_05_05 | 2047 | Biomass | Generation | Electricity | PJ | Dispatch-Generation | VOM | 0 | [6 empty] | 0.34682 | 0
LCP_Inputs_ON_Electric_IEA_2023_05_05 | 2047 | Biomass | Generation | Electricity | QC | Dispatch-Generation | EmissionsCost | 0 | [6 empty] | 0.34682 | 0
LCP_Inputs_ON_Electric_IEA_2023_05_05 | 2047 | Biomass | Generation | Electricity | QC | Dispatch-Generation | FuelCost | 122553.4753 | [6 empty] | 0.34682 | 42503.5759
LCP_Inputs_ON_Electric_IEA_2023_05_05 | 2047 | Biomass | Generation | Electricity | QC | Dispatch-Generation | VOM | 1572.7696 | [6 empty] | 0.34682 | 545.4626
LCP_Inputs_ON_Electric_IEA_2023_05_05 | 2047 | Biomass | Generation | Electricity | WC | Dispatch-Generation | EmissionsCost | 0 | [6 empty] | 0.34682 | 0
LCP_Inputs_ON_Electric_IEA_2023_05_05 | 2047 | Biomass | Generation | Electricity | WC | Dispatch-Generation | FuelCost | 0 | [6 empty] | 0.34682 | 0
LCP_Inputs_ON_Electric_IEA_2023_05_05 | 2047 | Biomass | Generation | Electricity | WC | Dispatch-Generation | VOM | 0 | [6 empty] | 0.34682 | 0
LCP_Inputs_ON_Electric_IEA_2023_05_05 | 2047 | Biomass + CCS | Generation | Electricity | MI | Dispatch-Generation | EmissionsCost | 0 | [6 empty] | 0.34682 | 0
LCP_Inputs_ON_Electric_IEA_2023_05_05 | 2047 | Biomass + CCS | Generation | Electricity | MI | Dispatch-Generation | FuelCost | 0 | [6 empty] | 0.34682 | 0
LCP_Inputs_ON_Electric_IEA_2023_05_05 | 2047 | Biomass + CCS | Generation | Electricity | MI | Dispatch-Generation | VOM | 0 | [6 empty] | 0.34682 | 0
LCP_Inputs_ON_Electric_IEA_2023_05_05 | 2047 | Biomass + CCS | Generation | Electricity | NY | Dispatch-Generation | EmissionsCost | 0 | [6 empty] | 0.34682 | 0
LCP_Inputs_ON_Electric_IEA_2023_05_05 | 2047 | Biomass + CCS | Generation | Electricity | NY | Dispatch-Generation | FuelCost | 0 | [6 empty] | 0.34682 | 0
LCP_Inputs_ON_Electric_IEA_2023_05_05 | 2047 | Biomass + CCS | Generation | Electricity | NY | Dispatch-Generation | VOM | 0 | [6 empty] | 0.34682 | 0
LCP_Inputs_ON_Electric_IEA_2023_05_05 | 2047 | Biomass + CCS | Generation | Electricity | ON | Dispatch-Generation | EmissionsCost | -566815549.8142 | [6 empty] | 0.34682 | -196581024.8836
LCP_Inputs_ON_Electric_IEA_2023_05_05 | 2047 | Biomass + CCS | Generation | Electricity | ON | Dispatch-Generation | FuelCost | 456060730.9091 | [6 empty] | 0.34682 | 158169418.4654
LCP_Inputs_ON_Electric_IEA_2023_05_05 | 2047 | Biomass + CCS | Generation | Electricity | ON | Dispatch-Generation | VOM | 3546136.7278 | [6 empty] | 0.34682 | 1229858.9772
LCP_Inputs_ON_Electric_IEA_2023_05_05 | 2047 | Biomass + CCS | Generation | Electricity | PJ | Dispatch-Generation | EmissionsCost | 0 | [6 empty] | 0.34682 | 0
LCP_Inputs_ON_Electric_IEA_2023_05_05 | 2047 | Biomass + CCS | Generation | Electricity | PJ | Dispatch-Generation | FuelCost | 0 | [6 empty] | 0.34682 | 0
LCP_Inputs_ON_Electric_IEA_2023_05_05 | 2047 | Biomass + CCS | Generation | Electricity | PJ | Dispatch-Generation | VOM | 0 | [6 empty] | 0.34682 | 0
LCP_Inputs_ON_Electric_IEA_2023_05_05 | 2047 | Biomass + CCS | Generation | Electricity | QC | Dispatch-Generation | EmissionsCost | 0 | [6 empty] | 0.34682 | 0
LCP_Inputs_ON_Electric_IEA_2023_05_05 | 2047 | Biomass + CCS | Generation | Electricity | QC | Dispatch-Generation | FuelCost | 0 | [6 empty] | 0.34682 | 0
LCP_Inputs_ON_Electric_IEA_2023_05_05 | 2047 | Biomass + CCS | Generation | Electricity | QC | Dispatch-Generation | VOM | 0 | [6 empty] | 0.34682 | 0
LCP_Inputs_ON_Electric_IEA_2023_05_05 | 2047 | Biomass + CCS | Generation | Electricity | WC | Dispatch-Generation | EmissionsCost | 0 | [6 empty] | 0.34682 | 0
LCP_Inputs_ON_Electric_IEA_2023_05_05 | 2047 | Biomass + CCS | Generation | Electricity | WC | Dispatch-Generation | FuelCost | 0 | [6 empty] | 0.34682 | 0
LCP_Inputs_ON_Electric_IEA_2023_05_05 | 2047 | Biomass + CCS | Generation | Electricity | WC | Dispatch-Generation | VOM | 0 | [6 empty] | 0.34682 | 0
LCP_Inputs_ON_Electric_IEA_2023_05_05 | 2047 | CH4 + CCS | Generation | Methane | MI | Dispatch-Generation | EmissionsCost | 0 | [6 empty] | 0.34682 | 0
LCP_Inputs_ON_Electric_IEA_2023_05_05 | 2047 | CH4 + CCS | Generation | Methane | MI | Dispatch-Generation | FuelCost | 0 | [6 empty] | 0.34682 | 0
LCP_Inputs_ON_Electric_IEA_2023_05_05 | 2047 | CH4 + CCS | Generation | Methane | MI | Dispatch-Generation | VOM | 0 | [6 empty] | 0.34682 | 0
LCP_Inputs_ON_Electric_IEA_2023_05_05 | 2047 | CH4 + CCS | Generation | Methane | NY | Dispatch-Generation | EmissionsCost | 0 | [6 empty] | 0.34682 | 0
LCP_Inputs_ON_Electric_IEA_2023_05_05 | 2047 | CH4 + CCS | Generation | Methane | NY | Dispatch-Generation | FuelCost | 0 | [6 empty] | 0.34682 | 0
LCP_Inputs_ON_Electric_IEA_2023_05_05 | 2047 | CH4 + CCS | Generation | Methane | NY | Dispatch-Generation | VOM | 0 | [6 empty] | 0.34682 | 0
LCP_Inputs_ON_Electric_IEA_2023_05_05 | 2047 | CH4 + CCS | Generation | Methane | ON | Dispatch-Generation | EmissionsCost | 84395478.3721 | [6 empty] | 0.34682 | 29269750.3436
LCP_Inputs_ON_Electric_IEA_2023_05_05 | 2047 | CH4 + CCS | Generation | Methane | ON | Dispatch-Generation | FuelCost | 271488076.3116 | [6 empty] | 0.34682 | 94156563.4579
LCP_Inputs_ON_Electric_IEA_2023_05_05 | 2047 | CH4 + CCS | Generation | Methane | ON | Dispatch-Generation | VOM | 25812098.3333 | [6 empty] | 0.34682 | 8952063.4119
LCP_Inputs_ON_Electric_IEA_2023_05_05 | 2047 | CH4 + CCS | Generation | Methane | PJ | Dispatch-Generation | EmissionsCost | 0 | [6 empty] | 0.34682 | 0
LCP_Inputs_ON_Electric_IEA_2023_05_05 | 2047 | CH4 + CCS | Generation | Methane | PJ | Dispatch-Generation | FuelCost | 0 | [6 empty] | 0.34682 | 0
LCP_Inputs_ON_Electric_IEA_2023_05_05 | 2047 | CH4 + CCS | Generation | Methane | PJ | Dispatch-Generation | VOM | 0 | [6 empty] | 0.34682 | 0
LCP_Inputs_ON_Electric_IEA_2023_05_05 | 2047 | CH4 + CCS | Generation | Methane | QC | Dispatch-Generation | EmissionsCost | 0 | [6 empty] | 0.34682 | 0
LCP_Inputs_ON_Electric_IEA_2023_05_05 | 2047 | CH4 + CCS | Generation | Methane | QC | Dispatch-Generation | FuelCost | 0 | [6 empty] | 0.34682 | 0
LCP_Inputs_ON_Electric_IEA_2023_05_05 | 2047 | CH4 + CCS | Generation | Methane | QC | Dispatch-Generation | VOM | 0 | [6 empty] | 0.34682 | 0
LCP_Inputs_ON_Electric_IEA_2023_05_05 | 2047 | CH4 + CCS | Generation | Methane | WC | Dispatch-Generation | EmissionsCost | 0 | [6 empty] | 0.34682 | 0
LCP_Inputs_ON_Electric_IEA_2023_05_05 | 2047 | CH4 + CCS | Generation | Methane | WC | Dispatch-Generation | FuelCost | 0 | [6 empty] | 0.34682 | 0
LCP_Inputs_ON_Electric_IEA_2023_05_05 | 2047 | CH4 + CCS | Generation | Methane | WC | Dispatch-Generation | VOM | 0 | [6 empty] | 0.34682 | 0
LCP_Inputs_ON_Electric_IEA_2023_05_05 | 2047 | CH4 Import - NY 2020 | Import | Methane | MI | Dispatch-Import | EmissionsCost | 0 | [6 empty] | 0.34682 | 0
LCP_Inputs_ON_Electric_IEA_2023_05_05 | 2047 | CH4 Import - NY 2020 | Import | Methane | MI | Dispatch-Import | FuelCost | 0 | [6 empty] | 0.34682 | 0
LCP_Inputs_ON_Electric_IEA_2023_05_05 | 2047 | CH4 Import - NY 2020 | Import | Methane | MI | Dispatch-Import | VOM | 0 | [6 empty] | 0.34682 | 0
LCP_Inputs_ON_Electric_IEA_2023_05_05 | 2047 | CH4 Import - NY 2020 | Import | Methane | NY | Dispatch-Import | EmissionsCost | 0 | [6 empty] | 0.34682 | 0
LCP_Inputs_ON_Electric_IEA_2023_05_05 | 2047 | CH4 Import - NY 2020 | Import | Methane | NY | Dispatch-Import | FuelCost | 0 | [6 empty] | 0.34682 | 0
LCP_Inputs_ON_Electric_IEA_2023_05_05 | 2047 | CH4 Import - NY 2020 | Import | Methane | NY | Dispatch-Import | VOM | 0 | [6 empty] | 0.34682 | 0
LCP_Inputs_ON_Electric_IEA_2023_05_05 | 2047 | CH4 Import - NY 2020 | Import | Methane | ON | Dispatch-Import | EmissionsCost | 0 | [6 empty] | 0.34682 | 0
LCP_Inputs_ON_Electric_IEA_2023_05_05 | 2047 | CH4 Import - NY 2020 | Import | Methane | ON | Dispatch-Import | FuelCost | 0 | [6 empty] | 0.34682 | 0
LCP_Inputs_ON_Electric_IEA_2023_05_05 | 2047 | CH4 Import - NY 2020 | Import | Methane | ON | Dispatch-Import | VOM | 0 | [6 empty] | 0.34682 | 0
LCP_Inputs_ON_Electric_IEA_2023_05_05 | 2047 | CH4 Import - NY 2020 | Import | Methane | PJ | Dispatch-Import | EmissionsCost | 0 | [6 empty] | 0.34682 | 0
LCP_Inputs_ON_Electric_IEA_2023_05_05 | 2047 | CH4 Import - NY 2020 | Import | Methane | PJ | Dispatch-Import | FuelCost | 0 | [6 empty] | 0.34682 | 0
LCP_Inputs_ON_Electric_IEA_2023_05_05 | 2047 | CH4 Import - NY 2020 | Import | Methane | PJ | Dispatch-Import | VOM | 0 | [6 empty] | 0.34682 | 0
LCP_Inputs_ON_Electric_IEA_2023_05_05 | 2047 | CH4 Import - NY 2020 | Import | Methane | QC | Dispatch-Import | EmissionsCost | 0 | [6 empty] | 0.34682 | 0
LCP_Inputs_ON_Electric_IEA_2023_05_05 | 2047 | CH4 Import - NY 2020 | Import | Methane | QC | Dispatch-Import | FuelCost | 0 | [6 empty] | 0.34682 | 0
LCP_Inputs_ON_Electric_IEA_2023_05_05 | 2047 | CH4 Import - NY 2020 | Import | Methane | QC | Dispatch-Import | VOM | 0 | [6 empty] | 0.34682 | 0
LCP_Inputs_ON_Electric_IEA_2023_05_05 | 2047 | CH4 Import - NY 2020 | Import | Methane | WC | Dispatch-Import | EmissionsCost | 0 | [6 empty] | 0.34682 | 0
LCP_Inputs_ON_Electric_IEA_2023_05_05 | 2047 | CH4 Import - NY 2020 | Import | Methane | WC | Dispatch-Import | FuelCost | 0 | [6 empty] | 0.34682 | 0
LCP_Inputs_ON_Electric_IEA_2023_05_05 | 2047 | CH4 Import - NY 2020 | Import | Methane | WC | Dispatch-Import | VOM | 0 | [6 empty] | 0.34682 | 0
LCP_Inputs_ON_Electric_IEA_2023_05_05 | 2047 | CH4 Import - NY 2030 | Import | Methane | MI | Dispatch-Import | EmissionsCost | 0 | [6 empty] | 0.34682 | 0
LCP_Inputs_ON_Electric_IEA_2023_05_05 | 2047 | CH4 Import - NY 2030 | Import | Methane | MI | Dispatch-Import | FuelCost | 0 | [6 empty] | 0.34682 | 0
LCP_Inputs_ON_Electric_IEA_2023_05_05 | 2047 | CH4 Import - NY 2030 | Import | Methane | MI | Dispatch-Import | VOM | 0 | [6 empty] | 0.34682 | 0
LCP_Inputs_ON_Electric_IEA_2023_05_05 | 2047 | CH4 Import - NY 2030 | Import | Methane | NY | Dispatch-Import | EmissionsCost | 0 | [6 empty] | 0.34682 | 0
LCP_Inputs_ON_Electric_IEA_2023_05_05 | 2047 | CH4 Import - NY 2030 | Import | Methane | NY | Dispatch-Import | FuelCost | 0 | [6 empty] | 0.34682 | 0
LCP_Inputs_ON_Electric_IEA_2023_05_05 | 2047 | CH4 Import - NY 2030 | Import | Methane | NY | Dispatch-Import | VOM | 0 | [6 empty] | 0.34682 | 0
LCP_Inputs_ON_Electric_IEA_2023_05_05 | 2047 | CH4 Import - NY 2030 | Import | Methane | ON | Dispatch-Import | EmissionsCost | 0 | [6 empty] | 0.34682 | 0
LCP_Inputs_ON_Electric_IEA_2023_05_05 | 2047 | CH4 Import - NY 2030 | Import | Methane | ON | Dispatch-Import | FuelCost | 0 | [6 empty] | 0.34682 | 0
LCP_Inputs_ON_Electric_IEA_2023_05_05 | 2047 | CH4 Import - NY 2030 | Import | Methane | ON | Dispatch-Import | VOM | 0 | [6 empty] | 0.34682 | 0
LCP_Inputs_ON_Electric_IEA_2023_05_05 | 2047 | CH4 Import - NY 2030 | Import | Methane | PJ | Dispatch-Import | EmissionsCost | 0 | [6 empty] | 0.34682 | 0
LCP_Inputs_ON_Electric_IEA_2023_05_05 | 2047 | CH4 Import - NY 2030 | Import | Methane | PJ | Dispatch-Import | FuelCost | 0 | [6 empty] | 0.34682 | 0
LCP_Inputs_ON_Electric_IEA_2023_05_05 | 2047 | CH4 Import - NY 2030 | Import | Methane | PJ | Dispatch-Import | VOM | 0 | [6 empty] | 0.34682 | 0
LCP_Inputs_ON_Electric_IEA_2023_05_05 | 2047 | CH4 Import - NY 2030 | Import | Methane | QC | Dispatch-Import | EmissionsCost | 0 | [6 empty] | 0.34682 | 0
LCP_Inputs_ON_Electric_IEA_2023_05_05 | 2047 | CH4 Import - NY 2030 | Import | Methane | QC | Dispatch-Import | FuelCost | 0 | [6 empty] | 0.34682 | 0
LCP_Inputs_ON_Electric_IEA_2023_05_05 | 2047 | CH4 Import - NY 2030 | Import | Methane | QC | Dispatch-Import | VOM | 0 | [6 empty] | 0.34682 | 0
LCP_Inputs_ON_Electric_IEA_2023_05_05 | 2047 | CH4 Import - NY 2030 | Import | Methane | WC | Dispatch-Import | EmissionsCost | 0 | [6 empty] | 0.34682 | 0
LCP_Inputs_ON_Electric_IEA_2023_05_05 | 2047 | CH4 Import - NY 2030 | Import | Methane | WC | Dispatch-Import | FuelCost | 0 | [6 empty] | 0.34682 | 0
LCP_Inputs_ON_Electric_IEA_2023_05_05 | 2047 | CH4 Import - NY 2030 | Import | Methane | WC | Dispatch-Import | VOM | 0 | [6 empty] | 0.34682 | 0
LCP_Inputs_ON_Electric_IEA_2023_05_05 | 2047 | CH4 Import - NY 2040 | Import | Methane | MI | Dispatch-Import | EmissionsCost | 0 | [6 empty] | 0.34682 | 0
LCP_Inputs_ON_Electric_IEA_2023_05_05 | 2047 | CH4 Import - NY 2040 | Import | Methane | MI | Dispatch-Import | FuelCost | 0 | [6 empty] | 0.34682 | 0
LCP_Inputs_ON_Electric_IEA_2023_05_05 | 2047 | CH4 Import - NY 2040 | Import | Methane | MI | Dispatch-Import | VOM | 0 | [6 empty] | 0.34682 | 0
LCP_Inputs_ON_Electric_IEA_2023_05_05 | 2047 | CH4 Import - NY 2040 | Import | Methane | NY | Dispatch-Import | EmissionsCost | 2422180073.5024 | [6 empty] | 0.34682 | 840052185.3324
LCP_Inputs_ON_Electric_IEA_2023_05_05 | 2047 | CH4 Import - NY 2040 | Import | Methane | NY | Dispatch-Import | FuelCost | 758346581.876 | [6 empty] | 0.34682 | 263007160.497
LCP_Inputs_ON_Electric_IEA_2023_05_05 | 2047 | CH4 Import - NY 2040 | Import | Methane | NY | Dispatch-Import | VOM | 0 | [6 empty] | 0.34682 | 0
LCP_Inputs_ON_Electric_IEA_2023_05_05 | 2047 | CH4 Import - NY 2040 | Import | Methane | ON | Dispatch-Import | EmissionsCost | 0 | [6 empty] | 0.34682 | 0
LCP_Inputs_ON_Electric_IEA_2023_05_05 | 2047 | CH4 Import - NY 2040 | Import | Methane | ON | Dispatch-Import | FuelCost | 0 | [6 empty] | 0.34682 | 0
LCP_Inputs_ON_Electric_IEA_2023_05_05 | 2047 | CH4 Import - NY 2040 | Import | Methane | ON | Dispatch-Import | VOM | 0 | [6 empty] | 0.34682 | 0
LCP_Inputs_ON_Electric_IEA_2023_05_05 | 2047 | CH4 Import - NY 2040 | Import | Methane | PJ | Dispatch-Import | EmissionsCost | 0 | [6 empty] | 0.34682 | 0
LCP_Inputs_ON_Electric_IEA_2023_05_05 | 2047 | CH4 Import - NY 2040 | Import | Methane | PJ | Dispatch-Import | FuelCost | 0 | [6 empty] | 0.34682 | 0
LCP_Inputs_ON_Electric_IEA_2023_05_05 | 2047 | CH4 Import - NY 2040 | Import | Methane | PJ | Dispatch-Import | VOM | 0 | [6 empty] | 0.34682 | 0
LCP_Inputs_ON_Electric_IEA_2023_05_05 | 2047 | CH4 Import - NY 2040 | Import | Methane | QC | Dispatch-Import | EmissionsCost | 0 | [6 empty] | 0.34682 | 0
LCP_Inputs_ON_Electric_IEA_2023_05_05 | 2047 | CH4 Import - NY 2040 | Import | Methane | QC | Dispatch-Import | FuelCost | 0 | [6 empty] | 0.34682 | 0
LCP_Inputs_ON_Electric_IEA_2023_05_05 | 2047 | CH4 Import - NY 2040 | Import | Methane | QC | Dispatch-Import | VOM | 0 | [6 empty] | 0.34682 | 0
LCP_Inputs_ON_Electric_IEA_2023_05_05 | 2047 | CH4 Import - NY 2040 | Import | Methane | WC | Dispatch-Import | EmissionsCost | 0 | [6 empty] | 0.34682 | 0
LCP_Inputs_ON_Electric_IEA_2023_05_05 | 2047 | CH4 Import - NY 2040 | Import | Methane | WC | Dispatch-Import | FuelCost | 0 | [6 empty] | 0.34682 | 0
LCP_Inputs_ON_Electric_IEA_2023_05_05 | 2047 | CH4 Import - NY 2040 | Import | Methane | WC | Dispatch-Import | VOM | 0 | [6 empty] | 0.34682 | 0
LCP_Inputs_ON_Electric_IEA_2023_05_05 | 2047 | CH4 Import - NY 2050 | Import | Methane | MI | Dispatch-Import | EmissionsCost | 0 | [6 empty] | 0.34682 | 0
LCP_Inputs_ON_Electric_IEA_2023_05_05 | 2047 | CH4 Import - NY 2050 | Import | Methane | MI | Dispatch-Import | FuelCost | 0 | [6 empty] | 0.34682 | 0
LCP_Inputs_ON_Electric_IEA_2023_05_05 | 2047 | CH4 Import - NY 2050 | Import | Methane | MI | Dispatch-Import | VOM | 0 | [6 empty] | 0.34682 | 0
LCP_Inputs_ON_Electric_IEA_2023_05_05 | 2047 | CH4 Import - NY 2050 | Import | Methane | NY | Dispatch-Import | EmissionsCost | 0 | [6 empty] | 0.34682 | 0
LCP_Inputs_ON_Electric_IEA_2023_05_05 | 2047 | CH4 Import - NY 2050 | Import | Methane | NY | Dispatch-Import | FuelCost | 0 | [6 empty] | 0.34682 | 0
LCP_Inputs_ON_Electric_IEA_2023_05_05 | 2047 | CH4 Import - NY 2050 | Import | Methane | NY | Dispatch-Import | VOM | 0 | [6 empty] | 0.34682 | 0
LCP_Inputs_ON_Electric_IEA_2023_05_05 | 2047 | CH4 Import - NY 2050 | Import | Methane | ON | Dispatch-Import | EmissionsCost | 0 | [6 empty] | 0.34682 | 0
LCP_Inputs_ON_Electric_IEA_2023_05_05 | 2047 | CH4 Import - NY 2050 | Import | Methane | ON | Dispatch-Import | FuelCost | 0 | [6 empty] | 0.34682 | 0
LCP_Inputs_ON_Electric_IEA_2023_05_05 | 2047 | CH4 Import - NY 2050 | Import | Methane | ON | Dispatch-Import | VOM | 0 | [6 empty] | 0.34682 | 0
LCP_Inputs_ON_Electric_IEA_2023_05_05 | 2047 | CH4 Import - NY 2050 | Import | Methane | PJ | Dispatch-Import | EmissionsCost | 0 | [6 empty] | 0.34682 | 0
LCP_Inputs_ON_Electric_IEA_2023_05_05 | 2047 | CH4 Import - NY 2050 | Import | Methane | PJ | Dispatch-Import | FuelCost | 0 | [6 empty] | 0.34682 | 0
LCP_Inputs_ON_Electric_IEA_2023_05_05 | 2047 | CH4 Import - NY 2050 | Import | Methane | PJ | Dispatch-Import | VOM | 0 | [6 empty] | 0.34682 | 0
LCP_Inputs_ON_Electric_IEA_2023_05_05 | 2047 | CH4 Import - NY 2050 | Import | Methane | QC | Dispatch-Import | EmissionsCost | 0 | [6 empty] | 0.34682 | 0
LCP_Inputs_ON_Electric_IEA_2023_05_05 | 2047 | CH4 Import - NY 2050 | Import | Methane | QC | Dispatch-Import | FuelCost | 0 | [6 empty] | 0.34682 | 0
LCP_Inputs_ON_Electric_IEA_2023_05_05 | 2047 | CH4 Import - NY 2050 | Import | Methane | QC | Dispatch-Import | VOM | 0 | [6 empty] | 0.34682 | 0
LCP_Inputs_ON_Electric_IEA_2023_05_05 | 2047 | CH4 Import - NY 2050 | Import | Methane | WC | Dispatch-Import | EmissionsCost | 0 | [6 empty] | 0.34682 | 0
LCP_Inputs_ON_Electric_IEA_2023_05_05 | 2047 | CH4 Import - NY 2050 | Import | Methane | WC | Dispatch-Import | FuelCost | 0 | [6 empty] | 0.34682 | 0
LCP_Inputs_ON_Electric_IEA_2023_05_05 | 2047 | CH4 Import - NY 2050 | Import | Methane | WC | Dispatch-Import | VOM | 0 | [6 empty] | 0.34682 | 0
LCP_Inputs_ON_Electric_IEA_2023_05_05 | 2047 | CH4 Import - WC 2020 | Import | Methane | MI | Dispatch-Import | EmissionsCost | 0 | [6 empty] | 0.34682 | 0
LCP_Inputs_ON_Electric_IEA_2023_05_05 | 2047 | CH4 Import - WC 2020 | Import | Methane | MI | Dispatch-Import | FuelCost | 0 | [6 empty] | 0.34682 | 0
LCP_Inputs_ON_Electric_IEA_2023_05_05 | 2047 | CH4 Import - WC 2020 | Import | Methane | MI | Dispatch-Import | VOM | 0 | [6 empty] | 0.34682 | 0
LCP_Inputs_ON_Electric_IEA_2023_05_05 | 2047 | CH4 Import - WC 2020 | Import | Methane | NY | Dispatch-Import | EmissionsCost | 0 | [6 empty] | 0.34682 | 0
LCP_Inputs_ON_Electric_IEA_2023_05_05 | 2047 | CH4 Import - WC 2020 | Import | Methane | NY | Dispatch-Import | FuelCost | 0 | [6 empty] | 0.34682 | 0
LCP_Inputs_ON_Electric_IEA_2023_05_05 | 2047 | CH4 Import - WC 2020 | Import | Methane | NY | Dispatch-Import | VOM | 0 | [6 empty] | 0.34682 | 0
LCP_Inputs_ON_Electric_IEA_2023_05_05 | 2047 | CH4 Import - WC 2020 | Import | Methane | ON | Dispatch-Import | EmissionsCost | 0 | [6 empty] | 0.34682 | 0
LCP_Inputs_ON_Electric_IEA_2023_05_05 | 2047 | CH4 Import - WC 2020 | Import | Methane | ON | Dispatch-Import | FuelCost | 0 | [6 empty] | 0.34682 | 0
LCP_Inputs_ON_Electric_IEA_2023_05_05 | 2047 | CH4 Import - WC 2020 | Import | Methane | ON | Dispatch-Import | VOM | 0 | [6 empty] | 0.34682 | 0
LCP_Inputs_ON_Electric_IEA_2023_05_05 | 2047 | CH4 Import - WC 2020 | Import | Methane | PJ | Dispatch-Import | EmissionsCost | 0 | [6 empty] | 0.34682 | 0
LCP_Inputs_ON_Electric_IEA_2023_05_05 | 2047 | CH4 Import - WC 2020 | Import | Methane | PJ | Dispatch-Import | FuelCost | 0 | [6 empty] | 0.34682 | 0
LCP_Inputs_ON_Electric_IEA_2023_05_05 | 2047 | CH4 Import - WC 2020 | Import | Methane | PJ | Dispatch-Import | VOM | 0 | [6 empty] | 0.34682 | 0
LCP_Inputs_ON_Electric_IEA_2023_05_05 | 2047 | CH4 Import - WC 2020 | Import | Methane | QC | Dispatch-Import | EmissionsCost | 0 | [6 empty] | 0.34682 | 0
LCP_Inputs_ON_Electric_IEA_2023_05_05 | 2047 | CH4 Import - WC 2020 | Import | Methane | QC | Dispatch-Import | FuelCost | 0 | [6 empty] | 0.34682 | 0
LCP_Inputs_ON_Electric_IEA_2023_05_05 | 2047 | CH4 Import - WC 2020 | Import | Methane | QC | Dispatch-Import | VOM | 0 | [6 empty] | 0.34682 | 0
LCP_Inputs_ON_Electric_IEA_2023_05_05 | 2047 | CH4 Import - WC 2020 | Import | Methane | WC | Dispatch-Import | EmissionsCost | 0 | [6 empty] | 0.34682 | 0
LCP_Inputs_ON_Electric_IEA_2023_05_05 | 2047 | CH4 Import - WC 2020 | Import | Methane | WC | Dispatch-Import | FuelCost | 0 | [6 empty] | 0.34682 | 0
LCP_Inputs_ON_Electric_IEA_2023_05_05 | 2047 | CH4 Import - WC 2020 | Import | Methane | WC | Dispatch-Import | VOM | 0 | [6 empty] | 0.34682 | 0
LCP_Inputs_ON_Electric_IEA_2023_05_05 | 2047 | CH4 Import - WC 2030 | Import | Methane | MI | Dispatch-Import | EmissionsCost | 0 | [6 empty] | 0.34682 | 0
LCP_Inputs_ON_Electric_IEA_2023_05_05 | 2047 | CH4 Import - WC 2030 | Import | Methane | MI | Dispatch-Import | FuelCost | 0 | [6 empty] | 0.34682 | 0
LCP_Inputs_ON_Electric_IEA_2023_05_05 | 2047 | CH4 Import - WC 2030 | Import | Methane | MI | Dispatch-Import | VOM | 0 | [6 empty] | 0.34682 | 0
LCP_Inputs_ON_Electric_IEA_2023_05_05 | 2047 | CH4 Import - WC 2030 | Import | Methane | NY | Dispatch-Import | EmissionsCost | 0 | [6 empty] | 0.34682 | 0
LCP_Inputs_ON_Electric_IEA_2023_05_05 | 2047 | CH4 Import - WC 2030 | Import | Methane | NY | Dispatch-Import | FuelCost | 0 | [6 empty] | 0.34682 | 0
LCP_Inputs_ON_Electric_IEA_2023_05_05 | 2047 | CH4 Import - WC 2030 | Import | Methane | NY | Dispatch-Import | VOM | 0 | [6 empty] | 0.34682 | 0
LCP_Inputs_ON_Electric_IEA_2023_05_05 | 2047 | CH4 Import - WC 2030 | Import | Methane | ON | Dispatch-Import | EmissionsCost | 0 | [6 empty] | 0.34682 | 0
LCP_Inputs_ON_Electric_IEA_2023_05_05 | 2047 | CH4 Import - WC 2030 | Import | Methane | ON | Dispatch-Import | FuelCost | 0 | [6 empty] | 0.34682 | 0
LCP_Inputs_ON_Electric_IEA_2023_05_05 | 2047 | CH4 Import - WC 2030 | Import | Methane | ON | Dispatch-Import | VOM | 0 | [6 empty] | 0.34682 | 0
LCP_Inputs_ON_Electric_IEA_2023_05_05 | 2047 | CH4 Import - WC 2030 | Import | Methane | PJ | Dispatch-Import | EmissionsCost | 0 | [6 empty] | 0.34682 | 0
LCP_Inputs_ON_Electric_IEA_2023_05_05 | 2047 | CH4 Import - WC 2030 | Import | Methane | PJ | Dispatch-Import | FuelCost | 0 | [6 empty] | 0.34682 | 0
LCP_Inputs_ON_Electric_IEA_2023_05_05 | 2047 | CH4 Import - WC 2030 | Import | Methane | PJ | Dispatch-Import | VOM | 0 | [6 empty] | 0.34682 | 0
LCP_Inputs_ON_Electric_IEA_2023_05_05 | 2047 | CH4 Import - WC 2030 | Import | Methane | QC | Dispatch-Import | EmissionsCost | 0 | [6 empty] | 0.34682 | 0
LCP_Inputs_ON_Electric_IEA_2023_05_05 | 2047 | CH4 Import - WC 2030 | Import | Methane | QC | Dispatch-Import | FuelCost | 0 | [6 empty] | 0.34682 | 0
LCP_Inputs_ON_Electric_IEA_2023_05_05 | 2047 | CH4 Import - WC 2030 | Import | Methane | QC | Dispatch-Import | VOM | 0 | [6 empty] | 0.34682 | 0
LCP_Inputs_ON_Electric_IEA_2023_05_05 | 2047 | CH4 Import - WC 2030 | Import | Methane | WC | Dispatch-Import | EmissionsCost | 0 | [6 empty] | 0.34682 | 0
LCP_Inputs_ON_Electric_IEA_2023_05_05 | 2047 | CH4 Import - WC 2030 | Import | Methane | WC | Dispatch-Import | FuelCost | 0 | [6 empty] | 0.34682 | 0
LCP_Inputs_ON_Electric_IEA_2023_05_05 | 2047 | CH4 Import - WC 2030 | Import | Methane | WC | Dispatch-Import | VOM | 0 | [6 empty] | 0.34682 | 0
LCP_Inputs_ON_Electric_IEA_2023_05_05 | 2047 | CH4 Import - WC 2040 | Import | Methane | MI | Dispatch-Import | EmissionsCost | 0 | [6 empty] | 0.34682 | 0
LCP_Inputs_ON_Electric_IEA_2023_05_05 | 2047 | CH4 Import - WC 2040 | Import | Methane | MI | Dispatch-Import | FuelCost | 0 | [6 empty] | 0.34682 | 0
LCP_Inputs_ON_Electric_IEA_2023_05_05 | 2047 | CH4 Import - WC 2040 | Import | Methane | MI | Dispatch-Import | VOM | 0 | [6 empty] | 0.34682 | 0
LCP_Inputs_ON_Electric_IEA_2023_05_05 | 2047 | CH4 Import - WC 2040 | Import | Methane | NY | Dispatch-Import | EmissionsCost | 0 | [6 empty] | 0.34682 | 0
LCP_Inputs_ON_Electric_IEA_2023_05_05 | 2047 | CH4 Import - WC 2040 | Import | Methane | NY | Dispatch-Import | FuelCost | 0 | [6 empty] | 0.34682 | 0
LCP_Inputs_ON_Electric_IEA_2023_05_05 | 2047 | CH4 Import - WC 2040 | Import | Methane | NY | Dispatch-Import | VOM | 0 | [6 empty] | 0.34682 | 0
LCP_Inputs_ON_Electric_IEA_2023_05_05 | 2047 | CH4 Import - WC 2040 | Import | Methane | ON | Dispatch-Import | EmissionsCost | 0 | [6 empty] | 0.34682 | 0
LCP_Inputs_ON_Electric_IEA_2023_05_05 | 2047 | CH4 Import - WC 2040 | Import | Methane | ON | Dispatch-Import | FuelCost | 0 | [6 empty] | 0.34682 | 0
LCP_Inputs_ON_Electric_IEA_2023_05_05 | 2047 | CH4 Import - WC 2040 | Import | Methane | ON | Dispatch-Import | VOM | 0 | [6 empty] | 0.34682 | 0
LCP_Inputs_ON_Electric_IEA_2023_05_05 | 2047 | CH4 Import - WC 2040 | Import | Methane | PJ | Dispatch-Import | EmissionsCost | 0 | [6 empty] | 0.34682 | 0
LCP_Inputs_ON_Electric_IEA_2023_05_05 | 2047 | CH4 Import - WC 2040 | Import | Methane | PJ | Dispatch-Import | FuelCost | 0 | [6 empty] | 0.34682 | 0
LCP_Inputs_ON_Electric_IEA_2023_05_05 | 2047 | CH4 Import - WC 2040 | Import | Methane | PJ | Dispatch-Import | VOM | 0 | [6 empty] | 0.34682 | 0
LCP_Inputs_ON_Electric_IEA_2023_05_05 | 2047 | CH4 Import - WC 2040 | Import | Methane | QC | Dispatch-Import | EmissionsCost | 0 | [6 empty] | 0.34682 | 0
LCP_Inputs_ON_Electric_IEA_2023_05_05 | 2047 | CH4 Import - WC 2040 | Import | Methane | QC | Dispatch-Import | FuelCost | 0 | [6 empty] | 0.34682 | 0
LCP_Inputs_ON_Electric_IEA_2023_05_05 | 2047 | CH4 Import - WC 2040 | Import | Methane | QC | Dispatch-Import | VOM | 0 | [6 empty] | 0.34682 | 0
LCP_Inputs_ON_Electric_IEA_2023_05_05 | 2047 | CH4 Import - WC 2040 | Import | Methane | WC | Dispatch-Import | EmissionsCost | 2104525662.7863 | [6 empty] | 0.34682 | 729884372.1208
LCP_Inputs_ON_Electric_IEA_2023_05_05 | 2047 | CH4 Import - WC 2040 | Import | Methane | WC | Dispatch-Import | FuelCost | 658893969.2401 | [6 empty] | 0.34682 | 228515346.492
LCP_Inputs_ON_Electric_IEA_2023_05_05 | 2047 | CH4 Import - WC 2040 | Import | Methane | WC | Dispatch-Import | VOM | 0 | [6 empty] | 0.34682 | 0
LCP_Inputs_ON_Electric_IEA_2023_05_05 | 2047 | CH4 Import - WC 2050 | Import | Methane | MI | Dispatch-Import | EmissionsCost | 0 | [6 empty] | 0.34682 | 0
LCP_Inputs_ON_Electric_IEA_2023_05_05 | 2047 | CH4 Import - WC 2050 | Import | Methane | MI | Dispatch-Import | FuelCost | 0 | [6 empty] | 0.34682 | 0
LCP_Inputs_ON_Electric_IEA_2023_05_05 | 2047 | CH4 Import - WC 2050 | Import | Methane | MI | Dispatch-Import | VOM | 0 | [6 empty] | 0.34682 | 0
LCP_Inputs_ON_Electric_IEA_2023_05_05 | 2047 | CH4 Import - WC 2050 | Import | Methane | NY | Dispatch-Import | EmissionsCost | 0 | [6 empty] | 0.34682 | 0
LCP_Inputs_ON_Electric_IEA_2023_05_05 | 2047 | CH4 Import - WC 2050 | Import | Methane | NY | Dispatch-Import | FuelCost | 0 | [6 empty] | 0.34682 | 0
LCP_Inputs_ON_Electric_IEA_2023_05_05 | 2047 | CH4 Import - WC 2050 | Import | Methane | NY | Dispatch-Import | VOM | 0 | [6 empty] | 0.34682 | 0
LCP_Inputs_ON_Electric_IEA_2023_05_05 | 2047 | CH4 Import - WC 2050 | Import | Methane | ON | Dispatch-Import | EmissionsCost | 0 | [6 empty] | 0.34682 | 0
LCP_Inputs_ON_Electric_IEA_2023_05_05 | 2047 | CH4 Import - WC 2050 | Import | Methane | ON | Dispatch-Import | FuelCost | 0 | [6 empty] | 0.34682 | 0
LCP_Inputs_ON_Electric_IEA_2023_05_05 | 2047 | CH4 Import - WC 2050 | Import | Methane | ON | Dispatch-Import | VOM | 0 | [6 empty] | 0.34682 | 0
LCP_Inputs_ON_Electric_IEA_2023_05_05 | 2047 | CH4 Import - WC 2050 | Import | Methane | PJ | Dispatch-Import | EmissionsCost | 0 | [6 empty] | 0.34682 | 0
LCP_Inputs_ON_Electric_IEA_2023_05_05 | 2047 | CH4 Import - WC 2050 | Import | Methane | PJ | Dispatch-Import | FuelCost | 0 | [6 empty] | 0.34682 | 0
LCP_Inputs_ON_Electric_IEA_2023_05_05 | 2047 | CH4 Import - WC 2050 | Import | Methane | PJ | Dispatch-Import | VOM | 0 | [6 empty] | 0.34682 | 0
LCP_Inputs_ON_Electric_IEA_2023_05_05 | 2047 | CH4 Import - WC 2050 | Import | Methane | QC | Dispatch-Import | EmissionsCost | 0 | [6 empty] | 0.34682 | 0
LCP_Inputs_ON_Electric_IEA_2023_05_05 | 2047 | CH4 Import - WC 2050 | Import | Methane | QC | Dispatch-Import | FuelCost | 0 | [6 empty] | 0.34682 | 0
LCP_Inputs_ON_Electric_IEA_2023_05_05 | 2047 | CH4 Import - WC 2050 | Import | Methane | QC | Dispatch-Import | VOM | 0 | [6 empty] | 0.34682 | 0
LCP_Inputs_ON_Electric_IEA_2023_05_05 | 2047 | CH4 Import - WC 2050 | Import | Methane | WC | Dispatch-Import | EmissionsCost | 0 | [6 empty] | 0.34682 | 0
LCP_Inputs_ON_Electric_IEA_2023_05_05 | 2047 | CH4 Import - WC 2050 | Import | Methane | WC | Dispatch-Import | FuelCost | 0 | [6 empty] | 0.34682 | 0
LCP_Inputs_ON_Electric_IEA_2023_05_05 | 2047 | CH4 Import - WC 2050 | Import | Methane | WC | Dispatch-Import | VOM | 0 | [6 empty] | 0.34682 | 0
LCP_Inputs_ON_Electric_IEA_2023_05_05 | 2047 | CH4 Salt Cavern Storage - ON | Storage | Methane | MI | Dispatch-Storage | EmissionsCost | 0 | [6 empty] | 0.34682 | 0
LCP_Inputs_ON_Electric_IEA_2023_05_05 | 2047 | CH4 Salt Cavern Storage - ON | Storage | Methane | MI | Dispatch-Storage | FuelCost | 0 | [6 empty] | 0.34682 | 0
LCP_Inputs_ON_Electric_IEA_2023_05_05 | 2047 | CH4 Salt Cavern Storage - ON | Storage | Methane | MI | Dispatch-Storage | VOM | 0 | [6 empty] | 0.34682 | 0
LCP_Inputs_ON_Electric_IEA_2023_05_05 | 2047 | CH4 Salt Cavern Storage - ON | Storage | Methane | NY | Dispatch-Storage | EmissionsCost | 0 | [6 empty] | 0.34682 | 0
LCP_Inputs_ON_Electric_IEA_2023_05_05 | 2047 | CH4 Salt Cavern Storage - ON | Storage | Methane | NY | Dispatch-Storage | FuelCost | 0 | [6 empty] | 0.34682 | 0
LCP_Inputs_ON_Electric_IEA_2023_05_05 | 2047 | CH4 Salt Cavern Storage - ON | Storage | Methane | NY | Dispatch-Storage | VOM | 0 | [6 empty] | 0.34682 | 0
LCP_Inputs_ON_Electric_IEA_2023_05_05 | 2047 | CH4 Salt Cavern Storage - ON | Storage | Methane | ON | Dispatch-Storage | EmissionsCost | 0 | [6 empty] | 0.34682 | 0
LCP_Inputs_ON_Electric_IEA_2023_05_05 | 2047 | CH4 Salt Cavern Storage - ON | Storage | Methane | ON | Dispatch-Storage | FuelCost | 0 | [6 empty] | 0.34682 | 0
LCP_Inputs_ON_Electric_IEA_2023_05_05 | 2047 | CH4 Salt Cavern Storage - ON | Storage | Methane | ON | Dispatch-Storage | VOM | 0 | [6 empty] | 0.34682 | 0
LCP_Inputs_ON_Electric_IEA_2023_05_05 | 2047 | CH4 Salt Cavern Storage - ON | Storage | Methane | PJ | Dispatch-Storage | EmissionsCost | 0 | [6 empty] | 0.34682 | 0
LCP_Inputs_ON_Electric_IEA_2023_05_05 | 2047 | CH4 Salt Cavern Storage - ON | Storage | Methane | PJ | Dispatch-Storage | FuelCost | 0 | [6 empty] | 0.34682 | 0
LCP_Inputs_ON_Electric_IEA_2023_05_05 | 2047 | CH4 Salt Cavern Storage - ON | Storage | Methane | PJ | Dispatch-Storage | VOM | 0 | [6 empty] | 0.34682 | 0
LCP_Inputs_ON_Electric_IEA_2023_05_05 | 2047 | CH4 Salt Cavern Storage - ON | Storage | Methane | QC | Dispatch-Storage | EmissionsCost | 0 | [6 empty] | 0.34682 | 0
LCP_Inputs_ON_Electric_IEA_2023_05_05 | 2047 | CH4 Salt Cavern Storage - ON | Storage | Methane | QC | Dispatch-Storage | FuelCost | 0 | [6 empty] | 0.34682 | 0
LCP_Inputs_ON_Electric_IEA_2023_05_05 | 2047 | CH4 Salt Cavern Storage - ON | Storage | Methane | QC | Dispatch-Storage | VOM | 0 | [6 empty] | 0.34682 | 0
LCP_Inputs_ON_Electric_IEA_2023_05_05 | 2047 | CH4 Salt Cavern Storage - ON | Storage | Methane | WC | Dispatch-Storage | EmissionsCost | 0 | [6 empty] | 0.34682 | 0
LCP_Inputs_ON_Electric_IEA_2023_05_05 | 2047 | CH4 Salt Cavern Storage - ON | Storage | Methane | WC | Dispatch-Storage | FuelCost | 0 | [6 empty] | 0.34682 | 0
LCP_Inputs_ON_Electric_IEA_2023_05_05 | 2047 | CH4 Salt Cavern Storage - ON | Storage | Methane | WC | Dispatch-Storage | VOM | 0 | [6 empty] | 0.34682 | 0
LCP_Inputs_ON_Electric_IEA_2023_05_05 | 2047 | Electrolyser 2020/2030 | Crossload | Hydrogen | MI | Dispatch-Crossload | EmissionsCost | 0 | [6 empty] | 0.34682 | 0
LCP_Inputs_ON_Electric_IEA_2023_05_05 | 2047 | Electrolyser 2020/2030 | Crossload | Hydrogen | MI | Dispatch-Crossload | FuelCost | 0 | [6 empty] | 0.34682 | 0
LCP_Inputs_ON_Electric_IEA_2023_05_05 | 2047 | Electrolyser 2020/2030 | Crossload | Hydrogen | MI | Dispatch-Crossload | VOM | 0 | [6 empty] | 0.34682 | 0
LCP_Inputs_ON_Electric_IEA_2023_05_05 | 2047 | Electrolyser 2020/2030 | Crossload | Hydrogen | NY | Dispatch-Crossload | EmissionsCost | 0 | [6 empty] | 0.34682 | 0
LCP_Inputs_ON_Electric_IEA_2023_05_05 | 2047 | Electrolyser 2020/2030 | Crossload | Hydrogen | NY | Dispatch-Crossload | FuelCost | 0 | [6 empty] | 0.34682 | 0
LCP_Inputs_ON_Electric_IEA_2023_05_05 | 2047 | Electrolyser 2020/2030 | Crossload | Hydrogen | NY | Dispatch-Crossload | VOM | 0 | [6 empty] | 0.34682 | 0
LCP_Inputs_ON_Electric_IEA_2023_05_05 | 2047 | Electrolyser 2020/2030 | Crossload | Hydrogen | ON | Dispatch-Crossload | EmissionsCost | 0 | [6 empty] | 0.34682 | 0
LCP_Inputs_ON_Electric_IEA_2023_05_05 | 2047 | Electrolyser 2020/2030 | Crossload | Hydrogen | ON | Dispatch-Crossload | FuelCost | 0 | [6 empty] | 0.34682 | 0
LCP_Inputs_ON_Electric_IEA_2023_05_05 | 2047 | Electrolyser 2020/2030 | Crossload | Hydrogen | ON | Dispatch-Crossload | VOM | 0 | [6 empty] | 0.34682 | 0
LCP_Inputs_ON_Electric_IEA_2023_05_05 | 2047 | Electrolyser 2020/2030 | Crossload | Hydrogen | PJ | Dispatch-Crossload | EmissionsCost | 0 | [6 empty] | 0.34682 | 0
LCP_Inputs_ON_Electric_IEA_2023_05_05 | 2047 | Electrolyser 2020/2030 | Crossload | Hydrogen | PJ | Dispatch-Crossload | FuelCost | 0 | [6 empty] | 0.34682 | 0
LCP_Inputs_ON_Electric_IEA_2023_05_05 | 2047 | Electrolyser 2020/2030 | Crossload | Hydrogen | PJ | Dispatch-Crossload | VOM | 0 | [6 empty] | 0.34682 | 0
LCP_Inputs_ON_Electric_IEA_2023_05_05 | 2047 | Electrolyser 2020/2030 | Crossload | Hydrogen | QC | Dispatch-Crossload | EmissionsCost | 0 | [6 empty] | 0.34682 | 0
LCP_Inputs_ON_Electric_IEA_2023_05_05 | 2047 | Electrolyser 2020/2030 | Crossload | Hydrogen | QC | Dispatch-Crossload | FuelCost | 0 | [6 empty] | 0.34682 | 0
LCP_Inputs_ON_Electric_IEA_2023_05_05 | 2047 | Electrolyser 2020/2030 | Crossload | Hydrogen | QC | Dispatch-Crossload | VOM | 0 | [6 empty] | 0.34682 | 0
LCP_Inputs_ON_Electric_IEA_2023_05_05 | 2047 | Electrolyser 2020/2030 | Crossload | Hydrogen | WC | Dispatch-Crossload | EmissionsCost | 0 | [6 empty] | 0.34682 | 0
LCP_Inputs_ON_Electric_IEA_2023_05_05 | 2047 | Electrolyser 2020/2030 | Crossload | Hydrogen | WC | Dispatch-Crossload | FuelCost | 0 | [6 empty] | 0.34682 | 0
LCP_Inputs_ON_Electric_IEA_2023_05_05 | 2047 | Electrolyser 2020/2030 | Crossload | Hydrogen | WC | Dispatch-Crossload | VOM | 0 | [6 empty] | 0.34682 | 0
LCP_Inputs_ON_Electric_IEA_2023_05_05 | 2047 | Electrolyser 2040 | Crossload | Hydrogen | MI | Dispatch-Crossload | EmissionsCost | 0 | [6 empty] | 0.34682 | 0
LCP_Inputs_ON_Electric_IEA_2023_05_05 | 2047 | Electrolyser 2040 | Crossload | Hydrogen | MI | Dispatch-Crossload | FuelCost | 0 | [6 empty] | 0.34682 | 0
LCP_Inputs_ON_Electric_IEA_2023_05_05 | 2047 | Electrolyser 2040 | Crossload | Hydrogen | MI | Dispatch-Crossload | VOM | 0 | [6 empty] | 0.34682 | 0
LCP_Inputs_ON_Electric_IEA_2023_05_05 | 2047 | Electrolyser 2040 | Crossload | Hydrogen | NY | Dispatch-Crossload | EmissionsCost | 0 | [6 empty] | 0.34682 | 0
LCP_Inputs_ON_Electric_IEA_2023_05_05 | 2047 | Electrolyser 2040 | Crossload | Hydrogen | NY | Dispatch-Crossload | FuelCost | 0 | [6 empty] | 0.34682 | 0
LCP_Inputs_ON_Electric_IEA_2023_05_05 | 2047 | Electrolyser 2040 | Crossload | Hydrogen | NY | Dispatch-Crossload | VOM | 0 | [6 empty] | 0.34682 | 0
LCP_Inputs_ON_Electric_IEA_2023_05_05 | 2047 | Electrolyser 2040 | Crossload | Hydrogen | ON | Dispatch-Crossload | EmissionsCost | 0 | [6 empty] | 0.34682 | 0
LCP_Inputs_ON_Electric_IEA_2023_05_05 | 2047 | Electrolyser 2040 | Crossload | Hydrogen | ON | Dispatch-Crossload | FuelCost | 0 | [6 empty] | 0.34682 | 0
LCP_Inputs_ON_Electric_IEA_2023_05_05 | 2047 | Electrolyser 2040 | Crossload | Hydrogen | ON | Dispatch-Crossload | VOM | 0 | [6 empty] | 0.34682 | 0
LCP_Inputs_ON_Electric_IEA_2023_05_05 | 2047 | Electrolyser 2040 | Crossload | Hydrogen | PJ | Dispatch-Crossload | EmissionsCost | 0 | [6 empty] | 0.34682 | 0
LCP_Inputs_ON_Electric_IEA_2023_05_05 | 2047 | Electrolyser 2040 | Crossload | Hydrogen | PJ | Dispatch-Crossload | FuelCost | 0 | [6 empty] | 0.34682 | 0
LCP_Inputs_ON_Electric_IEA_2023_05_05 | 2047 | Electrolyser 2040 | Crossload | Hydrogen | PJ | Dispatch-Crossload | VOM | 0 | [6 empty] | 0.34682 | 0
LCP_Inputs_ON_Electric_IEA_2023_05_05 | 2047 | Electrolyser 2040 | Crossload | Hydrogen | QC | Dispatch-Crossload | EmissionsCost | 0 | [6 empty] | 0.34682 | 0
LCP_Inputs_ON_Electric_IEA_2023_05_05 | 2047 | Electrolyser 2040 | Crossload | Hydrogen | QC | Dispatch-Crossload | FuelCost | 0 | [6 empty] | 0.34682 | 0
LCP_Inputs_ON_Electric_IEA_2023_05_05 | 2047 | Electrolyser 2040 | Crossload | Hydrogen | QC | Dispatch-Crossload | VOM | 0 | [6 empty] | 0.34682 | 0
LCP_Inputs_ON_Electric_IEA_2023_05_05 | 2047 | Electrolyser 2040 | Crossload | Hydrogen | WC | Dispatch-Crossload | EmissionsCost | 0 | [6 empty] | 0.34682 | 0
LCP_Inputs_ON_Electric_IEA_2023_05_05 | 2047 | Electrolyser 2040 | Crossload | Hydrogen | WC | Dispatch-Crossload | FuelCost | 0 | [6 empty] | 0.34682 | 0
LCP_Inputs_ON_Electric_IEA_2023_05_05 | 2047 | Electrolyser 2040 | Crossload | Hydrogen | WC | Dispatch-Crossload | VOM | 0 | [6 empty] | 0.34682 | 0
LCP_Inputs_ON_Electric_IEA_2023_05_05 | 2047 | Electrolyser 2050 | Crossload | Hydrogen | MI | Dispatch-Crossload | EmissionsCost | 0 | [6 empty] | 0.34682 | 0
LCP_Inputs_ON_Electric_IEA_2023_05_05 | 2047 | Electrolyser 2050 | Crossload | Hydrogen | MI | Dispatch-Crossload | FuelCost | 0 | [6 empty] | 0.34682 | 0
LCP_Inputs_ON_Electric_IEA_2023_05_05 | 2047 | Electrolyser 2050 | Crossload | Hydrogen | MI | Dispatch-Crossload | VOM | 0 | [6 empty] | 0.34682 | 0
LCP_Inputs_ON_Electric_IEA_2023_05_05 | 2047 | Electrolyser 2050 | Crossload | Hydrogen | NY | Dispatch-Crossload | EmissionsCost | 0 | [6 empty] | 0.34682 | 0
LCP_Inputs_ON_Electric_IEA_2023_05_05 | 2047 | Electrolyser 2050 | Crossload | Hydrogen | NY | Dispatch-Crossload | FuelCost | 0 | [6 empty] | 0.34682 | 0
LCP_Inputs_ON_Electric_IEA_2023_05_05 | 2047 | Electrolyser 2050 | Crossload | Hydrogen | NY | Dispatch-Crossload | VOM | 0 | [6 empty] | 0.34682 | 0
LCP_Inputs_ON_Electric_IEA_2023_05_05 | 2047 | Electrolyser 2050 | Crossload | Hydrogen | ON | Dispatch-Crossload | EmissionsCost | 0 | [6 empty] | 0.34682 | 0
LCP_Inputs_ON_Electric_IEA_2023_05_05 | 2047 | Electrolyser 2050 | Crossload | Hydrogen | ON | Dispatch-Crossload | FuelCost | 0 | [6 empty] | 0.34682 | 0
LCP_Inputs_ON_Electric_IEA_2023_05_05 | 2047 | Electrolyser 2050 | Crossload | Hydrogen | ON | Dispatch-Crossload | VOM | 0 | [6 empty] | 0.34682 | 0
LCP_Inputs_ON_Electric_IEA_2023_05_05 | 2047 | Electrolyser 2050 | Crossload | Hydrogen | PJ | Dispatch-Crossload | EmissionsCost | 0 | [6 empty] | 0.34682 | 0
LCP_Inputs_ON_Electric_IEA_2023_05_05 | 2047 | Electrolyser 2050 | Crossload | Hydrogen | PJ | Dispatch-Crossload | FuelCost | 0 | [6 empty] | 0.34682 | 0
LCP_Inputs_ON_Electric_IEA_2023_05_05 | 2047 | Electrolyser 2050 | Crossload | Hydrogen | PJ | Dispatch-Crossload | VOM | 0 | [6 empty] | 0.34682 | 0
LCP_Inputs_ON_Electric_IEA_2023_05_05 | 2047 | Electrolyser 2050 | Crossload | Hydrogen | QC | Dispatch-Crossload | EmissionsCost | 0 | [6 empty] | 0.34682 | 0
LCP_Inputs_ON_Electric_IEA_2023_05_05 | 2047 | Electrolyser 2050 | Crossload | Hydrogen | QC | Dispatch-Crossload | FuelCost | 0 | [6 empty] | 0.34682 | 0
LCP_Inputs_ON_Electric_IEA_2023_05_05 | 2047 | Electrolyser 2050 | Crossload | Hydrogen | QC | Dispatch-Crossload | VOM | 0 | [6 empty] | 0.34682 | 0
LCP_Inputs_ON_Electric_IEA_2023_05_05 | 2047 | Electrolyser 2050 | Crossload | Hydrogen | WC | Dispatch-Crossload | EmissionsCost | 0 | [6 empty] | 0.34682 | 0
LCP_Inputs_ON_Electric_IEA_2023_05_05 | 2047 | Electrolyser 2050 | Crossload | Hydrogen | WC | Dispatch-Crossload | FuelCost | 0 | [6 empty] | 0.34682 | 0
LCP_Inputs_ON_Electric_IEA_2023_05_05 | 2047 | Electrolyser 2050 | Crossload | Hydrogen | WC | Dispatch-Crossload | VOM | 0 | [6 empty] | 0.34682 | 0
LCP_Inputs_ON_Electric_IEA_2023_05_05 | 2047 | Fossil Fuel Thermal (Coal, Peat, Oil) | Generation | Electricity | MI | Dispatch-Generation | EmissionsCost | 0 | [6 empty] | 0.34682 | 0
LCP_Inputs_ON_Electric_IEA_2023_05_05 | 2047 | Fossil Fuel Thermal (Coal, Peat, Oil) | Generation | Electricity | MI | Dispatch-Generation | FuelCost | 0 | [6 empty] | 0.34682 | 0
LCP_Inputs_ON_Electric_IEA_2023_05_05 | 2047 | Fossil Fuel Thermal (Coal, Peat, Oil) | Generation | Electricity | MI | Dispatch-Generation | VOM | 0 | [6 empty] | 0.34682 | 0
LCP_Inputs_ON_Electric_IEA_2023_05_05 | 2047 | Fossil Fuel Thermal (Coal, Peat, Oil) | Generation | Electricity | NY | Dispatch-Generation | EmissionsCost | 0 | [6 empty] | 0.34682 | 0
LCP_Inputs_ON_Electric_IEA_2023_05_05 | 2047 | Fossil Fuel Thermal (Coal, Peat, Oil) | Generation | Electricity | NY | Dispatch-Generation | FuelCost | 0 | [6 empty] | 0.34682 | 0
LCP_Inputs_ON_Electric_IEA_2023_05_05 | 2047 | Fossil Fuel Thermal (Coal, Peat, Oil) | Generation | Electricity | NY | Dispatch-Generation | VOM | 0 | [6 empty] | 0.34682 | 0
LCP_Inputs_ON_Electric_IEA_2023_05_05 | 2047 | Fossil Fuel Thermal (Coal, Peat, Oil) | Generation | Electricity | ON | Dispatch-Generation | EmissionsCost | 0 | [6 empty] | 0.34682 | 0
LCP_Inputs_ON_Electric_IEA_2023_05_05 | 2047 | Fossil Fuel Thermal (Coal, Peat, Oil) | Generation | Electricity | ON | Dispatch-Generation | FuelCost | 0 | [6 empty] | 0.34682 | 0
LCP_Inputs_ON_Electric_IEA_2023_05_05 | 2047 | Fossil Fuel Thermal (Coal, Peat, Oil) | Generation | Electricity | ON | Dispatch-Generation | VOM | 0 | [6 empty] | 0.34682 | 0
LCP_Inputs_ON_Electric_IEA_2023_05_05 | 2047 | Fossil Fuel Thermal (Coal, Peat, Oil) | Generation | Electricity | PJ | Dispatch-Generation | EmissionsCost | 0 | [6 empty] | 0.34682 | 0
LCP_Inputs_ON_Electric_IEA_2023_05_05 | 2047 | Fossil Fuel Thermal (Coal, Peat, Oil) | Generation | Electricity | PJ | Dispatch-Generation | FuelCost | 0 | [6 empty] | 0.34682 | 0
LCP_Inputs_ON_Electric_IEA_2023_05_05 | 2047 | Fossil Fuel Thermal (Coal, Peat, Oil) | Generation | Electricity | PJ | Dispatch-Generation | VOM | 0 | [6 empty] | 0.34682 | 0
LCP_Inputs_ON_Electric_IEA_2023_05_05 | 2047 | Fossil Fuel Thermal (Coal, Peat, Oil) | Generation | Electricity | QC | Dispatch-Generation | EmissionsCost | 0 | [6 empty] | 0.34682 | 0
LCP_Inputs_ON_Electric_IEA_2023_05_05 | 2047 | Fossil Fuel Thermal (Coal, Peat, Oil) | Generation | Electricity | QC | Dispatch-Generation | FuelCost | 0 | [6 empty] | 0.34682 | 0
LCP_Inputs_ON_Electric_IEA_2023_05_05 | 2047 | Fossil Fuel Thermal (Coal, Peat, Oil) | Generation | Electricity | QC | Dispatch-Generation | VOM | 0 | [6 empty] | 0.34682 | 0
LCP_Inputs_ON_Electric_IEA_2023_05_05 | 2047 | Fossil Fuel Thermal (Coal, Peat, Oil) | Generation | Electricity | WC | Dispatch-Generation | EmissionsCost | 0 | [6 empty] | 0.34682 | 0
LCP_Inputs_ON_Electric_IEA_2023_05_05 | 2047 | Fossil Fuel Thermal (Coal, Peat, Oil) | Generation | Electricity | WC | Dispatch-Generation | FuelCost | 0 | [6 empty] | 0.34682 | 0
LCP_Inputs_ON_Electric_IEA_2023_05_05 | 2047 | Fossil Fuel Thermal (Coal, Peat, Oil) | Generation | Electricity | WC | Dispatch-Generation | VOM | 0 | [6 empty] | 0.34682 | 0
LCP_Inputs_ON_Electric_IEA_2023_05_05 | 2047 | Generic - Generator | Generation | Electricity | MI | Dispatch-Generation | EmissionsCost | 0 | [6 empty] | 0.34682 | 0
LCP_Inputs_ON_Electric_IEA_2023_05_05 | 2047 | Generic - Generator | Generation | Electricity | MI | Dispatch-Generation | FuelCost | 792125451.2102 | [6 empty] | 0.34682 | 274722232.1024
LCP_Inputs_ON_Electric_IEA_2023_05_05 | 2047 | Generic - Generator | Generation | Electricity | MI | Dispatch-Generation | VOM | 25906392.0786 | [6 empty] | 0.34682 | 8984766.0452
LCP_Inputs_ON_Electric_IEA_2023_05_05 | 2047 | Generic - Generator | Generation | Electricity | NY | Dispatch-Generation | EmissionsCost | 0 | [6 empty] | 0.34682 | 0
LCP_Inputs_ON_Electric_IEA_2023_05_05 | 2047 | Generic - Generator | Generation | Electricity | NY | Dispatch-Generation | FuelCost | 89249380.7706 | [6 empty] | 0.34682 | 30953164.1252
LCP_Inputs_ON_Electric_IEA_2023_05_05 | 2047 | Generic - Generator | Generation | Electricity | NY | Dispatch-Generation | VOM | 2918893.0207 | [6 empty] | 0.34682 | 1012320.466
LCP_Inputs_ON_Electric_IEA_2023_05_05 | 2047 | Generic - Generator | Generation | Electricity | ON | Dispatch-Generation | EmissionsCost | 0 | [6 empty] | 0.34682 | 0
LCP_Inputs_ON_Electric_IEA_2023_05_05 | 2047 | Generic - Generator | Generation | Electricity | ON | Dispatch-Generation | FuelCost | 0 | [6 empty] | 0.34682 | 0
LCP_Inputs_ON_Electric_IEA_2023_05_05 | 2047 | Generic - Generator | Generation | Electricity | ON | Dispatch-Generation | VOM | 0 | [6 empty] | 0.34682 | 0
LCP_Inputs_ON_Electric_IEA_2023_05_05 | 2047 | Generic - Generator | Generation | Electricity | PJ | Dispatch-Generation | EmissionsCost | 0 | [6 empty] | 0.34682 | 0
LCP_Inputs_ON_Electric_IEA_2023_05_05 | 2047 | Generic - Generator | Generation | Electricity | PJ | Dispatch-Generation | FuelCost | 5376674723.802 | [6 empty] | 0.34682 | 1864719886.4204
LCP_Inputs_ON_Electric_IEA_2023_05_05 | 2047 | Generic - Generator | Generation | Electricity | PJ | Dispatch-Generation | VOM | 175843666.2543 | [6 empty] | 0.34682 | 60985497.2096
LCP_Inputs_ON_Electric_IEA_2023_05_05 | 2047 | Generic - Generator | Generation | Electricity | QC | Dispatch-Generation | EmissionsCost | 0 | [6 empty] | 0.34682 | 0
LCP_Inputs_ON_Electric_IEA_2023_05_05 | 2047 | Generic - Generator | Generation | Electricity | QC | Dispatch-Generation | FuelCost | 0 | [6 empty] | 0.34682 | 0
LCP_Inputs_ON_Electric_IEA_2023_05_05 | 2047 | Generic - Generator | Generation | Electricity | QC | Dispatch-Generation | VOM | 0 | [6 empty] | 0.34682 | 0
LCP_Inputs_ON_Electric_IEA_2023_05_05 | 2047 | Generic - Generator | Generation | Electricity | WC | Dispatch-Generation | EmissionsCost | 0 | [6 empty] | 0.34682 | 0
LCP_Inputs_ON_Electric_IEA_2023_05_05 | 2047 | Generic - Generator | Generation | Electricity | WC | Dispatch-Generation | FuelCost | 0 | [6 empty] | 0.34682 | 0
LCP_Inputs_ON_Electric_IEA_2023_05_05 | 2047 | Generic - Generator | Generation | Electricity | WC | Dispatch-Generation | VOM | 0 | [6 empty] | 0.34682 | 0
LCP_Inputs_ON_Electric_IEA_2023_05_05 | 2047 | H2 Import - QC | Import | Hydrogen | MI | Dispatch-Import | EmissionsCost | 0 | [6 empty] | 0.34682 | 0
LCP_Inputs_ON_Electric_IEA_2023_05_05 | 2047 | H2 Import - QC | Import | Hydrogen | MI | Dispatch-Import | FuelCost | 0 | [6 empty] | 0.34682 | 0
LCP_Inputs_ON_Electric_IEA_2023_05_05 | 2047 | H2 Import - QC | Import | Hydrogen | MI | Dispatch-Import | VOM | 0 | [6 empty] | 0.34682 | 0
LCP_Inputs_ON_Electric_IEA_2023_05_05 | 2047 | H2 Import - QC | Import | Hydrogen | NY | Dispatch-Import | EmissionsCost | 0 | [6 empty] | 0.34682 | 0
LCP_Inputs_ON_Electric_IEA_2023_05_05 | 2047 | H2 Import - QC | Import | Hydrogen | NY | Dispatch-Import | FuelCost | 0 | [6 empty] | 0.34682 | 0
LCP_Inputs_ON_Electric_IEA_2023_05_05 | 2047 | H2 Import - QC | Import | Hydrogen | NY | Dispatch-Import | VOM | 0 | [6 empty] | 0.34682 | 0
LCP_Inputs_ON_Electric_IEA_2023_05_05 | 2047 | H2 Import - QC | Import | Hydrogen | ON | Dispatch-Import | EmissionsCost | 0 | [6 empty] | 0.34682 | 0
LCP_Inputs_ON_Electric_IEA_2023_05_05 | 2047 | H2 Import - QC | Import | Hydrogen | ON | Dispatch-Import | FuelCost | 0 | [6 empty] | 0.34682 | 0
LCP_Inputs_ON_Electric_IEA_2023_05_05 | 2047 | H2 Import - QC | Import | Hydrogen | ON | Dispatch-Import | VOM | 0 | [6 empty] | 0.34682 | 0
LCP_Inputs_ON_Electric_IEA_2023_05_05 | 2047 | H2 Import - QC | Import | Hydrogen | PJ | Dispatch-Import | EmissionsCost | 0 | [6 empty] | 0.34682 | 0
LCP_Inputs_ON_Electric_IEA_2023_05_05 | 2047 | H2 Import - QC | Import | Hydrogen | PJ | Dispatch-Import | FuelCost | 0 | [6 empty] | 0.34682 | 0
LCP_Inputs_ON_Electric_IEA_2023_05_05 | 2047 | H2 Import - QC | Import | Hydrogen | PJ | Dispatch-Import | VOM | 0 | [6 empty] | 0.34682 | 0
LCP_Inputs_ON_Electric_IEA_2023_05_05 | 2047 | H2 Import - QC | Import | Hydrogen | QC | Dispatch-Import | EmissionsCost | 0 | [6 empty] | 0.34682 | 0
LCP_Inputs_ON_Electric_IEA_2023_05_05 | 2047 | H2 Import - QC | Import | Hydrogen | QC | Dispatch-Import | FuelCost | 0 | [6 empty] | 0.34682 | 0
LCP_Inputs_ON_Electric_IEA_2023_05_05 | 2047 | H2 Import - QC | Import | Hydrogen | QC | Dispatch-Import | VOM | 0 | [6 empty] | 0.34682 | 0
LCP_Inputs_ON_Electric_IEA_2023_05_05 | 2047 | H2 Import - QC | Import | Hydrogen | WC | Dispatch-Import | EmissionsCost | 0 | [6 empty] | 0.34682 | 0
LCP_Inputs_ON_Electric_IEA_2023_05_05 | 2047 | H2 Import - QC | Import | Hydrogen | WC | Dispatch-Import | FuelCost | 0 | [6 empty] | 0.34682 | 0
LCP_Inputs_ON_Electric_IEA_2023_05_05 | 2047 | H2 Import - QC | Import | Hydrogen | WC | Dispatch-Import | VOM | 0 | [6 empty] | 0.34682 | 0
LCP_Inputs_ON_Electric_IEA_2023_05_05 | 2047 | H2 Import - WC | Import | Hydrogen | MI | Dispatch-Import | EmissionsCost | 0 | [6 empty] | 0.34682 | 0
LCP_Inputs_ON_Electric_IEA_2023_05_05 | 2047 | H2 Import - WC | Import | Hydrogen | MI | Dispatch-Import | FuelCost | 0 | [6 empty] | 0.34682 | 0
LCP_Inputs_ON_Electric_IEA_2023_05_05 | 2047 | H2 Import - WC | Import | Hydrogen | MI | Dispatch-Import | VOM | 0 | [6 empty] | 0.34682 | 0
LCP_Inputs_ON_Electric_IEA_2023_05_05 | 2047 | H2 Import - WC | Import | Hydrogen | NY | Dispatch-Import | EmissionsCost | 0 | [6 empty] | 0.34682 | 0
LCP_Inputs_ON_Electric_IEA_2023_05_05 | 2047 | H2 Import - WC | Import | Hydrogen | NY | Dispatch-Import | FuelCost | 0 | [6 empty] | 0.34682 | 0
LCP_Inputs_ON_Electric_IEA_2023_05_05 | 2047 | H2 Import - WC | Import | Hydrogen | NY | Dispatch-Import | VOM | 0 | [6 empty] | 0.34682 | 0
LCP_Inputs_ON_Electric_IEA_2023_05_05 | 2047 | H2 Import - WC | Import | Hydrogen | ON | Dispatch-Import | EmissionsCost | 0 | [6 empty] | 0.34682 | 0
LCP_Inputs_ON_Electric_IEA_2023_05_05 | 2047 | H2 Import - WC | Import | Hydrogen | ON | Dispatch-Import | FuelCost | 0 | [6 empty] | 0.34682 | 0
LCP_Inputs_ON_Electric_IEA_2023_05_05 | 2047 | H2 Import - WC | Import | Hydrogen | ON | Dispatch-Import | VOM | 0 | [6 empty] | 0.34682 | 0
LCP_Inputs_ON_Electric_IEA_2023_05_05 | 2047 | H2 Import - WC | Import | Hydrogen | PJ | Dispatch-Import | EmissionsCost | 0 | [6 empty] | 0.34682 | 0
LCP_Inputs_ON_Electric_IEA_2023_05_05 | 2047 | H2 Import - WC | Import | Hydrogen | PJ | Dispatch-Import | FuelCost | 0 | [6 empty] | 0.34682 | 0
LCP_Inputs_ON_Electric_IEA_2023_05_05 | 2047 | H2 Import - WC | Import | Hydrogen | PJ | Dispatch-Import | VOM | 0 | [6 empty] | 0.34682 | 0
LCP_Inputs_ON_Electric_IEA_2023_05_05 | 2047 | H2 Import - WC | Import | Hydrogen | QC | Dispatch-Import | EmissionsCost | 0 | [6 empty] | 0.34682 | 0
LCP_Inputs_ON_Electric_IEA_2023_05_05 | 2047 | H2 Import - WC | Import | Hydrogen | QC | Dispatch-Import | FuelCost | 0 | [6 empty] | 0.34682 | 0
LCP_Inputs_ON_Electric_IEA_2023_05_05 | 2047 | H2 Import - WC | Import | Hydrogen | QC | Dispatch-Import | VOM | 0 | [6 empty] | 0.34682 | 0
LCP_Inputs_ON_Electric_IEA_2023_05_05 | 2047 | H2 Import - WC | Import | Hydrogen | WC | Dispatch-Import | EmissionsCost | 0 | [6 empty] | 0.34682 | 0
LCP_Inputs_ON_Electric_IEA_2023_05_05 | 2047 | H2 Import - WC | Import | Hydrogen | WC | Dispatch-Import | FuelCost | 37560895.7592 | [6 empty] | 0.34682 | 13026741.0383
LCP_Inputs_ON_Electric_IEA_2023_05_05 | 2047 | H2 Import - WC | Import | Hydrogen | WC | Dispatch-Import | VOM | 0 | [6 empty] | 0.34682 | 0
LCP_Inputs_ON_Electric_IEA_2023_05_05 | 2047 | H2 Salt Cavern Storage - ON | Storage | Hydrogen | MI | Dispatch-Storage | EmissionsCost | 0 | [6 empty] | 0.34682 | 0
LCP_Inputs_ON_Electric_IEA_2023_05_05 | 2047 | H2 Salt Cavern Storage - ON | Storage | Hydrogen | MI | Dispatch-Storage | FuelCost | 0 | [6 empty] | 0.34682 | 0
LCP_Inputs_ON_Electric_IEA_2023_05_05 | 2047 | H2 Salt Cavern Storage - ON | Storage | Hydrogen | MI | Dispatch-Storage | VOM | 0 | [6 empty] | 0.34682 | 0
LCP_Inputs_ON_Electric_IEA_2023_05_05 | 2047 | H2 Salt Cavern Storage - ON | Storage | Hydrogen | NY | Dispatch-Storage | EmissionsCost | 0 | [6 empty] | 0.34682 | 0
LCP_Inputs_ON_Electric_IEA_2023_05_05 | 2047 | H2 Salt Cavern Storage - ON | Storage | Hydrogen | NY | Dispatch-Storage | FuelCost | 0 | [6 empty] | 0.34682 | 0
LCP_Inputs_ON_Electric_IEA_2023_05_05 | 2047 | H2 Salt Cavern Storage - ON | Storage | Hydrogen | NY | Dispatch-Storage | VOM | 0 | [6 empty] | 0.34682 | 0
LCP_Inputs_ON_Electric_IEA_2023_05_05 | 2047 | H2 Salt Cavern Storage - ON | Storage | Hydrogen | ON | Dispatch-Storage | EmissionsCost | 0 | [6 empty] | 0.34682 | 0
LCP_Inputs_ON_Electric_IEA_2023_05_05 | 2047 | H2 Salt Cavern Storage - ON | Storage | Hydrogen | ON | Dispatch-Storage | FuelCost | 0 | [6 empty] | 0.34682 | 0
LCP_Inputs_ON_Electric_IEA_2023_05_05 | 2047 | H2 Salt Cavern Storage - ON | Storage | Hydrogen | ON | Dispatch-Storage | VOM | 32223438.3009 | [6 empty] | 0.34682 | 11175622.3493
LCP_Inputs_ON_Electric_IEA_2023_05_05 | 2047 | H2 Salt Cavern Storage - ON | Storage | Hydrogen | PJ | Dispatch-Storage | EmissionsCost | 0 | [6 empty] | 0.34682 | 0
LCP_Inputs_ON_Electric_IEA_2023_05_05 | 2047 | H2 Salt Cavern Storage - ON | Storage | Hydrogen | PJ | Dispatch-Storage | FuelCost | 0 | [6 empty] | 0.34682 | 0
LCP_Inputs_ON_Electric_IEA_2023_05_05 | 2047 | H2 Salt Cavern Storage - ON | Storage | Hydrogen | PJ | Dispatch-Storage | VOM | 0 | [6 empty] | 0.34682 | 0
LCP_Inputs_ON_Electric_IEA_2023_05_05 | 2047 | H2 Salt Cavern Storage - ON | Storage | Hydrogen | QC | Dispatch-Storage | EmissionsCost | 0 | [6 empty] | 0.34682 | 0
LCP_Inputs_ON_Electric_IEA_2023_05_05 | 2047 | H2 Salt Cavern Storage - ON | Storage | Hydrogen | QC | Dispatch-Storage | FuelCost | 0 | [6 empty] | 0.34682 | 0
LCP_Inputs_ON_Electric_IEA_2023_05_05 | 2047 | H2 Salt Cavern Storage - ON | Storage | Hydrogen | QC | Dispatch-Storage | VOM | 0 | [6 empty] | 0.34682 | 0
LCP_Inputs_ON_Electric_IEA_2023_05_05 | 2047 | H2 Salt Cavern Storage - ON | Storage | Hydrogen | WC | Dispatch-Storage | EmissionsCost | 0 | [6 empty] | 0.34682 | 0
LCP_Inputs_ON_Electric_IEA_2023_05_05 | 2047 | H2 Salt Cavern Storage - ON | Storage | Hydrogen | WC | Dispatch-Storage | FuelCost | 0 | [6 empty] | 0.34682 | 0
LCP_Inputs_ON_Electric_IEA_2023_05_05 | 2047 | H2 Salt Cavern Storage - ON | Storage | Hydrogen | WC | Dispatch-Storage | VOM | 0 | [6 empty] | 0.34682 | 0
LCP_Inputs_ON_Electric_IEA_2023_05_05 | 2047 | Hydro | Generation | Electricity | MI | Dispatch-Generation | EmissionsCost | 0 | [6 empty] | 0.34682 | 0
LCP_Inputs_ON_Electric_IEA_2023_05_05 | 2047 | Hydro | Generation | Electricity | MI | Dispatch-Generation | FuelCost | 0 | [6 empty] | 0.34682 | 0
LCP_Inputs_ON_Electric_IEA_2023_05_05 | 2047 | Hydro | Generation | Electricity | MI | Dispatch-Generation | VOM | 0 | [6 empty] | 0.34682 | 0
LCP_Inputs_ON_Electric_IEA_2023_05_05 | 2047 | Hydro | Generation | Electricity | NY | Dispatch-Generation | EmissionsCost | 0 | [6 empty] | 0.34682 | 0
LCP_Inputs_ON_Electric_IEA_2023_05_05 | 2047 | Hydro | Generation | Electricity | NY | Dispatch-Generation | FuelCost | 0 | [6 empty] | 0.34682 | 0
LCP_Inputs_ON_Electric_IEA_2023_05_05 | 2047 | Hydro | Generation | Electricity | NY | Dispatch-Generation | VOM | 0 | [6 empty] | 0.34682 | 0
LCP_Inputs_ON_Electric_IEA_2023_05_05 | 2047 | Hydro | Generation | Electricity | ON | Dispatch-Generation | EmissionsCost | 0 | [6 empty] | 0.34682 | 0
LCP_Inputs_ON_Electric_IEA_2023_05_05 | 2047 | Hydro | Generation | Electricity | ON | Dispatch-Generation | FuelCost | 0 | [6 empty] | 0.34682 | 0
LCP_Inputs_ON_Electric_IEA_2023_05_05 | 2047 | Hydro | Generation | Electricity | ON | Dispatch-Generation | VOM | 0 | [6 empty] | 0.34682 | 0
LCP_Inputs_ON_Electric_IEA_2023_05_05 | 2047 | Hydro | Generation | Electricity | PJ | Dispatch-Generation | EmissionsCost | 0 | [6 empty] | 0.34682 | 0
LCP_Inputs_ON_Electric_IEA_2023_05_05 | 2047 | Hydro | Generation | Electricity | PJ | Dispatch-Generation | FuelCost | 0 | [6 empty] | 0.34682 | 0
LCP_Inputs_ON_Electric_IEA_2023_05_05 | 2047 | Hydro | Generation | Electricity | PJ | Dispatch-Generation | VOM | 0 | [6 empty] | 0.34682 | 0
LCP_Inputs_ON_Electric_IEA_2023_05_05 | 2047 | Hydro | Generation | Electricity | QC | Dispatch-Generation | EmissionsCost | 0 | [6 empty] | 0.34682 | 0
LCP_Inputs_ON_Electric_IEA_2023_05_05 | 2047 | Hydro | Generation | Electricity | QC | Dispatch-Generation | FuelCost | 0 | [6 empty] | 0.34682 | 0
LCP_Inputs_ON_Electric_IEA_2023_05_05 | 2047 | Hydro | Generation | Electricity | QC | Dispatch-Generation | VOM | 0 | [6 empty] | 0.34682 | 0
LCP_Inputs_ON_Electric_IEA_2023_05_05 | 2047 | Hydro | Generation | Electricity | WC | Dispatch-Generation | EmissionsCost | 0 | [6 empty] | 0.34682 | 0
LCP_Inputs_ON_Electric_IEA_2023_05_05 | 2047 | Hydro | Generation | Electricity | WC | Dispatch-Generation | FuelCost | 0 | [6 empty] | 0.34682 | 0
LCP_Inputs_ON_Electric_IEA_2023_05_05 | 2047 | Hydro | Generation | Electricity | WC | Dispatch-Generation | VOM | 0 | [6 empty] | 0.34682 | 0
LCP_Inputs_ON_Electric_IEA_2023_05_05 | 2047 | Hydro Pumped Storage | Storage | Electricity | MI | Dispatch-Storage | EmissionsCost | 0 | [6 empty] | 0.34682 | 0
LCP_Inputs_ON_Electric_IEA_2023_05_05 | 2047 | Hydro Pumped Storage | Storage | Electricity | MI | Dispatch-Storage | FuelCost | 0 | [6 empty] | 0.34682 | 0
LCP_Inputs_ON_Electric_IEA_2023_05_05 | 2047 | Hydro Pumped Storage | Storage | Electricity | MI | Dispatch-Storage | VOM | 0 | [6 empty] | 0.34682 | 0
LCP_Inputs_ON_Electric_IEA_2023_05_05 | 2047 | Hydro Pumped Storage | Storage | Electricity | NY | Dispatch-Storage | EmissionsCost | 0 | [6 empty] | 0.34682 | 0
LCP_Inputs_ON_Electric_IEA_2023_05_05 | 2047 | Hydro Pumped Storage | Storage | Electricity | NY | Dispatch-Storage | FuelCost | 0 | [6 empty] | 0.34682 | 0
LCP_Inputs_ON_Electric_IEA_2023_05_05 | 2047 | Hydro Pumped Storage | Storage | Electricity | NY | Dispatch-Storage | VOM | 0 | [6 empty] | 0.34682 | 0
LCP_Inputs_ON_Electric_IEA_2023_05_05 | 2047 | Hydro Pumped Storage | Storage | Electricity | ON | Dispatch-Storage | EmissionsCost | 0 | [6 empty] | 0.34682 | 0
LCP_Inputs_ON_Electric_IEA_2023_05_05 | 2047 | Hydro Pumped Storage | Storage | Electricity | ON | Dispatch-Storage | FuelCost | 0 | [6 empty] | 0.34682 | 0
LCP_Inputs_ON_Electric_IEA_2023_05_05 | 2047 | Hydro Pumped Storage | Storage | Electricity | ON | Dispatch-Storage | VOM | 0 | [6 empty] | 0.34682 | 0
LCP_Inputs_ON_Electric_IEA_2023_05_05 | 2047 | Hydro Pumped Storage | Storage | Electricity | PJ | Dispatch-Storage | EmissionsCost | 0 | [6 empty] | 0.34682 | 0
LCP_Inputs_ON_Electric_IEA_2023_05_05 | 2047 | Hydro Pumped Storage | Storage | Electricity | PJ | Dispatch-Storage | FuelCost | 0 | [6 empty] | 0.34682 | 0
LCP_Inputs_ON_Electric_IEA_2023_05_05 | 2047 | Hydro Pumped Storage | Storage | Electricity | PJ | Dispatch-Storage | VOM | 0 | [6 empty] | 0.34682 | 0
LCP_Inputs_ON_Electric_IEA_2023_05_05 | 2047 | Hydro Pumped Storage | Storage | Electricity | QC | Dispatch-Storage | EmissionsCost | 0 | [6 empty] | 0.34682 | 0
LCP_Inputs_ON_Electric_IEA_2023_05_05 | 2047 | Hydro Pumped Storage | Storage | Electricity | QC | Dispatch-Storage | FuelCost | 0 | [6 empty] | 0.34682 | 0
LCP_Inputs_ON_Electric_IEA_2023_05_05 | 2047 | Hydro Pumped Storage | Storage | Electricity | QC | Dispatch-Storage | VOM | 0 | [6 empty] | 0.34682 | 0
LCP_Inputs_ON_Electric_IEA_2023_05_05 | 2047 | Hydro Pumped Storage | Storage | Electricity | WC | Dispatch-Storage | EmissionsCost | 0 | [6 empty] | 0.34682 | 0
LCP_Inputs_ON_Electric_IEA_2023_05_05 | 2047 | Hydro Pumped Storage | Storage | Electricity | WC | Dispatch-Storage | FuelCost | 0 | [6 empty] | 0.34682 | 0
LCP_Inputs_ON_Electric_IEA_2023_05_05 | 2047 | Hydro Pumped Storage | Storage | Electricity | WC | Dispatch-Storage | VOM | 0 | [6 empty] | 0.34682 | 0
LCP_Inputs_ON_Electric_IEA_2023_05_05 | 2047 | Nuclear | Generation | Electricity | MI | Dispatch-Generation | EmissionsCost | 0 | [6 empty] | 0.34682 | 0
LCP_Inputs_ON_Electric_IEA_2023_05_05 | 2047 | Nuclear | Generation | Electricity | MI | Dispatch-Generation | FuelCost | 0 | [6 empty] | 0.34682 | 0
LCP_Inputs_ON_Electric_IEA_2023_05_05 | 2047 | Nuclear | Generation | Electricity | MI | Dispatch-Generation | VOM | 2762866296.96 | [6 empty] | 0.34682 | 958207812.8429
LCP_Inputs_ON_Electric_IEA_2023_05_05 | 2047 | Nuclear | Generation | Electricity | NY | Dispatch-Generation | EmissionsCost | 0 | [6 empty] | 0.34682 | 0
LCP_Inputs_ON_Electric_IEA_2023_05_05 | 2047 | Nuclear | Generation | Electricity | NY | Dispatch-Generation | FuelCost | 0 | [6 empty] | 0.34682 | 0
LCP_Inputs_ON_Electric_IEA_2023_05_05 | 2047 | Nuclear | Generation | Electricity | NY | Dispatch-Generation | VOM | 2246155230.144 | [6 empty] | 0.34682 | 779003852.9009
LCP_Inputs_ON_Electric_IEA_2023_05_05 | 2047 | Nuclear | Generation | Electricity | ON | Dispatch-Generation | EmissionsCost | 0 | [6 empty] | 0.34682 | 0
LCP_Inputs_ON_Electric_IEA_2023_05_05 | 2047 | Nuclear | Generation | Electricity | ON | Dispatch-Generation | FuelCost | 0 | [6 empty] | 0.34682 | 0
LCP_Inputs_ON_Electric_IEA_2023_05_05 | 2047 | Nuclear | Generation | Electricity | ON | Dispatch-Generation | VOM | 7823178339.984 | [6 empty] | 0.34682 | 2713207879.3984
LCP_Inputs_ON_Electric_IEA_2023_05_05 | 2047 | Nuclear | Generation | Electricity | PJ | Dispatch-Generation | EmissionsCost | 0 | [6 empty] | 0.34682 | 0
LCP_Inputs_ON_Electric_IEA_2023_05_05 | 2047 | Nuclear | Generation | Electricity | PJ | Dispatch-Generation | FuelCost | 0 | [6 empty] | 0.34682 | 0
LCP_Inputs_ON_Electric_IEA_2023_05_05 | 2047 | Nuclear | Generation | Electricity | PJ | Dispatch-Generation | VOM | 6401347648.6848 | [6 empty] | 0.34682 | 2220093435.7346
LCP_Inputs_ON_Electric_IEA_2023_05_05 | 2047 | Nuclear | Generation | Electricity | QC | Dispatch-Generation | EmissionsCost | 0 | [6 empty] | 0.34682 | 0
LCP_Inputs_ON_Electric_IEA_2023_05_05 | 2047 | Nuclear | Generation | Electricity | QC | Dispatch-Generation | FuelCost | 0 | [6 empty] | 0.34682 | 0
LCP_Inputs_ON_Electric_IEA_2023_05_05 | 2047 | Nuclear | Generation | Electricity | QC | Dispatch-Generation | VOM | 0 | [6 empty] | 0.34682 | 0
LCP_Inputs_ON_Electric_IEA_2023_05_05 | 2047 | Nuclear | Generation | Electricity | WC | Dispatch-Generation | EmissionsCost | 0 | [6 empty] | 0.34682 | 0
LCP_Inputs_ON_Electric_IEA_2023_05_05 | 2047 | Nuclear | Generation | Electricity | WC | Dispatch-Generation | FuelCost | 0 | [6 empty] | 0.34682 | 0
LCP_Inputs_ON_Electric_IEA_2023_05_05 | 2047 | Nuclear | Generation | Electricity | WC | Dispatch-Generation | VOM | 0 | [6 empty] | 0.34682 | 0
LCP_Inputs_ON_Electric_IEA_2023_05_05 | 2047 | Nuclear SMR | Generation | Electricity | MI | Dispatch-Generation | EmissionsCost | 0 | [6 empty] | 0.34682 | 0
LCP_Inputs_ON_Electric_IEA_2023_05_05 | 2047 | Nuclear SMR | Generation | Electricity | MI | Dispatch-Generation | FuelCost | 0 | [6 empty] | 0.34682 | 0
LCP_Inputs_ON_Electric_IEA_2023_05_05 | 2047 | Nuclear SMR | Generation | Electricity | MI | Dispatch-Generation | VOM | 0 | [6 empty] | 0.34682 | 0
LCP_Inputs_ON_Electric_IEA_2023_05_05 | 2047 | Nuclear SMR | Generation | Electricity | NY | Dispatch-Generation | EmissionsCost | 0 | [6 empty] | 0.34682 | 0
LCP_Inputs_ON_Electric_IEA_2023_05_05 | 2047 | Nuclear SMR | Generation | Electricity | NY | Dispatch-Generation | FuelCost | 0 | [6 empty] | 0.34682 | 0
LCP_Inputs_ON_Electric_IEA_2023_05_05 | 2047 | Nuclear SMR | Generation | Electricity | NY | Dispatch-Generation | VOM | 0 | [6 empty] | 0.34682 | 0
LCP_Inputs_ON_Electric_IEA_2023_05_05 | 2047 | Nuclear SMR | Generation | Electricity | ON | Dispatch-Generation | EmissionsCost | 0 | [6 empty] | 0.34682 | 0
LCP_Inputs_ON_Electric_IEA_2023_05_05 | 2047 | Nuclear SMR | Generation | Electricity | ON | Dispatch-Generation | FuelCost | 0 | [6 empty] | 0.34682 | 0
LCP_Inputs_ON_Electric_IEA_2023_05_05 | 2047 | Nuclear SMR | Generation | Electricity | ON | Dispatch-Generation | VOM | 209436044.4 | [6 empty] | 0.34682 | 72635890.5807
LCP_Inputs_ON_Electric_IEA_2023_05_05 | 2047 | Nuclear SMR | Generation | Electricity | PJ | Dispatch-Generation | EmissionsCost | 0 | [6 empty] | 0.34682 | 0
LCP_Inputs_ON_Electric_IEA_2023_05_05 | 2047 | Nuclear SMR | Generation | Electricity | PJ | Dispatch-Generation | FuelCost | 0 | [6 empty] | 0.34682 | 0
LCP_Inputs_ON_Electric_IEA_2023_05_05 | 2047 | Nuclear SMR | Generation | Electricity | PJ | Dispatch-Generation | VOM | 0 | [6 empty] | 0.34682 | 0
LCP_Inputs_ON_Electric_IEA_2023_05_05 | 2047 | Nuclear SMR | Generation | Electricity | QC | Dispatch-Generation | EmissionsCost | 0 | [6 empty] | 0.34682 | 0
LCP_Inputs_ON_Electric_IEA_2023_05_05 | 2047 | Nuclear SMR | Generation | Electricity | QC | Dispatch-Generation | FuelCost | 0 | [6 empty] | 0.34682 | 0
LCP_Inputs_ON_Electric_IEA_2023_05_05 | 2047 | Nuclear SMR | Generation | Electricity | QC | Dispatch-Generation | VOM | 0 | [6 empty] | 0.34682 | 0
LCP_Inputs_ON_Electric_IEA_2023_05_05 | 2047 | Nuclear SMR | Generation | Electricity | WC | Dispatch-Generation | EmissionsCost | 0 | [6 empty] | 0.34682 | 0
LCP_Inputs_ON_Electric_IEA_2023_05_05 | 2047 | Nuclear SMR | Generation | Electricity | WC | Dispatch-Generation | FuelCost | 0 | [6 empty] | 0.34682 | 0
LCP_Inputs_ON_Electric_IEA_2023_05_05 | 2047 | Nuclear SMR | Generation | Electricity | WC | Dispatch-Generation | VOM | 0 | [6 empty] | 0.34682 | 0
LCP_Inputs_ON_Electric_IEA_2023_05_05 | 2047 | O/CCGT - CH4 Existing | Crossload | Electricity | MI | Dispatch-Crossload | EmissionsCost | 0 | [6 empty] | 0.34682 | 0
LCP_Inputs_ON_Electric_IEA_2023_05_05 | 2047 | O/CCGT - CH4 Existing | Crossload | Electricity | MI | Dispatch-Crossload | FuelCost | 0 | [6 empty] | 0.34682 | 0
LCP_Inputs_ON_Electric_IEA_2023_05_05 | 2047 | O/CCGT - CH4 Existing | Crossload | Electricity | MI | Dispatch-Crossload | VOM | 0 | [6 empty] | 0.34682 | 0
LCP_Inputs_ON_Electric_IEA_2023_05_05 | 2047 | O/CCGT - CH4 Existing | Crossload | Electricity | NY | Dispatch-Crossload | EmissionsCost | 0 | [6 empty] | 0.34682 | 0
LCP_Inputs_ON_Electric_IEA_2023_05_05 | 2047 | O/CCGT - CH4 Existing | Crossload | Electricity | NY | Dispatch-Crossload | FuelCost | 0 | [6 empty] | 0.34682 | 0
LCP_Inputs_ON_Electric_IEA_2023_05_05 | 2047 | O/CCGT - CH4 Existing | Crossload | Electricity | NY | Dispatch-Crossload | VOM | 0 | [6 empty] | 0.34682 | 0
LCP_Inputs_ON_Electric_IEA_2023_05_05 | 2047 | O/CCGT - CH4 Existing | Crossload | Electricity | ON | Dispatch-Crossload | EmissionsCost | 4198076.0639 | [6 empty] | 0.34682 | 1455962.3416
LCP_Inputs_ON_Electric_IEA_2023_05_05 | 2047 | O/CCGT - CH4 Existing | Crossload | Electricity | ON | Dispatch-Crossload | FuelCost | 0 | [6 empty] | 0.34682 | 0
LCP_Inputs_ON_Electric_IEA_2023_05_05 | 2047 | O/CCGT - CH4 Existing | Crossload | Electricity | ON | Dispatch-Crossload | VOM | 149352.3754 | [6 empty] | 0.34682 | 51797.8786
LCP_Inputs_ON_Electric_IEA_2023_05_05 | 2047 | O/CCGT - CH4 Existing | Crossload | Electricity | PJ | Dispatch-Crossload | EmissionsCost | 0 | [6 empty] | 0.34682 | 0
LCP_Inputs_ON_Electric_IEA_2023_05_05 | 2047 | O/CCGT - CH4 Existing | Crossload | Electricity | PJ | Dispatch-Crossload | FuelCost | 0 | [6 empty] | 0.34682 | 0
LCP_Inputs_ON_Electric_IEA_2023_05_05 | 2047 | O/CCGT - CH4 Existing | Crossload | Electricity | PJ | Dispatch-Crossload | VOM | 0 | [6 empty] | 0.34682 | 0
LCP_Inputs_ON_Electric_IEA_2023_05_05 | 2047 | O/CCGT - CH4 Existing | Crossload | Electricity | QC | Dispatch-Crossload | EmissionsCost | 0 | [6 empty] | 0.34682 | 0
LCP_Inputs_ON_Electric_IEA_2023_05_05 | 2047 | O/CCGT - CH4 Existing | Crossload | Electricity | QC | Dispatch-Crossload | FuelCost | 0 | [6 empty] | 0.34682 | 0
LCP_Inputs_ON_Electric_IEA_2023_05_05 | 2047 | O/CCGT - CH4 Existing | Crossload | Electricity | QC | Dispatch-Crossload | VOM | 0 | [6 empty] | 0.34682 | 0
LCP_Inputs_ON_Electric_IEA_2023_05_05 | 2047 | O/CCGT - CH4 Existing | Crossload | Electricity | WC | Dispatch-Crossload | EmissionsCost | 0 | [6 empty] | 0.34682 | 0
LCP_Inputs_ON_Electric_IEA_2023_05_05 | 2047 | O/CCGT - CH4 Existing | Crossload | Electricity | WC | Dispatch-Crossload | FuelCost | 0 | [6 empty] | 0.34682 | 0
LCP_Inputs_ON_Electric_IEA_2023_05_05 | 2047 | O/CCGT - CH4 Existing | Crossload | Electricity | WC | Dispatch-Crossload | VOM | 0 | [6 empty] | 0.34682 | 0
LCP_Inputs_ON_Electric_IEA_2023_05_05 | 2047 | O/CCGT - CH4 New | Crossload | Electricity | MI | Dispatch-Crossload | EmissionsCost | 0 | [6 empty] | 0.34682 | 0
LCP_Inputs_ON_Electric_IEA_2023_05_05 | 2047 | O/CCGT - CH4 New | Crossload | Electricity | MI | Dispatch-Crossload | FuelCost | 0 | [6 empty] | 0.34682 | 0
LCP_Inputs_ON_Electric_IEA_2023_05_05 | 2047 | O/CCGT - CH4 New | Crossload | Electricity | MI | Dispatch-Crossload | VOM | 0 | [6 empty] | 0.34682 | 0
LCP_Inputs_ON_Electric_IEA_2023_05_05 | 2047 | O/CCGT - CH4 New | Crossload | Electricity | NY | Dispatch-Crossload | EmissionsCost | 0 | [6 empty] | 0.34682 | 0
LCP_Inputs_ON_Electric_IEA_2023_05_05 | 2047 | O/CCGT - CH4 New | Crossload | Electricity | NY | Dispatch-Crossload | FuelCost | 0 | [6 empty] | 0.34682 | 0
LCP_Inputs_ON_Electric_IEA_2023_05_05 | 2047 | O/CCGT - CH4 New | Crossload | Electricity | NY | Dispatch-Crossload | VOM | 0 | [6 empty] | 0.34682 | 0
LCP_Inputs_ON_Electric_IEA_2023_05_05 | 2047 | O/CCGT - CH4 New | Crossload | Electricity | ON | Dispatch-Crossload | EmissionsCost | 1528123.8442 | [6 empty] | 0.34682 | 529978.6704
LCP_Inputs_ON_Electric_IEA_2023_05_05 | 2047 | O/CCGT - CH4 New | Crossload | Electricity | ON | Dispatch-Crossload | FuelCost | 0 | [6 empty] | 0.34682 | 0
LCP_Inputs_ON_Electric_IEA_2023_05_05 | 2047 | O/CCGT - CH4 New | Crossload | Electricity | ON | Dispatch-Crossload | VOM | 54365.1241 | [6 empty] | 0.34682 | 18854.7259
LCP_Inputs_ON_Electric_IEA_2023_05_05 | 2047 | O/CCGT - CH4 New | Crossload | Electricity | PJ | Dispatch-Crossload | EmissionsCost | 0 | [6 empty] | 0.34682 | 0
LCP_Inputs_ON_Electric_IEA_2023_05_05 | 2047 | O/CCGT - CH4 New | Crossload | Electricity | PJ | Dispatch-Crossload | FuelCost | 0 | [6 empty] | 0.34682 | 0
LCP_Inputs_ON_Electric_IEA_2023_05_05 | 2047 | O/CCGT - CH4 New | Crossload | Electricity | PJ | Dispatch-Crossload | VOM | 0 | [6 empty] | 0.34682 | 0
LCP_Inputs_ON_Electric_IEA_2023_05_05 | 2047 | O/CCGT - CH4 New | Crossload | Electricity | QC | Dispatch-Crossload | EmissionsCost | 0 | [6 empty] | 0.34682 | 0
LCP_Inputs_ON_Electric_IEA_2023_05_05 | 2047 | O/CCGT - CH4 New | Crossload | Electricity | QC | Dispatch-Crossload | FuelCost | 0 | [6 empty] | 0.34682 | 0
LCP_Inputs_ON_Electric_IEA_2023_05_05 | 2047 | O/CCGT - CH4 New | Crossload | Electricity | QC | Dispatch-Crossload | VOM | 0 | [6 empty] | 0.34682 | 0
LCP_Inputs_ON_Electric_IEA_2023_05_05 | 2047 | O/CCGT - CH4 New | Crossload | Electricity | WC | Dispatch-Crossload | EmissionsCost | 0 | [6 empty] | 0.34682 | 0
LCP_Inputs_ON_Electric_IEA_2023_05_05 | 2047 | O/CCGT - CH4 New | Crossload | Electricity | WC | Dispatch-Crossload | FuelCost | 0 | [6 empty] | 0.34682 | 0
LCP_Inputs_ON_Electric_IEA_2023_05_05 | 2047 | O/CCGT - CH4 New | Crossload | Electricity | WC | Dispatch-Crossload | VOM | 0 | [6 empty] | 0.34682 | 0
LCP_Inputs_ON_Electric_IEA_2023_05_05 | 2047 | O/CCGT - H2 New | Crossload | Electricity | MI | Dispatch-Crossload | EmissionsCost | 0 | [6 empty] | 0.34682 | 0
LCP_Inputs_ON_Electric_IEA_2023_05_05 | 2047 | O/CCGT - H2 New | Crossload | Electricity | MI | Dispatch-Crossload | FuelCost | 0 | [6 empty] | 0.34682 | 0
LCP_Inputs_ON_Electric_IEA_2023_05_05 | 2047 | O/CCGT - H2 New | Crossload | Electricity | MI | Dispatch-Crossload | VOM | 0 | [6 empty] | 0.34682 | 0
LCP_Inputs_ON_Electric_IEA_2023_05_05 | 2047 | O/CCGT - H2 New | Crossload | Electricity | NY | Dispatch-Crossload | EmissionsCost | 0 | [6 empty] | 0.34682 | 0
LCP_Inputs_ON_Electric_IEA_2023_05_05 | 2047 | O/CCGT - H2 New | Crossload | Electricity | NY | Dispatch-Crossload | FuelCost | 0 | [6 empty] | 0.34682 | 0
LCP_Inputs_ON_Electric_IEA_2023_05_05 | 2047 | O/CCGT - H2 New | Crossload | Electricity | NY | Dispatch-Crossload | VOM | 0 | [6 empty] | 0.34682 | 0
LCP_Inputs_ON_Electric_IEA_2023_05_05 | 2047 | O/CCGT - H2 New | Crossload | Electricity | ON | Dispatch-Crossload | EmissionsCost | 0 | [6 empty] | 0.34682 | 0
LCP_Inputs_ON_Electric_IEA_2023_05_05 | 2047 | O/CCGT - H2 New | Crossload | Electricity | ON | Dispatch-Crossload | FuelCost | 0 | [6 empty] | 0.34682 | 0
LCP_Inputs_ON_Electric_IEA_2023_05_05 | 2047 | O/CCGT - H2 New | Crossload | Electricity | ON | Dispatch-Crossload | VOM | 1168775.9431 | [6 empty] | 0.34682 | 405350.8638
LCP_Inputs_ON_Electric_IEA_2023_05_05 | 2047 | O/CCGT - H2 New | Crossload | Electricity | PJ | Dispatch-Crossload | EmissionsCost | 0 | [6 empty] | 0.34682 | 0
LCP_Inputs_ON_Electric_IEA_2023_05_05 | 2047 | O/CCGT - H2 New | Crossload | Electricity | PJ | Dispatch-Crossload | FuelCost | 0 | [6 empty] | 0.34682 | 0
LCP_Inputs_ON_Electric_IEA_2023_05_05 | 2047 | O/CCGT - H2 New | Crossload | Electricity | PJ | Dispatch-Crossload | VOM | 0 | [6 empty] | 0.34682 | 0
LCP_Inputs_ON_Electric_IEA_2023_05_05 | 2047 | O/CCGT - H2 New | Crossload | Electricity | QC | Dispatch-Crossload | EmissionsCost | 0 | [6 empty] | 0.34682 | 0
LCP_Inputs_ON_Electric_IEA_2023_05_05 | 2047 | O/CCGT - H2 New | Crossload | Electricity | QC | Dispatch-Crossload | FuelCost | 0 | [6 empty] | 0.34682 | 0
LCP_Inputs_ON_Electric_IEA_2023_05_05 | 2047 | O/CCGT - H2 New | Crossload | Electricity | QC | Dispatch-Crossload | VOM | 0 | [6 empty] | 0.34682 | 0
LCP_Inputs_ON_Electric_IEA_2023_05_05 | 2047 | O/CCGT - H2 New | Crossload | Electricity | WC | Dispatch-Crossload | EmissionsCost | 0 | [6 empty] | 0.34682 | 0
LCP_Inputs_ON_Electric_IEA_2023_05_05 | 2047 | O/CCGT - H2 New | Crossload | Electricity | WC | Dispatch-Crossload | FuelCost | 0 | [6 empty] | 0.34682 | 0
LCP_Inputs_ON_Electric_IEA_2023_05_05 | 2047 | O/CCGT - H2 New | Crossload | Electricity | WC | Dispatch-Crossload | VOM | 0 | [6 empty] | 0.34682 | 0
LCP_Inputs_ON_Electric_IEA_2023_05_05 | 2047 | SMR CCS | Generation | Hydrogen | MI | Dispatch-Generation | EmissionsCost | 0 | [6 empty] | 0.34682 | 0
LCP_Inputs_ON_Electric_IEA_2023_05_05 | 2047 | SMR CCS | Generation | Hydrogen | MI | Dispatch-Generation | FuelCost | 0 | [6 empty] | 0.34682 | 0
LCP_Inputs_ON_Electric_IEA_2023_05_05 | 2047 | SMR CCS | Generation | Hydrogen | MI | Dispatch-Generation | VOM | 0 | [6 empty] | 0.34682 | 0
LCP_Inputs_ON_Electric_IEA_2023_05_05 | 2047 | SMR CCS | Generation | Hydrogen | NY | Dispatch-Generation | EmissionsCost | 0 | [6 empty] | 0.34682 | 0
LCP_Inputs_ON_Electric_IEA_2023_05_05 | 2047 | SMR CCS | Generation | Hydrogen | NY | Dispatch-Generation | FuelCost | 0 | [6 empty] | 0.34682 | 0
LCP_Inputs_ON_Electric_IEA_2023_05_05 | 2047 | SMR CCS | Generation | Hydrogen | NY | Dispatch-Generation | VOM | 0 | [6 empty] | 0.34682 | 0
LCP_Inputs_ON_Electric_IEA_2023_05_05 | 2047 | SMR CCS | Generation | Hydrogen | ON | Dispatch-Generation | EmissionsCost | 326789057.1551 | [6 empty] | 0.34682 | 113335859.959
LCP_Inputs_ON_Electric_IEA_2023_05_05 | 2047 | SMR CCS | Generation | Hydrogen | ON | Dispatch-Generation | FuelCost | 350456955.1775 | [6 empty] | 0.34682 | 121544279.1733
LCP_Inputs_ON_Electric_IEA_2023_05_05 | 2047 | SMR CCS | Generation | Hydrogen | ON | Dispatch-Generation | VOM | 0 | [6 empty] | 0.34682 | 0
LCP_Inputs_ON_Electric_IEA_2023_05_05 | 2047 | SMR CCS | Generation | Hydrogen | PJ | Dispatch-Generation | EmissionsCost | 0 | [6 empty] | 0.34682 | 0
LCP_Inputs_ON_Electric_IEA_2023_05_05 | 2047 | SMR CCS | Generation | Hydrogen | PJ | Dispatch-Generation | FuelCost | 0 | [6 empty] | 0.34682 | 0
LCP_Inputs_ON_Electric_IEA_2023_05_05 | 2047 | SMR CCS | Generation | Hydrogen | PJ | Dispatch-Generation | VOM | 0 | [6 empty] | 0.34682 | 0
LCP_Inputs_ON_Electric_IEA_2023_05_05 | 2047 | SMR CCS | Generation | Hydrogen | QC | Dispatch-Generation | EmissionsCost | 0 | [6 empty] | 0.34682 | 0
LCP_Inputs_ON_Electric_IEA_2023_05_05 | 2047 | SMR CCS | Generation | Hydrogen | QC | Dispatch-Generation | FuelCost | 0 | [6 empty] | 0.34682 | 0
LCP_Inputs_ON_Electric_IEA_2023_05_05 | 2047 | SMR CCS | Generation | Hydrogen | QC | Dispatch-Generation | VOM | 0 | [6 empty] | 0.34682 | 0
LCP_Inputs_ON_Electric_IEA_2023_05_05 | 2047 | SMR CCS | Generation | Hydrogen | WC | Dispatch-Generation | EmissionsCost | 0 | [6 empty] | 0.34682 | 0
LCP_Inputs_ON_Electric_IEA_2023_05_05 | 2047 | SMR CCS | Generation | Hydrogen | WC | Dispatch-Generation | FuelCost | 0 | [6 empty] | 0.34682 | 0
LCP_Inputs_ON_Electric_IEA_2023_05_05 | 2047 | SMR CCS | Generation | Hydrogen | WC | Dispatch-Generation | VOM | 0 | [6 empty] | 0.34682 | 0
LCP_Inputs_ON_Electric_IEA_2023_05_05 | 2047 | Solar PV | Generation | Electricity | MI | Dispatch-Generation | EmissionsCost | 0 | [6 empty] | 0.34682 | 0
LCP_Inputs_ON_Electric_IEA_2023_05_05 | 2047 | Solar PV | Generation | Electricity | MI | Dispatch-Generation | FuelCost | 0 | [6 empty] | 0.34682 | 0
LCP_Inputs_ON_Electric_IEA_2023_05_05 | 2047 | Solar PV | Generation | Electricity | MI | Dispatch-Generation | VOM | 0 | [6 empty] | 0.34682 | 0
LCP_Inputs_ON_Electric_IEA_2023_05_05 | 2047 | Solar PV | Generation | Electricity | NY | Dispatch-Generation | EmissionsCost | 0 | [6 empty] | 0.34682 | 0
LCP_Inputs_ON_Electric_IEA_2023_05_05 | 2047 | Solar PV | Generation | Electricity | NY | Dispatch-Generation | FuelCost | 0 | [6 empty] | 0.34682 | 0
LCP_Inputs_ON_Electric_IEA_2023_05_05 | 2047 | Solar PV | Generation | Electricity | NY | Dispatch-Generation | VOM | 0 | [6 empty] | 0.34682 | 0
LCP_Inputs_ON_Electric_IEA_2023_05_05 | 2047 | Solar PV | Generation | Electricity | ON | Dispatch-Generation | EmissionsCost | 0 | [6 empty] | 0.34682 | 0
LCP_Inputs_ON_Electric_IEA_2023_05_05 | 2047 | Solar PV | Generation | Electricity | ON | Dispatch-Generation | FuelCost | 0 | [6 empty] | 0.34682 | 0
LCP_Inputs_ON_Electric_IEA_2023_05_05 | 2047 | Solar PV | Generation | Electricity | ON | Dispatch-Generation | VOM | 0 | [6 empty] | 0.34682 | 0
LCP_Inputs_ON_Electric_IEA_2023_05_05 | 2047 | Solar PV | Generation | Electricity | PJ | Dispatch-Generation | EmissionsCost | 0 | [6 empty] | 0.34682 | 0
LCP_Inputs_ON_Electric_IEA_2023_05_05 | 2047 | Solar PV | Generation | Electricity | PJ | Dispatch-Generation | FuelCost | 0 | [6 empty] | 0.34682 | 0
LCP_Inputs_ON_Electric_IEA_2023_05_05 | 2047 | Solar PV | Generation | Electricity | PJ | Dispatch-Generation | VOM | 0 | [6 empty] | 0.34682 | 0
LCP_Inputs_ON_Electric_IEA_2023_05_05 | 2047 | Solar PV | Generation | Electricity | QC | Dispatch-Generation | EmissionsCost | 0 | [6 empty] | 0.34682 | 0
LCP_Inputs_ON_Electric_IEA_2023_05_05 | 2047 | Solar PV | Generation | Electricity | QC | Dispatch-Generation | FuelCost | 0 | [6 empty] | 0.34682 | 0
LCP_Inputs_ON_Electric_IEA_2023_05_05 | 2047 | Solar PV | Generation | Electricity | QC | Dispatch-Generation | VOM | 0 | [6 empty] | 0.34682 | 0
LCP_Inputs_ON_Electric_IEA_2023_05_05 | 2047 | Solar PV | Generation | Electricity | WC | Dispatch-Generation | EmissionsCost | 0 | [6 empty] | 0.34682 | 0
LCP_Inputs_ON_Electric_IEA_2023_05_05 | 2047 | Solar PV | Generation | Electricity | WC | Dispatch-Generation | FuelCost | 0 | [6 empty] | 0.34682 | 0
LCP_Inputs_ON_Electric_IEA_2023_05_05 | 2047 | Solar PV | Generation | Electricity | WC | Dispatch-Generation | VOM | 0 | [6 empty] | 0.34682 | 0
LCP_Inputs_ON_Electric_IEA_2023_05_05 | 2047 | Wind Offshore | Generation | Electricity | MI | Dispatch-Generation | EmissionsCost | 0 | [6 empty] | 0.34682 | 0
LCP_Inputs_ON_Electric_IEA_2023_05_05 | 2047 | Wind Offshore | Generation | Electricity | MI | Dispatch-Generation | FuelCost | 0 | [6 empty] | 0.34682 | 0
LCP_Inputs_ON_Electric_IEA_2023_05_05 | 2047 | Wind Offshore | Generation | Electricity | MI | Dispatch-Generation | VOM | 0 | [6 empty] | 0.34682 | 0
LCP_Inputs_ON_Electric_IEA_2023_05_05 | 2047 | Wind Offshore | Generation | Electricity | NY | Dispatch-Generation | EmissionsCost | 0 | [6 empty] | 0.34682 | 0
LCP_Inputs_ON_Electric_IEA_2023_05_05 | 2047 | Wind Offshore | Generation | Electricity | NY | Dispatch-Generation | FuelCost | 0 | [6 empty] | 0.34682 | 0
LCP_Inputs_ON_Electric_IEA_2023_05_05 | 2047 | Wind Offshore | Generation | Electricity | NY | Dispatch-Generation | VOM | 0 | [6 empty] | 0.34682 | 0
LCP_Inputs_ON_Electric_IEA_2023_05_05 | 2047 | Wind Offshore | Generation | Electricity | ON | Dispatch-Generation | EmissionsCost | 0 | [6 empty] | 0.34682 | 0
LCP_Inputs_ON_Electric_IEA_2023_05_05 | 2047 | Wind Offshore | Generation | Electricity | ON | Dispatch-Generation | FuelCost | 0 | [6 empty] | 0.34682 | 0
LCP_Inputs_ON_Electric_IEA_2023_05_05 | 2047 | Wind Offshore | Generation | Electricity | ON | Dispatch-Generation | VOM | 0 | [6 empty] | 0.34682 | 0
LCP_Inputs_ON_Electric_IEA_2023_05_05 | 2047 | Wind Offshore | Generation | Electricity | PJ | Dispatch-Generation | EmissionsCost | 0 | [6 empty] | 0.34682 | 0
LCP_Inputs_ON_Electric_IEA_2023_05_05 | 2047 | Wind Offshore | Generation | Electricity | PJ | Dispatch-Generation | FuelCost | 0 | [6 empty] | 0.34682 | 0
LCP_Inputs_ON_Electric_IEA_2023_05_05 | 2047 | Wind Offshore | Generation | Electricity | PJ | Dispatch-Generation | VOM | 0 | [6 empty] | 0.34682 | 0
LCP_Inputs_ON_Electric_IEA_2023_05_05 | 2047 | Wind Offshore | Generation | Electricity | QC | Dispatch-Generation | EmissionsCost | 0 | [6 empty] | 0.34682 | 0
LCP_Inputs_ON_Electric_IEA_2023_05_05 | 2047 | Wind Offshore | Generation | Electricity | QC | Dispatch-Generation | FuelCost | 0 | [6 empty] | 0.34682 | 0
LCP_Inputs_ON_Electric_IEA_2023_05_05 | 2047 | Wind Offshore | Generation | Electricity | QC | Dispatch-Generation | VOM | 0 | [6 empty] | 0.34682 | 0
LCP_Inputs_ON_Electric_IEA_2023_05_05 | 2047 | Wind Offshore | Generation | Electricity | WC | Dispatch-Generation | EmissionsCost | 0 | [6 empty] | 0.34682 | 0
LCP_Inputs_ON_Electric_IEA_2023_05_05 | 2047 | Wind Offshore | Generation | Electricity | WC | Dispatch-Generation | FuelCost | 0 | [6 empty] | 0.34682 | 0
LCP_Inputs_ON_Electric_IEA_2023_05_05 | 2047 | Wind Offshore | Generation | Electricity | WC | Dispatch-Generation | VOM | 0 | [6 empty] | 0.34682 | 0
LCP_Inputs_ON_Electric_IEA_2023_05_05 | 2047 | Wind Onshore | Generation | Electricity | MI | Dispatch-Generation | EmissionsCost | 0 | [6 empty] | 0.34682 | 0
LCP_Inputs_ON_Electric_IEA_2023_05_05 | 2047 | Wind Onshore | Generation | Electricity | MI | Dispatch-Generation | FuelCost | 0 | [6 empty] | 0.34682 | 0
LCP_Inputs_ON_Electric_IEA_2023_05_05 | 2047 | Wind Onshore | Generation | Electricity | MI | Dispatch-Generation | VOM | 0 | [6 empty] | 0.34682 | 0
LCP_Inputs_ON_Electric_IEA_2023_05_05 | 2047 | Wind Onshore | Generation | Electricity | NY | Dispatch-Generation | EmissionsCost | 0 | [6 empty] | 0.34682 | 0
LCP_Inputs_ON_Electric_IEA_2023_05_05 | 2047 | Wind Onshore | Generation | Electricity | NY | Dispatch-Generation | FuelCost | 0 | [6 empty] | 0.34682 | 0
LCP_Inputs_ON_Electric_IEA_2023_05_05 | 2047 | Wind Onshore | Generation | Electricity | NY | Dispatch-Generation | VOM | 0 | [6 empty] | 0.34682 | 0
LCP_Inputs_ON_Electric_IEA_2023_05_05 | 2047 | Wind Onshore | Generation | Electricity | ON | Dispatch-Generation | EmissionsCost | 0 | [6 empty] | 0.34682 | 0
LCP_Inputs_ON_Electric_IEA_2023_05_05 | 2047 | Wind Onshore | Generation | Electricity | ON | Dispatch-Generation | FuelCost | 0 | [6 empty] | 0.34682 | 0
LCP_Inputs_ON_Electric_IEA_2023_05_05 | 2047 | Wind Onshore | Generation | Electricity | ON | Dispatch-Generation | VOM | 0 | [6 empty] | 0.34682 | 0
LCP_Inputs_ON_Electric_IEA_2023_05_05 | 2047 | Wind Onshore | Generation | Electricity | PJ | Dispatch-Generation | EmissionsCost | 0 | [6 empty] | 0.34682 | 0
LCP_Inputs_ON_Electric_IEA_2023_05_05 | 2047 | Wind Onshore | Generation | Electricity | PJ | Dispatch-Generation | FuelCost | 0 | [6 empty] | 0.34682 | 0
LCP_Inputs_ON_Electric_IEA_2023_05_05 | 2047 | Wind Onshore | Generation | Electricity | PJ | Dispatch-Generation | VOM | 0 | [6 empty] | 0.34682 | 0
LCP_Inputs_ON_Electric_IEA_2023_05_05 | 2047 | Wind Onshore | Generation | Electricity | QC | Dispatch-Generation | EmissionsCost | 0 | [6 empty] | 0.34682 | 0
LCP_Inputs_ON_Electric_IEA_2023_05_05 | 2047 | Wind Onshore | Generation | Electricity | QC | Dispatch-Generation | FuelCost | 0 | [6 empty] | 0.34682 | 0
LCP_Inputs_ON_Electric_IEA_2023_05_05 | 2047 | Wind Onshore | Generation | Electricity | QC | Dispatch-Generation | VOM | 0 | [6 empty] | 0.34682 | 0
LCP_Inputs_ON_Electric_IEA_2023_05_05 | 2047 | Wind Onshore | Generation | Electricity | WC | Dispatch-Generation | EmissionsCost | 0 | [6 empty] | 0.34682 | 0
LCP_Inputs_ON_Electric_IEA_2023_05_05 | 2047 | Wind Onshore | Generation | Electricity | WC | Dispatch-Generation | FuelCost | 0 | [6 empty] | 0.34682 | 0
LCP_Inputs_ON_Electric_IEA_2023_05_05 | 2047 | Wind Onshore | Generation | Electricity | WC | Dispatch-Generation | VOM | 0 | [6 empty] | 0.34682 | 0
LCP_Inputs_ON_Electric_IEA_2023_05_05 | 2048 | Anaerobic Digestion | Generation | Methane | MI | Dispatch-Generation | EmissionsCost | 0 | [6 empty] | 0.33348 | 0
LCP_Inputs_ON_Electric_IEA_2023_05_05 | 2048 | Anaerobic Digestion | Generation | Methane | MI | Dispatch-Generation | FuelCost | 0 | [6 empty] | 0.33348 | 0
LCP_Inputs_ON_Electric_IEA_2023_05_05 | 2048 | Anaerobic Digestion | Generation | Methane | MI | Dispatch-Generation | VOM | 0 | [6 empty] | 0.33348 | 0
LCP_Inputs_ON_Electric_IEA_2023_05_05 | 2048 | Anaerobic Digestion | Generation | Methane | NY | Dispatch-Generation | EmissionsCost | 0 | [6 empty] | 0.33348 | 0
LCP_Inputs_ON_Electric_IEA_2023_05_05 | 2048 | Anaerobic Digestion | Generation | Methane | NY | Dispatch-Generation | FuelCost | 0 | [6 empty] | 0.33348 | 0
LCP_Inputs_ON_Electric_IEA_2023_05_05 | 2048 | Anaerobic Digestion | Generation | Methane | NY | Dispatch-Generation | VOM | 0 | [6 empty] | 0.33348 | 0
LCP_Inputs_ON_Electric_IEA_2023_05_05 | 2048 | Anaerobic Digestion | Generation | Methane | ON | Dispatch-Generation | EmissionsCost | 4244873.9669 | [6 empty] | 0.33348 | 1415569.8364
LCP_Inputs_ON_Electric_IEA_2023_05_05 | 2048 | Anaerobic Digestion | Generation | Methane | ON | Dispatch-Generation | FuelCost | 0 | [6 empty] | 0.33348 | 0
LCP_Inputs_ON_Electric_IEA_2023_05_05 | 2048 | Anaerobic Digestion | Generation | Methane | ON | Dispatch-Generation | VOM | 1125040000 | [6 empty] | 0.33348 | 375175494.2889
LCP_Inputs_ON_Electric_IEA_2023_05_05 | 2048 | Anaerobic Digestion | Generation | Methane | PJ | Dispatch-Generation | EmissionsCost | 0 | [6 empty] | 0.33348 | 0
LCP_Inputs_ON_Electric_IEA_2023_05_05 | 2048 | Anaerobic Digestion | Generation | Methane | PJ | Dispatch-Generation | FuelCost | 0 | [6 empty] | 0.33348 | 0
LCP_Inputs_ON_Electric_IEA_2023_05_05 | 2048 | Anaerobic Digestion | Generation | Methane | PJ | Dispatch-Generation | VOM | 0 | [6 empty] | 0.33348 | 0
LCP_Inputs_ON_Electric_IEA_2023_05_05 | 2048 | Anaerobic Digestion | Generation | Methane | QC | Dispatch-Generation | EmissionsCost | 0 | [6 empty] | 0.33348 | 0
LCP_Inputs_ON_Electric_IEA_2023_05_05 | 2048 | Anaerobic Digestion | Generation | Methane | QC | Dispatch-Generation | FuelCost | 0 | [6 empty] | 0.33348 | 0
LCP_Inputs_ON_Electric_IEA_2023_05_05 | 2048 | Anaerobic Digestion | Generation | Methane | QC | Dispatch-Generation | VOM | 0 | [6 empty] | 0.33348 | 0
LCP_Inputs_ON_Electric_IEA_2023_05_05 | 2048 | Anaerobic Digestion | Generation | Methane | WC | Dispatch-Generation | EmissionsCost | 0 | [6 empty] | 0.33348 | 0
LCP_Inputs_ON_Electric_IEA_2023_05_05 | 2048 | Anaerobic Digestion | Generation | Methane | WC | Dispatch-Generation | FuelCost | 0 | [6 empty] | 0.33348 | 0
LCP_Inputs_ON_Electric_IEA_2023_05_05 | 2048 | Anaerobic Digestion | Generation | Methane | WC | Dispatch-Generation | VOM | 0 | [6 empty] | 0.33348 | 0
LCP_Inputs_ON_Electric_IEA_2023_05_05 | 2048 | Battery Storage | Storage | Electricity | MI | Dispatch-Storage | EmissionsCost | 0 | [6 empty] | 0.33348 | 0
LCP_Inputs_ON_Electric_IEA_2023_05_05 | 2048 | Battery Storage | Storage | Electricity | MI | Dispatch-Storage | FuelCost | 0 | [6 empty] | 0.33348 | 0
LCP_Inputs_ON_Electric_IEA_2023_05_05 | 2048 | Battery Storage | Storage | Electricity | MI | Dispatch-Storage | VOM | 0 | [6 empty] | 0.33348 | 0
LCP_Inputs_ON_Electric_IEA_2023_05_05 | 2048 | Battery Storage | Storage | Electricity | NY | Dispatch-Storage | EmissionsCost | 0 | [6 empty] | 0.33348 | 0
LCP_Inputs_ON_Electric_IEA_2023_05_05 | 2048 | Battery Storage | Storage | Electricity | NY | Dispatch-Storage | FuelCost | 0 | [6 empty] | 0.33348 | 0
LCP_Inputs_ON_Electric_IEA_2023_05_05 | 2048 | Battery Storage | Storage | Electricity | NY | Dispatch-Storage | VOM | 0 | [6 empty] | 0.33348 | 0
LCP_Inputs_ON_Electric_IEA_2023_05_05 | 2048 | Battery Storage | Storage | Electricity | ON | Dispatch-Storage | EmissionsCost | 0 | [6 empty] | 0.33348 | 0
LCP_Inputs_ON_Electric_IEA_2023_05_05 | 2048 | Battery Storage | Storage | Electricity | ON | Dispatch-Storage | FuelCost | 0 | [6 empty] | 0.33348 | 0
LCP_Inputs_ON_Electric_IEA_2023_05_05 | 2048 | Battery Storage | Storage | Electricity | ON | Dispatch-Storage | VOM | 0 | [6 empty] | 0.33348 | 0
LCP_Inputs_ON_Electric_IEA_2023_05_05 | 2048 | Battery Storage | Storage | Electricity | PJ | Dispatch-Storage | EmissionsCost | 0 | [6 empty] | 0.33348 | 0
LCP_Inputs_ON_Electric_IEA_2023_05_05 | 2048 | Battery Storage | Storage | Electricity | PJ | Dispatch-Storage | FuelCost | 0 | [6 empty] | 0.33348 | 0
LCP_Inputs_ON_Electric_IEA_2023_05_05 | 2048 | Battery Storage | Storage | Electricity | PJ | Dispatch-Storage | VOM | 0 | [6 empty] | 0.33348 | 0
LCP_Inputs_ON_Electric_IEA_2023_05_05 | 2048 | Battery Storage | Storage | Electricity | QC | Dispatch-Storage | EmissionsCost | 0 | [6 empty] | 0.33348 | 0
LCP_Inputs_ON_Electric_IEA_2023_05_05 | 2048 | Battery Storage | Storage | Electricity | QC | Dispatch-Storage | FuelCost | 0 | [6 empty] | 0.33348 | 0
LCP_Inputs_ON_Electric_IEA_2023_05_05 | 2048 | Battery Storage | Storage | Electricity | QC | Dispatch-Storage | VOM | 0 | [6 empty] | 0.33348 | 0
LCP_Inputs_ON_Electric_IEA_2023_05_05 | 2048 | Battery Storage | Storage | Electricity | WC | Dispatch-Storage | EmissionsCost | 0 | [6 empty] | 0.33348 | 0
LCP_Inputs_ON_Electric_IEA_2023_05_05 | 2048 | Battery Storage | Storage | Electricity | WC | Dispatch-Storage | FuelCost | 0 | [6 empty] | 0.33348 | 0
LCP_Inputs_ON_Electric_IEA_2023_05_05 | 2048 | Battery Storage | Storage | Electricity | WC | Dispatch-Storage | VOM | 0 | [6 empty] | 0.33348 | 0
LCP_Inputs_ON_Electric_IEA_2023_05_05 | 2048 | Biomass | Generation | Electricity | MI | Dispatch-Generation | EmissionsCost | 0 | [6 empty] | 0.33348 | 0
LCP_Inputs_ON_Electric_IEA_2023_05_05 | 2048 | Biomass | Generation | Electricity | MI | Dispatch-Generation | FuelCost | 0 | [6 empty] | 0.33348 | 0
LCP_Inputs_ON_Electric_IEA_2023_05_05 | 2048 | Biomass | Generation | Electricity | MI | Dispatch-Generation | VOM | 0 | [6 empty] | 0.33348 | 0
LCP_Inputs_ON_Electric_IEA_2023_05_05 | 2048 | Biomass | Generation | Electricity | NY | Dispatch-Generation | EmissionsCost | 0 | [6 empty] | 0.33348 | 0
LCP_Inputs_ON_Electric_IEA_2023_05_05 | 2048 | Biomass | Generation | Electricity | NY | Dispatch-Generation | FuelCost | 0 | [6 empty] | 0.33348 | 0
LCP_Inputs_ON_Electric_IEA_2023_05_05 | 2048 | Biomass | Generation | Electricity | NY | Dispatch-Generation | VOM | 0 | [6 empty] | 0.33348 | 0
LCP_Inputs_ON_Electric_IEA_2023_05_05 | 2048 | Biomass | Generation | Electricity | ON | Dispatch-Generation | EmissionsCost | 0 | [6 empty] | 0.33348 | 0
LCP_Inputs_ON_Electric_IEA_2023_05_05 | 2048 | Biomass | Generation | Electricity | ON | Dispatch-Generation | FuelCost | 2449112.7273 | [6 empty] | 0.33348 | 816723.9192
LCP_Inputs_ON_Electric_IEA_2023_05_05 | 2048 | Biomass | Generation | Electricity | ON | Dispatch-Generation | VOM | 31430.28 | [6 empty] | 0.33348 | 10481.2903
LCP_Inputs_ON_Electric_IEA_2023_05_05 | 2048 | Biomass | Generation | Electricity | PJ | Dispatch-Generation | EmissionsCost | 0 | [6 empty] | 0.33348 | 0
LCP_Inputs_ON_Electric_IEA_2023_05_05 | 2048 | Biomass | Generation | Electricity | PJ | Dispatch-Generation | FuelCost | 0 | [6 empty] | 0.33348 | 0
LCP_Inputs_ON_Electric_IEA_2023_05_05 | 2048 | Biomass | Generation | Electricity | PJ | Dispatch-Generation | VOM | 0 | [6 empty] | 0.33348 | 0
LCP_Inputs_ON_Electric_IEA_2023_05_05 | 2048 | Biomass | Generation | Electricity | QC | Dispatch-Generation | EmissionsCost | 0 | [6 empty] | 0.33348 | 0
LCP_Inputs_ON_Electric_IEA_2023_05_05 | 2048 | Biomass | Generation | Electricity | QC | Dispatch-Generation | FuelCost | 122553.4753 | [6 empty] | 0.33348 | 40868.823
LCP_Inputs_ON_Electric_IEA_2023_05_05 | 2048 | Biomass | Generation | Electricity | QC | Dispatch-Generation | VOM | 1572.7696 | [6 empty] | 0.33348 | 524.4832
LCP_Inputs_ON_Electric_IEA_2023_05_05 | 2048 | Biomass | Generation | Electricity | WC | Dispatch-Generation | EmissionsCost | 0 | [6 empty] | 0.33348 | 0
LCP_Inputs_ON_Electric_IEA_2023_05_05 | 2048 | Biomass | Generation | Electricity | WC | Dispatch-Generation | FuelCost | 0 | [6 empty] | 0.33348 | 0
LCP_Inputs_ON_Electric_IEA_2023_05_05 | 2048 | Biomass | Generation | Electricity | WC | Dispatch-Generation | VOM | 0 | [6 empty] | 0.33348 | 0
LCP_Inputs_ON_Electric_IEA_2023_05_05 | 2048 | Biomass + CCS | Generation | Electricity | MI | Dispatch-Generation | EmissionsCost | 0 | [6 empty] | 0.33348 | 0
LCP_Inputs_ON_Electric_IEA_2023_05_05 | 2048 | Biomass + CCS | Generation | Electricity | MI | Dispatch-Generation | FuelCost | 0 | [6 empty] | 0.33348 | 0
LCP_Inputs_ON_Electric_IEA_2023_05_05 | 2048 | Biomass + CCS | Generation | Electricity | MI | Dispatch-Generation | VOM | 0 | [6 empty] | 0.33348 | 0
LCP_Inputs_ON_Electric_IEA_2023_05_05 | 2048 | Biomass + CCS | Generation | Electricity | NY | Dispatch-Generation | EmissionsCost | 0 | [6 empty] | 0.33348 | 0
LCP_Inputs_ON_Electric_IEA_2023_05_05 | 2048 | Biomass + CCS | Generation | Electricity | NY | Dispatch-Generation | FuelCost | 0 | [6 empty] | 0.33348 | 0
LCP_Inputs_ON_Electric_IEA_2023_05_05 | 2048 | Biomass + CCS | Generation | Electricity | NY | Dispatch-Generation | VOM | 0 | [6 empty] | 0.33348 | 0
LCP_Inputs_ON_Electric_IEA_2023_05_05 | 2048 | Biomass + CCS | Generation | Electricity | ON | Dispatch-Generation | EmissionsCost | -566815549.8142 | [6 empty] | 0.33348 | -189020216.2342
LCP_Inputs_ON_Electric_IEA_2023_05_05 | 2048 | Biomass + CCS | Generation | Electricity | ON | Dispatch-Generation | FuelCost | 456060730.9091 | [6 empty] | 0.33348 | 152085979.2937
LCP_Inputs_ON_Electric_IEA_2023_05_05 | 2048 | Biomass + CCS | Generation | Electricity | ON | Dispatch-Generation | VOM | 3546136.7278 | [6 empty] | 0.33348 | 1182556.7088
LCP_Inputs_ON_Electric_IEA_2023_05_05 | 2048 | Biomass + CCS | Generation | Electricity | PJ | Dispatch-Generation | EmissionsCost | 0 | [6 empty] | 0.33348 | 0
LCP_Inputs_ON_Electric_IEA_2023_05_05 | 2048 | Biomass + CCS | Generation | Electricity | PJ | Dispatch-Generation | FuelCost | 0 | [6 empty] | 0.33348 | 0
LCP_Inputs_ON_Electric_IEA_2023_05_05 | 2048 | Biomass + CCS | Generation | Electricity | PJ | Dispatch-Generation | VOM | 0 | [6 empty] | 0.33348 | 0
LCP_Inputs_ON_Electric_IEA_2023_05_05 | 2048 | Biomass + CCS | Generation | Electricity | QC | Dispatch-Generation | EmissionsCost | 0 | [6 empty] | 0.33348 | 0
LCP_Inputs_ON_Electric_IEA_2023_05_05 | 2048 | Biomass + CCS | Generation | Electricity | QC | Dispatch-Generation | FuelCost | 0 | [6 empty] | 0.33348 | 0
LCP_Inputs_ON_Electric_IEA_2023_05_05 | 2048 | Biomass + CCS | Generation | Electricity | QC | Dispatch-Generation | VOM | 0 | [6 empty] | 0.33348 | 0
LCP_Inputs_ON_Electric_IEA_2023_05_05 | 2048 | Biomass + CCS | Generation | Electricity | WC | Dispatch-Generation | EmissionsCost | 0 | [6 empty] | 0.33348 | 0
LCP_Inputs_ON_Electric_IEA_2023_05_05 | 2048 | Biomass + CCS | Generation | Electricity | WC | Dispatch-Generation | FuelCost | 0 | [6 empty] | 0.33348 | 0
LCP_Inputs_ON_Electric_IEA_2023_05_05 | 2048 | Biomass + CCS | Generation | Electricity | WC | Dispatch-Generation | VOM | 0 | [6 empty] | 0.33348 | 0
LCP_Inputs_ON_Electric_IEA_2023_05_05 | 2048 | CH4 + CCS | Generation | Methane | MI | Dispatch-Generation | EmissionsCost | 0 | [6 empty] | 0.33348 | 0
LCP_Inputs_ON_Electric_IEA_2023_05_05 | 2048 | CH4 + CCS | Generation | Methane | MI | Dispatch-Generation | FuelCost | 0 | [6 empty] | 0.33348 | 0
LCP_Inputs_ON_Electric_IEA_2023_05_05 | 2048 | CH4 + CCS | Generation | Methane | MI | Dispatch-Generation | VOM | 0 | [6 empty] | 0.33348 | 0
LCP_Inputs_ON_Electric_IEA_2023_05_05 | 2048 | CH4 + CCS | Generation | Methane | NY | Dispatch-Generation | EmissionsCost | 0 | [6 empty] | 0.33348 | 0
LCP_Inputs_ON_Electric_IEA_2023_05_05 | 2048 | CH4 + CCS | Generation | Methane | NY | Dispatch-Generation | FuelCost | 0 | [6 empty] | 0.33348 | 0
LCP_Inputs_ON_Electric_IEA_2023_05_05 | 2048 | CH4 + CCS | Generation | Methane | NY | Dispatch-Generation | VOM | 0 | [6 empty] | 0.33348 | 0
LCP_Inputs_ON_Electric_IEA_2023_05_05 | 2048 | CH4 + CCS | Generation | Methane | ON | Dispatch-Generation | EmissionsCost | 84395478.3721 | [6 empty] | 0.33348 | 28143990.715
LCP_Inputs_ON_Electric_IEA_2023_05_05 | 2048 | CH4 + CCS | Generation | Methane | ON | Dispatch-Generation | FuelCost | 271488076.3116 | [6 empty] | 0.33348 | 90535157.1711
LCP_Inputs_ON_Electric_IEA_2023_05_05 | 2048 | CH4 + CCS | Generation | Methane | ON | Dispatch-Generation | VOM | 25812098.3333 | [6 empty] | 0.33348 | 8607753.2806
LCP_Inputs_ON_Electric_IEA_2023_05_05 | 2048 | CH4 + CCS | Generation | Methane | PJ | Dispatch-Generation | EmissionsCost | 0 | [6 empty] | 0.33348 | 0
LCP_Inputs_ON_Electric_IEA_2023_05_05 | 2048 | CH4 + CCS | Generation | Methane | PJ | Dispatch-Generation | FuelCost | 0 | [6 empty] | 0.33348 | 0
LCP_Inputs_ON_Electric_IEA_2023_05_05 | 2048 | CH4 + CCS | Generation | Methane | PJ | Dispatch-Generation | VOM | 0 | [6 empty] | 0.33348 | 0
LCP_Inputs_ON_Electric_IEA_2023_05_05 | 2048 | CH4 + CCS | Generation | Methane | QC | Dispatch-Generation | EmissionsCost | 0 | [6 empty] | 0.33348 | 0
LCP_Inputs_ON_Electric_IEA_2023_05_05 | 2048 | CH4 + CCS | Generation | Methane | QC | Dispatch-Generation | FuelCost | 0 | [6 empty] | 0.33348 | 0
LCP_Inputs_ON_Electric_IEA_2023_05_05 | 2048 | CH4 + CCS | Generation | Methane | QC | Dispatch-Generation | VOM | 0 | [6 empty] | 0.33348 | 0
LCP_Inputs_ON_Electric_IEA_2023_05_05 | 2048 | CH4 + CCS | Generation | Methane | WC | Dispatch-Generation | EmissionsCost | 0 | [6 empty] | 0.33348 | 0
LCP_Inputs_ON_Electric_IEA_2023_05_05 | 2048 | CH4 + CCS | Generation | Methane | WC | Dispatch-Generation | FuelCost | 0 | [6 empty] | 0.33348 | 0
LCP_Inputs_ON_Electric_IEA_2023_05_05 | 2048 | CH4 + CCS | Generation | Methane | WC | Dispatch-Generation | VOM | 0 | [6 empty] | 0.33348 | 0
LCP_Inputs_ON_Electric_IEA_2023_05_05 | 2048 | CH4 Import - NY 2020 | Import | Methane | MI | Dispatch-Import | EmissionsCost | 0 | [6 empty] | 0.33348 | 0
LCP_Inputs_ON_Electric_IEA_2023_05_05 | 2048 | CH4 Import - NY 2020 | Import | Methane | MI | Dispatch-Import | FuelCost | 0 | [6 empty] | 0.33348 | 0
LCP_Inputs_ON_Electric_IEA_2023_05_05 | 2048 | CH4 Import - NY 2020 | Import | Methane | MI | Dispatch-Import | VOM | 0 | [6 empty] | 0.33348 | 0
LCP_Inputs_ON_Electric_IEA_2023_05_05 | 2048 | CH4 Import - NY 2020 | Import | Methane | NY | Dispatch-Import | EmissionsCost | 0 | [6 empty] | 0.33348 | 0
LCP_Inputs_ON_Electric_IEA_2023_05_05 | 2048 | CH4 Import - NY 2020 | Import | Methane | NY | Dispatch-Import | FuelCost | 0 | [6 empty] | 0.33348 | 0
LCP_Inputs_ON_Electric_IEA_2023_05_05 | 2048 | CH4 Import - NY 2020 | Import | Methane | NY | Dispatch-Import | VOM | 0 | [6 empty] | 0.33348 | 0
LCP_Inputs_ON_Electric_IEA_2023_05_05 | 2048 | CH4 Import - NY 2020 | Import | Methane | ON | Dispatch-Import | EmissionsCost | 0 | [6 empty] | 0.33348 | 0
LCP_Inputs_ON_Electric_IEA_2023_05_05 | 2048 | CH4 Import - NY 2020 | Import | Methane | ON | Dispatch-Import | FuelCost | 0 | [6 empty] | 0.33348 | 0
LCP_Inputs_ON_Electric_IEA_2023_05_05 | 2048 | CH4 Import - NY 2020 | Import | Methane | ON | Dispatch-Import | VOM | 0 | [6 empty] | 0.33348 | 0
LCP_Inputs_ON_Electric_IEA_2023_05_05 | 2048 | CH4 Import - NY 2020 | Import | Methane | PJ | Dispatch-Import | EmissionsCost | 0 | [6 empty] | 0.33348 | 0
LCP_Inputs_ON_Electric_IEA_2023_05_05 | 2048 | CH4 Import - NY 2020 | Import | Methane | PJ | Dispatch-Import | FuelCost | 0 | [6 empty] | 0.33348 | 0
LCP_Inputs_ON_Electric_IEA_2023_05_05 | 2048 | CH4 Import - NY 2020 | Import | Methane | PJ | Dispatch-Import | VOM | 0 | [6 empty] | 0.33348 | 0
LCP_Inputs_ON_Electric_IEA_2023_05_05 | 2048 | CH4 Import - NY 2020 | Import | Methane | QC | Dispatch-Import | EmissionsCost | 0 | [6 empty] | 0.33348 | 0
LCP_Inputs_ON_Electric_IEA_2023_05_05 | 2048 | CH4 Import - NY 2020 | Import | Methane | QC | Dispatch-Import | FuelCost | 0 | [6 empty] | 0.33348 | 0
LCP_Inputs_ON_Electric_IEA_2023_05_05 | 2048 | CH4 Import - NY 2020 | Import | Methane | QC | Dispatch-Import | VOM | 0 | [6 empty] | 0.33348 | 0
LCP_Inputs_ON_Electric_IEA_2023_05_05 | 2048 | CH4 Import - NY 2020 | Import | Methane | WC | Dispatch-Import | EmissionsCost | 0 | [6 empty] | 0.33348 | 0
LCP_Inputs_ON_Electric_IEA_2023_05_05 | 2048 | CH4 Import - NY 2020 | Import | Methane | WC | Dispatch-Import | FuelCost | 0 | [6 empty] | 0.33348 | 0
LCP_Inputs_ON_Electric_IEA_2023_05_05 | 2048 | CH4 Import - NY 2020 | Import | Methane | WC | Dispatch-Import | VOM | 0 | [6 empty] | 0.33348 | 0
LCP_Inputs_ON_Electric_IEA_2023_05_05 | 2048 | CH4 Import - NY 2030 | Import | Methane | MI | Dispatch-Import | EmissionsCost | 0 | [6 empty] | 0.33348 | 0
LCP_Inputs_ON_Electric_IEA_2023_05_05 | 2048 | CH4 Import - NY 2030 | Import | Methane | MI | Dispatch-Import | FuelCost | 0 | [6 empty] | 0.33348 | 0
LCP_Inputs_ON_Electric_IEA_2023_05_05 | 2048 | CH4 Import - NY 2030 | Import | Methane | MI | Dispatch-Import | VOM | 0 | [6 empty] | 0.33348 | 0
LCP_Inputs_ON_Electric_IEA_2023_05_05 | 2048 | CH4 Import - NY 2030 | Import | Methane | NY | Dispatch-Import | EmissionsCost | 0 | [6 empty] | 0.33348 | 0
LCP_Inputs_ON_Electric_IEA_2023_05_05 | 2048 | CH4 Import - NY 2030 | Import | Methane | NY | Dispatch-Import | FuelCost | 0 | [6 empty] | 0.33348 | 0
LCP_Inputs_ON_Electric_IEA_2023_05_05 | 2048 | CH4 Import - NY 2030 | Import | Methane | NY | Dispatch-Import | VOM | 0 | [6 empty] | 0.33348 | 0
LCP_Inputs_ON_Electric_IEA_2023_05_05 | 2048 | CH4 Import - NY 2030 | Import | Methane | ON | Dispatch-Import | EmissionsCost | 0 | [6 empty] | 0.33348 | 0
LCP_Inputs_ON_Electric_IEA_2023_05_05 | 2048 | CH4 Import - NY 2030 | Import | Methane | ON | Dispatch-Import | FuelCost | 0 | [6 empty] | 0.33348 | 0
LCP_Inputs_ON_Electric_IEA_2023_05_05 | 2048 | CH4 Import - NY 2030 | Import | Methane | ON | Dispatch-Import | VOM | 0 | [6 empty] | 0.33348 | 0
LCP_Inputs_ON_Electric_IEA_2023_05_05 | 2048 | CH4 Import - NY 2030 | Import | Methane | PJ | Dispatch-Import | EmissionsCost | 0 | [6 empty] | 0.33348 | 0
LCP_Inputs_ON_Electric_IEA_2023_05_05 | 2048 | CH4 Import - NY 2030 | Import | Methane | PJ | Dispatch-Import | FuelCost | 0 | [6 empty] | 0.33348 | 0
LCP_Inputs_ON_Electric_IEA_2023_05_05 | 2048 | CH4 Import - NY 2030 | Import | Methane | PJ | Dispatch-Import | VOM | 0 | [6 empty] | 0.33348 | 0
LCP_Inputs_ON_Electric_IEA_2023_05_05 | 2048 | CH4 Import - NY 2030 | Import | Methane | QC | Dispatch-Import | EmissionsCost | 0 | [6 empty] | 0.33348 | 0
LCP_Inputs_ON_Electric_IEA_2023_05_05 | 2048 | CH4 Import - NY 2030 | Import | Methane | QC | Dispatch-Import | FuelCost | 0 | [6 empty] | 0.33348 | 0
LCP_Inputs_ON_Electric_IEA_2023_05_05 | 2048 | CH4 Import - NY 2030 | Import | Methane | QC | Dispatch-Import | VOM | 0 | [6 empty] | 0.33348 | 0
LCP_Inputs_ON_Electric_IEA_2023_05_05 | 2048 | CH4 Import - NY 2030 | Import | Methane | WC | Dispatch-Import | EmissionsCost | 0 | [6 empty] | 0.33348 | 0
LCP_Inputs_ON_Electric_IEA_2023_05_05 | 2048 | CH4 Import - NY 2030 | Import | Methane | WC | Dispatch-Import | FuelCost | 0 | [6 empty] | 0.33348 | 0
LCP_Inputs_ON_Electric_IEA_2023_05_05 | 2048 | CH4 Import - NY 2030 | Import | Methane | WC | Dispatch-Import | VOM | 0 | [6 empty] | 0.33348 | 0
LCP_Inputs_ON_Electric_IEA_2023_05_05 | 2048 | CH4 Import - NY 2040 | Import | Methane | MI | Dispatch-Import | EmissionsCost | 0 | [6 empty] | 0.33348 | 0
LCP_Inputs_ON_Electric_IEA_2023_05_05 | 2048 | CH4 Import - NY 2040 | Import | Methane | MI | Dispatch-Import | FuelCost | 0 | [6 empty] | 0.33348 | 0
LCP_Inputs_ON_Electric_IEA_2023_05_05 | 2048 | CH4 Import - NY 2040 | Import | Methane | MI | Dispatch-Import | VOM | 0 | [6 empty] | 0.33348 | 0
LCP_Inputs_ON_Electric_IEA_2023_05_05 | 2048 | CH4 Import - NY 2040 | Import | Methane | NY | Dispatch-Import | EmissionsCost | 2422180073.5024 | [6 empty] | 0.33348 | 807742485.8965
LCP_Inputs_ON_Electric_IEA_2023_05_05 | 2048 | CH4 Import - NY 2040 | Import | Methane | NY | Dispatch-Import | FuelCost | 758346581.876 | [6 empty] | 0.33348 | 252891500.4779
LCP_Inputs_ON_Electric_IEA_2023_05_05 | 2048 | CH4 Import - NY 2040 | Import | Methane | NY | Dispatch-Import | VOM | 0 | [6 empty] | 0.33348 | 0
LCP_Inputs_ON_Electric_IEA_2023_05_05 | 2048 | CH4 Import - NY 2040 | Import | Methane | ON | Dispatch-Import | EmissionsCost | 0 | [6 empty] | 0.33348 | 0
LCP_Inputs_ON_Electric_IEA_2023_05_05 | 2048 | CH4 Import - NY 2040 | Import | Methane | ON | Dispatch-Import | FuelCost | 0 | [6 empty] | 0.33348 | 0
LCP_Inputs_ON_Electric_IEA_2023_05_05 | 2048 | CH4 Import - NY 2040 | Import | Methane | ON | Dispatch-Import | VOM | 0 | [6 empty] | 0.33348 | 0
LCP_Inputs_ON_Electric_IEA_2023_05_05 | 2048 | CH4 Import - NY 2040 | Import | Methane | PJ | Dispatch-Import | EmissionsCost | 0 | [6 empty] | 0.33348 | 0
LCP_Inputs_ON_Electric_IEA_2023_05_05 | 2048 | CH4 Import - NY 2040 | Import | Methane | PJ | Dispatch-Import | FuelCost | 0 | [6 empty] | 0.33348 | 0
LCP_Inputs_ON_Electric_IEA_2023_05_05 | 2048 | CH4 Import - NY 2040 | Import | Methane | PJ | Dispatch-Import | VOM | 0 | [6 empty] | 0.33348 | 0
LCP_Inputs_ON_Electric_IEA_2023_05_05 | 2048 | CH4 Import - NY 2040 | Import | Methane | QC | Dispatch-Import | EmissionsCost | 0 | [6 empty] | 0.33348 | 0
LCP_Inputs_ON_Electric_IEA_2023_05_05 | 2048 | CH4 Import - NY 2040 | Import | Methane | QC | Dispatch-Import | FuelCost | 0 | [6 empty] | 0.33348 | 0
LCP_Inputs_ON_Electric_IEA_2023_05_05 | 2048 | CH4 Import - NY 2040 | Import | Methane | QC | Dispatch-Import | VOM | 0 | [6 empty] | 0.33348 | 0
LCP_Inputs_ON_Electric_IEA_2023_05_05 | 2048 | CH4 Import - NY 2040 | Import | Methane | WC | Dispatch-Import | EmissionsCost | 0 | [6 empty] | 0.33348 | 0
LCP_Inputs_ON_Electric_IEA_2023_05_05 | 2048 | CH4 Import - NY 2040 | Import | Methane | WC | Dispatch-Import | FuelCost | 0 | [6 empty] | 0.33348 | 0
LCP_Inputs_ON_Electric_IEA_2023_05_05 | 2048 | CH4 Import - NY 2040 | Import | Methane | WC | Dispatch-Import | VOM | 0 | [6 empty] | 0.33348 | 0
LCP_Inputs_ON_Electric_IEA_2023_05_05 | 2048 | CH4 Import - NY 2050 | Import | Methane | MI | Dispatch-Import | EmissionsCost | 0 | [6 empty] | 0.33348 | 0
LCP_Inputs_ON_Electric_IEA_2023_05_05 | 2048 | CH4 Import - NY 2050 | Import | Methane | MI | Dispatch-Import | FuelCost | 0 | [6 empty] | 0.33348 | 0
LCP_Inputs_ON_Electric_IEA_2023_05_05 | 2048 | CH4 Import - NY 2050 | Import | Methane | MI | Dispatch-Import | VOM | 0 | [6 empty] | 0.33348 | 0
LCP_Inputs_ON_Electric_IEA_2023_05_05 | 2048 | CH4 Import - NY 2050 | Import | Methane | NY | Dispatch-Import | EmissionsCost | 0 | [6 empty] | 0.33348 | 0
LCP_Inputs_ON_Electric_IEA_2023_05_05 | 2048 | CH4 Import - NY 2050 | Import | Methane | NY | Dispatch-Import | FuelCost | 0 | [6 empty] | 0.33348 | 0
LCP_Inputs_ON_Electric_IEA_2023_05_05 | 2048 | CH4 Import - NY 2050 | Import | Methane | NY | Dispatch-Import | VOM | 0 | [6 empty] | 0.33348 | 0
LCP_Inputs_ON_Electric_IEA_2023_05_05 | 2048 | CH4 Import - NY 2050 | Import | Methane | ON | Dispatch-Import | EmissionsCost | 0 | [6 empty] | 0.33348 | 0
LCP_Inputs_ON_Electric_IEA_2023_05_05 | 2048 | CH4 Import - NY 2050 | Import | Methane | ON | Dispatch-Import | FuelCost | 0 | [6 empty] | 0.33348 | 0
LCP_Inputs_ON_Electric_IEA_2023_05_05 | 2048 | CH4 Import - NY 2050 | Import | Methane | ON | Dispatch-Import | VOM | 0 | [6 empty] | 0.33348 | 0
LCP_Inputs_ON_Electric_IEA_2023_05_05 | 2048 | CH4 Import - NY 2050 | Import | Methane | PJ | Dispatch-Import | EmissionsCost | 0 | [6 empty] | 0.33348 | 0
LCP_Inputs_ON_Electric_IEA_2023_05_05 | 2048 | CH4 Import - NY 2050 | Import | Methane | PJ | Dispatch-Import | FuelCost | 0 | [6 empty] | 0.33348 | 0
LCP_Inputs_ON_Electric_IEA_2023_05_05 | 2048 | CH4 Import - NY 2050 | Import | Methane | PJ | Dispatch-Import | VOM | 0 | [6 empty] | 0.33348 | 0
LCP_Inputs_ON_Electric_IEA_2023_05_05 | 2048 | CH4 Import - NY 2050 | Import | Methane | QC | Dispatch-Import | EmissionsCost | 0 | [6 empty] | 0.33348 | 0
LCP_Inputs_ON_Electric_IEA_2023_05_05 | 2048 | CH4 Import - NY 2050 | Import | Methane | QC | Dispatch-Import | FuelCost | 0 | [6 empty] | 0.33348 | 0
LCP_Inputs_ON_Electric_IEA_2023_05_05 | 2048 | CH4 Import - NY 2050 | Import | Methane | QC | Dispatch-Import | VOM | 0 | [6 empty] | 0.33348 | 0
LCP_Inputs_ON_Electric_IEA_2023_05_05 | 2048 | CH4 Import - NY 2050 | Import | Methane | WC | Dispatch-Import | EmissionsCost | 0 | [6 empty] | 0.33348 | 0
LCP_Inputs_ON_Electric_IEA_2023_05_05 | 2048 | CH4 Import - NY 2050 | Import | Methane | WC | Dispatch-Import | FuelCost | 0 | [6 empty] | 0.33348 | 0
LCP_Inputs_ON_Electric_IEA_2023_05_05 | 2048 | CH4 Import - NY 2050 | Import | Methane | WC | Dispatch-Import | VOM | 0 | [6 empty] | 0.33348 | 0
LCP_Inputs_ON_Electric_IEA_2023_05_05 | 2048 | CH4 Import - WC 2020 | Import | Methane | MI | Dispatch-Import | EmissionsCost | 0 | [6 empty] | 0.33348 | 0
LCP_Inputs_ON_Electric_IEA_2023_05_05 | 2048 | CH4 Import - WC 2020 | Import | Methane | MI | Dispatch-Import | FuelCost | 0 | [6 empty] | 0.33348 | 0
LCP_Inputs_ON_Electric_IEA_2023_05_05 | 2048 | CH4 Import - WC 2020 | Import | Methane | MI | Dispatch-Import | VOM | 0 | [6 empty] | 0.33348 | 0
LCP_Inputs_ON_Electric_IEA_2023_05_05 | 2048 | CH4 Import - WC 2020 | Import | Methane | NY | Dispatch-Import | EmissionsCost | 0 | [6 empty] | 0.33348 | 0
LCP_Inputs_ON_Electric_IEA_2023_05_05 | 2048 | CH4 Import - WC 2020 | Import | Methane | NY | Dispatch-Import | FuelCost | 0 | [6 empty] | 0.33348 | 0
LCP_Inputs_ON_Electric_IEA_2023_05_05 | 2048 | CH4 Import - WC 2020 | Import | Methane | NY | Dispatch-Import | VOM | 0 | [6 empty] | 0.33348 | 0
LCP_Inputs_ON_Electric_IEA_2023_05_05 | 2048 | CH4 Import - WC 2020 | Import | Methane | ON | Dispatch-Import | EmissionsCost | 0 | [6 empty] | 0.33348 | 0
LCP_Inputs_ON_Electric_IEA_2023_05_05 | 2048 | CH4 Import - WC 2020 | Import | Methane | ON | Dispatch-Import | FuelCost | 0 | [6 empty] | 0.33348 | 0
LCP_Inputs_ON_Electric_IEA_2023_05_05 | 2048 | CH4 Import - WC 2020 | Import | Methane | ON | Dispatch-Import | VOM | 0 | [6 empty] | 0.33348 | 0
LCP_Inputs_ON_Electric_IEA_2023_05_05 | 2048 | CH4 Import - WC 2020 | Import | Methane | PJ | Dispatch-Import | EmissionsCost | 0 | [6 empty] | 0.33348 | 0
LCP_Inputs_ON_Electric_IEA_2023_05_05 | 2048 | CH4 Import - WC 2020 | Import | Methane | PJ | Dispatch-Import | FuelCost | 0 | [6 empty] | 0.33348 | 0
LCP_Inputs_ON_Electric_IEA_2023_05_05 | 2048 | CH4 Import - WC 2020 | Import | Methane | PJ | Dispatch-Import | VOM | 0 | [6 empty] | 0.33348 | 0
LCP_Inputs_ON_Electric_IEA_2023_05_05 | 2048 | CH4 Import - WC 2020 | Import | Methane | QC | Dispatch-Import | EmissionsCost | 0 | [6 empty] | 0.33348 | 0
LCP_Inputs_ON_Electric_IEA_2023_05_05 | 2048 | CH4 Import - WC 2020 | Import | Methane | QC | Dispatch-Import | FuelCost | 0 | [6 empty] | 0.33348 | 0
LCP_Inputs_ON_Electric_IEA_2023_05_05 | 2048 | CH4 Import - WC 2020 | Import | Methane | QC | Dispatch-Import | VOM | 0 | [6 empty] | 0.33348 | 0
LCP_Inputs_ON_Electric_IEA_2023_05_05 | 2048 | CH4 Import - WC 2020 | Import | Methane | WC | Dispatch-Import | EmissionsCost | 0 | [6 empty] | 0.33348 | 0
LCP_Inputs_ON_Electric_IEA_2023_05_05 | 2048 | CH4 Import - WC 2020 | Import | Methane | WC | Dispatch-Import | FuelCost | 0 | [6 empty] | 0.33348 | 0
LCP_Inputs_ON_Electric_IEA_2023_05_05 | 2048 | CH4 Import - WC 2020 | Import | Methane | WC | Dispatch-Import | VOM | 0 | [6 empty] | 0.33348 | 0
LCP_Inputs_ON_Electric_IEA_2023_05_05 | 2048 | CH4 Import - WC 2030 | Import | Methane | MI | Dispatch-Import | EmissionsCost | 0 | [6 empty] | 0.33348 | 0
LCP_Inputs_ON_Electric_IEA_2023_05_05 | 2048 | CH4 Import - WC 2030 | Import | Methane | MI | Dispatch-Import | FuelCost | 0 | [6 empty] | 0.33348 | 0
LCP_Inputs_ON_Electric_IEA_2023_05_05 | 2048 | CH4 Import - WC 2030 | Import | Methane | MI | Dispatch-Import | VOM | 0 | [6 empty] | 0.33348 | 0
LCP_Inputs_ON_Electric_IEA_2023_05_05 | 2048 | CH4 Import - WC 2030 | Import | Methane | NY | Dispatch-Import | EmissionsCost | 0 | [6 empty] | 0.33348 | 0
LCP_Inputs_ON_Electric_IEA_2023_05_05 | 2048 | CH4 Import - WC 2030 | Import | Methane | NY | Dispatch-Import | FuelCost | 0 | [6 empty] | 0.33348 | 0
LCP_Inputs_ON_Electric_IEA_2023_05_05 | 2048 | CH4 Import - WC 2030 | Import | Methane | NY | Dispatch-Import | VOM | 0 | [6 empty] | 0.33348 | 0
LCP_Inputs_ON_Electric_IEA_2023_05_05 | 2048 | CH4 Import - WC 2030 | Import | Methane | ON | Dispatch-Import | EmissionsCost | 0 | [6 empty] | 0.33348 | 0
LCP_Inputs_ON_Electric_IEA_2023_05_05 | 2048 | CH4 Import - WC 2030 | Import | Methane | ON | Dispatch-Import | FuelCost | 0 | [6 empty] | 0.33348 | 0
LCP_Inputs_ON_Electric_IEA_2023_05_05 | 2048 | CH4 Import - WC 2030 | Import | Methane | ON | Dispatch-Import | VOM | 0 | [6 empty] | 0.33348 | 0
LCP_Inputs_ON_Electric_IEA_2023_05_05 | 2048 | CH4 Import - WC 2030 | Import | Methane | PJ | Dispatch-Import | EmissionsCost | 0 | [6 empty] | 0.33348 | 0
LCP_Inputs_ON_Electric_IEA_2023_05_05 | 2048 | CH4 Import - WC 2030 | Import | Methane | PJ | Dispatch-Import | FuelCost | 0 | [6 empty] | 0.33348 | 0
LCP_Inputs_ON_Electric_IEA_2023_05_05 | 2048 | CH4 Import - WC 2030 | Import | Methane | PJ | Dispatch-Import | VOM | 0 | [6 empty] | 0.33348 | 0
LCP_Inputs_ON_Electric_IEA_2023_05_05 | 2048 | CH4 Import - WC 2030 | Import | Methane | QC | Dispatch-Import | EmissionsCost | 0 | [6 empty] | 0.33348 | 0
LCP_Inputs_ON_Electric_IEA_2023_05_05 | 2048 | CH4 Import - WC 2030 | Import | Methane | QC | Dispatch-Import | FuelCost | 0 | [6 empty] | 0.33348 | 0
LCP_Inputs_ON_Electric_IEA_2023_05_05 | 2048 | CH4 Import - WC 2030 | Import | Methane | QC | Dispatch-Import | VOM | 0 | [6 empty] | 0.33348 | 0
LCP_Inputs_ON_Electric_IEA_2023_05_05 | 2048 | CH4 Import - WC 2030 | Import | Methane | WC | Dispatch-Import | EmissionsCost | 0 | [6 empty] | 0.33348 | 0
LCP_Inputs_ON_Electric_IEA_2023_05_05 | 2048 | CH4 Import - WC 2030 | Import | Methane | WC | Dispatch-Import | FuelCost | 0 | [6 empty] | 0.33348 | 0
LCP_Inputs_ON_Electric_IEA_2023_05_05 | 2048 | CH4 Import - WC 2030 | Import | Methane | WC | Dispatch-Import | VOM | 0 | [6 empty] | 0.33348 | 0
LCP_Inputs_ON_Electric_IEA_2023_05_05 | 2048 | CH4 Import - WC 2040 | Import | Methane | MI | Dispatch-Import | EmissionsCost | 0 | [6 empty] | 0.33348 | 0
LCP_Inputs_ON_Electric_IEA_2023_05_05 | 2048 | CH4 Import - WC 2040 | Import | Methane | MI | Dispatch-Import | FuelCost | 0 | [6 empty] | 0.33348 | 0
LCP_Inputs_ON_Electric_IEA_2023_05_05 | 2048 | CH4 Import - WC 2040 | Import | Methane | MI | Dispatch-Import | VOM | 0 | [6 empty] | 0.33348 | 0
LCP_Inputs_ON_Electric_IEA_2023_05_05 | 2048 | CH4 Import - WC 2040 | Import | Methane | NY | Dispatch-Import | EmissionsCost | 0 | [6 empty] | 0.33348 | 0
LCP_Inputs_ON_Electric_IEA_2023_05_05 | 2048 | CH4 Import - WC 2040 | Import | Methane | NY | Dispatch-Import | FuelCost | 0 | [6 empty] | 0.33348 | 0
LCP_Inputs_ON_Electric_IEA_2023_05_05 | 2048 | CH4 Import - WC 2040 | Import | Methane | NY | Dispatch-Import | VOM | 0 | [6 empty] | 0.33348 | 0
LCP_Inputs_ON_Electric_IEA_2023_05_05 | 2048 | CH4 Import - WC 2040 | Import | Methane | ON | Dispatch-Import | EmissionsCost | 0 | [6 empty] | 0.33348 | 0
LCP_Inputs_ON_Electric_IEA_2023_05_05 | 2048 | CH4 Import - WC 2040 | Import | Methane | ON | Dispatch-Import | FuelCost | 0 | [6 empty] | 0.33348 | 0
LCP_Inputs_ON_Electric_IEA_2023_05_05 | 2048 | CH4 Import - WC 2040 | Import | Methane | ON | Dispatch-Import | VOM | 0 | [6 empty] | 0.33348 | 0
LCP_Inputs_ON_Electric_IEA_2023_05_05 | 2048 | CH4 Import - WC 2040 | Import | Methane | PJ | Dispatch-Import | EmissionsCost | 0 | [6 empty] | 0.33348 | 0
LCP_Inputs_ON_Electric_IEA_2023_05_05 | 2048 | CH4 Import - WC 2040 | Import | Methane | PJ | Dispatch-Import | FuelCost | 0 | [6 empty] | 0.33348 | 0
LCP_Inputs_ON_Electric_IEA_2023_05_05 | 2048 | CH4 Import - WC 2040 | Import | Methane | PJ | Dispatch-Import | VOM | 0 | [6 empty] | 0.33348 | 0
LCP_Inputs_ON_Electric_IEA_2023_05_05 | 2048 | CH4 Import - WC 2040 | Import | Methane | QC | Dispatch-Import | EmissionsCost | 0 | [6 empty] | 0.33348 | 0
LCP_Inputs_ON_Electric_IEA_2023_05_05 | 2048 | CH4 Import - WC 2040 | Import | Methane | QC | Dispatch-Import | FuelCost | 0 | [6 empty] | 0.33348 | 0
LCP_Inputs_ON_Electric_IEA_2023_05_05 | 2048 | CH4 Import - WC 2040 | Import | Methane | QC | Dispatch-Import | VOM | 0 | [6 empty] | 0.33348 | 0
LCP_Inputs_ON_Electric_IEA_2023_05_05 | 2048 | CH4 Import - WC 2040 | Import | Methane | WC | Dispatch-Import | EmissionsCost | 2104525662.7863 | [6 empty] | 0.33348 | 701811896.27
LCP_Inputs_ON_Electric_IEA_2023_05_05 | 2048 | CH4 Import - WC 2040 | Import | Methane | WC | Dispatch-Import | FuelCost | 658893969.2401 | [6 empty] | 0.33348 | 219726294.7039
LCP_Inputs_ON_Electric_IEA_2023_05_05 | 2048 | CH4 Import - WC 2040 | Import | Methane | WC | Dispatch-Import | VOM | 0 | [6 empty] | 0.33348 | 0
LCP_Inputs_ON_Electric_IEA_2023_05_05 | 2048 | CH4 Import - WC 2050 | Import | Methane | MI | Dispatch-Import | EmissionsCost | 0 | [6 empty] | 0.33348 | 0
LCP_Inputs_ON_Electric_IEA_2023_05_05 | 2048 | CH4 Import - WC 2050 | Import | Methane | MI | Dispatch-Import | FuelCost | 0 | [6 empty] | 0.33348 | 0
LCP_Inputs_ON_Electric_IEA_2023_05_05 | 2048 | CH4 Import - WC 2050 | Import | Methane | MI | Dispatch-Import | VOM | 0 | [6 empty] | 0.33348 | 0
LCP_Inputs_ON_Electric_IEA_2023_05_05 | 2048 | CH4 Import - WC 2050 | Import | Methane | NY | Dispatch-Import | EmissionsCost | 0 | [6 empty] | 0.33348 | 0
LCP_Inputs_ON_Electric_IEA_2023_05_05 | 2048 | CH4 Import - WC 2050 | Import | Methane | NY | Dispatch-Import | FuelCost | 0 | [6 empty] | 0.33348 | 0
LCP_Inputs_ON_Electric_IEA_2023_05_05 | 2048 | CH4 Import - WC 2050 | Import | Methane | NY | Dispatch-Import | VOM | 0 | [6 empty] | 0.33348 | 0
LCP_Inputs_ON_Electric_IEA_2023_05_05 | 2048 | CH4 Import - WC 2050 | Import | Methane | ON | Dispatch-Import | EmissionsCost | 0 | [6 empty] | 0.33348 | 0
LCP_Inputs_ON_Electric_IEA_2023_05_05 | 2048 | CH4 Import - WC 2050 | Import | Methane | ON | Dispatch-Import | FuelCost | 0 | [6 empty] | 0.33348 | 0
LCP_Inputs_ON_Electric_IEA_2023_05_05 | 2048 | CH4 Import - WC 2050 | Import | Methane | ON | Dispatch-Import | VOM | 0 | [6 empty] | 0.33348 | 0
LCP_Inputs_ON_Electric_IEA_2023_05_05 | 2048 | CH4 Import - WC 2050 | Import | Methane | PJ | Dispatch-Import | EmissionsCost | 0 | [6 empty] | 0.33348 | 0
LCP_Inputs_ON_Electric_IEA_2023_05_05 | 2048 | CH4 Import - WC 2050 | Import | Methane | PJ | Dispatch-Import | FuelCost | 0 | [6 empty] | 0.33348 | 0
LCP_Inputs_ON_Electric_IEA_2023_05_05 | 2048 | CH4 Import - WC 2050 | Import | Methane | PJ | Dispatch-Import | VOM | 0 | [6 empty] | 0.33348 | 0
LCP_Inputs_ON_Electric_IEA_2023_05_05 | 2048 | CH4 Import - WC 2050 | Import | Methane | QC | Dispatch-Import | EmissionsCost | 0 | [6 empty] | 0.33348 | 0
LCP_Inputs_ON_Electric_IEA_2023_05_05 | 2048 | CH4 Import - WC 2050 | Import | Methane | QC | Dispatch-Import | FuelCost | 0 | [6 empty] | 0.33348 | 0
LCP_Inputs_ON_Electric_IEA_2023_05_05 | 2048 | CH4 Import - WC 2050 | Import | Methane | QC | Dispatch-Import | VOM | 0 | [6 empty] | 0.33348 | 0
LCP_Inputs_ON_Electric_IEA_2023_05_05 | 2048 | CH4 Import - WC 2050 | Import | Methane | WC | Dispatch-Import | EmissionsCost | 0 | [6 empty] | 0.33348 | 0
LCP_Inputs_ON_Electric_IEA_2023_05_05 | 2048 | CH4 Import - WC 2050 | Import | Methane | WC | Dispatch-Import | FuelCost | 0 | [6 empty] | 0.33348 | 0
LCP_Inputs_ON_Electric_IEA_2023_05_05 | 2048 | CH4 Import - WC 2050 | Import | Methane | WC | Dispatch-Import | VOM | 0 | [6 empty] | 0.33348 | 0
LCP_Inputs_ON_Electric_IEA_2023_05_05 | 2048 | CH4 Salt Cavern Storage - ON | Storage | Methane | MI | Dispatch-Storage | EmissionsCost | 0 | [6 empty] | 0.33348 | 0
LCP_Inputs_ON_Electric_IEA_2023_05_05 | 2048 | CH4 Salt Cavern Storage - ON | Storage | Methane | MI | Dispatch-Storage | FuelCost | 0 | [6 empty] | 0.33348 | 0
LCP_Inputs_ON_Electric_IEA_2023_05_05 | 2048 | CH4 Salt Cavern Storage - ON | Storage | Methane | MI | Dispatch-Storage | VOM | 0 | [6 empty] | 0.33348 | 0
LCP_Inputs_ON_Electric_IEA_2023_05_05 | 2048 | CH4 Salt Cavern Storage - ON | Storage | Methane | NY | Dispatch-Storage | EmissionsCost | 0 | [6 empty] | 0.33348 | 0
LCP_Inputs_ON_Electric_IEA_2023_05_05 | 2048 | CH4 Salt Cavern Storage - ON | Storage | Methane | NY | Dispatch-Storage | FuelCost | 0 | [6 empty] | 0.33348 | 0
LCP_Inputs_ON_Electric_IEA_2023_05_05 | 2048 | CH4 Salt Cavern Storage - ON | Storage | Methane | NY | Dispatch-Storage | VOM | 0 | [6 empty] | 0.33348 | 0
LCP_Inputs_ON_Electric_IEA_2023_05_05 | 2048 | CH4 Salt Cavern Storage - ON | Storage | Methane | ON | Dispatch-Storage | EmissionsCost | 0 | [6 empty] | 0.33348 | 0
LCP_Inputs_ON_Electric_IEA_2023_05_05 | 2048 | CH4 Salt Cavern Storage - ON | Storage | Methane | ON | Dispatch-Storage | FuelCost | 0 | [6 empty] | 0.33348 | 0
LCP_Inputs_ON_Electric_IEA_2023_05_05 | 2048 | CH4 Salt Cavern Storage - ON | Storage | Methane | ON | Dispatch-Storage | VOM | 0 | [6 empty] | 0.33348 | 0
LCP_Inputs_ON_Electric_IEA_2023_05_05 | 2048 | CH4 Salt Cavern Storage - ON | Storage | Methane | PJ | Dispatch-Storage | EmissionsCost | 0 | [6 empty] | 0.33348 | 0
LCP_Inputs_ON_Electric_IEA_2023_05_05 | 2048 | CH4 Salt Cavern Storage - ON | Storage | Methane | PJ | Dispatch-Storage | FuelCost | 0 | [6 empty] | 0.33348 | 0
LCP_Inputs_ON_Electric_IEA_2023_05_05 | 2048 | CH4 Salt Cavern Storage - ON | Storage | Methane | PJ | Dispatch-Storage | VOM | 0 | [6 empty] | 0.33348 | 0
LCP_Inputs_ON_Electric_IEA_2023_05_05 | 2048 | CH4 Salt Cavern Storage - ON | Storage | Methane | QC | Dispatch-Storage | EmissionsCost | 0 | [6 empty] | 0.33348 | 0
LCP_Inputs_ON_Electric_IEA_2023_05_05 | 2048 | CH4 Salt Cavern Storage - ON | Storage | Methane | QC | Dispatch-Storage | FuelCost | 0 | [6 empty] | 0.33348 | 0
LCP_Inputs_ON_Electric_IEA_2023_05_05 | 2048 | CH4 Salt Cavern Storage - ON | Storage | Methane | QC | Dispatch-Storage | VOM | 0 | [6 empty] | 0.33348 | 0
LCP_Inputs_ON_Electric_IEA_2023_05_05 | 2048 | CH4 Salt Cavern Storage - ON | Storage | Methane | WC | Dispatch-Storage | EmissionsCost | 0 | [6 empty] | 0.33348 | 0
LCP_Inputs_ON_Electric_IEA_2023_05_05 | 2048 | CH4 Salt Cavern Storage - ON | Storage | Methane | WC | Dispatch-Storage | FuelCost | 0 | [6 empty] | 0.33348 | 0
LCP_Inputs_ON_Electric_IEA_2023_05_05 | 2048 | CH4 Salt Cavern Storage - ON | Storage | Methane | WC | Dispatch-Storage | VOM | 0 | [6 empty] | 0.33348 | 0
LCP_Inputs_ON_Electric_IEA_2023_05_05 | 2048 | Electrolyser 2020/2030 | Crossload | Hydrogen | MI | Dispatch-Crossload | EmissionsCost | 0 | [6 empty] | 0.33348 | 0
LCP_Inputs_ON_Electric_IEA_2023_05_05 | 2048 | Electrolyser 2020/2030 | Crossload | Hydrogen | MI | Dispatch-Crossload | FuelCost | 0 | [6 empty] | 0.33348 | 0
LCP_Inputs_ON_Electric_IEA_2023_05_05 | 2048 | Electrolyser 2020/2030 | Crossload | Hydrogen | MI | Dispatch-Crossload | VOM | 0 | [6 empty] | 0.33348 | 0
LCP_Inputs_ON_Electric_IEA_2023_05_05 | 2048 | Electrolyser 2020/2030 | Crossload | Hydrogen | NY | Dispatch-Crossload | EmissionsCost | 0 | [6 empty] | 0.33348 | 0
LCP_Inputs_ON_Electric_IEA_2023_05_05 | 2048 | Electrolyser 2020/2030 | Crossload | Hydrogen | NY | Dispatch-Crossload | FuelCost | 0 | [6 empty] | 0.33348 | 0
LCP_Inputs_ON_Electric_IEA_2023_05_05 | 2048 | Electrolyser 2020/2030 | Crossload | Hydrogen | NY | Dispatch-Crossload | VOM | 0 | [6 empty] | 0.33348 | 0
LCP_Inputs_ON_Electric_IEA_2023_05_05 | 2048 | Electrolyser 2020/2030 | Crossload | Hydrogen | ON | Dispatch-Crossload | EmissionsCost | 0 | [6 empty] | 0.33348 | 0
LCP_Inputs_ON_Electric_IEA_2023_05_05 | 2048 | Electrolyser 2020/2030 | Crossload | Hydrogen | ON | Dispatch-Crossload | FuelCost | 0 | [6 empty] | 0.33348 | 0
LCP_Inputs_ON_Electric_IEA_2023_05_05 | 2048 | Electrolyser 2020/2030 | Crossload | Hydrogen | ON | Dispatch-Crossload | VOM | 0 | [6 empty] | 0.33348 | 0
LCP_Inputs_ON_Electric_IEA_2023_05_05 | 2048 | Electrolyser 2020/2030 | Crossload | Hydrogen | PJ | Dispatch-Crossload | EmissionsCost | 0 | [6 empty] | 0.33348 | 0
LCP_Inputs_ON_Electric_IEA_2023_05_05 | 2048 | Electrolyser 2020/2030 | Crossload | Hydrogen | PJ | Dispatch-Crossload | FuelCost | 0 | [6 empty] | 0.33348 | 0
LCP_Inputs_ON_Electric_IEA_2023_05_05 | 2048 | Electrolyser 2020/2030 | Crossload | Hydrogen | PJ | Dispatch-Crossload | VOM | 0 | [6 empty] | 0.33348 | 0
LCP_Inputs_ON_Electric_IEA_2023_05_05 | 2048 | Electrolyser 2020/2030 | Crossload | Hydrogen | QC | Dispatch-Crossload | EmissionsCost | 0 | [6 empty] | 0.33348 | 0
LCP_Inputs_ON_Electric_IEA_2023_05_05 | 2048 | Electrolyser 2020/2030 | Crossload | Hydrogen | QC | Dispatch-Crossload | FuelCost | 0 | [6 empty] | 0.33348 | 0
LCP_Inputs_ON_Electric_IEA_2023_05_05 | 2048 | Electrolyser 2020/2030 | Crossload | Hydrogen | QC | Dispatch-Crossload | VOM | 0 | [6 empty] | 0.33348 | 0
LCP_Inputs_ON_Electric_IEA_2023_05_05 | 2048 | Electrolyser 2020/2030 | Crossload | Hydrogen | WC | Dispatch-Crossload | EmissionsCost | 0 | [6 empty] | 0.33348 | 0
LCP_Inputs_ON_Electric_IEA_2023_05_05 | 2048 | Electrolyser 2020/2030 | Crossload | Hydrogen | WC | Dispatch-Crossload | FuelCost | 0 | [6 empty] | 0.33348 | 0
LCP_Inputs_ON_Electric_IEA_2023_05_05 | 2048 | Electrolyser 2020/2030 | Crossload | Hydrogen | WC | Dispatch-Crossload | VOM | 0 | [6 empty] | 0.33348 | 0
LCP_Inputs_ON_Electric_IEA_2023_05_05 | 2048 | Electrolyser 2040 | Crossload | Hydrogen | MI | Dispatch-Crossload | EmissionsCost | 0 | [6 empty] | 0.33348 | 0
LCP_Inputs_ON_Electric_IEA_2023_05_05 | 2048 | Electrolyser 2040 | Crossload | Hydrogen | MI | Dispatch-Crossload | FuelCost | 0 | [6 empty] | 0.33348 | 0
LCP_Inputs_ON_Electric_IEA_2023_05_05 | 2048 | Electrolyser 2040 | Crossload | Hydrogen | MI | Dispatch-Crossload | VOM | 0 | [6 empty] | 0.33348 | 0
LCP_Inputs_ON_Electric_IEA_2023_05_05 | 2048 | Electrolyser 2040 | Crossload | Hydrogen | NY | Dispatch-Crossload | EmissionsCost | 0 | [6 empty] | 0.33348 | 0
LCP_Inputs_ON_Electric_IEA_2023_05_05 | 2048 | Electrolyser 2040 | Crossload | Hydrogen | NY | Dispatch-Crossload | FuelCost | 0 | [6 empty] | 0.33348 | 0
LCP_Inputs_ON_Electric_IEA_2023_05_05 | 2048 | Electrolyser 2040 | Crossload | Hydrogen | NY | Dispatch-Crossload | VOM | 0 | [6 empty] | 0.33348 | 0
LCP_Inputs_ON_Electric_IEA_2023_05_05 | 2048 | Electrolyser 2040 | Crossload | Hydrogen | ON | Dispatch-Crossload | EmissionsCost | 0 | [6 empty] | 0.33348 | 0
LCP_Inputs_ON_Electric_IEA_2023_05_05 | 2048 | Electrolyser 2040 | Crossload | Hydrogen | ON | Dispatch-Crossload | FuelCost | 0 | [6 empty] | 0.33348 | 0
LCP_Inputs_ON_Electric_IEA_2023_05_05 | 2048 | Electrolyser 2040 | Crossload | Hydrogen | ON | Dispatch-Crossload | VOM | 0 | [6 empty] | 0.33348 | 0
LCP_Inputs_ON_Electric_IEA_2023_05_05 | 2048 | Electrolyser 2040 | Crossload | Hydrogen | PJ | Dispatch-Crossload | EmissionsCost | 0 | [6 empty] | 0.33348 | 0
LCP_Inputs_ON_Electric_IEA_2023_05_05 | 2048 | Electrolyser 2040 | Crossload | Hydrogen | PJ | Dispatch-Crossload | FuelCost | 0 | [6 empty] | 0.33348 | 0
LCP_Inputs_ON_Electric_IEA_2023_05_05 | 2048 | Electrolyser 2040 | Crossload | Hydrogen | PJ | Dispatch-Crossload | VOM | 0 | [6 empty] | 0.33348 | 0
LCP_Inputs_ON_Electric_IEA_2023_05_05 | 2048 | Electrolyser 2040 | Crossload | Hydrogen | QC | Dispatch-Crossload | EmissionsCost | 0 | [6 empty] | 0.33348 | 0
LCP_Inputs_ON_Electric_IEA_2023_05_05 | 2048 | Electrolyser 2040 | Crossload | Hydrogen | QC | Dispatch-Crossload | FuelCost | 0 | [6 empty] | 0.33348 | 0
LCP_Inputs_ON_Electric_IEA_2023_05_05 | 2048 | Electrolyser 2040 | Crossload | Hydrogen | QC | Dispatch-Crossload | VOM | 0 | [6 empty] | 0.33348 | 0
LCP_Inputs_ON_Electric_IEA_2023_05_05 | 2048 | Electrolyser 2040 | Crossload | Hydrogen | WC | Dispatch-Crossload | EmissionsCost | 0 | [6 empty] | 0.33348 | 0
LCP_Inputs_ON_Electric_IEA_2023_05_05 | 2048 | Electrolyser 2040 | Crossload | Hydrogen | WC | Dispatch-Crossload | FuelCost | 0 | [6 empty] | 0.33348 | 0
LCP_Inputs_ON_Electric_IEA_2023_05_05 | 2048 | Electrolyser 2040 | Crossload | Hydrogen | WC | Dispatch-Crossload | VOM | 0 | [6 empty] | 0.33348 | 0
LCP_Inputs_ON_Electric_IEA_2023_05_05 | 2048 | Electrolyser 2050 | Crossload | Hydrogen | MI | Dispatch-Crossload | EmissionsCost | 0 | [6 empty] | 0.33348 | 0
LCP_Inputs_ON_Electric_IEA_2023_05_05 | 2048 | Electrolyser 2050 | Crossload | Hydrogen | MI | Dispatch-Crossload | FuelCost | 0 | [6 empty] | 0.33348 | 0
LCP_Inputs_ON_Electric_IEA_2023_05_05 | 2048 | Electrolyser 2050 | Crossload | Hydrogen | MI | Dispatch-Crossload | VOM | 0 | [6 empty] | 0.33348 | 0
LCP_Inputs_ON_Electric_IEA_2023_05_05 | 2048 | Electrolyser 2050 | Crossload | Hydrogen | NY | Dispatch-Crossload | EmissionsCost | 0 | [6 empty] | 0.33348 | 0
LCP_Inputs_ON_Electric_IEA_2023_05_05 | 2048 | Electrolyser 2050 | Crossload | Hydrogen | NY | Dispatch-Crossload | FuelCost | 0 | [6 empty] | 0.33348 | 0
LCP_Inputs_ON_Electric_IEA_2023_05_05 | 2048 | Electrolyser 2050 | Crossload | Hydrogen | NY | Dispatch-Crossload | VOM | 0 | [6 empty] | 0.33348 | 0
LCP_Inputs_ON_Electric_IEA_2023_05_05 | 2048 | Electrolyser 2050 | Crossload | Hydrogen | ON | Dispatch-Crossload | EmissionsCost | 0 | [6 empty] | 0.33348 | 0
LCP_Inputs_ON_Electric_IEA_2023_05_05 | 2048 | Electrolyser 2050 | Crossload | Hydrogen | ON | Dispatch-Crossload | FuelCost | 0 | [6 empty] | 0.33348 | 0
LCP_Inputs_ON_Electric_IEA_2023_05_05 | 2048 | Electrolyser 2050 | Crossload | Hydrogen | ON | Dispatch-Crossload | VOM | 0 | [6 empty] | 0.33348 | 0
LCP_Inputs_ON_Electric_IEA_2023_05_05 | 2048 | Electrolyser 2050 | Crossload | Hydrogen | PJ | Dispatch-Crossload | EmissionsCost | 0 | [6 empty] | 0.33348 | 0
LCP_Inputs_ON_Electric_IEA_2023_05_05 | 2048 | Electrolyser 2050 | Crossload | Hydrogen | PJ | Dispatch-Crossload | FuelCost | 0 | [6 empty] | 0.33348 | 0
LCP_Inputs_ON_Electric_IEA_2023_05_05 | 2048 | Electrolyser 2050 | Crossload | Hydrogen | PJ | Dispatch-Crossload | VOM | 0 | [6 empty] | 0.33348 | 0
LCP_Inputs_ON_Electric_IEA_2023_05_05 | 2048 | Electrolyser 2050 | Crossload | Hydrogen | QC | Dispatch-Crossload | EmissionsCost | 0 | [6 empty] | 0.33348 | 0
LCP_Inputs_ON_Electric_IEA_2023_05_05 | 2048 | Electrolyser 2050 | Crossload | Hydrogen | QC | Dispatch-Crossload | FuelCost | 0 | [6 empty] | 0.33348 | 0
LCP_Inputs_ON_Electric_IEA_2023_05_05 | 2048 | Electrolyser 2050 | Crossload | Hydrogen | QC | Dispatch-Crossload | VOM | 0 | [6 empty] | 0.33348 | 0
LCP_Inputs_ON_Electric_IEA_2023_05_05 | 2048 | Electrolyser 2050 | Crossload | Hydrogen | WC | Dispatch-Crossload | EmissionsCost | 0 | [6 empty] | 0.33348 | 0
LCP_Inputs_ON_Electric_IEA_2023_05_05 | 2048 | Electrolyser 2050 | Crossload | Hydrogen | WC | Dispatch-Crossload | FuelCost | 0 | [6 empty] | 0.33348 | 0
LCP_Inputs_ON_Electric_IEA_2023_05_05 | 2048 | Electrolyser 2050 | Crossload | Hydrogen | WC | Dispatch-Crossload | VOM | 0 | [6 empty] | 0.33348 | 0
LCP_Inputs_ON_Electric_IEA_2023_05_05 | 2048 | Fossil Fuel Thermal (Coal, Peat, Oil) | Generation | Electricity | MI | Dispatch-Generation | EmissionsCost | 0 | [6 empty] | 0.33348 | 0
LCP_Inputs_ON_Electric_IEA_2023_05_05 | 2048 | Fossil Fuel Thermal (Coal, Peat, Oil) | Generation | Electricity | MI | Dispatch-Generation | FuelCost | 0 | [6 empty] | 0.33348 | 0
LCP_Inputs_ON_Electric_IEA_2023_05_05 | 2048 | Fossil Fuel Thermal (Coal, Peat, Oil) | Generation | Electricity | MI | Dispatch-Generation | VOM | 0 | [6 empty] | 0.33348 | 0
LCP_Inputs_ON_Electric_IEA_2023_05_05 | 2048 | Fossil Fuel Thermal (Coal, Peat, Oil) | Generation | Electricity | NY | Dispatch-Generation | EmissionsCost | 0 | [6 empty] | 0.33348 | 0
LCP_Inputs_ON_Electric_IEA_2023_05_05 | 2048 | Fossil Fuel Thermal (Coal, Peat, Oil) | Generation | Electricity | NY | Dispatch-Generation | FuelCost | 0 | [6 empty] | 0.33348 | 0
LCP_Inputs_ON_Electric_IEA_2023_05_05 | 2048 | Fossil Fuel Thermal (Coal, Peat, Oil) | Generation | Electricity | NY | Dispatch-Generation | VOM | 0 | [6 empty] | 0.33348 | 0
LCP_Inputs_ON_Electric_IEA_2023_05_05 | 2048 | Fossil Fuel Thermal (Coal, Peat, Oil) | Generation | Electricity | ON | Dispatch-Generation | EmissionsCost | 0 | [6 empty] | 0.33348 | 0
LCP_Inputs_ON_Electric_IEA_2023_05_05 | 2048 | Fossil Fuel Thermal (Coal, Peat, Oil) | Generation | Electricity | ON | Dispatch-Generation | FuelCost | 0 | [6 empty] | 0.33348 | 0
LCP_Inputs_ON_Electric_IEA_2023_05_05 | 2048 | Fossil Fuel Thermal (Coal, Peat, Oil) | Generation | Electricity | ON | Dispatch-Generation | VOM | 0 | [6 empty] | 0.33348 | 0
LCP_Inputs_ON_Electric_IEA_2023_05_05 | 2048 | Fossil Fuel Thermal (Coal, Peat, Oil) | Generation | Electricity | PJ | Dispatch-Generation | EmissionsCost | 0 | [6 empty] | 0.33348 | 0
LCP_Inputs_ON_Electric_IEA_2023_05_05 | 2048 | Fossil Fuel Thermal (Coal, Peat, Oil) | Generation | Electricity | PJ | Dispatch-Generation | FuelCost | 0 | [6 empty] | 0.33348 | 0
LCP_Inputs_ON_Electric_IEA_2023_05_05 | 2048 | Fossil Fuel Thermal (Coal, Peat, Oil) | Generation | Electricity | PJ | Dispatch-Generation | VOM | 0 | [6 empty] | 0.33348 | 0
LCP_Inputs_ON_Electric_IEA_2023_05_05 | 2048 | Fossil Fuel Thermal (Coal, Peat, Oil) | Generation | Electricity | QC | Dispatch-Generation | EmissionsCost | 0 | [6 empty] | 0.33348 | 0
LCP_Inputs_ON_Electric_IEA_2023_05_05 | 2048 | Fossil Fuel Thermal (Coal, Peat, Oil) | Generation | Electricity | QC | Dispatch-Generation | FuelCost | 0 | [6 empty] | 0.33348 | 0
LCP_Inputs_ON_Electric_IEA_2023_05_05 | 2048 | Fossil Fuel Thermal (Coal, Peat, Oil) | Generation | Electricity | QC | Dispatch-Generation | VOM | 0 | [6 empty] | 0.33348 | 0
LCP_Inputs_ON_Electric_IEA_2023_05_05 | 2048 | Fossil Fuel Thermal (Coal, Peat, Oil) | Generation | Electricity | WC | Dispatch-Generation | EmissionsCost | 0 | [6 empty] | 0.33348 | 0
LCP_Inputs_ON_Electric_IEA_2023_05_05 | 2048 | Fossil Fuel Thermal (Coal, Peat, Oil) | Generation | Electricity | WC | Dispatch-Generation | FuelCost | 0 | [6 empty] | 0.33348 | 0
LCP_Inputs_ON_Electric_IEA_2023_05_05 | 2048 | Fossil Fuel Thermal (Coal, Peat, Oil) | Generation | Electricity | WC | Dispatch-Generation | VOM | 0 | [6 empty] | 0.33348 | 0
LCP_Inputs_ON_Electric_IEA_2023_05_05 | 2048 | Generic - Generator | Generation | Electricity | MI | Dispatch-Generation | EmissionsCost | 0 | [6 empty] | 0.33348 | 0
LCP_Inputs_ON_Electric_IEA_2023_05_05 | 2048 | Generic - Generator | Generation | Electricity | MI | Dispatch-Generation | FuelCost | 792125451.2102 | [6 empty] | 0.33348 | 264155992.4061
LCP_Inputs_ON_Electric_IEA_2023_05_05 | 2048 | Generic - Generator | Generation | Electricity | MI | Dispatch-Generation | VOM | 25906392.0786 | [6 empty] | 0.33348 | 8639198.1204
LCP_Inputs_ON_Electric_IEA_2023_05_05 | 2048 | Generic - Generator | Generation | Electricity | NY | Dispatch-Generation | EmissionsCost | 0 | [6 empty] | 0.33348 | 0
LCP_Inputs_ON_Electric_IEA_2023_05_05 | 2048 | Generic - Generator | Generation | Electricity | NY | Dispatch-Generation | FuelCost | 89249380.7706 | [6 empty] | 0.33348 | 29762657.8127
LCP_Inputs_ON_Electric_IEA_2023_05_05 | 2048 | Generic - Generator | Generation | Electricity | NY | Dispatch-Generation | VOM | 2918893.0207 | [6 empty] | 0.33348 | 973385.0635
LCP_Inputs_ON_Electric_IEA_2023_05_05 | 2048 | Generic - Generator | Generation | Electricity | ON | Dispatch-Generation | EmissionsCost | 0 | [6 empty] | 0.33348 | 0
LCP_Inputs_ON_Electric_IEA_2023_05_05 | 2048 | Generic - Generator | Generation | Electricity | ON | Dispatch-Generation | FuelCost | 0 | [6 empty] | 0.33348 | 0
LCP_Inputs_ON_Electric_IEA_2023_05_05 | 2048 | Generic - Generator | Generation | Electricity | ON | Dispatch-Generation | VOM | 0 | [6 empty] | 0.33348 | 0
LCP_Inputs_ON_Electric_IEA_2023_05_05 | 2048 | Generic - Generator | Generation | Electricity | PJ | Dispatch-Generation | EmissionsCost | 0 | [6 empty] | 0.33348 | 0
LCP_Inputs_ON_Electric_IEA_2023_05_05 | 2048 | Generic - Generator | Generation | Electricity | PJ | Dispatch-Generation | FuelCost | 5376674723.802 | [6 empty] | 0.33348 | 1792999890.7889
LCP_Inputs_ON_Electric_IEA_2023_05_05 | 2048 | Generic - Generator | Generation | Electricity | PJ | Dispatch-Generation | VOM | 175843666.2543 | [6 empty] | 0.33348 | 58639901.1631
LCP_Inputs_ON_Electric_IEA_2023_05_05 | 2048 | Generic - Generator | Generation | Electricity | QC | Dispatch-Generation | EmissionsCost | 0 | [6 empty] | 0.33348 | 0
LCP_Inputs_ON_Electric_IEA_2023_05_05 | 2048 | Generic - Generator | Generation | Electricity | QC | Dispatch-Generation | FuelCost | 0 | [6 empty] | 0.33348 | 0
LCP_Inputs_ON_Electric_IEA_2023_05_05 | 2048 | Generic - Generator | Generation | Electricity | QC | Dispatch-Generation | VOM | 0 | [6 empty] | 0.33348 | 0
LCP_Inputs_ON_Electric_IEA_2023_05_05 | 2048 | Generic - Generator | Generation | Electricity | WC | Dispatch-Generation | EmissionsCost | 0 | [6 empty] | 0.33348 | 0
LCP_Inputs_ON_Electric_IEA_2023_05_05 | 2048 | Generic - Generator | Generation | Electricity | WC | Dispatch-Generation | FuelCost | 0 | [6 empty] | 0.33348 | 0
LCP_Inputs_ON_Electric_IEA_2023_05_05 | 2048 | Generic - Generator | Generation | Electricity | WC | Dispatch-Generation | VOM | 0 | [6 empty] | 0.33348 | 0
LCP_Inputs_ON_Electric_IEA_2023_05_05 | 2048 | H2 Import - QC | Import | Hydrogen | MI | Dispatch-Import | EmissionsCost | 0 | [6 empty] | 0.33348 | 0
LCP_Inputs_ON_Electric_IEA_2023_05_05 | 2048 | H2 Import - QC | Import | Hydrogen | MI | Dispatch-Import | FuelCost | 0 | [6 empty] | 0.33348 | 0
LCP_Inputs_ON_Electric_IEA_2023_05_05 | 2048 | H2 Import - QC | Import | Hydrogen | MI | Dispatch-Import | VOM | 0 | [6 empty] | 0.33348 | 0
LCP_Inputs_ON_Electric_IEA_2023_05_05 | 2048 | H2 Import - QC | Import | Hydrogen | NY | Dispatch-Import | EmissionsCost | 0 | [6 empty] | 0.33348 | 0
LCP_Inputs_ON_Electric_IEA_2023_05_05 | 2048 | H2 Import - QC | Import | Hydrogen | NY | Dispatch-Import | FuelCost | 0 | [6 empty] | 0.33348 | 0
LCP_Inputs_ON_Electric_IEA_2023_05_05 | 2048 | H2 Import - QC | Import | Hydrogen | NY | Dispatch-Import | VOM | 0 | [6 empty] | 0.33348 | 0
LCP_Inputs_ON_Electric_IEA_2023_05_05 | 2048 | H2 Import - QC | Import | Hydrogen | ON | Dispatch-Import | EmissionsCost | 0 | [6 empty] | 0.33348 | 0
LCP_Inputs_ON_Electric_IEA_2023_05_05 | 2048 | H2 Import - QC | Import | Hydrogen | ON | Dispatch-Import | FuelCost | 0 | [6 empty] | 0.33348 | 0
LCP_Inputs_ON_Electric_IEA_2023_05_05 | 2048 | H2 Import - QC | Import | Hydrogen | ON | Dispatch-Import | VOM | 0 | [6 empty] | 0.33348 | 0
LCP_Inputs_ON_Electric_IEA_2023_05_05 | 2048 | H2 Import - QC | Import | Hydrogen | PJ | Dispatch-Import | EmissionsCost | 0 | [6 empty] | 0.33348 | 0
LCP_Inputs_ON_Electric_IEA_2023_05_05 | 2048 | H2 Import - QC | Import | Hydrogen | PJ | Dispatch-Import | FuelCost | 0 | [6 empty] | 0.33348 | 0
LCP_Inputs_ON_Electric_IEA_2023_05_05 | 2048 | H2 Import - QC | Import | Hydrogen | PJ | Dispatch-Import | VOM | 0 | [6 empty] | 0.33348 | 0
LCP_Inputs_ON_Electric_IEA_2023_05_05 | 2048 | H2 Import - QC | Import | Hydrogen | QC | Dispatch-Import | EmissionsCost | 0 | [6 empty] | 0.33348 | 0
LCP_Inputs_ON_Electric_IEA_2023_05_05 | 2048 | H2 Import - QC | Import | Hydrogen | QC | Dispatch-Import | FuelCost | 0 | [6 empty] | 0.33348 | 0
LCP_Inputs_ON_Electric_IEA_2023_05_05 | 2048 | H2 Import - QC | Import | Hydrogen | QC | Dispatch-Import | VOM | 0 | [6 empty] | 0.33348 | 0
LCP_Inputs_ON_Electric_IEA_2023_05_05 | 2048 | H2 Import - QC | Import | Hydrogen | WC | Dispatch-Import | EmissionsCost | 0 | [6 empty] | 0.33348 | 0
LCP_Inputs_ON_Electric_IEA_2023_05_05 | 2048 | H2 Import - QC | Import | Hydrogen | WC | Dispatch-Import | FuelCost | 0 | [6 empty] | 0.33348 | 0
LCP_Inputs_ON_Electric_IEA_2023_05_05 | 2048 | H2 Import - QC | Import | Hydrogen | WC | Dispatch-Import | VOM | 0 | [6 empty] | 0.33348 | 0
LCP_Inputs_ON_Electric_IEA_2023_05_05 | 2048 | H2 Import - WC | Import | Hydrogen | MI | Dispatch-Import | EmissionsCost | 0 | [6 empty] | 0.33348 | 0
LCP_Inputs_ON_Electric_IEA_2023_05_05 | 2048 | H2 Import - WC | Import | Hydrogen | MI | Dispatch-Import | FuelCost | 0 | [6 empty] | 0.33348 | 0
LCP_Inputs_ON_Electric_IEA_2023_05_05 | 2048 | H2 Import - WC | Import | Hydrogen | MI | Dispatch-Import | VOM | 0 | [6 empty] | 0.33348 | 0
LCP_Inputs_ON_Electric_IEA_2023_05_05 | 2048 | H2 Import - WC | Import | Hydrogen | NY | Dispatch-Import | EmissionsCost | 0 | [6 empty] | 0.33348 | 0
LCP_Inputs_ON_Electric_IEA_2023_05_05 | 2048 | H2 Import - WC | Import | Hydrogen | NY | Dispatch-Import | FuelCost | 0 | [6 empty] | 0.33348 | 0
LCP_Inputs_ON_Electric_IEA_2023_05_05 | 2048 | H2 Import - WC | Import | Hydrogen | NY | Dispatch-Import | VOM | 0 | [6 empty] | 0.33348 | 0
LCP_Inputs_ON_Electric_IEA_2023_05_05 | 2048 | H2 Import - WC | Import | Hydrogen | ON | Dispatch-Import | EmissionsCost | 0 | [6 empty] | 0.33348 | 0
LCP_Inputs_ON_Electric_IEA_2023_05_05 | 2048 | H2 Import - WC | Import | Hydrogen | ON | Dispatch-Import | FuelCost | 0 | [6 empty] | 0.33348 | 0
LCP_Inputs_ON_Electric_IEA_2023_05_05 | 2048 | H2 Import - WC | Import | Hydrogen | ON | Dispatch-Import | VOM | 0 | [6 empty] | 0.33348 | 0
LCP_Inputs_ON_Electric_IEA_2023_05_05 | 2048 | H2 Import - WC | Import | Hydrogen | PJ | Dispatch-Import | EmissionsCost | 0 | [6 empty] | 0.33348 | 0
LCP_Inputs_ON_Electric_IEA_2023_05_05 | 2048 | H2 Import - WC | Import | Hydrogen | PJ | Dispatch-Import | FuelCost | 0 | [6 empty] | 0.33348 | 0
LCP_Inputs_ON_Electric_IEA_2023_05_05 | 2048 | H2 Import - WC | Import | Hydrogen | PJ | Dispatch-Import | VOM | 0 | [6 empty] | 0.33348 | 0
LCP_Inputs_ON_Electric_IEA_2023_05_05 | 2048 | H2 Import - WC | Import | Hydrogen | QC | Dispatch-Import | EmissionsCost | 0 | [6 empty] | 0.33348 | 0
LCP_Inputs_ON_Electric_IEA_2023_05_05 | 2048 | H2 Import - WC | Import | Hydrogen | QC | Dispatch-Import | FuelCost | 0 | [6 empty] | 0.33348 | 0
LCP_Inputs_ON_Electric_IEA_2023_05_05 | 2048 | H2 Import - WC | Import | Hydrogen | QC | Dispatch-Import | VOM | 0 | [6 empty] | 0.33348 | 0
LCP_Inputs_ON_Electric_IEA_2023_05_05 | 2048 | H2 Import - WC | Import | Hydrogen | WC | Dispatch-Import | EmissionsCost | 0 | [6 empty] | 0.33348 | 0
LCP_Inputs_ON_Electric_IEA_2023_05_05 | 2048 | H2 Import - WC | Import | Hydrogen | WC | Dispatch-Import | FuelCost | 37560895.7592 | [6 empty] | 0.33348 | 12525712.5368
LCP_Inputs_ON_Electric_IEA_2023_05_05 | 2048 | H2 Import - WC | Import | Hydrogen | WC | Dispatch-Import | VOM | 0 | [6 empty] | 0.33348 | 0
LCP_Inputs_ON_Electric_IEA_2023_05_05 | 2048 | H2 Salt Cavern Storage - ON | Storage | Hydrogen | MI | Dispatch-Storage | EmissionsCost | 0 | [6 empty] | 0.33348 | 0
LCP_Inputs_ON_Electric_IEA_2023_05_05 | 2048 | H2 Salt Cavern Storage - ON | Storage | Hydrogen | MI | Dispatch-Storage | FuelCost | 0 | [6 empty] | 0.33348 | 0
LCP_Inputs_ON_Electric_IEA_2023_05_05 | 2048 | H2 Salt Cavern Storage - ON | Storage | Hydrogen | MI | Dispatch-Storage | VOM | 0 | [6 empty] | 0.33348 | 0
LCP_Inputs_ON_Electric_IEA_2023_05_05 | 2048 | H2 Salt Cavern Storage - ON | Storage | Hydrogen | NY | Dispatch-Storage | EmissionsCost | 0 | [6 empty] | 0.33348 | 0
LCP_Inputs_ON_Electric_IEA_2023_05_05 | 2048 | H2 Salt Cavern Storage - ON | Storage | Hydrogen | NY | Dispatch-Storage | FuelCost | 0 | [6 empty] | 0.33348 | 0
LCP_Inputs_ON_Electric_IEA_2023_05_05 | 2048 | H2 Salt Cavern Storage - ON | Storage | Hydrogen | NY | Dispatch-Storage | VOM | 0 | [6 empty] | 0.33348 | 0
LCP_Inputs_ON_Electric_IEA_2023_05_05 | 2048 | H2 Salt Cavern Storage - ON | Storage | Hydrogen | ON | Dispatch-Storage | EmissionsCost | 0 | [6 empty] | 0.33348 | 0
LCP_Inputs_ON_Electric_IEA_2023_05_05 | 2048 | H2 Salt Cavern Storage - ON | Storage | Hydrogen | ON | Dispatch-Storage | FuelCost | 0 | [6 empty] | 0.33348 | 0
LCP_Inputs_ON_Electric_IEA_2023_05_05 | 2048 | H2 Salt Cavern Storage - ON | Storage | Hydrogen | ON | Dispatch-Storage | VOM | 32223438.3009 | [6 empty] | 0.33348 | 10745790.7205
LCP_Inputs_ON_Electric_IEA_2023_05_05 | 2048 | H2 Salt Cavern Storage - ON | Storage | Hydrogen | PJ | Dispatch-Storage | EmissionsCost | 0 | [6 empty] | 0.33348 | 0
LCP_Inputs_ON_Electric_IEA_2023_05_05 | 2048 | H2 Salt Cavern Storage - ON | Storage | Hydrogen | PJ | Dispatch-Storage | FuelCost | 0 | [6 empty] | 0.33348 | 0
LCP_Inputs_ON_Electric_IEA_2023_05_05 | 2048 | H2 Salt Cavern Storage - ON | Storage | Hydrogen | PJ | Dispatch-Storage | VOM | 0 | [6 empty] | 0.33348 | 0
LCP_Inputs_ON_Electric_IEA_2023_05_05 | 2048 | H2 Salt Cavern Storage - ON | Storage | Hydrogen | QC | Dispatch-Storage | EmissionsCost | 0 | [6 empty] | 0.33348 | 0
LCP_Inputs_ON_Electric_IEA_2023_05_05 | 2048 | H2 Salt Cavern Storage - ON | Storage | Hydrogen | QC | Dispatch-Storage | FuelCost | 0 | [6 empty] | 0.33348 | 0
LCP_Inputs_ON_Electric_IEA_2023_05_05 | 2048 | H2 Salt Cavern Storage - ON | Storage | Hydrogen | QC | Dispatch-Storage | VOM | 0 | [6 empty] | 0.33348 | 0
LCP_Inputs_ON_Electric_IEA_2023_05_05 | 2048 | H2 Salt Cavern Storage - ON | Storage | Hydrogen | WC | Dispatch-Storage | EmissionsCost | 0 | [6 empty] | 0.33348 | 0
LCP_Inputs_ON_Electric_IEA_2023_05_05 | 2048 | H2 Salt Cavern Storage - ON | Storage | Hydrogen | WC | Dispatch-Storage | FuelCost | 0 | [6 empty] | 0.33348 | 0
LCP_Inputs_ON_Electric_IEA_2023_05_05 | 2048 | H2 Salt Cavern Storage - ON | Storage | Hydrogen | WC | Dispatch-Storage | VOM | 0 | [6 empty] | 0.33348 | 0
LCP_Inputs_ON_Electric_IEA_2023_05_05 | 2048 | Hydro | Generation | Electricity | MI | Dispatch-Generation | EmissionsCost | 0 | [6 empty] | 0.33348 | 0
LCP_Inputs_ON_Electric_IEA_2023_05_05 | 2048 | Hydro | Generation | Electricity | MI | Dispatch-Generation | FuelCost | 0 | [6 empty] | 0.33348 | 0
LCP_Inputs_ON_Electric_IEA_2023_05_05 | 2048 | Hydro | Generation | Electricity | MI | Dispatch-Generation | VOM | 0 | [6 empty] | 0.33348 | 0
LCP_Inputs_ON_Electric_IEA_2023_05_05 | 2048 | Hydro | Generation | Electricity | NY | Dispatch-Generation | EmissionsCost | 0 | [6 empty] | 0.33348 | 0
LCP_Inputs_ON_Electric_IEA_2023_05_05 | 2048 | Hydro | Generation | Electricity | NY | Dispatch-Generation | FuelCost | 0 | [6 empty] | 0.33348 | 0
LCP_Inputs_ON_Electric_IEA_2023_05_05 | 2048 | Hydro | Generation | Electricity | NY | Dispatch-Generation | VOM | 0 | [6 empty] | 0.33348 | 0
LCP_Inputs_ON_Electric_IEA_2023_05_05 | 2048 | Hydro | Generation | Electricity | ON | Dispatch-Generation | EmissionsCost | 0 | [6 empty] | 0.33348 | 0
LCP_Inputs_ON_Electric_IEA_2023_05_05 | 2048 | Hydro | Generation | Electricity | ON | Dispatch-Generation | FuelCost | 0 | [6 empty] | 0.33348 | 0
LCP_Inputs_ON_Electric_IEA_2023_05_05 | 2048 | Hydro | Generation | Electricity | ON | Dispatch-Generation | VOM | 0 | [6 empty] | 0.33348 | 0
LCP_Inputs_ON_Electric_IEA_2023_05_05 | 2048 | Hydro | Generation | Electricity | PJ | Dispatch-Generation | EmissionsCost | 0 | [6 empty] | 0.33348 | 0
LCP_Inputs_ON_Electric_IEA_2023_05_05 | 2048 | Hydro | Generation | Electricity | PJ | Dispatch-Generation | FuelCost | 0 | [6 empty] | 0.33348 | 0
LCP_Inputs_ON_Electric_IEA_2023_05_05 | 2048 | Hydro | Generation | Electricity | PJ | Dispatch-Generation | VOM | 0 | [6 empty] | 0.33348 | 0
LCP_Inputs_ON_Electric_IEA_2023_05_05 | 2048 | Hydro | Generation | Electricity | QC | Dispatch-Generation | EmissionsCost | 0 | [6 empty] | 0.33348 | 0
LCP_Inputs_ON_Electric_IEA_2023_05_05 | 2048 | Hydro | Generation | Electricity | QC | Dispatch-Generation | FuelCost | 0 | [6 empty] | 0.33348 | 0
LCP_Inputs_ON_Electric_IEA_2023_05_05 | 2048 | Hydro | Generation | Electricity | QC | Dispatch-Generation | VOM | 0 | [6 empty] | 0.33348 | 0
LCP_Inputs_ON_Electric_IEA_2023_05_05 | 2048 | Hydro | Generation | Electricity | WC | Dispatch-Generation | EmissionsCost | 0 | [6 empty] | 0.33348 | 0
LCP_Inputs_ON_Electric_IEA_2023_05_05 | 2048 | Hydro | Generation | Electricity | WC | Dispatch-Generation | FuelCost | 0 | [6 empty] | 0.33348 | 0
LCP_Inputs_ON_Electric_IEA_2023_05_05 | 2048 | Hydro | Generation | Electricity | WC | Dispatch-Generation | VOM | 0 | [6 empty] | 0.33348 | 0
LCP_Inputs_ON_Electric_IEA_2023_05_05 | 2048 | Hydro Pumped Storage | Storage | Electricity | MI | Dispatch-Storage | EmissionsCost | 0 | [6 empty] | 0.33348 | 0
LCP_Inputs_ON_Electric_IEA_2023_05_05 | 2048 | Hydro Pumped Storage | Storage | Electricity | MI | Dispatch-Storage | FuelCost | 0 | [6 empty] | 0.33348 | 0
LCP_Inputs_ON_Electric_IEA_2023_05_05 | 2048 | Hydro Pumped Storage | Storage | Electricity | MI | Dispatch-Storage | VOM | 0 | [6 empty] | 0.33348 | 0
LCP_Inputs_ON_Electric_IEA_2023_05_05 | 2048 | Hydro Pumped Storage | Storage | Electricity | NY | Dispatch-Storage | EmissionsCost | 0 | [6 empty] | 0.33348 | 0
LCP_Inputs_ON_Electric_IEA_2023_05_05 | 2048 | Hydro Pumped Storage | Storage | Electricity | NY | Dispatch-Storage | FuelCost | 0 | [6 empty] | 0.33348 | 0
LCP_Inputs_ON_Electric_IEA_2023_05_05 | 2048 | Hydro Pumped Storage | Storage | Electricity | NY | Dispatch-Storage | VOM | 0 | [6 empty] | 0.33348 | 0
LCP_Inputs_ON_Electric_IEA_2023_05_05 | 2048 | Hydro Pumped Storage | Storage | Electricity | ON | Dispatch-Storage | EmissionsCost | 0 | [6 empty] | 0.33348 | 0
LCP_Inputs_ON_Electric_IEA_2023_05_05 | 2048 | Hydro Pumped Storage | Storage | Electricity | ON | Dispatch-Storage | FuelCost | 0 | [6 empty] | 0.33348 | 0
LCP_Inputs_ON_Electric_IEA_2023_05_05 | 2048 | Hydro Pumped Storage | Storage | Electricity | ON | Dispatch-Storage | VOM | 0 | [6 empty] | 0.33348 | 0
LCP_Inputs_ON_Electric_IEA_2023_05_05 | 2048 | Hydro Pumped Storage | Storage | Electricity | PJ | Dispatch-Storage | EmissionsCost | 0 | [6 empty] | 0.33348 | 0
LCP_Inputs_ON_Electric_IEA_2023_05_05 | 2048 | Hydro Pumped Storage | Storage | Electricity | PJ | Dispatch-Storage | FuelCost | 0 | [6 empty] | 0.33348 | 0
LCP_Inputs_ON_Electric_IEA_2023_05_05 | 2048 | Hydro Pumped Storage | Storage | Electricity | PJ | Dispatch-Storage | VOM | 0 | [6 empty] | 0.33348 | 0
LCP_Inputs_ON_Electric_IEA_2023_05_05 | 2048 | Hydro Pumped Storage | Storage | Electricity | QC | Dispatch-Storage | EmissionsCost | 0 | [6 empty] | 0.33348 | 0
LCP_Inputs_ON_Electric_IEA_2023_05_05 | 2048 | Hydro Pumped Storage | Storage | Electricity | QC | Dispatch-Storage | FuelCost | 0 | [6 empty] | 0.33348 | 0
LCP_Inputs_ON_Electric_IEA_2023_05_05 | 2048 | Hydro Pumped Storage | Storage | Electricity | QC | Dispatch-Storage | VOM | 0 | [6 empty] | 0.33348 | 0
LCP_Inputs_ON_Electric_IEA_2023_05_05 | 2048 | Hydro Pumped Storage | Storage | Electricity | WC | Dispatch-Storage | EmissionsCost | 0 | [6 empty] | 0.33348 | 0
LCP_Inputs_ON_Electric_IEA_2023_05_05 | 2048 | Hydro Pumped Storage | Storage | Electricity | WC | Dispatch-Storage | FuelCost | 0 | [6 empty] | 0.33348 | 0
LCP_Inputs_ON_Electric_IEA_2023_05_05 | 2048 | Hydro Pumped Storage | Storage | Electricity | WC | Dispatch-Storage | VOM | 0 | [6 empty] | 0.33348 | 0
LCP_Inputs_ON_Electric_IEA_2023_05_05 | 2048 | Nuclear | Generation | Electricity | MI | Dispatch-Generation | EmissionsCost | 0 | [6 empty] | 0.33348 | 0
LCP_Inputs_ON_Electric_IEA_2023_05_05 | 2048 | Nuclear | Generation | Electricity | MI | Dispatch-Generation | FuelCost | 0 | [6 empty] | 0.33348 | 0
LCP_Inputs_ON_Electric_IEA_2023_05_05 | 2048 | Nuclear | Generation | Electricity | MI | Dispatch-Generation | VOM | 2762866296.96 | [6 empty] | 0.33348 | 921353666.1951
LCP_Inputs_ON_Electric_IEA_2023_05_05 | 2048 | Nuclear | Generation | Electricity | NY | Dispatch-Generation | EmissionsCost | 0 | [6 empty] | 0.33348 | 0
LCP_Inputs_ON_Electric_IEA_2023_05_05 | 2048 | Nuclear | Generation | Electricity | NY | Dispatch-Generation | FuelCost | 0 | [6 empty] | 0.33348 | 0
LCP_Inputs_ON_Electric_IEA_2023_05_05 | 2048 | Nuclear | Generation | Electricity | NY | Dispatch-Generation | VOM | 2246155230.144 | [6 empty] | 0.33348 | 749042166.2509
LCP_Inputs_ON_Electric_IEA_2023_05_05 | 2048 | Nuclear | Generation | Electricity | ON | Dispatch-Generation | EmissionsCost | 0 | [6 empty] | 0.33348 | 0
LCP_Inputs_ON_Electric_IEA_2023_05_05 | 2048 | Nuclear | Generation | Electricity | ON | Dispatch-Generation | FuelCost | 0 | [6 empty] | 0.33348 | 0
LCP_Inputs_ON_Electric_IEA_2023_05_05 | 2048 | Nuclear | Generation | Electricity | ON | Dispatch-Generation | VOM | 7823178339.984 | [6 empty] | 0.33348 | 2608853730.1907
LCP_Inputs_ON_Electric_IEA_2023_05_05 | 2048 | Nuclear | Generation | Electricity | PJ | Dispatch-Generation | EmissionsCost | 0 | [6 empty] | 0.33348 | 0
LCP_Inputs_ON_Electric_IEA_2023_05_05 | 2048 | Nuclear | Generation | Electricity | PJ | Dispatch-Generation | FuelCost | 0 | [6 empty] | 0.33348 | 0
LCP_Inputs_ON_Electric_IEA_2023_05_05 | 2048 | Nuclear | Generation | Electricity | PJ | Dispatch-Generation | VOM | 6401347648.6848 | [6 empty] | 0.33348 | 2134705226.6679
LCP_Inputs_ON_Electric_IEA_2023_05_05 | 2048 | Nuclear | Generation | Electricity | QC | Dispatch-Generation | EmissionsCost | 0 | [6 empty] | 0.33348 | 0
LCP_Inputs_ON_Electric_IEA_2023_05_05 | 2048 | Nuclear | Generation | Electricity | QC | Dispatch-Generation | FuelCost | 0 | [6 empty] | 0.33348 | 0
LCP_Inputs_ON_Electric_IEA_2023_05_05 | 2048 | Nuclear | Generation | Electricity | QC | Dispatch-Generation | VOM | 0 | [6 empty] | 0.33348 | 0
LCP_Inputs_ON_Electric_IEA_2023_05_05 | 2048 | Nuclear | Generation | Electricity | WC | Dispatch-Generation | EmissionsCost | 0 | [6 empty] | 0.33348 | 0
LCP_Inputs_ON_Electric_IEA_2023_05_05 | 2048 | Nuclear | Generation | Electricity | WC | Dispatch-Generation | FuelCost | 0 | [6 empty] | 0.33348 | 0
LCP_Inputs_ON_Electric_IEA_2023_05_05 | 2048 | Nuclear | Generation | Electricity | WC | Dispatch-Generation | VOM | 0 | [6 empty] | 0.33348 | 0
LCP_Inputs_ON_Electric_IEA_2023_05_05 | 2048 | Nuclear SMR | Generation | Electricity | MI | Dispatch-Generation | EmissionsCost | 0 | [6 empty] | 0.33348 | 0
LCP_Inputs_ON_Electric_IEA_2023_05_05 | 2048 | Nuclear SMR | Generation | Electricity | MI | Dispatch-Generation | FuelCost | 0 | [6 empty] | 0.33348 | 0
LCP_Inputs_ON_Electric_IEA_2023_05_05 | 2048 | Nuclear SMR | Generation | Electricity | MI | Dispatch-Generation | VOM | 0 | [6 empty] | 0.33348 | 0
LCP_Inputs_ON_Electric_IEA_2023_05_05 | 2048 | Nuclear SMR | Generation | Electricity | NY | Dispatch-Generation | EmissionsCost | 0 | [6 empty] | 0.33348 | 0
LCP_Inputs_ON_Electric_IEA_2023_05_05 | 2048 | Nuclear SMR | Generation | Electricity | NY | Dispatch-Generation | FuelCost | 0 | [6 empty] | 0.33348 | 0
LCP_Inputs_ON_Electric_IEA_2023_05_05 | 2048 | Nuclear SMR | Generation | Electricity | NY | Dispatch-Generation | VOM | 0 | [6 empty] | 0.33348 | 0
LCP_Inputs_ON_Electric_IEA_2023_05_05 | 2048 | Nuclear SMR | Generation | Electricity | ON | Dispatch-Generation | EmissionsCost | 0 | [6 empty] | 0.33348 | 0
LCP_Inputs_ON_Electric_IEA_2023_05_05 | 2048 | Nuclear SMR | Generation | Electricity | ON | Dispatch-Generation | FuelCost | 0 | [6 empty] | 0.33348 | 0
LCP_Inputs_ON_Electric_IEA_2023_05_05 | 2048 | Nuclear SMR | Generation | Electricity | ON | Dispatch-Generation | VOM | 209436044.4 | [6 empty] | 0.33348 | 69842202.4814
LCP_Inputs_ON_Electric_IEA_2023_05_05 | 2048 | Nuclear SMR | Generation | Electricity | PJ | Dispatch-Generation | EmissionsCost | 0 | [6 empty] | 0.33348 | 0
LCP_Inputs_ON_Electric_IEA_2023_05_05 | 2048 | Nuclear SMR | Generation | Electricity | PJ | Dispatch-Generation | FuelCost | 0 | [6 empty] | 0.33348 | 0
LCP_Inputs_ON_Electric_IEA_2023_05_05 | 2048 | Nuclear SMR | Generation | Electricity | PJ | Dispatch-Generation | VOM | 0 | [6 empty] | 0.33348 | 0
LCP_Inputs_ON_Electric_IEA_2023_05_05 | 2048 | Nuclear SMR | Generation | Electricity | QC | Dispatch-Generation | EmissionsCost | 0 | [6 empty] | 0.33348 | 0
LCP_Inputs_ON_Electric_IEA_2023_05_05 | 2048 | Nuclear SMR | Generation | Electricity | QC | Dispatch-Generation | FuelCost | 0 | [6 empty] | 0.33348 | 0
LCP_Inputs_ON_Electric_IEA_2023_05_05 | 2048 | Nuclear SMR | Generation | Electricity | QC | Dispatch-Generation | VOM | 0 | [6 empty] | 0.33348 | 0
LCP_Inputs_ON_Electric_IEA_2023_05_05 | 2048 | Nuclear SMR | Generation | Electricity | WC | Dispatch-Generation | EmissionsCost | 0 | [6 empty] | 0.33348 | 0
LCP_Inputs_ON_Electric_IEA_2023_05_05 | 2048 | Nuclear SMR | Generation | Electricity | WC | Dispatch-Generation | FuelCost | 0 | [6 empty] | 0.33348 | 0
LCP_Inputs_ON_Electric_IEA_2023_05_05 | 2048 | Nuclear SMR | Generation | Electricity | WC | Dispatch-Generation | VOM | 0 | [6 empty] | 0.33348 | 0
LCP_Inputs_ON_Electric_IEA_2023_05_05 | 2048 | O/CCGT - CH4 Existing | Crossload | Electricity | MI | Dispatch-Crossload | EmissionsCost | 0 | [6 empty] | 0.33348 | 0
LCP_Inputs_ON_Electric_IEA_2023_05_05 | 2048 | O/CCGT - CH4 Existing | Crossload | Electricity | MI | Dispatch-Crossload | FuelCost | 0 | [6 empty] | 0.33348 | 0
LCP_Inputs_ON_Electric_IEA_2023_05_05 | 2048 | O/CCGT - CH4 Existing | Crossload | Electricity | MI | Dispatch-Crossload | VOM | 0 | [6 empty] | 0.33348 | 0
LCP_Inputs_ON_Electric_IEA_2023_05_05 | 2048 | O/CCGT - CH4 Existing | Crossload | Electricity | NY | Dispatch-Crossload | EmissionsCost | 0 | [6 empty] | 0.33348 | 0
LCP_Inputs_ON_Electric_IEA_2023_05_05 | 2048 | O/CCGT - CH4 Existing | Crossload | Electricity | NY | Dispatch-Crossload | FuelCost | 0 | [6 empty] | 0.33348 | 0
LCP_Inputs_ON_Electric_IEA_2023_05_05 | 2048 | O/CCGT - CH4 Existing | Crossload | Electricity | NY | Dispatch-Crossload | VOM | 0 | [6 empty] | 0.33348 | 0
LCP_Inputs_ON_Electric_IEA_2023_05_05 | 2048 | O/CCGT - CH4 Existing | Crossload | Electricity | ON | Dispatch-Crossload | EmissionsCost | 4198076.0639 | [6 empty] | 0.33348 | 1399963.79
LCP_Inputs_ON_Electric_IEA_2023_05_05 | 2048 | O/CCGT - CH4 Existing | Crossload | Electricity | ON | Dispatch-Crossload | FuelCost | 0 | [6 empty] | 0.33348 | 0
LCP_Inputs_ON_Electric_IEA_2023_05_05 | 2048 | O/CCGT - CH4 Existing | Crossload | Electricity | ON | Dispatch-Crossload | VOM | 149352.3754 | [6 empty] | 0.33348 | 49805.6525
LCP_Inputs_ON_Electric_IEA_2023_05_05 | 2048 | O/CCGT - CH4 Existing | Crossload | Electricity | PJ | Dispatch-Crossload | EmissionsCost | 0 | [6 empty] | 0.33348 | 0
LCP_Inputs_ON_Electric_IEA_2023_05_05 | 2048 | O/CCGT - CH4 Existing | Crossload | Electricity | PJ | Dispatch-Crossload | FuelCost | 0 | [6 empty] | 0.33348 | 0
LCP_Inputs_ON_Electric_IEA_2023_05_05 | 2048 | O/CCGT - CH4 Existing | Crossload | Electricity | PJ | Dispatch-Crossload | VOM | 0 | [6 empty] | 0.33348 | 0
LCP_Inputs_ON_Electric_IEA_2023_05_05 | 2048 | O/CCGT - CH4 Existing | Crossload | Electricity | QC | Dispatch-Crossload | EmissionsCost | 0 | [6 empty] | 0.33348 | 0
LCP_Inputs_ON_Electric_IEA_2023_05_05 | 2048 | O/CCGT - CH4 Existing | Crossload | Electricity | QC | Dispatch-Crossload | FuelCost | 0 | [6 empty] | 0.33348 | 0
LCP_Inputs_ON_Electric_IEA_2023_05_05 | 2048 | O/CCGT - CH4 Existing | Crossload | Electricity | QC | Dispatch-Crossload | VOM | 0 | [6 empty] | 0.33348 | 0
LCP_Inputs_ON_Electric_IEA_2023_05_05 | 2048 | O/CCGT - CH4 Existing | Crossload | Electricity | WC | Dispatch-Crossload | EmissionsCost | 0 | [6 empty] | 0.33348 | 0
LCP_Inputs_ON_Electric_IEA_2023_05_05 | 2048 | O/CCGT - CH4 Existing | Crossload | Electricity | WC | Dispatch-Crossload | FuelCost | 0 | [6 empty] | 0.33348 | 0
LCP_Inputs_ON_Electric_IEA_2023_05_05 | 2048 | O/CCGT - CH4 Existing | Crossload | Electricity | WC | Dispatch-Crossload | VOM | 0 | [6 empty] | 0.33348 | 0
LCP_Inputs_ON_Electric_IEA_2023_05_05 | 2048 | O/CCGT - CH4 New | Crossload | Electricity | MI | Dispatch-Crossload | EmissionsCost | 0 | [6 empty] | 0.33348 | 0
LCP_Inputs_ON_Electric_IEA_2023_05_05 | 2048 | O/CCGT - CH4 New | Crossload | Electricity | MI | Dispatch-Crossload | FuelCost | 0 | [6 empty] | 0.33348 | 0
LCP_Inputs_ON_Electric_IEA_2023_05_05 | 2048 | O/CCGT - CH4 New | Crossload | Electricity | MI | Dispatch-Crossload | VOM | 0 | [6 empty] | 0.33348 | 0
LCP_Inputs_ON_Electric_IEA_2023_05_05 | 2048 | O/CCGT - CH4 New | Crossload | Electricity | NY | Dispatch-Crossload | EmissionsCost | 0 | [6 empty] | 0.33348 | 0
LCP_Inputs_ON_Electric_IEA_2023_05_05 | 2048 | O/CCGT - CH4 New | Crossload | Electricity | NY | Dispatch-Crossload | FuelCost | 0 | [6 empty] | 0.33348 | 0
LCP_Inputs_ON_Electric_IEA_2023_05_05 | 2048 | O/CCGT - CH4 New | Crossload | Electricity | NY | Dispatch-Crossload | VOM | 0 | [6 empty] | 0.33348 | 0
LCP_Inputs_ON_Electric_IEA_2023_05_05 | 2048 | O/CCGT - CH4 New | Crossload | Electricity | ON | Dispatch-Crossload | EmissionsCost | 1528123.8442 | [6 empty] | 0.33348 | 509594.8754
LCP_Inputs_ON_Electric_IEA_2023_05_05 | 2048 | O/CCGT - CH4 New | Crossload | Electricity | ON | Dispatch-Crossload | FuelCost | 0 | [6 empty] | 0.33348 | 0
LCP_Inputs_ON_Electric_IEA_2023_05_05 | 2048 | O/CCGT - CH4 New | Crossload | Electricity | ON | Dispatch-Crossload | VOM | 54365.1241 | [6 empty] | 0.33348 | 18129.5441
LCP_Inputs_ON_Electric_IEA_2023_05_05 | 2048 | O/CCGT - CH4 New | Crossload | Electricity | PJ | Dispatch-Crossload | EmissionsCost | 0 | [6 empty] | 0.33348 | 0
LCP_Inputs_ON_Electric_IEA_2023_05_05 | 2048 | O/CCGT - CH4 New | Crossload | Electricity | PJ | Dispatch-Crossload | FuelCost | 0 | [6 empty] | 0.33348 | 0
LCP_Inputs_ON_Electric_IEA_2023_05_05 | 2048 | O/CCGT - CH4 New | Crossload | Electricity | PJ | Dispatch-Crossload | VOM | 0 | [6 empty] | 0.33348 | 0
LCP_Inputs_ON_Electric_IEA_2023_05_05 | 2048 | O/CCGT - CH4 New | Crossload | Electricity | QC | Dispatch-Crossload | EmissionsCost | 0 | [6 empty] | 0.33348 | 0
LCP_Inputs_ON_Electric_IEA_2023_05_05 | 2048 | O/CCGT - CH4 New | Crossload | Electricity | QC | Dispatch-Crossload | FuelCost | 0 | [6 empty] | 0.33348 | 0
LCP_Inputs_ON_Electric_IEA_2023_05_05 | 2048 | O/CCGT - CH4 New | Crossload | Electricity | QC | Dispatch-Crossload | VOM | 0 | [6 empty] | 0.33348 | 0
LCP_Inputs_ON_Electric_IEA_2023_05_05 | 2048 | O/CCGT - CH4 New | Crossload | Electricity | WC | Dispatch-Crossload | EmissionsCost | 0 | [6 empty] | 0.33348 | 0
LCP_Inputs_ON_Electric_IEA_2023_05_05 | 2048 | O/CCGT - CH4 New | Crossload | Electricity | WC | Dispatch-Crossload | FuelCost | 0 | [6 empty] | 0.33348 | 0
LCP_Inputs_ON_Electric_IEA_2023_05_05 | 2048 | O/CCGT - CH4 New | Crossload | Electricity | WC | Dispatch-Crossload | VOM | 0 | [6 empty] | 0.33348 | 0
LCP_Inputs_ON_Electric_IEA_2023_05_05 | 2048 | O/CCGT - H2 New | Crossload | Electricity | MI | Dispatch-Crossload | EmissionsCost | 0 | [6 empty] | 0.33348 | 0
LCP_Inputs_ON_Electric_IEA_2023_05_05 | 2048 | O/CCGT - H2 New | Crossload | Electricity | MI | Dispatch-Crossload | FuelCost | 0 | [6 empty] | 0.33348 | 0
LCP_Inputs_ON_Electric_IEA_2023_05_05 | 2048 | O/CCGT - H2 New | Crossload | Electricity | MI | Dispatch-Crossload | VOM | 0 | [6 empty] | 0.33348 | 0
LCP_Inputs_ON_Electric_IEA_2023_05_05 | 2048 | O/CCGT - H2 New | Crossload | Electricity | NY | Dispatch-Crossload | EmissionsCost | 0 | [6 empty] | 0.33348 | 0
LCP_Inputs_ON_Electric_IEA_2023_05_05 | 2048 | O/CCGT - H2 New | Crossload | Electricity | NY | Dispatch-Crossload | FuelCost | 0 | [6 empty] | 0.33348 | 0
LCP_Inputs_ON_Electric_IEA_2023_05_05 | 2048 | O/CCGT - H2 New | Crossload | Electricity | NY | Dispatch-Crossload | VOM | 0 | [6 empty] | 0.33348 | 0
LCP_Inputs_ON_Electric_IEA_2023_05_05 | 2048 | O/CCGT - H2 New | Crossload | Electricity | ON | Dispatch-Crossload | EmissionsCost | 0 | [6 empty] | 0.33348 | 0
LCP_Inputs_ON_Electric_IEA_2023_05_05 | 2048 | O/CCGT - H2 New | Crossload | Electricity | ON | Dispatch-Crossload | FuelCost | 0 | [6 empty] | 0.33348 | 0
LCP_Inputs_ON_Electric_IEA_2023_05_05 | 2048 | O/CCGT - H2 New | Crossload | Electricity | ON | Dispatch-Crossload | VOM | 1168775.9431 | [6 empty] | 0.33348 | 389760.446
LCP_Inputs_ON_Electric_IEA_2023_05_05 | 2048 | O/CCGT - H2 New | Crossload | Electricity | PJ | Dispatch-Crossload | EmissionsCost | 0 | [6 empty] | 0.33348 | 0
LCP_Inputs_ON_Electric_IEA_2023_05_05 | 2048 | O/CCGT - H2 New | Crossload | Electricity | PJ | Dispatch-Crossload | FuelCost | 0 | [6 empty] | 0.33348 | 0
LCP_Inputs_ON_Electric_IEA_2023_05_05 | 2048 | O/CCGT - H2 New | Crossload | Electricity | PJ | Dispatch-Crossload | VOM | 0 | [6 empty] | 0.33348 | 0
LCP_Inputs_ON_Electric_IEA_2023_05_05 | 2048 | O/CCGT - H2 New | Crossload | Electricity | QC | Dispatch-Crossload | EmissionsCost | 0 | [6 empty] | 0.33348 | 0
LCP_Inputs_ON_Electric_IEA_2023_05_05 | 2048 | O/CCGT - H2 New | Crossload | Electricity | QC | Dispatch-Crossload | FuelCost | 0 | [6 empty] | 0.33348 | 0
LCP_Inputs_ON_Electric_IEA_2023_05_05 | 2048 | O/CCGT - H2 New | Crossload | Electricity | QC | Dispatch-Crossload | VOM | 0 | [6 empty] | 0.33348 | 0
LCP_Inputs_ON_Electric_IEA_2023_05_05 | 2048 | O/CCGT - H2 New | Crossload | Electricity | WC | Dispatch-Crossload | EmissionsCost | 0 | [6 empty] | 0.33348 | 0
LCP_Inputs_ON_Electric_IEA_2023_05_05 | 2048 | O/CCGT - H2 New | Crossload | Electricity | WC | Dispatch-Crossload | FuelCost | 0 | [6 empty] | 0.33348 | 0
LCP_Inputs_ON_Electric_IEA_2023_05_05 | 2048 | O/CCGT - H2 New | Crossload | Electricity | WC | Dispatch-Crossload | VOM | 0 | [6 empty] | 0.33348 | 0
LCP_Inputs_ON_Electric_IEA_2023_05_05 | 2048 | SMR CCS | Generation | Hydrogen | MI | Dispatch-Generation | EmissionsCost | 0 | [6 empty] | 0.33348 | 0
LCP_Inputs_ON_Electric_IEA_2023_05_05 | 2048 | SMR CCS | Generation | Hydrogen | MI | Dispatch-Generation | FuelCost | 0 | [6 empty] | 0.33348 | 0
LCP_Inputs_ON_Electric_IEA_2023_05_05 | 2048 | SMR CCS | Generation | Hydrogen | MI | Dispatch-Generation | VOM | 0 | [6 empty] | 0.33348 | 0
LCP_Inputs_ON_Electric_IEA_2023_05_05 | 2048 | SMR CCS | Generation | Hydrogen | NY | Dispatch-Generation | EmissionsCost | 0 | [6 empty] | 0.33348 | 0
LCP_Inputs_ON_Electric_IEA_2023_05_05 | 2048 | SMR CCS | Generation | Hydrogen | NY | Dispatch-Generation | FuelCost | 0 | [6 empty] | 0.33348 | 0
LCP_Inputs_ON_Electric_IEA_2023_05_05 | 2048 | SMR CCS | Generation | Hydrogen | NY | Dispatch-Generation | VOM | 0 | [6 empty] | 0.33348 | 0
LCP_Inputs_ON_Electric_IEA_2023_05_05 | 2048 | SMR CCS | Generation | Hydrogen | ON | Dispatch-Generation | EmissionsCost | 326789057.1551 | [6 empty] | 0.33348 | 108976788.4221
LCP_Inputs_ON_Electric_IEA_2023_05_05 | 2048 | SMR CCS | Generation | Hydrogen | ON | Dispatch-Generation | FuelCost | 350456955.1775 | [6 empty] | 0.33348 | 116869499.2051
LCP_Inputs_ON_Electric_IEA_2023_05_05 | 2048 | SMR CCS | Generation | Hydrogen | ON | Dispatch-Generation | VOM | 0 | [6 empty] | 0.33348 | 0
LCP_Inputs_ON_Electric_IEA_2023_05_05 | 2048 | SMR CCS | Generation | Hydrogen | PJ | Dispatch-Generation | EmissionsCost | 0 | [6 empty] | 0.33348 | 0
LCP_Inputs_ON_Electric_IEA_2023_05_05 | 2048 | SMR CCS | Generation | Hydrogen | PJ | Dispatch-Generation | FuelCost | 0 | [6 empty] | 0.33348 | 0
LCP_Inputs_ON_Electric_IEA_2023_05_05 | 2048 | SMR CCS | Generation | Hydrogen | PJ | Dispatch-Generation | VOM | 0 | [6 empty] | 0.33348 | 0
LCP_Inputs_ON_Electric_IEA_2023_05_05 | 2048 | SMR CCS | Generation | Hydrogen | QC | Dispatch-Generation | EmissionsCost | 0 | [6 empty] | 0.33348 | 0
LCP_Inputs_ON_Electric_IEA_2023_05_05 | 2048 | SMR CCS | Generation | Hydrogen | QC | Dispatch-Generation | FuelCost | 0 | [6 empty] | 0.33348 | 0
LCP_Inputs_ON_Electric_IEA_2023_05_05 | 2048 | SMR CCS | Generation | Hydrogen | QC | Dispatch-Generation | VOM | 0 | [6 empty] | 0.33348 | 0
LCP_Inputs_ON_Electric_IEA_2023_05_05 | 2048 | SMR CCS | Generation | Hydrogen | WC | Dispatch-Generation | EmissionsCost | 0 | [6 empty] | 0.33348 | 0
LCP_Inputs_ON_Electric_IEA_2023_05_05 | 2048 | SMR CCS | Generation | Hydrogen | WC | Dispatch-Generation | FuelCost | 0 | [6 empty] | 0.33348 | 0
LCP_Inputs_ON_Electric_IEA_2023_05_05 | 2048 | SMR CCS | Generation | Hydrogen | WC | Dispatch-Generation | VOM | 0 | [6 empty] | 0.33348 | 0
LCP_Inputs_ON_Electric_IEA_2023_05_05 | 2048 | Solar PV | Generation | Electricity | MI | Dispatch-Generation | EmissionsCost | 0 | [6 empty] | 0.33348 | 0
LCP_Inputs_ON_Electric_IEA_2023_05_05 | 2048 | Solar PV | Generation | Electricity | MI | Dispatch-Generation | FuelCost | 0 | [6 empty] | 0.33348 | 0
LCP_Inputs_ON_Electric_IEA_2023_05_05 | 2048 | Solar PV | Generation | Electricity | MI | Dispatch-Generation | VOM | 0 | [6 empty] | 0.33348 | 0
LCP_Inputs_ON_Electric_IEA_2023_05_05 | 2048 | Solar PV | Generation | Electricity | NY | Dispatch-Generation | EmissionsCost | 0 | [6 empty] | 0.33348 | 0
LCP_Inputs_ON_Electric_IEA_2023_05_05 | 2048 | Solar PV | Generation | Electricity | NY | Dispatch-Generation | FuelCost | 0 | [6 empty] | 0.33348 | 0
LCP_Inputs_ON_Electric_IEA_2023_05_05 | 2048 | Solar PV | Generation | Electricity | NY | Dispatch-Generation | VOM | 0 | [6 empty] | 0.33348 | 0
LCP_Inputs_ON_Electric_IEA_2023_05_05 | 2048 | Solar PV | Generation | Electricity | ON | Dispatch-Generation | EmissionsCost | 0 | [6 empty] | 0.33348 | 0
LCP_Inputs_ON_Electric_IEA_2023_05_05 | 2048 | Solar PV | Generation | Electricity | ON | Dispatch-Generation | FuelCost | 0 | [6 empty] | 0.33348 | 0
LCP_Inputs_ON_Electric_IEA_2023_05_05 | 2048 | Solar PV | Generation | Electricity | ON | Dispatch-Generation | VOM | 0 | [6 empty] | 0.33348 | 0
LCP_Inputs_ON_Electric_IEA_2023_05_05 | 2048 | Solar PV | Generation | Electricity | PJ | Dispatch-Generation | EmissionsCost | 0 | [6 empty] | 0.33348 | 0
LCP_Inputs_ON_Electric_IEA_2023_05_05 | 2048 | Solar PV | Generation | Electricity | PJ | Dispatch-Generation | FuelCost | 0 | [6 empty] | 0.33348 | 0
LCP_Inputs_ON_Electric_IEA_2023_05_05 | 2048 | Solar PV | Generation | Electricity | PJ | Dispatch-Generation | VOM | 0 | [6 empty] | 0.33348 | 0
LCP_Inputs_ON_Electric_IEA_2023_05_05 | 2048 | Solar PV | Generation | Electricity | QC | Dispatch-Generation | EmissionsCost | 0 | [6 empty] | 0.33348 | 0
LCP_Inputs_ON_Electric_IEA_2023_05_05 | 2048 | Solar PV | Generation | Electricity | QC | Dispatch-Generation | FuelCost | 0 | [6 empty] | 0.33348 | 0
LCP_Inputs_ON_Electric_IEA_2023_05_05 | 2048 | Solar PV | Generation | Electricity | QC | Dispatch-Generation | VOM | 0 | [6 empty] | 0.33348 | 0
LCP_Inputs_ON_Electric_IEA_2023_05_05 | 2048 | Solar PV | Generation | Electricity | WC | Dispatch-Generation | EmissionsCost | 0 | [6 empty] | 0.33348 | 0
LCP_Inputs_ON_Electric_IEA_2023_05_05 | 2048 | Solar PV | Generation | Electricity | WC | Dispatch-Generation | FuelCost | 0 | [6 empty] | 0.33348 | 0
LCP_Inputs_ON_Electric_IEA_2023_05_05 | 2048 | Solar PV | Generation | Electricity | WC | Dispatch-Generation | VOM | 0 | [6 empty] | 0.33348 | 0
LCP_Inputs_ON_Electric_IEA_2023_05_05 | 2048 | Wind Offshore | Generation | Electricity | MI | Dispatch-Generation | EmissionsCost | 0 | [6 empty] | 0.33348 | 0
LCP_Inputs_ON_Electric_IEA_2023_05_05 | 2048 | Wind Offshore | Generation | Electricity | MI | Dispatch-Generation | FuelCost | 0 | [6 empty] | 0.33348 | 0
LCP_Inputs_ON_Electric_IEA_2023_05_05 | 2048 | Wind Offshore | Generation | Electricity | MI | Dispatch-Generation | VOM | 0 | [6 empty] | 0.33348 | 0
LCP_Inputs_ON_Electric_IEA_2023_05_05 | 2048 | Wind Offshore | Generation | Electricity | NY | Dispatch-Generation | EmissionsCost | 0 | [6 empty] | 0.33348 | 0
LCP_Inputs_ON_Electric_IEA_2023_05_05 | 2048 | Wind Offshore | Generation | Electricity | NY | Dispatch-Generation | FuelCost | 0 | [6 empty] | 0.33348 | 0
LCP_Inputs_ON_Electric_IEA_2023_05_05 | 2048 | Wind Offshore | Generation | Electricity | NY | Dispatch-Generation | VOM | 0 | [6 empty] | 0.33348 | 0
LCP_Inputs_ON_Electric_IEA_2023_05_05 | 2048 | Wind Offshore | Generation | Electricity | ON | Dispatch-Generation | EmissionsCost | 0 | [6 empty] | 0.33348 | 0
LCP_Inputs_ON_Electric_IEA_2023_05_05 | 2048 | Wind Offshore | Generation | Electricity | ON | Dispatch-Generation | FuelCost | 0 | [6 empty] | 0.33348 | 0
LCP_Inputs_ON_Electric_IEA_2023_05_05 | 2048 | Wind Offshore | Generation | Electricity | ON | Dispatch-Generation | VOM | 0 | [6 empty] | 0.33348 | 0
LCP_Inputs_ON_Electric_IEA_2023_05_05 | 2048 | Wind Offshore | Generation | Electricity | PJ | Dispatch-Generation | EmissionsCost | 0 | [6 empty] | 0.33348 | 0
LCP_Inputs_ON_Electric_IEA_2023_05_05 | 2048 | Wind Offshore | Generation | Electricity | PJ | Dispatch-Generation | FuelCost | 0 | [6 empty] | 0.33348 | 0
LCP_Inputs_ON_Electric_IEA_2023_05_05 | 2048 | Wind Offshore | Generation | Electricity | PJ | Dispatch-Generation | VOM | 0 | [6 empty] | 0.33348 | 0
LCP_Inputs_ON_Electric_IEA_2023_05_05 | 2048 | Wind Offshore | Generation | Electricity | QC | Dispatch-Generation | EmissionsCost | 0 | [6 empty] | 0.33348 | 0
LCP_Inputs_ON_Electric_IEA_2023_05_05 | 2048 | Wind Offshore | Generation | Electricity | QC | Dispatch-Generation | FuelCost | 0 | [6 empty] | 0.33348 | 0
LCP_Inputs_ON_Electric_IEA_2023_05_05 | 2048 | Wind Offshore | Generation | Electricity | QC | Dispatch-Generation | VOM | 0 | [6 empty] | 0.33348 | 0
LCP_Inputs_ON_Electric_IEA_2023_05_05 | 2048 | Wind Offshore | Generation | Electricity | WC | Dispatch-Generation | EmissionsCost | 0 | [6 empty] | 0.33348 | 0
LCP_Inputs_ON_Electric_IEA_2023_05_05 | 2048 | Wind Offshore | Generation | Electricity | WC | Dispatch-Generation | FuelCost | 0 | [6 empty] | 0.33348 | 0
LCP_Inputs_ON_Electric_IEA_2023_05_05 | 2048 | Wind Offshore | Generation | Electricity | WC | Dispatch-Generation | VOM | 0 | [6 empty] | 0.33348 | 0
LCP_Inputs_ON_Electric_IEA_2023_05_05 | 2048 | Wind Onshore | Generation | Electricity | MI | Dispatch-Generation | EmissionsCost | 0 | [6 empty] | 0.33348 | 0
LCP_Inputs_ON_Electric_IEA_2023_05_05 | 2048 | Wind Onshore | Generation | Electricity | MI | Dispatch-Generation | FuelCost | 0 | [6 empty] | 0.33348 | 0
LCP_Inputs_ON_Electric_IEA_2023_05_05 | 2048 | Wind Onshore | Generation | Electricity | MI | Dispatch-Generation | VOM | 0 | [6 empty] | 0.33348 | 0
LCP_Inputs_ON_Electric_IEA_2023_05_05 | 2048 | Wind Onshore | Generation | Electricity | NY | Dispatch-Generation | EmissionsCost | 0 | [6 empty] | 0.33348 | 0
LCP_Inputs_ON_Electric_IEA_2023_05_05 | 2048 | Wind Onshore | Generation | Electricity | NY | Dispatch-Generation | FuelCost | 0 | [6 empty] | 0.33348 | 0
LCP_Inputs_ON_Electric_IEA_2023_05_05 | 2048 | Wind Onshore | Generation | Electricity | NY | Dispatch-Generation | VOM | 0 | [6 empty] | 0.33348 | 0
LCP_Inputs_ON_Electric_IEA_2023_05_05 | 2048 | Wind Onshore | Generation | Electricity | ON | Dispatch-Generation | EmissionsCost | 0 | [6 empty] | 0.33348 | 0
LCP_Inputs_ON_Electric_IEA_2023_05_05 | 2048 | Wind Onshore | Generation | Electricity | ON | Dispatch-Generation | FuelCost | 0 | [6 empty] | 0.33348 | 0
LCP_Inputs_ON_Electric_IEA_2023_05_05 | 2048 | Wind Onshore | Generation | Electricity | ON | Dispatch-Generation | VOM | 0 | [6 empty] | 0.33348 | 0
LCP_Inputs_ON_Electric_IEA_2023_05_05 | 2048 | Wind Onshore | Generation | Electricity | PJ | Dispatch-Generation | EmissionsCost | 0 | [6 empty] | 0.33348 | 0
LCP_Inputs_ON_Electric_IEA_2023_05_05 | 2048 | Wind Onshore | Generation | Electricity | PJ | Dispatch-Generation | FuelCost | 0 | [6 empty] | 0.33348 | 0
LCP_Inputs_ON_Electric_IEA_2023_05_05 | 2048 | Wind Onshore | Generation | Electricity | PJ | Dispatch-Generation | VOM | 0 | [6 empty] | 0.33348 | 0
LCP_Inputs_ON_Electric_IEA_2023_05_05 | 2048 | Wind Onshore | Generation | Electricity | QC | Dispatch-Generation | EmissionsCost | 0 | [6 empty] | 0.33348 | 0
LCP_Inputs_ON_Electric_IEA_2023_05_05 | 2048 | Wind Onshore | Generation | Electricity | QC | Dispatch-Generation | FuelCost | 0 | [6 empty] | 0.33348 | 0
LCP_Inputs_ON_Electric_IEA_2023_05_05 | 2048 | Wind Onshore | Generation | Electricity | QC | Dispatch-Generation | VOM | 0 | [6 empty] | 0.33348 | 0
LCP_Inputs_ON_Electric_IEA_2023_05_05 | 2048 | Wind Onshore | Generation | Electricity | WC | Dispatch-Generation | EmissionsCost | 0 | [6 empty] | 0.33348 | 0
LCP_Inputs_ON_Electric_IEA_2023_05_05 | 2048 | Wind Onshore | Generation | Electricity | WC | Dispatch-Generation | FuelCost | 0 | [6 empty] | 0.33348 | 0
LCP_Inputs_ON_Electric_IEA_2023_05_05 | 2048 | Wind Onshore | Generation | Electricity | WC | Dispatch-Generation | VOM | 0 | [6 empty] | 0.33348 | 0
LCP_Inputs_ON_Electric_IEA_2023_05_05 | 2049 | Anaerobic Digestion | Generation | Methane | MI | Dispatch-Generation | EmissionsCost | 0 | [6 empty] | 0.32065 | 0
LCP_Inputs_ON_Electric_IEA_2023_05_05 | 2049 | Anaerobic Digestion | Generation | Methane | MI | Dispatch-Generation | FuelCost | 0 | [6 empty] | 0.32065 | 0
LCP_Inputs_ON_Electric_IEA_2023_05_05 | 2049 | Anaerobic Digestion | Generation | Methane | MI | Dispatch-Generation | VOM | 0 | [6 empty] | 0.32065 | 0
LCP_Inputs_ON_Electric_IEA_2023_05_05 | 2049 | Anaerobic Digestion | Generation | Methane | NY | Dispatch-Generation | EmissionsCost | 0 | [6 empty] | 0.32065 | 0
LCP_Inputs_ON_Electric_IEA_2023_05_05 | 2049 | Anaerobic Digestion | Generation | Methane | NY | Dispatch-Generation | FuelCost | 0 | [6 empty] | 0.32065 | 0
LCP_Inputs_ON_Electric_IEA_2023_05_05 | 2049 | Anaerobic Digestion | Generation | Methane | NY | Dispatch-Generation | VOM | 0 | [6 empty] | 0.32065 | 0
LCP_Inputs_ON_Electric_IEA_2023_05_05 | 2049 | Anaerobic Digestion | Generation | Methane | ON | Dispatch-Generation | EmissionsCost | 4244873.9669 | [6 empty] | 0.32065 | 1361124.8427
LCP_Inputs_ON_Electric_IEA_2023_05_05 | 2049 | Anaerobic Digestion | Generation | Methane | ON | Dispatch-Generation | FuelCost | 0 | [6 empty] | 0.32065 | 0
LCP_Inputs_ON_Electric_IEA_2023_05_05 | 2049 | Anaerobic Digestion | Generation | Methane | ON | Dispatch-Generation | VOM | 1125040000 | [6 empty] | 0.32065 | 360745667.5855
LCP_Inputs_ON_Electric_IEA_2023_05_05 | 2049 | Anaerobic Digestion | Generation | Methane | PJ | Dispatch-Generation | EmissionsCost | 0 | [6 empty] | 0.32065 | 0
LCP_Inputs_ON_Electric_IEA_2023_05_05 | 2049 | Anaerobic Digestion | Generation | Methane | PJ | Dispatch-Generation | FuelCost | 0 | [6 empty] | 0.32065 | 0
LCP_Inputs_ON_Electric_IEA_2023_05_05 | 2049 | Anaerobic Digestion | Generation | Methane | PJ | Dispatch-Generation | VOM | 0 | [6 empty] | 0.32065 | 0
LCP_Inputs_ON_Electric_IEA_2023_05_05 | 2049 | Anaerobic Digestion | Generation | Methane | QC | Dispatch-Generation | EmissionsCost | 0 | [6 empty] | 0.32065 | 0
LCP_Inputs_ON_Electric_IEA_2023_05_05 | 2049 | Anaerobic Digestion | Generation | Methane | QC | Dispatch-Generation | FuelCost | 0 | [6 empty] | 0.32065 | 0
LCP_Inputs_ON_Electric_IEA_2023_05_05 | 2049 | Anaerobic Digestion | Generation | Methane | QC | Dispatch-Generation | VOM | 0 | [6 empty] | 0.32065 | 0
LCP_Inputs_ON_Electric_IEA_2023_05_05 | 2049 | Anaerobic Digestion | Generation | Methane | WC | Dispatch-Generation | EmissionsCost | 0 | [6 empty] | 0.32065 | 0
LCP_Inputs_ON_Electric_IEA_2023_05_05 | 2049 | Anaerobic Digestion | Generation | Methane | WC | Dispatch-Generation | FuelCost | 0 | [6 empty] | 0.32065 | 0
LCP_Inputs_ON_Electric_IEA_2023_05_05 | 2049 | Anaerobic Digestion | Generation | Methane | WC | Dispatch-Generation | VOM | 0 | [6 empty] | 0.32065 | 0
LCP_Inputs_ON_Electric_IEA_2023_05_05 | 2049 | Battery Storage | Storage | Electricity | MI | Dispatch-Storage | EmissionsCost | 0 | [6 empty] | 0.32065 | 0
LCP_Inputs_ON_Electric_IEA_2023_05_05 | 2049 | Battery Storage | Storage | Electricity | MI | Dispatch-Storage | FuelCost | 0 | [6 empty] | 0.32065 | 0
LCP_Inputs_ON_Electric_IEA_2023_05_05 | 2049 | Battery Storage | Storage | Electricity | MI | Dispatch-Storage | VOM | 0 | [6 empty] | 0.32065 | 0
LCP_Inputs_ON_Electric_IEA_2023_05_05 | 2049 | Battery Storage | Storage | Electricity | NY | Dispatch-Storage | EmissionsCost | 0 | [6 empty] | 0.32065 | 0
LCP_Inputs_ON_Electric_IEA_2023_05_05 | 2049 | Battery Storage | Storage | Electricity | NY | Dispatch-Storage | FuelCost | 0 | [6 empty] | 0.32065 | 0
LCP_Inputs_ON_Electric_IEA_2023_05_05 | 2049 | Battery Storage | Storage | Electricity | NY | Dispatch-Storage | VOM | 0 | [6 empty] | 0.32065 | 0
LCP_Inputs_ON_Electric_IEA_2023_05_05 | 2049 | Battery Storage | Storage | Electricity | ON | Dispatch-Storage | EmissionsCost | 0 | [6 empty] | 0.32065 | 0
LCP_Inputs_ON_Electric_IEA_2023_05_05 | 2049 | Battery Storage | Storage | Electricity | ON | Dispatch-Storage | FuelCost | 0 | [6 empty] | 0.32065 | 0
LCP_Inputs_ON_Electric_IEA_2023_05_05 | 2049 | Battery Storage | Storage | Electricity | ON | Dispatch-Storage | VOM | 0 | [6 empty] | 0.32065 | 0
LCP_Inputs_ON_Electric_IEA_2023_05_05 | 2049 | Battery Storage | Storage | Electricity | PJ | Dispatch-Storage | EmissionsCost | 0 | [6 empty] | 0.32065 | 0
LCP_Inputs_ON_Electric_IEA_2023_05_05 | 2049 | Battery Storage | Storage | Electricity | PJ | Dispatch-Storage | FuelCost | 0 | [6 empty] | 0.32065 | 0
LCP_Inputs_ON_Electric_IEA_2023_05_05 | 2049 | Battery Storage | Storage | Electricity | PJ | Dispatch-Storage | VOM | 0 | [6 empty] | 0.32065 | 0
LCP_Inputs_ON_Electric_IEA_2023_05_05 | 2049 | Battery Storage | Storage | Electricity | QC | Dispatch-Storage | EmissionsCost | 0 | [6 empty] | 0.32065 | 0
LCP_Inputs_ON_Electric_IEA_2023_05_05 | 2049 | Battery Storage | Storage | Electricity | QC | Dispatch-Storage | FuelCost | 0 | [6 empty] | 0.32065 | 0
LCP_Inputs_ON_Electric_IEA_2023_05_05 | 2049 | Battery Storage | Storage | Electricity | QC | Dispatch-Storage | VOM | 0 | [6 empty] | 0.32065 | 0
LCP_Inputs_ON_Electric_IEA_2023_05_05 | 2049 | Battery Storage | Storage | Electricity | WC | Dispatch-Storage | EmissionsCost | 0 | [6 empty] | 0.32065 | 0
LCP_Inputs_ON_Electric_IEA_2023_05_05 | 2049 | Battery Storage | Storage | Electricity | WC | Dispatch-Storage | FuelCost | 0 | [6 empty] | 0.32065 | 0
LCP_Inputs_ON_Electric_IEA_2023_05_05 | 2049 | Battery Storage | Storage | Electricity | WC | Dispatch-Storage | VOM | 0 | [6 empty] | 0.32065 | 0
LCP_Inputs_ON_Electric_IEA_2023_05_05 | 2049 | Biomass | Generation | Electricity | MI | Dispatch-Generation | EmissionsCost | 0 | [6 empty] | 0.32065 | 0
LCP_Inputs_ON_Electric_IEA_2023_05_05 | 2049 | Biomass | Generation | Electricity | MI | Dispatch-Generation | FuelCost | 0 | [6 empty] | 0.32065 | 0
LCP_Inputs_ON_Electric_IEA_2023_05_05 | 2049 | Biomass | Generation | Electricity | MI | Dispatch-Generation | VOM | 0 | [6 empty] | 0.32065 | 0
LCP_Inputs_ON_Electric_IEA_2023_05_05 | 2049 | Biomass | Generation | Electricity | NY | Dispatch-Generation | EmissionsCost | 0 | [6 empty] | 0.32065 | 0
LCP_Inputs_ON_Electric_IEA_2023_05_05 | 2049 | Biomass | Generation | Electricity | NY | Dispatch-Generation | FuelCost | 0 | [6 empty] | 0.32065 | 0
LCP_Inputs_ON_Electric_IEA_2023_05_05 | 2049 | Biomass | Generation | Electricity | NY | Dispatch-Generation | VOM | 0 | [6 empty] | 0.32065 | 0
LCP_Inputs_ON_Electric_IEA_2023_05_05 | 2049 | Biomass | Generation | Electricity | ON | Dispatch-Generation | EmissionsCost | 0 | [6 empty] | 0.32065 | 0
LCP_Inputs_ON_Electric_IEA_2023_05_05 | 2049 | Biomass | Generation | Electricity | ON | Dispatch-Generation | FuelCost | 2449112.7273 | [6 empty] | 0.32065 | 785311.4607
LCP_Inputs_ON_Electric_IEA_2023_05_05 | 2049 | Biomass | Generation | Electricity | ON | Dispatch-Generation | VOM | 31430.28 | [6 empty] | 0.32065 | 10078.1637
LCP_Inputs_ON_Electric_IEA_2023_05_05 | 2049 | Biomass | Generation | Electricity | PJ | Dispatch-Generation | EmissionsCost | 0 | [6 empty] | 0.32065 | 0
LCP_Inputs_ON_Electric_IEA_2023_05_05 | 2049 | Biomass | Generation | Electricity | PJ | Dispatch-Generation | FuelCost | 0 | [6 empty] | 0.32065 | 0
LCP_Inputs_ON_Electric_IEA_2023_05_05 | 2049 | Biomass | Generation | Electricity | PJ | Dispatch-Generation | VOM | 0 | [6 empty] | 0.32065 | 0
LCP_Inputs_ON_Electric_IEA_2023_05_05 | 2049 | Biomass | Generation | Electricity | QC | Dispatch-Generation | EmissionsCost | 0 | [6 empty] | 0.32065 | 0
LCP_Inputs_ON_Electric_IEA_2023_05_05 | 2049 | Biomass | Generation | Electricity | QC | Dispatch-Generation | FuelCost | 122553.4753 | [6 empty] | 0.32065 | 39296.9452
LCP_Inputs_ON_Electric_IEA_2023_05_05 | 2049 | Biomass | Generation | Electricity | QC | Dispatch-Generation | VOM | 1572.7696 | [6 empty] | 0.32065 | 504.3108
LCP_Inputs_ON_Electric_IEA_2023_05_05 | 2049 | Biomass | Generation | Electricity | WC | Dispatch-Generation | EmissionsCost | 0 | [6 empty] | 0.32065 | 0
LCP_Inputs_ON_Electric_IEA_2023_05_05 | 2049 | Biomass | Generation | Electricity | WC | Dispatch-Generation | FuelCost | 0 | [6 empty] | 0.32065 | 0
LCP_Inputs_ON_Electric_IEA_2023_05_05 | 2049 | Biomass | Generation | Electricity | WC | Dispatch-Generation | VOM | 0 | [6 empty] | 0.32065 | 0
LCP_Inputs_ON_Electric_IEA_2023_05_05 | 2049 | Biomass + CCS | Generation | Electricity | MI | Dispatch-Generation | EmissionsCost | 0 | [6 empty] | 0.32065 | 0
LCP_Inputs_ON_Electric_IEA_2023_05_05 | 2049 | Biomass + CCS | Generation | Electricity | MI | Dispatch-Generation | FuelCost | 0 | [6 empty] | 0.32065 | 0
LCP_Inputs_ON_Electric_IEA_2023_05_05 | 2049 | Biomass + CCS | Generation | Electricity | MI | Dispatch-Generation | VOM | 0 | [6 empty] | 0.32065 | 0
LCP_Inputs_ON_Electric_IEA_2023_05_05 | 2049 | Biomass + CCS | Generation | Electricity | NY | Dispatch-Generation | EmissionsCost | 0 | [6 empty] | 0.32065 | 0
LCP_Inputs_ON_Electric_IEA_2023_05_05 | 2049 | Biomass + CCS | Generation | Electricity | NY | Dispatch-Generation | FuelCost | 0 | [6 empty] | 0.32065 | 0
LCP_Inputs_ON_Electric_IEA_2023_05_05 | 2049 | Biomass + CCS | Generation | Electricity | NY | Dispatch-Generation | VOM | 0 | [6 empty] | 0.32065 | 0
LCP_Inputs_ON_Electric_IEA_2023_05_05 | 2049 | Biomass + CCS | Generation | Electricity | ON | Dispatch-Generation | EmissionsCost | -566815549.8142 | [6 empty] | 0.32065 | -181750207.9175
LCP_Inputs_ON_Electric_IEA_2023_05_05 | 2049 | Biomass + CCS | Generation | Electricity | ON | Dispatch-Generation | FuelCost | 456060730.9091 | [6 empty] | 0.32065 | 146236518.5516
LCP_Inputs_ON_Electric_IEA_2023_05_05 | 2049 | Biomass + CCS | Generation | Electricity | ON | Dispatch-Generation | VOM | 3546136.7278 | [6 empty] | 0.32065 | 1137073.7585
LCP_Inputs_ON_Electric_IEA_2023_05_05 | 2049 | Biomass + CCS | Generation | Electricity | PJ | Dispatch-Generation | EmissionsCost | 0 | [6 empty] | 0.32065 | 0
LCP_Inputs_ON_Electric_IEA_2023_05_05 | 2049 | Biomass + CCS | Generation | Electricity | PJ | Dispatch-Generation | FuelCost | 0 | [6 empty] | 0.32065 | 0
LCP_Inputs_ON_Electric_IEA_2023_05_05 | 2049 | Biomass + CCS | Generation | Electricity | PJ | Dispatch-Generation | VOM | 0 | [6 empty] | 0.32065 | 0
LCP_Inputs_ON_Electric_IEA_2023_05_05 | 2049 | Biomass + CCS | Generation | Electricity | QC | Dispatch-Generation | EmissionsCost | 0 | [6 empty] | 0.32065 | 0
LCP_Inputs_ON_Electric_IEA_2023_05_05 | 2049 | Biomass + CCS | Generation | Electricity | QC | Dispatch-Generation | FuelCost | 0 | [6 empty] | 0.32065 | 0
LCP_Inputs_ON_Electric_IEA_2023_05_05 | 2049 | Biomass + CCS | Generation | Electricity | QC | Dispatch-Generation | VOM | 0 | [6 empty] | 0.32065 | 0
LCP_Inputs_ON_Electric_IEA_2023_05_05 | 2049 | Biomass + CCS | Generation | Electricity | WC | Dispatch-Generation | EmissionsCost | 0 | [6 empty] | 0.32065 | 0
LCP_Inputs_ON_Electric_IEA_2023_05_05 | 2049 | Biomass + CCS | Generation | Electricity | WC | Dispatch-Generation | FuelCost | 0 | [6 empty] | 0.32065 | 0
LCP_Inputs_ON_Electric_IEA_2023_05_05 | 2049 | Biomass + CCS | Generation | Electricity | WC | Dispatch-Generation | VOM | 0 | [6 empty] | 0.32065 | 0
LCP_Inputs_ON_Electric_IEA_2023_05_05 | 2049 | CH4 + CCS | Generation | Methane | MI | Dispatch-Generation | EmissionsCost | 0 | [6 empty] | 0.32065 | 0
LCP_Inputs_ON_Electric_IEA_2023_05_05 | 2049 | CH4 + CCS | Generation | Methane | MI | Dispatch-Generation | FuelCost | 0 | [6 empty] | 0.32065 | 0
LCP_Inputs_ON_Electric_IEA_2023_05_05 | 2049 | CH4 + CCS | Generation | Methane | MI | Dispatch-Generation | VOM | 0 | [6 empty] | 0.32065 | 0
LCP_Inputs_ON_Electric_IEA_2023_05_05 | 2049 | CH4 + CCS | Generation | Methane | NY | Dispatch-Generation | EmissionsCost | 0 | [6 empty] | 0.32065 | 0
LCP_Inputs_ON_Electric_IEA_2023_05_05 | 2049 | CH4 + CCS | Generation | Methane | NY | Dispatch-Generation | FuelCost | 0 | [6 empty] | 0.32065 | 0
LCP_Inputs_ON_Electric_IEA_2023_05_05 | 2049 | CH4 + CCS | Generation | Methane | NY | Dispatch-Generation | VOM | 0 | [6 empty] | 0.32065 | 0
LCP_Inputs_ON_Electric_IEA_2023_05_05 | 2049 | CH4 + CCS | Generation | Methane | ON | Dispatch-Generation | EmissionsCost | 84395478.3721 | [6 empty] | 0.32065 | 27061529.5336
LCP_Inputs_ON_Electric_IEA_2023_05_05 | 2049 | CH4 + CCS | Generation | Methane | ON | Dispatch-Generation | FuelCost | 271488076.3116 | [6 empty] | 0.32065 | 87053035.7414
LCP_Inputs_ON_Electric_IEA_2023_05_05 | 2049 | CH4 + CCS | Generation | Methane | ON | Dispatch-Generation | VOM | 25812098.3333 | [6 empty] | 0.32065 | 8276685.8468
LCP_Inputs_ON_Electric_IEA_2023_05_05 | 2049 | CH4 + CCS | Generation | Methane | PJ | Dispatch-Generation | EmissionsCost | 0 | [6 empty] | 0.32065 | 0
LCP_Inputs_ON_Electric_IEA_2023_05_05 | 2049 | CH4 + CCS | Generation | Methane | PJ | Dispatch-Generation | FuelCost | 0 | [6 empty] | 0.32065 | 0
LCP_Inputs_ON_Electric_IEA_2023_05_05 | 2049 | CH4 + CCS | Generation | Methane | PJ | Dispatch-Generation | VOM | 0 | [6 empty] | 0.32065 | 0
LCP_Inputs_ON_Electric_IEA_2023_05_05 | 2049 | CH4 + CCS | Generation | Methane | QC | Dispatch-Generation | EmissionsCost | 0 | [6 empty] | 0.32065 | 0
LCP_Inputs_ON_Electric_IEA_2023_05_05 | 2049 | CH4 + CCS | Generation | Methane | QC | Dispatch-Generation | FuelCost | 0 | [6 empty] | 0.32065 | 0
LCP_Inputs_ON_Electric_IEA_2023_05_05 | 2049 | CH4 + CCS | Generation | Methane | QC | Dispatch-Generation | VOM | 0 | [6 empty] | 0.32065 | 0
LCP_Inputs_ON_Electric_IEA_2023_05_05 | 2049 | CH4 + CCS | Generation | Methane | WC | Dispatch-Generation | EmissionsCost | 0 | [6 empty] | 0.32065 | 0
LCP_Inputs_ON_Electric_IEA_2023_05_05 | 2049 | CH4 + CCS | Generation | Methane | WC | Dispatch-Generation | FuelCost | 0 | [6 empty] | 0.32065 | 0
LCP_Inputs_ON_Electric_IEA_2023_05_05 | 2049 | CH4 + CCS | Generation | Methane | WC | Dispatch-Generation | VOM | 0 | [6 empty] | 0.32065 | 0
LCP_Inputs_ON_Electric_IEA_2023_05_05 | 2049 | CH4 Import - NY 2020 | Import | Methane | MI | Dispatch-Import | EmissionsCost | 0 | [6 empty] | 0.32065 | 0
LCP_Inputs_ON_Electric_IEA_2023_05_05 | 2049 | CH4 Import - NY 2020 | Import | Methane | MI | Dispatch-Import | FuelCost | 0 | [6 empty] | 0.32065 | 0
LCP_Inputs_ON_Electric_IEA_2023_05_05 | 2049 | CH4 Import - NY 2020 | Import | Methane | MI | Dispatch-Import | VOM | 0 | [6 empty] | 0.32065 | 0
LCP_Inputs_ON_Electric_IEA_2023_05_05 | 2049 | CH4 Import - NY 2020 | Import | Methane | NY | Dispatch-Import | EmissionsCost | 0 | [6 empty] | 0.32065 | 0
LCP_Inputs_ON_Electric_IEA_2023_05_05 | 2049 | CH4 Import - NY 2020 | Import | Methane | NY | Dispatch-Import | FuelCost | 0 | [6 empty] | 0.32065 | 0
LCP_Inputs_ON_Electric_IEA_2023_05_05 | 2049 | CH4 Import - NY 2020 | Import | Methane | NY | Dispatch-Import | VOM | 0 | [6 empty] | 0.32065 | 0
LCP_Inputs_ON_Electric_IEA_2023_05_05 | 2049 | CH4 Import - NY 2020 | Import | Methane | ON | Dispatch-Import | EmissionsCost | 0 | [6 empty] | 0.32065 | 0
LCP_Inputs_ON_Electric_IEA_2023_05_05 | 2049 | CH4 Import - NY 2020 | Import | Methane | ON | Dispatch-Import | FuelCost | 0 | [6 empty] | 0.32065 | 0
LCP_Inputs_ON_Electric_IEA_2023_05_05 | 2049 | CH4 Import - NY 2020 | Import | Methane | ON | Dispatch-Import | VOM | 0 | [6 empty] | 0.32065 | 0
LCP_Inputs_ON_Electric_IEA_2023_05_05 | 2049 | CH4 Import - NY 2020 | Import | Methane | PJ | Dispatch-Import | EmissionsCost | 0 | [6 empty] | 0.32065 | 0
LCP_Inputs_ON_Electric_IEA_2023_05_05 | 2049 | CH4 Import - NY 2020 | Import | Methane | PJ | Dispatch-Import | FuelCost | 0 | [6 empty] | 0.32065 | 0
LCP_Inputs_ON_Electric_IEA_2023_05_05 | 2049 | CH4 Import - NY 2020 | Import | Methane | PJ | Dispatch-Import | VOM | 0 | [6 empty] | 0.32065 | 0
LCP_Inputs_ON_Electric_IEA_2023_05_05 | 2049 | CH4 Import - NY 2020 | Import | Methane | QC | Dispatch-Import | EmissionsCost | 0 | [6 empty] | 0.32065 | 0
LCP_Inputs_ON_Electric_IEA_2023_05_05 | 2049 | CH4 Import - NY 2020 | Import | Methane | QC | Dispatch-Import | FuelCost | 0 | [6 empty] | 0.32065 | 0
LCP_Inputs_ON_Electric_IEA_2023_05_05 | 2049 | CH4 Import - NY 2020 | Import | Methane | QC | Dispatch-Import | VOM | 0 | [6 empty] | 0.32065 | 0
LCP_Inputs_ON_Electric_IEA_2023_05_05 | 2049 | CH4 Import - NY 2020 | Import | Methane | WC | Dispatch-Import | EmissionsCost | 0 | [6 empty] | 0.32065 | 0
LCP_Inputs_ON_Electric_IEA_2023_05_05 | 2049 | CH4 Import - NY 2020 | Import | Methane | WC | Dispatch-Import | FuelCost | 0 | [6 empty] | 0.32065 | 0
LCP_Inputs_ON_Electric_IEA_2023_05_05 | 2049 | CH4 Import - NY 2020 | Import | Methane | WC | Dispatch-Import | VOM | 0 | [6 empty] | 0.32065 | 0
LCP_Inputs_ON_Electric_IEA_2023_05_05 | 2049 | CH4 Import - NY 2030 | Import | Methane | MI | Dispatch-Import | EmissionsCost | 0 | [6 empty] | 0.32065 | 0
LCP_Inputs_ON_Electric_IEA_2023_05_05 | 2049 | CH4 Import - NY 2030 | Import | Methane | MI | Dispatch-Import | FuelCost | 0 | [6 empty] | 0.32065 | 0
LCP_Inputs_ON_Electric_IEA_2023_05_05 | 2049 | CH4 Import - NY 2030 | Import | Methane | MI | Dispatch-Import | VOM | 0 | [6 empty] | 0.32065 | 0
LCP_Inputs_ON_Electric_IEA_2023_05_05 | 2049 | CH4 Import - NY 2030 | Import | Methane | NY | Dispatch-Import | EmissionsCost | 0 | [6 empty] | 0.32065 | 0
LCP_Inputs_ON_Electric_IEA_2023_05_05 | 2049 | CH4 Import - NY 2030 | Import | Methane | NY | Dispatch-Import | FuelCost | 0 | [6 empty] | 0.32065 | 0
LCP_Inputs_ON_Electric_IEA_2023_05_05 | 2049 | CH4 Import - NY 2030 | Import | Methane | NY | Dispatch-Import | VOM | 0 | [6 empty] | 0.32065 | 0
LCP_Inputs_ON_Electric_IEA_2023_05_05 | 2049 | CH4 Import - NY 2030 | Import | Methane | ON | Dispatch-Import | EmissionsCost | 0 | [6 empty] | 0.32065 | 0
LCP_Inputs_ON_Electric_IEA_2023_05_05 | 2049 | CH4 Import - NY 2030 | Import | Methane | ON | Dispatch-Import | FuelCost | 0 | [6 empty] | 0.32065 | 0
LCP_Inputs_ON_Electric_IEA_2023_05_05 | 2049 | CH4 Import - NY 2030 | Import | Methane | ON | Dispatch-Import | VOM | 0 | [6 empty] | 0.32065 | 0
LCP_Inputs_ON_Electric_IEA_2023_05_05 | 2049 | CH4 Import - NY 2030 | Import | Methane | PJ | Dispatch-Import | EmissionsCost | 0 | [6 empty] | 0.32065 | 0
LCP_Inputs_ON_Electric_IEA_2023_05_05 | 2049 | CH4 Import - NY 2030 | Import | Methane | PJ | Dispatch-Import | FuelCost | 0 | [6 empty] | 0.32065 | 0
LCP_Inputs_ON_Electric_IEA_2023_05_05 | 2049 | CH4 Import - NY 2030 | Import | Methane | PJ | Dispatch-Import | VOM | 0 | [6 empty] | 0.32065 | 0
LCP_Inputs_ON_Electric_IEA_2023_05_05 | 2049 | CH4 Import - NY 2030 | Import | Methane | QC | Dispatch-Import | EmissionsCost | 0 | [6 empty] | 0.32065 | 0
LCP_Inputs_ON_Electric_IEA_2023_05_05 | 2049 | CH4 Import - NY 2030 | Import | Methane | QC | Dispatch-Import | FuelCost | 0 | [6 empty] | 0.32065 | 0
LCP_Inputs_ON_Electric_IEA_2023_05_05 | 2049 | CH4 Import - NY 2030 | Import | Methane | QC | Dispatch-Import | VOM | 0 | [6 empty] | 0.32065 | 0
LCP_Inputs_ON_Electric_IEA_2023_05_05 | 2049 | CH4 Import - NY 2030 | Import | Methane | WC | Dispatch-Import | EmissionsCost | 0 | [6 empty] | 0.32065 | 0
LCP_Inputs_ON_Electric_IEA_2023_05_05 | 2049 | CH4 Import - NY 2030 | Import | Methane | WC | Dispatch-Import | FuelCost | 0 | [6 empty] | 0.32065 | 0
LCP_Inputs_ON_Electric_IEA_2023_05_05 | 2049 | CH4 Import - NY 2030 | Import | Methane | WC | Dispatch-Import | VOM | 0 | [6 empty] | 0.32065 | 0
LCP_Inputs_ON_Electric_IEA_2023_05_05 | 2049 | CH4 Import - NY 2040 | Import | Methane | MI | Dispatch-Import | EmissionsCost | 0 | [6 empty] | 0.32065 | 0
LCP_Inputs_ON_Electric_IEA_2023_05_05 | 2049 | CH4 Import - NY 2040 | Import | Methane | MI | Dispatch-Import | FuelCost | 0 | [6 empty] | 0.32065 | 0
LCP_Inputs_ON_Electric_IEA_2023_05_05 | 2049 | CH4 Import - NY 2040 | Import | Methane | MI | Dispatch-Import | VOM | 0 | [6 empty] | 0.32065 | 0
LCP_Inputs_ON_Electric_IEA_2023_05_05 | 2049 | CH4 Import - NY 2040 | Import | Methane | NY | Dispatch-Import | EmissionsCost | 2422180073.5024 | [6 empty] | 0.32065 | 776675467.2082
LCP_Inputs_ON_Electric_IEA_2023_05_05 | 2049 | CH4 Import - NY 2040 | Import | Methane | NY | Dispatch-Import | FuelCost | 758346581.876 | [6 empty] | 0.32065 | 243164904.3057
LCP_Inputs_ON_Electric_IEA_2023_05_05 | 2049 | CH4 Import - NY 2040 | Import | Methane | NY | Dispatch-Import | VOM | 0 | [6 empty] | 0.32065 | 0
LCP_Inputs_ON_Electric_IEA_2023_05_05 | 2049 | CH4 Import - NY 2040 | Import | Methane | ON | Dispatch-Import | EmissionsCost | 0 | [6 empty] | 0.32065 | 0
LCP_Inputs_ON_Electric_IEA_2023_05_05 | 2049 | CH4 Import - NY 2040 | Import | Methane | ON | Dispatch-Import | FuelCost | 0 | [6 empty] | 0.32065 | 0
LCP_Inputs_ON_Electric_IEA_2023_05_05 | 2049 | CH4 Import - NY 2040 | Import | Methane | ON | Dispatch-Import | VOM | 0 | [6 empty] | 0.32065 | 0
LCP_Inputs_ON_Electric_IEA_2023_05_05 | 2049 | CH4 Import - NY 2040 | Import | Methane | PJ | Dispatch-Import | EmissionsCost | 0 | [6 empty] | 0.32065 | 0
LCP_Inputs_ON_Electric_IEA_2023_05_05 | 2049 | CH4 Import - NY 2040 | Import | Methane | PJ | Dispatch-Import | FuelCost | 0 | [6 empty] | 0.32065 | 0
LCP_Inputs_ON_Electric_IEA_2023_05_05 | 2049 | CH4 Import - NY 2040 | Import | Methane | PJ | Dispatch-Import | VOM | 0 | [6 empty] | 0.32065 | 0
LCP_Inputs_ON_Electric_IEA_2023_05_05 | 2049 | CH4 Import - NY 2040 | Import | Methane | QC | Dispatch-Import | EmissionsCost | 0 | [6 empty] | 0.32065 | 0
LCP_Inputs_ON_Electric_IEA_2023_05_05 | 2049 | CH4 Import - NY 2040 | Import | Methane | QC | Dispatch-Import | FuelCost | 0 | [6 empty] | 0.32065 | 0
LCP_Inputs_ON_Electric_IEA_2023_05_05 | 2049 | CH4 Import - NY 2040 | Import | Methane | QC | Dispatch-Import | VOM | 0 | [6 empty] | 0.32065 | 0
LCP_Inputs_ON_Electric_IEA_2023_05_05 | 2049 | CH4 Import - NY 2040 | Import | Methane | WC | Dispatch-Import | EmissionsCost | 0 | [6 empty] | 0.32065 | 0
LCP_Inputs_ON_Electric_IEA_2023_05_05 | 2049 | CH4 Import - NY 2040 | Import | Methane | WC | Dispatch-Import | FuelCost | 0 | [6 empty] | 0.32065 | 0
LCP_Inputs_ON_Electric_IEA_2023_05_05 | 2049 | CH4 Import - NY 2040 | Import | Methane | WC | Dispatch-Import | VOM | 0 | [6 empty] | 0.32065 | 0
LCP_Inputs_ON_Electric_IEA_2023_05_05 | 2049 | CH4 Import - NY 2050 | Import | Methane | MI | Dispatch-Import | EmissionsCost | 0 | [6 empty] | 0.32065 | 0
LCP_Inputs_ON_Electric_IEA_2023_05_05 | 2049 | CH4 Import - NY 2050 | Import | Methane | MI | Dispatch-Import | FuelCost | 0 | [6 empty] | 0.32065 | 0
LCP_Inputs_ON_Electric_IEA_2023_05_05 | 2049 | CH4 Import - NY 2050 | Import | Methane | MI | Dispatch-Import | VOM | 0 | [6 empty] | 0.32065 | 0
LCP_Inputs_ON_Electric_IEA_2023_05_05 | 2049 | CH4 Import - NY 2050 | Import | Methane | NY | Dispatch-Import | EmissionsCost | 0 | [6 empty] | 0.32065 | 0
LCP_Inputs_ON_Electric_IEA_2023_05_05 | 2049 | CH4 Import - NY 2050 | Import | Methane | NY | Dispatch-Import | FuelCost | 0 | [6 empty] | 0.32065 | 0
LCP_Inputs_ON_Electric_IEA_2023_05_05 | 2049 | CH4 Import - NY 2050 | Import | Methane | NY | Dispatch-Import | VOM | 0 | [6 empty] | 0.32065 | 0
LCP_Inputs_ON_Electric_IEA_2023_05_05 | 2049 | CH4 Import - NY 2050 | Import | Methane | ON | Dispatch-Import | EmissionsCost | 0 | [6 empty] | 0.32065 | 0
LCP_Inputs_ON_Electric_IEA_2023_05_05 | 2049 | CH4 Import - NY 2050 | Import | Methane | ON | Dispatch-Import | FuelCost | 0 | [6 empty] | 0.32065 | 0
LCP_Inputs_ON_Electric_IEA_2023_05_05 | 2049 | CH4 Import - NY 2050 | Import | Methane | ON | Dispatch-Import | VOM | 0 | [6 empty] | 0.32065 | 0
LCP_Inputs_ON_Electric_IEA_2023_05_05 | 2049 | CH4 Import - NY 2050 | Import | Methane | PJ | Dispatch-Import | EmissionsCost | 0 | [6 empty] | 0.32065 | 0
LCP_Inputs_ON_Electric_IEA_2023_05_05 | 2049 | CH4 Import - NY 2050 | Import | Methane | PJ | Dispatch-Import | FuelCost | 0 | [6 empty] | 0.32065 | 0
LCP_Inputs_ON_Electric_IEA_2023_05_05 | 2049 | CH4 Import - NY 2050 | Import | Methane | PJ | Dispatch-Import | VOM | 0 | [6 empty] | 0.32065 | 0
LCP_Inputs_ON_Electric_IEA_2023_05_05 | 2049 | CH4 Import - NY 2050 | Import | Methane | QC | Dispatch-Import | EmissionsCost | 0 | [6 empty] | 0.32065 | 0
LCP_Inputs_ON_Electric_IEA_2023_05_05 | 2049 | CH4 Import - NY 2050 | Import | Methane | QC | Dispatch-Import | FuelCost | 0 | [6 empty] | 0.32065 | 0
LCP_Inputs_ON_Electric_IEA_2023_05_05 | 2049 | CH4 Import - NY 2050 | Import | Methane | QC | Dispatch-Import | VOM | 0 | [6 empty] | 0.32065 | 0
LCP_Inputs_ON_Electric_IEA_2023_05_05 | 2049 | CH4 Import - NY 2050 | Import | Methane | WC | Dispatch-Import | EmissionsCost | 0 | [6 empty] | 0.32065 | 0
LCP_Inputs_ON_Electric_IEA_2023_05_05 | 2049 | CH4 Import - NY 2050 | Import | Methane | WC | Dispatch-Import | FuelCost | 0 | [6 empty] | 0.32065 | 0
LCP_Inputs_ON_Electric_IEA_2023_05_05 | 2049 | CH4 Import - NY 2050 | Import | Methane | WC | Dispatch-Import | VOM | 0 | [6 empty] | 0.32065 | 0
LCP_Inputs_ON_Electric_IEA_2023_05_05 | 2049 | CH4 Import - WC 2020 | Import | Methane | MI | Dispatch-Import | EmissionsCost | 0 | [6 empty] | 0.32065 | 0
LCP_Inputs_ON_Electric_IEA_2023_05_05 | 2049 | CH4 Import - WC 2020 | Import | Methane | MI | Dispatch-Import | FuelCost | 0 | [6 empty] | 0.32065 | 0
LCP_Inputs_ON_Electric_IEA_2023_05_05 | 2049 | CH4 Import - WC 2020 | Import | Methane | MI | Dispatch-Import | VOM | 0 | [6 empty] | 0.32065 | 0
LCP_Inputs_ON_Electric_IEA_2023_05_05 | 2049 | CH4 Import - WC 2020 | Import | Methane | NY | Dispatch-Import | EmissionsCost | 0 | [6 empty] | 0.32065 | 0
LCP_Inputs_ON_Electric_IEA_2023_05_05 | 2049 | CH4 Import - WC 2020 | Import | Methane | NY | Dispatch-Import | FuelCost | 0 | [6 empty] | 0.32065 | 0
LCP_Inputs_ON_Electric_IEA_2023_05_05 | 2049 | CH4 Import - WC 2020 | Import | Methane | NY | Dispatch-Import | VOM | 0 | [6 empty] | 0.32065 | 0
LCP_Inputs_ON_Electric_IEA_2023_05_05 | 2049 | CH4 Import - WC 2020 | Import | Methane | ON | Dispatch-Import | EmissionsCost | 0 | [6 empty] | 0.32065 | 0
LCP_Inputs_ON_Electric_IEA_2023_05_05 | 2049 | CH4 Import - WC 2020 | Import | Methane | ON | Dispatch-Import | FuelCost | 0 | [6 empty] | 0.32065 | 0
LCP_Inputs_ON_Electric_IEA_2023_05_05 | 2049 | CH4 Import - WC 2020 | Import | Methane | ON | Dispatch-Import | VOM | 0 | [6 empty] | 0.32065 | 0
LCP_Inputs_ON_Electric_IEA_2023_05_05 | 2049 | CH4 Import - WC 2020 | Import | Methane | PJ | Dispatch-Import | EmissionsCost | 0 | [6 empty] | 0.32065 | 0
LCP_Inputs_ON_Electric_IEA_2023_05_05 | 2049 | CH4 Import - WC 2020 | Import | Methane | PJ | Dispatch-Import | FuelCost | 0 | [6 empty] | 0.32065 | 0
LCP_Inputs_ON_Electric_IEA_2023_05_05 | 2049 | CH4 Import - WC 2020 | Import | Methane | PJ | Dispatch-Import | VOM | 0 | [6 empty] | 0.32065 | 0
LCP_Inputs_ON_Electric_IEA_2023_05_05 | 2049 | CH4 Import - WC 2020 | Import | Methane | QC | Dispatch-Import | EmissionsCost | 0 | [6 empty] | 0.32065 | 0
LCP_Inputs_ON_Electric_IEA_2023_05_05 | 2049 | CH4 Import - WC 2020 | Import | Methane | QC | Dispatch-Import | FuelCost | 0 | [6 empty] | 0.32065 | 0
LCP_Inputs_ON_Electric_IEA_2023_05_05 | 2049 | CH4 Import - WC 2020 | Import | Methane | QC | Dispatch-Import | VOM | 0 | [6 empty] | 0.32065 | 0
LCP_Inputs_ON_Electric_IEA_2023_05_05 | 2049 | CH4 Import - WC 2020 | Import | Methane | WC | Dispatch-Import | EmissionsCost | 0 | [6 empty] | 0.32065 | 0
LCP_Inputs_ON_Electric_IEA_2023_05_05 | 2049 | CH4 Import - WC 2020 | Import | Methane | WC | Dispatch-Import | FuelCost | 0 | [6 empty] | 0.32065 | 0
LCP_Inputs_ON_Electric_IEA_2023_05_05 | 2049 | CH4 Import - WC 2020 | Import | Methane | WC | Dispatch-Import | VOM | 0 | [6 empty] | 0.32065 | 0
LCP_Inputs_ON_Electric_IEA_2023_05_05 | 2049 | CH4 Import - WC 2030 | Import | Methane | MI | Dispatch-Import | EmissionsCost | 0 | [6 empty] | 0.32065 | 0
LCP_Inputs_ON_Electric_IEA_2023_05_05 | 2049 | CH4 Import - WC 2030 | Import | Methane | MI | Dispatch-Import | FuelCost | 0 | [6 empty] | 0.32065 | 0
LCP_Inputs_ON_Electric_IEA_2023_05_05 | 2049 | CH4 Import - WC 2030 | Import | Methane | MI | Dispatch-Import | VOM | 0 | [6 empty] | 0.32065 | 0
LCP_Inputs_ON_Electric_IEA_2023_05_05 | 2049 | CH4 Import - WC 2030 | Import | Methane | NY | Dispatch-Import | EmissionsCost | 0 | [6 empty] | 0.32065 | 0
LCP_Inputs_ON_Electric_IEA_2023_05_05 | 2049 | CH4 Import - WC 2030 | Import | Methane | NY | Dispatch-Import | FuelCost | 0 | [6 empty] | 0.32065 | 0
LCP_Inputs_ON_Electric_IEA_2023_05_05 | 2049 | CH4 Import - WC 2030 | Import | Methane | NY | Dispatch-Import | VOM | 0 | [6 empty] | 0.32065 | 0
LCP_Inputs_ON_Electric_IEA_2023_05_05 | 2049 | CH4 Import - WC 2030 | Import | Methane | ON | Dispatch-Import | EmissionsCost | 0 | [6 empty] | 0.32065 | 0
LCP_Inputs_ON_Electric_IEA_2023_05_05 | 2049 | CH4 Import - WC 2030 | Import | Methane | ON | Dispatch-Import | FuelCost | 0 | [6 empty] | 0.32065 | 0
LCP_Inputs_ON_Electric_IEA_2023_05_05 | 2049 | CH4 Import - WC 2030 | Import | Methane | ON | Dispatch-Import | VOM | 0 | [6 empty] | 0.32065 | 0
LCP_Inputs_ON_Electric_IEA_2023_05_05 | 2049 | CH4 Import - WC 2030 | Import | Methane | PJ | Dispatch-Import | EmissionsCost | 0 | [6 empty] | 0.32065 | 0
LCP_Inputs_ON_Electric_IEA_2023_05_05 | 2049 | CH4 Import - WC 2030 | Import | Methane | PJ | Dispatch-Import | FuelCost | 0 | [6 empty] | 0.32065 | 0
LCP_Inputs_ON_Electric_IEA_2023_05_05 | 2049 | CH4 Import - WC 2030 | Import | Methane | PJ | Dispatch-Import | VOM | 0 | [6 empty] | 0.32065 | 0
LCP_Inputs_ON_Electric_IEA_2023_05_05 | 2049 | CH4 Import - WC 2030 | Import | Methane | QC | Dispatch-Import | EmissionsCost | 0 | [6 empty] | 0.32065 | 0
LCP_Inputs_ON_Electric_IEA_2023_05_05 | 2049 | CH4 Import - WC 2030 | Import | Methane | QC | Dispatch-Import | FuelCost | 0 | [6 empty] | 0.32065 | 0
LCP_Inputs_ON_Electric_IEA_2023_05_05 | 2049 | CH4 Import - WC 2030 | Import | Methane | QC | Dispatch-Import | VOM | 0 | [6 empty] | 0.32065 | 0
LCP_Inputs_ON_Electric_IEA_2023_05_05 | 2049 | CH4 Import - WC 2030 | Import | Methane | WC | Dispatch-Import | EmissionsCost | 0 | [6 empty] | 0.32065 | 0
LCP_Inputs_ON_Electric_IEA_2023_05_05 | 2049 | CH4 Import - WC 2030 | Import | Methane | WC | Dispatch-Import | FuelCost | 0 | [6 empty] | 0.32065 | 0
LCP_Inputs_ON_Electric_IEA_2023_05_05 | 2049 | CH4 Import - WC 2030 | Import | Methane | WC | Dispatch-Import | VOM | 0 | [6 empty] | 0.32065 | 0
LCP_Inputs_ON_Electric_IEA_2023_05_05 | 2049 | CH4 Import - WC 2040 | Import | Methane | MI | Dispatch-Import | EmissionsCost | 0 | [6 empty] | 0.32065 | 0
LCP_Inputs_ON_Electric_IEA_2023_05_05 | 2049 | CH4 Import - WC 2040 | Import | Methane | MI | Dispatch-Import | FuelCost | 0 | [6 empty] | 0.32065 | 0
LCP_Inputs_ON_Electric_IEA_2023_05_05 | 2049 | CH4 Import - WC 2040 | Import | Methane | MI | Dispatch-Import | VOM | 0 | [6 empty] | 0.32065 | 0
LCP_Inputs_ON_Electric_IEA_2023_05_05 | 2049 | CH4 Import - WC 2040 | Import | Methane | NY | Dispatch-Import | EmissionsCost | 0 | [6 empty] | 0.32065 | 0
LCP_Inputs_ON_Electric_IEA_2023_05_05 | 2049 | CH4 Import - WC 2040 | Import | Methane | NY | Dispatch-Import | FuelCost | 0 | [6 empty] | 0.32065 | 0
LCP_Inputs_ON_Electric_IEA_2023_05_05 | 2049 | CH4 Import - WC 2040 | Import | Methane | NY | Dispatch-Import | VOM | 0 | [6 empty] | 0.32065 | 0
LCP_Inputs_ON_Electric_IEA_2023_05_05 | 2049 | CH4 Import - WC 2040 | Import | Methane | ON | Dispatch-Import | EmissionsCost | 0 | [6 empty] | 0.32065 | 0
LCP_Inputs_ON_Electric_IEA_2023_05_05 | 2049 | CH4 Import - WC 2040 | Import | Methane | ON | Dispatch-Import | FuelCost | 0 | [6 empty] | 0.32065 | 0
LCP_Inputs_ON_Electric_IEA_2023_05_05 | 2049 | CH4 Import - WC 2040 | Import | Methane | ON | Dispatch-Import | VOM | 0 | [6 empty] | 0.32065 | 0
LCP_Inputs_ON_Electric_IEA_2023_05_05 | 2049 | CH4 Import - WC 2040 | Import | Methane | PJ | Dispatch-Import | EmissionsCost | 0 | [6 empty] | 0.32065 | 0
LCP_Inputs_ON_Electric_IEA_2023_05_05 | 2049 | CH4 Import - WC 2040 | Import | Methane | PJ | Dispatch-Import | FuelCost | 0 | [6 empty] | 0.32065 | 0
LCP_Inputs_ON_Electric_IEA_2023_05_05 | 2049 | CH4 Import - WC 2040 | Import | Methane | PJ | Dispatch-Import | VOM | 0 | [6 empty] | 0.32065 | 0
LCP_Inputs_ON_Electric_IEA_2023_05_05 | 2049 | CH4 Import - WC 2040 | Import | Methane | QC | Dispatch-Import | EmissionsCost | 0 | [6 empty] | 0.32065 | 0
LCP_Inputs_ON_Electric_IEA_2023_05_05 | 2049 | CH4 Import - WC 2040 | Import | Methane | QC | Dispatch-Import | FuelCost | 0 | [6 empty] | 0.32065 | 0
LCP_Inputs_ON_Electric_IEA_2023_05_05 | 2049 | CH4 Import - WC 2040 | Import | Methane | QC | Dispatch-Import | VOM | 0 | [6 empty] | 0.32065 | 0
LCP_Inputs_ON_Electric_IEA_2023_05_05 | 2049 | CH4 Import - WC 2040 | Import | Methane | WC | Dispatch-Import | EmissionsCost | 2104525662.7863 | [6 empty] | 0.32065 | 674819131.0288
LCP_Inputs_ON_Electric_IEA_2023_05_05 | 2049 | CH4 Import - WC 2040 | Import | Methane | WC | Dispatch-Import | FuelCost | 658893969.2401 | [6 empty] | 0.32065 | 211275283.3691
LCP_Inputs_ON_Electric_IEA_2023_05_05 | 2049 | CH4 Import - WC 2040 | Import | Methane | WC | Dispatch-Import | VOM | 0 | [6 empty] | 0.32065 | 0
LCP_Inputs_ON_Electric_IEA_2023_05_05 | 2049 | CH4 Import - WC 2050 | Import | Methane | MI | Dispatch-Import | EmissionsCost | 0 | [6 empty] | 0.32065 | 0
LCP_Inputs_ON_Electric_IEA_2023_05_05 | 2049 | CH4 Import - WC 2050 | Import | Methane | MI | Dispatch-Import | FuelCost | 0 | [6 empty] | 0.32065 | 0
LCP_Inputs_ON_Electric_IEA_2023_05_05 | 2049 | CH4 Import - WC 2050 | Import | Methane | MI | Dispatch-Import | VOM | 0 | [6 empty] | 0.32065 | 0
LCP_Inputs_ON_Electric_IEA_2023_05_05 | 2049 | CH4 Import - WC 2050 | Import | Methane | NY | Dispatch-Import | EmissionsCost | 0 | [6 empty] | 0.32065 | 0
LCP_Inputs_ON_Electric_IEA_2023_05_05 | 2049 | CH4 Import - WC 2050 | Import | Methane | NY | Dispatch-Import | FuelCost | 0 | [6 empty] | 0.32065 | 0
LCP_Inputs_ON_Electric_IEA_2023_05_05 | 2049 | CH4 Import - WC 2050 | Import | Methane | NY | Dispatch-Import | VOM | 0 | [6 empty] | 0.32065 | 0
LCP_Inputs_ON_Electric_IEA_2023_05_05 | 2049 | CH4 Import - WC 2050 | Import | Methane | ON | Dispatch-Import | EmissionsCost | 0 | [6 empty] | 0.32065 | 0
LCP_Inputs_ON_Electric_IEA_2023_05_05 | 2049 | CH4 Import - WC 2050 | Import | Methane | ON | Dispatch-Import | FuelCost | 0 | [6 empty] | 0.32065 | 0
LCP_Inputs_ON_Electric_IEA_2023_05_05 | 2049 | CH4 Import - WC 2050 | Import | Methane | ON | Dispatch-Import | VOM | 0 | [6 empty] | 0.32065 | 0
LCP_Inputs_ON_Electric_IEA_2023_05_05 | 2049 | CH4 Import - WC 2050 | Import | Methane | PJ | Dispatch-Import | EmissionsCost | 0 | [6 empty] | 0.32065 | 0
LCP_Inputs_ON_Electric_IEA_2023_05_05 | 2049 | CH4 Import - WC 2050 | Import | Methane | PJ | Dispatch-Import | FuelCost | 0 | [6 empty] | 0.32065 | 0
LCP_Inputs_ON_Electric_IEA_2023_05_05 | 2049 | CH4 Import - WC 2050 | Import | Methane | PJ | Dispatch-Import | VOM | 0 | [6 empty] | 0.32065 | 0
LCP_Inputs_ON_Electric_IEA_2023_05_05 | 2049 | CH4 Import - WC 2050 | Import | Methane | QC | Dispatch-Import | EmissionsCost | 0 | [6 empty] | 0.32065 | 0
LCP_Inputs_ON_Electric_IEA_2023_05_05 | 2049 | CH4 Import - WC 2050 | Import | Methane | QC | Dispatch-Import | FuelCost | 0 | [6 empty] | 0.32065 | 0
LCP_Inputs_ON_Electric_IEA_2023_05_05 | 2049 | CH4 Import - WC 2050 | Import | Methane | QC | Dispatch-Import | VOM | 0 | [6 empty] | 0.32065 | 0
LCP_Inputs_ON_Electric_IEA_2023_05_05 | 2049 | CH4 Import - WC 2050 | Import | Methane | WC | Dispatch-Import | EmissionsCost | 0 | [6 empty] | 0.32065 | 0
LCP_Inputs_ON_Electric_IEA_2023_05_05 | 2049 | CH4 Import - WC 2050 | Import | Methane | WC | Dispatch-Import | FuelCost | 0 | [6 empty] | 0.32065 | 0
LCP_Inputs_ON_Electric_IEA_2023_05_05 | 2049 | CH4 Import - WC 2050 | Import | Methane | WC | Dispatch-Import | VOM | 0 | [6 empty] | 0.32065 | 0
LCP_Inputs_ON_Electric_IEA_2023_05_05 | 2049 | CH4 Salt Cavern Storage - ON | Storage | Methane | MI | Dispatch-Storage | EmissionsCost | 0 | [6 empty] | 0.32065 | 0
LCP_Inputs_ON_Electric_IEA_2023_05_05 | 2049 | CH4 Salt Cavern Storage - ON | Storage | Methane | MI | Dispatch-Storage | FuelCost | 0 | [6 empty] | 0.32065 | 0
LCP_Inputs_ON_Electric_IEA_2023_05_05 | 2049 | CH4 Salt Cavern Storage - ON | Storage | Methane | MI | Dispatch-Storage | VOM | 0 | [6 empty] | 0.32065 | 0
LCP_Inputs_ON_Electric_IEA_2023_05_05 | 2049 | CH4 Salt Cavern Storage - ON | Storage | Methane | NY | Dispatch-Storage | EmissionsCost | 0 | [6 empty] | 0.32065 | 0
LCP_Inputs_ON_Electric_IEA_2023_05_05 | 2049 | CH4 Salt Cavern Storage - ON | Storage | Methane | NY | Dispatch-Storage | FuelCost | 0 | [6 empty] | 0.32065 | 0
LCP_Inputs_ON_Electric_IEA_2023_05_05 | 2049 | CH4 Salt Cavern Storage - ON | Storage | Methane | NY | Dispatch-Storage | VOM | 0 | [6 empty] | 0.32065 | 0
LCP_Inputs_ON_Electric_IEA_2023_05_05 | 2049 | CH4 Salt Cavern Storage - ON | Storage | Methane | ON | Dispatch-Storage | EmissionsCost | 0 | [6 empty] | 0.32065 | 0
LCP_Inputs_ON_Electric_IEA_2023_05_05 | 2049 | CH4 Salt Cavern Storage - ON | Storage | Methane | ON | Dispatch-Storage | FuelCost | 0 | [6 empty] | 0.32065 | 0
LCP_Inputs_ON_Electric_IEA_2023_05_05 | 2049 | CH4 Salt Cavern Storage - ON | Storage | Methane | ON | Dispatch-Storage | VOM | 0 | [6 empty] | 0.32065 | 0
LCP_Inputs_ON_Electric_IEA_2023_05_05 | 2049 | CH4 Salt Cavern Storage - ON | Storage | Methane | PJ | Dispatch-Storage | EmissionsCost | 0 | [6 empty] | 0.32065 | 0
LCP_Inputs_ON_Electric_IEA_2023_05_05 | 2049 | CH4 Salt Cavern Storage - ON | Storage | Methane | PJ | Dispatch-Storage | FuelCost | 0 | [6 empty] | 0.32065 | 0
LCP_Inputs_ON_Electric_IEA_2023_05_05 | 2049 | CH4 Salt Cavern Storage - ON | Storage | Methane | PJ | Dispatch-Storage | VOM | 0 | [6 empty] | 0.32065 | 0
LCP_Inputs_ON_Electric_IEA_2023_05_05 | 2049 | CH4 Salt Cavern Storage - ON | Storage | Methane | QC | Dispatch-Storage | EmissionsCost | 0 | [6 empty] | 0.32065 | 0
LCP_Inputs_ON_Electric_IEA_2023_05_05 | 2049 | CH4 Salt Cavern Storage - ON | Storage | Methane | QC | Dispatch-Storage | FuelCost | 0 | [6 empty] | 0.32065 | 0
LCP_Inputs_ON_Electric_IEA_2023_05_05 | 2049 | CH4 Salt Cavern Storage - ON | Storage | Methane | QC | Dispatch-Storage | VOM | 0 | [6 empty] | 0.32065 | 0
LCP_Inputs_ON_Electric_IEA_2023_05_05 | 2049 | CH4 Salt Cavern Storage - ON | Storage | Methane | WC | Dispatch-Storage | EmissionsCost | 0 | [6 empty] | 0.32065 | 0
LCP_Inputs_ON_Electric_IEA_2023_05_05 | 2049 | CH4 Salt Cavern Storage - ON | Storage | Methane | WC | Dispatch-Storage | FuelCost | 0 | [6 empty] | 0.32065 | 0
LCP_Inputs_ON_Electric_IEA_2023_05_05 | 2049 | CH4 Salt Cavern Storage - ON | Storage | Methane | WC | Dispatch-Storage | VOM | 0 | [6 empty] | 0.32065 | 0
LCP_Inputs_ON_Electric_IEA_2023_05_05 | 2049 | Electrolyser 2020/2030 | Crossload | Hydrogen | MI | Dispatch-Crossload | EmissionsCost | 0 | [6 empty] | 0.32065 | 0
LCP_Inputs_ON_Electric_IEA_2023_05_05 | 2049 | Electrolyser 2020/2030 | Crossload | Hydrogen | MI | Dispatch-Crossload | FuelCost | 0 | [6 empty] | 0.32065 | 0
LCP_Inputs_ON_Electric_IEA_2023_05_05 | 2049 | Electrolyser 2020/2030 | Crossload | Hydrogen | MI | Dispatch-Crossload | VOM | 0 | [6 empty] | 0.32065 | 0
LCP_Inputs_ON_Electric_IEA_2023_05_05 | 2049 | Electrolyser 2020/2030 | Crossload | Hydrogen | NY | Dispatch-Crossload | EmissionsCost | 0 | [6 empty] | 0.32065 | 0
LCP_Inputs_ON_Electric_IEA_2023_05_05 | 2049 | Electrolyser 2020/2030 | Crossload | Hydrogen | NY | Dispatch-Crossload | FuelCost | 0 | [6 empty] | 0.32065 | 0
LCP_Inputs_ON_Electric_IEA_2023_05_05 | 2049 | Electrolyser 2020/2030 | Crossload | Hydrogen | NY | Dispatch-Crossload | VOM | 0 | [6 empty] | 0.32065 | 0
LCP_Inputs_ON_Electric_IEA_2023_05_05 | 2049 | Electrolyser 2020/2030 | Crossload | Hydrogen | ON | Dispatch-Crossload | EmissionsCost | 0 | [6 empty] | 0.32065 | 0
LCP_Inputs_ON_Electric_IEA_2023_05_05 | 2049 | Electrolyser 2020/2030 | Crossload | Hydrogen | ON | Dispatch-Crossload | FuelCost | 0 | [6 empty] | 0.32065 | 0
LCP_Inputs_ON_Electric_IEA_2023_05_05 | 2049 | Electrolyser 2020/2030 | Crossload | Hydrogen | ON | Dispatch-Crossload | VOM | 0 | [6 empty] | 0.32065 | 0
LCP_Inputs_ON_Electric_IEA_2023_05_05 | 2049 | Electrolyser 2020/2030 | Crossload | Hydrogen | PJ | Dispatch-Crossload | EmissionsCost | 0 | [6 empty] | 0.32065 | 0
LCP_Inputs_ON_Electric_IEA_2023_05_05 | 2049 | Electrolyser 2020/2030 | Crossload | Hydrogen | PJ | Dispatch-Crossload | FuelCost | 0 | [6 empty] | 0.32065 | 0
LCP_Inputs_ON_Electric_IEA_2023_05_05 | 2049 | Electrolyser 2020/2030 | Crossload | Hydrogen | PJ | Dispatch-Crossload | VOM | 0 | [6 empty] | 0.32065 | 0
LCP_Inputs_ON_Electric_IEA_2023_05_05 | 2049 | Electrolyser 2020/2030 | Crossload | Hydrogen | QC | Dispatch-Crossload | EmissionsCost | 0 | [6 empty] | 0.32065 | 0
LCP_Inputs_ON_Electric_IEA_2023_05_05 | 2049 | Electrolyser 2020/2030 | Crossload | Hydrogen | QC | Dispatch-Crossload | FuelCost | 0 | [6 empty] | 0.32065 | 0
LCP_Inputs_ON_Electric_IEA_2023_05_05 | 2049 | Electrolyser 2020/2030 | Crossload | Hydrogen | QC | Dispatch-Crossload | VOM | 0 | [6 empty] | 0.32065 | 0
LCP_Inputs_ON_Electric_IEA_2023_05_05 | 2049 | Electrolyser 2020/2030 | Crossload | Hydrogen | WC | Dispatch-Crossload | EmissionsCost | 0 | [6 empty] | 0.32065 | 0
LCP_Inputs_ON_Electric_IEA_2023_05_05 | 2049 | Electrolyser 2020/2030 | Crossload | Hydrogen | WC | Dispatch-Crossload | FuelCost | 0 | [6 empty] | 0.32065 | 0
LCP_Inputs_ON_Electric_IEA_2023_05_05 | 2049 | Electrolyser 2020/2030 | Crossload | Hydrogen | WC | Dispatch-Crossload | VOM | 0 | [6 empty] | 0.32065 | 0
LCP_Inputs_ON_Electric_IEA_2023_05_05 | 2049 | Electrolyser 2040 | Crossload | Hydrogen | MI | Dispatch-Crossload | EmissionsCost | 0 | [6 empty] | 0.32065 | 0
LCP_Inputs_ON_Electric_IEA_2023_05_05 | 2049 | Electrolyser 2040 | Crossload | Hydrogen | MI | Dispatch-Crossload | FuelCost | 0 | [6 empty] | 0.32065 | 0
LCP_Inputs_ON_Electric_IEA_2023_05_05 | 2049 | Electrolyser 2040 | Crossload | Hydrogen | MI | Dispatch-Crossload | VOM | 0 | [6 empty] | 0.32065 | 0
LCP_Inputs_ON_Electric_IEA_2023_05_05 | 2049 | Electrolyser 2040 | Crossload | Hydrogen | NY | Dispatch-Crossload | EmissionsCost | 0 | [6 empty] | 0.32065 | 0
LCP_Inputs_ON_Electric_IEA_2023_05_05 | 2049 | Electrolyser 2040 | Crossload | Hydrogen | NY | Dispatch-Crossload | FuelCost | 0 | [6 empty] | 0.32065 | 0
LCP_Inputs_ON_Electric_IEA_2023_05_05 | 2049 | Electrolyser 2040 | Crossload | Hydrogen | NY | Dispatch-Crossload | VOM | 0 | [6 empty] | 0.32065 | 0
LCP_Inputs_ON_Electric_IEA_2023_05_05 | 2049 | Electrolyser 2040 | Crossload | Hydrogen | ON | Dispatch-Crossload | EmissionsCost | 0 | [6 empty] | 0.32065 | 0
LCP_Inputs_ON_Electric_IEA_2023_05_05 | 2049 | Electrolyser 2040 | Crossload | Hydrogen | ON | Dispatch-Crossload | FuelCost | 0 | [6 empty] | 0.32065 | 0
LCP_Inputs_ON_Electric_IEA_2023_05_05 | 2049 | Electrolyser 2040 | Crossload | Hydrogen | ON | Dispatch-Crossload | VOM | 0 | [6 empty] | 0.32065 | 0
LCP_Inputs_ON_Electric_IEA_2023_05_05 | 2049 | Electrolyser 2040 | Crossload | Hydrogen | PJ | Dispatch-Crossload | EmissionsCost | 0 | [6 empty] | 0.32065 | 0
LCP_Inputs_ON_Electric_IEA_2023_05_05 | 2049 | Electrolyser 2040 | Crossload | Hydrogen | PJ | Dispatch-Crossload | FuelCost | 0 | [6 empty] | 0.32065 | 0
LCP_Inputs_ON_Electric_IEA_2023_05_05 | 2049 | Electrolyser 2040 | Crossload | Hydrogen | PJ | Dispatch-Crossload | VOM | 0 | [6 empty] | 0.32065 | 0
LCP_Inputs_ON_Electric_IEA_2023_05_05 | 2049 | Electrolyser 2040 | Crossload | Hydrogen | QC | Dispatch-Crossload | EmissionsCost | 0 | [6 empty] | 0.32065 | 0
LCP_Inputs_ON_Electric_IEA_2023_05_05 | 2049 | Electrolyser 2040 | Crossload | Hydrogen | QC | Dispatch-Crossload | FuelCost | 0 | [6 empty] | 0.32065 | 0
LCP_Inputs_ON_Electric_IEA_2023_05_05 | 2049 | Electrolyser 2040 | Crossload | Hydrogen | QC | Dispatch-Crossload | VOM | 0 | [6 empty] | 0.32065 | 0
LCP_Inputs_ON_Electric_IEA_2023_05_05 | 2049 | Electrolyser 2040 | Crossload | Hydrogen | WC | Dispatch-Crossload | EmissionsCost | 0 | [6 empty] | 0.32065 | 0
LCP_Inputs_ON_Electric_IEA_2023_05_05 | 2049 | Electrolyser 2040 | Crossload | Hydrogen | WC | Dispatch-Crossload | FuelCost | 0 | [6 empty] | 0.32065 | 0
LCP_Inputs_ON_Electric_IEA_2023_05_05 | 2049 | Electrolyser 2040 | Crossload | Hydrogen | WC | Dispatch-Crossload | VOM | 0 | [6 empty] | 0.32065 | 0
LCP_Inputs_ON_Electric_IEA_2023_05_05 | 2049 | Electrolyser 2050 | Crossload | Hydrogen | MI | Dispatch-Crossload | EmissionsCost | 0 | [6 empty] | 0.32065 | 0
LCP_Inputs_ON_Electric_IEA_2023_05_05 | 2049 | Electrolyser 2050 | Crossload | Hydrogen | MI | Dispatch-Crossload | FuelCost | 0 | [6 empty] | 0.32065 | 0
LCP_Inputs_ON_Electric_IEA_2023_05_05 | 2049 | Electrolyser 2050 | Crossload | Hydrogen | MI | Dispatch-Crossload | VOM | 0 | [6 empty] | 0.32065 | 0
LCP_Inputs_ON_Electric_IEA_2023_05_05 | 2049 | Electrolyser 2050 | Crossload | Hydrogen | NY | Dispatch-Crossload | EmissionsCost | 0 | [6 empty] | 0.32065 | 0
LCP_Inputs_ON_Electric_IEA_2023_05_05 | 2049 | Electrolyser 2050 | Crossload | Hydrogen | NY | Dispatch-Crossload | FuelCost | 0 | [6 empty] | 0.32065 | 0
LCP_Inputs_ON_Electric_IEA_2023_05_05 | 2049 | Electrolyser 2050 | Crossload | Hydrogen | NY | Dispatch-Crossload | VOM | 0 | [6 empty] | 0.32065 | 0
LCP_Inputs_ON_Electric_IEA_2023_05_05 | 2049 | Electrolyser 2050 | Crossload | Hydrogen | ON | Dispatch-Crossload | EmissionsCost | 0 | [6 empty] | 0.32065 | 0
LCP_Inputs_ON_Electric_IEA_2023_05_05 | 2049 | Electrolyser 2050 | Crossload | Hydrogen | ON | Dispatch-Crossload | FuelCost | 0 | [6 empty] | 0.32065 | 0
LCP_Inputs_ON_Electric_IEA_2023_05_05 | 2049 | Electrolyser 2050 | Crossload | Hydrogen | ON | Dispatch-Crossload | VOM | 0 | [6 empty] | 0.32065 | 0
LCP_Inputs_ON_Electric_IEA_2023_05_05 | 2049 | Electrolyser 2050 | Crossload | Hydrogen | PJ | Dispatch-Crossload | EmissionsCost | 0 | [6 empty] | 0.32065 | 0
LCP_Inputs_ON_Electric_IEA_2023_05_05 | 2049 | Electrolyser 2050 | Crossload | Hydrogen | PJ | Dispatch-Crossload | FuelCost | 0 | [6 empty] | 0.32065 | 0
LCP_Inputs_ON_Electric_IEA_2023_05_05 | 2049 | Electrolyser 2050 | Crossload | Hydrogen | PJ | Dispatch-Crossload | VOM | 0 | [6 empty] | 0.32065 | 0
LCP_Inputs_ON_Electric_IEA_2023_05_05 | 2049 | Electrolyser 2050 | Crossload | Hydrogen | QC | Dispatch-Crossload | EmissionsCost | 0 | [6 empty] | 0.32065 | 0
LCP_Inputs_ON_Electric_IEA_2023_05_05 | 2049 | Electrolyser 2050 | Crossload | Hydrogen | QC | Dispatch-Crossload | FuelCost | 0 | [6 empty] | 0.32065 | 0
LCP_Inputs_ON_Electric_IEA_2023_05_05 | 2049 | Electrolyser 2050 | Crossload | Hydrogen | QC | Dispatch-Crossload | VOM | 0 | [6 empty] | 0.32065 | 0
LCP_Inputs_ON_Electric_IEA_2023_05_05 | 2049 | Electrolyser 2050 | Crossload | Hydrogen | WC | Dispatch-Crossload | EmissionsCost | 0 | [6 empty] | 0.32065 | 0
LCP_Inputs_ON_Electric_IEA_2023_05_05 | 2049 | Electrolyser 2050 | Crossload | Hydrogen | WC | Dispatch-Crossload | FuelCost | 0 | [6 empty] | 0.32065 | 0
LCP_Inputs_ON_Electric_IEA_2023_05_05 | 2049 | Electrolyser 2050 | Crossload | Hydrogen | WC | Dispatch-Crossload | VOM | 0 | [6 empty] | 0.32065 | 0
LCP_Inputs_ON_Electric_IEA_2023_05_05 | 2049 | Fossil Fuel Thermal (Coal, Peat, Oil) | Generation | Electricity | MI | Dispatch-Generation | EmissionsCost | 0 | [6 empty] | 0.32065 | 0
LCP_Inputs_ON_Electric_IEA_2023_05_05 | 2049 | Fossil Fuel Thermal (Coal, Peat, Oil) | Generation | Electricity | MI | Dispatch-Generation | FuelCost | 0 | [6 empty] | 0.32065 | 0
LCP_Inputs_ON_Electric_IEA_2023_05_05 | 2049 | Fossil Fuel Thermal (Coal, Peat, Oil) | Generation | Electricity | MI | Dispatch-Generation | VOM | 0 | [6 empty] | 0.32065 | 0
LCP_Inputs_ON_Electric_IEA_2023_05_05 | 2049 | Fossil Fuel Thermal (Coal, Peat, Oil) | Generation | Electricity | NY | Dispatch-Generation | EmissionsCost | 0 | [6 empty] | 0.32065 | 0
LCP_Inputs_ON_Electric_IEA_2023_05_05 | 2049 | Fossil Fuel Thermal (Coal, Peat, Oil) | Generation | Electricity | NY | Dispatch-Generation | FuelCost | 0 | [6 empty] | 0.32065 | 0
LCP_Inputs_ON_Electric_IEA_2023_05_05 | 2049 | Fossil Fuel Thermal (Coal, Peat, Oil) | Generation | Electricity | NY | Dispatch-Generation | VOM | 0 | [6 empty] | 0.32065 | 0
LCP_Inputs_ON_Electric_IEA_2023_05_05 | 2049 | Fossil Fuel Thermal (Coal, Peat, Oil) | Generation | Electricity | ON | Dispatch-Generation | EmissionsCost | 0 | [6 empty] | 0.32065 | 0
LCP_Inputs_ON_Electric_IEA_2023_05_05 | 2049 | Fossil Fuel Thermal (Coal, Peat, Oil) | Generation | Electricity | ON | Dispatch-Generation | FuelCost | 0 | [6 empty] | 0.32065 | 0
LCP_Inputs_ON_Electric_IEA_2023_05_05 | 2049 | Fossil Fuel Thermal (Coal, Peat, Oil) | Generation | Electricity | ON | Dispatch-Generation | VOM | 0 | [6 empty] | 0.32065 | 0
LCP_Inputs_ON_Electric_IEA_2023_05_05 | 2049 | Fossil Fuel Thermal (Coal, Peat, Oil) | Generation | Electricity | PJ | Dispatch-Generation | EmissionsCost | 0 | [6 empty] | 0.32065 | 0
LCP_Inputs_ON_Electric_IEA_2023_05_05 | 2049 | Fossil Fuel Thermal (Coal, Peat, Oil) | Generation | Electricity | PJ | Dispatch-Generation | FuelCost | 0 | [6 empty] | 0.32065 | 0
LCP_Inputs_ON_Electric_IEA_2023_05_05 | 2049 | Fossil Fuel Thermal (Coal, Peat, Oil) | Generation | Electricity | PJ | Dispatch-Generation | VOM | 0 | [6 empty] | 0.32065 | 0
LCP_Inputs_ON_Electric_IEA_2023_05_05 | 2049 | Fossil Fuel Thermal (Coal, Peat, Oil) | Generation | Electricity | QC | Dispatch-Generation | EmissionsCost | 0 | [6 empty] | 0.32065 | 0
LCP_Inputs_ON_Electric_IEA_2023_05_05 | 2049 | Fossil Fuel Thermal (Coal, Peat, Oil) | Generation | Electricity | QC | Dispatch-Generation | FuelCost | 0 | [6 empty] | 0.32065 | 0
LCP_Inputs_ON_Electric_IEA_2023_05_05 | 2049 | Fossil Fuel Thermal (Coal, Peat, Oil) | Generation | Electricity | QC | Dispatch-Generation | VOM | 0 | [6 empty] | 0.32065 | 0
LCP_Inputs_ON_Electric_IEA_2023_05_05 | 2049 | Fossil Fuel Thermal (Coal, Peat, Oil) | Generation | Electricity | WC | Dispatch-Generation | EmissionsCost | 0 | [6 empty] | 0.32065 | 0
LCP_Inputs_ON_Electric_IEA_2023_05_05 | 2049 | Fossil Fuel Thermal (Coal, Peat, Oil) | Generation | Electricity | WC | Dispatch-Generation | FuelCost | 0 | [6 empty] | 0.32065 | 0
LCP_Inputs_ON_Electric_IEA_2023_05_05 | 2049 | Fossil Fuel Thermal (Coal, Peat, Oil) | Generation | Electricity | WC | Dispatch-Generation | VOM | 0 | [6 empty] | 0.32065 | 0
LCP_Inputs_ON_Electric_IEA_2023_05_05 | 2049 | Generic - Generator | Generation | Electricity | MI | Dispatch-Generation | EmissionsCost | 0 | [6 empty] | 0.32065 | 0
LCP_Inputs_ON_Electric_IEA_2023_05_05 | 2049 | Generic - Generator | Generation | Electricity | MI | Dispatch-Generation | FuelCost | 792125451.2102 | [6 empty] | 0.32065 | 253996146.5444
LCP_Inputs_ON_Electric_IEA_2023_05_05 | 2049 | Generic - Generator | Generation | Electricity | MI | Dispatch-Generation | VOM | 25906392.0786 | [6 empty] | 0.32065 | 8306921.2696
LCP_Inputs_ON_Electric_IEA_2023_05_05 | 2049 | Generic - Generator | Generation | Electricity | NY | Dispatch-Generation | EmissionsCost | 0 | [6 empty] | 0.32065 | 0
LCP_Inputs_ON_Electric_IEA_2023_05_05 | 2049 | Generic - Generator | Generation | Electricity | NY | Dispatch-Generation | FuelCost | 89249380.7706 | [6 empty] | 0.32065 | 28617940.2045
LCP_Inputs_ON_Electric_IEA_2023_05_05 | 2049 | Generic - Generator | Generation | Electricity | NY | Dispatch-Generation | VOM | 2918893.0207 | [6 empty] | 0.32065 | 935947.1764
LCP_Inputs_ON_Electric_IEA_2023_05_05 | 2049 | Generic - Generator | Generation | Electricity | ON | Dispatch-Generation | EmissionsCost | 0 | [6 empty] | 0.32065 | 0
LCP_Inputs_ON_Electric_IEA_2023_05_05 | 2049 | Generic - Generator | Generation | Electricity | ON | Dispatch-Generation | FuelCost | 0 | [6 empty] | 0.32065 | 0
LCP_Inputs_ON_Electric_IEA_2023_05_05 | 2049 | Generic - Generator | Generation | Electricity | ON | Dispatch-Generation | VOM | 0 | [6 empty] | 0.32065 | 0
LCP_Inputs_ON_Electric_IEA_2023_05_05 | 2049 | Generic - Generator | Generation | Electricity | PJ | Dispatch-Generation | EmissionsCost | 0 | [6 empty] | 0.32065 | 0
LCP_Inputs_ON_Electric_IEA_2023_05_05 | 2049 | Generic - Generator | Generation | Electricity | PJ | Dispatch-Generation | FuelCost | 5376674723.802 | [6 empty] | 0.32065 | 1724038356.5278
LCP_Inputs_ON_Electric_IEA_2023_05_05 | 2049 | Generic - Generator | Generation | Electricity | PJ | Dispatch-Generation | VOM | 175843666.2543 | [6 empty] | 0.32065 | 56384520.3491
LCP_Inputs_ON_Electric_IEA_2023_05_05 | 2049 | Generic - Generator | Generation | Electricity | QC | Dispatch-Generation | EmissionsCost | 0 | [6 empty] | 0.32065 | 0
LCP_Inputs_ON_Electric_IEA_2023_05_05 | 2049 | Generic - Generator | Generation | Electricity | QC | Dispatch-Generation | FuelCost | 0 | [6 empty] | 0.32065 | 0
LCP_Inputs_ON_Electric_IEA_2023_05_05 | 2049 | Generic - Generator | Generation | Electricity | QC | Dispatch-Generation | VOM | 0 | [6 empty] | 0.32065 | 0
LCP_Inputs_ON_Electric_IEA_2023_05_05 | 2049 | Generic - Generator | Generation | Electricity | WC | Dispatch-Generation | EmissionsCost | 0 | [6 empty] | 0.32065 | 0
LCP_Inputs_ON_Electric_IEA_2023_05_05 | 2049 | Generic - Generator | Generation | Electricity | WC | Dispatch-Generation | FuelCost | 0 | [6 empty] | 0.32065 | 0
LCP_Inputs_ON_Electric_IEA_2023_05_05 | 2049 | Generic - Generator | Generation | Electricity | WC | Dispatch-Generation | VOM | 0 | [6 empty] | 0.32065 | 0
LCP_Inputs_ON_Electric_IEA_2023_05_05 | 2049 | H2 Import - QC | Import | Hydrogen | MI | Dispatch-Import | EmissionsCost | 0 | [6 empty] | 0.32065 | 0
LCP_Inputs_ON_Electric_IEA_2023_05_05 | 2049 | H2 Import - QC | Import | Hydrogen | MI | Dispatch-Import | FuelCost | 0 | [6 empty] | 0.32065 | 0
LCP_Inputs_ON_Electric_IEA_2023_05_05 | 2049 | H2 Import - QC | Import | Hydrogen | MI | Dispatch-Import | VOM | 0 | [6 empty] | 0.32065 | 0
LCP_Inputs_ON_Electric_IEA_2023_05_05 | 2049 | H2 Import - QC | Import | Hydrogen | NY | Dispatch-Import | EmissionsCost | 0 | [6 empty] | 0.32065 | 0
LCP_Inputs_ON_Electric_IEA_2023_05_05 | 2049 | H2 Import - QC | Import | Hydrogen | NY | Dispatch-Import | FuelCost | 0 | [6 empty] | 0.32065 | 0
LCP_Inputs_ON_Electric_IEA_2023_05_05 | 2049 | H2 Import - QC | Import | Hydrogen | NY | Dispatch-Import | VOM | 0 | [6 empty] | 0.32065 | 0
LCP_Inputs_ON_Electric_IEA_2023_05_05 | 2049 | H2 Import - QC | Import | Hydrogen | ON | Dispatch-Import | EmissionsCost | 0 | [6 empty] | 0.32065 | 0
LCP_Inputs_ON_Electric_IEA_2023_05_05 | 2049 | H2 Import - QC | Import | Hydrogen | ON | Dispatch-Import | FuelCost | 0 | [6 empty] | 0.32065 | 0
LCP_Inputs_ON_Electric_IEA_2023_05_05 | 2049 | H2 Import - QC | Import | Hydrogen | ON | Dispatch-Import | VOM | 0 | [6 empty] | 0.32065 | 0
LCP_Inputs_ON_Electric_IEA_2023_05_05 | 2049 | H2 Import - QC | Import | Hydrogen | PJ | Dispatch-Import | EmissionsCost | 0 | [6 empty] | 0.32065 | 0
LCP_Inputs_ON_Electric_IEA_2023_05_05 | 2049 | H2 Import - QC | Import | Hydrogen | PJ | Dispatch-Import | FuelCost | 0 | [6 empty] | 0.32065 | 0
LCP_Inputs_ON_Electric_IEA_2023_05_05 | 2049 | H2 Import - QC | Import | Hydrogen | PJ | Dispatch-Import | VOM | 0 | [6 empty] | 0.32065 | 0
LCP_Inputs_ON_Electric_IEA_2023_05_05 | 2049 | H2 Import - QC | Import | Hydrogen | QC | Dispatch-Import | EmissionsCost | 0 | [6 empty] | 0.32065 | 0
LCP_Inputs_ON_Electric_IEA_2023_05_05 | 2049 | H2 Import - QC | Import | Hydrogen | QC | Dispatch-Import | FuelCost | 0 | [6 empty] | 0.32065 | 0
LCP_Inputs_ON_Electric_IEA_2023_05_05 | 2049 | H2 Import - QC | Import | Hydrogen | QC | Dispatch-Import | VOM | 0 | [6 empty] | 0.32065 | 0
LCP_Inputs_ON_Electric_IEA_2023_05_05 | 2049 | H2 Import - QC | Import | Hydrogen | WC | Dispatch-Import | EmissionsCost | 0 | [6 empty] | 0.32065 | 0
LCP_Inputs_ON_Electric_IEA_2023_05_05 | 2049 | H2 Import - QC | Import | Hydrogen | WC | Dispatch-Import | FuelCost | 0 | [6 empty] | 0.32065 | 0
LCP_Inputs_ON_Electric_IEA_2023_05_05 | 2049 | H2 Import - QC | Import | Hydrogen | WC | Dispatch-Import | VOM | 0 | [6 empty] | 0.32065 | 0
LCP_Inputs_ON_Electric_IEA_2023_05_05 | 2049 | H2 Import - WC | Import | Hydrogen | MI | Dispatch-Import | EmissionsCost | 0 | [6 empty] | 0.32065 | 0
LCP_Inputs_ON_Electric_IEA_2023_05_05 | 2049 | H2 Import - WC | Import | Hydrogen | MI | Dispatch-Import | FuelCost | 0 | [6 empty] | 0.32065 | 0
LCP_Inputs_ON_Electric_IEA_2023_05_05 | 2049 | H2 Import - WC | Import | Hydrogen | MI | Dispatch-Import | VOM | 0 | [6 empty] | 0.32065 | 0
LCP_Inputs_ON_Electric_IEA_2023_05_05 | 2049 | H2 Import - WC | Import | Hydrogen | NY | Dispatch-Import | EmissionsCost | 0 | [6 empty] | 0.32065 | 0
LCP_Inputs_ON_Electric_IEA_2023_05_05 | 2049 | H2 Import - WC | Import | Hydrogen | NY | Dispatch-Import | FuelCost | 0 | [6 empty] | 0.32065 | 0
LCP_Inputs_ON_Electric_IEA_2023_05_05 | 2049 | H2 Import - WC | Import | Hydrogen | NY | Dispatch-Import | VOM | 0 | [6 empty] | 0.32065 | 0
LCP_Inputs_ON_Electric_IEA_2023_05_05 | 2049 | H2 Import - WC | Import | Hydrogen | ON | Dispatch-Import | EmissionsCost | 0 | [6 empty] | 0.32065 | 0
LCP_Inputs_ON_Electric_IEA_2023_05_05 | 2049 | H2 Import - WC | Import | Hydrogen | ON | Dispatch-Import | FuelCost | 0 | [6 empty] | 0.32065 | 0
LCP_Inputs_ON_Electric_IEA_2023_05_05 | 2049 | H2 Import - WC | Import | Hydrogen | ON | Dispatch-Import | VOM | 0 | [6 empty] | 0.32065 | 0
LCP_Inputs_ON_Electric_IEA_2023_05_05 | 2049 | H2 Import - WC | Import | Hydrogen | PJ | Dispatch-Import | EmissionsCost | 0 | [6 empty] | 0.32065 | 0
LCP_Inputs_ON_Electric_IEA_2023_05_05 | 2049 | H2 Import - WC | Import | Hydrogen | PJ | Dispatch-Import | FuelCost | 0 | [6 empty] | 0.32065 | 0
LCP_Inputs_ON_Electric_IEA_2023_05_05 | 2049 | H2 Import - WC | Import | Hydrogen | PJ | Dispatch-Import | VOM | 0 | [6 empty] | 0.32065 | 0
LCP_Inputs_ON_Electric_IEA_2023_05_05 | 2049 | H2 Import - WC | Import | Hydrogen | QC | Dispatch-Import | EmissionsCost | 0 | [6 empty] | 0.32065 | 0
LCP_Inputs_ON_Electric_IEA_2023_05_05 | 2049 | H2 Import - WC | Import | Hydrogen | QC | Dispatch-Import | FuelCost | 0 | [6 empty] | 0.32065 | 0
LCP_Inputs_ON_Electric_IEA_2023_05_05 | 2049 | H2 Import - WC | Import | Hydrogen | QC | Dispatch-Import | VOM | 0 | [6 empty] | 0.32065 | 0
LCP_Inputs_ON_Electric_IEA_2023_05_05 | 2049 | H2 Import - WC | Import | Hydrogen | WC | Dispatch-Import | EmissionsCost | 0 | [6 empty] | 0.32065 | 0
LCP_Inputs_ON_Electric_IEA_2023_05_05 | 2049 | H2 Import - WC | Import | Hydrogen | WC | Dispatch-Import | FuelCost | 37560895.7592 | [6 empty] | 0.32065 | 12043954.3623
LCP_Inputs_ON_Electric_IEA_2023_05_05 | 2049 | H2 Import - WC | Import | Hydrogen | WC | Dispatch-Import | VOM | 0 | [6 empty] | 0.32065 | 0
LCP_Inputs_ON_Electric_IEA_2023_05_05 | 2049 | H2 Salt Cavern Storage - ON | Storage | Hydrogen | MI | Dispatch-Storage | EmissionsCost | 0 | [6 empty] | 0.32065 | 0
LCP_Inputs_ON_Electric_IEA_2023_05_05 | 2049 | H2 Salt Cavern Storage - ON | Storage | Hydrogen | MI | Dispatch-Storage | FuelCost | 0 | [6 empty] | 0.32065 | 0
LCP_Inputs_ON_Electric_IEA_2023_05_05 | 2049 | H2 Salt Cavern Storage - ON | Storage | Hydrogen | MI | Dispatch-Storage | VOM | 0 | [6 empty] | 0.32065 | 0
LCP_Inputs_ON_Electric_IEA_2023_05_05 | 2049 | H2 Salt Cavern Storage - ON | Storage | Hydrogen | NY | Dispatch-Storage | EmissionsCost | 0 | [6 empty] | 0.32065 | 0
LCP_Inputs_ON_Electric_IEA_2023_05_05 | 2049 | H2 Salt Cavern Storage - ON | Storage | Hydrogen | NY | Dispatch-Storage | FuelCost | 0 | [6 empty] | 0.32065 | 0
LCP_Inputs_ON_Electric_IEA_2023_05_05 | 2049 | H2 Salt Cavern Storage - ON | Storage | Hydrogen | NY | Dispatch-Storage | VOM | 0 | [6 empty] | 0.32065 | 0
LCP_Inputs_ON_Electric_IEA_2023_05_05 | 2049 | H2 Salt Cavern Storage - ON | Storage | Hydrogen | ON | Dispatch-Storage | EmissionsCost | 0 | [6 empty] | 0.32065 | 0
LCP_Inputs_ON_Electric_IEA_2023_05_05 | 2049 | H2 Salt Cavern Storage - ON | Storage | Hydrogen | ON | Dispatch-Storage | FuelCost | 0 | [6 empty] | 0.32065 | 0
LCP_Inputs_ON_Electric_IEA_2023_05_05 | 2049 | H2 Salt Cavern Storage - ON | Storage | Hydrogen | ON | Dispatch-Storage | VOM | 32223438.3009 | [6 empty] | 0.32065 | 10332491.0774
LCP_Inputs_ON_Electric_IEA_2023_05_05 | 2049 | H2 Salt Cavern Storage - ON | Storage | Hydrogen | PJ | Dispatch-Storage | EmissionsCost | 0 | [6 empty] | 0.32065 | 0
LCP_Inputs_ON_Electric_IEA_2023_05_05 | 2049 | H2 Salt Cavern Storage - ON | Storage | Hydrogen | PJ | Dispatch-Storage | FuelCost | 0 | [6 empty] | 0.32065 | 0
LCP_Inputs_ON_Electric_IEA_2023_05_05 | 2049 | H2 Salt Cavern Storage - ON | Storage | Hydrogen | PJ | Dispatch-Storage | VOM | 0 | [6 empty] | 0.32065 | 0
LCP_Inputs_ON_Electric_IEA_2023_05_05 | 2049 | H2 Salt Cavern Storage - ON | Storage | Hydrogen | QC | Dispatch-Storage | EmissionsCost | 0 | [6 empty] | 0.32065 | 0
LCP_Inputs_ON_Electric_IEA_2023_05_05 | 2049 | H2 Salt Cavern Storage - ON | Storage | Hydrogen | QC | Dispatch-Storage | FuelCost | 0 | [6 empty] | 0.32065 | 0
LCP_Inputs_ON_Electric_IEA_2023_05_05 | 2049 | H2 Salt Cavern Storage - ON | Storage | Hydrogen | QC | Dispatch-Storage | VOM | 0 | [6 empty] | 0.32065 | 0
LCP_Inputs_ON_Electric_IEA_2023_05_05 | 2049 | H2 Salt Cavern Storage - ON | Storage | Hydrogen | WC | Dispatch-Storage | EmissionsCost | 0 | [6 empty] | 0.32065 | 0
LCP_Inputs_ON_Electric_IEA_2023_05_05 | 2049 | H2 Salt Cavern Storage - ON | Storage | Hydrogen | WC | Dispatch-Storage | FuelCost | 0 | [6 empty] | 0.32065 | 0
LCP_Inputs_ON_Electric_IEA_2023_05_05 | 2049 | H2 Salt Cavern Storage - ON | Storage | Hydrogen | WC | Dispatch-Storage | VOM | 0 | [6 empty] | 0.32065 | 0
LCP_Inputs_ON_Electric_IEA_2023_05_05 | 2049 | Hydro | Generation | Electricity | MI | Dispatch-Generation | EmissionsCost | 0 | [6 empty] | 0.32065 | 0
LCP_Inputs_ON_Electric_IEA_2023_05_05 | 2049 | Hydro | Generation | Electricity | MI | Dispatch-Generation | FuelCost | 0 | [6 empty] | 0.32065 | 0
LCP_Inputs_ON_Electric_IEA_2023_05_05 | 2049 | Hydro | Generation | Electricity | MI | Dispatch-Generation | VOM | 0 | [6 empty] | 0.32065 | 0
LCP_Inputs_ON_Electric_IEA_2023_05_05 | 2049 | Hydro | Generation | Electricity | NY | Dispatch-Generation | EmissionsCost | 0 | [6 empty] | 0.32065 | 0
LCP_Inputs_ON_Electric_IEA_2023_05_05 | 2049 | Hydro | Generation | Electricity | NY | Dispatch-Generation | FuelCost | 0 | [6 empty] | 0.32065 | 0
LCP_Inputs_ON_Electric_IEA_2023_05_05 | 2049 | Hydro | Generation | Electricity | NY | Dispatch-Generation | VOM | 0 | [6 empty] | 0.32065 | 0
LCP_Inputs_ON_Electric_IEA_2023_05_05 | 2049 | Hydro | Generation | Electricity | ON | Dispatch-Generation | EmissionsCost | 0 | [6 empty] | 0.32065 | 0
LCP_Inputs_ON_Electric_IEA_2023_05_05 | 2049 | Hydro | Generation | Electricity | ON | Dispatch-Generation | FuelCost | 0 | [6 empty] | 0.32065 | 0
LCP_Inputs_ON_Electric_IEA_2023_05_05 | 2049 | Hydro | Generation | Electricity | ON | Dispatch-Generation | VOM | 0 | [6 empty] | 0.32065 | 0
LCP_Inputs_ON_Electric_IEA_2023_05_05 | 2049 | Hydro | Generation | Electricity | PJ | Dispatch-Generation | EmissionsCost | 0 | [6 empty] | 0.32065 | 0
LCP_Inputs_ON_Electric_IEA_2023_05_05 | 2049 | Hydro | Generation | Electricity | PJ | Dispatch-Generation | FuelCost | 0 | [6 empty] | 0.32065 | 0
LCP_Inputs_ON_Electric_IEA_2023_05_05 | 2049 | Hydro | Generation | Electricity | PJ | Dispatch-Generation | VOM | 0 | [6 empty] | 0.32065 | 0
LCP_Inputs_ON_Electric_IEA_2023_05_05 | 2049 | Hydro | Generation | Electricity | QC | Dispatch-Generation | EmissionsCost | 0 | [6 empty] | 0.32065 | 0
LCP_Inputs_ON_Electric_IEA_2023_05_05 | 2049 | Hydro | Generation | Electricity | QC | Dispatch-Generation | FuelCost | 0 | [6 empty] | 0.32065 | 0
LCP_Inputs_ON_Electric_IEA_2023_05_05 | 2049 | Hydro | Generation | Electricity | QC | Dispatch-Generation | VOM | 0 | [6 empty] | 0.32065 | 0
LCP_Inputs_ON_Electric_IEA_2023_05_05 | 2049 | Hydro | Generation | Electricity | WC | Dispatch-Generation | EmissionsCost | 0 | [6 empty] | 0.32065 | 0
LCP_Inputs_ON_Electric_IEA_2023_05_05 | 2049 | Hydro | Generation | Electricity | WC | Dispatch-Generation | FuelCost | 0 | [6 empty] | 0.32065 | 0
LCP_Inputs_ON_Electric_IEA_2023_05_05 | 2049 | Hydro | Generation | Electricity | WC | Dispatch-Generation | VOM | 0 | [6 empty] | 0.32065 | 0
LCP_Inputs_ON_Electric_IEA_2023_05_05 | 2049 | Hydro Pumped Storage | Storage | Electricity | MI | Dispatch-Storage | EmissionsCost | 0 | [6 empty] | 0.32065 | 0
LCP_Inputs_ON_Electric_IEA_2023_05_05 | 2049 | Hydro Pumped Storage | Storage | Electricity | MI | Dispatch-Storage | FuelCost | 0 | [6 empty] | 0.32065 | 0
LCP_Inputs_ON_Electric_IEA_2023_05_05 | 2049 | Hydro Pumped Storage | Storage | Electricity | MI | Dispatch-Storage | VOM | 0 | [6 empty] | 0.32065 | 0
LCP_Inputs_ON_Electric_IEA_2023_05_05 | 2049 | Hydro Pumped Storage | Storage | Electricity | NY | Dispatch-Storage | EmissionsCost | 0 | [6 empty] | 0.32065 | 0
LCP_Inputs_ON_Electric_IEA_2023_05_05 | 2049 | Hydro Pumped Storage | Storage | Electricity | NY | Dispatch-Storage | FuelCost | 0 | [6 empty] | 0.32065 | 0
LCP_Inputs_ON_Electric_IEA_2023_05_05 | 2049 | Hydro Pumped Storage | Storage | Electricity | NY | Dispatch-Storage | VOM | 0 | [6 empty] | 0.32065 | 0
LCP_Inputs_ON_Electric_IEA_2023_05_05 | 2049 | Hydro Pumped Storage | Storage | Electricity | ON | Dispatch-Storage | EmissionsCost | 0 | [6 empty] | 0.32065 | 0
LCP_Inputs_ON_Electric_IEA_2023_05_05 | 2049 | Hydro Pumped Storage | Storage | Electricity | ON | Dispatch-Storage | FuelCost | 0 | [6 empty] | 0.32065 | 0
LCP_Inputs_ON_Electric_IEA_2023_05_05 | 2049 | Hydro Pumped Storage | Storage | Electricity | ON | Dispatch-Storage | VOM | 0 | [6 empty] | 0.32065 | 0
LCP_Inputs_ON_Electric_IEA_2023_05_05 | 2049 | Hydro Pumped Storage | Storage | Electricity | PJ | Dispatch-Storage | EmissionsCost | 0 | [6 empty] | 0.32065 | 0
LCP_Inputs_ON_Electric_IEA_2023_05_05 | 2049 | Hydro Pumped Storage | Storage | Electricity | PJ | Dispatch-Storage | FuelCost | 0 | [6 empty] | 0.32065 | 0
LCP_Inputs_ON_Electric_IEA_2023_05_05 | 2049 | Hydro Pumped Storage | Storage | Electricity | PJ | Dispatch-Storage | VOM | 0 | [6 empty] | 0.32065 | 0
LCP_Inputs_ON_Electric_IEA_2023_05_05 | 2049 | Hydro Pumped Storage | Storage | Electricity | QC | Dispatch-Storage | EmissionsCost | 0 | [6 empty] | 0.32065 | 0
LCP_Inputs_ON_Electric_IEA_2023_05_05 | 2049 | Hydro Pumped Storage | Storage | Electricity | QC | Dispatch-Storage | FuelCost | 0 | [6 empty] | 0.32065 | 0
LCP_Inputs_ON_Electric_IEA_2023_05_05 | 2049 | Hydro Pumped Storage | Storage | Electricity | QC | Dispatch-Storage | VOM | 0 | [6 empty] | 0.32065 | 0
LCP_Inputs_ON_Electric_IEA_2023_05_05 | 2049 | Hydro Pumped Storage | Storage | Electricity | WC | Dispatch-Storage | EmissionsCost | 0 | [6 empty] | 0.32065 | 0
LCP_Inputs_ON_Electric_IEA_2023_05_05 | 2049 | Hydro Pumped Storage | Storage | Electricity | WC | Dispatch-Storage | FuelCost | 0 | [6 empty] | 0.32065 | 0
LCP_Inputs_ON_Electric_IEA_2023_05_05 | 2049 | Hydro Pumped Storage | Storage | Electricity | WC | Dispatch-Storage | VOM | 0 | [6 empty] | 0.32065 | 0
LCP_Inputs_ON_Electric_IEA_2023_05_05 | 2049 | Nuclear | Generation | Electricity | MI | Dispatch-Generation | EmissionsCost | 0 | [6 empty] | 0.32065 | 0
LCP_Inputs_ON_Electric_IEA_2023_05_05 | 2049 | Nuclear | Generation | Electricity | MI | Dispatch-Generation | FuelCost | 0 | [6 empty] | 0.32065 | 0
LCP_Inputs_ON_Electric_IEA_2023_05_05 | 2049 | Nuclear | Generation | Electricity | MI | Dispatch-Generation | VOM | 2762866296.96 | [6 empty] | 0.32065 | 885916986.7261
LCP_Inputs_ON_Electric_IEA_2023_05_05 | 2049 | Nuclear | Generation | Electricity | NY | Dispatch-Generation | EmissionsCost | 0 | [6 empty] | 0.32065 | 0
LCP_Inputs_ON_Electric_IEA_2023_05_05 | 2049 | Nuclear | Generation | Electricity | NY | Dispatch-Generation | FuelCost | 0 | [6 empty] | 0.32065 | 0
LCP_Inputs_ON_Electric_IEA_2023_05_05 | 2049 | Nuclear | Generation | Electricity | NY | Dispatch-Generation | VOM | 2246155230.144 | [6 empty] | 0.32065 | 720232852.1643
LCP_Inputs_ON_Electric_IEA_2023_05_05 | 2049 | Nuclear | Generation | Electricity | ON | Dispatch-Generation | EmissionsCost | 0 | [6 empty] | 0.32065 | 0
LCP_Inputs_ON_Electric_IEA_2023_05_05 | 2049 | Nuclear | Generation | Electricity | ON | Dispatch-Generation | FuelCost | 0 | [6 empty] | 0.32065 | 0
LCP_Inputs_ON_Electric_IEA_2023_05_05 | 2049 | Nuclear | Generation | Electricity | ON | Dispatch-Generation | VOM | 7823178339.984 | [6 empty] | 0.32065 | 2508513202.1065
LCP_Inputs_ON_Electric_IEA_2023_05_05 | 2049 | Nuclear | Generation | Electricity | PJ | Dispatch-Generation | EmissionsCost | 0 | [6 empty] | 0.32065 | 0
LCP_Inputs_ON_Electric_IEA_2023_05_05 | 2049 | Nuclear | Generation | Electricity | PJ | Dispatch-Generation | FuelCost | 0 | [6 empty] | 0.32065 | 0
LCP_Inputs_ON_Electric_IEA_2023_05_05 | 2049 | Nuclear | Generation | Electricity | PJ | Dispatch-Generation | VOM | 6401347648.6848 | [6 empty] | 0.32065 | 2052601179.4884
LCP_Inputs_ON_Electric_IEA_2023_05_05 | 2049 | Nuclear | Generation | Electricity | QC | Dispatch-Generation | EmissionsCost | 0 | [6 empty] | 0.32065 | 0
LCP_Inputs_ON_Electric_IEA_2023_05_05 | 2049 | Nuclear | Generation | Electricity | QC | Dispatch-Generation | FuelCost | 0 | [6 empty] | 0.32065 | 0
LCP_Inputs_ON_Electric_IEA_2023_05_05 | 2049 | Nuclear | Generation | Electricity | QC | Dispatch-Generation | VOM | 0 | [6 empty] | 0.32065 | 0
LCP_Inputs_ON_Electric_IEA_2023_05_05 | 2049 | Nuclear | Generation | Electricity | WC | Dispatch-Generation | EmissionsCost | 0 | [6 empty] | 0.32065 | 0
LCP_Inputs_ON_Electric_IEA_2023_05_05 | 2049 | Nuclear | Generation | Electricity | WC | Dispatch-Generation | FuelCost | 0 | [6 empty] | 0.32065 | 0
LCP_Inputs_ON_Electric_IEA_2023_05_05 | 2049 | Nuclear | Generation | Electricity | WC | Dispatch-Generation | VOM | 0 | [6 empty] | 0.32065 | 0
LCP_Inputs_ON_Electric_IEA_2023_05_05 | 2049 | Nuclear SMR | Generation | Electricity | MI | Dispatch-Generation | EmissionsCost | 0 | [6 empty] | 0.32065 | 0
LCP_Inputs_ON_Electric_IEA_2023_05_05 | 2049 | Nuclear SMR | Generation | Electricity | MI | Dispatch-Generation | FuelCost | 0 | [6 empty] | 0.32065 | 0
LCP_Inputs_ON_Electric_IEA_2023_05_05 | 2049 | Nuclear SMR | Generation | Electricity | MI | Dispatch-Generation | VOM | 0 | [6 empty] | 0.32065 | 0
LCP_Inputs_ON_Electric_IEA_2023_05_05 | 2049 | Nuclear SMR | Generation | Electricity | NY | Dispatch-Generation | EmissionsCost | 0 | [6 empty] | 0.32065 | 0
LCP_Inputs_ON_Electric_IEA_2023_05_05 | 2049 | Nuclear SMR | Generation | Electricity | NY | Dispatch-Generation | FuelCost | 0 | [6 empty] | 0.32065 | 0
LCP_Inputs_ON_Electric_IEA_2023_05_05 | 2049 | Nuclear SMR | Generation | Electricity | NY | Dispatch-Generation | VOM | 0 | [6 empty] | 0.32065 | 0
LCP_Inputs_ON_Electric_IEA_2023_05_05 | 2049 | Nuclear SMR | Generation | Electricity | ON | Dispatch-Generation | EmissionsCost | 0 | [6 empty] | 0.32065 | 0
LCP_Inputs_ON_Electric_IEA_2023_05_05 | 2049 | Nuclear SMR | Generation | Electricity | ON | Dispatch-Generation | FuelCost | 0 | [6 empty] | 0.32065 | 0
LCP_Inputs_ON_Electric_IEA_2023_05_05 | 2049 | Nuclear SMR | Generation | Electricity | ON | Dispatch-Generation | VOM | 209436044.4 | [6 empty] | 0.32065 | 67155963.9244
LCP_Inputs_ON_Electric_IEA_2023_05_05 | 2049 | Nuclear SMR | Generation | Electricity | PJ | Dispatch-Generation | EmissionsCost | 0 | [6 empty] | 0.32065 | 0
LCP_Inputs_ON_Electric_IEA_2023_05_05 | 2049 | Nuclear SMR | Generation | Electricity | PJ | Dispatch-Generation | FuelCost | 0 | [6 empty] | 0.32065 | 0
LCP_Inputs_ON_Electric_IEA_2023_05_05 | 2049 | Nuclear SMR | Generation | Electricity | PJ | Dispatch-Generation | VOM | 0 | [6 empty] | 0.32065 | 0
LCP_Inputs_ON_Electric_IEA_2023_05_05 | 2049 | Nuclear SMR | Generation | Electricity | QC | Dispatch-Generation | EmissionsCost | 0 | [6 empty] | 0.32065 | 0
LCP_Inputs_ON_Electric_IEA_2023_05_05 | 2049 | Nuclear SMR | Generation | Electricity | QC | Dispatch-Generation | FuelCost | 0 | [6 empty] | 0.32065 | 0
LCP_Inputs_ON_Electric_IEA_2023_05_05 | 2049 | Nuclear SMR | Generation | Electricity | QC | Dispatch-Generation | VOM | 0 | [6 empty] | 0.32065 | 0
LCP_Inputs_ON_Electric_IEA_2023_05_05 | 2049 | Nuclear SMR | Generation | Electricity | WC | Dispatch-Generation | EmissionsCost | 0 | [6 empty] | 0.32065 | 0
LCP_Inputs_ON_Electric_IEA_2023_05_05 | 2049 | Nuclear SMR | Generation | Electricity | WC | Dispatch-Generation | FuelCost | 0 | [6 empty] | 0.32065 | 0
LCP_Inputs_ON_Electric_IEA_2023_05_05 | 2049 | Nuclear SMR | Generation | Electricity | WC | Dispatch-Generation | VOM | 0 | [6 empty] | 0.32065 | 0
LCP_Inputs_ON_Electric_IEA_2023_05_05 | 2049 | O/CCGT - CH4 Existing | Crossload | Electricity | MI | Dispatch-Crossload | EmissionsCost | 0 | [6 empty] | 0.32065 | 0
LCP_Inputs_ON_Electric_IEA_2023_05_05 | 2049 | O/CCGT - CH4 Existing | Crossload | Electricity | MI | Dispatch-Crossload | FuelCost | 0 | [6 empty] | 0.32065 | 0
LCP_Inputs_ON_Electric_IEA_2023_05_05 | 2049 | O/CCGT - CH4 Existing | Crossload | Electricity | MI | Dispatch-Crossload | VOM | 0 | [6 empty] | 0.32065 | 0
LCP_Inputs_ON_Electric_IEA_2023_05_05 | 2049 | O/CCGT - CH4 Existing | Crossload | Electricity | NY | Dispatch-Crossload | EmissionsCost | 0 | [6 empty] | 0.32065 | 0
LCP_Inputs_ON_Electric_IEA_2023_05_05 | 2049 | O/CCGT - CH4 Existing | Crossload | Electricity | NY | Dispatch-Crossload | FuelCost | 0 | [6 empty] | 0.32065 | 0
LCP_Inputs_ON_Electric_IEA_2023_05_05 | 2049 | O/CCGT - CH4 Existing | Crossload | Electricity | NY | Dispatch-Crossload | VOM | 0 | [6 empty] | 0.32065 | 0
LCP_Inputs_ON_Electric_IEA_2023_05_05 | 2049 | O/CCGT - CH4 Existing | Crossload | Electricity | ON | Dispatch-Crossload | EmissionsCost | 4198076.0639 | [6 empty] | 0.32065 | 1346119.0289
LCP_Inputs_ON_Electric_IEA_2023_05_05 | 2049 | O/CCGT - CH4 Existing | Crossload | Electricity | ON | Dispatch-Crossload | FuelCost | 0 | [6 empty] | 0.32065 | 0
LCP_Inputs_ON_Electric_IEA_2023_05_05 | 2049 | O/CCGT - CH4 Existing | Crossload | Electricity | ON | Dispatch-Crossload | VOM | 149352.3754 | [6 empty] | 0.32065 | 47890.0505
LCP_Inputs_ON_Electric_IEA_2023_05_05 | 2049 | O/CCGT - CH4 Existing | Crossload | Electricity | PJ | Dispatch-Crossload | EmissionsCost | 0 | [6 empty] | 0.32065 | 0
LCP_Inputs_ON_Electric_IEA_2023_05_05 | 2049 | O/CCGT - CH4 Existing | Crossload | Electricity | PJ | Dispatch-Crossload | FuelCost | 0 | [6 empty] | 0.32065 | 0
LCP_Inputs_ON_Electric_IEA_2023_05_05 | 2049 | O/CCGT - CH4 Existing | Crossload | Electricity | PJ | Dispatch-Crossload | VOM | 0 | [6 empty] | 0.32065 | 0
LCP_Inputs_ON_Electric_IEA_2023_05_05 | 2049 | O/CCGT - CH4 Existing | Crossload | Electricity | QC | Dispatch-Crossload | EmissionsCost | 0 | [6 empty] | 0.32065 | 0
LCP_Inputs_ON_Electric_IEA_2023_05_05 | 2049 | O/CCGT - CH4 Existing | Crossload | Electricity | QC | Dispatch-Crossload | FuelCost | 0 | [6 empty] | 0.32065 | 0
LCP_Inputs_ON_Electric_IEA_2023_05_05 | 2049 | O/CCGT - CH4 Existing | Crossload | Electricity | QC | Dispatch-Crossload | VOM | 0 | [6 empty] | 0.32065 | 0
LCP_Inputs_ON_Electric_IEA_2023_05_05 | 2049 | O/CCGT - CH4 Existing | Crossload | Electricity | WC | Dispatch-Crossload | EmissionsCost | 0 | [6 empty] | 0.32065 | 0
LCP_Inputs_ON_Electric_IEA_2023_05_05 | 2049 | O/CCGT - CH4 Existing | Crossload | Electricity | WC | Dispatch-Crossload | FuelCost | 0 | [6 empty] | 0.32065 | 0
LCP_Inputs_ON_Electric_IEA_2023_05_05 | 2049 | O/CCGT - CH4 Existing | Crossload | Electricity | WC | Dispatch-Crossload | VOM | 0 | [6 empty] | 0.32065 | 0
LCP_Inputs_ON_Electric_IEA_2023_05_05 | 2049 | O/CCGT - CH4 New | Crossload | Electricity | MI | Dispatch-Crossload | EmissionsCost | 0 | [6 empty] | 0.32065 | 0
LCP_Inputs_ON_Electric_IEA_2023_05_05 | 2049 | O/CCGT - CH4 New | Crossload | Electricity | MI | Dispatch-Crossload | FuelCost | 0 | [6 empty] | 0.32065 | 0
LCP_Inputs_ON_Electric_IEA_2023_05_05 | 2049 | O/CCGT - CH4 New | Crossload | Electricity | MI | Dispatch-Crossload | VOM | 0 | [6 empty] | 0.32065 | 0
LCP_Inputs_ON_Electric_IEA_2023_05_05 | 2049 | O/CCGT - CH4 New | Crossload | Electricity | NY | Dispatch-Crossload | EmissionsCost | 0 | [6 empty] | 0.32065 | 0
LCP_Inputs_ON_Electric_IEA_2023_05_05 | 2049 | O/CCGT - CH4 New | Crossload | Electricity | NY | Dispatch-Crossload | FuelCost | 0 | [6 empty] | 0.32065 | 0
LCP_Inputs_ON_Electric_IEA_2023_05_05 | 2049 | O/CCGT - CH4 New | Crossload | Electricity | NY | Dispatch-Crossload | VOM | 0 | [6 empty] | 0.32065 | 0
LCP_Inputs_ON_Electric_IEA_2023_05_05 | 2049 | O/CCGT - CH4 New | Crossload | Electricity | ON | Dispatch-Crossload | EmissionsCost | 1528123.8442 | [6 empty] | 0.32065 | 489995.0725
LCP_Inputs_ON_Electric_IEA_2023_05_05 | 2049 | O/CCGT - CH4 New | Crossload | Electricity | ON | Dispatch-Crossload | FuelCost | 0 | [6 empty] | 0.32065 | 0
LCP_Inputs_ON_Electric_IEA_2023_05_05 | 2049 | O/CCGT - CH4 New | Crossload | Electricity | ON | Dispatch-Crossload | VOM | 54365.1241 | [6 empty] | 0.32065 | 17432.2539
LCP_Inputs_ON_Electric_IEA_2023_05_05 | 2049 | O/CCGT - CH4 New | Crossload | Electricity | PJ | Dispatch-Crossload | EmissionsCost | 0 | [6 empty] | 0.32065 | 0
LCP_Inputs_ON_Electric_IEA_2023_05_05 | 2049 | O/CCGT - CH4 New | Crossload | Electricity | PJ | Dispatch-Crossload | FuelCost | 0 | [6 empty] | 0.32065 | 0
LCP_Inputs_ON_Electric_IEA_2023_05_05 | 2049 | O/CCGT - CH4 New | Crossload | Electricity | PJ | Dispatch-Crossload | VOM | 0 | [6 empty] | 0.32065 | 0
LCP_Inputs_ON_Electric_IEA_2023_05_05 | 2049 | O/CCGT - CH4 New | Crossload | Electricity | QC | Dispatch-Crossload | EmissionsCost | 0 | [6 empty] | 0.32065 | 0
LCP_Inputs_ON_Electric_IEA_2023_05_05 | 2049 | O/CCGT - CH4 New | Crossload | Electricity | QC | Dispatch-Crossload | FuelCost | 0 | [6 empty] | 0.32065 | 0
LCP_Inputs_ON_Electric_IEA_2023_05_05 | 2049 | O/CCGT - CH4 New | Crossload | Electricity | QC | Dispatch-Crossload | VOM | 0 | [6 empty] | 0.32065 | 0
LCP_Inputs_ON_Electric_IEA_2023_05_05 | 2049 | O/CCGT - CH4 New | Crossload | Electricity | WC | Dispatch-Crossload | EmissionsCost | 0 | [6 empty] | 0.32065 | 0
LCP_Inputs_ON_Electric_IEA_2023_05_05 | 2049 | O/CCGT - CH4 New | Crossload | Electricity | WC | Dispatch-Crossload | FuelCost | 0 | [6 empty] | 0.32065 | 0
LCP_Inputs_ON_Electric_IEA_2023_05_05 | 2049 | O/CCGT - CH4 New | Crossload | Electricity | WC | Dispatch-Crossload | VOM | 0 | [6 empty] | 0.32065 | 0
LCP_Inputs_ON_Electric_IEA_2023_05_05 | 2049 | O/CCGT - H2 New | Crossload | Electricity | MI | Dispatch-Crossload | EmissionsCost | 0 | [6 empty] | 0.32065 | 0
LCP_Inputs_ON_Electric_IEA_2023_05_05 | 2049 | O/CCGT - H2 New | Crossload | Electricity | MI | Dispatch-Crossload | FuelCost | 0 | [6 empty] | 0.32065 | 0
LCP_Inputs_ON_Electric_IEA_2023_05_05 | 2049 | O/CCGT - H2 New | Crossload | Electricity | MI | Dispatch-Crossload | VOM | 0 | [6 empty] | 0.32065 | 0
LCP_Inputs_ON_Electric_IEA_2023_05_05 | 2049 | O/CCGT - H2 New | Crossload | Electricity | NY | Dispatch-Crossload | EmissionsCost | 0 | [6 empty] | 0.32065 | 0
LCP_Inputs_ON_Electric_IEA_2023_05_05 | 2049 | O/CCGT - H2 New | Crossload | Electricity | NY | Dispatch-Crossload | FuelCost | 0 | [6 empty] | 0.32065 | 0
LCP_Inputs_ON_Electric_IEA_2023_05_05 | 2049 | O/CCGT - H2 New | Crossload | Electricity | NY | Dispatch-Crossload | VOM | 0 | [6 empty] | 0.32065 | 0
LCP_Inputs_ON_Electric_IEA_2023_05_05 | 2049 | O/CCGT - H2 New | Crossload | Electricity | ON | Dispatch-Crossload | EmissionsCost | 0 | [6 empty] | 0.32065 | 0
LCP_Inputs_ON_Electric_IEA_2023_05_05 | 2049 | O/CCGT - H2 New | Crossload | Electricity | ON | Dispatch-Crossload | FuelCost | 0 | [6 empty] | 0.32065 | 0
LCP_Inputs_ON_Electric_IEA_2023_05_05 | 2049 | O/CCGT - H2 New | Crossload | Electricity | ON | Dispatch-Crossload | VOM | 1168775.9431 | [6 empty] | 0.32065 | 374769.6596
LCP_Inputs_ON_Electric_IEA_2023_05_05 | 2049 | O/CCGT - H2 New | Crossload | Electricity | PJ | Dispatch-Crossload | EmissionsCost | 0 | [6 empty] | 0.32065 | 0
LCP_Inputs_ON_Electric_IEA_2023_05_05 | 2049 | O/CCGT - H2 New | Crossload | Electricity | PJ | Dispatch-Crossload | FuelCost | 0 | [6 empty] | 0.32065 | 0
LCP_Inputs_ON_Electric_IEA_2023_05_05 | 2049 | O/CCGT - H2 New | Crossload | Electricity | PJ | Dispatch-Crossload | VOM | 0 | [6 empty] | 0.32065 | 0
LCP_Inputs_ON_Electric_IEA_2023_05_05 | 2049 | O/CCGT - H2 New | Crossload | Electricity | QC | Dispatch-Crossload | EmissionsCost | 0 | [6 empty] | 0.32065 | 0
LCP_Inputs_ON_Electric_IEA_2023_05_05 | 2049 | O/CCGT - H2 New | Crossload | Electricity | QC | Dispatch-Crossload | FuelCost | 0 | [6 empty] | 0.32065 | 0
LCP_Inputs_ON_Electric_IEA_2023_05_05 | 2049 | O/CCGT - H2 New | Crossload | Electricity | QC | Dispatch-Crossload | VOM | 0 | [6 empty] | 0.32065 | 0
LCP_Inputs_ON_Electric_IEA_2023_05_05 | 2049 | O/CCGT - H2 New | Crossload | Electricity | WC | Dispatch-Crossload | EmissionsCost | 0 | [6 empty] | 0.32065 | 0
LCP_Inputs_ON_Electric_IEA_2023_05_05 | 2049 | O/CCGT - H2 New | Crossload | Electricity | WC | Dispatch-Crossload | FuelCost | 0 | [6 empty] | 0.32065 | 0
LCP_Inputs_ON_Electric_IEA_2023_05_05 | 2049 | O/CCGT - H2 New | Crossload | Electricity | WC | Dispatch-Crossload | VOM | 0 | [6 empty] | 0.32065 | 0
LCP_Inputs_ON_Electric_IEA_2023_05_05 | 2049 | SMR CCS | Generation | Hydrogen | MI | Dispatch-Generation | EmissionsCost | 0 | [6 empty] | 0.32065 | 0
LCP_Inputs_ON_Electric_IEA_2023_05_05 | 2049 | SMR CCS | Generation | Hydrogen | MI | Dispatch-Generation | FuelCost | 0 | [6 empty] | 0.32065 | 0
LCP_Inputs_ON_Electric_IEA_2023_05_05 | 2049 | SMR CCS | Generation | Hydrogen | MI | Dispatch-Generation | VOM | 0 | [6 empty] | 0.32065 | 0
LCP_Inputs_ON_Electric_IEA_2023_05_05 | 2049 | SMR CCS | Generation | Hydrogen | NY | Dispatch-Generation | EmissionsCost | 0 | [6 empty] | 0.32065 | 0
LCP_Inputs_ON_Electric_IEA_2023_05_05 | 2049 | SMR CCS | Generation | Hydrogen | NY | Dispatch-Generation | FuelCost | 0 | [6 empty] | 0.32065 | 0
LCP_Inputs_ON_Electric_IEA_2023_05_05 | 2049 | SMR CCS | Generation | Hydrogen | NY | Dispatch-Generation | VOM | 0 | [6 empty] | 0.32065 | 0
LCP_Inputs_ON_Electric_IEA_2023_05_05 | 2049 | SMR CCS | Generation | Hydrogen | ON | Dispatch-Generation | EmissionsCost | 326789057.1551 | [6 empty] | 0.32065 | 104785373.4828
LCP_Inputs_ON_Electric_IEA_2023_05_05 | 2049 | SMR CCS | Generation | Hydrogen | ON | Dispatch-Generation | FuelCost | 350456955.1775 | [6 empty] | 0.32065 | 112374518.4665
LCP_Inputs_ON_Electric_IEA_2023_05_05 | 2049 | SMR CCS | Generation | Hydrogen | ON | Dispatch-Generation | VOM | 0 | [6 empty] | 0.32065 | 0
LCP_Inputs_ON_Electric_IEA_2023_05_05 | 2049 | SMR CCS | Generation | Hydrogen | PJ | Dispatch-Generation | EmissionsCost | 0 | [6 empty] | 0.32065 | 0
LCP_Inputs_ON_Electric_IEA_2023_05_05 | 2049 | SMR CCS | Generation | Hydrogen | PJ | Dispatch-Generation | FuelCost | 0 | [6 empty] | 0.32065 | 0
LCP_Inputs_ON_Electric_IEA_2023_05_05 | 2049 | SMR CCS | Generation | Hydrogen | PJ | Dispatch-Generation | VOM | 0 | [6 empty] | 0.32065 | 0
LCP_Inputs_ON_Electric_IEA_2023_05_05 | 2049 | SMR CCS | Generation | Hydrogen | QC | Dispatch-Generation | EmissionsCost | 0 | [6 empty] | 0.32065 | 0
LCP_Inputs_ON_Electric_IEA_2023_05_05 | 2049 | SMR CCS | Generation | Hydrogen | QC | Dispatch-Generation | FuelCost | 0 | [6 empty] | 0.32065 | 0
LCP_Inputs_ON_Electric_IEA_2023_05_05 | 2049 | SMR CCS | Generation | Hydrogen | QC | Dispatch-Generation | VOM | 0 | [6 empty] | 0.32065 | 0
LCP_Inputs_ON_Electric_IEA_2023_05_05 | 2049 | SMR CCS | Generation | Hydrogen | WC | Dispatch-Generation | EmissionsCost | 0 | [6 empty] | 0.32065 | 0
LCP_Inputs_ON_Electric_IEA_2023_05_05 | 2049 | SMR CCS | Generation | Hydrogen | WC | Dispatch-Generation | FuelCost | 0 | [6 empty] | 0.32065 | 0
LCP_Inputs_ON_Electric_IEA_2023_05_05 | 2049 | SMR CCS | Generation | Hydrogen | WC | Dispatch-Generation | VOM | 0 | [6 empty] | 0.32065 | 0
LCP_Inputs_ON_Electric_IEA_2023_05_05 | 2049 | Solar PV | Generation | Electricity | MI | Dispatch-Generation | EmissionsCost | 0 | [6 empty] | 0.32065 | 0
LCP_Inputs_ON_Electric_IEA_2023_05_05 | 2049 | Solar PV | Generation | Electricity | MI | Dispatch-Generation | FuelCost | 0 | [6 empty] | 0.32065 | 0
LCP_Inputs_ON_Electric_IEA_2023_05_05 | 2049 | Solar PV | Generation | Electricity | MI | Dispatch-Generation | VOM | 0 | [6 empty] | 0.32065 | 0
LCP_Inputs_ON_Electric_IEA_2023_05_05 | 2049 | Solar PV | Generation | Electricity | NY | Dispatch-Generation | EmissionsCost | 0 | [6 empty] | 0.32065 | 0
LCP_Inputs_ON_Electric_IEA_2023_05_05 | 2049 | Solar PV | Generation | Electricity | NY | Dispatch-Generation | FuelCost | 0 | [6 empty] | 0.32065 | 0
LCP_Inputs_ON_Electric_IEA_2023_05_05 | 2049 | Solar PV | Generation | Electricity | NY | Dispatch-Generation | VOM | 0 | [6 empty] | 0.32065 | 0
LCP_Inputs_ON_Electric_IEA_2023_05_05 | 2049 | Solar PV | Generation | Electricity | ON | Dispatch-Generation | EmissionsCost | 0 | [6 empty] | 0.32065 | 0
LCP_Inputs_ON_Electric_IEA_2023_05_05 | 2049 | Solar PV | Generation | Electricity | ON | Dispatch-Generation | FuelCost | 0 | [6 empty] | 0.32065 | 0
LCP_Inputs_ON_Electric_IEA_2023_05_05 | 2049 | Solar PV | Generation | Electricity | ON | Dispatch-Generation | VOM | 0 | [6 empty] | 0.32065 | 0
LCP_Inputs_ON_Electric_IEA_2023_05_05 | 2049 | Solar PV | Generation | Electricity | PJ | Dispatch-Generation | EmissionsCost | 0 | [6 empty] | 0.32065 | 0
LCP_Inputs_ON_Electric_IEA_2023_05_05 | 2049 | Solar PV | Generation | Electricity | PJ | Dispatch-Generation | FuelCost | 0 | [6 empty] | 0.32065 | 0
LCP_Inputs_ON_Electric_IEA_2023_05_05 | 2049 | Solar PV | Generation | Electricity | PJ | Dispatch-Generation | VOM | 0 | [6 empty] | 0.32065 | 0
LCP_Inputs_ON_Electric_IEA_2023_05_05 | 2049 | Solar PV | Generation | Electricity | QC | Dispatch-Generation | EmissionsCost | 0 | [6 empty] | 0.32065 | 0
LCP_Inputs_ON_Electric_IEA_2023_05_05 | 2049 | Solar PV | Generation | Electricity | QC | Dispatch-Generation | FuelCost | 0 | [6 empty] | 0.32065 | 0
LCP_Inputs_ON_Electric_IEA_2023_05_05 | 2049 | Solar PV | Generation | Electricity | QC | Dispatch-Generation | VOM | 0 | [6 empty] | 0.32065 | 0
LCP_Inputs_ON_Electric_IEA_2023_05_05 | 2049 | Solar PV | Generation | Electricity | WC | Dispatch-Generation | EmissionsCost | 0 | [6 empty] | 0.32065 | 0
LCP_Inputs_ON_Electric_IEA_2023_05_05 | 2049 | Solar PV | Generation | Electricity | WC | Dispatch-Generation | FuelCost | 0 | [6 empty] | 0.32065 | 0
LCP_Inputs_ON_Electric_IEA_2023_05_05 | 2049 | Solar PV | Generation | Electricity | WC | Dispatch-Generation | VOM | 0 | [6 empty] | 0.32065 | 0
LCP_Inputs_ON_Electric_IEA_2023_05_05 | 2049 | Wind Offshore | Generation | Electricity | MI | Dispatch-Generation | EmissionsCost | 0 | [6 empty] | 0.32065 | 0
LCP_Inputs_ON_Electric_IEA_2023_05_05 | 2049 | Wind Offshore | Generation | Electricity | MI | Dispatch-Generation | FuelCost | 0 | [6 empty] | 0.32065 | 0
LCP_Inputs_ON_Electric_IEA_2023_05_05 | 2049 | Wind Offshore | Generation | Electricity | MI | Dispatch-Generation | VOM | 0 | [6 empty] | 0.32065 | 0
LCP_Inputs_ON_Electric_IEA_2023_05_05 | 2049 | Wind Offshore | Generation | Electricity | NY | Dispatch-Generation | EmissionsCost | 0 | [6 empty] | 0.32065 | 0
LCP_Inputs_ON_Electric_IEA_2023_05_05 | 2049 | Wind Offshore | Generation | Electricity | NY | Dispatch-Generation | FuelCost | 0 | [6 empty] | 0.32065 | 0
LCP_Inputs_ON_Electric_IEA_2023_05_05 | 2049 | Wind Offshore | Generation | Electricity | NY | Dispatch-Generation | VOM | 0 | [6 empty] | 0.32065 | 0
LCP_Inputs_ON_Electric_IEA_2023_05_05 | 2049 | Wind Offshore | Generation | Electricity | ON | Dispatch-Generation | EmissionsCost | 0 | [6 empty] | 0.32065 | 0
LCP_Inputs_ON_Electric_IEA_2023_05_05 | 2049 | Wind Offshore | Generation | Electricity | ON | Dispatch-Generation | FuelCost | 0 | [6 empty] | 0.32065 | 0
LCP_Inputs_ON_Electric_IEA_2023_05_05 | 2049 | Wind Offshore | Generation | Electricity | ON | Dispatch-Generation | VOM | 0 | [6 empty] | 0.32065 | 0
LCP_Inputs_ON_Electric_IEA_2023_05_05 | 2049 | Wind Offshore | Generation | Electricity | PJ | Dispatch-Generation | EmissionsCost | 0 | [6 empty] | 0.32065 | 0
LCP_Inputs_ON_Electric_IEA_2023_05_05 | 2049 | Wind Offshore | Generation | Electricity | PJ | Dispatch-Generation | FuelCost | 0 | [6 empty] | 0.32065 | 0
LCP_Inputs_ON_Electric_IEA_2023_05_05 | 2049 | Wind Offshore | Generation | Electricity | PJ | Dispatch-Generation | VOM | 0 | [6 empty] | 0.32065 | 0
LCP_Inputs_ON_Electric_IEA_2023_05_05 | 2049 | Wind Offshore | Generation | Electricity | QC | Dispatch-Generation | EmissionsCost | 0 | [6 empty] | 0.32065 | 0
LCP_Inputs_ON_Electric_IEA_2023_05_05 | 2049 | Wind Offshore | Generation | Electricity | QC | Dispatch-Generation | FuelCost | 0 | [6 empty] | 0.32065 | 0
LCP_Inputs_ON_Electric_IEA_2023_05_05 | 2049 | Wind Offshore | Generation | Electricity | QC | Dispatch-Generation | VOM | 0 | [6 empty] | 0.32065 | 0
LCP_Inputs_ON_Electric_IEA_2023_05_05 | 2049 | Wind Offshore | Generation | Electricity | WC | Dispatch-Generation | EmissionsCost | 0 | [6 empty] | 0.32065 | 0
LCP_Inputs_ON_Electric_IEA_2023_05_05 | 2049 | Wind Offshore | Generation | Electricity | WC | Dispatch-Generation | FuelCost | 0 | [6 empty] | 0.32065 | 0
LCP_Inputs_ON_Electric_IEA_2023_05_05 | 2049 | Wind Offshore | Generation | Electricity | WC | Dispatch-Generation | VOM | 0 | [6 empty] | 0.32065 | 0
LCP_Inputs_ON_Electric_IEA_2023_05_05 | 2049 | Wind Onshore | Generation | Electricity | MI | Dispatch-Generation | EmissionsCost | 0 | [6 empty] | 0.32065 | 0
LCP_Inputs_ON_Electric_IEA_2023_05_05 | 2049 | Wind Onshore | Generation | Electricity | MI | Dispatch-Generation | FuelCost | 0 | [6 empty] | 0.32065 | 0
LCP_Inputs_ON_Electric_IEA_2023_05_05 | 2049 | Wind Onshore | Generation | Electricity | MI | Dispatch-Generation | VOM | 0 | [6 empty] | 0.32065 | 0
LCP_Inputs_ON_Electric_IEA_2023_05_05 | 2049 | Wind Onshore | Generation | Electricity | NY | Dispatch-Generation | EmissionsCost | 0 | [6 empty] | 0.32065 | 0
LCP_Inputs_ON_Electric_IEA_2023_05_05 | 2049 | Wind Onshore | Generation | Electricity | NY | Dispatch-Generation | FuelCost | 0 | [6 empty] | 0.32065 | 0
LCP_Inputs_ON_Electric_IEA_2023_05_05 | 2049 | Wind Onshore | Generation | Electricity | NY | Dispatch-Generation | VOM | 0 | [6 empty] | 0.32065 | 0
LCP_Inputs_ON_Electric_IEA_2023_05_05 | 2049 | Wind Onshore | Generation | Electricity | ON | Dispatch-Generation | EmissionsCost | 0 | [6 empty] | 0.32065 | 0
LCP_Inputs_ON_Electric_IEA_2023_05_05 | 2049 | Wind Onshore | Generation | Electricity | ON | Dispatch-Generation | FuelCost | 0 | [6 empty] | 0.32065 | 0
LCP_Inputs_ON_Electric_IEA_2023_05_05 | 2049 | Wind Onshore | Generation | Electricity | ON | Dispatch-Generation | VOM | 0 | [6 empty] | 0.32065 | 0
LCP_Inputs_ON_Electric_IEA_2023_05_05 | 2049 | Wind Onshore | Generation | Electricity | PJ | Dispatch-Generation | EmissionsCost | 0 | [6 empty] | 0.32065 | 0
LCP_Inputs_ON_Electric_IEA_2023_05_05 | 2049 | Wind Onshore | Generation | Electricity | PJ | Dispatch-Generation | FuelCost | 0 | [6 empty] | 0.32065 | 0
LCP_Inputs_ON_Electric_IEA_2023_05_05 | 2049 | Wind Onshore | Generation | Electricity | PJ | Dispatch-Generation | VOM | 0 | [6 empty] | 0.32065 | 0
LCP_Inputs_ON_Electric_IEA_2023_05_05 | 2049 | Wind Onshore | Generation | Electricity | QC | Dispatch-Generation | EmissionsCost | 0 | [6 empty] | 0.32065 | 0
LCP_Inputs_ON_Electric_IEA_2023_05_05 | 2049 | Wind Onshore | Generation | Electricity | QC | Dispatch-Generation | FuelCost | 0 | [6 empty] | 0.32065 | 0
LCP_Inputs_ON_Electric_IEA_2023_05_05 | 2049 | Wind Onshore | Generation | Electricity | QC | Dispatch-Generation | VOM | 0 | [6 empty] | 0.32065 | 0
LCP_Inputs_ON_Electric_IEA_2023_05_05 | 2049 | Wind Onshore | Generation | Electricity | WC | Dispatch-Generation | EmissionsCost | 0 | [6 empty] | 0.32065 | 0
LCP_Inputs_ON_Electric_IEA_2023_05_05 | 2049 | Wind Onshore | Generation | Electricity | WC | Dispatch-Generation | FuelCost | 0 | [6 empty] | 0.32065 | 0
LCP_Inputs_ON_Electric_IEA_2023_05_05 | 2049 | Wind Onshore | Generation | Electricity | WC | Dispatch-Generation | VOM | 0 | [6 empty] | 0.32065 | 0
LCP_Inputs_ON_Electric_IEA_2023_05_05 | 2050 | Anaerobic Digestion | Generation | Methane | MI | Dispatch-Generation | EmissionsCost | 0 | [6 empty] | 0.30832 | 0
LCP_Inputs_ON_Electric_IEA_2023_05_05 | 2050 | Anaerobic Digestion | Generation | Methane | MI | Dispatch-Generation | FuelCost | 0 | [6 empty] | 0.30832 | 0
LCP_Inputs_ON_Electric_IEA_2023_05_05 | 2050 | Anaerobic Digestion | Generation | Methane | MI | Dispatch-Generation | VOM | 0 | [6 empty] | 0.30832 | 0
LCP_Inputs_ON_Electric_IEA_2023_05_05 | 2050 | Anaerobic Digestion | Generation | Methane | NY | Dispatch-Generation | EmissionsCost | 0 | [6 empty] | 0.30832 | 0
LCP_Inputs_ON_Electric_IEA_2023_05_05 | 2050 | Anaerobic Digestion | Generation | Methane | NY | Dispatch-Generation | FuelCost | 0 | [6 empty] | 0.30832 | 0
LCP_Inputs_ON_Electric_IEA_2023_05_05 | 2050 | Anaerobic Digestion | Generation | Methane | NY | Dispatch-Generation | VOM | 0 | [6 empty] | 0.30832 | 0
LCP_Inputs_ON_Electric_IEA_2023_05_05 | 2050 | Anaerobic Digestion | Generation | Methane | ON | Dispatch-Generation | EmissionsCost | 5202558.9473 | [6 empty] | 0.30832 | 1604046.0447
LCP_Inputs_ON_Electric_IEA_2023_05_05 | 2050 | Anaerobic Digestion | Generation | Methane | ON | Dispatch-Generation | FuelCost | 0 | [6 empty] | 0.30832 | 0
LCP_Inputs_ON_Electric_IEA_2023_05_05 | 2050 | Anaerobic Digestion | Generation | Methane | ON | Dispatch-Generation | VOM | 1348710000 | [6 empty] | 0.30832 | 415832470.6824
LCP_Inputs_ON_Electric_IEA_2023_05_05 | 2050 | Anaerobic Digestion | Generation | Methane | PJ | Dispatch-Generation | EmissionsCost | 0 | [6 empty] | 0.30832 | 0
LCP_Inputs_ON_Electric_IEA_2023_05_05 | 2050 | Anaerobic Digestion | Generation | Methane | PJ | Dispatch-Generation | FuelCost | 0 | [6 empty] | 0.30832 | 0
LCP_Inputs_ON_Electric_IEA_2023_05_05 | 2050 | Anaerobic Digestion | Generation | Methane | PJ | Dispatch-Generation | VOM | 0 | [6 empty] | 0.30832 | 0
LCP_Inputs_ON_Electric_IEA_2023_05_05 | 2050 | Anaerobic Digestion | Generation | Methane | QC | Dispatch-Generation | EmissionsCost | 0 | [6 empty] | 0.30832 | 0
LCP_Inputs_ON_Electric_IEA_2023_05_05 | 2050 | Anaerobic Digestion | Generation | Methane | QC | Dispatch-Generation | FuelCost | 0 | [6 empty] | 0.30832 | 0
LCP_Inputs_ON_Electric_IEA_2023_05_05 | 2050 | Anaerobic Digestion | Generation | Methane | QC | Dispatch-Generation | VOM | 0 | [6 empty] | 0.30832 | 0
LCP_Inputs_ON_Electric_IEA_2023_05_05 | 2050 | Anaerobic Digestion | Generation | Methane | WC | Dispatch-Generation | EmissionsCost | 0 | [6 empty] | 0.30832 | 0
LCP_Inputs_ON_Electric_IEA_2023_05_05 | 2050 | Anaerobic Digestion | Generation | Methane | WC | Dispatch-Generation | FuelCost | 0 | [6 empty] | 0.30832 | 0
LCP_Inputs_ON_Electric_IEA_2023_05_05 | 2050 | Anaerobic Digestion | Generation | Methane | WC | Dispatch-Generation | VOM | 0 | [6 empty] | 0.30832 | 0
LCP_Inputs_ON_Electric_IEA_2023_05_05 | 2050 | Battery Storage | Storage | Electricity | MI | Dispatch-Storage | EmissionsCost | 0 | [6 empty] | 0.30832 | 0
LCP_Inputs_ON_Electric_IEA_2023_05_05 | 2050 | Battery Storage | Storage | Electricity | MI | Dispatch-Storage | FuelCost | 0 | [6 empty] | 0.30832 | 0
LCP_Inputs_ON_Electric_IEA_2023_05_05 | 2050 | Battery Storage | Storage | Electricity | MI | Dispatch-Storage | VOM | 0 | [6 empty] | 0.30832 | 0
LCP_Inputs_ON_Electric_IEA_2023_05_05 | 2050 | Battery Storage | Storage | Electricity | NY | Dispatch-Storage | EmissionsCost | 0 | [6 empty] | 0.30832 | 0
LCP_Inputs_ON_Electric_IEA_2023_05_05 | 2050 | Battery Storage | Storage | Electricity | NY | Dispatch-Storage | FuelCost | 0 | [6 empty] | 0.30832 | 0
LCP_Inputs_ON_Electric_IEA_2023_05_05 | 2050 | Battery Storage | Storage | Electricity | NY | Dispatch-Storage | VOM | 0 | [6 empty] | 0.30832 | 0
LCP_Inputs_ON_Electric_IEA_2023_05_05 | 2050 | Battery Storage | Storage | Electricity | ON | Dispatch-Storage | EmissionsCost | 0 | [6 empty] | 0.30832 | 0
LCP_Inputs_ON_Electric_IEA_2023_05_05 | 2050 | Battery Storage | Storage | Electricity | ON | Dispatch-Storage | FuelCost | 0 | [6 empty] | 0.30832 | 0
LCP_Inputs_ON_Electric_IEA_2023_05_05 | 2050 | Battery Storage | Storage | Electricity | ON | Dispatch-Storage | VOM | 0 | [6 empty] | 0.30832 | 0
LCP_Inputs_ON_Electric_IEA_2023_05_05 | 2050 | Battery Storage | Storage | Electricity | PJ | Dispatch-Storage | EmissionsCost | 0 | [6 empty] | 0.30832 | 0
LCP_Inputs_ON_Electric_IEA_2023_05_05 | 2050 | Battery Storage | Storage | Electricity | PJ | Dispatch-Storage | FuelCost | 0 | [6 empty] | 0.30832 | 0
LCP_Inputs_ON_Electric_IEA_2023_05_05 | 2050 | Battery Storage | Storage | Electricity | PJ | Dispatch-Storage | VOM | 0 | [6 empty] | 0.30832 | 0
LCP_Inputs_ON_Electric_IEA_2023_05_05 | 2050 | Battery Storage | Storage | Electricity | QC | Dispatch-Storage | EmissionsCost | 0 | [6 empty] | 0.30832 | 0
LCP_Inputs_ON_Electric_IEA_2023_05_05 | 2050 | Battery Storage | Storage | Electricity | QC | Dispatch-Storage | FuelCost | 0 | [6 empty] | 0.30832 | 0
LCP_Inputs_ON_Electric_IEA_2023_05_05 | 2050 | Battery Storage | Storage | Electricity | QC | Dispatch-Storage | VOM | 0 | [6 empty] | 0.30832 | 0
LCP_Inputs_ON_Electric_IEA_2023_05_05 | 2050 | Battery Storage | Storage | Electricity | WC | Dispatch-Storage | EmissionsCost | 0 | [6 empty] | 0.30832 | 0
LCP_Inputs_ON_Electric_IEA_2023_05_05 | 2050 | Battery Storage | Storage | Electricity | WC | Dispatch-Storage | FuelCost | 0 | [6 empty] | 0.30832 | 0
LCP_Inputs_ON_Electric_IEA_2023_05_05 | 2050 | Battery Storage | Storage | Electricity | WC | Dispatch-Storage | VOM | 0 | [6 empty] | 0.30832 | 0
LCP_Inputs_ON_Electric_IEA_2023_05_05 | 2050 | Biomass | Generation | Electricity | MI | Dispatch-Generation | EmissionsCost | 0 | [6 empty] | 0.30832 | 0
LCP_Inputs_ON_Electric_IEA_2023_05_05 | 2050 | Biomass | Generation | Electricity | MI | Dispatch-Generation | FuelCost | 0 | [6 empty] | 0.30832 | 0
LCP_Inputs_ON_Electric_IEA_2023_05_05 | 2050 | Biomass | Generation | Electricity | MI | Dispatch-Generation | VOM | 0 | [6 empty] | 0.30832 | 0
LCP_Inputs_ON_Electric_IEA_2023_05_05 | 2050 | Biomass | Generation | Electricity | NY | Dispatch-Generation | EmissionsCost | 0 | [6 empty] | 0.30832 | 0
LCP_Inputs_ON_Electric_IEA_2023_05_05 | 2050 | Biomass | Generation | Electricity | NY | Dispatch-Generation | FuelCost | 0 | [6 empty] | 0.30832 | 0
LCP_Inputs_ON_Electric_IEA_2023_05_05 | 2050 | Biomass | Generation | Electricity | NY | Dispatch-Generation | VOM | 0 | [6 empty] | 0.30832 | 0
LCP_Inputs_ON_Electric_IEA_2023_05_05 | 2050 | Biomass | Generation | Electricity | ON | Dispatch-Generation | EmissionsCost | 0 | [6 empty] | 0.30832 | 0
LCP_Inputs_ON_Electric_IEA_2023_05_05 | 2050 | Biomass | Generation | Electricity | ON | Dispatch-Generation | FuelCost | 1122510 | [6 empty] | 0.30832 | 346090.788
LCP_Inputs_ON_Electric_IEA_2023_05_05 | 2050 | Biomass | Generation | Electricity | ON | Dispatch-Generation | VOM | 14405.545 | [6 empty] | 0.30832 | 4441.4984
LCP_Inputs_ON_Electric_IEA_2023_05_05 | 2050 | Biomass | Generation | Electricity | PJ | Dispatch-Generation | EmissionsCost | 0 | [6 empty] | 0.30832 | 0
LCP_Inputs_ON_Electric_IEA_2023_05_05 | 2050 | Biomass | Generation | Electricity | PJ | Dispatch-Generation | FuelCost | 0 | [6 empty] | 0.30832 | 0
LCP_Inputs_ON_Electric_IEA_2023_05_05 | 2050 | Biomass | Generation | Electricity | PJ | Dispatch-Generation | VOM | 0 | [6 empty] | 0.30832 | 0
LCP_Inputs_ON_Electric_IEA_2023_05_05 | 2050 | Biomass | Generation | Electricity | QC | Dispatch-Generation | EmissionsCost | 0 | [6 empty] | 0.30832 | 0
LCP_Inputs_ON_Electric_IEA_2023_05_05 | 2050 | Biomass | Generation | Electricity | QC | Dispatch-Generation | FuelCost | 127856.9586 | [6 empty] | 0.30832 | 39420.6872
LCP_Inputs_ON_Electric_IEA_2023_05_05 | 2050 | Biomass | Generation | Electricity | QC | Dispatch-Generation | VOM | 1640.831 | [6 empty] | 0.30832 | 505.8988
LCP_Inputs_ON_Electric_IEA_2023_05_05 | 2050 | Biomass | Generation | Electricity | WC | Dispatch-Generation | EmissionsCost | 0 | [6 empty] | 0.30832 | 0
LCP_Inputs_ON_Electric_IEA_2023_05_05 | 2050 | Biomass | Generation | Electricity | WC | Dispatch-Generation | FuelCost | 0 | [6 empty] | 0.30832 | 0
LCP_Inputs_ON_Electric_IEA_2023_05_05 | 2050 | Biomass | Generation | Electricity | WC | Dispatch-Generation | VOM | 0 | [6 empty] | 0.30832 | 0
LCP_Inputs_ON_Electric_IEA_2023_05_05 | 2050 | Biomass + CCS | Generation | Electricity | MI | Dispatch-Generation | EmissionsCost | 0 | [6 empty] | 0.30832 | 0
LCP_Inputs_ON_Electric_IEA_2023_05_05 | 2050 | Biomass + CCS | Generation | Electricity | MI | Dispatch-Generation | FuelCost | 0 | [6 empty] | 0.30832 | 0
LCP_Inputs_ON_Electric_IEA_2023_05_05 | 2050 | Biomass + CCS | Generation | Electricity | MI | Dispatch-Generation | VOM | 0 | [6 empty] | 0.30832 | 0
LCP_Inputs_ON_Electric_IEA_2023_05_05 | 2050 | Biomass + CCS | Generation | Electricity | NY | Dispatch-Generation | EmissionsCost | 0 | [6 empty] | 0.30832 | 0
LCP_Inputs_ON_Electric_IEA_2023_05_05 | 2050 | Biomass + CCS | Generation | Electricity | NY | Dispatch-Generation | FuelCost | 0 | [6 empty] | 0.30832 | 0
LCP_Inputs_ON_Electric_IEA_2023_05_05 | 2050 | Biomass + CCS | Generation | Electricity | NY | Dispatch-Generation | VOM | 0 | [6 empty] | 0.30832 | 0
LCP_Inputs_ON_Electric_IEA_2023_05_05 | 2050 | Biomass + CCS | Generation | Electricity | ON | Dispatch-Generation | EmissionsCost | -1133631099.6284 | [6 empty] | 0.30832 | -349519630.6107
LCP_Inputs_ON_Electric_IEA_2023_05_05 | 2050 | Biomass + CCS | Generation | Electricity | ON | Dispatch-Generation | FuelCost | 912121461.8182 | [6 empty] | 0.30832 | 281224074.1378
LCP_Inputs_ON_Electric_IEA_2023_05_05 | 2050 | Biomass + CCS | Generation | Electricity | ON | Dispatch-Generation | VOM | 7092273.4557 | [6 empty] | 0.30832 | 2186680.3048
LCP_Inputs_ON_Electric_IEA_2023_05_05 | 2050 | Biomass + CCS | Generation | Electricity | PJ | Dispatch-Generation | EmissionsCost | 0 | [6 empty] | 0.30832 | 0
LCP_Inputs_ON_Electric_IEA_2023_05_05 | 2050 | Biomass + CCS | Generation | Electricity | PJ | Dispatch-Generation | FuelCost | 0 | [6 empty] | 0.30832 | 0
LCP_Inputs_ON_Electric_IEA_2023_05_05 | 2050 | Biomass + CCS | Generation | Electricity | PJ | Dispatch-Generation | VOM | 0 | [6 empty] | 0.30832 | 0
LCP_Inputs_ON_Electric_IEA_2023_05_05 | 2050 | Biomass + CCS | Generation | Electricity | QC | Dispatch-Generation | EmissionsCost | 0 | [6 empty] | 0.30832 | 0
LCP_Inputs_ON_Electric_IEA_2023_05_05 | 2050 | Biomass + CCS | Generation | Electricity | QC | Dispatch-Generation | FuelCost | 0 | [6 empty] | 0.30832 | 0
LCP_Inputs_ON_Electric_IEA_2023_05_05 | 2050 | Biomass + CCS | Generation | Electricity | QC | Dispatch-Generation | VOM | 0 | [6 empty] | 0.30832 | 0
LCP_Inputs_ON_Electric_IEA_2023_05_05 | 2050 | Biomass + CCS | Generation | Electricity | WC | Dispatch-Generation | EmissionsCost | 0 | [6 empty] | 0.30832 | 0
LCP_Inputs_ON_Electric_IEA_2023_05_05 | 2050 | Biomass + CCS | Generation | Electricity | WC | Dispatch-Generation | FuelCost | 0 | [6 empty] | 0.30832 | 0
LCP_Inputs_ON_Electric_IEA_2023_05_05 | 2050 | Biomass + CCS | Generation | Electricity | WC | Dispatch-Generation | VOM | 0 | [6 empty] | 0.30832 | 0
LCP_Inputs_ON_Electric_IEA_2023_05_05 | 2050 | CH4 + CCS | Generation | Methane | MI | Dispatch-Generation | EmissionsCost | 0 | [6 empty] | 0.30832 | 0
LCP_Inputs_ON_Electric_IEA_2023_05_05 | 2050 | CH4 + CCS | Generation | Methane | MI | Dispatch-Generation | FuelCost | 0 | [6 empty] | 0.30832 | 0
LCP_Inputs_ON_Electric_IEA_2023_05_05 | 2050 | CH4 + CCS | Generation | Methane | MI | Dispatch-Generation | VOM | 0 | [6 empty] | 0.30832 | 0
LCP_Inputs_ON_Electric_IEA_2023_05_05 | 2050 | CH4 + CCS | Generation | Methane | NY | Dispatch-Generation | EmissionsCost | 0 | [6 empty] | 0.30832 | 0
LCP_Inputs_ON_Electric_IEA_2023_05_05 | 2050 | CH4 + CCS | Generation | Methane | NY | Dispatch-Generation | FuelCost | 0 | [6 empty] | 0.30832 | 0
LCP_Inputs_ON_Electric_IEA_2023_05_05 | 2050 | CH4 + CCS | Generation | Methane | NY | Dispatch-Generation | VOM | 0 | [6 empty] | 0.30832 | 0
LCP_Inputs_ON_Electric_IEA_2023_05_05 | 2050 | CH4 + CCS | Generation | Methane | ON | Dispatch-Generation | EmissionsCost | 135542652.6469 | [6 empty] | 0.30832 | 41790330.1177
LCP_Inputs_ON_Electric_IEA_2023_05_05 | 2050 | CH4 + CCS | Generation | Methane | ON | Dispatch-Generation | FuelCost | 436021155.8141 | [6 empty] | 0.30832 | 134433461.9688
LCP_Inputs_ON_Electric_IEA_2023_05_05 | 2050 | CH4 + CCS | Generation | Methane | ON | Dispatch-Generation | VOM | 41455304.7861 | [6 empty] | 0.30832 | 12781444.3521
LCP_Inputs_ON_Electric_IEA_2023_05_05 | 2050 | CH4 + CCS | Generation | Methane | PJ | Dispatch-Generation | EmissionsCost | 0 | [6 empty] | 0.30832 | 0
LCP_Inputs_ON_Electric_IEA_2023_05_05 | 2050 | CH4 + CCS | Generation | Methane | PJ | Dispatch-Generation | FuelCost | 0 | [6 empty] | 0.30832 | 0
LCP_Inputs_ON_Electric_IEA_2023_05_05 | 2050 | CH4 + CCS | Generation | Methane | PJ | Dispatch-Generation | VOM | 0 | [6 empty] | 0.30832 | 0
LCP_Inputs_ON_Electric_IEA_2023_05_05 | 2050 | CH4 + CCS | Generation | Methane | QC | Dispatch-Generation | EmissionsCost | 0 | [6 empty] | 0.30832 | 0
LCP_Inputs_ON_Electric_IEA_2023_05_05 | 2050 | CH4 + CCS | Generation | Methane | QC | Dispatch-Generation | FuelCost | 0 | [6 empty] | 0.30832 | 0
LCP_Inputs_ON_Electric_IEA_2023_05_05 | 2050 | CH4 + CCS | Generation | Methane | QC | Dispatch-Generation | VOM | 0 | [6 empty] | 0.30832 | 0
LCP_Inputs_ON_Electric_IEA_2023_05_05 | 2050 | CH4 + CCS | Generation | Methane | WC | Dispatch-Generation | EmissionsCost | 0 | [6 empty] | 0.30832 | 0
LCP_Inputs_ON_Electric_IEA_2023_05_05 | 2050 | CH4 + CCS | Generation | Methane | WC | Dispatch-Generation | FuelCost | 0 | [6 empty] | 0.30832 | 0
LCP_Inputs_ON_Electric_IEA_2023_05_05 | 2050 | CH4 + CCS | Generation | Methane | WC | Dispatch-Generation | VOM | 0 | [6 empty] | 0.30832 | 0
LCP_Inputs_ON_Electric_IEA_2023_05_05 | 2050 | CH4 Import - NY 2020 | Import | Methane | MI | Dispatch-Import | EmissionsCost | 0 | [6 empty] | 0.30832 | 0
LCP_Inputs_ON_Electric_IEA_2023_05_05 | 2050 | CH4 Import - NY 2020 | Import | Methane | MI | Dispatch-Import | FuelCost | 0 | [6 empty] | 0.30832 | 0
LCP_Inputs_ON_Electric_IEA_2023_05_05 | 2050 | CH4 Import - NY 2020 | Import | Methane | MI | Dispatch-Import | VOM | 0 | [6 empty] | 0.30832 | 0
LCP_Inputs_ON_Electric_IEA_2023_05_05 | 2050 | CH4 Import - NY 2020 | Import | Methane | NY | Dispatch-Import | EmissionsCost | 0 | [6 empty] | 0.30832 | 0
LCP_Inputs_ON_Electric_IEA_2023_05_05 | 2050 | CH4 Import - NY 2020 | Import | Methane | NY | Dispatch-Import | FuelCost | 0 | [6 empty] | 0.30832 | 0
LCP_Inputs_ON_Electric_IEA_2023_05_05 | 2050 | CH4 Import - NY 2020 | Import | Methane | NY | Dispatch-Import | VOM | 0 | [6 empty] | 0.30832 | 0
LCP_Inputs_ON_Electric_IEA_2023_05_05 | 2050 | CH4 Import - NY 2020 | Import | Methane | ON | Dispatch-Import | EmissionsCost | 0 | [6 empty] | 0.30832 | 0
LCP_Inputs_ON_Electric_IEA_2023_05_05 | 2050 | CH4 Import - NY 2020 | Import | Methane | ON | Dispatch-Import | FuelCost | 0 | [6 empty] | 0.30832 | 0
LCP_Inputs_ON_Electric_IEA_2023_05_05 | 2050 | CH4 Import - NY 2020 | Import | Methane | ON | Dispatch-Import | VOM | 0 | [6 empty] | 0.30832 | 0
LCP_Inputs_ON_Electric_IEA_2023_05_05 | 2050 | CH4 Import - NY 2020 | Import | Methane | PJ | Dispatch-Import | EmissionsCost | 0 | [6 empty] | 0.30832 | 0
LCP_Inputs_ON_Electric_IEA_2023_05_05 | 2050 | CH4 Import - NY 2020 | Import | Methane | PJ | Dispatch-Import | FuelCost | 0 | [6 empty] | 0.30832 | 0
LCP_Inputs_ON_Electric_IEA_2023_05_05 | 2050 | CH4 Import - NY 2020 | Import | Methane | PJ | Dispatch-Import | VOM | 0 | [6 empty] | 0.30832 | 0
LCP_Inputs_ON_Electric_IEA_2023_05_05 | 2050 | CH4 Import - NY 2020 | Import | Methane | QC | Dispatch-Import | EmissionsCost | 0 | [6 empty] | 0.30832 | 0
LCP_Inputs_ON_Electric_IEA_2023_05_05 | 2050 | CH4 Import - NY 2020 | Import | Methane | QC | Dispatch-Import | FuelCost | 0 | [6 empty] | 0.30832 | 0
LCP_Inputs_ON_Electric_IEA_2023_05_05 | 2050 | CH4 Import - NY 2020 | Import | Methane | QC | Dispatch-Import | VOM | 0 | [6 empty] | 0.30832 | 0
LCP_Inputs_ON_Electric_IEA_2023_05_05 | 2050 | CH4 Import - NY 2020 | Import | Methane | WC | Dispatch-Import | EmissionsCost | 0 | [6 empty] | 0.30832 | 0
LCP_Inputs_ON_Electric_IEA_2023_05_05 | 2050 | CH4 Import - NY 2020 | Import | Methane | WC | Dispatch-Import | FuelCost | 0 | [6 empty] | 0.30832 | 0
LCP_Inputs_ON_Electric_IEA_2023_05_05 | 2050 | CH4 Import - NY 2020 | Import | Methane | WC | Dispatch-Import | VOM | 0 | [6 empty] | 0.30832 | 0
LCP_Inputs_ON_Electric_IEA_2023_05_05 | 2050 | CH4 Import - NY 2030 | Import | Methane | MI | Dispatch-Import | EmissionsCost | 0 | [6 empty] | 0.30832 | 0
LCP_Inputs_ON_Electric_IEA_2023_05_05 | 2050 | CH4 Import - NY 2030 | Import | Methane | MI | Dispatch-Import | FuelCost | 0 | [6 empty] | 0.30832 | 0
LCP_Inputs_ON_Electric_IEA_2023_05_05 | 2050 | CH4 Import - NY 2030 | Import | Methane | MI | Dispatch-Import | VOM | 0 | [6 empty] | 0.30832 | 0
LCP_Inputs_ON_Electric_IEA_2023_05_05 | 2050 | CH4 Import - NY 2030 | Import | Methane | NY | Dispatch-Import | EmissionsCost | 0 | [6 empty] | 0.30832 | 0
LCP_Inputs_ON_Electric_IEA_2023_05_05 | 2050 | CH4 Import - NY 2030 | Import | Methane | NY | Dispatch-Import | FuelCost | 0 | [6 empty] | 0.30832 | 0
LCP_Inputs_ON_Electric_IEA_2023_05_05 | 2050 | CH4 Import - NY 2030 | Import | Methane | NY | Dispatch-Import | VOM | 0 | [6 empty] | 0.30832 | 0
LCP_Inputs_ON_Electric_IEA_2023_05_05 | 2050 | CH4 Import - NY 2030 | Import | Methane | ON | Dispatch-Import | EmissionsCost | 0 | [6 empty] | 0.30832 | 0
LCP_Inputs_ON_Electric_IEA_2023_05_05 | 2050 | CH4 Import - NY 2030 | Import | Methane | ON | Dispatch-Import | FuelCost | 0 | [6 empty] | 0.30832 | 0
LCP_Inputs_ON_Electric_IEA_2023_05_05 | 2050 | CH4 Import - NY 2030 | Import | Methane | ON | Dispatch-Import | VOM | 0 | [6 empty] | 0.30832 | 0
LCP_Inputs_ON_Electric_IEA_2023_05_05 | 2050 | CH4 Import - NY 2030 | Import | Methane | PJ | Dispatch-Import | EmissionsCost | 0 | [6 empty] | 0.30832 | 0
LCP_Inputs_ON_Electric_IEA_2023_05_05 | 2050 | CH4 Import - NY 2030 | Import | Methane | PJ | Dispatch-Import | FuelCost | 0 | [6 empty] | 0.30832 | 0
LCP_Inputs_ON_Electric_IEA_2023_05_05 | 2050 | CH4 Import - NY 2030 | Import | Methane | PJ | Dispatch-Import | VOM | 0 | [6 empty] | 0.30832 | 0
LCP_Inputs_ON_Electric_IEA_2023_05_05 | 2050 | CH4 Import - NY 2030 | Import | Methane | QC | Dispatch-Import | EmissionsCost | 0 | [6 empty] | 0.30832 | 0
LCP_Inputs_ON_Electric_IEA_2023_05_05 | 2050 | CH4 Import - NY 2030 | Import | Methane | QC | Dispatch-Import | FuelCost | 0 | [6 empty] | 0.30832 | 0
LCP_Inputs_ON_Electric_IEA_2023_05_05 | 2050 | CH4 Import - NY 2030 | Import | Methane | QC | Dispatch-Import | VOM | 0 | [6 empty] | 0.30832 | 0
LCP_Inputs_ON_Electric_IEA_2023_05_05 | 2050 | CH4 Import - NY 2030 | Import | Methane | WC | Dispatch-Import | EmissionsCost | 0 | [6 empty] | 0.30832 | 0
LCP_Inputs_ON_Electric_IEA_2023_05_05 | 2050 | CH4 Import - NY 2030 | Import | Methane | WC | Dispatch-Import | FuelCost | 0 | [6 empty] | 0.30832 | 0
LCP_Inputs_ON_Electric_IEA_2023_05_05 | 2050 | CH4 Import - NY 2030 | Import | Methane | WC | Dispatch-Import | VOM | 0 | [6 empty] | 0.30832 | 0
LCP_Inputs_ON_Electric_IEA_2023_05_05 | 2050 | CH4 Import - NY 2040 | Import | Methane | MI | Dispatch-Import | EmissionsCost | 0 | [6 empty] | 0.30832 | 0
LCP_Inputs_ON_Electric_IEA_2023_05_05 | 2050 | CH4 Import - NY 2040 | Import | Methane | MI | Dispatch-Import | FuelCost | 0 | [6 empty] | 0.30832 | 0
LCP_Inputs_ON_Electric_IEA_2023_05_05 | 2050 | CH4 Import - NY 2040 | Import | Methane | MI | Dispatch-Import | VOM | 0 | [6 empty] | 0.30832 | 0
LCP_Inputs_ON_Electric_IEA_2023_05_05 | 2050 | CH4 Import - NY 2040 | Import | Methane | NY | Dispatch-Import | EmissionsCost | 0 | [6 empty] | 0.30832 | 0
LCP_Inputs_ON_Electric_IEA_2023_05_05 | 2050 | CH4 Import - NY 2040 | Import | Methane | NY | Dispatch-Import | FuelCost | 0 | [6 empty] | 0.30832 | 0
LCP_Inputs_ON_Electric_IEA_2023_05_05 | 2050 | CH4 Import - NY 2040 | Import | Methane | NY | Dispatch-Import | VOM | 0 | [6 empty] | 0.30832 | 0
LCP_Inputs_ON_Electric_IEA_2023_05_05 | 2050 | CH4 Import - NY 2040 | Import | Methane | ON | Dispatch-Import | EmissionsCost | 0 | [6 empty] | 0.30832 | 0
LCP_Inputs_ON_Electric_IEA_2023_05_05 | 2050 | CH4 Import - NY 2040 | Import | Methane | ON | Dispatch-Import | FuelCost | 0 | [6 empty] | 0.30832 | 0
LCP_Inputs_ON_Electric_IEA_2023_05_05 | 2050 | CH4 Import - NY 2040 | Import | Methane | ON | Dispatch-Import | VOM | 0 | [6 empty] | 0.30832 | 0
LCP_Inputs_ON_Electric_IEA_2023_05_05 | 2050 | CH4 Import - NY 2040 | Import | Methane | PJ | Dispatch-Import | EmissionsCost | 0 | [6 empty] | 0.30832 | 0
LCP_Inputs_ON_Electric_IEA_2023_05_05 | 2050 | CH4 Import - NY 2040 | Import | Methane | PJ | Dispatch-Import | FuelCost | 0 | [6 empty] | 0.30832 | 0
LCP_Inputs_ON_Electric_IEA_2023_05_05 | 2050 | CH4 Import - NY 2040 | Import | Methane | PJ | Dispatch-Import | VOM | 0 | [6 empty] | 0.30832 | 0
LCP_Inputs_ON_Electric_IEA_2023_05_05 | 2050 | CH4 Import - NY 2040 | Import | Methane | QC | Dispatch-Import | EmissionsCost | 0 | [6 empty] | 0.30832 | 0
LCP_Inputs_ON_Electric_IEA_2023_05_05 | 2050 | CH4 Import - NY 2040 | Import | Methane | QC | Dispatch-Import | FuelCost | 0 | [6 empty] | 0.30832 | 0
LCP_Inputs_ON_Electric_IEA_2023_05_05 | 2050 | CH4 Import - NY 2040 | Import | Methane | QC | Dispatch-Import | VOM | 0 | [6 empty] | 0.30832 | 0
LCP_Inputs_ON_Electric_IEA_2023_05_05 | 2050 | CH4 Import - NY 2040 | Import | Methane | WC | Dispatch-Import | EmissionsCost | 0 | [6 empty] | 0.30832 | 0
LCP_Inputs_ON_Electric_IEA_2023_05_05 | 2050 | CH4 Import - NY 2040 | Import | Methane | WC | Dispatch-Import | FuelCost | 0 | [6 empty] | 0.30832 | 0
LCP_Inputs_ON_Electric_IEA_2023_05_05 | 2050 | CH4 Import - NY 2040 | Import | Methane | WC | Dispatch-Import | VOM | 0 | [6 empty] | 0.30832 | 0
LCP_Inputs_ON_Electric_IEA_2023_05_05 | 2050 | CH4 Import - NY 2050 | Import | Methane | MI | Dispatch-Import | EmissionsCost | 0 | [6 empty] | 0.30832 | 0
LCP_Inputs_ON_Electric_IEA_2023_05_05 | 2050 | CH4 Import - NY 2050 | Import | Methane | MI | Dispatch-Import | FuelCost | 0 | [6 empty] | 0.30832 | 0
LCP_Inputs_ON_Electric_IEA_2023_05_05 | 2050 | CH4 Import - NY 2050 | Import | Methane | MI | Dispatch-Import | VOM | 0 | [6 empty] | 0.30832 | 0
LCP_Inputs_ON_Electric_IEA_2023_05_05 | 2050 | CH4 Import - NY 2050 | Import | Methane | NY | Dispatch-Import | EmissionsCost | 0 | [6 empty] | 0.30832 | 0
LCP_Inputs_ON_Electric_IEA_2023_05_05 | 2050 | CH4 Import - NY 2050 | Import | Methane | NY | Dispatch-Import | FuelCost | 0 | [6 empty] | 0.30832 | 0
LCP_Inputs_ON_Electric_IEA_2023_05_05 | 2050 | CH4 Import - NY 2050 | Import | Methane | NY | Dispatch-Import | VOM | 0 | [6 empty] | 0.30832 | 0
LCP_Inputs_ON_Electric_IEA_2023_05_05 | 2050 | CH4 Import - NY 2050 | Import | Methane | ON | Dispatch-Import | EmissionsCost | 0 | [6 empty] | 0.30832 | 0
LCP_Inputs_ON_Electric_IEA_2023_05_05 | 2050 | CH4 Import - NY 2050 | Import | Methane | ON | Dispatch-Import | FuelCost | 0 | [6 empty] | 0.30832 | 0
LCP_Inputs_ON_Electric_IEA_2023_05_05 | 2050 | CH4 Import - NY 2050 | Import | Methane | ON | Dispatch-Import | VOM | 0 | [6 empty] | 0.30832 | 0
LCP_Inputs_ON_Electric_IEA_2023_05_05 | 2050 | CH4 Import - NY 2050 | Import | Methane | PJ | Dispatch-Import | EmissionsCost | 0 | [6 empty] | 0.30832 | 0
LCP_Inputs_ON_Electric_IEA_2023_05_05 | 2050 | CH4 Import - NY 2050 | Import | Methane | PJ | Dispatch-Import | FuelCost | 0 | [6 empty] | 0.30832 | 0
LCP_Inputs_ON_Electric_IEA_2023_05_05 | 2050 | CH4 Import - NY 2050 | Import | Methane | PJ | Dispatch-Import | VOM | 0 | [6 empty] | 0.30832 | 0
LCP_Inputs_ON_Electric_IEA_2023_05_05 | 2050 | CH4 Import - NY 2050 | Import | Methane | QC | Dispatch-Import | EmissionsCost | 0 | [6 empty] | 0.30832 | 0
LCP_Inputs_ON_Electric_IEA_2023_05_05 | 2050 | CH4 Import - NY 2050 | Import | Methane | QC | Dispatch-Import | FuelCost | 0 | [6 empty] | 0.30832 | 0
LCP_Inputs_ON_Electric_IEA_2023_05_05 | 2050 | CH4 Import - NY 2050 | Import | Methane | QC | Dispatch-Import | VOM | 0 | [6 empty] | 0.30832 | 0
LCP_Inputs_ON_Electric_IEA_2023_05_05 | 2050 | CH4 Import - NY 2050 | Import | Methane | WC | Dispatch-Import | EmissionsCost | 0 | [6 empty] | 0.30832 | 0
LCP_Inputs_ON_Electric_IEA_2023_05_05 | 2050 | CH4 Import - NY 2050 | Import | Methane | WC | Dispatch-Import | FuelCost | 0 | [6 empty] | 0.30832 | 0
LCP_Inputs_ON_Electric_IEA_2023_05_05 | 2050 | CH4 Import - NY 2050 | Import | Methane | WC | Dispatch-Import | VOM | 0 | [6 empty] | 0.30832 | 0
LCP_Inputs_ON_Electric_IEA_2023_05_05 | 2050 | CH4 Import - WC 2020 | Import | Methane | MI | Dispatch-Import | EmissionsCost | 0 | [6 empty] | 0.30832 | 0
LCP_Inputs_ON_Electric_IEA_2023_05_05 | 2050 | CH4 Import - WC 2020 | Import | Methane | MI | Dispatch-Import | FuelCost | 0 | [6 empty] | 0.30832 | 0
LCP_Inputs_ON_Electric_IEA_2023_05_05 | 2050 | CH4 Import - WC 2020 | Import | Methane | MI | Dispatch-Import | VOM | 0 | [6 empty] | 0.30832 | 0
LCP_Inputs_ON_Electric_IEA_2023_05_05 | 2050 | CH4 Import - WC 2020 | Import | Methane | NY | Dispatch-Import | EmissionsCost | 0 | [6 empty] | 0.30832 | 0
LCP_Inputs_ON_Electric_IEA_2023_05_05 | 2050 | CH4 Import - WC 2020 | Import | Methane | NY | Dispatch-Import | FuelCost | 0 | [6 empty] | 0.30832 | 0
LCP_Inputs_ON_Electric_IEA_2023_05_05 | 2050 | CH4 Import - WC 2020 | Import | Methane | NY | Dispatch-Import | VOM | 0 | [6 empty] | 0.30832 | 0
LCP_Inputs_ON_Electric_IEA_2023_05_05 | 2050 | CH4 Import - WC 2020 | Import | Methane | ON | Dispatch-Import | EmissionsCost | 0 | [6 empty] | 0.30832 | 0
LCP_Inputs_ON_Electric_IEA_2023_05_05 | 2050 | CH4 Import - WC 2020 | Import | Methane | ON | Dispatch-Import | FuelCost | 0 | [6 empty] | 0.30832 | 0
LCP_Inputs_ON_Electric_IEA_2023_05_05 | 2050 | CH4 Import - WC 2020 | Import | Methane | ON | Dispatch-Import | VOM | 0 | [6 empty] | 0.30832 | 0
LCP_Inputs_ON_Electric_IEA_2023_05_05 | 2050 | CH4 Import - WC 2020 | Import | Methane | PJ | Dispatch-Import | EmissionsCost | 0 | [6 empty] | 0.30832 | 0
LCP_Inputs_ON_Electric_IEA_2023_05_05 | 2050 | CH4 Import - WC 2020 | Import | Methane | PJ | Dispatch-Import | FuelCost | 0 | [6 empty] | 0.30832 | 0
LCP_Inputs_ON_Electric_IEA_2023_05_05 | 2050 | CH4 Import - WC 2020 | Import | Methane | PJ | Dispatch-Import | VOM | 0 | [6 empty] | 0.30832 | 0
LCP_Inputs_ON_Electric_IEA_2023_05_05 | 2050 | CH4 Import - WC 2020 | Import | Methane | QC | Dispatch-Import | EmissionsCost | 0 | [6 empty] | 0.30832 | 0
LCP_Inputs_ON_Electric_IEA_2023_05_05 | 2050 | CH4 Import - WC 2020 | Import | Methane | QC | Dispatch-Import | FuelCost | 0 | [6 empty] | 0.30832 | 0
LCP_Inputs_ON_Electric_IEA_2023_05_05 | 2050 | CH4 Import - WC 2020 | Import | Methane | QC | Dispatch-Import | VOM | 0 | [6 empty] | 0.30832 | 0
LCP_Inputs_ON_Electric_IEA_2023_05_05 | 2050 | CH4 Import - WC 2020 | Import | Methane | WC | Dispatch-Import | EmissionsCost | 0 | [6 empty] | 0.30832 | 0
LCP_Inputs_ON_Electric_IEA_2023_05_05 | 2050 | CH4 Import - WC 2020 | Import | Methane | WC | Dispatch-Import | FuelCost | 0 | [6 empty] | 0.30832 | 0
LCP_Inputs_ON_Electric_IEA_2023_05_05 | 2050 | CH4 Import - WC 2020 | Import | Methane | WC | Dispatch-Import | VOM | 0 | [6 empty] | 0.30832 | 0
LCP_Inputs_ON_Electric_IEA_2023_05_05 | 2050 | CH4 Import - WC 2030 | Import | Methane | MI | Dispatch-Import | EmissionsCost | 0 | [6 empty] | 0.30832 | 0
LCP_Inputs_ON_Electric_IEA_2023_05_05 | 2050 | CH4 Import - WC 2030 | Import | Methane | MI | Dispatch-Import | FuelCost | 0 | [6 empty] | 0.30832 | 0
LCP_Inputs_ON_Electric_IEA_2023_05_05 | 2050 | CH4 Import - WC 2030 | Import | Methane | MI | Dispatch-Import | VOM | 0 | [6 empty] | 0.30832 | 0
LCP_Inputs_ON_Electric_IEA_2023_05_05 | 2050 | CH4 Import - WC 2030 | Import | Methane | NY | Dispatch-Import | EmissionsCost | 0 | [6 empty] | 0.30832 | 0
LCP_Inputs_ON_Electric_IEA_2023_05_05 | 2050 | CH4 Import - WC 2030 | Import | Methane | NY | Dispatch-Import | FuelCost | 0 | [6 empty] | 0.30832 | 0
LCP_Inputs_ON_Electric_IEA_2023_05_05 | 2050 | CH4 Import - WC 2030 | Import | Methane | NY | Dispatch-Import | VOM | 0 | [6 empty] | 0.30832 | 0
LCP_Inputs_ON_Electric_IEA_2023_05_05 | 2050 | CH4 Import - WC 2030 | Import | Methane | ON | Dispatch-Import | EmissionsCost | 0 | [6 empty] | 0.30832 | 0
LCP_Inputs_ON_Electric_IEA_2023_05_05 | 2050 | CH4 Import - WC 2030 | Import | Methane | ON | Dispatch-Import | FuelCost | 0 | [6 empty] | 0.30832 | 0
LCP_Inputs_ON_Electric_IEA_2023_05_05 | 2050 | CH4 Import - WC 2030 | Import | Methane | ON | Dispatch-Import | VOM | 0 | [6 empty] | 0.30832 | 0
LCP_Inputs_ON_Electric_IEA_2023_05_05 | 2050 | CH4 Import - WC 2030 | Import | Methane | PJ | Dispatch-Import | EmissionsCost | 0 | [6 empty] | 0.30832 | 0
LCP_Inputs_ON_Electric_IEA_2023_05_05 | 2050 | CH4 Import - WC 2030 | Import | Methane | PJ | Dispatch-Import | FuelCost | 0 | [6 empty] | 0.30832 | 0
LCP_Inputs_ON_Electric_IEA_2023_05_05 | 2050 | CH4 Import - WC 2030 | Import | Methane | PJ | Dispatch-Import | VOM | 0 | [6 empty] | 0.30832 | 0
LCP_Inputs_ON_Electric_IEA_2023_05_05 | 2050 | CH4 Import - WC 2030 | Import | Methane | QC | Dispatch-Import | EmissionsCost | 0 | [6 empty] | 0.30832 | 0
LCP_Inputs_ON_Electric_IEA_2023_05_05 | 2050 | CH4 Import - WC 2030 | Import | Methane | QC | Dispatch-Import | FuelCost | 0 | [6 empty] | 0.30832 | 0
LCP_Inputs_ON_Electric_IEA_2023_05_05 | 2050 | CH4 Import - WC 2030 | Import | Methane | QC | Dispatch-Import | VOM | 0 | [6 empty] | 0.30832 | 0
LCP_Inputs_ON_Electric_IEA_2023_05_05 | 2050 | CH4 Import - WC 2030 | Import | Methane | WC | Dispatch-Import | EmissionsCost | 0 | [6 empty] | 0.30832 | 0
LCP_Inputs_ON_Electric_IEA_2023_05_05 | 2050 | CH4 Import - WC 2030 | Import | Methane | WC | Dispatch-Import | FuelCost | 0 | [6 empty] | 0.30832 | 0
LCP_Inputs_ON_Electric_IEA_2023_05_05 | 2050 | CH4 Import - WC 2030 | Import | Methane | WC | Dispatch-Import | VOM | 0 | [6 empty] | 0.30832 | 0
LCP_Inputs_ON_Electric_IEA_2023_05_05 | 2050 | CH4 Import - WC 2040 | Import | Methane | MI | Dispatch-Import | EmissionsCost | 0 | [6 empty] | 0.30832 | 0
LCP_Inputs_ON_Electric_IEA_2023_05_05 | 2050 | CH4 Import - WC 2040 | Import | Methane | MI | Dispatch-Import | FuelCost | 0 | [6 empty] | 0.30832 | 0
LCP_Inputs_ON_Electric_IEA_2023_05_05 | 2050 | CH4 Import - WC 2040 | Import | Methane | MI | Dispatch-Import | VOM | 0 | [6 empty] | 0.30832 | 0
LCP_Inputs_ON_Electric_IEA_2023_05_05 | 2050 | CH4 Import - WC 2040 | Import | Methane | NY | Dispatch-Import | EmissionsCost | 0 | [6 empty] | 0.30832 | 0
LCP_Inputs_ON_Electric_IEA_2023_05_05 | 2050 | CH4 Import - WC 2040 | Import | Methane | NY | Dispatch-Import | FuelCost | 0 | [6 empty] | 0.30832 | 0
LCP_Inputs_ON_Electric_IEA_2023_05_05 | 2050 | CH4 Import - WC 2040 | Import | Methane | NY | Dispatch-Import | VOM | 0 | [6 empty] | 0.30832 | 0
LCP_Inputs_ON_Electric_IEA_2023_05_05 | 2050 | CH4 Import - WC 2040 | Import | Methane | ON | Dispatch-Import | EmissionsCost | 0 | [6 empty] | 0.30832 | 0
LCP_Inputs_ON_Electric_IEA_2023_05_05 | 2050 | CH4 Import - WC 2040 | Import | Methane | ON | Dispatch-Import | FuelCost | 0 | [6 empty] | 0.30832 | 0
LCP_Inputs_ON_Electric_IEA_2023_05_05 | 2050 | CH4 Import - WC 2040 | Import | Methane | ON | Dispatch-Import | VOM | 0 | [6 empty] | 0.30832 | 0
LCP_Inputs_ON_Electric_IEA_2023_05_05 | 2050 | CH4 Import - WC 2040 | Import | Methane | PJ | Dispatch-Import | EmissionsCost | 0 | [6 empty] | 0.30832 | 0
LCP_Inputs_ON_Electric_IEA_2023_05_05 | 2050 | CH4 Import - WC 2040 | Import | Methane | PJ | Dispatch-Import | FuelCost | 0 | [6 empty] | 0.30832 | 0
LCP_Inputs_ON_Electric_IEA_2023_05_05 | 2050 | CH4 Import - WC 2040 | Import | Methane | PJ | Dispatch-Import | VOM | 0 | [6 empty] | 0.30832 | 0
LCP_Inputs_ON_Electric_IEA_2023_05_05 | 2050 | CH4 Import - WC 2040 | Import | Methane | QC | Dispatch-Import | EmissionsCost | 0 | [6 empty] | 0.30832 | 0
LCP_Inputs_ON_Electric_IEA_2023_05_05 | 2050 | CH4 Import - WC 2040 | Import | Methane | QC | Dispatch-Import | FuelCost | 0 | [6 empty] | 0.30832 | 0
LCP_Inputs_ON_Electric_IEA_2023_05_05 | 2050 | CH4 Import - WC 2040 | Import | Methane | QC | Dispatch-Import | VOM | 0 | [6 empty] | 0.30832 | 0
LCP_Inputs_ON_Electric_IEA_2023_05_05 | 2050 | CH4 Import - WC 2040 | Import | Methane | WC | Dispatch-Import | EmissionsCost | 0 | [6 empty] | 0.30832 | 0
LCP_Inputs_ON_Electric_IEA_2023_05_05 | 2050 | CH4 Import - WC 2040 | Import | Methane | WC | Dispatch-Import | FuelCost | 0 | [6 empty] | 0.30832 | 0
LCP_Inputs_ON_Electric_IEA_2023_05_05 | 2050 | CH4 Import - WC 2040 | Import | Methane | WC | Dispatch-Import | VOM | 0 | [6 empty] | 0.30832 | 0
LCP_Inputs_ON_Electric_IEA_2023_05_05 | 2050 | CH4 Import - WC 2050 | Import | Methane | MI | Dispatch-Import | EmissionsCost | 0 | [6 empty] | 0.30832 | 0
LCP_Inputs_ON_Electric_IEA_2023_05_05 | 2050 | CH4 Import - WC 2050 | Import | Methane | MI | Dispatch-Import | FuelCost | 0 | [6 empty] | 0.30832 | 0
LCP_Inputs_ON_Electric_IEA_2023_05_05 | 2050 | CH4 Import - WC 2050 | Import | Methane | MI | Dispatch-Import | VOM | 0 | [6 empty] | 0.30832 | 0
LCP_Inputs_ON_Electric_IEA_2023_05_05 | 2050 | CH4 Import - WC 2050 | Import | Methane | NY | Dispatch-Import | EmissionsCost | 0 | [6 empty] | 0.30832 | 0
LCP_Inputs_ON_Electric_IEA_2023_05_05 | 2050 | CH4 Import - WC 2050 | Import | Methane | NY | Dispatch-Import | FuelCost | 0 | [6 empty] | 0.30832 | 0
LCP_Inputs_ON_Electric_IEA_2023_05_05 | 2050 | CH4 Import - WC 2050 | Import | Methane | NY | Dispatch-Import | VOM | 0 | [6 empty] | 0.30832 | 0
LCP_Inputs_ON_Electric_IEA_2023_05_05 | 2050 | CH4 Import - WC 2050 | Import | Methane | ON | Dispatch-Import | EmissionsCost | 0 | [6 empty] | 0.30832 | 0
LCP_Inputs_ON_Electric_IEA_2023_05_05 | 2050 | CH4 Import - WC 2050 | Import | Methane | ON | Dispatch-Import | FuelCost | 0 | [6 empty] | 0.30832 | 0
LCP_Inputs_ON_Electric_IEA_2023_05_05 | 2050 | CH4 Import - WC 2050 | Import | Methane | ON | Dispatch-Import | VOM | 0 | [6 empty] | 0.30832 | 0
LCP_Inputs_ON_Electric_IEA_2023_05_05 | 2050 | CH4 Import - WC 2050 | Import | Methane | PJ | Dispatch-Import | EmissionsCost | 0 | [6 empty] | 0.30832 | 0
LCP_Inputs_ON_Electric_IEA_2023_05_05 | 2050 | CH4 Import - WC 2050 | Import | Methane | PJ | Dispatch-Import | FuelCost | 0 | [6 empty] | 0.30832 | 0
LCP_Inputs_ON_Electric_IEA_2023_05_05 | 2050 | CH4 Import - WC 2050 | Import | Methane | PJ | Dispatch-Import | VOM | 0 | [6 empty] | 0.30832 | 0
LCP_Inputs_ON_Electric_IEA_2023_05_05 | 2050 | CH4 Import - WC 2050 | Import | Methane | QC | Dispatch-Import | EmissionsCost | 0 | [6 empty] | 0.30832 | 0
LCP_Inputs_ON_Electric_IEA_2023_05_05 | 2050 | CH4 Import - WC 2050 | Import | Methane | QC | Dispatch-Import | FuelCost | 0 | [6 empty] | 0.30832 | 0
LCP_Inputs_ON_Electric_IEA_2023_05_05 | 2050 | CH4 Import - WC 2050 | Import | Methane | QC | Dispatch-Import | VOM | 0 | [6 empty] | 0.30832 | 0
LCP_Inputs_ON_Electric_IEA_2023_05_05 | 2050 | CH4 Import - WC 2050 | Import | Methane | WC | Dispatch-Import | EmissionsCost | 0 | [6 empty] | 0.30832 | 0
LCP_Inputs_ON_Electric_IEA_2023_05_05 | 2050 | CH4 Import - WC 2050 | Import | Methane | WC | Dispatch-Import | FuelCost | 0 | [6 empty] | 0.30832 | 0
LCP_Inputs_ON_Electric_IEA_2023_05_05 | 2050 | CH4 Import - WC 2050 | Import | Methane | WC | Dispatch-Import | VOM | 0 | [6 empty] | 0.30832 | 0
LCP_Inputs_ON_Electric_IEA_2023_05_05 | 2050 | CH4 Salt Cavern Storage - ON | Storage | Methane | MI | Dispatch-Storage | EmissionsCost | 0 | [6 empty] | 0.30832 | 0
LCP_Inputs_ON_Electric_IEA_2023_05_05 | 2050 | CH4 Salt Cavern Storage - ON | Storage | Methane | MI | Dispatch-Storage | FuelCost | 0 | [6 empty] | 0.30832 | 0
LCP_Inputs_ON_Electric_IEA_2023_05_05 | 2050 | CH4 Salt Cavern Storage - ON | Storage | Methane | MI | Dispatch-Storage | VOM | 0 | [6 empty] | 0.30832 | 0
LCP_Inputs_ON_Electric_IEA_2023_05_05 | 2050 | CH4 Salt Cavern Storage - ON | Storage | Methane | NY | Dispatch-Storage | EmissionsCost | 0 | [6 empty] | 0.30832 | 0
LCP_Inputs_ON_Electric_IEA_2023_05_05 | 2050 | CH4 Salt Cavern Storage - ON | Storage | Methane | NY | Dispatch-Storage | FuelCost | 0 | [6 empty] | 0.30832 | 0
LCP_Inputs_ON_Electric_IEA_2023_05_05 | 2050 | CH4 Salt Cavern Storage - ON | Storage | Methane | NY | Dispatch-Storage | VOM | 0 | [6 empty] | 0.30832 | 0
LCP_Inputs_ON_Electric_IEA_2023_05_05 | 2050 | CH4 Salt Cavern Storage - ON | Storage | Methane | ON | Dispatch-Storage | EmissionsCost | 0 | [6 empty] | 0.30832 | 0
LCP_Inputs_ON_Electric_IEA_2023_05_05 | 2050 | CH4 Salt Cavern Storage - ON | Storage | Methane | ON | Dispatch-Storage | FuelCost | 0 | [6 empty] | 0.30832 | 0
LCP_Inputs_ON_Electric_IEA_2023_05_05 | 2050 | CH4 Salt Cavern Storage - ON | Storage | Methane | ON | Dispatch-Storage | VOM | 0 | [6 empty] | 0.30832 | 0
LCP_Inputs_ON_Electric_IEA_2023_05_05 | 2050 | CH4 Salt Cavern Storage - ON | Storage | Methane | PJ | Dispatch-Storage | EmissionsCost | 0 | [6 empty] | 0.30832 | 0
LCP_Inputs_ON_Electric_IEA_2023_05_05 | 2050 | CH4 Salt Cavern Storage - ON | Storage | Methane | PJ | Dispatch-Storage | FuelCost | 0 | [6 empty] | 0.30832 | 0
LCP_Inputs_ON_Electric_IEA_2023_05_05 | 2050 | CH4 Salt Cavern Storage - ON | Storage | Methane | PJ | Dispatch-Storage | VOM | 0 | [6 empty] | 0.30832 | 0
LCP_Inputs_ON_Electric_IEA_2023_05_05 | 2050 | CH4 Salt Cavern Storage - ON | Storage | Methane | QC | Dispatch-Storage | EmissionsCost | 0 | [6 empty] | 0.30832 | 0
LCP_Inputs_ON_Electric_IEA_2023_05_05 | 2050 | CH4 Salt Cavern Storage - ON | Storage | Methane | QC | Dispatch-Storage | FuelCost | 0 | [6 empty] | 0.30832 | 0
LCP_Inputs_ON_Electric_IEA_2023_05_05 | 2050 | CH4 Salt Cavern Storage - ON | Storage | Methane | QC | Dispatch-Storage | VOM | 0 | [6 empty] | 0.30832 | 0
LCP_Inputs_ON_Electric_IEA_2023_05_05 | 2050 | CH4 Salt Cavern Storage - ON | Storage | Methane | WC | Dispatch-Storage | EmissionsCost | 0 | [6 empty] | 0.30832 | 0
LCP_Inputs_ON_Electric_IEA_2023_05_05 | 2050 | CH4 Salt Cavern Storage - ON | Storage | Methane | WC | Dispatch-Storage | FuelCost | 0 | [6 empty] | 0.30832 | 0
LCP_Inputs_ON_Electric_IEA_2023_05_05 | 2050 | CH4 Salt Cavern Storage - ON | Storage | Methane | WC | Dispatch-Storage | VOM | 0 | [6 empty] | 0.30832 | 0
LCP_Inputs_ON_Electric_IEA_2023_05_05 | 2050 | Electrolyser 2020/2030 | Crossload | Hydrogen | MI | Dispatch-Crossload | EmissionsCost | 0 | [6 empty] | 0.30832 | 0
LCP_Inputs_ON_Electric_IEA_2023_05_05 | 2050 | Electrolyser 2020/2030 | Crossload | Hydrogen | MI | Dispatch-Crossload | FuelCost | 0 | [6 empty] | 0.30832 | 0
LCP_Inputs_ON_Electric_IEA_2023_05_05 | 2050 | Electrolyser 2020/2030 | Crossload | Hydrogen | MI | Dispatch-Crossload | VOM | 0 | [6 empty] | 0.30832 | 0
LCP_Inputs_ON_Electric_IEA_2023_05_05 | 2050 | Electrolyser 2020/2030 | Crossload | Hydrogen | NY | Dispatch-Crossload | EmissionsCost | 0 | [6 empty] | 0.30832 | 0
LCP_Inputs_ON_Electric_IEA_2023_05_05 | 2050 | Electrolyser 2020/2030 | Crossload | Hydrogen | NY | Dispatch-Crossload | FuelCost | 0 | [6 empty] | 0.30832 | 0
LCP_Inputs_ON_Electric_IEA_2023_05_05 | 2050 | Electrolyser 2020/2030 | Crossload | Hydrogen | NY | Dispatch-Crossload | VOM | 0 | [6 empty] | 0.30832 | 0
LCP_Inputs_ON_Electric_IEA_2023_05_05 | 2050 | Electrolyser 2020/2030 | Crossload | Hydrogen | ON | Dispatch-Crossload | EmissionsCost | 0 | [6 empty] | 0.30832 | 0
LCP_Inputs_ON_Electric_IEA_2023_05_05 | 2050 | Electrolyser 2020/2030 | Crossload | Hydrogen | ON | Dispatch-Crossload | FuelCost | 0 | [6 empty] | 0.30832 | 0
LCP_Inputs_ON_Electric_IEA_2023_05_05 | 2050 | Electrolyser 2020/2030 | Crossload | Hydrogen | ON | Dispatch-Crossload | VOM | 0 | [6 empty] | 0.30832 | 0
LCP_Inputs_ON_Electric_IEA_2023_05_05 | 2050 | Electrolyser 2020/2030 | Crossload | Hydrogen | PJ | Dispatch-Crossload | EmissionsCost | 0 | [6 empty] | 0.30832 | 0
LCP_Inputs_ON_Electric_IEA_2023_05_05 | 2050 | Electrolyser 2020/2030 | Crossload | Hydrogen | PJ | Dispatch-Crossload | FuelCost | 0 | [6 empty] | 0.30832 | 0
LCP_Inputs_ON_Electric_IEA_2023_05_05 | 2050 | Electrolyser 2020/2030 | Crossload | Hydrogen | PJ | Dispatch-Crossload | VOM | 0 | [6 empty] | 0.30832 | 0
LCP_Inputs_ON_Electric_IEA_2023_05_05 | 2050 | Electrolyser 2020/2030 | Crossload | Hydrogen | QC | Dispatch-Crossload | EmissionsCost | 0 | [6 empty] | 0.30832 | 0
LCP_Inputs_ON_Electric_IEA_2023_05_05 | 2050 | Electrolyser 2020/2030 | Crossload | Hydrogen | QC | Dispatch-Crossload | FuelCost | 0 | [6 empty] | 0.30832 | 0
LCP_Inputs_ON_Electric_IEA_2023_05_05 | 2050 | Electrolyser 2020/2030 | Crossload | Hydrogen | QC | Dispatch-Crossload | VOM | 0 | [6 empty] | 0.30832 | 0
LCP_Inputs_ON_Electric_IEA_2023_05_05 | 2050 | Electrolyser 2020/2030 | Crossload | Hydrogen | WC | Dispatch-Crossload | EmissionsCost | 0 | [6 empty] | 0.30832 | 0
LCP_Inputs_ON_Electric_IEA_2023_05_05 | 2050 | Electrolyser 2020/2030 | Crossload | Hydrogen | WC | Dispatch-Crossload | FuelCost | 0 | [6 empty] | 0.30832 | 0
LCP_Inputs_ON_Electric_IEA_2023_05_05 | 2050 | Electrolyser 2020/2030 | Crossload | Hydrogen | WC | Dispatch-Crossload | VOM | 0 | [6 empty] | 0.30832 | 0
LCP_Inputs_ON_Electric_IEA_2023_05_05 | 2050 | Electrolyser 2040 | Crossload | Hydrogen | MI | Dispatch-Crossload | EmissionsCost | 0 | [6 empty] | 0.30832 | 0
LCP_Inputs_ON_Electric_IEA_2023_05_05 | 2050 | Electrolyser 2040 | Crossload | Hydrogen | MI | Dispatch-Crossload | FuelCost | 0 | [6 empty] | 0.30832 | 0
LCP_Inputs_ON_Electric_IEA_2023_05_05 | 2050 | Electrolyser 2040 | Crossload | Hydrogen | MI | Dispatch-Crossload | VOM | 0 | [6 empty] | 0.30832 | 0
LCP_Inputs_ON_Electric_IEA_2023_05_05 | 2050 | Electrolyser 2040 | Crossload | Hydrogen | NY | Dispatch-Crossload | EmissionsCost | 0 | [6 empty] | 0.30832 | 0
LCP_Inputs_ON_Electric_IEA_2023_05_05 | 2050 | Electrolyser 2040 | Crossload | Hydrogen | NY | Dispatch-Crossload | FuelCost | 0 | [6 empty] | 0.30832 | 0
LCP_Inputs_ON_Electric_IEA_2023_05_05 | 2050 | Electrolyser 2040 | Crossload | Hydrogen | NY | Dispatch-Crossload | VOM | 0 | [6 empty] | 0.30832 | 0
LCP_Inputs_ON_Electric_IEA_2023_05_05 | 2050 | Electrolyser 2040 | Crossload | Hydrogen | ON | Dispatch-Crossload | EmissionsCost | 0 | [6 empty] | 0.30832 | 0
LCP_Inputs_ON_Electric_IEA_2023_05_05 | 2050 | Electrolyser 2040 | Crossload | Hydrogen | ON | Dispatch-Crossload | FuelCost | 0 | [6 empty] | 0.30832 | 0
LCP_Inputs_ON_Electric_IEA_2023_05_05 | 2050 | Electrolyser 2040 | Crossload | Hydrogen | ON | Dispatch-Crossload | VOM | 0 | [6 empty] | 0.30832 | 0
LCP_Inputs_ON_Electric_IEA_2023_05_05 | 2050 | Electrolyser 2040 | Crossload | Hydrogen | PJ | Dispatch-Crossload | EmissionsCost | 0 | [6 empty] | 0.30832 | 0
LCP_Inputs_ON_Electric_IEA_2023_05_05 | 2050 | Electrolyser 2040 | Crossload | Hydrogen | PJ | Dispatch-Crossload | FuelCost | 0 | [6 empty] | 0.30832 | 0
LCP_Inputs_ON_Electric_IEA_2023_05_05 | 2050 | Electrolyser 2040 | Crossload | Hydrogen | PJ | Dispatch-Crossload | VOM | 0 | [6 empty] | 0.30832 | 0
LCP_Inputs_ON_Electric_IEA_2023_05_05 | 2050 | Electrolyser 2040 | Crossload | Hydrogen | QC | Dispatch-Crossload | EmissionsCost | 0 | [6 empty] | 0.30832 | 0
LCP_Inputs_ON_Electric_IEA_2023_05_05 | 2050 | Electrolyser 2040 | Crossload | Hydrogen | QC | Dispatch-Crossload | FuelCost | 0 | [6 empty] | 0.30832 | 0
LCP_Inputs_ON_Electric_IEA_2023_05_05 | 2050 | Electrolyser 2040 | Crossload | Hydrogen | QC | Dispatch-Crossload | VOM | 0 | [6 empty] | 0.30832 | 0
LCP_Inputs_ON_Electric_IEA_2023_05_05 | 2050 | Electrolyser 2040 | Crossload | Hydrogen | WC | Dispatch-Crossload | EmissionsCost | 0 | [6 empty] | 0.30832 | 0
LCP_Inputs_ON_Electric_IEA_2023_05_05 | 2050 | Electrolyser 2040 | Crossload | Hydrogen | WC | Dispatch-Crossload | FuelCost | 0 | [6 empty] | 0.30832 | 0
LCP_Inputs_ON_Electric_IEA_2023_05_05 | 2050 | Electrolyser 2040 | Crossload | Hydrogen | WC | Dispatch-Crossload | VOM | 0 | [6 empty] | 0.30832 | 0
LCP_Inputs_ON_Electric_IEA_2023_05_05 | 2050 | Electrolyser 2050 | Crossload | Hydrogen | MI | Dispatch-Crossload | EmissionsCost | 0 | [6 empty] | 0.30832 | 0
LCP_Inputs_ON_Electric_IEA_2023_05_05 | 2050 | Electrolyser 2050 | Crossload | Hydrogen | MI | Dispatch-Crossload | FuelCost | 0 | [6 empty] | 0.30832 | 0
LCP_Inputs_ON_Electric_IEA_2023_05_05 | 2050 | Electrolyser 2050 | Crossload | Hydrogen | MI | Dispatch-Crossload | VOM | 0 | [6 empty] | 0.30832 | 0
LCP_Inputs_ON_Electric_IEA_2023_05_05 | 2050 | Electrolyser 2050 | Crossload | Hydrogen | NY | Dispatch-Crossload | EmissionsCost | 0 | [6 empty] | 0.30832 | 0
LCP_Inputs_ON_Electric_IEA_2023_05_05 | 2050 | Electrolyser 2050 | Crossload | Hydrogen | NY | Dispatch-Crossload | FuelCost | 0 | [6 empty] | 0.30832 | 0
LCP_Inputs_ON_Electric_IEA_2023_05_05 | 2050 | Electrolyser 2050 | Crossload | Hydrogen | NY | Dispatch-Crossload | VOM | 0 | [6 empty] | 0.30832 | 0
LCP_Inputs_ON_Electric_IEA_2023_05_05 | 2050 | Electrolyser 2050 | Crossload | Hydrogen | ON | Dispatch-Crossload | EmissionsCost | 0 | [6 empty] | 0.30832 | 0
LCP_Inputs_ON_Electric_IEA_2023_05_05 | 2050 | Electrolyser 2050 | Crossload | Hydrogen | ON | Dispatch-Crossload | FuelCost | 0 | [6 empty] | 0.30832 | 0
LCP_Inputs_ON_Electric_IEA_2023_05_05 | 2050 | Electrolyser 2050 | Crossload | Hydrogen | ON | Dispatch-Crossload | VOM | 0 | [6 empty] | 0.30832 | 0
LCP_Inputs_ON_Electric_IEA_2023_05_05 | 2050 | Electrolyser 2050 | Crossload | Hydrogen | PJ | Dispatch-Crossload | EmissionsCost | 0 | [6 empty] | 0.30832 | 0
LCP_Inputs_ON_Electric_IEA_2023_05_05 | 2050 | Electrolyser 2050 | Crossload | Hydrogen | PJ | Dispatch-Crossload | FuelCost | 0 | [6 empty] | 0.30832 | 0
LCP_Inputs_ON_Electric_IEA_2023_05_05 | 2050 | Electrolyser 2050 | Crossload | Hydrogen | PJ | Dispatch-Crossload | VOM | 0 | [6 empty] | 0.30832 | 0
LCP_Inputs_ON_Electric_IEA_2023_05_05 | 2050 | Electrolyser 2050 | Crossload | Hydrogen | QC | Dispatch-Crossload | EmissionsCost | 0 | [6 empty] | 0.30832 | 0
LCP_Inputs_ON_Electric_IEA_2023_05_05 | 2050 | Electrolyser 2050 | Crossload | Hydrogen | QC | Dispatch-Crossload | FuelCost | 0 | [6 empty] | 0.30832 | 0
LCP_Inputs_ON_Electric_IEA_2023_05_05 | 2050 | Electrolyser 2050 | Crossload | Hydrogen | QC | Dispatch-Crossload | VOM | 0 | [6 empty] | 0.30832 | 0
LCP_Inputs_ON_Electric_IEA_2023_05_05 | 2050 | Electrolyser 2050 | Crossload | Hydrogen | WC | Dispatch-Crossload | EmissionsCost | 0 | [6 empty] | 0.30832 | 0
LCP_Inputs_ON_Electric_IEA_2023_05_05 | 2050 | Electrolyser 2050 | Crossload | Hydrogen | WC | Dispatch-Crossload | FuelCost | 0 | [6 empty] | 0.30832 | 0
LCP_Inputs_ON_Electric_IEA_2023_05_05 | 2050 | Electrolyser 2050 | Crossload | Hydrogen | WC | Dispatch-Crossload | VOM | 0 | [6 empty] | 0.30832 | 0
LCP_Inputs_ON_Electric_IEA_2023_05_05 | 2050 | Fossil Fuel Thermal (Coal, Peat, Oil) | Generation | Electricity | MI | Dispatch-Generation | EmissionsCost | 0 | [6 empty] | 0.30832 | 0
LCP_Inputs_ON_Electric_IEA_2023_05_05 | 2050 | Fossil Fuel Thermal (Coal, Peat, Oil) | Generation | Electricity | MI | Dispatch-Generation | FuelCost | 0 | [6 empty] | 0.30832 | 0
LCP_Inputs_ON_Electric_IEA_2023_05_05 | 2050 | Fossil Fuel Thermal (Coal, Peat, Oil) | Generation | Electricity | MI | Dispatch-Generation | VOM | 0 | [6 empty] | 0.30832 | 0
LCP_Inputs_ON_Electric_IEA_2023_05_05 | 2050 | Fossil Fuel Thermal (Coal, Peat, Oil) | Generation | Electricity | NY | Dispatch-Generation | EmissionsCost | 0 | [6 empty] | 0.30832 | 0
LCP_Inputs_ON_Electric_IEA_2023_05_05 | 2050 | Fossil Fuel Thermal (Coal, Peat, Oil) | Generation | Electricity | NY | Dispatch-Generation | FuelCost | 0 | [6 empty] | 0.30832 | 0
LCP_Inputs_ON_Electric_IEA_2023_05_05 | 2050 | Fossil Fuel Thermal (Coal, Peat, Oil) | Generation | Electricity | NY | Dispatch-Generation | VOM | 0 | [6 empty] | 0.30832 | 0
LCP_Inputs_ON_Electric_IEA_2023_05_05 | 2050 | Fossil Fuel Thermal (Coal, Peat, Oil) | Generation | Electricity | ON | Dispatch-Generation | EmissionsCost | 0 | [6 empty] | 0.30832 | 0
LCP_Inputs_ON_Electric_IEA_2023_05_05 | 2050 | Fossil Fuel Thermal (Coal, Peat, Oil) | Generation | Electricity | ON | Dispatch-Generation | FuelCost | 0 | [6 empty] | 0.30832 | 0
LCP_Inputs_ON_Electric_IEA_2023_05_05 | 2050 | Fossil Fuel Thermal (Coal, Peat, Oil) | Generation | Electricity | ON | Dispatch-Generation | VOM | 0 | [6 empty] | 0.30832 | 0
LCP_Inputs_ON_Electric_IEA_2023_05_05 | 2050 | Fossil Fuel Thermal (Coal, Peat, Oil) | Generation | Electricity | PJ | Dispatch-Generation | EmissionsCost | 0 | [6 empty] | 0.30832 | 0
LCP_Inputs_ON_Electric_IEA_2023_05_05 | 2050 | Fossil Fuel Thermal (Coal, Peat, Oil) | Generation | Electricity | PJ | Dispatch-Generation | FuelCost | 0 | [6 empty] | 0.30832 | 0
LCP_Inputs_ON_Electric_IEA_2023_05_05 | 2050 | Fossil Fuel Thermal (Coal, Peat, Oil) | Generation | Electricity | PJ | Dispatch-Generation | VOM | 0 | [6 empty] | 0.30832 | 0
LCP_Inputs_ON_Electric_IEA_2023_05_05 | 2050 | Fossil Fuel Thermal (Coal, Peat, Oil) | Generation | Electricity | QC | Dispatch-Generation | EmissionsCost | 0 | [6 empty] | 0.30832 | 0
LCP_Inputs_ON_Electric_IEA_2023_05_05 | 2050 | Fossil Fuel Thermal (Coal, Peat, Oil) | Generation | Electricity | QC | Dispatch-Generation | FuelCost | 0 | [6 empty] | 0.30832 | 0
LCP_Inputs_ON_Electric_IEA_2023_05_05 | 2050 | Fossil Fuel Thermal (Coal, Peat, Oil) | Generation | Electricity | QC | Dispatch-Generation | VOM | 0 | [6 empty] | 0.30832 | 0
LCP_Inputs_ON_Electric_IEA_2023_05_05 | 2050 | Fossil Fuel Thermal (Coal, Peat, Oil) | Generation | Electricity | WC | Dispatch-Generation | EmissionsCost | 0 | [6 empty] | 0.30832 | 0
LCP_Inputs_ON_Electric_IEA_2023_05_05 | 2050 | Fossil Fuel Thermal (Coal, Peat, Oil) | Generation | Electricity | WC | Dispatch-Generation | FuelCost | 0 | [6 empty] | 0.30832 | 0
LCP_Inputs_ON_Electric_IEA_2023_05_05 | 2050 | Fossil Fuel Thermal (Coal, Peat, Oil) | Generation | Electricity | WC | Dispatch-Generation | VOM | 0 | [6 empty] | 0.30832 | 0
LCP_Inputs_ON_Electric_IEA_2023_05_05 | 2050 | Generic - Generator | Generation | Electricity | MI | Dispatch-Generation | EmissionsCost | 0 | [6 empty] | 0.30832 | 0
LCP_Inputs_ON_Electric_IEA_2023_05_05 | 2050 | Generic - Generator | Generation | Electricity | MI | Dispatch-Generation | FuelCost | 187021384.5611 | [6 empty] | 0.30832 | 57662184.1704
LCP_Inputs_ON_Electric_IEA_2023_05_05 | 2050 | Generic - Generator | Generation | Electricity | MI | Dispatch-Generation | VOM | 6116517.6654 | [6 empty] | 0.30832 | 1885836.5792
LCP_Inputs_ON_Electric_IEA_2023_05_05 | 2050 | Generic - Generator | Generation | Electricity | NY | Dispatch-Generation | EmissionsCost | 0 | [6 empty] | 0.30832 | 0
LCP_Inputs_ON_Electric_IEA_2023_05_05 | 2050 | Generic - Generator | Generation | Electricity | NY | Dispatch-Generation | FuelCost | 93209661.3717 | [6 empty] | 0.30832 | 28738278.6364
LCP_Inputs_ON_Electric_IEA_2023_05_05 | 2050 | Generic - Generator | Generation | Electricity | NY | Dispatch-Generation | VOM | 3048413.6437 | [6 empty] | 0.30832 | 939882.8341
LCP_Inputs_ON_Electric_IEA_2023_05_05 | 2050 | Generic - Generator | Generation | Electricity | ON | Dispatch-Generation | EmissionsCost | 0 | [6 empty] | 0.30832 | 0
LCP_Inputs_ON_Electric_IEA_2023_05_05 | 2050 | Generic - Generator | Generation | Electricity | ON | Dispatch-Generation | FuelCost | 0 | [6 empty] | 0.30832 | 0
LCP_Inputs_ON_Electric_IEA_2023_05_05 | 2050 | Generic - Generator | Generation | Electricity | ON | Dispatch-Generation | VOM | 0 | [6 empty] | 0.30832 | 0
LCP_Inputs_ON_Electric_IEA_2023_05_05 | 2050 | Generic - Generator | Generation | Electricity | PJ | Dispatch-Generation | EmissionsCost | 0 | [6 empty] | 0.30832 | 0
LCP_Inputs_ON_Electric_IEA_2023_05_05 | 2050 | Generic - Generator | Generation | Electricity | PJ | Dispatch-Generation | FuelCost | 3821926561.0701 | [6 empty] | 0.30832 | 1178371306.4014
LCP_Inputs_ON_Electric_IEA_2023_05_05 | 2050 | Generic - Generator | Generation | Electricity | PJ | Dispatch-Generation | VOM | 124995766.5614 | [6 empty] | 0.30832 | 38538528.2485
LCP_Inputs_ON_Electric_IEA_2023_05_05 | 2050 | Generic - Generator | Generation | Electricity | QC | Dispatch-Generation | EmissionsCost | 0 | [6 empty] | 0.30832 | 0
LCP_Inputs_ON_Electric_IEA_2023_05_05 | 2050 | Generic - Generator | Generation | Electricity | QC | Dispatch-Generation | FuelCost | 0 | [6 empty] | 0.30832 | 0
LCP_Inputs_ON_Electric_IEA_2023_05_05 | 2050 | Generic - Generator | Generation | Electricity | QC | Dispatch-Generation | VOM | 0 | [6 empty] | 0.30832 | 0
LCP_Inputs_ON_Electric_IEA_2023_05_05 | 2050 | Generic - Generator | Generation | Electricity | WC | Dispatch-Generation | EmissionsCost | 0 | [6 empty] | 0.30832 | 0
LCP_Inputs_ON_Electric_IEA_2023_05_05 | 2050 | Generic - Generator | Generation | Electricity | WC | Dispatch-Generation | FuelCost | 0 | [6 empty] | 0.30832 | 0
LCP_Inputs_ON_Electric_IEA_2023_05_05 | 2050 | Generic - Generator | Generation | Electricity | WC | Dispatch-Generation | VOM | 0 | [6 empty] | 0.30832 | 0
LCP_Inputs_ON_Electric_IEA_2023_05_05 | 2050 | H2 Import - QC | Import | Hydrogen | MI | Dispatch-Import | EmissionsCost | 0 | [6 empty] | 0.30832 | 0
LCP_Inputs_ON_Electric_IEA_2023_05_05 | 2050 | H2 Import - QC | Import | Hydrogen | MI | Dispatch-Import | FuelCost | 0 | [6 empty] | 0.30832 | 0
LCP_Inputs_ON_Electric_IEA_2023_05_05 | 2050 | H2 Import - QC | Import | Hydrogen | MI | Dispatch-Import | VOM | 0 | [6 empty] | 0.30832 | 0
LCP_Inputs_ON_Electric_IEA_2023_05_05 | 2050 | H2 Import - QC | Import | Hydrogen | NY | Dispatch-Import | EmissionsCost | 0 | [6 empty] | 0.30832 | 0
LCP_Inputs_ON_Electric_IEA_2023_05_05 | 2050 | H2 Import - QC | Import | Hydrogen | NY | Dispatch-Import | FuelCost | 0 | [6 empty] | 0.30832 | 0
LCP_Inputs_ON_Electric_IEA_2023_05_05 | 2050 | H2 Import - QC | Import | Hydrogen | NY | Dispatch-Import | VOM | 0 | [6 empty] | 0.30832 | 0
LCP_Inputs_ON_Electric_IEA_2023_05_05 | 2050 | H2 Import - QC | Import | Hydrogen | ON | Dispatch-Import | EmissionsCost | 0 | [6 empty] | 0.30832 | 0
LCP_Inputs_ON_Electric_IEA_2023_05_05 | 2050 | H2 Import - QC | Import | Hydrogen | ON | Dispatch-Import | FuelCost | 0 | [6 empty] | 0.30832 | 0
LCP_Inputs_ON_Electric_IEA_2023_05_05 | 2050 | H2 Import - QC | Import | Hydrogen | ON | Dispatch-Import | VOM | 0 | [6 empty] | 0.30832 | 0
LCP_Inputs_ON_Electric_IEA_2023_05_05 | 2050 | H2 Import - QC | Import | Hydrogen | PJ | Dispatch-Import | EmissionsCost | 0 | [6 empty] | 0.30832 | 0
LCP_Inputs_ON_Electric_IEA_2023_05_05 | 2050 | H2 Import - QC | Import | Hydrogen | PJ | Dispatch-Import | FuelCost | 0 | [6 empty] | 0.30832 | 0
LCP_Inputs_ON_Electric_IEA_2023_05_05 | 2050 | H2 Import - QC | Import | Hydrogen | PJ | Dispatch-Import | VOM | 0 | [6 empty] | 0.30832 | 0
LCP_Inputs_ON_Electric_IEA_2023_05_05 | 2050 | H2 Import - QC | Import | Hydrogen | QC | Dispatch-Import | EmissionsCost | 0 | [6 empty] | 0.30832 | 0
LCP_Inputs_ON_Electric_IEA_2023_05_05 | 2050 | H2 Import - QC | Import | Hydrogen | QC | Dispatch-Import | FuelCost | 10976904.0623 | [6 empty] | 0.30832 | 3384384.4389
LCP_Inputs_ON_Electric_IEA_2023_05_05 | 2050 | H2 Import - QC | Import | Hydrogen | QC | Dispatch-Import | VOM | 0 | [6 empty] | 0.30832 | 0
LCP_Inputs_ON_Electric_IEA_2023_05_05 | 2050 | H2 Import - QC | Import | Hydrogen | WC | Dispatch-Import | EmissionsCost | 0 | [6 empty] | 0.30832 | 0
LCP_Inputs_ON_Electric_IEA_2023_05_05 | 2050 | H2 Import - QC | Import | Hydrogen | WC | Dispatch-Import | FuelCost | 0 | [6 empty] | 0.30832 | 0
LCP_Inputs_ON_Electric_IEA_2023_05_05 | 2050 | H2 Import - QC | Import | Hydrogen | WC | Dispatch-Import | VOM | 0 | [6 empty] | 0.30832 | 0
LCP_Inputs_ON_Electric_IEA_2023_05_05 | 2050 | H2 Import - WC | Import | Hydrogen | MI | Dispatch-Import | EmissionsCost | 0 | [6 empty] | 0.30832 | 0
LCP_Inputs_ON_Electric_IEA_2023_05_05 | 2050 | H2 Import - WC | Import | Hydrogen | MI | Dispatch-Import | FuelCost | 0 | [6 empty] | 0.30832 | 0
LCP_Inputs_ON_Electric_IEA_2023_05_05 | 2050 | H2 Import - WC | Import | Hydrogen | MI | Dispatch-Import | VOM | 0 | [6 empty] | 0.30832 | 0
LCP_Inputs_ON_Electric_IEA_2023_05_05 | 2050 | H2 Import - WC | Import | Hydrogen | NY | Dispatch-Import | EmissionsCost | 0 | [6 empty] | 0.30832 | 0
LCP_Inputs_ON_Electric_IEA_2023_05_05 | 2050 | H2 Import - WC | Import | Hydrogen | NY | Dispatch-Import | FuelCost | 0 | [6 empty] | 0.30832 | 0
LCP_Inputs_ON_Electric_IEA_2023_05_05 | 2050 | H2 Import - WC | Import | Hydrogen | NY | Dispatch-Import | VOM | 0 | [6 empty] | 0.30832 | 0
LCP_Inputs_ON_Electric_IEA_2023_05_05 | 2050 | H2 Import - WC | Import | Hydrogen | ON | Dispatch-Import | EmissionsCost | 0 | [6 empty] | 0.30832 | 0
LCP_Inputs_ON_Electric_IEA_2023_05_05 | 2050 | H2 Import - WC | Import | Hydrogen | ON | Dispatch-Import | FuelCost | 0 | [6 empty] | 0.30832 | 0
LCP_Inputs_ON_Electric_IEA_2023_05_05 | 2050 | H2 Import - WC | Import | Hydrogen | ON | Dispatch-Import | VOM | 0 | [6 empty] | 0.30832 | 0
LCP_Inputs_ON_Electric_IEA_2023_05_05 | 2050 | H2 Import - WC | Import | Hydrogen | PJ | Dispatch-Import | EmissionsCost | 0 | [6 empty] | 0.30832 | 0
LCP_Inputs_ON_Electric_IEA_2023_05_05 | 2050 | H2 Import - WC | Import | Hydrogen | PJ | Dispatch-Import | FuelCost | 0 | [6 empty] | 0.30832 | 0
LCP_Inputs_ON_Electric_IEA_2023_05_05 | 2050 | H2 Import - WC | Import | Hydrogen | PJ | Dispatch-Import | VOM | 0 | [6 empty] | 0.30832 | 0
LCP_Inputs_ON_Electric_IEA_2023_05_05 | 2050 | H2 Import - WC | Import | Hydrogen | QC | Dispatch-Import | EmissionsCost | 0 | [6 empty] | 0.30832 | 0
LCP_Inputs_ON_Electric_IEA_2023_05_05 | 2050 | H2 Import - WC | Import | Hydrogen | QC | Dispatch-Import | FuelCost | 0 | [6 empty] | 0.30832 | 0
LCP_Inputs_ON_Electric_IEA_2023_05_05 | 2050 | H2 Import - WC | Import | Hydrogen | QC | Dispatch-Import | VOM | 0 | [6 empty] | 0.30832 | 0
LCP_Inputs_ON_Electric_IEA_2023_05_05 | 2050 | H2 Import - WC | Import | Hydrogen | WC | Dispatch-Import | EmissionsCost | 0 | [6 empty] | 0.30832 | 0
LCP_Inputs_ON_Electric_IEA_2023_05_05 | 2050 | H2 Import - WC | Import | Hydrogen | WC | Dispatch-Import | FuelCost | 54047487.845 | [6 empty] | 0.30832 | 16663849.4597
LCP_Inputs_ON_Electric_IEA_2023_05_05 | 2050 | H2 Import - WC | Import | Hydrogen | WC | Dispatch-Import | VOM | 0 | [6 empty] | 0.30832 | 0
LCP_Inputs_ON_Electric_IEA_2023_05_05 | 2050 | H2 Salt Cavern Storage - ON | Storage | Hydrogen | MI | Dispatch-Storage | EmissionsCost | 0 | [6 empty] | 0.30832 | 0
LCP_Inputs_ON_Electric_IEA_2023_05_05 | 2050 | H2 Salt Cavern Storage - ON | Storage | Hydrogen | MI | Dispatch-Storage | FuelCost | 0 | [6 empty] | 0.30832 | 0
LCP_Inputs_ON_Electric_IEA_2023_05_05 | 2050 | H2 Salt Cavern Storage - ON | Storage | Hydrogen | MI | Dispatch-Storage | VOM | 0 | [6 empty] | 0.30832 | 0
LCP_Inputs_ON_Electric_IEA_2023_05_05 | 2050 | H2 Salt Cavern Storage - ON | Storage | Hydrogen | NY | Dispatch-Storage | EmissionsCost | 0 | [6 empty] | 0.30832 | 0
LCP_Inputs_ON_Electric_IEA_2023_05_05 | 2050 | H2 Salt Cavern Storage - ON | Storage | Hydrogen | NY | Dispatch-Storage | FuelCost | 0 | [6 empty] | 0.30832 | 0
LCP_Inputs_ON_Electric_IEA_2023_05_05 | 2050 | H2 Salt Cavern Storage - ON | Storage | Hydrogen | NY | Dispatch-Storage | VOM | 0 | [6 empty] | 0.30832 | 0
LCP_Inputs_ON_Electric_IEA_2023_05_05 | 2050 | H2 Salt Cavern Storage - ON | Storage | Hydrogen | ON | Dispatch-Storage | EmissionsCost | 0 | [6 empty] | 0.30832 | 0
LCP_Inputs_ON_Electric_IEA_2023_05_05 | 2050 | H2 Salt Cavern Storage - ON | Storage | Hydrogen | ON | Dispatch-Storage | FuelCost | 0 | [6 empty] | 0.30832 | 0
LCP_Inputs_ON_Electric_IEA_2023_05_05 | 2050 | H2 Salt Cavern Storage - ON | Storage | Hydrogen | ON | Dispatch-Storage | VOM | 72945862.8513 | [6 empty] | 0.30832 | 22490571.2685
LCP_Inputs_ON_Electric_IEA_2023_05_05 | 2050 | H2 Salt Cavern Storage - ON | Storage | Hydrogen | PJ | Dispatch-Storage | EmissionsCost | 0 | [6 empty] | 0.30832 | 0
LCP_Inputs_ON_Electric_IEA_2023_05_05 | 2050 | H2 Salt Cavern Storage - ON | Storage | Hydrogen | PJ | Dispatch-Storage | FuelCost | 0 | [6 empty] | 0.30832 | 0
LCP_Inputs_ON_Electric_IEA_2023_05_05 | 2050 | H2 Salt Cavern Storage - ON | Storage | Hydrogen | PJ | Dispatch-Storage | VOM | 0 | [6 empty] | 0.30832 | 0
LCP_Inputs_ON_Electric_IEA_2023_05_05 | 2050 | H2 Salt Cavern Storage - ON | Storage | Hydrogen | QC | Dispatch-Storage | EmissionsCost | 0 | [6 empty] | 0.30832 | 0
LCP_Inputs_ON_Electric_IEA_2023_05_05 | 2050 | H2 Salt Cavern Storage - ON | Storage | Hydrogen | QC | Dispatch-Storage | FuelCost | 0 | [6 empty] | 0.30832 | 0
LCP_Inputs_ON_Electric_IEA_2023_05_05 | 2050 | H2 Salt Cavern Storage - ON | Storage | Hydrogen | QC | Dispatch-Storage | VOM | 0 | [6 empty] | 0.30832 | 0
LCP_Inputs_ON_Electric_IEA_2023_05_05 | 2050 | H2 Salt Cavern Storage - ON | Storage | Hydrogen | WC | Dispatch-Storage | EmissionsCost | 0 | [6 empty] | 0.30832 | 0
LCP_Inputs_ON_Electric_IEA_2023_05_05 | 2050 | H2 Salt Cavern Storage - ON | Storage | Hydrogen | WC | Dispatch-Storage | FuelCost | 0 | [6 empty] | 0.30832 | 0
LCP_Inputs_ON_Electric_IEA_2023_05_05 | 2050 | H2 Salt Cavern Storage - ON | Storage | Hydrogen | WC | Dispatch-Storage | VOM | 0 | [6 empty] | 0.30832 | 0
LCP_Inputs_ON_Electric_IEA_2023_05_05 | 2050 | Hydro | Generation | Electricity | MI | Dispatch-Generation | EmissionsCost | 0 | [6 empty] | 0.30832 | 0
LCP_Inputs_ON_Electric_IEA_2023_05_05 | 2050 | Hydro | Generation | Electricity | MI | Dispatch-Generation | FuelCost | 0 | [6 empty] | 0.30832 | 0
LCP_Inputs_ON_Electric_IEA_2023_05_05 | 2050 | Hydro | Generation | Electricity | MI | Dispatch-Generation | VOM | 0 | [6 empty] | 0.30832 | 0
LCP_Inputs_ON_Electric_IEA_2023_05_05 | 2050 | Hydro | Generation | Electricity | NY | Dispatch-Generation | EmissionsCost | 0 | [6 empty] | 0.30832 | 0
LCP_Inputs_ON_Electric_IEA_2023_05_05 | 2050 | Hydro | Generation | Electricity | NY | Dispatch-Generation | FuelCost | 0 | [6 empty] | 0.30832 | 0
LCP_Inputs_ON_Electric_IEA_2023_05_05 | 2050 | Hydro | Generation | Electricity | NY | Dispatch-Generation | VOM | 0 | [6 empty] | 0.30832 | 0
LCP_Inputs_ON_Electric_IEA_2023_05_05 | 2050 | Hydro | Generation | Electricity | ON | Dispatch-Generation | EmissionsCost | 0 | [6 empty] | 0.30832 | 0
LCP_Inputs_ON_Electric_IEA_2023_05_05 | 2050 | Hydro | Generation | Electricity | ON | Dispatch-Generation | FuelCost | 0 | [6 empty] | 0.30832 | 0
LCP_Inputs_ON_Electric_IEA_2023_05_05 | 2050 | Hydro | Generation | Electricity | ON | Dispatch-Generation | VOM | 0 | [6 empty] | 0.30832 | 0
LCP_Inputs_ON_Electric_IEA_2023_05_05 | 2050 | Hydro | Generation | Electricity | PJ | Dispatch-Generation | EmissionsCost | 0 | [6 empty] | 0.30832 | 0
LCP_Inputs_ON_Electric_IEA_2023_05_05 | 2050 | Hydro | Generation | Electricity | PJ | Dispatch-Generation | FuelCost | 0 | [6 empty] | 0.30832 | 0
LCP_Inputs_ON_Electric_IEA_2023_05_05 | 2050 | Hydro | Generation | Electricity | PJ | Dispatch-Generation | VOM | 0 | [6 empty] | 0.30832 | 0
LCP_Inputs_ON_Electric_IEA_2023_05_05 | 2050 | Hydro | Generation | Electricity | QC | Dispatch-Generation | EmissionsCost | 0 | [6 empty] | 0.30832 | 0
LCP_Inputs_ON_Electric_IEA_2023_05_05 | 2050 | Hydro | Generation | Electricity | QC | Dispatch-Generation | FuelCost | 0 | [6 empty] | 0.30832 | 0
LCP_Inputs_ON_Electric_IEA_2023_05_05 | 2050 | Hydro | Generation | Electricity | QC | Dispatch-Generation | VOM | 0 | [6 empty] | 0.30832 | 0
LCP_Inputs_ON_Electric_IEA_2023_05_05 | 2050 | Hydro | Generation | Electricity | WC | Dispatch-Generation | EmissionsCost | 0 | [6 empty] | 0.30832 | 0
LCP_Inputs_ON_Electric_IEA_2023_05_05 | 2050 | Hydro | Generation | Electricity | WC | Dispatch-Generation | FuelCost | 0 | [6 empty] | 0.30832 | 0
LCP_Inputs_ON_Electric_IEA_2023_05_05 | 2050 | Hydro | Generation | Electricity | WC | Dispatch-Generation | VOM | 0 | [6 empty] | 0.30832 | 0
LCP_Inputs_ON_Electric_IEA_2023_05_05 | 2050 | Hydro Pumped Storage | Storage | Electricity | MI | Dispatch-Storage | EmissionsCost | 0 | [6 empty] | 0.30832 | 0
LCP_Inputs_ON_Electric_IEA_2023_05_05 | 2050 | Hydro Pumped Storage | Storage | Electricity | MI | Dispatch-Storage | FuelCost | 0 | [6 empty] | 0.30832 | 0
LCP_Inputs_ON_Electric_IEA_2023_05_05 | 2050 | Hydro Pumped Storage | Storage | Electricity | MI | Dispatch-Storage | VOM | 0 | [6 empty] | 0.30832 | 0
LCP_Inputs_ON_Electric_IEA_2023_05_05 | 2050 | Hydro Pumped Storage | Storage | Electricity | NY | Dispatch-Storage | EmissionsCost | 0 | [6 empty] | 0.30832 | 0
LCP_Inputs_ON_Electric_IEA_2023_05_05 | 2050 | Hydro Pumped Storage | Storage | Electricity | NY | Dispatch-Storage | FuelCost | 0 | [6 empty] | 0.30832 | 0
LCP_Inputs_ON_Electric_IEA_2023_05_05 | 2050 | Hydro Pumped Storage | Storage | Electricity | NY | Dispatch-Storage | VOM | 0 | [6 empty] | 0.30832 | 0
LCP_Inputs_ON_Electric_IEA_2023_05_05 | 2050 | Hydro Pumped Storage | Storage | Electricity | ON | Dispatch-Storage | EmissionsCost | 0 | [6 empty] | 0.30832 | 0
LCP_Inputs_ON_Electric_IEA_2023_05_05 | 2050 | Hydro Pumped Storage | Storage | Electricity | ON | Dispatch-Storage | FuelCost | 0 | [6 empty] | 0.30832 | 0
LCP_Inputs_ON_Electric_IEA_2023_05_05 | 2050 | Hydro Pumped Storage | Storage | Electricity | ON | Dispatch-Storage | VOM | 0 | [6 empty] | 0.30832 | 0
LCP_Inputs_ON_Electric_IEA_2023_05_05 | 2050 | Hydro Pumped Storage | Storage | Electricity | PJ | Dispatch-Storage | EmissionsCost | 0 | [6 empty] | 0.30832 | 0
LCP_Inputs_ON_Electric_IEA_2023_05_05 | 2050 | Hydro Pumped Storage | Storage | Electricity | PJ | Dispatch-Storage | FuelCost | 0 | [6 empty] | 0.30832 | 0
LCP_Inputs_ON_Electric_IEA_2023_05_05 | 2050 | Hydro Pumped Storage | Storage | Electricity | PJ | Dispatch-Storage | VOM | 0 | [6 empty] | 0.30832 | 0
LCP_Inputs_ON_Electric_IEA_2023_05_05 | 2050 | Hydro Pumped Storage | Storage | Electricity | QC | Dispatch-Storage | EmissionsCost | 0 | [6 empty] | 0.30832 | 0
LCP_Inputs_ON_Electric_IEA_2023_05_05 | 2050 | Hydro Pumped Storage | Storage | Electricity | QC | Dispatch-Storage | FuelCost | 0 | [6 empty] | 0.30832 | 0
LCP_Inputs_ON_Electric_IEA_2023_05_05 | 2050 | Hydro Pumped Storage | Storage | Electricity | QC | Dispatch-Storage | VOM | 0 | [6 empty] | 0.30832 | 0
LCP_Inputs_ON_Electric_IEA_2023_05_05 | 2050 | Hydro Pumped Storage | Storage | Electricity | WC | Dispatch-Storage | EmissionsCost | 0 | [6 empty] | 0.30832 | 0
LCP_Inputs_ON_Electric_IEA_2023_05_05 | 2050 | Hydro Pumped Storage | Storage | Electricity | WC | Dispatch-Storage | FuelCost | 0 | [6 empty] | 0.30832 | 0
LCP_Inputs_ON_Electric_IEA_2023_05_05 | 2050 | Hydro Pumped Storage | Storage | Electricity | WC | Dispatch-Storage | VOM | 0 | [6 empty] | 0.30832 | 0
LCP_Inputs_ON_Electric_IEA_2023_05_05 | 2050 | Nuclear | Generation | Electricity | MI | Dispatch-Generation | EmissionsCost | 0 | [6 empty] | 0.30832 | 0
LCP_Inputs_ON_Electric_IEA_2023_05_05 | 2050 | Nuclear | Generation | Electricity | MI | Dispatch-Generation | FuelCost | 0 | [6 empty] | 0.30832 | 0
LCP_Inputs_ON_Electric_IEA_2023_05_05 | 2050 | Nuclear | Generation | Electricity | MI | Dispatch-Generation | VOM | 2762866296.96 | [6 empty] | 0.30832 | 851843256.4674
LCP_Inputs_ON_Electric_IEA_2023_05_05 | 2050 | Nuclear | Generation | Electricity | NY | Dispatch-Generation | EmissionsCost | 0 | [6 empty] | 0.30832 | 0
LCP_Inputs_ON_Electric_IEA_2023_05_05 | 2050 | Nuclear | Generation | Electricity | NY | Dispatch-Generation | FuelCost | 0 | [6 empty] | 0.30832 | 0
LCP_Inputs_ON_Electric_IEA_2023_05_05 | 2050 | Nuclear | Generation | Electricity | NY | Dispatch-Generation | VOM | 2246155230.144 | [6 empty] | 0.30832 | 692531588.6195
LCP_Inputs_ON_Electric_IEA_2023_05_05 | 2050 | Nuclear | Generation | Electricity | ON | Dispatch-Generation | EmissionsCost | 0 | [6 empty] | 0.30832 | 0
LCP_Inputs_ON_Electric_IEA_2023_05_05 | 2050 | Nuclear | Generation | Electricity | ON | Dispatch-Generation | FuelCost | 0 | [6 empty] | 0.30832 | 0
LCP_Inputs_ON_Electric_IEA_2023_05_05 | 2050 | Nuclear | Generation | Electricity | ON | Dispatch-Generation | VOM | 7823178339.984 | [6 empty] | 0.30832 | 2412031925.1024
LCP_Inputs_ON_Electric_IEA_2023_05_05 | 2050 | Nuclear | Generation | Electricity | PJ | Dispatch-Generation | EmissionsCost | 0 | [6 empty] | 0.30832 | 0
LCP_Inputs_ON_Electric_IEA_2023_05_05 | 2050 | Nuclear | Generation | Electricity | PJ | Dispatch-Generation | FuelCost | 0 | [6 empty] | 0.30832 | 0
LCP_Inputs_ON_Electric_IEA_2023_05_05 | 2050 | Nuclear | Generation | Electricity | PJ | Dispatch-Generation | VOM | 6401347648.6848 | [6 empty] | 0.30832 | 1973654980.2773
LCP_Inputs_ON_Electric_IEA_2023_05_05 | 2050 | Nuclear | Generation | Electricity | QC | Dispatch-Generation | EmissionsCost | 0 | [6 empty] | 0.30832 | 0
LCP_Inputs_ON_Electric_IEA_2023_05_05 | 2050 | Nuclear | Generation | Electricity | QC | Dispatch-Generation | FuelCost | 0 | [6 empty] | 0.30832 | 0
LCP_Inputs_ON_Electric_IEA_2023_05_05 | 2050 | Nuclear | Generation | Electricity | QC | Dispatch-Generation | VOM | 0 | [6 empty] | 0.30832 | 0
LCP_Inputs_ON_Electric_IEA_2023_05_05 | 2050 | Nuclear | Generation | Electricity | WC | Dispatch-Generation | EmissionsCost | 0 | [6 empty] | 0.30832 | 0
LCP_Inputs_ON_Electric_IEA_2023_05_05 | 2050 | Nuclear | Generation | Electricity | WC | Dispatch-Generation | FuelCost | 0 | [6 empty] | 0.30832 | 0
LCP_Inputs_ON_Electric_IEA_2023_05_05 | 2050 | Nuclear | Generation | Electricity | WC | Dispatch-Generation | VOM | 0 | [6 empty] | 0.30832 | 0
LCP_Inputs_ON_Electric_IEA_2023_05_05 | 2050 | Nuclear SMR | Generation | Electricity | MI | Dispatch-Generation | EmissionsCost | 0 | [6 empty] | 0.30832 | 0
LCP_Inputs_ON_Electric_IEA_2023_05_05 | 2050 | Nuclear SMR | Generation | Electricity | MI | Dispatch-Generation | FuelCost | 0 | [6 empty] | 0.30832 | 0
LCP_Inputs_ON_Electric_IEA_2023_05_05 | 2050 | Nuclear SMR | Generation | Electricity | MI | Dispatch-Generation | VOM | 0 | [6 empty] | 0.30832 | 0
LCP_Inputs_ON_Electric_IEA_2023_05_05 | 2050 | Nuclear SMR | Generation | Electricity | NY | Dispatch-Generation | EmissionsCost | 0 | [6 empty] | 0.30832 | 0
LCP_Inputs_ON_Electric_IEA_2023_05_05 | 2050 | Nuclear SMR | Generation | Electricity | NY | Dispatch-Generation | FuelCost | 0 | [6 empty] | 0.30832 | 0
LCP_Inputs_ON_Electric_IEA_2023_05_05 | 2050 | Nuclear SMR | Generation | Electricity | NY | Dispatch-Generation | VOM | 0 | [6 empty] | 0.30832 | 0
LCP_Inputs_ON_Electric_IEA_2023_05_05 | 2050 | Nuclear SMR | Generation | Electricity | ON | Dispatch-Generation | EmissionsCost | 0 | [6 empty] | 0.30832 | 0
LCP_Inputs_ON_Electric_IEA_2023_05_05 | 2050 | Nuclear SMR | Generation | Electricity | ON | Dispatch-Generation | FuelCost | 0 | [6 empty] | 0.30832 | 0
LCP_Inputs_ON_Electric_IEA_2023_05_05 | 2050 | Nuclear SMR | Generation | Electricity | ON | Dispatch-Generation | VOM | 223888161.2149 | [6 empty] | 0.30832 | 69028899.6408
LCP_Inputs_ON_Electric_IEA_2023_05_05 | 2050 | Nuclear SMR | Generation | Electricity | PJ | Dispatch-Generation | EmissionsCost | 0 | [6 empty] | 0.30832 | 0
LCP_Inputs_ON_Electric_IEA_2023_05_05 | 2050 | Nuclear SMR | Generation | Electricity | PJ | Dispatch-Generation | FuelCost | 0 | [6 empty] | 0.30832 | 0
LCP_Inputs_ON_Electric_IEA_2023_05_05 | 2050 | Nuclear SMR | Generation | Electricity | PJ | Dispatch-Generation | VOM | 0 | [6 empty] | 0.30832 | 0
LCP_Inputs_ON_Electric_IEA_2023_05_05 | 2050 | Nuclear SMR | Generation | Electricity | QC | Dispatch-Generation | EmissionsCost | 0 | [6 empty] | 0.30832 | 0
LCP_Inputs_ON_Electric_IEA_2023_05_05 | 2050 | Nuclear SMR | Generation | Electricity | QC | Dispatch-Generation | FuelCost | 0 | [6 empty] | 0.30832 | 0
LCP_Inputs_ON_Electric_IEA_2023_05_05 | 2050 | Nuclear SMR | Generation | Electricity | QC | Dispatch-Generation | VOM | 0 | [6 empty] | 0.30832 | 0
LCP_Inputs_ON_Electric_IEA_2023_05_05 | 2050 | Nuclear SMR | Generation | Electricity | WC | Dispatch-Generation | EmissionsCost | 0 | [6 empty] | 0.30832 | 0
LCP_Inputs_ON_Electric_IEA_2023_05_05 | 2050 | Nuclear SMR | Generation | Electricity | WC | Dispatch-Generation | FuelCost | 0 | [6 empty] | 0.30832 | 0
LCP_Inputs_ON_Electric_IEA_2023_05_05 | 2050 | Nuclear SMR | Generation | Electricity | WC | Dispatch-Generation | VOM | 0 | [6 empty] | 0.30832 | 0
LCP_Inputs_ON_Electric_IEA_2023_05_05 | 2050 | O/CCGT - CH4 Existing | Crossload | Electricity | MI | Dispatch-Crossload | EmissionsCost | 0 | [6 empty] | 0.30832 | 0
LCP_Inputs_ON_Electric_IEA_2023_05_05 | 2050 | O/CCGT - CH4 Existing | Crossload | Electricity | MI | Dispatch-Crossload | FuelCost | 0 | [6 empty] | 0.30832 | 0
LCP_Inputs_ON_Electric_IEA_2023_05_05 | 2050 | O/CCGT - CH4 Existing | Crossload | Electricity | MI | Dispatch-Crossload | VOM | 0 | [6 empty] | 0.30832 | 0
LCP_Inputs_ON_Electric_IEA_2023_05_05 | 2050 | O/CCGT - CH4 Existing | Crossload | Electricity | NY | Dispatch-Crossload | EmissionsCost | 0 | [6 empty] | 0.30832 | 0
LCP_Inputs_ON_Electric_IEA_2023_05_05 | 2050 | O/CCGT - CH4 Existing | Crossload | Electricity | NY | Dispatch-Crossload | FuelCost | 0 | [6 empty] | 0.30832 | 0
LCP_Inputs_ON_Electric_IEA_2023_05_05 | 2050 | O/CCGT - CH4 Existing | Crossload | Electricity | NY | Dispatch-Crossload | VOM | 0 | [6 empty] | 0.30832 | 0
LCP_Inputs_ON_Electric_IEA_2023_05_05 | 2050 | O/CCGT - CH4 Existing | Crossload | Electricity | ON | Dispatch-Crossload | EmissionsCost | 0 | [6 empty] | 0.30832 | 0
LCP_Inputs_ON_Electric_IEA_2023_05_05 | 2050 | O/CCGT - CH4 Existing | Crossload | Electricity | ON | Dispatch-Crossload | FuelCost | 0 | [6 empty] | 0.30832 | 0
LCP_Inputs_ON_Electric_IEA_2023_05_05 | 2050 | O/CCGT - CH4 Existing | Crossload | Electricity | ON | Dispatch-Crossload | VOM | 0 | [6 empty] | 0.30832 | 0
LCP_Inputs_ON_Electric_IEA_2023_05_05 | 2050 | O/CCGT - CH4 Existing | Crossload | Electricity | PJ | Dispatch-Crossload | EmissionsCost | 0 | [6 empty] | 0.30832 | 0
LCP_Inputs_ON_Electric_IEA_2023_05_05 | 2050 | O/CCGT - CH4 Existing | Crossload | Electricity | PJ | Dispatch-Crossload | FuelCost | 0 | [6 empty] | 0.30832 | 0
LCP_Inputs_ON_Electric_IEA_2023_05_05 | 2050 | O/CCGT - CH4 Existing | Crossload | Electricity | PJ | Dispatch-Crossload | VOM | 0 | [6 empty] | 0.30832 | 0
LCP_Inputs_ON_Electric_IEA_2023_05_05 | 2050 | O/CCGT - CH4 Existing | Crossload | Electricity | QC | Dispatch-Crossload | EmissionsCost | 0 | [6 empty] | 0.30832 | 0
LCP_Inputs_ON_Electric_IEA_2023_05_05 | 2050 | O/CCGT - CH4 Existing | Crossload | Electricity | QC | Dispatch-Crossload | FuelCost | 0 | [6 empty] | 0.30832 | 0
LCP_Inputs_ON_Electric_IEA_2023_05_05 | 2050 | O/CCGT - CH4 Existing | Crossload | Electricity | QC | Dispatch-Crossload | VOM | 0 | [6 empty] | 0.30832 | 0
LCP_Inputs_ON_Electric_IEA_2023_05_05 | 2050 | O/CCGT - CH4 Existing | Crossload | Electricity | WC | Dispatch-Crossload | EmissionsCost | 0 | [6 empty] | 0.30832 | 0
LCP_Inputs_ON_Electric_IEA_2023_05_05 | 2050 | O/CCGT - CH4 Existing | Crossload | Electricity | WC | Dispatch-Crossload | FuelCost | 0 | [6 empty] | 0.30832 | 0
LCP_Inputs_ON_Electric_IEA_2023_05_05 | 2050 | O/CCGT - CH4 Existing | Crossload | Electricity | WC | Dispatch-Crossload | VOM | 0 | [6 empty] | 0.30832 | 0
LCP_Inputs_ON_Electric_IEA_2023_05_05 | 2050 | O/CCGT - CH4 New | Crossload | Electricity | MI | Dispatch-Crossload | EmissionsCost | 0 | [6 empty] | 0.30832 | 0
LCP_Inputs_ON_Electric_IEA_2023_05_05 | 2050 | O/CCGT - CH4 New | Crossload | Electricity | MI | Dispatch-Crossload | FuelCost | 0 | [6 empty] | 0.30832 | 0
LCP_Inputs_ON_Electric_IEA_2023_05_05 | 2050 | O/CCGT - CH4 New | Crossload | Electricity | MI | Dispatch-Crossload | VOM | 0 | [6 empty] | 0.30832 | 0
LCP_Inputs_ON_Electric_IEA_2023_05_05 | 2050 | O/CCGT - CH4 New | Crossload | Electricity | NY | Dispatch-Crossload | EmissionsCost | 0 | [6 empty] | 0.30832 | 0
LCP_Inputs_ON_Electric_IEA_2023_05_05 | 2050 | O/CCGT - CH4 New | Crossload | Electricity | NY | Dispatch-Crossload | FuelCost | 0 | [6 empty] | 0.30832 | 0
LCP_Inputs_ON_Electric_IEA_2023_05_05 | 2050 | O/CCGT - CH4 New | Crossload | Electricity | NY | Dispatch-Crossload | VOM | 0 | [6 empty] | 0.30832 | 0
LCP_Inputs_ON_Electric_IEA_2023_05_05 | 2050 | O/CCGT - CH4 New | Crossload | Electricity | ON | Dispatch-Crossload | EmissionsCost | 0 | [6 empty] | 0.30832 | 0
LCP_Inputs_ON_Electric_IEA_2023_05_05 | 2050 | O/CCGT - CH4 New | Crossload | Electricity | ON | Dispatch-Crossload | FuelCost | 0 | [6 empty] | 0.30832 | 0
LCP_Inputs_ON_Electric_IEA_2023_05_05 | 2050 | O/CCGT - CH4 New | Crossload | Electricity | ON | Dispatch-Crossload | VOM | 0 | [6 empty] | 0.30832 | 0
LCP_Inputs_ON_Electric_IEA_2023_05_05 | 2050 | O/CCGT - CH4 New | Crossload | Electricity | PJ | Dispatch-Crossload | EmissionsCost | 0 | [6 empty] | 0.30832 | 0
LCP_Inputs_ON_Electric_IEA_2023_05_05 | 2050 | O/CCGT - CH4 New | Crossload | Electricity | PJ | Dispatch-Crossload | FuelCost | 0 | [6 empty] | 0.30832 | 0
LCP_Inputs_ON_Electric_IEA_2023_05_05 | 2050 | O/CCGT - CH4 New | Crossload | Electricity | PJ | Dispatch-Crossload | VOM | 0 | [6 empty] | 0.30832 | 0
LCP_Inputs_ON_Electric_IEA_2023_05_05 | 2050 | O/CCGT - CH4 New | Crossload | Electricity | QC | Dispatch-Crossload | EmissionsCost | 0 | [6 empty] | 0.30832 | 0
LCP_Inputs_ON_Electric_IEA_2023_05_05 | 2050 | O/CCGT - CH4 New | Crossload | Electricity | QC | Dispatch-Crossload | FuelCost | 0 | [6 empty] | 0.30832 | 0
LCP_Inputs_ON_Electric_IEA_2023_05_05 | 2050 | O/CCGT - CH4 New | Crossload | Electricity | QC | Dispatch-Crossload | VOM | 0 | [6 empty] | 0.30832 | 0
LCP_Inputs_ON_Electric_IEA_2023_05_05 | 2050 | O/CCGT - CH4 New | Crossload | Electricity | WC | Dispatch-Crossload | EmissionsCost | 0 | [6 empty] | 0.30832 | 0
LCP_Inputs_ON_Electric_IEA_2023_05_05 | 2050 | O/CCGT - CH4 New | Crossload | Electricity | WC | Dispatch-Crossload | FuelCost | 0 | [6 empty] | 0.30832 | 0
LCP_Inputs_ON_Electric_IEA_2023_05_05 | 2050 | O/CCGT - CH4 New | Crossload | Electricity | WC | Dispatch-Crossload | VOM | 0 | [6 empty] | 0.30832 | 0
LCP_Inputs_ON_Electric_IEA_2023_05_05 | 2050 | O/CCGT - H2 New | Crossload | Electricity | MI | Dispatch-Crossload | EmissionsCost | 0 | [6 empty] | 0.30832 | 0
LCP_Inputs_ON_Electric_IEA_2023_05_05 | 2050 | O/CCGT - H2 New | Crossload | Electricity | MI | Dispatch-Crossload | FuelCost | 0 | [6 empty] | 0.30832 | 0
LCP_Inputs_ON_Electric_IEA_2023_05_05 | 2050 | O/CCGT - H2 New | Crossload | Electricity | MI | Dispatch-Crossload | VOM | 0 | [6 empty] | 0.30832 | 0
LCP_Inputs_ON_Electric_IEA_2023_05_05 | 2050 | O/CCGT - H2 New | Crossload | Electricity | NY | Dispatch-Crossload | EmissionsCost | 0 | [6 empty] | 0.30832 | 0
LCP_Inputs_ON_Electric_IEA_2023_05_05 | 2050 | O/CCGT - H2 New | Crossload | Electricity | NY | Dispatch-Crossload | FuelCost | 0 | [6 empty] | 0.30832 | 0
LCP_Inputs_ON_Electric_IEA_2023_05_05 | 2050 | O/CCGT - H2 New | Crossload | Electricity | NY | Dispatch-Crossload | VOM | 0 | [6 empty] | 0.30832 | 0
LCP_Inputs_ON_Electric_IEA_2023_05_05 | 2050 | O/CCGT - H2 New | Crossload | Electricity | ON | Dispatch-Crossload | EmissionsCost | 0 | [6 empty] | 0.30832 | 0
LCP_Inputs_ON_Electric_IEA_2023_05_05 | 2050 | O/CCGT - H2 New | Crossload | Electricity | ON | Dispatch-Crossload | FuelCost | 0 | [6 empty] | 0.30832 | 0
LCP_Inputs_ON_Electric_IEA_2023_05_05 | 2050 | O/CCGT - H2 New | Crossload | Electricity | ON | Dispatch-Crossload | VOM | 2092403.9539 | [6 empty] | 0.30832 | 645127.1999
LCP_Inputs_ON_Electric_IEA_2023_05_05 | 2050 | O/CCGT - H2 New | Crossload | Electricity | PJ | Dispatch-Crossload | EmissionsCost | 0 | [6 empty] | 0.30832 | 0
LCP_Inputs_ON_Electric_IEA_2023_05_05 | 2050 | O/CCGT - H2 New | Crossload | Electricity | PJ | Dispatch-Crossload | FuelCost | 0 | [6 empty] | 0.30832 | 0
LCP_Inputs_ON_Electric_IEA_2023_05_05 | 2050 | O/CCGT - H2 New | Crossload | Electricity | PJ | Dispatch-Crossload | VOM | 0 | [6 empty] | 0.30832 | 0
LCP_Inputs_ON_Electric_IEA_2023_05_05 | 2050 | O/CCGT - H2 New | Crossload | Electricity | QC | Dispatch-Crossload | EmissionsCost | 0 | [6 empty] | 0.30832 | 0
LCP_Inputs_ON_Electric_IEA_2023_05_05 | 2050 | O/CCGT - H2 New | Crossload | Electricity | QC | Dispatch-Crossload | FuelCost | 0 | [6 empty] | 0.30832 | 0
LCP_Inputs_ON_Electric_IEA_2023_05_05 | 2050 | O/CCGT - H2 New | Crossload | Electricity | QC | Dispatch-Crossload | VOM | 0 | [6 empty] | 0.30832 | 0
LCP_Inputs_ON_Electric_IEA_2023_05_05 | 2050 | O/CCGT - H2 New | Crossload | Electricity | WC | Dispatch-Crossload | EmissionsCost | 0 | [6 empty] | 0.30832 | 0
LCP_Inputs_ON_Electric_IEA_2023_05_05 | 2050 | O/CCGT - H2 New | Crossload | Electricity | WC | Dispatch-Crossload | FuelCost | 0 | [6 empty] | 0.30832 | 0
LCP_Inputs_ON_Electric_IEA_2023_05_05 | 2050 | O/CCGT - H2 New | Crossload | Electricity | WC | Dispatch-Crossload | VOM | 0 | [6 empty] | 0.30832 | 0
LCP_Inputs_ON_Electric_IEA_2023_05_05 | 2050 | SMR CCS | Generation | Hydrogen | MI | Dispatch-Generation | EmissionsCost | 0 | [6 empty] | 0.30832 | 0
LCP_Inputs_ON_Electric_IEA_2023_05_05 | 2050 | SMR CCS | Generation | Hydrogen | MI | Dispatch-Generation | FuelCost | 0 | [6 empty] | 0.30832 | 0
LCP_Inputs_ON_Electric_IEA_2023_05_05 | 2050 | SMR CCS | Generation | Hydrogen | MI | Dispatch-Generation | VOM | 0 | [6 empty] | 0.30832 | 0
LCP_Inputs_ON_Electric_IEA_2023_05_05 | 2050 | SMR CCS | Generation | Hydrogen | NY | Dispatch-Generation | EmissionsCost | 0 | [6 empty] | 0.30832 | 0
LCP_Inputs_ON_Electric_IEA_2023_05_05 | 2050 | SMR CCS | Generation | Hydrogen | NY | Dispatch-Generation | FuelCost | 0 | [6 empty] | 0.30832 | 0
LCP_Inputs_ON_Electric_IEA_2023_05_05 | 2050 | SMR CCS | Generation | Hydrogen | NY | Dispatch-Generation | VOM | 0 | [6 empty] | 0.30832 | 0
LCP_Inputs_ON_Electric_IEA_2023_05_05 | 2050 | SMR CCS | Generation | Hydrogen | ON | Dispatch-Generation | EmissionsCost | 895312.4854 | [6 empty] | 0.30832 | 276041.5529
LCP_Inputs_ON_Electric_IEA_2023_05_05 | 2050 | SMR CCS | Generation | Hydrogen | ON | Dispatch-Generation | FuelCost | 960156.0416 | [6 empty] | 0.30832 | 296034.0318
LCP_Inputs_ON_Electric_IEA_2023_05_05 | 2050 | SMR CCS | Generation | Hydrogen | ON | Dispatch-Generation | VOM | 0 | [6 empty] | 0.30832 | 0
LCP_Inputs_ON_Electric_IEA_2023_05_05 | 2050 | SMR CCS | Generation | Hydrogen | PJ | Dispatch-Generation | EmissionsCost | 0 | [6 empty] | 0.30832 | 0
LCP_Inputs_ON_Electric_IEA_2023_05_05 | 2050 | SMR CCS | Generation | Hydrogen | PJ | Dispatch-Generation | FuelCost | 0 | [6 empty] | 0.30832 | 0
LCP_Inputs_ON_Electric_IEA_2023_05_05 | 2050 | SMR CCS | Generation | Hydrogen | PJ | Dispatch-Generation | VOM | 0 | [6 empty] | 0.30832 | 0
LCP_Inputs_ON_Electric_IEA_2023_05_05 | 2050 | SMR CCS | Generation | Hydrogen | QC | Dispatch-Generation | EmissionsCost | 0 | [6 empty] | 0.30832 | 0
LCP_Inputs_ON_Electric_IEA_2023_05_05 | 2050 | SMR CCS | Generation | Hydrogen | QC | Dispatch-Generation | FuelCost | 0 | [6 empty] | 0.30832 | 0
LCP_Inputs_ON_Electric_IEA_2023_05_05 | 2050 | SMR CCS | Generation | Hydrogen | QC | Dispatch-Generation | VOM | 0 | [6 empty] | 0.30832 | 0
LCP_Inputs_ON_Electric_IEA_2023_05_05 | 2050 | SMR CCS | Generation | Hydrogen | WC | Dispatch-Generation | EmissionsCost | 0 | [6 empty] | 0.30832 | 0
LCP_Inputs_ON_Electric_IEA_2023_05_05 | 2050 | SMR CCS | Generation | Hydrogen | WC | Dispatch-Generation | FuelCost | 0 | [6 empty] | 0.30832 | 0
LCP_Inputs_ON_Electric_IEA_2023_05_05 | 2050 | SMR CCS | Generation | Hydrogen | WC | Dispatch-Generation | VOM | 0 | [6 empty] | 0.30832 | 0
LCP_Inputs_ON_Electric_IEA_2023_05_05 | 2050 | Solar PV | Generation | Electricity | MI | Dispatch-Generation | EmissionsCost | 0 | [6 empty] | 0.30832 | 0
LCP_Inputs_ON_Electric_IEA_2023_05_05 | 2050 | Solar PV | Generation | Electricity | MI | Dispatch-Generation | FuelCost | 0 | [6 empty] | 0.30832 | 0
LCP_Inputs_ON_Electric_IEA_2023_05_05 | 2050 | Solar PV | Generation | Electricity | MI | Dispatch-Generation | VOM | 0 | [6 empty] | 0.30832 | 0
LCP_Inputs_ON_Electric_IEA_2023_05_05 | 2050 | Solar PV | Generation | Electricity | NY | Dispatch-Generation | EmissionsCost | 0 | [6 empty] | 0.30832 | 0
LCP_Inputs_ON_Electric_IEA_2023_05_05 | 2050 | Solar PV | Generation | Electricity | NY | Dispatch-Generation | FuelCost | 0 | [6 empty] | 0.30832 | 0
LCP_Inputs_ON_Electric_IEA_2023_05_05 | 2050 | Solar PV | Generation | Electricity | NY | Dispatch-Generation | VOM | 0 | [6 empty] | 0.30832 | 0
LCP_Inputs_ON_Electric_IEA_2023_05_05 | 2050 | Solar PV | Generation | Electricity | ON | Dispatch-Generation | EmissionsCost | 0 | [6 empty] | 0.30832 | 0
LCP_Inputs_ON_Electric_IEA_2023_05_05 | 2050 | Solar PV | Generation | Electricity | ON | Dispatch-Generation | FuelCost | 0 | [6 empty] | 0.30832 | 0
LCP_Inputs_ON_Electric_IEA_2023_05_05 | 2050 | Solar PV | Generation | Electricity | ON | Dispatch-Generation | VOM | 0 | [6 empty] | 0.30832 | 0
LCP_Inputs_ON_Electric_IEA_2023_05_05 | 2050 | Solar PV | Generation | Electricity | PJ | Dispatch-Generation | EmissionsCost | 0 | [6 empty] | 0.30832 | 0
LCP_Inputs_ON_Electric_IEA_2023_05_05 | 2050 | Solar PV | Generation | Electricity | PJ | Dispatch-Generation | FuelCost | 0 | [6 empty] | 0.30832 | 0
LCP_Inputs_ON_Electric_IEA_2023_05_05 | 2050 | Solar PV | Generation | Electricity | PJ | Dispatch-Generation | VOM | 0 | [6 empty] | 0.30832 | 0
LCP_Inputs_ON_Electric_IEA_2023_05_05 | 2050 | Solar PV | Generation | Electricity | QC | Dispatch-Generation | EmissionsCost | 0 | [6 empty] | 0.30832 | 0
LCP_Inputs_ON_Electric_IEA_2023_05_05 | 2050 | Solar PV | Generation | Electricity | QC | Dispatch-Generation | FuelCost | 0 | [6 empty] | 0.30832 | 0
LCP_Inputs_ON_Electric_IEA_2023_05_05 | 2050 | Solar PV | Generation | Electricity | QC | Dispatch-Generation | VOM | 0 | [6 empty] | 0.30832 | 0
LCP_Inputs_ON_Electric_IEA_2023_05_05 | 2050 | Solar PV | Generation | Electricity | WC | Dispatch-Generation | EmissionsCost | 0 | [6 empty] | 0.30832 | 0
LCP_Inputs_ON_Electric_IEA_2023_05_05 | 2050 | Solar PV | Generation | Electricity | WC | Dispatch-Generation | FuelCost | 0 | [6 empty] | 0.30832 | 0
LCP_Inputs_ON_Electric_IEA_2023_05_05 | 2050 | Solar PV | Generation | Electricity | WC | Dispatch-Generation | VOM | 0 | [6 empty] | 0.30832 | 0
LCP_Inputs_ON_Electric_IEA_2023_05_05 | 2050 | Wind Offshore | Generation | Electricity | MI | Dispatch-Generation | EmissionsCost | 0 | [6 empty] | 0.30832 | 0
LCP_Inputs_ON_Electric_IEA_2023_05_05 | 2050 | Wind Offshore | Generation | Electricity | MI | Dispatch-Generation | FuelCost | 0 | [6 empty] | 0.30832 | 0
LCP_Inputs_ON_Electric_IEA_2023_05_05 | 2050 | Wind Offshore | Generation | Electricity | MI | Dispatch-Generation | VOM | 0 | [6 empty] | 0.30832 | 0
LCP_Inputs_ON_Electric_IEA_2023_05_05 | 2050 | Wind Offshore | Generation | Electricity | NY | Dispatch-Generation | EmissionsCost | 0 | [6 empty] | 0.30832 | 0
LCP_Inputs_ON_Electric_IEA_2023_05_05 | 2050 | Wind Offshore | Generation | Electricity | NY | Dispatch-Generation | FuelCost | 0 | [6 empty] | 0.30832 | 0
LCP_Inputs_ON_Electric_IEA_2023_05_05 | 2050 | Wind Offshore | Generation | Electricity | NY | Dispatch-Generation | VOM | 0 | [6 empty] | 0.30832 | 0
LCP_Inputs_ON_Electric_IEA_2023_05_05 | 2050 | Wind Offshore | Generation | Electricity | ON | Dispatch-Generation | EmissionsCost | 0 | [6 empty] | 0.30832 | 0
LCP_Inputs_ON_Electric_IEA_2023_05_05 | 2050 | Wind Offshore | Generation | Electricity | ON | Dispatch-Generation | FuelCost | 0 | [6 empty] | 0.30832 | 0
LCP_Inputs_ON_Electric_IEA_2023_05_05 | 2050 | Wind Offshore | Generation | Electricity | ON | Dispatch-Generation | VOM | 0 | [6 empty] | 0.30832 | 0
LCP_Inputs_ON_Electric_IEA_2023_05_05 | 2050 | Wind Offshore | Generation | Electricity | PJ | Dispatch-Generation | EmissionsCost | 0 | [6 empty] | 0.30832 | 0
LCP_Inputs_ON_Electric_IEA_2023_05_05 | 2050 | Wind Offshore | Generation | Electricity | PJ | Dispatch-Generation | FuelCost | 0 | [6 empty] | 0.30832 | 0
LCP_Inputs_ON_Electric_IEA_2023_05_05 | 2050 | Wind Offshore | Generation | Electricity | PJ | Dispatch-Generation | VOM | 0 | [6 empty] | 0.30832 | 0
LCP_Inputs_ON_Electric_IEA_2023_05_05 | 2050 | Wind Offshore | Generation | Electricity | QC | Dispatch-Generation | EmissionsCost | 0 | [6 empty] | 0.30832 | 0
LCP_Inputs_ON_Electric_IEA_2023_05_05 | 2050 | Wind Offshore | Generation | Electricity | QC | Dispatch-Generation | FuelCost | 0 | [6 empty] | 0.30832 | 0
LCP_Inputs_ON_Electric_IEA_2023_05_05 | 2050 | Wind Offshore | Generation | Electricity | QC | Dispatch-Generation | VOM | 0 | [6 empty] | 0.30832 | 0
LCP_Inputs_ON_Electric_IEA_2023_05_05 | 2050 | Wind Offshore | Generation | Electricity | WC | Dispatch-Generation | EmissionsCost | 0 | [6 empty] | 0.30832 | 0
LCP_Inputs_ON_Electric_IEA_2023_05_05 | 2050 | Wind Offshore | Generation | Electricity | WC | Dispatch-Generation | FuelCost | 0 | [6 empty] | 0.30832 | 0
LCP_Inputs_ON_Electric_IEA_2023_05_05 | 2050 | Wind Offshore | Generation | Electricity | WC | Dispatch-Generation | VOM | 0 | [6 empty] | 0.30832 | 0
LCP_Inputs_ON_Electric_IEA_2023_05_05 | 2050 | Wind Onshore | Generation | Electricity | MI | Dispatch-Generation | EmissionsCost | 0 | [6 empty] | 0.30832 | 0
LCP_Inputs_ON_Electric_IEA_2023_05_05 | 2050 | Wind Onshore | Generation | Electricity | MI | Dispatch-Generation | FuelCost | 0 | [6 empty] | 0.30832 | 0
LCP_Inputs_ON_Electric_IEA_2023_05_05 | 2050 | Wind Onshore | Generation | Electricity | MI | Dispatch-Generation | VOM | 0 | [6 empty] | 0.30832 | 0
LCP_Inputs_ON_Electric_IEA_2023_05_05 | 2050 | Wind Onshore | Generation | Electricity | NY | Dispatch-Generation | EmissionsCost | 0 | [6 empty] | 0.30832 | 0
LCP_Inputs_ON_Electric_IEA_2023_05_05 | 2050 | Wind Onshore | Generation | Electricity | NY | Dispatch-Generation | FuelCost | 0 | [6 empty] | 0.30832 | 0
LCP_Inputs_ON_Electric_IEA_2023_05_05 | 2050 | Wind Onshore | Generation | Electricity | NY | Dispatch-Generation | VOM | 0 | [6 empty] | 0.30832 | 0
LCP_Inputs_ON_Electric_IEA_2023_05_05 | 2050 | Wind Onshore | Generation | Electricity | ON | Dispatch-Generation | EmissionsCost | 0 | [6 empty] | 0.30832 | 0
LCP_Inputs_ON_Electric_IEA_2023_05_05 | 2050 | Wind Onshore | Generation | Electricity | ON | Dispatch-Generation | FuelCost | 0 | [6 empty] | 0.30832 | 0
LCP_Inputs_ON_Electric_IEA_2023_05_05 | 2050 | Wind Onshore | Generation | Electricity | ON | Dispatch-Generation | VOM | 0 | [6 empty] | 0.30832 | 0
LCP_Inputs_ON_Electric_IEA_2023_05_05 | 2050 | Wind Onshore | Generation | Electricity | PJ | Dispatch-Generation | EmissionsCost | 0 | [6 empty] | 0.30832 | 0
LCP_Inputs_ON_Electric_IEA_2023_05_05 | 2050 | Wind Onshore | Generation | Electricity | PJ | Dispatch-Generation | FuelCost | 0 | [6 empty] | 0.30832 | 0
LCP_Inputs_ON_Electric_IEA_2023_05_05 | 2050 | Wind Onshore | Generation | Electricity | PJ | Dispatch-Generation | VOM | 0 | [6 empty] | 0.30832 | 0
LCP_Inputs_ON_Electric_IEA_2023_05_05 | 2050 | Wind Onshore | Generation | Electricity | QC | Dispatch-Generation | EmissionsCost | 0 | [6 empty] | 0.30832 | 0
LCP_Inputs_ON_Electric_IEA_2023_05_05 | 2050 | Wind Onshore | Generation | Electricity | QC | Dispatch-Generation | FuelCost | 0 | [6 empty] | 0.30832 | 0
LCP_Inputs_ON_Electric_IEA_2023_05_05 | 2050 | Wind Onshore | Generation | Electricity | QC | Dispatch-Generation | VOM | 0 | [6 empty] | 0.30832 | 0
LCP_Inputs_ON_Electric_IEA_2023_05_05 | 2050 | Wind Onshore | Generation | Electricity | WC | Dispatch-Generation | EmissionsCost | 0 | [6 empty] | 0.30832 | 0
LCP_Inputs_ON_Electric_IEA_2023_05_05 | 2050 | Wind Onshore | Generation | Electricity | WC | Dispatch-Generation | FuelCost | 0 | [6 empty] | 0.30832 | 0
LCP_Inputs_ON_Electric_IEA_2023_05_05 | 2050 | Wind Onshore | Generation | Electricity | WC | Dispatch-Generation | VOM | 0 | [6 empty] | 0.30832 | 0
LCP_Inputs_ON_Electric_IEA_2023_05_05 | 2030 | Anaerobic Digestion | Generation |  | ON | Capacity-Generation | CONE | 0 | [6 empty] | 0.67556 | 0
LCP_Inputs_ON_Electric_IEA_2023_05_05 | 2030 | Anaerobic Digestion | Generation |  | ON | Capacity-Generation | FOM | 0 | [6 empty] | 0.67556 | 0
LCP_Inputs_ON_Electric_IEA_2023_05_05 | 2030 | Anaerobic Digestion | Generation |  | ON | Capacity-Generation | Flex Adder | 0 | [6 empty] | 0.67556 | 0
LCP_Inputs_ON_Electric_IEA_2023_05_05 | 2030 | Battery Storage | Storage |  | ON | Capacity-Storage | CONE | 0 | [6 empty] | 0.67556 | 0
LCP_Inputs_ON_Electric_IEA_2023_05_05 | 2030 | Battery Storage | Storage |  | ON | Capacity-Storage | FOM | 0 | [6 empty] | 0.67556 | 0
LCP_Inputs_ON_Electric_IEA_2023_05_05 | 2030 | Battery Storage | Storage |  | ON | Capacity-Storage | Flex Adder | 0 | [6 empty] | 0.67556 | 0
LCP_Inputs_ON_Electric_IEA_2023_05_05 | 2030 | CH4 + CCS | Generation |  | ON | Capacity-Generation | CONE | 0 | [6 empty] | 0.67556 | 0
LCP_Inputs_ON_Electric_IEA_2023_05_05 | 2030 | CH4 + CCS | Generation |  | ON | Capacity-Generation | FOM | 0 | [6 empty] | 0.67556 | 0
LCP_Inputs_ON_Electric_IEA_2023_05_05 | 2030 | CH4 + CCS | Generation |  | ON | Capacity-Generation | Flex Adder | 0 | [6 empty] | 0.67556 | 0
LCP_Inputs_ON_Electric_IEA_2023_05_05 | 2030 | Electrolyser 2020/2030 | Crossload |  | ON | Capacity-Crossload | CONE | 0 | [6 empty] | 0.67556 | 0
LCP_Inputs_ON_Electric_IEA_2023_05_05 | 2030 | Electrolyser 2020/2030 | Crossload |  | ON | Capacity-Crossload | FOM | 0 | [6 empty] | 0.67556 | 0
LCP_Inputs_ON_Electric_IEA_2023_05_05 | 2030 | Electrolyser 2020/2030 | Crossload |  | ON | Capacity-Crossload | Flex Adder | 0 | [6 empty] | 0.67556 | 0
LCP_Inputs_ON_Electric_IEA_2023_05_05 | 2030 | Generic - Generator | Generation |  | MI | Capacity-Generation | CONE | 0 | [6 empty] | 0.67556 | 0
LCP_Inputs_ON_Electric_IEA_2023_05_05 | 2030 | Generic - Generator | Generation |  | MI | Capacity-Generation | FOM | 0 | [6 empty] | 0.67556 | 0
LCP_Inputs_ON_Electric_IEA_2023_05_05 | 2030 | Generic - Generator | Generation |  | MI | Capacity-Generation | Flex Adder | 0 | [6 empty] | 0.67556 | 0
LCP_Inputs_ON_Electric_IEA_2023_05_05 | 2030 | Generic - Generator | Generation |  | NY | Capacity-Generation | CONE | 0 | [6 empty] | 0.67556 | 0
LCP_Inputs_ON_Electric_IEA_2023_05_05 | 2030 | Generic - Generator | Generation |  | NY | Capacity-Generation | FOM | 0 | [6 empty] | 0.67556 | 0
LCP_Inputs_ON_Electric_IEA_2023_05_05 | 2030 | Generic - Generator | Generation |  | NY | Capacity-Generation | Flex Adder | 0 | [6 empty] | 0.67556 | 0
LCP_Inputs_ON_Electric_IEA_2023_05_05 | 2030 | Generic - Generator | Generation |  | PJ | Capacity-Generation | CONE | 0 | [6 empty] | 0.67556 | 0
LCP_Inputs_ON_Electric_IEA_2023_05_05 | 2030 | Generic - Generator | Generation |  | PJ | Capacity-Generation | FOM | 0 | [6 empty] | 0.67556 | 0
LCP_Inputs_ON_Electric_IEA_2023_05_05 | 2030 | Generic - Generator | Generation |  | PJ | Capacity-Generation | Flex Adder | 0 | [6 empty] | 0.67556 | 0
LCP_Inputs_ON_Electric_IEA_2023_05_05 | 2030 | Generic - Generator | Generation |  | QC | Capacity-Generation | CONE | 0 | [6 empty] | 0.67556 | 0
LCP_Inputs_ON_Electric_IEA_2023_05_05 | 2030 | Generic - Generator | Generation |  | QC | Capacity-Generation | FOM | 0 | [6 empty] | 0.67556 | 0
LCP_Inputs_ON_Electric_IEA_2023_05_05 | 2030 | Generic - Generator | Generation |  | QC | Capacity-Generation | Flex Adder | 0 | [6 empty] | 0.67556 | 0
LCP_Inputs_ON_Electric_IEA_2023_05_05 | 2030 | Generic - Generator | Generation |  | WC | Capacity-Generation | CONE | 0 | [6 empty] | 0.67556 | 0
LCP_Inputs_ON_Electric_IEA_2023_05_05 | 2030 | Generic - Generator | Generation |  | WC | Capacity-Generation | FOM | 0 | [6 empty] | 0.67556 | 0
LCP_Inputs_ON_Electric_IEA_2023_05_05 | 2030 | Generic - Generator | Generation |  | WC | Capacity-Generation | Flex Adder | 0 | [6 empty] | 0.67556 | 0
LCP_Inputs_ON_Electric_IEA_2023_05_05 | 2030 | H2 Salt Cavern Storage - ON | Storage |  | ON | Capacity-Storage | CONE | 21 | [6 empty] | 0.67556 | 14.1868
LCP_Inputs_ON_Electric_IEA_2023_05_05 | 2030 | H2 Salt Cavern Storage - ON | Storage |  | ON | Capacity-Storage | FOM | 0 | [6 empty] | 0.67556 | 0
LCP_Inputs_ON_Electric_IEA_2023_05_05 | 2030 | H2 Salt Cavern Storage - ON | Storage |  | ON | Capacity-Storage | Flex Adder | 0 | [6 empty] | 0.67556 | 0
LCP_Inputs_ON_Electric_IEA_2023_05_05 | 2030 | O/CCGT - H2 New | Crossload |  | ON | Capacity-Crossload | CONE | 1897683263.3749 | [6 empty] | 0.67556 | 1282006816.5165
LCP_Inputs_ON_Electric_IEA_2023_05_05 | 2030 | O/CCGT - H2 New | Crossload |  | ON | Capacity-Crossload | FOM | 68458992.1852 | [6 empty] | 0.67556 | 46248442.1543
LCP_Inputs_ON_Electric_IEA_2023_05_05 | 2030 | O/CCGT - H2 New | Crossload |  | ON | Capacity-Crossload | Flex Adder | 0 | [6 empty] | 0.67556 | 0
LCP_Inputs_ON_Electric_IEA_2023_05_05 | 2030 | SMR CCS | Generation |  | ON | Capacity-Generation | CONE | 4815836994.5165 | [6 empty] | 0.67556 | 3253406916.4011
LCP_Inputs_ON_Electric_IEA_2023_05_05 | 2030 | SMR CCS | Generation |  | ON | Capacity-Generation | FOM | 171994178.3756 | [6 empty] | 0.67556 | 116193104.1572
LCP_Inputs_ON_Electric_IEA_2023_05_05 | 2030 | SMR CCS | Generation |  | ON | Capacity-Generation | Flex Adder | 0 | [6 empty] | 0.67556 | 0
LCP_Inputs_ON_Electric_IEA_2023_05_05 | 2030 | SMR CCS | Generation |  | WC | Capacity-Generation | CONE | 0 | [6 empty] | 0.67556 | 0
LCP_Inputs_ON_Electric_IEA_2023_05_05 | 2030 | SMR CCS | Generation |  | WC | Capacity-Generation | FOM | 0 | [6 empty] | 0.67556 | 0
LCP_Inputs_ON_Electric_IEA_2023_05_05 | 2030 | SMR CCS | Generation |  | WC | Capacity-Generation | Flex Adder | 0 | [6 empty] | 0.67556 | 0
LCP_Inputs_ON_Electric_IEA_2023_05_05 | 2030 | Solar PV | Generation |  | ON | Capacity-Generation | CONE | 2853288997.6169 | [6 empty] | 0.67556 | 1927579810.0949
LCP_Inputs_ON_Electric_IEA_2023_05_05 | 2030 | Solar PV | Generation |  | ON | Capacity-Generation | FOM | 70308359.4558 | [6 empty] | 0.67556 | 47497808.4173
LCP_Inputs_ON_Electric_IEA_2023_05_05 | 2030 | Solar PV | Generation |  | ON | Capacity-Generation | Flex Adder | 0 | [6 empty] | 0.67556 | 0
LCP_Inputs_ON_Electric_IEA_2023_05_05 | 2030 | Solar PV | Generation |  | WC | Capacity-Generation | CONE | 0 | [6 empty] | 0.67556 | 0
LCP_Inputs_ON_Electric_IEA_2023_05_05 | 2030 | Solar PV | Generation |  | WC | Capacity-Generation | FOM | 0 | [6 empty] | 0.67556 | 0
LCP_Inputs_ON_Electric_IEA_2023_05_05 | 2030 | Solar PV | Generation |  | WC | Capacity-Generation | Flex Adder | 0 | [6 empty] | 0.67556 | 0
LCP_Inputs_ON_Electric_IEA_2023_05_05 | 2030 | Wind Onshore | Generation |  | MI | Capacity-Generation | CONE | 39493207728.074 | [6 empty] | 0.67556 | 26680196053.0809
LCP_Inputs_ON_Electric_IEA_2023_05_05 | 2030 | Wind Onshore | Generation |  | MI | Capacity-Generation | FOM | 831915836.2524 | [6 empty] | 0.67556 | 562012530.4508
LCP_Inputs_ON_Electric_IEA_2023_05_05 | 2030 | Wind Onshore | Generation |  | MI | Capacity-Generation | Flex Adder | 0 | [6 empty] | 0.67556 | 0
LCP_Inputs_ON_Electric_IEA_2023_05_05 | 2030 | Wind Onshore | Generation |  | NY | Capacity-Generation | CONE | 12285198525.1715 | [6 empty] | 0.67556 | 8299439930.5174
LCP_Inputs_ON_Electric_IEA_2023_05_05 | 2030 | Wind Onshore | Generation |  | NY | Capacity-Generation | FOM | 258785036.5299 | [6 empty] | 0.67556 | 174825898.1079
LCP_Inputs_ON_Electric_IEA_2023_05_05 | 2030 | Wind Onshore | Generation |  | NY | Capacity-Generation | Flex Adder | 0 | [6 empty] | 0.67556 | 0
LCP_Inputs_ON_Electric_IEA_2023_05_05 | 2030 | Wind Onshore | Generation |  | ON | Capacity-Generation | CONE | 17802225000 | [6 empty] | 0.67556 | 12026545335.3749
LCP_Inputs_ON_Electric_IEA_2023_05_05 | 2030 | Wind Onshore | Generation |  | ON | Capacity-Generation | FOM | 375000000 | [6 empty] | 0.67556 | 253336563.3097
LCP_Inputs_ON_Electric_IEA_2023_05_05 | 2030 | Wind Onshore | Generation |  | ON | Capacity-Generation | Flex Adder | 0 | [6 empty] | 0.67556 | 0
LCP_Inputs_ON_Electric_IEA_2023_05_05 | 2030 | Wind Onshore | Generation |  | PJ | Capacity-Generation | CONE | 204786746113.693 | [6 empty] | 0.67556 | 138346587924.837
LCP_Inputs_ON_Electric_IEA_2023_05_05 | 2030 | Wind Onshore | Generation |  | PJ | Capacity-Generation | FOM | 4313788292.9035 | [6 empty] | 0.67556 | 2914240802.5858
LCP_Inputs_ON_Electric_IEA_2023_05_05 | 2030 | Wind Onshore | Generation |  | PJ | Capacity-Generation | Flex Adder | 0 | [6 empty] | 0.67556 | 0
LCP_Inputs_ON_Electric_IEA_2023_05_05 | 2030 | Wind Onshore | Generation |  | WC | Capacity-Generation | CONE | 0 | [6 empty] | 0.67556 | 0
LCP_Inputs_ON_Electric_IEA_2023_05_05 | 2030 | Wind Onshore | Generation |  | WC | Capacity-Generation | FOM | 0 | [6 empty] | 0.67556 | 0
LCP_Inputs_ON_Electric_IEA_2023_05_05 | 2030 | Wind Onshore | Generation |  | WC | Capacity-Generation | Flex Adder | 0 | [6 empty] | 0.67556 | 0
LCP_Inputs_ON_Electric_IEA_2023_05_05 | 2031 | Anaerobic Digestion | Generation |  | ON | Capacity-Generation | FOM | 0 | [6 empty] | 0.64958 | 0
LCP_Inputs_ON_Electric_IEA_2023_05_05 | 2031 | Anaerobic Digestion | Generation |  | ON | Capacity-Generation | Flex Adder | 0 | [6 empty] | 0.64958 | 0
LCP_Inputs_ON_Electric_IEA_2023_05_05 | 2031 | Battery Storage | Storage |  | ON | Capacity-Storage | FOM | 0 | [6 empty] | 0.64958 | 0
LCP_Inputs_ON_Electric_IEA_2023_05_05 | 2031 | Battery Storage | Storage |  | ON | Capacity-Storage | Flex Adder | 0 | [6 empty] | 0.64958 | 0
LCP_Inputs_ON_Electric_IEA_2023_05_05 | 2031 | CH4 + CCS | Generation |  | ON | Capacity-Generation | FOM | 0 | [6 empty] | 0.64958 | 0
LCP_Inputs_ON_Electric_IEA_2023_05_05 | 2031 | CH4 + CCS | Generation |  | ON | Capacity-Generation | Flex Adder | 0 | [6 empty] | 0.64958 | 0
LCP_Inputs_ON_Electric_IEA_2023_05_05 | 2031 | Electrolyser 2020/2030 | Crossload |  | ON | Capacity-Crossload | FOM | 0 | [6 empty] | 0.64958 | 0
LCP_Inputs_ON_Electric_IEA_2023_05_05 | 2031 | Electrolyser 2020/2030 | Crossload |  | ON | Capacity-Crossload | Flex Adder | 0 | [6 empty] | 0.64958 | 0
LCP_Inputs_ON_Electric_IEA_2023_05_05 | 2031 | Generic - Generator | Generation |  | MI | Capacity-Generation | FOM | 0 | [6 empty] | 0.64958 | 0
LCP_Inputs_ON_Electric_IEA_2023_05_05 | 2031 | Generic - Generator | Generation |  | MI | Capacity-Generation | Flex Adder | 0 | [6 empty] | 0.64958 | 0
LCP_Inputs_ON_Electric_IEA_2023_05_05 | 2031 | Generic - Generator | Generation |  | NY | Capacity-Generation | FOM | 0 | [6 empty] | 0.64958 | 0
LCP_Inputs_ON_Electric_IEA_2023_05_05 | 2031 | Generic - Generator | Generation |  | NY | Capacity-Generation | Flex Adder | 0 | [6 empty] | 0.64958 | 0
LCP_Inputs_ON_Electric_IEA_2023_05_05 | 2031 | Generic - Generator | Generation |  | PJ | Capacity-Generation | FOM | 0 | [6 empty] | 0.64958 | 0
LCP_Inputs_ON_Electric_IEA_2023_05_05 | 2031 | Generic - Generator | Generation |  | PJ | Capacity-Generation | Flex Adder | 0 | [6 empty] | 0.64958 | 0
LCP_Inputs_ON_Electric_IEA_2023_05_05 | 2031 | Generic - Generator | Generation |  | QC | Capacity-Generation | FOM | 0 | [6 empty] | 0.64958 | 0
LCP_Inputs_ON_Electric_IEA_2023_05_05 | 2031 | Generic - Generator | Generation |  | QC | Capacity-Generation | Flex Adder | 0 | [6 empty] | 0.64958 | 0
LCP_Inputs_ON_Electric_IEA_2023_05_05 | 2031 | Generic - Generator | Generation |  | WC | Capacity-Generation | FOM | 0 | [6 empty] | 0.64958 | 0
LCP_Inputs_ON_Electric_IEA_2023_05_05 | 2031 | Generic - Generator | Generation |  | WC | Capacity-Generation | Flex Adder | 0 | [6 empty] | 0.64958 | 0
LCP_Inputs_ON_Electric_IEA_2023_05_05 | 2031 | H2 Salt Cavern Storage - ON | Storage |  | ON | Capacity-Storage | FOM | 0 | [6 empty] | 0.64958 | 0
LCP_Inputs_ON_Electric_IEA_2023_05_05 | 2031 | H2 Salt Cavern Storage - ON | Storage |  | ON | Capacity-Storage | Flex Adder | 0 | [6 empty] | 0.64958 | 0
LCP_Inputs_ON_Electric_IEA_2023_05_05 | 2031 | O/CCGT - H2 New | Crossload |  | ON | Capacity-Crossload | FOM | 68458992.1852 | [6 empty] | 0.64958 | 44469655.9176
LCP_Inputs_ON_Electric_IEA_2023_05_05 | 2031 | O/CCGT - H2 New | Crossload |  | ON | Capacity-Crossload | Flex Adder | 0 | [6 empty] | 0.64958 | 0
LCP_Inputs_ON_Electric_IEA_2023_05_05 | 2031 | SMR CCS | Generation |  | ON | Capacity-Generation | FOM | 171994178.3756 | [6 empty] | 0.64958 | 111724138.6127
LCP_Inputs_ON_Electric_IEA_2023_05_05 | 2031 | SMR CCS | Generation |  | ON | Capacity-Generation | Flex Adder | 0 | [6 empty] | 0.64958 | 0
LCP_Inputs_ON_Electric_IEA_2023_05_05 | 2031 | SMR CCS | Generation |  | WC | Capacity-Generation | FOM | 0 | [6 empty] | 0.64958 | 0
LCP_Inputs_ON_Electric_IEA_2023_05_05 | 2031 | SMR CCS | Generation |  | WC | Capacity-Generation | Flex Adder | 0 | [6 empty] | 0.64958 | 0
LCP_Inputs_ON_Electric_IEA_2023_05_05 | 2031 | Solar PV | Generation |  | ON | Capacity-Generation | FOM | 70308359.4558 | [6 empty] | 0.64958 | 45670969.632
LCP_Inputs_ON_Electric_IEA_2023_05_05 | 2031 | Solar PV | Generation |  | ON | Capacity-Generation | Flex Adder | 0 | [6 empty] | 0.64958 | 0
LCP_Inputs_ON_Electric_IEA_2023_05_05 | 2031 | Solar PV | Generation |  | WC | Capacity-Generation | FOM | 0 | [6 empty] | 0.64958 | 0
LCP_Inputs_ON_Electric_IEA_2023_05_05 | 2031 | Solar PV | Generation |  | WC | Capacity-Generation | Flex Adder | 0 | [6 empty] | 0.64958 | 0
LCP_Inputs_ON_Electric_IEA_2023_05_05 | 2031 | Wind Onshore | Generation |  | MI | Capacity-Generation | FOM | 831915836.2524 | [6 empty] | 0.64958 | 540396663.895
LCP_Inputs_ON_Electric_IEA_2023_05_05 | 2031 | Wind Onshore | Generation |  | MI | Capacity-Generation | Flex Adder | 0 | [6 empty] | 0.64958 | 0
LCP_Inputs_ON_Electric_IEA_2023_05_05 | 2031 | Wind Onshore | Generation |  | NY | Capacity-Generation | FOM | 258785036.5299 | [6 empty] | 0.64958 | 168101825.1038
LCP_Inputs_ON_Electric_IEA_2023_05_05 | 2031 | Wind Onshore | Generation |  | NY | Capacity-Generation | Flex Adder | 0 | [6 empty] | 0.64958 | 0
LCP_Inputs_ON_Electric_IEA_2023_05_05 | 2031 | Wind Onshore | Generation |  | ON | Capacity-Generation | FOM | 375000000 | [6 empty] | 0.64958 | 243592849.3362
LCP_Inputs_ON_Electric_IEA_2023_05_05 | 2031 | Wind Onshore | Generation |  | ON | Capacity-Generation | Flex Adder | 0 | [6 empty] | 0.64958 | 0
LCP_Inputs_ON_Electric_IEA_2023_05_05 | 2031 | Wind Onshore | Generation |  | PJ | Capacity-Generation | FOM | 4313788292.9035 | [6 empty] | 0.64958 | 2802154617.871
LCP_Inputs_ON_Electric_IEA_2023_05_05 | 2031 | Wind Onshore | Generation |  | PJ | Capacity-Generation | Flex Adder | 0 | [6 empty] | 0.64958 | 0
LCP_Inputs_ON_Electric_IEA_2023_05_05 | 2031 | Wind Onshore | Generation |  | WC | Capacity-Generation | FOM | 0 | [6 empty] | 0.64958 | 0
LCP_Inputs_ON_Electric_IEA_2023_05_05 | 2031 | Wind Onshore | Generation |  | WC | Capacity-Generation | Flex Adder | 0 | [6 empty] | 0.64958 | 0
LCP_Inputs_ON_Electric_IEA_2023_05_05 | 2032 | Anaerobic Digestion | Generation |  | ON | Capacity-Generation | FOM | 0 | [6 empty] | 0.6246 | 0
LCP_Inputs_ON_Electric_IEA_2023_05_05 | 2032 | Anaerobic Digestion | Generation |  | ON | Capacity-Generation | Flex Adder | 0 | [6 empty] | 0.6246 | 0
LCP_Inputs_ON_Electric_IEA_2023_05_05 | 2032 | Battery Storage | Storage |  | ON | Capacity-Storage | FOM | 0 | [6 empty] | 0.6246 | 0
LCP_Inputs_ON_Electric_IEA_2023_05_05 | 2032 | Battery Storage | Storage |  | ON | Capacity-Storage | Flex Adder | 0 | [6 empty] | 0.6246 | 0
LCP_Inputs_ON_Electric_IEA_2023_05_05 | 2032 | CH4 + CCS | Generation |  | ON | Capacity-Generation | FOM | 0 | [6 empty] | 0.6246 | 0
LCP_Inputs_ON_Electric_IEA_2023_05_05 | 2032 | CH4 + CCS | Generation |  | ON | Capacity-Generation | Flex Adder | 0 | [6 empty] | 0.6246 | 0
LCP_Inputs_ON_Electric_IEA_2023_05_05 | 2032 | Electrolyser 2020/2030 | Crossload |  | ON | Capacity-Crossload | FOM | 0 | [6 empty] | 0.6246 | 0
LCP_Inputs_ON_Electric_IEA_2023_05_05 | 2032 | Electrolyser 2020/2030 | Crossload |  | ON | Capacity-Crossload | Flex Adder | 0 | [6 empty] | 0.6246 | 0
LCP_Inputs_ON_Electric_IEA_2023_05_05 | 2032 | Generic - Generator | Generation |  | MI | Capacity-Generation | FOM | 0 | [6 empty] | 0.6246 | 0
LCP_Inputs_ON_Electric_IEA_2023_05_05 | 2032 | Generic - Generator | Generation |  | MI | Capacity-Generation | Flex Adder | 0 | [6 empty] | 0.6246 | 0
LCP_Inputs_ON_Electric_IEA_2023_05_05 | 2032 | Generic - Generator | Generation |  | NY | Capacity-Generation | FOM | 0 | [6 empty] | 0.6246 | 0
LCP_Inputs_ON_Electric_IEA_2023_05_05 | 2032 | Generic - Generator | Generation |  | NY | Capacity-Generation | Flex Adder | 0 | [6 empty] | 0.6246 | 0
LCP_Inputs_ON_Electric_IEA_2023_05_05 | 2032 | Generic - Generator | Generation |  | PJ | Capacity-Generation | FOM | 0 | [6 empty] | 0.6246 | 0
LCP_Inputs_ON_Electric_IEA_2023_05_05 | 2032 | Generic - Generator | Generation |  | PJ | Capacity-Generation | Flex Adder | 0 | [6 empty] | 0.6246 | 0
LCP_Inputs_ON_Electric_IEA_2023_05_05 | 2032 | Generic - Generator | Generation |  | QC | Capacity-Generation | FOM | 0 | [6 empty] | 0.6246 | 0
LCP_Inputs_ON_Electric_IEA_2023_05_05 | 2032 | Generic - Generator | Generation |  | QC | Capacity-Generation | Flex Adder | 0 | [6 empty] | 0.6246 | 0
LCP_Inputs_ON_Electric_IEA_2023_05_05 | 2032 | Generic - Generator | Generation |  | WC | Capacity-Generation | FOM | 0 | [6 empty] | 0.6246 | 0
LCP_Inputs_ON_Electric_IEA_2023_05_05 | 2032 | Generic - Generator | Generation |  | WC | Capacity-Generation | Flex Adder | 0 | [6 empty] | 0.6246 | 0
LCP_Inputs_ON_Electric_IEA_2023_05_05 | 2032 | H2 Salt Cavern Storage - ON | Storage |  | ON | Capacity-Storage | FOM | 0 | [6 empty] | 0.6246 | 0
LCP_Inputs_ON_Electric_IEA_2023_05_05 | 2032 | H2 Salt Cavern Storage - ON | Storage |  | ON | Capacity-Storage | Flex Adder | 0 | [6 empty] | 0.6246 | 0
LCP_Inputs_ON_Electric_IEA_2023_05_05 | 2032 | O/CCGT - H2 New | Crossload |  | ON | Capacity-Crossload | FOM | 68458992.1852 | [6 empty] | 0.6246 | 42759284.5361
LCP_Inputs_ON_Electric_IEA_2023_05_05 | 2032 | O/CCGT - H2 New | Crossload |  | ON | Capacity-Crossload | Flex Adder | 0 | [6 empty] | 0.6246 | 0
LCP_Inputs_ON_Electric_IEA_2023_05_05 | 2032 | SMR CCS | Generation |  | ON | Capacity-Generation | FOM | 171994178.3756 | [6 empty] | 0.6246 | 107427056.3583
LCP_Inputs_ON_Electric_IEA_2023_05_05 | 2032 | SMR CCS | Generation |  | ON | Capacity-Generation | Flex Adder | 0 | [6 empty] | 0.6246 | 0
LCP_Inputs_ON_Electric_IEA_2023_05_05 | 2032 | SMR CCS | Generation |  | WC | Capacity-Generation | FOM | 0 | [6 empty] | 0.6246 | 0
LCP_Inputs_ON_Electric_IEA_2023_05_05 | 2032 | SMR CCS | Generation |  | WC | Capacity-Generation | Flex Adder | 0 | [6 empty] | 0.6246 | 0
LCP_Inputs_ON_Electric_IEA_2023_05_05 | 2032 | Solar PV | Generation |  | ON | Capacity-Generation | FOM | 70308359.4558 | [6 empty] | 0.6246 | 43914393.8769
LCP_Inputs_ON_Electric_IEA_2023_05_05 | 2032 | Solar PV | Generation |  | ON | Capacity-Generation | Flex Adder | 0 | [6 empty] | 0.6246 | 0
LCP_Inputs_ON_Electric_IEA_2023_05_05 | 2032 | Solar PV | Generation |  | WC | Capacity-Generation | FOM | 0 | [6 empty] | 0.6246 | 0
LCP_Inputs_ON_Electric_IEA_2023_05_05 | 2032 | Solar PV | Generation |  | WC | Capacity-Generation | Flex Adder | 0 | [6 empty] | 0.6246 | 0
LCP_Inputs_ON_Electric_IEA_2023_05_05 | 2032 | Wind Onshore | Generation |  | MI | Capacity-Generation | FOM | 831915836.2524 | [6 empty] | 0.6246 | 519612176.8222
LCP_Inputs_ON_Electric_IEA_2023_05_05 | 2032 | Wind Onshore | Generation |  | MI | Capacity-Generation | Flex Adder | 0 | [6 empty] | 0.6246 | 0
LCP_Inputs_ON_Electric_IEA_2023_05_05 | 2032 | Wind Onshore | Generation |  | NY | Capacity-Generation | FOM | 258785036.5299 | [6 empty] | 0.6246 | 161636370.2921
LCP_Inputs_ON_Electric_IEA_2023_05_05 | 2032 | Wind Onshore | Generation |  | NY | Capacity-Generation | Flex Adder | 0 | [6 empty] | 0.6246 | 0
LCP_Inputs_ON_Electric_IEA_2023_05_05 | 2032 | Wind Onshore | Generation |  | ON | Capacity-Generation | FOM | 375000000 | [6 empty] | 0.6246 | 234223893.5925
LCP_Inputs_ON_Electric_IEA_2023_05_05 | 2032 | Wind Onshore | Generation |  | ON | Capacity-Generation | Flex Adder | 0 | [6 empty] | 0.6246 | 0
LCP_Inputs_ON_Electric_IEA_2023_05_05 | 2032 | Wind Onshore | Generation |  | PJ | Capacity-Generation | FOM | 4313788292.9035 | [6 empty] | 0.6246 | 2694379440.2606
LCP_Inputs_ON_Electric_IEA_2023_05_05 | 2032 | Wind Onshore | Generation |  | PJ | Capacity-Generation | Flex Adder | 0 | [6 empty] | 0.6246 | 0
LCP_Inputs_ON_Electric_IEA_2023_05_05 | 2032 | Wind Onshore | Generation |  | WC | Capacity-Generation | FOM | 0 | [6 empty] | 0.6246 | 0
LCP_Inputs_ON_Electric_IEA_2023_05_05 | 2032 | Wind Onshore | Generation |  | WC | Capacity-Generation | Flex Adder | 0 | [6 empty] | 0.6246 | 0
LCP_Inputs_ON_Electric_IEA_2023_05_05 | 2033 | Anaerobic Digestion | Generation |  | ON | Capacity-Generation | FOM | 0 | [6 empty] | 0.60057 | 0
LCP_Inputs_ON_Electric_IEA_2023_05_05 | 2033 | Anaerobic Digestion | Generation |  | ON | Capacity-Generation | Flex Adder | 0 | [6 empty] | 0.60057 | 0
LCP_Inputs_ON_Electric_IEA_2023_05_05 | 2033 | Battery Storage | Storage |  | ON | Capacity-Storage | FOM | 0 | [6 empty] | 0.60057 | 0
LCP_Inputs_ON_Electric_IEA_2023_05_05 | 2033 | Battery Storage | Storage |  | ON | Capacity-Storage | Flex Adder | 0 | [6 empty] | 0.60057 | 0
LCP_Inputs_ON_Electric_IEA_2023_05_05 | 2033 | CH4 + CCS | Generation |  | ON | Capacity-Generation | FOM | 0 | [6 empty] | 0.60057 | 0
LCP_Inputs_ON_Electric_IEA_2023_05_05 | 2033 | CH4 + CCS | Generation |  | ON | Capacity-Generation | Flex Adder | 0 | [6 empty] | 0.60057 | 0
LCP_Inputs_ON_Electric_IEA_2023_05_05 | 2033 | Electrolyser 2020/2030 | Crossload |  | ON | Capacity-Crossload | FOM | 0 | [6 empty] | 0.60057 | 0
LCP_Inputs_ON_Electric_IEA_2023_05_05 | 2033 | Electrolyser 2020/2030 | Crossload |  | ON | Capacity-Crossload | Flex Adder | 0 | [6 empty] | 0.60057 | 0
LCP_Inputs_ON_Electric_IEA_2023_05_05 | 2033 | Generic - Generator | Generation |  | MI | Capacity-Generation | FOM | 0 | [6 empty] | 0.60057 | 0
LCP_Inputs_ON_Electric_IEA_2023_05_05 | 2033 | Generic - Generator | Generation |  | MI | Capacity-Generation | Flex Adder | 0 | [6 empty] | 0.60057 | 0
LCP_Inputs_ON_Electric_IEA_2023_05_05 | 2033 | Generic - Generator | Generation |  | NY | Capacity-Generation | FOM | 0 | [6 empty] | 0.60057 | 0
LCP_Inputs_ON_Electric_IEA_2023_05_05 | 2033 | Generic - Generator | Generation |  | NY | Capacity-Generation | Flex Adder | 0 | [6 empty] | 0.60057 | 0
LCP_Inputs_ON_Electric_IEA_2023_05_05 | 2033 | Generic - Generator | Generation |  | PJ | Capacity-Generation | FOM | 0 | [6 empty] | 0.60057 | 0
LCP_Inputs_ON_Electric_IEA_2023_05_05 | 2033 | Generic - Generator | Generation |  | PJ | Capacity-Generation | Flex Adder | 0 | [6 empty] | 0.60057 | 0
LCP_Inputs_ON_Electric_IEA_2023_05_05 | 2033 | Generic - Generator | Generation |  | QC | Capacity-Generation | FOM | 0 | [6 empty] | 0.60057 | 0
LCP_Inputs_ON_Electric_IEA_2023_05_05 | 2033 | Generic - Generator | Generation |  | QC | Capacity-Generation | Flex Adder | 0 | [6 empty] | 0.60057 | 0
LCP_Inputs_ON_Electric_IEA_2023_05_05 | 2033 | Generic - Generator | Generation |  | WC | Capacity-Generation | FOM | 0 | [6 empty] | 0.60057 | 0
LCP_Inputs_ON_Electric_IEA_2023_05_05 | 2033 | Generic - Generator | Generation |  | WC | Capacity-Generation | Flex Adder | 0 | [6 empty] | 0.60057 | 0
LCP_Inputs_ON_Electric_IEA_2023_05_05 | 2033 | H2 Salt Cavern Storage - ON | Storage |  | ON | Capacity-Storage | FOM | 0 | [6 empty] | 0.60057 | 0
LCP_Inputs_ON_Electric_IEA_2023_05_05 | 2033 | H2 Salt Cavern Storage - ON | Storage |  | ON | Capacity-Storage | Flex Adder | 0 | [6 empty] | 0.60057 | 0
LCP_Inputs_ON_Electric_IEA_2023_05_05 | 2033 | O/CCGT - H2 New | Crossload |  | ON | Capacity-Crossload | FOM | 68458992.1852 | [6 empty] | 0.60057 | 41114696.6694
LCP_Inputs_ON_Electric_IEA_2023_05_05 | 2033 | O/CCGT - H2 New | Crossload |  | ON | Capacity-Crossload | Flex Adder | 0 | [6 empty] | 0.60057 | 0
LCP_Inputs_ON_Electric_IEA_2023_05_05 | 2033 | SMR CCS | Generation |  | ON | Capacity-Generation | FOM | 171994178.3756 | [6 empty] | 0.60057 | 103295246.4984
LCP_Inputs_ON_Electric_IEA_2023_05_05 | 2033 | SMR CCS | Generation |  | ON | Capacity-Generation | Flex Adder | 0 | [6 empty] | 0.60057 | 0
LCP_Inputs_ON_Electric_IEA_2023_05_05 | 2033 | SMR CCS | Generation |  | WC | Capacity-Generation | FOM | 0 | [6 empty] | 0.60057 | 0
LCP_Inputs_ON_Electric_IEA_2023_05_05 | 2033 | SMR CCS | Generation |  | WC | Capacity-Generation | Flex Adder | 0 | [6 empty] | 0.60057 | 0
LCP_Inputs_ON_Electric_IEA_2023_05_05 | 2033 | Solar PV | Generation |  | ON | Capacity-Generation | FOM | 70308359.4558 | [6 empty] | 0.60057 | 42225378.7278
LCP_Inputs_ON_Electric_IEA_2023_05_05 | 2033 | Solar PV | Generation |  | ON | Capacity-Generation | Flex Adder | 0 | [6 empty] | 0.60057 | 0
LCP_Inputs_ON_Electric_IEA_2023_05_05 | 2033 | Solar PV | Generation |  | WC | Capacity-Generation | FOM | 0 | [6 empty] | 0.60057 | 0
LCP_Inputs_ON_Electric_IEA_2023_05_05 | 2033 | Solar PV | Generation |  | WC | Capacity-Generation | Flex Adder | 0 | [6 empty] | 0.60057 | 0
LCP_Inputs_ON_Electric_IEA_2023_05_05 | 2033 | Wind Onshore | Generation |  | MI | Capacity-Generation | FOM | 831915836.2524 | [6 empty] | 0.60057 | 499627093.0982
LCP_Inputs_ON_Electric_IEA_2023_05_05 | 2033 | Wind Onshore | Generation |  | MI | Capacity-Generation | Flex Adder | 0 | [6 empty] | 0.60057 | 0
LCP_Inputs_ON_Electric_IEA_2023_05_05 | 2033 | Wind Onshore | Generation |  | NY | Capacity-Generation | FOM | 258785036.5299 | [6 empty] | 0.60057 | 155419586.8193
LCP_Inputs_ON_Electric_IEA_2023_05_05 | 2033 | Wind Onshore | Generation |  | NY | Capacity-Generation | Flex Adder | 0 | [6 empty] | 0.60057 | 0
LCP_Inputs_ON_Electric_IEA_2023_05_05 | 2033 | Wind Onshore | Generation |  | ON | Capacity-Generation | FOM | 375000000 | [6 empty] | 0.60057 | 225215282.3005
LCP_Inputs_ON_Electric_IEA_2023_05_05 | 2033 | Wind Onshore | Generation |  | ON | Capacity-Generation | Flex Adder | 0 | [6 empty] | 0.60057 | 0
LCP_Inputs_ON_Electric_IEA_2023_05_05 | 2033 | Wind Onshore | Generation |  | PJ | Capacity-Generation | FOM | 4313788292.9035 | [6 empty] | 0.60057 | 2590749461.789
LCP_Inputs_ON_Electric_IEA_2023_05_05 | 2033 | Wind Onshore | Generation |  | PJ | Capacity-Generation | Flex Adder | 0 | [6 empty] | 0.60057 | 0
LCP_Inputs_ON_Electric_IEA_2023_05_05 | 2033 | Wind Onshore | Generation |  | WC | Capacity-Generation | FOM | 0 | [6 empty] | 0.60057 | 0
LCP_Inputs_ON_Electric_IEA_2023_05_05 | 2033 | Wind Onshore | Generation |  | WC | Capacity-Generation | Flex Adder | 0 | [6 empty] | 0.60057 | 0
LCP_Inputs_ON_Electric_IEA_2023_05_05 | 2034 | Anaerobic Digestion | Generation |  | ON | Capacity-Generation | FOM | 0 | [6 empty] | 0.57748 | 0
LCP_Inputs_ON_Electric_IEA_2023_05_05 | 2034 | Anaerobic Digestion | Generation |  | ON | Capacity-Generation | Flex Adder | 0 | [6 empty] | 0.57748 | 0
LCP_Inputs_ON_Electric_IEA_2023_05_05 | 2034 | Battery Storage | Storage |  | ON | Capacity-Storage | FOM | 0 | [6 empty] | 0.57748 | 0
LCP_Inputs_ON_Electric_IEA_2023_05_05 | 2034 | Battery Storage | Storage |  | ON | Capacity-Storage | Flex Adder | 0 | [6 empty] | 0.57748 | 0
LCP_Inputs_ON_Electric_IEA_2023_05_05 | 2034 | CH4 + CCS | Generation |  | ON | Capacity-Generation | FOM | 0 | [6 empty] | 0.57748 | 0
LCP_Inputs_ON_Electric_IEA_2023_05_05 | 2034 | CH4 + CCS | Generation |  | ON | Capacity-Generation | Flex Adder | 0 | [6 empty] | 0.57748 | 0
LCP_Inputs_ON_Electric_IEA_2023_05_05 | 2034 | Electrolyser 2020/2030 | Crossload |  | ON | Capacity-Crossload | FOM | 0 | [6 empty] | 0.57748 | 0
LCP_Inputs_ON_Electric_IEA_2023_05_05 | 2034 | Electrolyser 2020/2030 | Crossload |  | ON | Capacity-Crossload | Flex Adder | 0 | [6 empty] | 0.57748 | 0
LCP_Inputs_ON_Electric_IEA_2023_05_05 | 2034 | Generic - Generator | Generation |  | MI | Capacity-Generation | FOM | 0 | [6 empty] | 0.57748 | 0
LCP_Inputs_ON_Electric_IEA_2023_05_05 | 2034 | Generic - Generator | Generation |  | MI | Capacity-Generation | Flex Adder | 0 | [6 empty] | 0.57748 | 0
LCP_Inputs_ON_Electric_IEA_2023_05_05 | 2034 | Generic - Generator | Generation |  | NY | Capacity-Generation | FOM | 0 | [6 empty] | 0.57748 | 0
LCP_Inputs_ON_Electric_IEA_2023_05_05 | 2034 | Generic - Generator | Generation |  | NY | Capacity-Generation | Flex Adder | 0 | [6 empty] | 0.57748 | 0
LCP_Inputs_ON_Electric_IEA_2023_05_05 | 2034 | Generic - Generator | Generation |  | PJ | Capacity-Generation | FOM | 0 | [6 empty] | 0.57748 | 0
LCP_Inputs_ON_Electric_IEA_2023_05_05 | 2034 | Generic - Generator | Generation |  | PJ | Capacity-Generation | Flex Adder | 0 | [6 empty] | 0.57748 | 0
LCP_Inputs_ON_Electric_IEA_2023_05_05 | 2034 | Generic - Generator | Generation |  | QC | Capacity-Generation | FOM | 0 | [6 empty] | 0.57748 | 0
LCP_Inputs_ON_Electric_IEA_2023_05_05 | 2034 | Generic - Generator | Generation |  | QC | Capacity-Generation | Flex Adder | 0 | [6 empty] | 0.57748 | 0
LCP_Inputs_ON_Electric_IEA_2023_05_05 | 2034 | Generic - Generator | Generation |  | WC | Capacity-Generation | FOM | 0 | [6 empty] | 0.57748 | 0
LCP_Inputs_ON_Electric_IEA_2023_05_05 | 2034 | Generic - Generator | Generation |  | WC | Capacity-Generation | Flex Adder | 0 | [6 empty] | 0.57748 | 0
LCP_Inputs_ON_Electric_IEA_2023_05_05 | 2034 | H2 Salt Cavern Storage - ON | Storage |  | ON | Capacity-Storage | FOM | 0 | [6 empty] | 0.57748 | 0
LCP_Inputs_ON_Electric_IEA_2023_05_05 | 2034 | H2 Salt Cavern Storage - ON | Storage |  | ON | Capacity-Storage | Flex Adder | 0 | [6 empty] | 0.57748 | 0
LCP_Inputs_ON_Electric_IEA_2023_05_05 | 2034 | O/CCGT - H2 New | Crossload |  | ON | Capacity-Crossload | FOM | 68458992.1852 | [6 empty] | 0.57748 | 39533362.1821
LCP_Inputs_ON_Electric_IEA_2023_05_05 | 2034 | O/CCGT - H2 New | Crossload |  | ON | Capacity-Crossload | Flex Adder | 0 | [6 empty] | 0.57748 | 0
LCP_Inputs_ON_Electric_IEA_2023_05_05 | 2034 | SMR CCS | Generation |  | ON | Capacity-Generation | FOM | 171994178.3756 | [6 empty] | 0.57748 | 99322352.4023
LCP_Inputs_ON_Electric_IEA_2023_05_05 | 2034 | SMR CCS | Generation |  | ON | Capacity-Generation | Flex Adder | 0 | [6 empty] | 0.57748 | 0
LCP_Inputs_ON_Electric_IEA_2023_05_05 | 2034 | SMR CCS | Generation |  | WC | Capacity-Generation | FOM | 0 | [6 empty] | 0.57748 | 0
LCP_Inputs_ON_Electric_IEA_2023_05_05 | 2034 | SMR CCS | Generation |  | WC | Capacity-Generation | Flex Adder | 0 | [6 empty] | 0.57748 | 0
LCP_Inputs_ON_Electric_IEA_2023_05_05 | 2034 | Solar PV | Generation |  | ON | Capacity-Generation | FOM | 70308359.4558 | [6 empty] | 0.57748 | 40601325.6998
LCP_Inputs_ON_Electric_IEA_2023_05_05 | 2034 | Solar PV | Generation |  | ON | Capacity-Generation | Flex Adder | 0 | [6 empty] | 0.57748 | 0
LCP_Inputs_ON_Electric_IEA_2023_05_05 | 2034 | Solar PV | Generation |  | WC | Capacity-Generation | FOM | 0 | [6 empty] | 0.57748 | 0
LCP_Inputs_ON_Electric_IEA_2023_05_05 | 2034 | Solar PV | Generation |  | WC | Capacity-Generation | Flex Adder | 0 | [6 empty] | 0.57748 | 0
LCP_Inputs_ON_Electric_IEA_2023_05_05 | 2034 | Wind Onshore | Generation |  | MI | Capacity-Generation | FOM | 831915836.2524 | [6 empty] | 0.57748 | 480410666.4406
LCP_Inputs_ON_Electric_IEA_2023_05_05 | 2034 | Wind Onshore | Generation |  | MI | Capacity-Generation | Flex Adder | 0 | [6 empty] | 0.57748 | 0
LCP_Inputs_ON_Electric_IEA_2023_05_05 | 2034 | Wind Onshore | Generation |  | NY | Capacity-Generation | FOM | 258785036.5299 | [6 empty] | 0.57748 | 149441910.4032
LCP_Inputs_ON_Electric_IEA_2023_05_05 | 2034 | Wind Onshore | Generation |  | NY | Capacity-Generation | Flex Adder | 0 | [6 empty] | 0.57748 | 0
LCP_Inputs_ON_Electric_IEA_2023_05_05 | 2034 | Wind Onshore | Generation |  | ON | Capacity-Generation | FOM | 375000000 | [6 empty] | 0.57748 | 216553156.0582
LCP_Inputs_ON_Electric_IEA_2023_05_05 | 2034 | Wind Onshore | Generation |  | ON | Capacity-Generation | Flex Adder | 0 | [6 empty] | 0.57748 | 0
LCP_Inputs_ON_Electric_IEA_2023_05_05 | 2034 | Wind Onshore | Generation |  | PJ | Capacity-Generation | FOM | 4313788292.9035 | [6 empty] | 0.57748 | 2491105251.7202
LCP_Inputs_ON_Electric_IEA_2023_05_05 | 2034 | Wind Onshore | Generation |  | PJ | Capacity-Generation | Flex Adder | 0 | [6 empty] | 0.57748 | 0
LCP_Inputs_ON_Electric_IEA_2023_05_05 | 2034 | Wind Onshore | Generation |  | WC | Capacity-Generation | FOM | 0 | [6 empty] | 0.57748 | 0
LCP_Inputs_ON_Electric_IEA_2023_05_05 | 2034 | Wind Onshore | Generation |  | WC | Capacity-Generation | Flex Adder | 0 | [6 empty] | 0.57748 | 0
LCP_Inputs_ON_Electric_IEA_2023_05_05 | 2035 | Anaerobic Digestion | Generation |  | ON | Capacity-Generation | FOM | 0 | [6 empty] | 0.55526 | 0
LCP_Inputs_ON_Electric_IEA_2023_05_05 | 2035 | Anaerobic Digestion | Generation |  | ON | Capacity-Generation | Flex Adder | 0 | [6 empty] | 0.55526 | 0
LCP_Inputs_ON_Electric_IEA_2023_05_05 | 2035 | Battery Storage | Storage |  | ON | Capacity-Storage | FOM | 0 | [6 empty] | 0.55526 | 0
LCP_Inputs_ON_Electric_IEA_2023_05_05 | 2035 | Battery Storage | Storage |  | ON | Capacity-Storage | Flex Adder | 0 | [6 empty] | 0.55526 | 0
LCP_Inputs_ON_Electric_IEA_2023_05_05 | 2035 | CH4 + CCS | Generation |  | ON | Capacity-Generation | FOM | 0 | [6 empty] | 0.55526 | 0
LCP_Inputs_ON_Electric_IEA_2023_05_05 | 2035 | CH4 + CCS | Generation |  | ON | Capacity-Generation | Flex Adder | 0 | [6 empty] | 0.55526 | 0
LCP_Inputs_ON_Electric_IEA_2023_05_05 | 2035 | Electrolyser 2020/2030 | Crossload |  | ON | Capacity-Crossload | FOM | 0 | [6 empty] | 0.55526 | 0
LCP_Inputs_ON_Electric_IEA_2023_05_05 | 2035 | Electrolyser 2020/2030 | Crossload |  | ON | Capacity-Crossload | Flex Adder | 0 | [6 empty] | 0.55526 | 0
LCP_Inputs_ON_Electric_IEA_2023_05_05 | 2035 | Generic - Generator | Generation |  | MI | Capacity-Generation | FOM | 0 | [6 empty] | 0.55526 | 0
LCP_Inputs_ON_Electric_IEA_2023_05_05 | 2035 | Generic - Generator | Generation |  | MI | Capacity-Generation | Flex Adder | 0 | [6 empty] | 0.55526 | 0
LCP_Inputs_ON_Electric_IEA_2023_05_05 | 2035 | Generic - Generator | Generation |  | NY | Capacity-Generation | FOM | 0 | [6 empty] | 0.55526 | 0
LCP_Inputs_ON_Electric_IEA_2023_05_05 | 2035 | Generic - Generator | Generation |  | NY | Capacity-Generation | Flex Adder | 0 | [6 empty] | 0.55526 | 0
LCP_Inputs_ON_Electric_IEA_2023_05_05 | 2035 | Generic - Generator | Generation |  | PJ | Capacity-Generation | FOM | 0 | [6 empty] | 0.55526 | 0
LCP_Inputs_ON_Electric_IEA_2023_05_05 | 2035 | Generic - Generator | Generation |  | PJ | Capacity-Generation | Flex Adder | 0 | [6 empty] | 0.55526 | 0
LCP_Inputs_ON_Electric_IEA_2023_05_05 | 2035 | Generic - Generator | Generation |  | QC | Capacity-Generation | FOM | 0 | [6 empty] | 0.55526 | 0
LCP_Inputs_ON_Electric_IEA_2023_05_05 | 2035 | Generic - Generator | Generation |  | QC | Capacity-Generation | Flex Adder | 0 | [6 empty] | 0.55526 | 0
LCP_Inputs_ON_Electric_IEA_2023_05_05 | 2035 | Generic - Generator | Generation |  | WC | Capacity-Generation | FOM | 0 | [6 empty] | 0.55526 | 0
LCP_Inputs_ON_Electric_IEA_2023_05_05 | 2035 | Generic - Generator | Generation |  | WC | Capacity-Generation | Flex Adder | 0 | [6 empty] | 0.55526 | 0
LCP_Inputs_ON_Electric_IEA_2023_05_05 | 2035 | H2 Salt Cavern Storage - ON | Storage |  | ON | Capacity-Storage | FOM | 0 | [6 empty] | 0.55526 | 0
LCP_Inputs_ON_Electric_IEA_2023_05_05 | 2035 | H2 Salt Cavern Storage - ON | Storage |  | ON | Capacity-Storage | Flex Adder | 0 | [6 empty] | 0.55526 | 0
LCP_Inputs_ON_Electric_IEA_2023_05_05 | 2035 | O/CCGT - H2 New | Crossload |  | ON | Capacity-Crossload | FOM | 68458992.1852 | [6 empty] | 0.55526 | 38012848.252
LCP_Inputs_ON_Electric_IEA_2023_05_05 | 2035 | O/CCGT - H2 New | Crossload |  | ON | Capacity-Crossload | Flex Adder | 0 | [6 empty] | 0.55526 | 0
LCP_Inputs_ON_Electric_IEA_2023_05_05 | 2035 | SMR CCS | Generation |  | ON | Capacity-Generation | FOM | 171994178.3756 | [6 empty] | 0.55526 | 95502261.9253
LCP_Inputs_ON_Electric_IEA_2023_05_05 | 2035 | SMR CCS | Generation |  | ON | Capacity-Generation | Flex Adder | 0 | [6 empty] | 0.55526 | 0
LCP_Inputs_ON_Electric_IEA_2023_05_05 | 2035 | SMR CCS | Generation |  | WC | Capacity-Generation | FOM | 0 | [6 empty] | 0.55526 | 0
LCP_Inputs_ON_Electric_IEA_2023_05_05 | 2035 | SMR CCS | Generation |  | WC | Capacity-Generation | Flex Adder | 0 | [6 empty] | 0.55526 | 0
LCP_Inputs_ON_Electric_IEA_2023_05_05 | 2035 | Solar PV | Generation |  | ON | Capacity-Generation | FOM | 70308359.4558 | [6 empty] | 0.55526 | 39039736.2498
LCP_Inputs_ON_Electric_IEA_2023_05_05 | 2035 | Solar PV | Generation |  | ON | Capacity-Generation | Flex Adder | 0 | [6 empty] | 0.55526 | 0
LCP_Inputs_ON_Electric_IEA_2023_05_05 | 2035 | Solar PV | Generation |  | WC | Capacity-Generation | FOM | 0 | [6 empty] | 0.55526 | 0
LCP_Inputs_ON_Electric_IEA_2023_05_05 | 2035 | Solar PV | Generation |  | WC | Capacity-Generation | Flex Adder | 0 | [6 empty] | 0.55526 | 0
LCP_Inputs_ON_Electric_IEA_2023_05_05 | 2035 | Wind Onshore | Generation |  | MI | Capacity-Generation | FOM | 831915836.2524 | [6 empty] | 0.55526 | 461933333.116
LCP_Inputs_ON_Electric_IEA_2023_05_05 | 2035 | Wind Onshore | Generation |  | MI | Capacity-Generation | Flex Adder | 0 | [6 empty] | 0.55526 | 0
LCP_Inputs_ON_Electric_IEA_2023_05_05 | 2035 | Wind Onshore | Generation |  | NY | Capacity-Generation | FOM | 258785036.5299 | [6 empty] | 0.55526 | 143694144.6184
LCP_Inputs_ON_Electric_IEA_2023_05_05 | 2035 | Wind Onshore | Generation |  | NY | Capacity-Generation | Flex Adder | 0 | [6 empty] | 0.55526 | 0
LCP_Inputs_ON_Electric_IEA_2023_05_05 | 2035 | Wind Onshore | Generation |  | ON | Capacity-Generation | FOM | 375000000 | [6 empty] | 0.55526 | 208224188.5175
LCP_Inputs_ON_Electric_IEA_2023_05_05 | 2035 | Wind Onshore | Generation |  | ON | Capacity-Generation | Flex Adder | 0 | [6 empty] | 0.55526 | 0
LCP_Inputs_ON_Electric_IEA_2023_05_05 | 2035 | Wind Onshore | Generation |  | PJ | Capacity-Generation | FOM | 4313788292.9035 | [6 empty] | 0.55526 | 2395293511.2694
LCP_Inputs_ON_Electric_IEA_2023_05_05 | 2035 | Wind Onshore | Generation |  | PJ | Capacity-Generation | Flex Adder | 0 | [6 empty] | 0.55526 | 0
LCP_Inputs_ON_Electric_IEA_2023_05_05 | 2035 | Wind Onshore | Generation |  | WC | Capacity-Generation | FOM | 0 | [6 empty] | 0.55526 | 0
LCP_Inputs_ON_Electric_IEA_2023_05_05 | 2035 | Wind Onshore | Generation |  | WC | Capacity-Generation | Flex Adder | 0 | [6 empty] | 0.55526 | 0
LCP_Inputs_ON_Electric_IEA_2023_05_05 | 2036 | Anaerobic Digestion | Generation |  | ON | Capacity-Generation | FOM | 0 | [6 empty] | 0.53391 | 0
LCP_Inputs_ON_Electric_IEA_2023_05_05 | 2036 | Anaerobic Digestion | Generation |  | ON | Capacity-Generation | Flex Adder | 0 | [6 empty] | 0.53391 | 0
LCP_Inputs_ON_Electric_IEA_2023_05_05 | 2036 | Battery Storage | Storage |  | ON | Capacity-Storage | FOM | 0 | [6 empty] | 0.53391 | 0
LCP_Inputs_ON_Electric_IEA_2023_05_05 | 2036 | Battery Storage | Storage |  | ON | Capacity-Storage | Flex Adder | 0 | [6 empty] | 0.53391 | 0
LCP_Inputs_ON_Electric_IEA_2023_05_05 | 2036 | CH4 + CCS | Generation |  | ON | Capacity-Generation | FOM | 0 | [6 empty] | 0.53391 | 0
LCP_Inputs_ON_Electric_IEA_2023_05_05 | 2036 | CH4 + CCS | Generation |  | ON | Capacity-Generation | Flex Adder | 0 | [6 empty] | 0.53391 | 0
LCP_Inputs_ON_Electric_IEA_2023_05_05 | 2036 | Electrolyser 2020/2030 | Crossload |  | ON | Capacity-Crossload | FOM | 0 | [6 empty] | 0.53391 | 0
LCP_Inputs_ON_Electric_IEA_2023_05_05 | 2036 | Electrolyser 2020/2030 | Crossload |  | ON | Capacity-Crossload | Flex Adder | 0 | [6 empty] | 0.53391 | 0
LCP_Inputs_ON_Electric_IEA_2023_05_05 | 2036 | Generic - Generator | Generation |  | MI | Capacity-Generation | FOM | 0 | [6 empty] | 0.53391 | 0
LCP_Inputs_ON_Electric_IEA_2023_05_05 | 2036 | Generic - Generator | Generation |  | MI | Capacity-Generation | Flex Adder | 0 | [6 empty] | 0.53391 | 0
LCP_Inputs_ON_Electric_IEA_2023_05_05 | 2036 | Generic - Generator | Generation |  | NY | Capacity-Generation | FOM | 0 | [6 empty] | 0.53391 | 0
LCP_Inputs_ON_Electric_IEA_2023_05_05 | 2036 | Generic - Generator | Generation |  | NY | Capacity-Generation | Flex Adder | 0 | [6 empty] | 0.53391 | 0
LCP_Inputs_ON_Electric_IEA_2023_05_05 | 2036 | Generic - Generator | Generation |  | PJ | Capacity-Generation | FOM | 0 | [6 empty] | 0.53391 | 0
LCP_Inputs_ON_Electric_IEA_2023_05_05 | 2036 | Generic - Generator | Generation |  | PJ | Capacity-Generation | Flex Adder | 0 | [6 empty] | 0.53391 | 0
LCP_Inputs_ON_Electric_IEA_2023_05_05 | 2036 | Generic - Generator | Generation |  | QC | Capacity-Generation | FOM | 0 | [6 empty] | 0.53391 | 0
LCP_Inputs_ON_Electric_IEA_2023_05_05 | 2036 | Generic - Generator | Generation |  | QC | Capacity-Generation | Flex Adder | 0 | [6 empty] | 0.53391 | 0
LCP_Inputs_ON_Electric_IEA_2023_05_05 | 2036 | Generic - Generator | Generation |  | WC | Capacity-Generation | FOM | 0 | [6 empty] | 0.53391 | 0
LCP_Inputs_ON_Electric_IEA_2023_05_05 | 2036 | Generic - Generator | Generation |  | WC | Capacity-Generation | Flex Adder | 0 | [6 empty] | 0.53391 | 0
LCP_Inputs_ON_Electric_IEA_2023_05_05 | 2036 | H2 Salt Cavern Storage - ON | Storage |  | ON | Capacity-Storage | FOM | 0 | [6 empty] | 0.53391 | 0
LCP_Inputs_ON_Electric_IEA_2023_05_05 | 2036 | H2 Salt Cavern Storage - ON | Storage |  | ON | Capacity-Storage | Flex Adder | 0 | [6 empty] | 0.53391 | 0
LCP_Inputs_ON_Electric_IEA_2023_05_05 | 2036 | O/CCGT - H2 New | Crossload |  | ON | Capacity-Crossload | FOM | 68458992.1852 | [6 empty] | 0.53391 | 36550815.6269
LCP_Inputs_ON_Electric_IEA_2023_05_05 | 2036 | O/CCGT - H2 New | Crossload |  | ON | Capacity-Crossload | Flex Adder | 0 | [6 empty] | 0.53391 | 0
LCP_Inputs_ON_Electric_IEA_2023_05_05 | 2036 | SMR CCS | Generation |  | ON | Capacity-Generation | FOM | 171994178.3756 | [6 empty] | 0.53391 | 91829098.0051
LCP_Inputs_ON_Electric_IEA_2023_05_05 | 2036 | SMR CCS | Generation |  | ON | Capacity-Generation | Flex Adder | 0 | [6 empty] | 0.53391 | 0
LCP_Inputs_ON_Electric_IEA_2023_05_05 | 2036 | SMR CCS | Generation |  | WC | Capacity-Generation | FOM | 0 | [6 empty] | 0.53391 | 0
LCP_Inputs_ON_Electric_IEA_2023_05_05 | 2036 | SMR CCS | Generation |  | WC | Capacity-Generation | Flex Adder | 0 | [6 empty] | 0.53391 | 0
LCP_Inputs_ON_Electric_IEA_2023_05_05 | 2036 | Solar PV | Generation |  | ON | Capacity-Generation | FOM | 70308359.4558 | [6 empty] | 0.53391 | 37538207.9325
LCP_Inputs_ON_Electric_IEA_2023_05_05 | 2036 | Solar PV | Generation |  | ON | Capacity-Generation | Flex Adder | 0 | [6 empty] | 0.53391 | 0
LCP_Inputs_ON_Electric_IEA_2023_05_05 | 2036 | Solar PV | Generation |  | WC | Capacity-Generation | FOM | 0 | [6 empty] | 0.53391 | 0
LCP_Inputs_ON_Electric_IEA_2023_05_05 | 2036 | Solar PV | Generation |  | WC | Capacity-Generation | Flex Adder | 0 | [6 empty] | 0.53391 | 0
LCP_Inputs_ON_Electric_IEA_2023_05_05 | 2036 | Wind Onshore | Generation |  | MI | Capacity-Generation | FOM | 831915836.2524 | [6 empty] | 0.53391 | 444166666.4577
LCP_Inputs_ON_Electric_IEA_2023_05_05 | 2036 | Wind Onshore | Generation |  | MI | Capacity-Generation | Flex Adder | 0 | [6 empty] | 0.53391 | 0
LCP_Inputs_ON_Electric_IEA_2023_05_05 | 2036 | Wind Onshore | Generation |  | NY | Capacity-Generation | FOM | 258785036.5299 | [6 empty] | 0.53391 | 138167446.7485
LCP_Inputs_ON_Electric_IEA_2023_05_05 | 2036 | Wind Onshore | Generation |  | NY | Capacity-Generation | Flex Adder | 0 | [6 empty] | 0.53391 | 0
LCP_Inputs_ON_Electric_IEA_2023_05_05 | 2036 | Wind Onshore | Generation |  | ON | Capacity-Generation | FOM | 375000000 | [6 empty] | 0.53391 | 200215565.8822
LCP_Inputs_ON_Electric_IEA_2023_05_05 | 2036 | Wind Onshore | Generation |  | ON | Capacity-Generation | Flex Adder | 0 | [6 empty] | 0.53391 | 0
LCP_Inputs_ON_Electric_IEA_2023_05_05 | 2036 | Wind Onshore | Generation |  | PJ | Capacity-Generation | FOM | 4313788292.9035 | [6 empty] | 0.53391 | 2303166837.7591
LCP_Inputs_ON_Electric_IEA_2023_05_05 | 2036 | Wind Onshore | Generation |  | PJ | Capacity-Generation | Flex Adder | 0 | [6 empty] | 0.53391 | 0
LCP_Inputs_ON_Electric_IEA_2023_05_05 | 2036 | Wind Onshore | Generation |  | WC | Capacity-Generation | FOM | 0 | [6 empty] | 0.53391 | 0
LCP_Inputs_ON_Electric_IEA_2023_05_05 | 2036 | Wind Onshore | Generation |  | WC | Capacity-Generation | Flex Adder | 0 | [6 empty] | 0.53391 | 0
LCP_Inputs_ON_Electric_IEA_2023_05_05 | 2037 | Anaerobic Digestion | Generation |  | ON | Capacity-Generation | FOM | 0 | [6 empty] | 0.51337 | 0
LCP_Inputs_ON_Electric_IEA_2023_05_05 | 2037 | Anaerobic Digestion | Generation |  | ON | Capacity-Generation | Flex Adder | 0 | [6 empty] | 0.51337 | 0
LCP_Inputs_ON_Electric_IEA_2023_05_05 | 2037 | Battery Storage | Storage |  | ON | Capacity-Storage | FOM | 0 | [6 empty] | 0.51337 | 0
LCP_Inputs_ON_Electric_IEA_2023_05_05 | 2037 | Battery Storage | Storage |  | ON | Capacity-Storage | Flex Adder | 0 | [6 empty] | 0.51337 | 0
LCP_Inputs_ON_Electric_IEA_2023_05_05 | 2037 | CH4 + CCS | Generation |  | ON | Capacity-Generation | FOM | 0 | [6 empty] | 0.51337 | 0
LCP_Inputs_ON_Electric_IEA_2023_05_05 | 2037 | CH4 + CCS | Generation |  | ON | Capacity-Generation | Flex Adder | 0 | [6 empty] | 0.51337 | 0
LCP_Inputs_ON_Electric_IEA_2023_05_05 | 2037 | Electrolyser 2020/2030 | Crossload |  | ON | Capacity-Crossload | FOM | 0 | [6 empty] | 0.51337 | 0
LCP_Inputs_ON_Electric_IEA_2023_05_05 | 2037 | Electrolyser 2020/2030 | Crossload |  | ON | Capacity-Crossload | Flex Adder | 0 | [6 empty] | 0.51337 | 0
LCP_Inputs_ON_Electric_IEA_2023_05_05 | 2037 | Generic - Generator | Generation |  | MI | Capacity-Generation | FOM | 0 | [6 empty] | 0.51337 | 0
LCP_Inputs_ON_Electric_IEA_2023_05_05 | 2037 | Generic - Generator | Generation |  | MI | Capacity-Generation | Flex Adder | 0 | [6 empty] | 0.51337 | 0
LCP_Inputs_ON_Electric_IEA_2023_05_05 | 2037 | Generic - Generator | Generation |  | NY | Capacity-Generation | FOM | 0 | [6 empty] | 0.51337 | 0
LCP_Inputs_ON_Electric_IEA_2023_05_05 | 2037 | Generic - Generator | Generation |  | NY | Capacity-Generation | Flex Adder | 0 | [6 empty] | 0.51337 | 0
LCP_Inputs_ON_Electric_IEA_2023_05_05 | 2037 | Generic - Generator | Generation |  | PJ | Capacity-Generation | FOM | 0 | [6 empty] | 0.51337 | 0
LCP_Inputs_ON_Electric_IEA_2023_05_05 | 2037 | Generic - Generator | Generation |  | PJ | Capacity-Generation | Flex Adder | 0 | [6 empty] | 0.51337 | 0
LCP_Inputs_ON_Electric_IEA_2023_05_05 | 2037 | Generic - Generator | Generation |  | QC | Capacity-Generation | FOM | 0 | [6 empty] | 0.51337 | 0
LCP_Inputs_ON_Electric_IEA_2023_05_05 | 2037 | Generic - Generator | Generation |  | QC | Capacity-Generation | Flex Adder | 0 | [6 empty] | 0.51337 | 0
LCP_Inputs_ON_Electric_IEA_2023_05_05 | 2037 | Generic - Generator | Generation |  | WC | Capacity-Generation | FOM | 0 | [6 empty] | 0.51337 | 0
LCP_Inputs_ON_Electric_IEA_2023_05_05 | 2037 | Generic - Generator | Generation |  | WC | Capacity-Generation | Flex Adder | 0 | [6 empty] | 0.51337 | 0
LCP_Inputs_ON_Electric_IEA_2023_05_05 | 2037 | H2 Salt Cavern Storage - ON | Storage |  | ON | Capacity-Storage | FOM | 0 | [6 empty] | 0.51337 | 0
LCP_Inputs_ON_Electric_IEA_2023_05_05 | 2037 | H2 Salt Cavern Storage - ON | Storage |  | ON | Capacity-Storage | Flex Adder | 0 | [6 empty] | 0.51337 | 0
LCP_Inputs_ON_Electric_IEA_2023_05_05 | 2037 | O/CCGT - H2 New | Crossload |  | ON | Capacity-Crossload | FOM | 68458992.1852 | [6 empty] | 0.51337 | 35145015.0259
LCP_Inputs_ON_Electric_IEA_2023_05_05 | 2037 | O/CCGT - H2 New | Crossload |  | ON | Capacity-Crossload | Flex Adder | 0 | [6 empty] | 0.51337 | 0
LCP_Inputs_ON_Electric_IEA_2023_05_05 | 2037 | SMR CCS | Generation |  | ON | Capacity-Generation | FOM | 171994178.3756 | [6 empty] | 0.51337 | 88297209.6203
LCP_Inputs_ON_Electric_IEA_2023_05_05 | 2037 | SMR CCS | Generation |  | ON | Capacity-Generation | Flex Adder | 0 | [6 empty] | 0.51337 | 0
LCP_Inputs_ON_Electric_IEA_2023_05_05 | 2037 | SMR CCS | Generation |  | WC | Capacity-Generation | FOM | 0 | [6 empty] | 0.51337 | 0
LCP_Inputs_ON_Electric_IEA_2023_05_05 | 2037 | SMR CCS | Generation |  | WC | Capacity-Generation | Flex Adder | 0 | [6 empty] | 0.51337 | 0
LCP_Inputs_ON_Electric_IEA_2023_05_05 | 2037 | Solar PV | Generation |  | ON | Capacity-Generation | FOM | 70308359.4558 | [6 empty] | 0.51337 | 36094430.7044
LCP_Inputs_ON_Electric_IEA_2023_05_05 | 2037 | Solar PV | Generation |  | ON | Capacity-Generation | Flex Adder | 0 | [6 empty] | 0.51337 | 0
LCP_Inputs_ON_Electric_IEA_2023_05_05 | 2037 | Solar PV | Generation |  | WC | Capacity-Generation | FOM | 0 | [6 empty] | 0.51337 | 0
LCP_Inputs_ON_Electric_IEA_2023_05_05 | 2037 | Solar PV | Generation |  | WC | Capacity-Generation | Flex Adder | 0 | [6 empty] | 0.51337 | 0
LCP_Inputs_ON_Electric_IEA_2023_05_05 | 2037 | Wind Onshore | Generation |  | MI | Capacity-Generation | FOM | 831915836.2524 | [6 empty] | 0.51337 | 427083333.1324
LCP_Inputs_ON_Electric_IEA_2023_05_05 | 2037 | Wind Onshore | Generation |  | MI | Capacity-Generation | Flex Adder | 0 | [6 empty] | 0.51337 | 0
LCP_Inputs_ON_Electric_IEA_2023_05_05 | 2037 | Wind Onshore | Generation |  | NY | Capacity-Generation | FOM | 258785036.5299 | [6 empty] | 0.51337 | 132853314.1812
LCP_Inputs_ON_Electric_IEA_2023_05_05 | 2037 | Wind Onshore | Generation |  | NY | Capacity-Generation | Flex Adder | 0 | [6 empty] | 0.51337 | 0
LCP_Inputs_ON_Electric_IEA_2023_05_05 | 2037 | Wind Onshore | Generation |  | ON | Capacity-Generation | FOM | 375000000 | [6 empty] | 0.51337 | 192514967.1944
LCP_Inputs_ON_Electric_IEA_2023_05_05 | 2037 | Wind Onshore | Generation |  | ON | Capacity-Generation | Flex Adder | 0 | [6 empty] | 0.51337 | 0
LCP_Inputs_ON_Electric_IEA_2023_05_05 | 2037 | Wind Onshore | Generation |  | PJ | Capacity-Generation | FOM | 4313788292.9035 | [6 empty] | 0.51337 | 2214583497.8453
LCP_Inputs_ON_Electric_IEA_2023_05_05 | 2037 | Wind Onshore | Generation |  | PJ | Capacity-Generation | Flex Adder | 0 | [6 empty] | 0.51337 | 0
LCP_Inputs_ON_Electric_IEA_2023_05_05 | 2037 | Wind Onshore | Generation |  | WC | Capacity-Generation | FOM | 0 | [6 empty] | 0.51337 | 0
LCP_Inputs_ON_Electric_IEA_2023_05_05 | 2037 | Wind Onshore | Generation |  | WC | Capacity-Generation | Flex Adder | 0 | [6 empty] | 0.51337 | 0
LCP_Inputs_ON_Electric_IEA_2023_05_05 | 2038 | Anaerobic Digestion | Generation |  | ON | Capacity-Generation | FOM | 0 | [6 empty] | 0.49363 | 0
LCP_Inputs_ON_Electric_IEA_2023_05_05 | 2038 | Anaerobic Digestion | Generation |  | ON | Capacity-Generation | Flex Adder | 0 | [6 empty] | 0.49363 | 0
LCP_Inputs_ON_Electric_IEA_2023_05_05 | 2038 | Battery Storage | Storage |  | ON | Capacity-Storage | FOM | 0 | [6 empty] | 0.49363 | 0
LCP_Inputs_ON_Electric_IEA_2023_05_05 | 2038 | Battery Storage | Storage |  | ON | Capacity-Storage | Flex Adder | 0 | [6 empty] | 0.49363 | 0
LCP_Inputs_ON_Electric_IEA_2023_05_05 | 2038 | CH4 + CCS | Generation |  | ON | Capacity-Generation | FOM | 0 | [6 empty] | 0.49363 | 0
LCP_Inputs_ON_Electric_IEA_2023_05_05 | 2038 | CH4 + CCS | Generation |  | ON | Capacity-Generation | Flex Adder | 0 | [6 empty] | 0.49363 | 0
LCP_Inputs_ON_Electric_IEA_2023_05_05 | 2038 | Electrolyser 2020/2030 | Crossload |  | ON | Capacity-Crossload | FOM | 0 | [6 empty] | 0.49363 | 0
LCP_Inputs_ON_Electric_IEA_2023_05_05 | 2038 | Electrolyser 2020/2030 | Crossload |  | ON | Capacity-Crossload | Flex Adder | 0 | [6 empty] | 0.49363 | 0
LCP_Inputs_ON_Electric_IEA_2023_05_05 | 2038 | Generic - Generator | Generation |  | MI | Capacity-Generation | FOM | 0 | [6 empty] | 0.49363 | 0
LCP_Inputs_ON_Electric_IEA_2023_05_05 | 2038 | Generic - Generator | Generation |  | MI | Capacity-Generation | Flex Adder | 0 | [6 empty] | 0.49363 | 0
LCP_Inputs_ON_Electric_IEA_2023_05_05 | 2038 | Generic - Generator | Generation |  | NY | Capacity-Generation | FOM | 0 | [6 empty] | 0.49363 | 0
LCP_Inputs_ON_Electric_IEA_2023_05_05 | 2038 | Generic - Generator | Generation |  | NY | Capacity-Generation | Flex Adder | 0 | [6 empty] | 0.49363 | 0
LCP_Inputs_ON_Electric_IEA_2023_05_05 | 2038 | Generic - Generator | Generation |  | PJ | Capacity-Generation | FOM | 0 | [6 empty] | 0.49363 | 0
LCP_Inputs_ON_Electric_IEA_2023_05_05 | 2038 | Generic - Generator | Generation |  | PJ | Capacity-Generation | Flex Adder | 0 | [6 empty] | 0.49363 | 0
LCP_Inputs_ON_Electric_IEA_2023_05_05 | 2038 | Generic - Generator | Generation |  | QC | Capacity-Generation | FOM | 0 | [6 empty] | 0.49363 | 0
LCP_Inputs_ON_Electric_IEA_2023_05_05 | 2038 | Generic - Generator | Generation |  | QC | Capacity-Generation | Flex Adder | 0 | [6 empty] | 0.49363 | 0
LCP_Inputs_ON_Electric_IEA_2023_05_05 | 2038 | Generic - Generator | Generation |  | WC | Capacity-Generation | FOM | 0 | [6 empty] | 0.49363 | 0
LCP_Inputs_ON_Electric_IEA_2023_05_05 | 2038 | Generic - Generator | Generation |  | WC | Capacity-Generation | Flex Adder | 0 | [6 empty] | 0.49363 | 0
LCP_Inputs_ON_Electric_IEA_2023_05_05 | 2038 | H2 Salt Cavern Storage - ON | Storage |  | ON | Capacity-Storage | FOM | 0 | [6 empty] | 0.49363 | 0
LCP_Inputs_ON_Electric_IEA_2023_05_05 | 2038 | H2 Salt Cavern Storage - ON | Storage |  | ON | Capacity-Storage | Flex Adder | 0 | [6 empty] | 0.49363 | 0
LCP_Inputs_ON_Electric_IEA_2023_05_05 | 2038 | O/CCGT - H2 New | Crossload |  | ON | Capacity-Crossload | FOM | 68458992.1852 | [6 empty] | 0.49363 | 33793283.6787
LCP_Inputs_ON_Electric_IEA_2023_05_05 | 2038 | O/CCGT - H2 New | Crossload |  | ON | Capacity-Crossload | Flex Adder | 0 | [6 empty] | 0.49363 | 0
LCP_Inputs_ON_Electric_IEA_2023_05_05 | 2038 | SMR CCS | Generation |  | ON | Capacity-Generation | FOM | 171994178.3756 | [6 empty] | 0.49363 | 84901163.0964
LCP_Inputs_ON_Electric_IEA_2023_05_05 | 2038 | SMR CCS | Generation |  | ON | Capacity-Generation | Flex Adder | 0 | [6 empty] | 0.49363 | 0
LCP_Inputs_ON_Electric_IEA_2023_05_05 | 2038 | SMR CCS | Generation |  | WC | Capacity-Generation | FOM | 0 | [6 empty] | 0.49363 | 0
LCP_Inputs_ON_Electric_IEA_2023_05_05 | 2038 | SMR CCS | Generation |  | WC | Capacity-Generation | Flex Adder | 0 | [6 empty] | 0.49363 | 0
LCP_Inputs_ON_Electric_IEA_2023_05_05 | 2038 | Solar PV | Generation |  | ON | Capacity-Generation | FOM | 70308359.4558 | [6 empty] | 0.49363 | 34706183.3696
LCP_Inputs_ON_Electric_IEA_2023_05_05 | 2038 | Solar PV | Generation |  | ON | Capacity-Generation | Flex Adder | 0 | [6 empty] | 0.49363 | 0
LCP_Inputs_ON_Electric_IEA_2023_05_05 | 2038 | Solar PV | Generation |  | WC | Capacity-Generation | FOM | 0 | [6 empty] | 0.49363 | 0
LCP_Inputs_ON_Electric_IEA_2023_05_05 | 2038 | Solar PV | Generation |  | WC | Capacity-Generation | Flex Adder | 0 | [6 empty] | 0.49363 | 0
LCP_Inputs_ON_Electric_IEA_2023_05_05 | 2038 | Wind Onshore | Generation |  | MI | Capacity-Generation | FOM | 831915836.2524 | [6 empty] | 0.49363 | 410657051.0888
LCP_Inputs_ON_Electric_IEA_2023_05_05 | 2038 | Wind Onshore | Generation |  | MI | Capacity-Generation | Flex Adder | 0 | [6 empty] | 0.49363 | 0
LCP_Inputs_ON_Electric_IEA_2023_05_05 | 2038 | Wind Onshore | Generation |  | NY | Capacity-Generation | FOM | 258785036.5299 | [6 empty] | 0.49363 | 127743571.3281
LCP_Inputs_ON_Electric_IEA_2023_05_05 | 2038 | Wind Onshore | Generation |  | NY | Capacity-Generation | Flex Adder | 0 | [6 empty] | 0.49363 | 0
LCP_Inputs_ON_Electric_IEA_2023_05_05 | 2038 | Wind Onshore | Generation |  | ON | Capacity-Generation | FOM | 375000000 | [6 empty] | 0.49363 | 185110545.3792
LCP_Inputs_ON_Electric_IEA_2023_05_05 | 2038 | Wind Onshore | Generation |  | ON | Capacity-Generation | Flex Adder | 0 | [6 empty] | 0.49363 | 0
LCP_Inputs_ON_Electric_IEA_2023_05_05 | 2038 | Wind Onshore | Generation |  | PJ | Capacity-Generation | FOM | 4313788292.9035 | [6 empty] | 0.49363 | 2129407209.4666
LCP_Inputs_ON_Electric_IEA_2023_05_05 | 2038 | Wind Onshore | Generation |  | PJ | Capacity-Generation | Flex Adder | 0 | [6 empty] | 0.49363 | 0
LCP_Inputs_ON_Electric_IEA_2023_05_05 | 2038 | Wind Onshore | Generation |  | WC | Capacity-Generation | FOM | 0 | [6 empty] | 0.49363 | 0
LCP_Inputs_ON_Electric_IEA_2023_05_05 | 2038 | Wind Onshore | Generation |  | WC | Capacity-Generation | Flex Adder | 0 | [6 empty] | 0.49363 | 0
LCP_Inputs_ON_Electric_IEA_2023_05_05 | 2039 | Anaerobic Digestion | Generation |  | ON | Capacity-Generation | FOM | 0 | [6 empty] | 0.47464 | 0
LCP_Inputs_ON_Electric_IEA_2023_05_05 | 2039 | Anaerobic Digestion | Generation |  | ON | Capacity-Generation | Flex Adder | 0 | [6 empty] | 0.47464 | 0
LCP_Inputs_ON_Electric_IEA_2023_05_05 | 2039 | Battery Storage | Storage |  | ON | Capacity-Storage | FOM | 0 | [6 empty] | 0.47464 | 0
LCP_Inputs_ON_Electric_IEA_2023_05_05 | 2039 | Battery Storage | Storage |  | ON | Capacity-Storage | Flex Adder | 0 | [6 empty] | 0.47464 | 0
LCP_Inputs_ON_Electric_IEA_2023_05_05 | 2039 | CH4 + CCS | Generation |  | ON | Capacity-Generation | FOM | 0 | [6 empty] | 0.47464 | 0
LCP_Inputs_ON_Electric_IEA_2023_05_05 | 2039 | CH4 + CCS | Generation |  | ON | Capacity-Generation | Flex Adder | 0 | [6 empty] | 0.47464 | 0
LCP_Inputs_ON_Electric_IEA_2023_05_05 | 2039 | Electrolyser 2020/2030 | Crossload |  | ON | Capacity-Crossload | FOM | 0 | [6 empty] | 0.47464 | 0
LCP_Inputs_ON_Electric_IEA_2023_05_05 | 2039 | Electrolyser 2020/2030 | Crossload |  | ON | Capacity-Crossload | Flex Adder | 0 | [6 empty] | 0.47464 | 0
LCP_Inputs_ON_Electric_IEA_2023_05_05 | 2039 | Generic - Generator | Generation |  | MI | Capacity-Generation | FOM | 0 | [6 empty] | 0.47464 | 0
LCP_Inputs_ON_Electric_IEA_2023_05_05 | 2039 | Generic - Generator | Generation |  | MI | Capacity-Generation | Flex Adder | 0 | [6 empty] | 0.47464 | 0
LCP_Inputs_ON_Electric_IEA_2023_05_05 | 2039 | Generic - Generator | Generation |  | NY | Capacity-Generation | FOM | 0 | [6 empty] | 0.47464 | 0
LCP_Inputs_ON_Electric_IEA_2023_05_05 | 2039 | Generic - Generator | Generation |  | NY | Capacity-Generation | Flex Adder | 0 | [6 empty] | 0.47464 | 0
LCP_Inputs_ON_Electric_IEA_2023_05_05 | 2039 | Generic - Generator | Generation |  | PJ | Capacity-Generation | FOM | 0 | [6 empty] | 0.47464 | 0
LCP_Inputs_ON_Electric_IEA_2023_05_05 | 2039 | Generic - Generator | Generation |  | PJ | Capacity-Generation | Flex Adder | 0 | [6 empty] | 0.47464 | 0
LCP_Inputs_ON_Electric_IEA_2023_05_05 | 2039 | Generic - Generator | Generation |  | QC | Capacity-Generation | FOM | 0 | [6 empty] | 0.47464 | 0
LCP_Inputs_ON_Electric_IEA_2023_05_05 | 2039 | Generic - Generator | Generation |  | QC | Capacity-Generation | Flex Adder | 0 | [6 empty] | 0.47464 | 0
LCP_Inputs_ON_Electric_IEA_2023_05_05 | 2039 | Generic - Generator | Generation |  | WC | Capacity-Generation | FOM | 0 | [6 empty] | 0.47464 | 0
LCP_Inputs_ON_Electric_IEA_2023_05_05 | 2039 | Generic - Generator | Generation |  | WC | Capacity-Generation | Flex Adder | 0 | [6 empty] | 0.47464 | 0
LCP_Inputs_ON_Electric_IEA_2023_05_05 | 2039 | H2 Salt Cavern Storage - ON | Storage |  | ON | Capacity-Storage | FOM | 0 | [6 empty] | 0.47464 | 0
LCP_Inputs_ON_Electric_IEA_2023_05_05 | 2039 | H2 Salt Cavern Storage - ON | Storage |  | ON | Capacity-Storage | Flex Adder | 0 | [6 empty] | 0.47464 | 0
LCP_Inputs_ON_Electric_IEA_2023_05_05 | 2039 | O/CCGT - H2 New | Crossload |  | ON | Capacity-Crossload | FOM | 68458992.1852 | [6 empty] | 0.47464 | 32493541.9988
LCP_Inputs_ON_Electric_IEA_2023_05_05 | 2039 | O/CCGT - H2 New | Crossload |  | ON | Capacity-Crossload | Flex Adder | 0 | [6 empty] | 0.47464 | 0
LCP_Inputs_ON_Electric_IEA_2023_05_05 | 2039 | SMR CCS | Generation |  | ON | Capacity-Generation | FOM | 171994178.3756 | [6 empty] | 0.47464 | 81635733.7466
LCP_Inputs_ON_Electric_IEA_2023_05_05 | 2039 | SMR CCS | Generation |  | ON | Capacity-Generation | Flex Adder | 0 | [6 empty] | 0.47464 | 0
LCP_Inputs_ON_Electric_IEA_2023_05_05 | 2039 | SMR CCS | Generation |  | WC | Capacity-Generation | FOM | 0 | [6 empty] | 0.47464 | 0
LCP_Inputs_ON_Electric_IEA_2023_05_05 | 2039 | SMR CCS | Generation |  | WC | Capacity-Generation | Flex Adder | 0 | [6 empty] | 0.47464 | 0
LCP_Inputs_ON_Electric_IEA_2023_05_05 | 2039 | Solar PV | Generation |  | ON | Capacity-Generation | FOM | 70308359.4558 | [6 empty] | 0.47464 | 33371330.1631
LCP_Inputs_ON_Electric_IEA_2023_05_05 | 2039 | Solar PV | Generation |  | ON | Capacity-Generation | Flex Adder | 0 | [6 empty] | 0.47464 | 0
LCP_Inputs_ON_Electric_IEA_2023_05_05 | 2039 | Solar PV | Generation |  | WC | Capacity-Generation | FOM | 0 | [6 empty] | 0.47464 | 0
LCP_Inputs_ON_Electric_IEA_2023_05_05 | 2039 | Solar PV | Generation |  | WC | Capacity-Generation | Flex Adder | 0 | [6 empty] | 0.47464 | 0
LCP_Inputs_ON_Electric_IEA_2023_05_05 | 2039 | Wind Onshore | Generation |  | MI | Capacity-Generation | FOM | 831915836.2524 | [6 empty] | 0.47464 | 394862549.1239
LCP_Inputs_ON_Electric_IEA_2023_05_05 | 2039 | Wind Onshore | Generation |  | MI | Capacity-Generation | Flex Adder | 0 | [6 empty] | 0.47464 | 0
LCP_Inputs_ON_Electric_IEA_2023_05_05 | 2039 | Wind Onshore | Generation |  | NY | Capacity-Generation | FOM | 258785036.5299 | [6 empty] | 0.47464 | 122830357.0463
LCP_Inputs_ON_Electric_IEA_2023_05_05 | 2039 | Wind Onshore | Generation |  | NY | Capacity-Generation | Flex Adder | 0 | [6 empty] | 0.47464 | 0
LCP_Inputs_ON_Electric_IEA_2023_05_05 | 2039 | Wind Onshore | Generation |  | ON | Capacity-Generation | FOM | 375000000 | [6 empty] | 0.47464 | 177990909.0185
LCP_Inputs_ON_Electric_IEA_2023_05_05 | 2039 | Wind Onshore | Generation |  | ON | Capacity-Generation | Flex Adder | 0 | [6 empty] | 0.47464 | 0
LCP_Inputs_ON_Electric_IEA_2023_05_05 | 2039 | Wind Onshore | Generation |  | PJ | Capacity-Generation | FOM | 4313788292.9035 | [6 empty] | 0.47464 | 2047506932.1794
LCP_Inputs_ON_Electric_IEA_2023_05_05 | 2039 | Wind Onshore | Generation |  | PJ | Capacity-Generation | Flex Adder | 0 | [6 empty] | 0.47464 | 0
LCP_Inputs_ON_Electric_IEA_2023_05_05 | 2039 | Wind Onshore | Generation |  | WC | Capacity-Generation | FOM | 0 | [6 empty] | 0.47464 | 0
LCP_Inputs_ON_Electric_IEA_2023_05_05 | 2039 | Wind Onshore | Generation |  | WC | Capacity-Generation | Flex Adder | 0 | [6 empty] | 0.47464 | 0
LCP_Inputs_ON_Electric_IEA_2023_05_05 | 2040 | Anaerobic Digestion | Generation |  | ON | Capacity-Generation | CONE | 368065817.9235 | [6 empty] | 0.45639 | 167980434.6432
LCP_Inputs_ON_Electric_IEA_2023_05_05 | 2040 | Anaerobic Digestion | Generation |  | ON | Capacity-Generation | FOM | 167819842.8872 | [6 empty] | 0.45639 | 76590785.6073
LCP_Inputs_ON_Electric_IEA_2023_05_05 | 2040 | Anaerobic Digestion | Generation |  | ON | Capacity-Generation | Flex Adder | 0 | [6 empty] | 0.45639 | 0
LCP_Inputs_ON_Electric_IEA_2023_05_05 | 2040 | Battery Storage | Storage |  | ON | Capacity-Storage | CONE | 0 | [6 empty] | 0.45639 | 0
LCP_Inputs_ON_Electric_IEA_2023_05_05 | 2040 | Battery Storage | Storage |  | ON | Capacity-Storage | FOM | 0 | [6 empty] | 0.45639 | 0
LCP_Inputs_ON_Electric_IEA_2023_05_05 | 2040 | Battery Storage | Storage |  | ON | Capacity-Storage | Flex Adder | 0 | [6 empty] | 0.45639 | 0
LCP_Inputs_ON_Electric_IEA_2023_05_05 | 2040 | Biomass + CCS | Generation |  | ON | Capacity-Generation | CONE | 713939820 | [6 empty] | 0.45639 | 325832814.2213
LCP_Inputs_ON_Electric_IEA_2023_05_05 | 2040 | Biomass + CCS | Generation |  | ON | Capacity-Generation | FOM | 80652292.5 | [6 empty] | 0.45639 | 36808653.4782
LCP_Inputs_ON_Electric_IEA_2023_05_05 | 2040 | Biomass + CCS | Generation |  | ON | Capacity-Generation | Flex Adder | 0 | [6 empty] | 0.45639 | 0
LCP_Inputs_ON_Electric_IEA_2023_05_05 | 2040 | CH4 + CCS | Generation |  | ON | Capacity-Generation | CONE | 8.9909 | [6 empty] | 0.45639 | 4.1033
LCP_Inputs_ON_Electric_IEA_2023_05_05 | 2040 | CH4 + CCS | Generation |  | ON | Capacity-Generation | FOM | 0 | [6 empty] | 0.45639 | 0
LCP_Inputs_ON_Electric_IEA_2023_05_05 | 2040 | CH4 + CCS | Generation |  | ON | Capacity-Generation | Flex Adder | 0 | [6 empty] | 0.45639 | 0
LCP_Inputs_ON_Electric_IEA_2023_05_05 | 2040 | Electrolyser 2020/2030 | Crossload |  | ON | Capacity-Crossload | FOM | 0 | [6 empty] | 0.45639 | 0
LCP_Inputs_ON_Electric_IEA_2023_05_05 | 2040 | Electrolyser 2020/2030 | Crossload |  | ON | Capacity-Crossload | Flex Adder | 0 | [6 empty] | 0.45639 | 0
LCP_Inputs_ON_Electric_IEA_2023_05_05 | 2040 | Electrolyser 2040 | Crossload |  | ON | Capacity-Crossload | CONE | 654553455.6319 | [6 empty] | 0.45639 | 298729652.7414
LCP_Inputs_ON_Electric_IEA_2023_05_05 | 2040 | Electrolyser 2040 | Crossload |  | ON | Capacity-Crossload | FOM | 53401797.0795 | [6 empty] | 0.45639 | 24371883.0908
LCP_Inputs_ON_Electric_IEA_2023_05_05 | 2040 | Electrolyser 2040 | Crossload |  | ON | Capacity-Crossload | Flex Adder | 0 | [6 empty] | 0.45639 | 0
LCP_Inputs_ON_Electric_IEA_2023_05_05 | 2040 | Generic - Generator | Generation |  | MI | Capacity-Generation | CONE | 0 | [6 empty] | 0.45639 | 0
LCP_Inputs_ON_Electric_IEA_2023_05_05 | 2040 | Generic - Generator | Generation |  | MI | Capacity-Generation | FOM | 0 | [6 empty] | 0.45639 | 0
LCP_Inputs_ON_Electric_IEA_2023_05_05 | 2040 | Generic - Generator | Generation |  | MI | Capacity-Generation | Flex Adder | 0 | [6 empty] | 0.45639 | 0
LCP_Inputs_ON_Electric_IEA_2023_05_05 | 2040 | Generic - Generator | Generation |  | NY | Capacity-Generation | CONE | 0 | [6 empty] | 0.45639 | 0
LCP_Inputs_ON_Electric_IEA_2023_05_05 | 2040 | Generic - Generator | Generation |  | NY | Capacity-Generation | FOM | 0 | [6 empty] | 0.45639 | 0
LCP_Inputs_ON_Electric_IEA_2023_05_05 | 2040 | Generic - Generator | Generation |  | NY | Capacity-Generation | Flex Adder | 0 | [6 empty] | 0.45639 | 0
LCP_Inputs_ON_Electric_IEA_2023_05_05 | 2040 | Generic - Generator | Generation |  | PJ | Capacity-Generation | CONE | 0 | [6 empty] | 0.45639 | 0
LCP_Inputs_ON_Electric_IEA_2023_05_05 | 2040 | Generic - Generator | Generation |  | PJ | Capacity-Generation | FOM | 0 | [6 empty] | 0.45639 | 0
LCP_Inputs_ON_Electric_IEA_2023_05_05 | 2040 | Generic - Generator | Generation |  | PJ | Capacity-Generation | Flex Adder | 0 | [6 empty] | 0.45639 | 0
LCP_Inputs_ON_Electric_IEA_2023_05_05 | 2040 | Generic - Generator | Generation |  | QC | Capacity-Generation | CONE | 0 | [6 empty] | 0.45639 | 0
LCP_Inputs_ON_Electric_IEA_2023_05_05 | 2040 | Generic - Generator | Generation |  | QC | Capacity-Generation | FOM | 0 | [6 empty] | 0.45639 | 0
LCP_Inputs_ON_Electric_IEA_2023_05_05 | 2040 | Generic - Generator | Generation |  | QC | Capacity-Generation | Flex Adder | 0 | [6 empty] | 0.45639 | 0
LCP_Inputs_ON_Electric_IEA_2023_05_05 | 2040 | Generic - Generator | Generation |  | WC | Capacity-Generation | CONE | 0 | [6 empty] | 0.45639 | 0
LCP_Inputs_ON_Electric_IEA_2023_05_05 | 2040 | Generic - Generator | Generation |  | WC | Capacity-Generation | FOM | 0 | [6 empty] | 0.45639 | 0
LCP_Inputs_ON_Electric_IEA_2023_05_05 | 2040 | Generic - Generator | Generation |  | WC | Capacity-Generation | Flex Adder | 0 | [6 empty] | 0.45639 | 0
LCP_Inputs_ON_Electric_IEA_2023_05_05 | 2040 | H2 Import - WC | Import |  | WC | Capacity-Import | CONE | 54.5829 | [6 empty] | 0.45639 | 24.9109
LCP_Inputs_ON_Electric_IEA_2023_05_05 | 2040 | H2 Import - WC | Import |  | WC | Capacity-Import | FOM | 0 | [6 empty] | 0.45639 | 0
LCP_Inputs_ON_Electric_IEA_2023_05_05 | 2040 | H2 Import - WC | Import |  | WC | Capacity-Import | Flex Adder | 0 | [6 empty] | 0.45639 | 0
LCP_Inputs_ON_Electric_IEA_2023_05_05 | 2040 | H2 Salt Cavern Storage - ON | Storage |  | ON | Capacity-Storage | CONE | 44 | [6 empty] | 0.45639 | 20.081
LCP_Inputs_ON_Electric_IEA_2023_05_05 | 2040 | H2 Salt Cavern Storage - ON | Storage |  | ON | Capacity-Storage | FOM | 0 | [6 empty] | 0.45639 | 0
LCP_Inputs_ON_Electric_IEA_2023_05_05 | 2040 | H2 Salt Cavern Storage - ON | Storage |  | ON | Capacity-Storage | Flex Adder | 0 | [6 empty] | 0.45639 | 0
LCP_Inputs_ON_Electric_IEA_2023_05_05 | 2040 | Hydro | Generation |  | ON | Capacity-Generation | CONE | 12831420190.4711 | [6 empty] | 0.45639 | 5856092676.1547
LCP_Inputs_ON_Electric_IEA_2023_05_05 | 2040 | Hydro | Generation |  | ON | Capacity-Generation | FOM | 510340575.7574 | [6 empty] | 0.45639 | 232912776.8925
LCP_Inputs_ON_Electric_IEA_2023_05_05 | 2040 | Hydro | Generation |  | ON | Capacity-Generation | Flex Adder | 0 | [6 empty] | 0.45639 | 0
LCP_Inputs_ON_Electric_IEA_2023_05_05 | 2040 | Nuclear | Generation |  | ON | Capacity-Generation | CONE | 0 | [6 empty] | 0.45639 | 0
LCP_Inputs_ON_Electric_IEA_2023_05_05 | 2040 | Nuclear | Generation |  | ON | Capacity-Generation | FOM | 0 | [6 empty] | 0.45639 | 0
LCP_Inputs_ON_Electric_IEA_2023_05_05 | 2040 | Nuclear | Generation |  | ON | Capacity-Generation | Flex Adder | 0 | [6 empty] | 0.45639 | 0
LCP_Inputs_ON_Electric_IEA_2023_05_05 | 2040 | Nuclear SMR | Generation |  | ON | Capacity-Generation | CONE | 3960000000 | [6 empty] | 0.45639 | 1807292306.9571
LCP_Inputs_ON_Electric_IEA_2023_05_05 | 2040 | Nuclear SMR | Generation |  | ON | Capacity-Generation | FOM | 450000000 | [6 empty] | 0.45639 | 205374125.7906
LCP_Inputs_ON_Electric_IEA_2023_05_05 | 2040 | Nuclear SMR | Generation |  | ON | Capacity-Generation | Flex Adder | 0 | [6 empty] | 0.45639 | 0
LCP_Inputs_ON_Electric_IEA_2023_05_05 | 2040 | O/CCGT - H2 New | Crossload |  | ON | Capacity-Crossload | CONE | 5009400000 | [6 empty] | 0.45639 | 2286224768.3007
LCP_Inputs_ON_Electric_IEA_2023_05_05 | 2040 | O/CCGT - H2 New | Crossload |  | ON | Capacity-Crossload | FOM | 413458992.1852 | [6 empty] | 0.45639 | 188697286.8229
LCP_Inputs_ON_Electric_IEA_2023_05_05 | 2040 | O/CCGT - H2 New | Crossload |  | ON | Capacity-Crossload | Flex Adder | 0 | [6 empty] | 0.45639 | 0
LCP_Inputs_ON_Electric_IEA_2023_05_05 | 2040 | SMR CCS | Generation |  | ON | Capacity-Generation | CONE | 0 | [6 empty] | 0.45639 | 0
LCP_Inputs_ON_Electric_IEA_2023_05_05 | 2040 | SMR CCS | Generation |  | ON | Capacity-Generation | FOM | 171994178.3756 | [6 empty] | 0.45639 | 78495897.8332
LCP_Inputs_ON_Electric_IEA_2023_05_05 | 2040 | SMR CCS | Generation |  | ON | Capacity-Generation | Flex Adder | 0 | [6 empty] | 0.45639 | 0
LCP_Inputs_ON_Electric_IEA_2023_05_05 | 2040 | SMR CCS | Generation |  | WC | Capacity-Generation | CONE | 0 | [6 empty] | 0.45639 | 0
LCP_Inputs_ON_Electric_IEA_2023_05_05 | 2040 | SMR CCS | Generation |  | WC | Capacity-Generation | FOM | 0 | [6 empty] | 0.45639 | 0
LCP_Inputs_ON_Electric_IEA_2023_05_05 | 2040 | SMR CCS | Generation |  | WC | Capacity-Generation | Flex Adder | 0 | [6 empty] | 0.45639 | 0
LCP_Inputs_ON_Electric_IEA_2023_05_05 | 2040 | Solar PV | Generation |  | ON | Capacity-Generation | CONE | 570598207.8348 | [6 empty] | 0.45639 | 260413573.5817
LCP_Inputs_ON_Electric_IEA_2023_05_05 | 2040 | Solar PV | Generation |  | ON | Capacity-Generation | FOM | 99024526.0951 | [6 empty] | 0.45639 | 45193501.0636
LCP_Inputs_ON_Electric_IEA_2023_05_05 | 2040 | Solar PV | Generation |  | ON | Capacity-Generation | Flex Adder | 0 | [6 empty] | 0.45639 | 0
LCP_Inputs_ON_Electric_IEA_2023_05_05 | 2040 | Solar PV | Generation |  | WC | Capacity-Generation | CONE | 135630512.3653 | [6 empty] | 0.45639 | 61899995.3501
LCP_Inputs_ON_Electric_IEA_2023_05_05 | 2040 | Solar PV | Generation |  | WC | Capacity-Generation | FOM | 6825798.5058 | [6 empty] | 0.45639 | 3115205.3354
LCP_Inputs_ON_Electric_IEA_2023_05_05 | 2040 | Solar PV | Generation |  | WC | Capacity-Generation | Flex Adder | 0 | [6 empty] | 0.45639 | 0
LCP_Inputs_ON_Electric_IEA_2023_05_05 | 2040 | Wind Offshore | Generation |  | ON | Capacity-Generation | CONE | 0 | [6 empty] | 0.45639 | 0
LCP_Inputs_ON_Electric_IEA_2023_05_05 | 2040 | Wind Offshore | Generation |  | ON | Capacity-Generation | FOM | 0 | [6 empty] | 0.45639 | 0
LCP_Inputs_ON_Electric_IEA_2023_05_05 | 2040 | Wind Offshore | Generation |  | ON | Capacity-Generation | Flex Adder | 0 | [6 empty] | 0.45639 | 0
LCP_Inputs_ON_Electric_IEA_2023_05_05 | 2040 | Wind Onshore | Generation |  | MI | Capacity-Generation | CONE | 0 | [6 empty] | 0.45639 | 0
LCP_Inputs_ON_Electric_IEA_2023_05_05 | 2040 | Wind Onshore | Generation |  | MI | Capacity-Generation | FOM | 831915836.2524 | [6 empty] | 0.45639 | 379675528.0037
LCP_Inputs_ON_Electric_IEA_2023_05_05 | 2040 | Wind Onshore | Generation |  | MI | Capacity-Generation | Flex Adder | 0 | [6 empty] | 0.45639 | 0
LCP_Inputs_ON_Electric_IEA_2023_05_05 | 2040 | Wind Onshore | Generation |  | NY | Capacity-Generation | CONE | 0 | [6 empty] | 0.45639 | 0
LCP_Inputs_ON_Electric_IEA_2023_05_05 | 2040 | Wind Onshore | Generation |  | NY | Capacity-Generation | FOM | 258785036.5299 | [6 empty] | 0.45639 | 118106112.5445
LCP_Inputs_ON_Electric_IEA_2023_05_05 | 2040 | Wind Onshore | Generation |  | NY | Capacity-Generation | Flex Adder | 0 | [6 empty] | 0.45639 | 0
LCP_Inputs_ON_Electric_IEA_2023_05_05 | 2040 | Wind Onshore | Generation |  | ON | Capacity-Generation | CONE | 10673300000 | [6 empty] | 0.45639 | 4871154792.8903
LCP_Inputs_ON_Electric_IEA_2023_05_05 | 2040 | Wind Onshore | Generation |  | ON | Capacity-Generation | FOM | 875000000 | [6 empty] | 0.45639 | 399338577.9261
LCP_Inputs_ON_Electric_IEA_2023_05_05 | 2040 | Wind Onshore | Generation |  | ON | Capacity-Generation | Flex Adder | 0 | [6 empty] | 0.45639 | 0
LCP_Inputs_ON_Electric_IEA_2023_05_05 | 2040 | Wind Onshore | Generation |  | PJ | Capacity-Generation | CONE | 0 | [6 empty] | 0.45639 | 0
LCP_Inputs_ON_Electric_IEA_2023_05_05 | 2040 | Wind Onshore | Generation |  | PJ | Capacity-Generation | FOM | 4313788292.9035 | [6 empty] | 0.45639 | 1968756665.5571
LCP_Inputs_ON_Electric_IEA_2023_05_05 | 2040 | Wind Onshore | Generation |  | PJ | Capacity-Generation | Flex Adder | 0 | [6 empty] | 0.45639 | 0
LCP_Inputs_ON_Electric_IEA_2023_05_05 | 2040 | Wind Onshore | Generation |  | WC | Capacity-Generation | CONE | 0 | [6 empty] | 0.45639 | 0
LCP_Inputs_ON_Electric_IEA_2023_05_05 | 2040 | Wind Onshore | Generation |  | WC | Capacity-Generation | FOM | 0 | [6 empty] | 0.45639 | 0
LCP_Inputs_ON_Electric_IEA_2023_05_05 | 2040 | Wind Onshore | Generation |  | WC | Capacity-Generation | Flex Adder | 0 | [6 empty] | 0.45639 | 0
LCP_Inputs_ON_Electric_IEA_2023_05_05 | 2041 | Anaerobic Digestion | Generation |  | ON | Capacity-Generation | FOM | 167819842.8872 | [6 empty] | 0.43883 | 73644986.1608
LCP_Inputs_ON_Electric_IEA_2023_05_05 | 2041 | Anaerobic Digestion | Generation |  | ON | Capacity-Generation | Flex Adder | 0 | [6 empty] | 0.43883 | 0
LCP_Inputs_ON_Electric_IEA_2023_05_05 | 2041 | Battery Storage | Storage |  | ON | Capacity-Storage | FOM | 0 | [6 empty] | 0.43883 | 0
LCP_Inputs_ON_Electric_IEA_2023_05_05 | 2041 | Battery Storage | Storage |  | ON | Capacity-Storage | Flex Adder | 0 | [6 empty] | 0.43883 | 0
LCP_Inputs_ON_Electric_IEA_2023_05_05 | 2041 | Biomass + CCS | Generation |  | ON | Capacity-Generation | FOM | 80652292.5 | [6 empty] | 0.43883 | 35392936.0367
LCP_Inputs_ON_Electric_IEA_2023_05_05 | 2041 | Biomass + CCS | Generation |  | ON | Capacity-Generation | Flex Adder | 0 | [6 empty] | 0.43883 | 0
LCP_Inputs_ON_Electric_IEA_2023_05_05 | 2041 | CH4 + CCS | Generation |  | ON | Capacity-Generation | FOM | 0 | [6 empty] | 0.43883 | 0
LCP_Inputs_ON_Electric_IEA_2023_05_05 | 2041 | CH4 + CCS | Generation |  | ON | Capacity-Generation | Flex Adder | 0 | [6 empty] | 0.43883 | 0
LCP_Inputs_ON_Electric_IEA_2023_05_05 | 2041 | Electrolyser 2020/2030 | Crossload |  | ON | Capacity-Crossload | FOM | 0 | [6 empty] | 0.43883 | 0
LCP_Inputs_ON_Electric_IEA_2023_05_05 | 2041 | Electrolyser 2020/2030 | Crossload |  | ON | Capacity-Crossload | Flex Adder | 0 | [6 empty] | 0.43883 | 0
LCP_Inputs_ON_Electric_IEA_2023_05_05 | 2041 | Electrolyser 2040 | Crossload |  | ON | Capacity-Crossload | FOM | 53401797.0795 | [6 empty] | 0.43883 | 23434502.9719
LCP_Inputs_ON_Electric_IEA_2023_05_05 | 2041 | Electrolyser 2040 | Crossload |  | ON | Capacity-Crossload | Flex Adder | 0 | [6 empty] | 0.43883 | 0
LCP_Inputs_ON_Electric_IEA_2023_05_05 | 2041 | Generic - Generator | Generation |  | MI | Capacity-Generation | FOM | 0 | [6 empty] | 0.43883 | 0
LCP_Inputs_ON_Electric_IEA_2023_05_05 | 2041 | Generic - Generator | Generation |  | MI | Capacity-Generation | Flex Adder | 0 | [6 empty] | 0.43883 | 0
LCP_Inputs_ON_Electric_IEA_2023_05_05 | 2041 | Generic - Generator | Generation |  | NY | Capacity-Generation | FOM | 0 | [6 empty] | 0.43883 | 0
LCP_Inputs_ON_Electric_IEA_2023_05_05 | 2041 | Generic - Generator | Generation |  | NY | Capacity-Generation | Flex Adder | 0 | [6 empty] | 0.43883 | 0
LCP_Inputs_ON_Electric_IEA_2023_05_05 | 2041 | Generic - Generator | Generation |  | PJ | Capacity-Generation | FOM | 0 | [6 empty] | 0.43883 | 0
LCP_Inputs_ON_Electric_IEA_2023_05_05 | 2041 | Generic - Generator | Generation |  | PJ | Capacity-Generation | Flex Adder | 0 | [6 empty] | 0.43883 | 0
LCP_Inputs_ON_Electric_IEA_2023_05_05 | 2041 | Generic - Generator | Generation |  | QC | Capacity-Generation | FOM | 0 | [6 empty] | 0.43883 | 0
LCP_Inputs_ON_Electric_IEA_2023_05_05 | 2041 | Generic - Generator | Generation |  | QC | Capacity-Generation | Flex Adder | 0 | [6 empty] | 0.43883 | 0
LCP_Inputs_ON_Electric_IEA_2023_05_05 | 2041 | Generic - Generator | Generation |  | WC | Capacity-Generation | FOM | 0 | [6 empty] | 0.43883 | 0
LCP_Inputs_ON_Electric_IEA_2023_05_05 | 2041 | Generic - Generator | Generation |  | WC | Capacity-Generation | Flex Adder | 0 | [6 empty] | 0.43883 | 0
LCP_Inputs_ON_Electric_IEA_2023_05_05 | 2041 | H2 Import - WC | Import |  | WC | Capacity-Import | FOM | 0 | [6 empty] | 0.43883 | 0
LCP_Inputs_ON_Electric_IEA_2023_05_05 | 2041 | H2 Import - WC | Import |  | WC | Capacity-Import | Flex Adder | 0 | [6 empty] | 0.43883 | 0
LCP_Inputs_ON_Electric_IEA_2023_05_05 | 2041 | H2 Salt Cavern Storage - ON | Storage |  | ON | Capacity-Storage | FOM | 0 | [6 empty] | 0.43883 | 0
LCP_Inputs_ON_Electric_IEA_2023_05_05 | 2041 | H2 Salt Cavern Storage - ON | Storage |  | ON | Capacity-Storage | Flex Adder | 0 | [6 empty] | 0.43883 | 0
LCP_Inputs_ON_Electric_IEA_2023_05_05 | 2041 | Hydro | Generation |  | ON | Capacity-Generation | FOM | 510340575.7574 | [6 empty] | 0.43883 | 223954593.1659
LCP_Inputs_ON_Electric_IEA_2023_05_05 | 2041 | Hydro | Generation |  | ON | Capacity-Generation | Flex Adder | 0 | [6 empty] | 0.43883 | 0
LCP_Inputs_ON_Electric_IEA_2023_05_05 | 2041 | Nuclear | Generation |  | ON | Capacity-Generation | FOM | 0 | [6 empty] | 0.43883 | 0
LCP_Inputs_ON_Electric_IEA_2023_05_05 | 2041 | Nuclear | Generation |  | ON | Capacity-Generation | Flex Adder | 0 | [6 empty] | 0.43883 | 0
LCP_Inputs_ON_Electric_IEA_2023_05_05 | 2041 | Nuclear SMR | Generation |  | ON | Capacity-Generation | FOM | 450000000 | [6 empty] | 0.43883 | 197475120.9525
LCP_Inputs_ON_Electric_IEA_2023_05_05 | 2041 | Nuclear SMR | Generation |  | ON | Capacity-Generation | Flex Adder | 0 | [6 empty] | 0.43883 | 0
LCP_Inputs_ON_Electric_IEA_2023_05_05 | 2041 | O/CCGT - H2 New | Crossload |  | ON | Capacity-Crossload | FOM | 413458992.1852 | [6 empty] | 0.43883 | 181439698.8682
LCP_Inputs_ON_Electric_IEA_2023_05_05 | 2041 | O/CCGT - H2 New | Crossload |  | ON | Capacity-Crossload | Flex Adder | 0 | [6 empty] | 0.43883 | 0
LCP_Inputs_ON_Electric_IEA_2023_05_05 | 2041 | SMR CCS | Generation |  | ON | Capacity-Generation | FOM | 171994178.3756 | [6 empty] | 0.43883 | 75476824.8396
LCP_Inputs_ON_Electric_IEA_2023_05_05 | 2041 | SMR CCS | Generation |  | ON | Capacity-Generation | Flex Adder | 0 | [6 empty] | 0.43883 | 0
LCP_Inputs_ON_Electric_IEA_2023_05_05 | 2041 | SMR CCS | Generation |  | WC | Capacity-Generation | FOM | 0 | [6 empty] | 0.43883 | 0
LCP_Inputs_ON_Electric_IEA_2023_05_05 | 2041 | SMR CCS | Generation |  | WC | Capacity-Generation | Flex Adder | 0 | [6 empty] | 0.43883 | 0
LCP_Inputs_ON_Electric_IEA_2023_05_05 | 2041 | Solar PV | Generation |  | ON | Capacity-Generation | FOM | 99024526.0951 | [6 empty] | 0.43883 | 43455289.4842
LCP_Inputs_ON_Electric_IEA_2023_05_05 | 2041 | Solar PV | Generation |  | ON | Capacity-Generation | Flex Adder | 0 | [6 empty] | 0.43883 | 0
LCP_Inputs_ON_Electric_IEA_2023_05_05 | 2041 | Solar PV | Generation |  | WC | Capacity-Generation | FOM | 6825798.5058 | [6 empty] | 0.43883 | 2995389.7456
LCP_Inputs_ON_Electric_IEA_2023_05_05 | 2041 | Solar PV | Generation |  | WC | Capacity-Generation | Flex Adder | 0 | [6 empty] | 0.43883 | 0
LCP_Inputs_ON_Electric_IEA_2023_05_05 | 2041 | Wind Offshore | Generation |  | ON | Capacity-Generation | FOM | 0 | [6 empty] | 0.43883 | 0
LCP_Inputs_ON_Electric_IEA_2023_05_05 | 2041 | Wind Offshore | Generation |  | ON | Capacity-Generation | Flex Adder | 0 | [6 empty] | 0.43883 | 0
LCP_Inputs_ON_Electric_IEA_2023_05_05 | 2041 | Wind Onshore | Generation |  | MI | Capacity-Generation | FOM | 831915836.2524 | [6 empty] | 0.43883 | 365072623.0805
LCP_Inputs_ON_Electric_IEA_2023_05_05 | 2041 | Wind Onshore | Generation |  | MI | Capacity-Generation | Flex Adder | 0 | [6 empty] | 0.43883 | 0
LCP_Inputs_ON_Electric_IEA_2023_05_05 | 2041 | Wind Onshore | Generation |  | NY | Capacity-Generation | FOM | 258785036.5299 | [6 empty] | 0.43883 | 113563569.7543
LCP_Inputs_ON_Electric_IEA_2023_05_05 | 2041 | Wind Onshore | Generation |  | NY | Capacity-Generation | Flex Adder | 0 | [6 empty] | 0.43883 | 0
LCP_Inputs_ON_Electric_IEA_2023_05_05 | 2041 | Wind Onshore | Generation |  | ON | Capacity-Generation | FOM | 875000000 | [6 empty] | 0.43883 | 383979401.852
LCP_Inputs_ON_Electric_IEA_2023_05_05 | 2041 | Wind Onshore | Generation |  | ON | Capacity-Generation | Flex Adder | 0 | [6 empty] | 0.43883 | 0
LCP_Inputs_ON_Electric_IEA_2023_05_05 | 2041 | Wind Onshore | Generation |  | PJ | Capacity-Generation | FOM | 4313788292.9035 | [6 empty] | 0.43883 | 1893035255.3434
LCP_Inputs_ON_Electric_IEA_2023_05_05 | 2041 | Wind Onshore | Generation |  | PJ | Capacity-Generation | Flex Adder | 0 | [6 empty] | 0.43883 | 0
LCP_Inputs_ON_Electric_IEA_2023_05_05 | 2041 | Wind Onshore | Generation |  | WC | Capacity-Generation | FOM | 0 | [6 empty] | 0.43883 | 0
LCP_Inputs_ON_Electric_IEA_2023_05_05 | 2041 | Wind Onshore | Generation |  | WC | Capacity-Generation | Flex Adder | 0 | [6 empty] | 0.43883 | 0
LCP_Inputs_ON_Electric_IEA_2023_05_05 | 2042 | Anaerobic Digestion | Generation |  | ON | Capacity-Generation | FOM | 167819842.8872 | [6 empty] | 0.42196 | 70812486.6931
LCP_Inputs_ON_Electric_IEA_2023_05_05 | 2042 | Anaerobic Digestion | Generation |  | ON | Capacity-Generation | Flex Adder | 0 | [6 empty] | 0.42196 | 0
LCP_Inputs_ON_Electric_IEA_2023_05_05 | 2042 | Battery Storage | Storage |  | ON | Capacity-Storage | FOM | 0 | [6 empty] | 0.42196 | 0
LCP_Inputs_ON_Electric_IEA_2023_05_05 | 2042 | Battery Storage | Storage |  | ON | Capacity-Storage | Flex Adder | 0 | [6 empty] | 0.42196 | 0
LCP_Inputs_ON_Electric_IEA_2023_05_05 | 2042 | Biomass + CCS | Generation |  | ON | Capacity-Generation | FOM | 80652292.5 | [6 empty] | 0.42196 | 34031669.2661
LCP_Inputs_ON_Electric_IEA_2023_05_05 | 2042 | Biomass + CCS | Generation |  | ON | Capacity-Generation | Flex Adder | 0 | [6 empty] | 0.42196 | 0
LCP_Inputs_ON_Electric_IEA_2023_05_05 | 2042 | CH4 + CCS | Generation |  | ON | Capacity-Generation | FOM | 0 | [6 empty] | 0.42196 | 0
LCP_Inputs_ON_Electric_IEA_2023_05_05 | 2042 | CH4 + CCS | Generation |  | ON | Capacity-Generation | Flex Adder | 0 | [6 empty] | 0.42196 | 0
LCP_Inputs_ON_Electric_IEA_2023_05_05 | 2042 | Electrolyser 2020/2030 | Crossload |  | ON | Capacity-Crossload | FOM | 0 | [6 empty] | 0.42196 | 0
LCP_Inputs_ON_Electric_IEA_2023_05_05 | 2042 | Electrolyser 2020/2030 | Crossload |  | ON | Capacity-Crossload | Flex Adder | 0 | [6 empty] | 0.42196 | 0
LCP_Inputs_ON_Electric_IEA_2023_05_05 | 2042 | Electrolyser 2040 | Crossload |  | ON | Capacity-Crossload | FOM | 53401797.0795 | [6 empty] | 0.42196 | 22533175.9345
LCP_Inputs_ON_Electric_IEA_2023_05_05 | 2042 | Electrolyser 2040 | Crossload |  | ON | Capacity-Crossload | Flex Adder | 0 | [6 empty] | 0.42196 | 0
LCP_Inputs_ON_Electric_IEA_2023_05_05 | 2042 | Generic - Generator | Generation |  | MI | Capacity-Generation | FOM | 0 | [6 empty] | 0.42196 | 0
LCP_Inputs_ON_Electric_IEA_2023_05_05 | 2042 | Generic - Generator | Generation |  | MI | Capacity-Generation | Flex Adder | 0 | [6 empty] | 0.42196 | 0
LCP_Inputs_ON_Electric_IEA_2023_05_05 | 2042 | Generic - Generator | Generation |  | NY | Capacity-Generation | FOM | 0 | [6 empty] | 0.42196 | 0
LCP_Inputs_ON_Electric_IEA_2023_05_05 | 2042 | Generic - Generator | Generation |  | NY | Capacity-Generation | Flex Adder | 0 | [6 empty] | 0.42196 | 0
LCP_Inputs_ON_Electric_IEA_2023_05_05 | 2042 | Generic - Generator | Generation |  | PJ | Capacity-Generation | FOM | 0 | [6 empty] | 0.42196 | 0
LCP_Inputs_ON_Electric_IEA_2023_05_05 | 2042 | Generic - Generator | Generation |  | PJ | Capacity-Generation | Flex Adder | 0 | [6 empty] | 0.42196 | 0
LCP_Inputs_ON_Electric_IEA_2023_05_05 | 2042 | Generic - Generator | Generation |  | QC | Capacity-Generation | FOM | 0 | [6 empty] | 0.42196 | 0
LCP_Inputs_ON_Electric_IEA_2023_05_05 | 2042 | Generic - Generator | Generation |  | QC | Capacity-Generation | Flex Adder | 0 | [6 empty] | 0.42196 | 0
LCP_Inputs_ON_Electric_IEA_2023_05_05 | 2042 | Generic - Generator | Generation |  | WC | Capacity-Generation | FOM | 0 | [6 empty] | 0.42196 | 0
LCP_Inputs_ON_Electric_IEA_2023_05_05 | 2042 | Generic - Generator | Generation |  | WC | Capacity-Generation | Flex Adder | 0 | [6 empty] | 0.42196 | 0
LCP_Inputs_ON_Electric_IEA_2023_05_05 | 2042 | H2 Import - WC | Import |  | WC | Capacity-Import | FOM | 0 | [6 empty] | 0.42196 | 0
LCP_Inputs_ON_Electric_IEA_2023_05_05 | 2042 | H2 Import - WC | Import |  | WC | Capacity-Import | Flex Adder | 0 | [6 empty] | 0.42196 | 0
LCP_Inputs_ON_Electric_IEA_2023_05_05 | 2042 | H2 Salt Cavern Storage - ON | Storage |  | ON | Capacity-Storage | FOM | 0 | [6 empty] | 0.42196 | 0
LCP_Inputs_ON_Electric_IEA_2023_05_05 | 2042 | H2 Salt Cavern Storage - ON | Storage |  | ON | Capacity-Storage | Flex Adder | 0 | [6 empty] | 0.42196 | 0
LCP_Inputs_ON_Electric_IEA_2023_05_05 | 2042 | Hydro | Generation |  | ON | Capacity-Generation | FOM | 510340575.7574 | [6 empty] | 0.42196 | 215340954.9672
LCP_Inputs_ON_Electric_IEA_2023_05_05 | 2042 | Hydro | Generation |  | ON | Capacity-Generation | Flex Adder | 0 | [6 empty] | 0.42196 | 0
LCP_Inputs_ON_Electric_IEA_2023_05_05 | 2042 | Nuclear | Generation |  | ON | Capacity-Generation | FOM | 0 | [6 empty] | 0.42196 | 0
LCP_Inputs_ON_Electric_IEA_2023_05_05 | 2042 | Nuclear | Generation |  | ON | Capacity-Generation | Flex Adder | 0 | [6 empty] | 0.42196 | 0
LCP_Inputs_ON_Electric_IEA_2023_05_05 | 2042 | Nuclear SMR | Generation |  | ON | Capacity-Generation | FOM | 450000000 | [6 empty] | 0.42196 | 189879923.9928
LCP_Inputs_ON_Electric_IEA_2023_05_05 | 2042 | Nuclear SMR | Generation |  | ON | Capacity-Generation | Flex Adder | 0 | [6 empty] | 0.42196 | 0
LCP_Inputs_ON_Electric_IEA_2023_05_05 | 2042 | O/CCGT - H2 New | Crossload |  | ON | Capacity-Crossload | FOM | 413458992.1852 | [6 empty] | 0.42196 | 174461248.9117
LCP_Inputs_ON_Electric_IEA_2023_05_05 | 2042 | O/CCGT - H2 New | Crossload |  | ON | Capacity-Crossload | Flex Adder | 0 | [6 empty] | 0.42196 | 0
LCP_Inputs_ON_Electric_IEA_2023_05_05 | 2042 | SMR CCS | Generation |  | ON | Capacity-Generation | FOM | 171994178.3756 | [6 empty] | 0.42196 | 72573870.0381
LCP_Inputs_ON_Electric_IEA_2023_05_05 | 2042 | SMR CCS | Generation |  | ON | Capacity-Generation | Flex Adder | 0 | [6 empty] | 0.42196 | 0
LCP_Inputs_ON_Electric_IEA_2023_05_05 | 2042 | SMR CCS | Generation |  | WC | Capacity-Generation | FOM | 0 | [6 empty] | 0.42196 | 0
LCP_Inputs_ON_Electric_IEA_2023_05_05 | 2042 | SMR CCS | Generation |  | WC | Capacity-Generation | Flex Adder | 0 | [6 empty] | 0.42196 | 0
LCP_Inputs_ON_Electric_IEA_2023_05_05 | 2042 | Solar PV | Generation |  | ON | Capacity-Generation | FOM | 99024526.0951 | [6 empty] | 0.42196 | 41783932.1963
LCP_Inputs_ON_Electric_IEA_2023_05_05 | 2042 | Solar PV | Generation |  | ON | Capacity-Generation | Flex Adder | 0 | [6 empty] | 0.42196 | 0
LCP_Inputs_ON_Electric_IEA_2023_05_05 | 2042 | Solar PV | Generation |  | WC | Capacity-Generation | FOM | 6825798.5058 | [6 empty] | 0.42196 | 2880182.4477
LCP_Inputs_ON_Electric_IEA_2023_05_05 | 2042 | Solar PV | Generation |  | WC | Capacity-Generation | Flex Adder | 0 | [6 empty] | 0.42196 | 0
LCP_Inputs_ON_Electric_IEA_2023_05_05 | 2042 | Wind Offshore | Generation |  | ON | Capacity-Generation | FOM | 0 | [6 empty] | 0.42196 | 0
LCP_Inputs_ON_Electric_IEA_2023_05_05 | 2042 | Wind Offshore | Generation |  | ON | Capacity-Generation | Flex Adder | 0 | [6 empty] | 0.42196 | 0
LCP_Inputs_ON_Electric_IEA_2023_05_05 | 2042 | Wind Onshore | Generation |  | MI | Capacity-Generation | FOM | 831915836.2524 | [6 empty] | 0.42196 | 351031368.3466
LCP_Inputs_ON_Electric_IEA_2023_05_05 | 2042 | Wind Onshore | Generation |  | MI | Capacity-Generation | Flex Adder | 0 | [6 empty] | 0.42196 | 0
LCP_Inputs_ON_Electric_IEA_2023_05_05 | 2042 | Wind Onshore | Generation |  | NY | Capacity-Generation | FOM | 258785036.5299 | [6 empty] | 0.42196 | 109195740.1484
LCP_Inputs_ON_Electric_IEA_2023_05_05 | 2042 | Wind Onshore | Generation |  | NY | Capacity-Generation | Flex Adder | 0 | [6 empty] | 0.42196 | 0
LCP_Inputs_ON_Electric_IEA_2023_05_05 | 2042 | Wind Onshore | Generation |  | ON | Capacity-Generation | FOM | 875000000 | [6 empty] | 0.42196 | 369210963.3193
LCP_Inputs_ON_Electric_IEA_2023_05_05 | 2042 | Wind Onshore | Generation |  | ON | Capacity-Generation | Flex Adder | 0 | [6 empty] | 0.42196 | 0
LCP_Inputs_ON_Electric_IEA_2023_05_05 | 2042 | Wind Onshore | Generation |  | PJ | Capacity-Generation | FOM | 4313788292.9035 | [6 empty] | 0.42196 | 1820226207.061
LCP_Inputs_ON_Electric_IEA_2023_05_05 | 2042 | Wind Onshore | Generation |  | PJ | Capacity-Generation | Flex Adder | 0 | [6 empty] | 0.42196 | 0
LCP_Inputs_ON_Electric_IEA_2023_05_05 | 2042 | Wind Onshore | Generation |  | WC | Capacity-Generation | FOM | 0 | [6 empty] | 0.42196 | 0
LCP_Inputs_ON_Electric_IEA_2023_05_05 | 2042 | Wind Onshore | Generation |  | WC | Capacity-Generation | Flex Adder | 0 | [6 empty] | 0.42196 | 0
LCP_Inputs_ON_Electric_IEA_2023_05_05 | 2043 | Anaerobic Digestion | Generation |  | ON | Capacity-Generation | FOM | 167819842.8872 | [6 empty] | 0.40573 | 68088929.5126
LCP_Inputs_ON_Electric_IEA_2023_05_05 | 2043 | Anaerobic Digestion | Generation |  | ON | Capacity-Generation | Flex Adder | 0 | [6 empty] | 0.40573 | 0
LCP_Inputs_ON_Electric_IEA_2023_05_05 | 2043 | Battery Storage | Storage |  | ON | Capacity-Storage | FOM | 0 | [6 empty] | 0.40573 | 0
LCP_Inputs_ON_Electric_IEA_2023_05_05 | 2043 | Battery Storage | Storage |  | ON | Capacity-Storage | Flex Adder | 0 | [6 empty] | 0.40573 | 0
LCP_Inputs_ON_Electric_IEA_2023_05_05 | 2043 | Biomass + CCS | Generation |  | ON | Capacity-Generation | FOM | 80652292.5 | [6 empty] | 0.40573 | 32722758.9097
LCP_Inputs_ON_Electric_IEA_2023_05_05 | 2043 | Biomass + CCS | Generation |  | ON | Capacity-Generation | Flex Adder | 0 | [6 empty] | 0.40573 | 0
LCP_Inputs_ON_Electric_IEA_2023_05_05 | 2043 | CH4 + CCS | Generation |  | ON | Capacity-Generation | FOM | 0 | [6 empty] | 0.40573 | 0
LCP_Inputs_ON_Electric_IEA_2023_05_05 | 2043 | CH4 + CCS | Generation |  | ON | Capacity-Generation | Flex Adder | 0 | [6 empty] | 0.40573 | 0
LCP_Inputs_ON_Electric_IEA_2023_05_05 | 2043 | Electrolyser 2020/2030 | Crossload |  | ON | Capacity-Crossload | FOM | 0 | [6 empty] | 0.40573 | 0
LCP_Inputs_ON_Electric_IEA_2023_05_05 | 2043 | Electrolyser 2020/2030 | Crossload |  | ON | Capacity-Crossload | Flex Adder | 0 | [6 empty] | 0.40573 | 0
LCP_Inputs_ON_Electric_IEA_2023_05_05 | 2043 | Electrolyser 2040 | Crossload |  | ON | Capacity-Crossload | FOM | 53401797.0795 | [6 empty] | 0.40573 | 21666515.3217
LCP_Inputs_ON_Electric_IEA_2023_05_05 | 2043 | Electrolyser 2040 | Crossload |  | ON | Capacity-Crossload | Flex Adder | 0 | [6 empty] | 0.40573 | 0
LCP_Inputs_ON_Electric_IEA_2023_05_05 | 2043 | Generic - Generator | Generation |  | MI | Capacity-Generation | FOM | 0 | [6 empty] | 0.40573 | 0
LCP_Inputs_ON_Electric_IEA_2023_05_05 | 2043 | Generic - Generator | Generation |  | MI | Capacity-Generation | Flex Adder | 0 | [6 empty] | 0.40573 | 0
LCP_Inputs_ON_Electric_IEA_2023_05_05 | 2043 | Generic - Generator | Generation |  | NY | Capacity-Generation | FOM | 0 | [6 empty] | 0.40573 | 0
LCP_Inputs_ON_Electric_IEA_2023_05_05 | 2043 | Generic - Generator | Generation |  | NY | Capacity-Generation | Flex Adder | 0 | [6 empty] | 0.40573 | 0
LCP_Inputs_ON_Electric_IEA_2023_05_05 | 2043 | Generic - Generator | Generation |  | PJ | Capacity-Generation | FOM | 0 | [6 empty] | 0.40573 | 0
LCP_Inputs_ON_Electric_IEA_2023_05_05 | 2043 | Generic - Generator | Generation |  | PJ | Capacity-Generation | Flex Adder | 0 | [6 empty] | 0.40573 | 0
LCP_Inputs_ON_Electric_IEA_2023_05_05 | 2043 | Generic - Generator | Generation |  | QC | Capacity-Generation | FOM | 0 | [6 empty] | 0.40573 | 0
LCP_Inputs_ON_Electric_IEA_2023_05_05 | 2043 | Generic - Generator | Generation |  | QC | Capacity-Generation | Flex Adder | 0 | [6 empty] | 0.40573 | 0
LCP_Inputs_ON_Electric_IEA_2023_05_05 | 2043 | Generic - Generator | Generation |  | WC | Capacity-Generation | FOM | 0 | [6 empty] | 0.40573 | 0
LCP_Inputs_ON_Electric_IEA_2023_05_05 | 2043 | Generic - Generator | Generation |  | WC | Capacity-Generation | Flex Adder | 0 | [6 empty] | 0.40573 | 0
LCP_Inputs_ON_Electric_IEA_2023_05_05 | 2043 | H2 Import - WC | Import |  | WC | Capacity-Import | FOM | 0 | [6 empty] | 0.40573 | 0
LCP_Inputs_ON_Electric_IEA_2023_05_05 | 2043 | H2 Import - WC | Import |  | WC | Capacity-Import | Flex Adder | 0 | [6 empty] | 0.40573 | 0
LCP_Inputs_ON_Electric_IEA_2023_05_05 | 2043 | H2 Salt Cavern Storage - ON | Storage |  | ON | Capacity-Storage | FOM | 0 | [6 empty] | 0.40573 | 0
LCP_Inputs_ON_Electric_IEA_2023_05_05 | 2043 | H2 Salt Cavern Storage - ON | Storage |  | ON | Capacity-Storage | Flex Adder | 0 | [6 empty] | 0.40573 | 0
LCP_Inputs_ON_Electric_IEA_2023_05_05 | 2043 | Hydro | Generation |  | ON | Capacity-Generation | FOM | 510340575.7574 | [6 empty] | 0.40573 | 207058610.5454
LCP_Inputs_ON_Electric_IEA_2023_05_05 | 2043 | Hydro | Generation |  | ON | Capacity-Generation | Flex Adder | 0 | [6 empty] | 0.40573 | 0
LCP_Inputs_ON_Electric_IEA_2023_05_05 | 2043 | Nuclear | Generation |  | ON | Capacity-Generation | FOM | 0 | [6 empty] | 0.40573 | 0
LCP_Inputs_ON_Electric_IEA_2023_05_05 | 2043 | Nuclear | Generation |  | ON | Capacity-Generation | Flex Adder | 0 | [6 empty] | 0.40573 | 0
LCP_Inputs_ON_Electric_IEA_2023_05_05 | 2043 | Nuclear SMR | Generation |  | ON | Capacity-Generation | FOM | 450000000 | [6 empty] | 0.40573 | 182576849.993
LCP_Inputs_ON_Electric_IEA_2023_05_05 | 2043 | Nuclear SMR | Generation |  | ON | Capacity-Generation | Flex Adder | 0 | [6 empty] | 0.40573 | 0
LCP_Inputs_ON_Electric_IEA_2023_05_05 | 2043 | O/CCGT - H2 New | Crossload |  | ON | Capacity-Crossload | FOM | 413458992.1852 | [6 empty] | 0.40573 | 167751200.8766
LCP_Inputs_ON_Electric_IEA_2023_05_05 | 2043 | O/CCGT - H2 New | Crossload |  | ON | Capacity-Crossload | Flex Adder | 0 | [6 empty] | 0.40573 | 0
LCP_Inputs_ON_Electric_IEA_2023_05_05 | 2043 | SMR CCS | Generation |  | ON | Capacity-Generation | FOM | 171994178.3756 | [6 empty] | 0.40573 | 69782567.3443
LCP_Inputs_ON_Electric_IEA_2023_05_05 | 2043 | SMR CCS | Generation |  | ON | Capacity-Generation | Flex Adder | 0 | [6 empty] | 0.40573 | 0
LCP_Inputs_ON_Electric_IEA_2023_05_05 | 2043 | SMR CCS | Generation |  | WC | Capacity-Generation | FOM | 0 | [6 empty] | 0.40573 | 0
LCP_Inputs_ON_Electric_IEA_2023_05_05 | 2043 | SMR CCS | Generation |  | WC | Capacity-Generation | Flex Adder | 0 | [6 empty] | 0.40573 | 0
LCP_Inputs_ON_Electric_IEA_2023_05_05 | 2043 | Solar PV | Generation |  | ON | Capacity-Generation | FOM | 99024526.0951 | [6 empty] | 0.40573 | 40176857.8811
LCP_Inputs_ON_Electric_IEA_2023_05_05 | 2043 | Solar PV | Generation |  | ON | Capacity-Generation | Flex Adder | 0 | [6 empty] | 0.40573 | 0
LCP_Inputs_ON_Electric_IEA_2023_05_05 | 2043 | Solar PV | Generation |  | WC | Capacity-Generation | FOM | 6825798.5058 | [6 empty] | 0.40573 | 2769406.1997
LCP_Inputs_ON_Electric_IEA_2023_05_05 | 2043 | Solar PV | Generation |  | WC | Capacity-Generation | Flex Adder | 0 | [6 empty] | 0.40573 | 0
LCP_Inputs_ON_Electric_IEA_2023_05_05 | 2043 | Wind Offshore | Generation |  | ON | Capacity-Generation | FOM | 0 | [6 empty] | 0.40573 | 0
LCP_Inputs_ON_Electric_IEA_2023_05_05 | 2043 | Wind Offshore | Generation |  | ON | Capacity-Generation | Flex Adder | 0 | [6 empty] | 0.40573 | 0
LCP_Inputs_ON_Electric_IEA_2023_05_05 | 2043 | Wind Onshore | Generation |  | MI | Capacity-Generation | FOM | 831915836.2524 | [6 empty] | 0.40573 | 337530161.8718
LCP_Inputs_ON_Electric_IEA_2023_05_05 | 2043 | Wind Onshore | Generation |  | MI | Capacity-Generation | Flex Adder | 0 | [6 empty] | 0.40573 | 0
LCP_Inputs_ON_Electric_IEA_2023_05_05 | 2043 | Wind Onshore | Generation |  | NY | Capacity-Generation | FOM | 258785036.5299 | [6 empty] | 0.40573 | 104995903.9888
LCP_Inputs_ON_Electric_IEA_2023_05_05 | 2043 | Wind Onshore | Generation |  | NY | Capacity-Generation | Flex Adder | 0 | [6 empty] | 0.40573 | 0
LCP_Inputs_ON_Electric_IEA_2023_05_05 | 2043 | Wind Onshore | Generation |  | ON | Capacity-Generation | FOM | 875000000 | [6 empty] | 0.40573 | 355010541.6532
LCP_Inputs_ON_Electric_IEA_2023_05_05 | 2043 | Wind Onshore | Generation |  | ON | Capacity-Generation | Flex Adder | 0 | [6 empty] | 0.40573 | 0
LCP_Inputs_ON_Electric_IEA_2023_05_05 | 2043 | Wind Onshore | Generation |  | PJ | Capacity-Generation | FOM | 4313788292.9035 | [6 empty] | 0.40573 | 1750217506.7894
LCP_Inputs_ON_Electric_IEA_2023_05_05 | 2043 | Wind Onshore | Generation |  | PJ | Capacity-Generation | Flex Adder | 0 | [6 empty] | 0.40573 | 0
LCP_Inputs_ON_Electric_IEA_2023_05_05 | 2043 | Wind Onshore | Generation |  | WC | Capacity-Generation | FOM | 0 | [6 empty] | 0.40573 | 0
LCP_Inputs_ON_Electric_IEA_2023_05_05 | 2043 | Wind Onshore | Generation |  | WC | Capacity-Generation | Flex Adder | 0 | [6 empty] | 0.40573 | 0
LCP_Inputs_ON_Electric_IEA_2023_05_05 | 2044 | Anaerobic Digestion | Generation |  | ON | Capacity-Generation | FOM | 167819842.8872 | [6 empty] | 0.39012 | 65470124.5314
LCP_Inputs_ON_Electric_IEA_2023_05_05 | 2044 | Anaerobic Digestion | Generation |  | ON | Capacity-Generation | Flex Adder | 0 | [6 empty] | 0.39012 | 0
LCP_Inputs_ON_Electric_IEA_2023_05_05 | 2044 | Battery Storage | Storage |  | ON | Capacity-Storage | FOM | 0 | [6 empty] | 0.39012 | 0
LCP_Inputs_ON_Electric_IEA_2023_05_05 | 2044 | Battery Storage | Storage |  | ON | Capacity-Storage | Flex Adder | 0 | [6 empty] | 0.39012 | 0
LCP_Inputs_ON_Electric_IEA_2023_05_05 | 2044 | Biomass + CCS | Generation |  | ON | Capacity-Generation | FOM | 80652292.5 | [6 empty] | 0.39012 | 31464191.2593
LCP_Inputs_ON_Electric_IEA_2023_05_05 | 2044 | Biomass + CCS | Generation |  | ON | Capacity-Generation | Flex Adder | 0 | [6 empty] | 0.39012 | 0
LCP_Inputs_ON_Electric_IEA_2023_05_05 | 2044 | CH4 + CCS | Generation |  | ON | Capacity-Generation | FOM | 0 | [6 empty] | 0.39012 | 0
LCP_Inputs_ON_Electric_IEA_2023_05_05 | 2044 | CH4 + CCS | Generation |  | ON | Capacity-Generation | Flex Adder | 0 | [6 empty] | 0.39012 | 0
LCP_Inputs_ON_Electric_IEA_2023_05_05 | 2044 | Electrolyser 2020/2030 | Crossload |  | ON | Capacity-Crossload | FOM | 0 | [6 empty] | 0.39012 | 0
LCP_Inputs_ON_Electric_IEA_2023_05_05 | 2044 | Electrolyser 2020/2030 | Crossload |  | ON | Capacity-Crossload | Flex Adder | 0 | [6 empty] | 0.39012 | 0
LCP_Inputs_ON_Electric_IEA_2023_05_05 | 2044 | Electrolyser 2040 | Crossload |  | ON | Capacity-Crossload | FOM | 53401797.0795 | [6 empty] | 0.39012 | 20833187.8093
LCP_Inputs_ON_Electric_IEA_2023_05_05 | 2044 | Electrolyser 2040 | Crossload |  | ON | Capacity-Crossload | Flex Adder | 0 | [6 empty] | 0.39012 | 0
LCP_Inputs_ON_Electric_IEA_2023_05_05 | 2044 | Generic - Generator | Generation |  | MI | Capacity-Generation | FOM | 0 | [6 empty] | 0.39012 | 0
LCP_Inputs_ON_Electric_IEA_2023_05_05 | 2044 | Generic - Generator | Generation |  | MI | Capacity-Generation | Flex Adder | 0 | [6 empty] | 0.39012 | 0
LCP_Inputs_ON_Electric_IEA_2023_05_05 | 2044 | Generic - Generator | Generation |  | NY | Capacity-Generation | FOM | 0 | [6 empty] | 0.39012 | 0
LCP_Inputs_ON_Electric_IEA_2023_05_05 | 2044 | Generic - Generator | Generation |  | NY | Capacity-Generation | Flex Adder | 0 | [6 empty] | 0.39012 | 0
LCP_Inputs_ON_Electric_IEA_2023_05_05 | 2044 | Generic - Generator | Generation |  | PJ | Capacity-Generation | FOM | 0 | [6 empty] | 0.39012 | 0
LCP_Inputs_ON_Electric_IEA_2023_05_05 | 2044 | Generic - Generator | Generation |  | PJ | Capacity-Generation | Flex Adder | 0 | [6 empty] | 0.39012 | 0
LCP_Inputs_ON_Electric_IEA_2023_05_05 | 2044 | Generic - Generator | Generation |  | QC | Capacity-Generation | FOM | 0 | [6 empty] | 0.39012 | 0
LCP_Inputs_ON_Electric_IEA_2023_05_05 | 2044 | Generic - Generator | Generation |  | QC | Capacity-Generation | Flex Adder | 0 | [6 empty] | 0.39012 | 0
LCP_Inputs_ON_Electric_IEA_2023_05_05 | 2044 | Generic - Generator | Generation |  | WC | Capacity-Generation | FOM | 0 | [6 empty] | 0.39012 | 0
LCP_Inputs_ON_Electric_IEA_2023_05_05 | 2044 | Generic - Generator | Generation |  | WC | Capacity-Generation | Flex Adder | 0 | [6 empty] | 0.39012 | 0
LCP_Inputs_ON_Electric_IEA_2023_05_05 | 2044 | H2 Import - WC | Import |  | WC | Capacity-Import | FOM | 0 | [6 empty] | 0.39012 | 0
LCP_Inputs_ON_Electric_IEA_2023_05_05 | 2044 | H2 Import - WC | Import |  | WC | Capacity-Import | Flex Adder | 0 | [6 empty] | 0.39012 | 0
LCP_Inputs_ON_Electric_IEA_2023_05_05 | 2044 | H2 Salt Cavern Storage - ON | Storage |  | ON | Capacity-Storage | FOM | 0 | [6 empty] | 0.39012 | 0
LCP_Inputs_ON_Electric_IEA_2023_05_05 | 2044 | H2 Salt Cavern Storage - ON | Storage |  | ON | Capacity-Storage | Flex Adder | 0 | [6 empty] | 0.39012 | 0
LCP_Inputs_ON_Electric_IEA_2023_05_05 | 2044 | Hydro | Generation |  | ON | Capacity-Generation | FOM | 510340575.7574 | [6 empty] | 0.39012 | 199094817.8321
LCP_Inputs_ON_Electric_IEA_2023_05_05 | 2044 | Hydro | Generation |  | ON | Capacity-Generation | Flex Adder | 0 | [6 empty] | 0.39012 | 0
LCP_Inputs_ON_Electric_IEA_2023_05_05 | 2044 | Nuclear | Generation |  | ON | Capacity-Generation | FOM | 0 | [6 empty] | 0.39012 | 0
LCP_Inputs_ON_Electric_IEA_2023_05_05 | 2044 | Nuclear | Generation |  | ON | Capacity-Generation | Flex Adder | 0 | [6 empty] | 0.39012 | 0
LCP_Inputs_ON_Electric_IEA_2023_05_05 | 2044 | Nuclear SMR | Generation |  | ON | Capacity-Generation | FOM | 450000000 | [6 empty] | 0.39012 | 175554663.4549
LCP_Inputs_ON_Electric_IEA_2023_05_05 | 2044 | Nuclear SMR | Generation |  | ON | Capacity-Generation | Flex Adder | 0 | [6 empty] | 0.39012 | 0
LCP_Inputs_ON_Electric_IEA_2023_05_05 | 2044 | O/CCGT - H2 New | Crossload |  | ON | Capacity-Crossload | FOM | 413458992.1852 | [6 empty] | 0.39012 | 161299231.6121
LCP_Inputs_ON_Electric_IEA_2023_05_05 | 2044 | O/CCGT - H2 New | Crossload |  | ON | Capacity-Crossload | Flex Adder | 0 | [6 empty] | 0.39012 | 0
LCP_Inputs_ON_Electric_IEA_2023_05_05 | 2044 | SMR CCS | Generation |  | ON | Capacity-Generation | FOM | 171994178.3756 | [6 empty] | 0.39012 | 67098622.4465
LCP_Inputs_ON_Electric_IEA_2023_05_05 | 2044 | SMR CCS | Generation |  | ON | Capacity-Generation | Flex Adder | 0 | [6 empty] | 0.39012 | 0
LCP_Inputs_ON_Electric_IEA_2023_05_05 | 2044 | SMR CCS | Generation |  | WC | Capacity-Generation | FOM | 0 | [6 empty] | 0.39012 | 0
LCP_Inputs_ON_Electric_IEA_2023_05_05 | 2044 | SMR CCS | Generation |  | WC | Capacity-Generation | Flex Adder | 0 | [6 empty] | 0.39012 | 0
LCP_Inputs_ON_Electric_IEA_2023_05_05 | 2044 | Solar PV | Generation |  | ON | Capacity-Generation | FOM | 99024526.0951 | [6 empty] | 0.39012 | 38631594.1164
LCP_Inputs_ON_Electric_IEA_2023_05_05 | 2044 | Solar PV | Generation |  | ON | Capacity-Generation | Flex Adder | 0 | [6 empty] | 0.39012 | 0
LCP_Inputs_ON_Electric_IEA_2023_05_05 | 2044 | Solar PV | Generation |  | WC | Capacity-Generation | FOM | 6825798.5058 | [6 empty] | 0.39012 | 2662890.5767
LCP_Inputs_ON_Electric_IEA_2023_05_05 | 2044 | Solar PV | Generation |  | WC | Capacity-Generation | Flex Adder | 0 | [6 empty] | 0.39012 | 0
LCP_Inputs_ON_Electric_IEA_2023_05_05 | 2044 | Wind Offshore | Generation |  | ON | Capacity-Generation | FOM | 0 | [6 empty] | 0.39012 | 0
LCP_Inputs_ON_Electric_IEA_2023_05_05 | 2044 | Wind Offshore | Generation |  | ON | Capacity-Generation | Flex Adder | 0 | [6 empty] | 0.39012 | 0
LCP_Inputs_ON_Electric_IEA_2023_05_05 | 2044 | Wind Onshore | Generation |  | MI | Capacity-Generation | FOM | 831915836.2524 | [6 empty] | 0.39012 | 324548232.569
LCP_Inputs_ON_Electric_IEA_2023_05_05 | 2044 | Wind Onshore | Generation |  | MI | Capacity-Generation | Flex Adder | 0 | [6 empty] | 0.39012 | 0
LCP_Inputs_ON_Electric_IEA_2023_05_05 | 2044 | Wind Onshore | Generation |  | NY | Capacity-Generation | FOM | 258785036.5299 | [6 empty] | 0.39012 | 100957599.9893
LCP_Inputs_ON_Electric_IEA_2023_05_05 | 2044 | Wind Onshore | Generation |  | NY | Capacity-Generation | Flex Adder | 0 | [6 empty] | 0.39012 | 0
LCP_Inputs_ON_Electric_IEA_2023_05_05 | 2044 | Wind Onshore | Generation |  | ON | Capacity-Generation | FOM | 875000000 | [6 empty] | 0.39012 | 341356290.0511
LCP_Inputs_ON_Electric_IEA_2023_05_05 | 2044 | Wind Onshore | Generation |  | ON | Capacity-Generation | Flex Adder | 0 | [6 empty] | 0.39012 | 0
LCP_Inputs_ON_Electric_IEA_2023_05_05 | 2044 | Wind Onshore | Generation |  | PJ | Capacity-Generation | FOM | 4313788292.9035 | [6 empty] | 0.39012 | 1682901448.8359
LCP_Inputs_ON_Electric_IEA_2023_05_05 | 2044 | Wind Onshore | Generation |  | PJ | Capacity-Generation | Flex Adder | 0 | [6 empty] | 0.39012 | 0
LCP_Inputs_ON_Electric_IEA_2023_05_05 | 2044 | Wind Onshore | Generation |  | WC | Capacity-Generation | FOM | 0 | [6 empty] | 0.39012 | 0
LCP_Inputs_ON_Electric_IEA_2023_05_05 | 2044 | Wind Onshore | Generation |  | WC | Capacity-Generation | Flex Adder | 0 | [6 empty] | 0.39012 | 0
LCP_Inputs_ON_Electric_IEA_2023_05_05 | 2045 | Anaerobic Digestion | Generation |  | ON | Capacity-Generation | FOM | 167819842.8872 | [6 empty] | 0.37512 | 62952042.8186
LCP_Inputs_ON_Electric_IEA_2023_05_05 | 2045 | Anaerobic Digestion | Generation |  | ON | Capacity-Generation | Flex Adder | 0 | [6 empty] | 0.37512 | 0
LCP_Inputs_ON_Electric_IEA_2023_05_05 | 2045 | Battery Storage | Storage |  | ON | Capacity-Storage | FOM | 0 | [6 empty] | 0.37512 | 0
LCP_Inputs_ON_Electric_IEA_2023_05_05 | 2045 | Battery Storage | Storage |  | ON | Capacity-Storage | Flex Adder | 0 | [6 empty] | 0.37512 | 0
LCP_Inputs_ON_Electric_IEA_2023_05_05 | 2045 | Biomass + CCS | Generation |  | ON | Capacity-Generation | FOM | 80652292.5 | [6 empty] | 0.37512 | 30254030.0571
LCP_Inputs_ON_Electric_IEA_2023_05_05 | 2045 | Biomass + CCS | Generation |  | ON | Capacity-Generation | Flex Adder | 0 | [6 empty] | 0.37512 | 0
LCP_Inputs_ON_Electric_IEA_2023_05_05 | 2045 | CH4 + CCS | Generation |  | ON | Capacity-Generation | FOM | 0 | [6 empty] | 0.37512 | 0
LCP_Inputs_ON_Electric_IEA_2023_05_05 | 2045 | CH4 + CCS | Generation |  | ON | Capacity-Generation | Flex Adder | 0 | [6 empty] | 0.37512 | 0
LCP_Inputs_ON_Electric_IEA_2023_05_05 | 2045 | Electrolyser 2020/2030 | Crossload |  | ON | Capacity-Crossload | FOM | 0 | [6 empty] | 0.37512 | 0
LCP_Inputs_ON_Electric_IEA_2023_05_05 | 2045 | Electrolyser 2020/2030 | Crossload |  | ON | Capacity-Crossload | Flex Adder | 0 | [6 empty] | 0.37512 | 0
LCP_Inputs_ON_Electric_IEA_2023_05_05 | 2045 | Electrolyser 2040 | Crossload |  | ON | Capacity-Crossload | FOM | 53401797.0795 | [6 empty] | 0.37512 | 20031911.3551
LCP_Inputs_ON_Electric_IEA_2023_05_05 | 2045 | Electrolyser 2040 | Crossload |  | ON | Capacity-Crossload | Flex Adder | 0 | [6 empty] | 0.37512 | 0
LCP_Inputs_ON_Electric_IEA_2023_05_05 | 2045 | Generic - Generator | Generation |  | MI | Capacity-Generation | FOM | 0 | [6 empty] | 0.37512 | 0
LCP_Inputs_ON_Electric_IEA_2023_05_05 | 2045 | Generic - Generator | Generation |  | MI | Capacity-Generation | Flex Adder | 0 | [6 empty] | 0.37512 | 0
LCP_Inputs_ON_Electric_IEA_2023_05_05 | 2045 | Generic - Generator | Generation |  | NY | Capacity-Generation | FOM | 0 | [6 empty] | 0.37512 | 0
LCP_Inputs_ON_Electric_IEA_2023_05_05 | 2045 | Generic - Generator | Generation |  | NY | Capacity-Generation | Flex Adder | 0 | [6 empty] | 0.37512 | 0
LCP_Inputs_ON_Electric_IEA_2023_05_05 | 2045 | Generic - Generator | Generation |  | PJ | Capacity-Generation | FOM | 0 | [6 empty] | 0.37512 | 0
LCP_Inputs_ON_Electric_IEA_2023_05_05 | 2045 | Generic - Generator | Generation |  | PJ | Capacity-Generation | Flex Adder | 0 | [6 empty] | 0.37512 | 0
LCP_Inputs_ON_Electric_IEA_2023_05_05 | 2045 | Generic - Generator | Generation |  | QC | Capacity-Generation | FOM | 0 | [6 empty] | 0.37512 | 0
LCP_Inputs_ON_Electric_IEA_2023_05_05 | 2045 | Generic - Generator | Generation |  | QC | Capacity-Generation | Flex Adder | 0 | [6 empty] | 0.37512 | 0
LCP_Inputs_ON_Electric_IEA_2023_05_05 | 2045 | Generic - Generator | Generation |  | WC | Capacity-Generation | FOM | 0 | [6 empty] | 0.37512 | 0
LCP_Inputs_ON_Electric_IEA_2023_05_05 | 2045 | Generic - Generator | Generation |  | WC | Capacity-Generation | Flex Adder | 0 | [6 empty] | 0.37512 | 0
LCP_Inputs_ON_Electric_IEA_2023_05_05 | 2045 | H2 Import - WC | Import |  | WC | Capacity-Import | FOM | 0 | [6 empty] | 0.37512 | 0
LCP_Inputs_ON_Electric_IEA_2023_05_05 | 2045 | H2 Import - WC | Import |  | WC | Capacity-Import | Flex Adder | 0 | [6 empty] | 0.37512 | 0
LCP_Inputs_ON_Electric_IEA_2023_05_05 | 2045 | H2 Salt Cavern Storage - ON | Storage |  | ON | Capacity-Storage | FOM | 0 | [6 empty] | 0.37512 | 0
LCP_Inputs_ON_Electric_IEA_2023_05_05 | 2045 | H2 Salt Cavern Storage - ON | Storage |  | ON | Capacity-Storage | Flex Adder | 0 | [6 empty] | 0.37512 | 0
LCP_Inputs_ON_Electric_IEA_2023_05_05 | 2045 | Hydro | Generation |  | ON | Capacity-Generation | FOM | 510340575.7574 | [6 empty] | 0.37512 | 191437324.8386
LCP_Inputs_ON_Electric_IEA_2023_05_05 | 2045 | Hydro | Generation |  | ON | Capacity-Generation | Flex Adder | 0 | [6 empty] | 0.37512 | 0
LCP_Inputs_ON_Electric_IEA_2023_05_05 | 2045 | Nuclear | Generation |  | ON | Capacity-Generation | FOM | 0 | [6 empty] | 0.37512 | 0
LCP_Inputs_ON_Electric_IEA_2023_05_05 | 2045 | Nuclear | Generation |  | ON | Capacity-Generation | Flex Adder | 0 | [6 empty] | 0.37512 | 0
LCP_Inputs_ON_Electric_IEA_2023_05_05 | 2045 | Nuclear SMR | Generation |  | ON | Capacity-Generation | FOM | 450000000 | [6 empty] | 0.37512 | 168802561.0143
LCP_Inputs_ON_Electric_IEA_2023_05_05 | 2045 | Nuclear SMR | Generation |  | ON | Capacity-Generation | Flex Adder | 0 | [6 empty] | 0.37512 | 0
LCP_Inputs_ON_Electric_IEA_2023_05_05 | 2045 | O/CCGT - H2 New | Crossload |  | ON | Capacity-Crossload | FOM | 413458992.1852 | [6 empty] | 0.37512 | 155095415.0117
LCP_Inputs_ON_Electric_IEA_2023_05_05 | 2045 | O/CCGT - H2 New | Crossload |  | ON | Capacity-Crossload | Flex Adder | 0 | [6 empty] | 0.37512 | 0
LCP_Inputs_ON_Electric_IEA_2023_05_05 | 2045 | SMR CCS | Generation |  | ON | Capacity-Generation | FOM | 171994178.3756 | [6 empty] | 0.37512 | 64517906.1985
LCP_Inputs_ON_Electric_IEA_2023_05_05 | 2045 | SMR CCS | Generation |  | ON | Capacity-Generation | Flex Adder | 0 | [6 empty] | 0.37512 | 0
LCP_Inputs_ON_Electric_IEA_2023_05_05 | 2045 | SMR CCS | Generation |  | WC | Capacity-Generation | FOM | 0 | [6 empty] | 0.37512 | 0
LCP_Inputs_ON_Electric_IEA_2023_05_05 | 2045 | SMR CCS | Generation |  | WC | Capacity-Generation | Flex Adder | 0 | [6 empty] | 0.37512 | 0
LCP_Inputs_ON_Electric_IEA_2023_05_05 | 2045 | Solar PV | Generation |  | ON | Capacity-Generation | FOM | 99024526.0951 | [6 empty] | 0.37512 | 37145763.5735
LCP_Inputs_ON_Electric_IEA_2023_05_05 | 2045 | Solar PV | Generation |  | ON | Capacity-Generation | Flex Adder | 0 | [6 empty] | 0.37512 | 0
LCP_Inputs_ON_Electric_IEA_2023_05_05 | 2045 | Solar PV | Generation |  | WC | Capacity-Generation | FOM | 6825798.5058 | [6 empty] | 0.37512 | 2560471.7083
LCP_Inputs_ON_Electric_IEA_2023_05_05 | 2045 | Solar PV | Generation |  | WC | Capacity-Generation | Flex Adder | 0 | [6 empty] | 0.37512 | 0
LCP_Inputs_ON_Electric_IEA_2023_05_05 | 2045 | Wind Offshore | Generation |  | ON | Capacity-Generation | FOM | 0 | [6 empty] | 0.37512 | 0
LCP_Inputs_ON_Electric_IEA_2023_05_05 | 2045 | Wind Offshore | Generation |  | ON | Capacity-Generation | Flex Adder | 0 | [6 empty] | 0.37512 | 0
LCP_Inputs_ON_Electric_IEA_2023_05_05 | 2045 | Wind Onshore | Generation |  | MI | Capacity-Generation | FOM | 831915836.2524 | [6 empty] | 0.37512 | 312065608.2394
LCP_Inputs_ON_Electric_IEA_2023_05_05 | 2045 | Wind Onshore | Generation |  | MI | Capacity-Generation | Flex Adder | 0 | [6 empty] | 0.37512 | 0
LCP_Inputs_ON_Electric_IEA_2023_05_05 | 2045 | Wind Onshore | Generation |  | NY | Capacity-Generation | FOM | 258785036.5299 | [6 empty] | 0.37512 | 97074615.3743
LCP_Inputs_ON_Electric_IEA_2023_05_05 | 2045 | Wind Onshore | Generation |  | NY | Capacity-Generation | Flex Adder | 0 | [6 empty] | 0.37512 | 0
LCP_Inputs_ON_Electric_IEA_2023_05_05 | 2045 | Wind Onshore | Generation |  | ON | Capacity-Generation | FOM | 875000000 | [6 empty] | 0.37512 | 328227201.9722
LCP_Inputs_ON_Electric_IEA_2023_05_05 | 2045 | Wind Onshore | Generation |  | ON | Capacity-Generation | Flex Adder | 0 | [6 empty] | 0.37512 | 0
LCP_Inputs_ON_Electric_IEA_2023_05_05 | 2045 | Wind Onshore | Generation |  | PJ | Capacity-Generation | FOM | 4313788292.9035 | [6 empty] | 0.37512 | 1618174470.0346
LCP_Inputs_ON_Electric_IEA_2023_05_05 | 2045 | Wind Onshore | Generation |  | PJ | Capacity-Generation | Flex Adder | 0 | [6 empty] | 0.37512 | 0
LCP_Inputs_ON_Electric_IEA_2023_05_05 | 2045 | Wind Onshore | Generation |  | WC | Capacity-Generation | FOM | 0 | [6 empty] | 0.37512 | 0
LCP_Inputs_ON_Electric_IEA_2023_05_05 | 2045 | Wind Onshore | Generation |  | WC | Capacity-Generation | Flex Adder | 0 | [6 empty] | 0.37512 | 0
LCP_Inputs_ON_Electric_IEA_2023_05_05 | 2046 | Anaerobic Digestion | Generation |  | ON | Capacity-Generation | FOM | 167819842.8872 | [6 empty] | 0.36069 | 60530810.4025
LCP_Inputs_ON_Electric_IEA_2023_05_05 | 2046 | Anaerobic Digestion | Generation |  | ON | Capacity-Generation | Flex Adder | 0 | [6 empty] | 0.36069 | 0
LCP_Inputs_ON_Electric_IEA_2023_05_05 | 2046 | Battery Storage | Storage |  | ON | Capacity-Storage | FOM | 0 | [6 empty] | 0.36069 | 0
LCP_Inputs_ON_Electric_IEA_2023_05_05 | 2046 | Battery Storage | Storage |  | ON | Capacity-Storage | Flex Adder | 0 | [6 empty] | 0.36069 | 0
LCP_Inputs_ON_Electric_IEA_2023_05_05 | 2046 | Biomass + CCS | Generation |  | ON | Capacity-Generation | FOM | 80652292.5 | [6 empty] | 0.36069 | 29090413.5164
LCP_Inputs_ON_Electric_IEA_2023_05_05 | 2046 | Biomass + CCS | Generation |  | ON | Capacity-Generation | Flex Adder | 0 | [6 empty] | 0.36069 | 0
LCP_Inputs_ON_Electric_IEA_2023_05_05 | 2046 | CH4 + CCS | Generation |  | ON | Capacity-Generation | FOM | 0 | [6 empty] | 0.36069 | 0
LCP_Inputs_ON_Electric_IEA_2023_05_05 | 2046 | CH4 + CCS | Generation |  | ON | Capacity-Generation | Flex Adder | 0 | [6 empty] | 0.36069 | 0
LCP_Inputs_ON_Electric_IEA_2023_05_05 | 2046 | Electrolyser 2020/2030 | Crossload |  | ON | Capacity-Crossload | FOM | 0 | [6 empty] | 0.36069 | 0
LCP_Inputs_ON_Electric_IEA_2023_05_05 | 2046 | Electrolyser 2020/2030 | Crossload |  | ON | Capacity-Crossload | Flex Adder | 0 | [6 empty] | 0.36069 | 0
LCP_Inputs_ON_Electric_IEA_2023_05_05 | 2046 | Electrolyser 2040 | Crossload |  | ON | Capacity-Crossload | FOM | 53401797.0795 | [6 empty] | 0.36069 | 19261453.226
LCP_Inputs_ON_Electric_IEA_2023_05_05 | 2046 | Electrolyser 2040 | Crossload |  | ON | Capacity-Crossload | Flex Adder | 0 | [6 empty] | 0.36069 | 0
LCP_Inputs_ON_Electric_IEA_2023_05_05 | 2046 | Generic - Generator | Generation |  | MI | Capacity-Generation | FOM | 0 | [6 empty] | 0.36069 | 0
LCP_Inputs_ON_Electric_IEA_2023_05_05 | 2046 | Generic - Generator | Generation |  | MI | Capacity-Generation | Flex Adder | 0 | [6 empty] | 0.36069 | 0
LCP_Inputs_ON_Electric_IEA_2023_05_05 | 2046 | Generic - Generator | Generation |  | NY | Capacity-Generation | FOM | 0 | [6 empty] | 0.36069 | 0
LCP_Inputs_ON_Electric_IEA_2023_05_05 | 2046 | Generic - Generator | Generation |  | NY | Capacity-Generation | Flex Adder | 0 | [6 empty] | 0.36069 | 0
LCP_Inputs_ON_Electric_IEA_2023_05_05 | 2046 | Generic - Generator | Generation |  | PJ | Capacity-Generation | FOM | 0 | [6 empty] | 0.36069 | 0
LCP_Inputs_ON_Electric_IEA_2023_05_05 | 2046 | Generic - Generator | Generation |  | PJ | Capacity-Generation | Flex Adder | 0 | [6 empty] | 0.36069 | 0
LCP_Inputs_ON_Electric_IEA_2023_05_05 | 2046 | Generic - Generator | Generation |  | QC | Capacity-Generation | FOM | 0 | [6 empty] | 0.36069 | 0
LCP_Inputs_ON_Electric_IEA_2023_05_05 | 2046 | Generic - Generator | Generation |  | QC | Capacity-Generation | Flex Adder | 0 | [6 empty] | 0.36069 | 0
LCP_Inputs_ON_Electric_IEA_2023_05_05 | 2046 | Generic - Generator | Generation |  | WC | Capacity-Generation | FOM | 0 | [6 empty] | 0.36069 | 0
LCP_Inputs_ON_Electric_IEA_2023_05_05 | 2046 | Generic - Generator | Generation |  | WC | Capacity-Generation | Flex Adder | 0 | [6 empty] | 0.36069 | 0
LCP_Inputs_ON_Electric_IEA_2023_05_05 | 2046 | H2 Import - WC | Import |  | WC | Capacity-Import | FOM | 0 | [6 empty] | 0.36069 | 0
LCP_Inputs_ON_Electric_IEA_2023_05_05 | 2046 | H2 Import - WC | Import |  | WC | Capacity-Import | Flex Adder | 0 | [6 empty] | 0.36069 | 0
LCP_Inputs_ON_Electric_IEA_2023_05_05 | 2046 | H2 Salt Cavern Storage - ON | Storage |  | ON | Capacity-Storage | FOM | 0 | [6 empty] | 0.36069 | 0
LCP_Inputs_ON_Electric_IEA_2023_05_05 | 2046 | H2 Salt Cavern Storage - ON | Storage |  | ON | Capacity-Storage | Flex Adder | 0 | [6 empty] | 0.36069 | 0
LCP_Inputs_ON_Electric_IEA_2023_05_05 | 2046 | Hydro | Generation |  | ON | Capacity-Generation | FOM | 510340575.7574 | [6 empty] | 0.36069 | 184074350.8063
LCP_Inputs_ON_Electric_IEA_2023_05_05 | 2046 | Hydro | Generation |  | ON | Capacity-Generation | Flex Adder | 0 | [6 empty] | 0.36069 | 0
LCP_Inputs_ON_Electric_IEA_2023_05_05 | 2046 | Nuclear | Generation |  | ON | Capacity-Generation | FOM | 0 | [6 empty] | 0.36069 | 0
LCP_Inputs_ON_Electric_IEA_2023_05_05 | 2046 | Nuclear | Generation |  | ON | Capacity-Generation | Flex Adder | 0 | [6 empty] | 0.36069 | 0
LCP_Inputs_ON_Electric_IEA_2023_05_05 | 2046 | Nuclear SMR | Generation |  | ON | Capacity-Generation | FOM | 450000000 | [6 empty] | 0.36069 | 162310154.8214
LCP_Inputs_ON_Electric_IEA_2023_05_05 | 2046 | Nuclear SMR | Generation |  | ON | Capacity-Generation | Flex Adder | 0 | [6 empty] | 0.36069 | 0
LCP_Inputs_ON_Electric_IEA_2023_05_05 | 2046 | O/CCGT - H2 New | Crossload |  | ON | Capacity-Crossload | FOM | 413458992.1852 | [6 empty] | 0.36069 | 149130206.742
LCP_Inputs_ON_Electric_IEA_2023_05_05 | 2046 | O/CCGT - H2 New | Crossload |  | ON | Capacity-Crossload | Flex Adder | 0 | [6 empty] | 0.36069 | 0
LCP_Inputs_ON_Electric_IEA_2023_05_05 | 2046 | SMR CCS | Generation |  | ON | Capacity-Generation | FOM | 171994178.3756 | [6 empty] | 0.36069 | 62036448.2678
LCP_Inputs_ON_Electric_IEA_2023_05_05 | 2046 | SMR CCS | Generation |  | ON | Capacity-Generation | Flex Adder | 0 | [6 empty] | 0.36069 | 0
LCP_Inputs_ON_Electric_IEA_2023_05_05 | 2046 | SMR CCS | Generation |  | WC | Capacity-Generation | FOM | 0 | [6 empty] | 0.36069 | 0
LCP_Inputs_ON_Electric_IEA_2023_05_05 | 2046 | SMR CCS | Generation |  | WC | Capacity-Generation | Flex Adder | 0 | [6 empty] | 0.36069 | 0
LCP_Inputs_ON_Electric_IEA_2023_05_05 | 2046 | Solar PV | Generation |  | ON | Capacity-Generation | FOM | 99024526.0951 | [6 empty] | 0.36069 | 35717080.3591
LCP_Inputs_ON_Electric_IEA_2023_05_05 | 2046 | Solar PV | Generation |  | ON | Capacity-Generation | Flex Adder | 0 | [6 empty] | 0.36069 | 0
LCP_Inputs_ON_Electric_IEA_2023_05_05 | 2046 | Solar PV | Generation |  | WC | Capacity-Generation | FOM | 6825798.5058 | [6 empty] | 0.36069 | 2461992.0272
LCP_Inputs_ON_Electric_IEA_2023_05_05 | 2046 | Solar PV | Generation |  | WC | Capacity-Generation | Flex Adder | 0 | [6 empty] | 0.36069 | 0
LCP_Inputs_ON_Electric_IEA_2023_05_05 | 2046 | Wind Offshore | Generation |  | ON | Capacity-Generation | FOM | 0 | [6 empty] | 0.36069 | 0
LCP_Inputs_ON_Electric_IEA_2023_05_05 | 2046 | Wind Offshore | Generation |  | ON | Capacity-Generation | Flex Adder | 0 | [6 empty] | 0.36069 | 0
LCP_Inputs_ON_Electric_IEA_2023_05_05 | 2046 | Wind Onshore | Generation |  | MI | Capacity-Generation | FOM | 831915836.2524 | [6 empty] | 0.36069 | 300063084.8456
LCP_Inputs_ON_Electric_IEA_2023_05_05 | 2046 | Wind Onshore | Generation |  | MI | Capacity-Generation | Flex Adder | 0 | [6 empty] | 0.36069 | 0
LCP_Inputs_ON_Electric_IEA_2023_05_05 | 2046 | Wind Onshore | Generation |  | NY | Capacity-Generation | FOM | 258785036.5299 | [6 empty] | 0.36069 | 93340976.3214
LCP_Inputs_ON_Electric_IEA_2023_05_05 | 2046 | Wind Onshore | Generation |  | NY | Capacity-Generation | Flex Adder | 0 | [6 empty] | 0.36069 | 0
LCP_Inputs_ON_Electric_IEA_2023_05_05 | 2046 | Wind Onshore | Generation |  | ON | Capacity-Generation | FOM | 875000000 | [6 empty] | 0.36069 | 315603078.8194
LCP_Inputs_ON_Electric_IEA_2023_05_05 | 2046 | Wind Onshore | Generation |  | ON | Capacity-Generation | Flex Adder | 0 | [6 empty] | 0.36069 | 0
LCP_Inputs_ON_Electric_IEA_2023_05_05 | 2046 | Wind Onshore | Generation |  | PJ | Capacity-Generation | FOM | 4313788292.9035 | [6 empty] | 0.36069 | 1555936990.4179
LCP_Inputs_ON_Electric_IEA_2023_05_05 | 2046 | Wind Onshore | Generation |  | PJ | Capacity-Generation | Flex Adder | 0 | [6 empty] | 0.36069 | 0
LCP_Inputs_ON_Electric_IEA_2023_05_05 | 2046 | Wind Onshore | Generation |  | WC | Capacity-Generation | FOM | 0 | [6 empty] | 0.36069 | 0
LCP_Inputs_ON_Electric_IEA_2023_05_05 | 2046 | Wind Onshore | Generation |  | WC | Capacity-Generation | Flex Adder | 0 | [6 empty] | 0.36069 | 0
LCP_Inputs_ON_Electric_IEA_2023_05_05 | 2047 | Anaerobic Digestion | Generation |  | ON | Capacity-Generation | FOM | 167819842.8872 | [6 empty] | 0.34682 | 58202702.3101
LCP_Inputs_ON_Electric_IEA_2023_05_05 | 2047 | Anaerobic Digestion | Generation |  | ON | Capacity-Generation | Flex Adder | 0 | [6 empty] | 0.34682 | 0
LCP_Inputs_ON_Electric_IEA_2023_05_05 | 2047 | Battery Storage | Storage |  | ON | Capacity-Storage | FOM | 0 | [6 empty] | 0.34682 | 0
LCP_Inputs_ON_Electric_IEA_2023_05_05 | 2047 | Battery Storage | Storage |  | ON | Capacity-Storage | Flex Adder | 0 | [6 empty] | 0.34682 | 0
LCP_Inputs_ON_Electric_IEA_2023_05_05 | 2047 | Biomass + CCS | Generation |  | ON | Capacity-Generation | FOM | 80652292.5 | [6 empty] | 0.34682 | 27971551.4581
LCP_Inputs_ON_Electric_IEA_2023_05_05 | 2047 | Biomass + CCS | Generation |  | ON | Capacity-Generation | Flex Adder | 0 | [6 empty] | 0.34682 | 0
LCP_Inputs_ON_Electric_IEA_2023_05_05 | 2047 | CH4 + CCS | Generation |  | ON | Capacity-Generation | FOM | 0 | [6 empty] | 0.34682 | 0
LCP_Inputs_ON_Electric_IEA_2023_05_05 | 2047 | CH4 + CCS | Generation |  | ON | Capacity-Generation | Flex Adder | 0 | [6 empty] | 0.34682 | 0
LCP_Inputs_ON_Electric_IEA_2023_05_05 | 2047 | Electrolyser 2020/2030 | Crossload |  | ON | Capacity-Crossload | FOM | 0 | [6 empty] | 0.34682 | 0
LCP_Inputs_ON_Electric_IEA_2023_05_05 | 2047 | Electrolyser 2020/2030 | Crossload |  | ON | Capacity-Crossload | Flex Adder | 0 | [6 empty] | 0.34682 | 0
LCP_Inputs_ON_Electric_IEA_2023_05_05 | 2047 | Electrolyser 2040 | Crossload |  | ON | Capacity-Crossload | FOM | 53401797.0795 | [6 empty] | 0.34682 | 18520628.102
LCP_Inputs_ON_Electric_IEA_2023_05_05 | 2047 | Electrolyser 2040 | Crossload |  | ON | Capacity-Crossload | Flex Adder | 0 | [6 empty] | 0.34682 | 0
LCP_Inputs_ON_Electric_IEA_2023_05_05 | 2047 | Generic - Generator | Generation |  | MI | Capacity-Generation | FOM | 0 | [6 empty] | 0.34682 | 0
LCP_Inputs_ON_Electric_IEA_2023_05_05 | 2047 | Generic - Generator | Generation |  | MI | Capacity-Generation | Flex Adder | 0 | [6 empty] | 0.34682 | 0
LCP_Inputs_ON_Electric_IEA_2023_05_05 | 2047 | Generic - Generator | Generation |  | NY | Capacity-Generation | FOM | 0 | [6 empty] | 0.34682 | 0
LCP_Inputs_ON_Electric_IEA_2023_05_05 | 2047 | Generic - Generator | Generation |  | NY | Capacity-Generation | Flex Adder | 0 | [6 empty] | 0.34682 | 0
LCP_Inputs_ON_Electric_IEA_2023_05_05 | 2047 | Generic - Generator | Generation |  | PJ | Capacity-Generation | FOM | 0 | [6 empty] | 0.34682 | 0
LCP_Inputs_ON_Electric_IEA_2023_05_05 | 2047 | Generic - Generator | Generation |  | PJ | Capacity-Generation | Flex Adder | 0 | [6 empty] | 0.34682 | 0
LCP_Inputs_ON_Electric_IEA_2023_05_05 | 2047 | Generic - Generator | Generation |  | QC | Capacity-Generation | FOM | 0 | [6 empty] | 0.34682 | 0
LCP_Inputs_ON_Electric_IEA_2023_05_05 | 2047 | Generic - Generator | Generation |  | QC | Capacity-Generation | Flex Adder | 0 | [6 empty] | 0.34682 | 0
LCP_Inputs_ON_Electric_IEA_2023_05_05 | 2047 | Generic - Generator | Generation |  | WC | Capacity-Generation | FOM | 0 | [6 empty] | 0.34682 | 0
LCP_Inputs_ON_Electric_IEA_2023_05_05 | 2047 | Generic - Generator | Generation |  | WC | Capacity-Generation | Flex Adder | 0 | [6 empty] | 0.34682 | 0
LCP_Inputs_ON_Electric_IEA_2023_05_05 | 2047 | H2 Import - WC | Import |  | WC | Capacity-Import | FOM | 0 | [6 empty] | 0.34682 | 0
LCP_Inputs_ON_Electric_IEA_2023_05_05 | 2047 | H2 Import - WC | Import |  | WC | Capacity-Import | Flex Adder | 0 | [6 empty] | 0.34682 | 0
LCP_Inputs_ON_Electric_IEA_2023_05_05 | 2047 | H2 Salt Cavern Storage - ON | Storage |  | ON | Capacity-Storage | FOM | 0 | [6 empty] | 0.34682 | 0
LCP_Inputs_ON_Electric_IEA_2023_05_05 | 2047 | H2 Salt Cavern Storage - ON | Storage |  | ON | Capacity-Storage | Flex Adder | 0 | [6 empty] | 0.34682 | 0
LCP_Inputs_ON_Electric_IEA_2023_05_05 | 2047 | Hydro | Generation |  | ON | Capacity-Generation | FOM | 510340575.7574 | [6 empty] | 0.34682 | 176994568.083
LCP_Inputs_ON_Electric_IEA_2023_05_05 | 2047 | Hydro | Generation |  | ON | Capacity-Generation | Flex Adder | 0 | [6 empty] | 0.34682 | 0
LCP_Inputs_ON_Electric_IEA_2023_05_05 | 2047 | Nuclear | Generation |  | ON | Capacity-Generation | FOM | 0 | [6 empty] | 0.34682 | 0
LCP_Inputs_ON_Electric_IEA_2023_05_05 | 2047 | Nuclear | Generation |  | ON | Capacity-Generation | Flex Adder | 0 | [6 empty] | 0.34682 | 0
LCP_Inputs_ON_Electric_IEA_2023_05_05 | 2047 | Nuclear SMR | Generation |  | ON | Capacity-Generation | FOM | 450000000 | [6 empty] | 0.34682 | 156067456.5591
LCP_Inputs_ON_Electric_IEA_2023_05_05 | 2047 | Nuclear SMR | Generation |  | ON | Capacity-Generation | Flex Adder | 0 | [6 empty] | 0.34682 | 0
LCP_Inputs_ON_Electric_IEA_2023_05_05 | 2047 | O/CCGT - H2 New | Crossload |  | ON | Capacity-Crossload | FOM | 413458992.1852 | [6 empty] | 0.34682 | 143394429.5596
LCP_Inputs_ON_Electric_IEA_2023_05_05 | 2047 | O/CCGT - H2 New | Crossload |  | ON | Capacity-Crossload | Flex Adder | 0 | [6 empty] | 0.34682 | 0
LCP_Inputs_ON_Electric_IEA_2023_05_05 | 2047 | SMR CCS | Generation |  | ON | Capacity-Generation | FOM | 171994178.3756 | [6 empty] | 0.34682 | 59650431.0268
LCP_Inputs_ON_Electric_IEA_2023_05_05 | 2047 | SMR CCS | Generation |  | ON | Capacity-Generation | Flex Adder | 0 | [6 empty] | 0.34682 | 0
LCP_Inputs_ON_Electric_IEA_2023_05_05 | 2047 | SMR CCS | Generation |  | WC | Capacity-Generation | FOM | 0 | [6 empty] | 0.34682 | 0
LCP_Inputs_ON_Electric_IEA_2023_05_05 | 2047 | SMR CCS | Generation |  | WC | Capacity-Generation | Flex Adder | 0 | [6 empty] | 0.34682 | 0
LCP_Inputs_ON_Electric_IEA_2023_05_05 | 2047 | Solar PV | Generation |  | ON | Capacity-Generation | FOM | 99024526.0951 | [6 empty] | 0.34682 | 34343346.4992
LCP_Inputs_ON_Electric_IEA_2023_05_05 | 2047 | Solar PV | Generation |  | ON | Capacity-Generation | Flex Adder | 0 | [6 empty] | 0.34682 | 0
LCP_Inputs_ON_Electric_IEA_2023_05_05 | 2047 | Solar PV | Generation |  | WC | Capacity-Generation | FOM | 6825798.5058 | [6 empty] | 0.34682 | 2367300.0262
LCP_Inputs_ON_Electric_IEA_2023_05_05 | 2047 | Solar PV | Generation |  | WC | Capacity-Generation | Flex Adder | 0 | [6 empty] | 0.34682 | 0
LCP_Inputs_ON_Electric_IEA_2023_05_05 | 2047 | Wind Offshore | Generation |  | ON | Capacity-Generation | FOM | 0 | [6 empty] | 0.34682 | 0
LCP_Inputs_ON_Electric_IEA_2023_05_05 | 2047 | Wind Offshore | Generation |  | ON | Capacity-Generation | Flex Adder | 0 | [6 empty] | 0.34682 | 0
LCP_Inputs_ON_Electric_IEA_2023_05_05 | 2047 | Wind Onshore | Generation |  | MI | Capacity-Generation | FOM | 831915836.2524 | [6 empty] | 0.34682 | 288522196.9669
LCP_Inputs_ON_Electric_IEA_2023_05_05 | 2047 | Wind Onshore | Generation |  | MI | Capacity-Generation | Flex Adder | 0 | [6 empty] | 0.34682 | 0
LCP_Inputs_ON_Electric_IEA_2023_05_05 | 2047 | Wind Onshore | Generation |  | NY | Capacity-Generation | FOM | 258785036.5299 | [6 empty] | 0.34682 | 89750938.7706
LCP_Inputs_ON_Electric_IEA_2023_05_05 | 2047 | Wind Onshore | Generation |  | NY | Capacity-Generation | Flex Adder | 0 | [6 empty] | 0.34682 | 0
LCP_Inputs_ON_Electric_IEA_2023_05_05 | 2047 | Wind Onshore | Generation |  | ON | Capacity-Generation | FOM | 875000000 | [6 empty] | 0.34682 | 303464498.8648
LCP_Inputs_ON_Electric_IEA_2023_05_05 | 2047 | Wind Onshore | Generation |  | ON | Capacity-Generation | Flex Adder | 0 | [6 empty] | 0.34682 | 0
LCP_Inputs_ON_Electric_IEA_2023_05_05 | 2047 | Wind Onshore | Generation |  | PJ | Capacity-Generation | FOM | 4313788292.9035 | [6 empty] | 0.34682 | 1496093260.0172
LCP_Inputs_ON_Electric_IEA_2023_05_05 | 2047 | Wind Onshore | Generation |  | PJ | Capacity-Generation | Flex Adder | 0 | [6 empty] | 0.34682 | 0
LCP_Inputs_ON_Electric_IEA_2023_05_05 | 2047 | Wind Onshore | Generation |  | WC | Capacity-Generation | FOM | 0 | [6 empty] | 0.34682 | 0
LCP_Inputs_ON_Electric_IEA_2023_05_05 | 2047 | Wind Onshore | Generation |  | WC | Capacity-Generation | Flex Adder | 0 | [6 empty] | 0.34682 | 0
LCP_Inputs_ON_Electric_IEA_2023_05_05 | 2048 | Anaerobic Digestion | Generation |  | ON | Capacity-Generation | FOM | 167819842.8872 | [6 empty] | 0.33348 | 55964136.8366
LCP_Inputs_ON_Electric_IEA_2023_05_05 | 2048 | Anaerobic Digestion | Generation |  | ON | Capacity-Generation | Flex Adder | 0 | [6 empty] | 0.33348 | 0
LCP_Inputs_ON_Electric_IEA_2023_05_05 | 2048 | Battery Storage | Storage |  | ON | Capacity-Storage | FOM | 0 | [6 empty] | 0.33348 | 0
LCP_Inputs_ON_Electric_IEA_2023_05_05 | 2048 | Battery Storage | Storage |  | ON | Capacity-Storage | Flex Adder | 0 | [6 empty] | 0.33348 | 0
LCP_Inputs_ON_Electric_IEA_2023_05_05 | 2048 | Biomass + CCS | Generation |  | ON | Capacity-Generation | FOM | 80652292.5 | [6 empty] | 0.33348 | 26895722.5558
LCP_Inputs_ON_Electric_IEA_2023_05_05 | 2048 | Biomass + CCS | Generation |  | ON | Capacity-Generation | Flex Adder | 0 | [6 empty] | 0.33348 | 0
LCP_Inputs_ON_Electric_IEA_2023_05_05 | 2048 | CH4 + CCS | Generation |  | ON | Capacity-Generation | FOM | 0 | [6 empty] | 0.33348 | 0
LCP_Inputs_ON_Electric_IEA_2023_05_05 | 2048 | CH4 + CCS | Generation |  | ON | Capacity-Generation | Flex Adder | 0 | [6 empty] | 0.33348 | 0
LCP_Inputs_ON_Electric_IEA_2023_05_05 | 2048 | Electrolyser 2020/2030 | Crossload |  | ON | Capacity-Crossload | FOM | 0 | [6 empty] | 0.33348 | 0
LCP_Inputs_ON_Electric_IEA_2023_05_05 | 2048 | Electrolyser 2020/2030 | Crossload |  | ON | Capacity-Crossload | Flex Adder | 0 | [6 empty] | 0.33348 | 0
LCP_Inputs_ON_Electric_IEA_2023_05_05 | 2048 | Electrolyser 2040 | Crossload |  | ON | Capacity-Crossload | FOM | 53401797.0795 | [6 empty] | 0.33348 | 17808296.2519
LCP_Inputs_ON_Electric_IEA_2023_05_05 | 2048 | Electrolyser 2040 | Crossload |  | ON | Capacity-Crossload | Flex Adder | 0 | [6 empty] | 0.33348 | 0
LCP_Inputs_ON_Electric_IEA_2023_05_05 | 2048 | Generic - Generator | Generation |  | MI | Capacity-Generation | FOM | 0 | [6 empty] | 0.33348 | 0
LCP_Inputs_ON_Electric_IEA_2023_05_05 | 2048 | Generic - Generator | Generation |  | MI | Capacity-Generation | Flex Adder | 0 | [6 empty] | 0.33348 | 0
LCP_Inputs_ON_Electric_IEA_2023_05_05 | 2048 | Generic - Generator | Generation |  | NY | Capacity-Generation | FOM | 0 | [6 empty] | 0.33348 | 0
LCP_Inputs_ON_Electric_IEA_2023_05_05 | 2048 | Generic - Generator | Generation |  | NY | Capacity-Generation | Flex Adder | 0 | [6 empty] | 0.33348 | 0
LCP_Inputs_ON_Electric_IEA_2023_05_05 | 2048 | Generic - Generator | Generation |  | PJ | Capacity-Generation | FOM | 0 | [6 empty] | 0.33348 | 0
LCP_Inputs_ON_Electric_IEA_2023_05_05 | 2048 | Generic - Generator | Generation |  | PJ | Capacity-Generation | Flex Adder | 0 | [6 empty] | 0.33348 | 0
LCP_Inputs_ON_Electric_IEA_2023_05_05 | 2048 | Generic - Generator | Generation |  | QC | Capacity-Generation | FOM | 0 | [6 empty] | 0.33348 | 0
LCP_Inputs_ON_Electric_IEA_2023_05_05 | 2048 | Generic - Generator | Generation |  | QC | Capacity-Generation | Flex Adder | 0 | [6 empty] | 0.33348 | 0
LCP_Inputs_ON_Electric_IEA_2023_05_05 | 2048 | Generic - Generator | Generation |  | WC | Capacity-Generation | FOM | 0 | [6 empty] | 0.33348 | 0
LCP_Inputs_ON_Electric_IEA_2023_05_05 | 2048 | Generic - Generator | Generation |  | WC | Capacity-Generation | Flex Adder | 0 | [6 empty] | 0.33348 | 0
LCP_Inputs_ON_Electric_IEA_2023_05_05 | 2048 | H2 Import - WC | Import |  | WC | Capacity-Import | FOM | 0 | [6 empty] | 0.33348 | 0
LCP_Inputs_ON_Electric_IEA_2023_05_05 | 2048 | H2 Import - WC | Import |  | WC | Capacity-Import | Flex Adder | 0 | [6 empty] | 0.33348 | 0
LCP_Inputs_ON_Electric_IEA_2023_05_05 | 2048 | H2 Salt Cavern Storage - ON | Storage |  | ON | Capacity-Storage | FOM | 0 | [6 empty] | 0.33348 | 0
LCP_Inputs_ON_Electric_IEA_2023_05_05 | 2048 | H2 Salt Cavern Storage - ON | Storage |  | ON | Capacity-Storage | Flex Adder | 0 | [6 empty] | 0.33348 | 0
LCP_Inputs_ON_Electric_IEA_2023_05_05 | 2048 | Hydro | Generation |  | ON | Capacity-Generation | FOM | 510340575.7574 | [6 empty] | 0.33348 | 170187084.6952
LCP_Inputs_ON_Electric_IEA_2023_05_05 | 2048 | Hydro | Generation |  | ON | Capacity-Generation | Flex Adder | 0 | [6 empty] | 0.33348 | 0
LCP_Inputs_ON_Electric_IEA_2023_05_05 | 2048 | Nuclear | Generation |  | ON | Capacity-Generation | FOM | 0 | [6 empty] | 0.33348 | 0
LCP_Inputs_ON_Electric_IEA_2023_05_05 | 2048 | Nuclear | Generation |  | ON | Capacity-Generation | Flex Adder | 0 | [6 empty] | 0.33348 | 0
LCP_Inputs_ON_Electric_IEA_2023_05_05 | 2048 | Nuclear SMR | Generation |  | ON | Capacity-Generation | FOM | 450000000 | [6 empty] | 0.33348 | 150064862.076
LCP_Inputs_ON_Electric_IEA_2023_05_05 | 2048 | Nuclear SMR | Generation |  | ON | Capacity-Generation | Flex Adder | 0 | [6 empty] | 0.33348 | 0
LCP_Inputs_ON_Electric_IEA_2023_05_05 | 2048 | O/CCGT - H2 New | Crossload |  | ON | Capacity-Crossload | FOM | 413458992.1852 | [6 empty] | 0.33348 | 137879259.1919
LCP_Inputs_ON_Electric_IEA_2023_05_05 | 2048 | O/CCGT - H2 New | Crossload |  | ON | Capacity-Crossload | Flex Adder | 0 | [6 empty] | 0.33348 | 0
LCP_Inputs_ON_Electric_IEA_2023_05_05 | 2048 | SMR CCS | Generation |  | ON | Capacity-Generation | FOM | 171994178.3756 | [6 empty] | 0.33348 | 57356183.6796
LCP_Inputs_ON_Electric_IEA_2023_05_05 | 2048 | SMR CCS | Generation |  | ON | Capacity-Generation | Flex Adder | 0 | [6 empty] | 0.33348 | 0
LCP_Inputs_ON_Electric_IEA_2023_05_05 | 2048 | SMR CCS | Generation |  | WC | Capacity-Generation | FOM | 0 | [6 empty] | 0.33348 | 0
LCP_Inputs_ON_Electric_IEA_2023_05_05 | 2048 | SMR CCS | Generation |  | WC | Capacity-Generation | Flex Adder | 0 | [6 empty] | 0.33348 | 0
LCP_Inputs_ON_Electric_IEA_2023_05_05 | 2048 | Solar PV | Generation |  | ON | Capacity-Generation | FOM | 99024526.0951 | [6 empty] | 0.33348 | 33022448.5569
LCP_Inputs_ON_Electric_IEA_2023_05_05 | 2048 | Solar PV | Generation |  | ON | Capacity-Generation | Flex Adder | 0 | [6 empty] | 0.33348 | 0
LCP_Inputs_ON_Electric_IEA_2023_05_05 | 2048 | Solar PV | Generation |  | WC | Capacity-Generation | FOM | 6825798.5058 | [6 empty] | 0.33348 | 2276250.0252
LCP_Inputs_ON_Electric_IEA_2023_05_05 | 2048 | Solar PV | Generation |  | WC | Capacity-Generation | Flex Adder | 0 | [6 empty] | 0.33348 | 0
LCP_Inputs_ON_Electric_IEA_2023_05_05 | 2048 | Wind Offshore | Generation |  | ON | Capacity-Generation | FOM | 0 | [6 empty] | 0.33348 | 0
LCP_Inputs_ON_Electric_IEA_2023_05_05 | 2048 | Wind Offshore | Generation |  | ON | Capacity-Generation | Flex Adder | 0 | [6 empty] | 0.33348 | 0
LCP_Inputs_ON_Electric_IEA_2023_05_05 | 2048 | Wind Onshore | Generation |  | MI | Capacity-Generation | FOM | 831915836.2524 | [6 empty] | 0.33348 | 277425189.3913
LCP_Inputs_ON_Electric_IEA_2023_05_05 | 2048 | Wind Onshore | Generation |  | MI | Capacity-Generation | Flex Adder | 0 | [6 empty] | 0.33348 | 0
LCP_Inputs_ON_Electric_IEA_2023_05_05 | 2048 | Wind Onshore | Generation |  | NY | Capacity-Generation | FOM | 258785036.5299 | [6 empty] | 0.33348 | 86298979.5871
LCP_Inputs_ON_Electric_IEA_2023_05_05 | 2048 | Wind Onshore | Generation |  | NY | Capacity-Generation | Flex Adder | 0 | [6 empty] | 0.33348 | 0
LCP_Inputs_ON_Electric_IEA_2023_05_05 | 2048 | Wind Onshore | Generation |  | ON | Capacity-Generation | FOM | 875000000 | [6 empty] | 0.33348 | 291792787.37
LCP_Inputs_ON_Electric_IEA_2023_05_05 | 2048 | Wind Onshore | Generation |  | ON | Capacity-Generation | Flex Adder | 0 | [6 empty] | 0.33348 | 0
LCP_Inputs_ON_Electric_IEA_2023_05_05 | 2048 | Wind Onshore | Generation |  | PJ | Capacity-Generation | FOM | 4313788292.9035 | [6 empty] | 0.33348 | 1438551211.555
LCP_Inputs_ON_Electric_IEA_2023_05_05 | 2048 | Wind Onshore | Generation |  | PJ | Capacity-Generation | Flex Adder | 0 | [6 empty] | 0.33348 | 0
LCP_Inputs_ON_Electric_IEA_2023_05_05 | 2048 | Wind Onshore | Generation |  | WC | Capacity-Generation | FOM | 0 | [6 empty] | 0.33348 | 0
LCP_Inputs_ON_Electric_IEA_2023_05_05 | 2048 | Wind Onshore | Generation |  | WC | Capacity-Generation | Flex Adder | 0 | [6 empty] | 0.33348 | 0
LCP_Inputs_ON_Electric_IEA_2023_05_05 | 2049 | Anaerobic Digestion | Generation |  | ON | Capacity-Generation | FOM | 167819842.8872 | [6 empty] | 0.32065 | 53811670.0352
LCP_Inputs_ON_Electric_IEA_2023_05_05 | 2049 | Anaerobic Digestion | Generation |  | ON | Capacity-Generation | Flex Adder | 0 | [6 empty] | 0.32065 | 0
LCP_Inputs_ON_Electric_IEA_2023_05_05 | 2049 | Battery Storage | Storage |  | ON | Capacity-Storage | FOM | 0 | [6 empty] | 0.32065 | 0
LCP_Inputs_ON_Electric_IEA_2023_05_05 | 2049 | Battery Storage | Storage |  | ON | Capacity-Storage | Flex Adder | 0 | [6 empty] | 0.32065 | 0
LCP_Inputs_ON_Electric_IEA_2023_05_05 | 2049 | Biomass + CCS | Generation |  | ON | Capacity-Generation | FOM | 80652292.5 | [6 empty] | 0.32065 | 25861271.6883
LCP_Inputs_ON_Electric_IEA_2023_05_05 | 2049 | Biomass + CCS | Generation |  | ON | Capacity-Generation | Flex Adder | 0 | [6 empty] | 0.32065 | 0
LCP_Inputs_ON_Electric_IEA_2023_05_05 | 2049 | CH4 + CCS | Generation |  | ON | Capacity-Generation | FOM | 0 | [6 empty] | 0.32065 | 0
LCP_Inputs_ON_Electric_IEA_2023_05_05 | 2049 | CH4 + CCS | Generation |  | ON | Capacity-Generation | Flex Adder | 0 | [6 empty] | 0.32065 | 0
LCP_Inputs_ON_Electric_IEA_2023_05_05 | 2049 | Electrolyser 2020/2030 | Crossload |  | ON | Capacity-Crossload | FOM | 0 | [6 empty] | 0.32065 | 0
LCP_Inputs_ON_Electric_IEA_2023_05_05 | 2049 | Electrolyser 2020/2030 | Crossload |  | ON | Capacity-Crossload | Flex Adder | 0 | [6 empty] | 0.32065 | 0
LCP_Inputs_ON_Electric_IEA_2023_05_05 | 2049 | Electrolyser 2040 | Crossload |  | ON | Capacity-Crossload | FOM | 53401797.0795 | [6 empty] | 0.32065 | 17123361.7807
LCP_Inputs_ON_Electric_IEA_2023_05_05 | 2049 | Electrolyser 2040 | Crossload |  | ON | Capacity-Crossload | Flex Adder | 0 | [6 empty] | 0.32065 | 0
LCP_Inputs_ON_Electric_IEA_2023_05_05 | 2049 | Generic - Generator | Generation |  | MI | Capacity-Generation | FOM | 0 | [6 empty] | 0.32065 | 0
LCP_Inputs_ON_Electric_IEA_2023_05_05 | 2049 | Generic - Generator | Generation |  | MI | Capacity-Generation | Flex Adder | 0 | [6 empty] | 0.32065 | 0
LCP_Inputs_ON_Electric_IEA_2023_05_05 | 2049 | Generic - Generator | Generation |  | NY | Capacity-Generation | FOM | 0 | [6 empty] | 0.32065 | 0
LCP_Inputs_ON_Electric_IEA_2023_05_05 | 2049 | Generic - Generator | Generation |  | NY | Capacity-Generation | Flex Adder | 0 | [6 empty] | 0.32065 | 0
LCP_Inputs_ON_Electric_IEA_2023_05_05 | 2049 | Generic - Generator | Generation |  | PJ | Capacity-Generation | FOM | 0 | [6 empty] | 0.32065 | 0
LCP_Inputs_ON_Electric_IEA_2023_05_05 | 2049 | Generic - Generator | Generation |  | PJ | Capacity-Generation | Flex Adder | 0 | [6 empty] | 0.32065 | 0
LCP_Inputs_ON_Electric_IEA_2023_05_05 | 2049 | Generic - Generator | Generation |  | QC | Capacity-Generation | FOM | 0 | [6 empty] | 0.32065 | 0
LCP_Inputs_ON_Electric_IEA_2023_05_05 | 2049 | Generic - Generator | Generation |  | QC | Capacity-Generation | Flex Adder | 0 | [6 empty] | 0.32065 | 0
LCP_Inputs_ON_Electric_IEA_2023_05_05 | 2049 | Generic - Generator | Generation |  | WC | Capacity-Generation | FOM | 0 | [6 empty] | 0.32065 | 0
LCP_Inputs_ON_Electric_IEA_2023_05_05 | 2049 | Generic - Generator | Generation |  | WC | Capacity-Generation | Flex Adder | 0 | [6 empty] | 0.32065 | 0
LCP_Inputs_ON_Electric_IEA_2023_05_05 | 2049 | H2 Import - WC | Import |  | WC | Capacity-Import | FOM | 0 | [6 empty] | 0.32065 | 0
LCP_Inputs_ON_Electric_IEA_2023_05_05 | 2049 | H2 Import - WC | Import |  | WC | Capacity-Import | Flex Adder | 0 | [6 empty] | 0.32065 | 0
LCP_Inputs_ON_Electric_IEA_2023_05_05 | 2049 | H2 Salt Cavern Storage - ON | Storage |  | ON | Capacity-Storage | FOM | 0 | [6 empty] | 0.32065 | 0
LCP_Inputs_ON_Electric_IEA_2023_05_05 | 2049 | H2 Salt Cavern Storage - ON | Storage |  | ON | Capacity-Storage | Flex Adder | 0 | [6 empty] | 0.32065 | 0
LCP_Inputs_ON_Electric_IEA_2023_05_05 | 2049 | Hydro | Generation |  | ON | Capacity-Generation | FOM | 510340575.7574 | [6 empty] | 0.32065 | 163641427.5915
LCP_Inputs_ON_Electric_IEA_2023_05_05 | 2049 | Hydro | Generation |  | ON | Capacity-Generation | Flex Adder | 0 | [6 empty] | 0.32065 | 0
LCP_Inputs_ON_Electric_IEA_2023_05_05 | 2049 | Nuclear | Generation |  | ON | Capacity-Generation | FOM | 0 | [6 empty] | 0.32065 | 0
LCP_Inputs_ON_Electric_IEA_2023_05_05 | 2049 | Nuclear | Generation |  | ON | Capacity-Generation | Flex Adder | 0 | [6 empty] | 0.32065 | 0
LCP_Inputs_ON_Electric_IEA_2023_05_05 | 2049 | Nuclear SMR | Generation |  | ON | Capacity-Generation | FOM | 450000000 | [6 empty] | 0.32065 | 144293136.6116
LCP_Inputs_ON_Electric_IEA_2023_05_05 | 2049 | Nuclear SMR | Generation |  | ON | Capacity-Generation | Flex Adder | 0 | [6 empty] | 0.32065 | 0
LCP_Inputs_ON_Electric_IEA_2023_05_05 | 2049 | O/CCGT - H2 New | Crossload |  | ON | Capacity-Crossload | FOM | 413458992.1852 | [6 empty] | 0.32065 | 132576210.7615
LCP_Inputs_ON_Electric_IEA_2023_05_05 | 2049 | O/CCGT - H2 New | Crossload |  | ON | Capacity-Crossload | Flex Adder | 0 | [6 empty] | 0.32065 | 0
LCP_Inputs_ON_Electric_IEA_2023_05_05 | 2049 | SMR CCS | Generation |  | ON | Capacity-Generation | FOM | 171994178.3756 | [6 empty] | 0.32065 | 55150176.615
LCP_Inputs_ON_Electric_IEA_2023_05_05 | 2049 | SMR CCS | Generation |  | ON | Capacity-Generation | Flex Adder | 0 | [6 empty] | 0.32065 | 0
LCP_Inputs_ON_Electric_IEA_2023_05_05 | 2049 | SMR CCS | Generation |  | WC | Capacity-Generation | FOM | 0 | [6 empty] | 0.32065 | 0
LCP_Inputs_ON_Electric_IEA_2023_05_05 | 2049 | SMR CCS | Generation |  | WC | Capacity-Generation | Flex Adder | 0 | [6 empty] | 0.32065 | 0
LCP_Inputs_ON_Electric_IEA_2023_05_05 | 2049 | Solar PV | Generation |  | ON | Capacity-Generation | FOM | 99024526.0951 | [6 empty] | 0.32065 | 31752354.3816
LCP_Inputs_ON_Electric_IEA_2023_05_05 | 2049 | Solar PV | Generation |  | ON | Capacity-Generation | Flex Adder | 0 | [6 empty] | 0.32065 | 0
LCP_Inputs_ON_Electric_IEA_2023_05_05 | 2049 | Solar PV | Generation |  | WC | Capacity-Generation | FOM | 6825798.5058 | [6 empty] | 0.32065 | 2188701.9473
LCP_Inputs_ON_Electric_IEA_2023_05_05 | 2049 | Solar PV | Generation |  | WC | Capacity-Generation | Flex Adder | 0 | [6 empty] | 0.32065 | 0
LCP_Inputs_ON_Electric_IEA_2023_05_05 | 2049 | Wind Offshore | Generation |  | ON | Capacity-Generation | FOM | 0 | [6 empty] | 0.32065 | 0
LCP_Inputs_ON_Electric_IEA_2023_05_05 | 2049 | Wind Offshore | Generation |  | ON | Capacity-Generation | Flex Adder | 0 | [6 empty] | 0.32065 | 0
LCP_Inputs_ON_Electric_IEA_2023_05_05 | 2049 | Wind Onshore | Generation |  | MI | Capacity-Generation | FOM | 831915836.2524 | [6 empty] | 0.32065 | 266754989.7993
LCP_Inputs_ON_Electric_IEA_2023_05_05 | 2049 | Wind Onshore | Generation |  | MI | Capacity-Generation | Flex Adder | 0 | [6 empty] | 0.32065 | 0
LCP_Inputs_ON_Electric_IEA_2023_05_05 | 2049 | Wind Onshore | Generation |  | NY | Capacity-Generation | FOM | 258785036.5299 | [6 empty] | 0.32065 | 82979788.0645
LCP_Inputs_ON_Electric_IEA_2023_05_05 | 2049 | Wind Onshore | Generation |  | NY | Capacity-Generation | Flex Adder | 0 | [6 empty] | 0.32065 | 0
LCP_Inputs_ON_Electric_IEA_2023_05_05 | 2049 | Wind Onshore | Generation |  | ON | Capacity-Generation | FOM | 875000000 | [6 empty] | 0.32065 | 280569987.8558
LCP_Inputs_ON_Electric_IEA_2023_05_05 | 2049 | Wind Onshore | Generation |  | ON | Capacity-Generation | Flex Adder | 0 | [6 empty] | 0.32065 | 0
LCP_Inputs_ON_Electric_IEA_2023_05_05 | 2049 | Wind Onshore | Generation |  | PJ | Capacity-Generation | FOM | 4313788292.9035 | [6 empty] | 0.32065 | 1383222318.8029
LCP_Inputs_ON_Electric_IEA_2023_05_05 | 2049 | Wind Onshore | Generation |  | PJ | Capacity-Generation | Flex Adder | 0 | [6 empty] | 0.32065 | 0
LCP_Inputs_ON_Electric_IEA_2023_05_05 | 2049 | Wind Onshore | Generation |  | WC | Capacity-Generation | FOM | 0 | [6 empty] | 0.32065 | 0
LCP_Inputs_ON_Electric_IEA_2023_05_05 | 2049 | Wind Onshore | Generation |  | WC | Capacity-Generation | Flex Adder | 0 | [6 empty] | 0.32065 | 0
LCP_Inputs_ON_Electric_IEA_2023_05_05 | 2050 | Anaerobic Digestion | Generation |  | ON | Capacity-Generation | CONE | 7549021.7645 | [6 empty] | 0.30832 | 2327504.3349
LCP_Inputs_ON_Electric_IEA_2023_05_05 | 2050 | Anaerobic Digestion | Generation |  | ON | Capacity-Generation | FOM | 205681636.7093 | [6 empty] | 0.30832 | 63415488.2568
LCP_Inputs_ON_Electric_IEA_2023_05_05 | 2050 | Anaerobic Digestion | Generation |  | ON | Capacity-Generation | Flex Adder | 0 | [6 empty] | 0.30832 | 0
LCP_Inputs_ON_Electric_IEA_2023_05_05 | 2050 | Battery Storage | Storage |  | ON | Capacity-Storage | CONE | 0 | [6 empty] | 0.30832 | 0
LCP_Inputs_ON_Electric_IEA_2023_05_05 | 2050 | Battery Storage | Storage |  | ON | Capacity-Storage | FOM | 0 | [6 empty] | 0.30832 | 0
LCP_Inputs_ON_Electric_IEA_2023_05_05 | 2050 | Battery Storage | Storage |  | ON | Capacity-Storage | Flex Adder | 0 | [6 empty] | 0.30832 | 0
LCP_Inputs_ON_Electric_IEA_2023_05_05 | 2050 | Biomass + CCS | Generation |  | ON | Capacity-Generation | CONE | 64903620 | [6 empty] | 0.30832 | 20010997.6651
LCP_Inputs_ON_Electric_IEA_2023_05_05 | 2050 | Biomass + CCS | Generation |  | ON | Capacity-Generation | FOM | 161304585 | [6 empty] | 0.30832 | 49733214.7852
LCP_Inputs_ON_Electric_IEA_2023_05_05 | 2050 | Biomass + CCS | Generation |  | ON | Capacity-Generation | Flex Adder | 0 | [6 empty] | 0.30832 | 0
LCP_Inputs_ON_Electric_IEA_2023_05_05 | 2050 | CH4 + CCS | Generation |  | ON | Capacity-Generation | CONE | 4.1613 | [6 empty] | 0.30832 | 1.283
LCP_Inputs_ON_Electric_IEA_2023_05_05 | 2050 | CH4 + CCS | Generation |  | ON | Capacity-Generation | FOM | 0 | [6 empty] | 0.30832 | 0
LCP_Inputs_ON_Electric_IEA_2023_05_05 | 2050 | CH4 + CCS | Generation |  | ON | Capacity-Generation | Flex Adder | 0 | [6 empty] | 0.30832 | 0
LCP_Inputs_ON_Electric_IEA_2023_05_05 | 2050 | Electrolyser 2020/2030 | Crossload |  | ON | Capacity-Crossload | FOM | 0 | [6 empty] | 0.30832 | 0
LCP_Inputs_ON_Electric_IEA_2023_05_05 | 2050 | Electrolyser 2020/2030 | Crossload |  | ON | Capacity-Crossload | Flex Adder | 0 | [6 empty] | 0.30832 | 0
LCP_Inputs_ON_Electric_IEA_2023_05_05 | 2050 | Electrolyser 2040 | Crossload |  | ON | Capacity-Crossload | FOM | 53401797.0795 | [6 empty] | 0.30832 | 16464770.9429
LCP_Inputs_ON_Electric_IEA_2023_05_05 | 2050 | Electrolyser 2040 | Crossload |  | ON | Capacity-Crossload | Flex Adder | 0 | [6 empty] | 0.30832 | 0
LCP_Inputs_ON_Electric_IEA_2023_05_05 | 2050 | Electrolyser 2050 | Crossload |  | ON | Capacity-Crossload | CONE | 57837445.5207 | [6 empty] | 0.30832 | 17832364.1619
LCP_Inputs_ON_Electric_IEA_2023_05_05 | 2050 | Electrolyser 2050 | Crossload |  | ON | Capacity-Crossload | FOM | 48197871.2672 | [6 empty] | 0.30832 | 14860303.4683
LCP_Inputs_ON_Electric_IEA_2023_05_05 | 2050 | Electrolyser 2050 | Crossload |  | ON | Capacity-Crossload | Flex Adder | 0 | [6 empty] | 0.30832 | 0
LCP_Inputs_ON_Electric_IEA_2023_05_05 | 2050 | Generic - Generator | Generation |  | MI | Capacity-Generation | CONE | 0 | [6 empty] | 0.30832 | 0
LCP_Inputs_ON_Electric_IEA_2023_05_05 | 2050 | Generic - Generator | Generation |  | MI | Capacity-Generation | FOM | 0 | [6 empty] | 0.30832 | 0
LCP_Inputs_ON_Electric_IEA_2023_05_05 | 2050 | Generic - Generator | Generation |  | MI | Capacity-Generation | Flex Adder | 0 | [6 empty] | 0.30832 | 0
LCP_Inputs_ON_Electric_IEA_2023_05_05 | 2050 | Generic - Generator | Generation |  | NY | Capacity-Generation | CONE | 0 | [6 empty] | 0.30832 | 0
LCP_Inputs_ON_Electric_IEA_2023_05_05 | 2050 | Generic - Generator | Generation |  | NY | Capacity-Generation | FOM | 0 | [6 empty] | 0.30832 | 0
LCP_Inputs_ON_Electric_IEA_2023_05_05 | 2050 | Generic - Generator | Generation |  | NY | Capacity-Generation | Flex Adder | 0 | [6 empty] | 0.30832 | 0
LCP_Inputs_ON_Electric_IEA_2023_05_05 | 2050 | Generic - Generator | Generation |  | PJ | Capacity-Generation | CONE | 0 | [6 empty] | 0.30832 | 0
LCP_Inputs_ON_Electric_IEA_2023_05_05 | 2050 | Generic - Generator | Generation |  | PJ | Capacity-Generation | FOM | 0 | [6 empty] | 0.30832 | 0
LCP_Inputs_ON_Electric_IEA_2023_05_05 | 2050 | Generic - Generator | Generation |  | PJ | Capacity-Generation | Flex Adder | 0 | [6 empty] | 0.30832 | 0
LCP_Inputs_ON_Electric_IEA_2023_05_05 | 2050 | Generic - Generator | Generation |  | QC | Capacity-Generation | CONE | 0 | [6 empty] | 0.30832 | 0
LCP_Inputs_ON_Electric_IEA_2023_05_05 | 2050 | Generic - Generator | Generation |  | QC | Capacity-Generation | FOM | 0 | [6 empty] | 0.30832 | 0
LCP_Inputs_ON_Electric_IEA_2023_05_05 | 2050 | Generic - Generator | Generation |  | QC | Capacity-Generation | Flex Adder | 0 | [6 empty] | 0.30832 | 0
LCP_Inputs_ON_Electric_IEA_2023_05_05 | 2050 | Generic - Generator | Generation |  | WC | Capacity-Generation | CONE | 0 | [6 empty] | 0.30832 | 0
LCP_Inputs_ON_Electric_IEA_2023_05_05 | 2050 | Generic - Generator | Generation |  | WC | Capacity-Generation | FOM | 0 | [6 empty] | 0.30832 | 0
LCP_Inputs_ON_Electric_IEA_2023_05_05 | 2050 | Generic - Generator | Generation |  | WC | Capacity-Generation | Flex Adder | 0 | [6 empty] | 0.30832 | 0
LCP_Inputs_ON_Electric_IEA_2023_05_05 | 2050 | H2 Import - QC | Import |  | QC | Capacity-Import | CONE | 2 | [6 empty] | 0.30832 | 0.61664
LCP_Inputs_ON_Electric_IEA_2023_05_05 | 2050 | H2 Import - QC | Import |  | QC | Capacity-Import | FOM | 0 | [6 empty] | 0.30832 | 0
LCP_Inputs_ON_Electric_IEA_2023_05_05 | 2050 | H2 Import - QC | Import |  | QC | Capacity-Import | Flex Adder | 0 | [6 empty] | 0.30832 | 0
LCP_Inputs_ON_Electric_IEA_2023_05_05 | 2050 | H2 Import - WC | Import |  | WC | Capacity-Import | CONE | 3.872 | [6 empty] | 0.30832 | 1.1938
LCP_Inputs_ON_Electric_IEA_2023_05_05 | 2050 | H2 Import - WC | Import |  | WC | Capacity-Import | FOM | 0 | [6 empty] | 0.30832 | 0
LCP_Inputs_ON_Electric_IEA_2023_05_05 | 2050 | H2 Import - WC | Import |  | WC | Capacity-Import | Flex Adder | 0 | [6 empty] | 0.30832 | 0
LCP_Inputs_ON_Electric_IEA_2023_05_05 | 2050 | H2 Salt Cavern Storage - ON | Storage |  | ON | Capacity-Storage | CONE | 2.2 | [6 empty] | 0.30832 | 0.6783
LCP_Inputs_ON_Electric_IEA_2023_05_05 | 2050 | H2 Salt Cavern Storage - ON | Storage |  | ON | Capacity-Storage | FOM | 0 | [6 empty] | 0.30832 | 0
LCP_Inputs_ON_Electric_IEA_2023_05_05 | 2050 | H2 Salt Cavern Storage - ON | Storage |  | ON | Capacity-Storage | Flex Adder | 0 | [6 empty] | 0.30832 | 0
LCP_Inputs_ON_Electric_IEA_2023_05_05 | 2050 | Hydro | Generation |  | ON | Capacity-Generation | CONE | 0 | [6 empty] | 0.30832 | 0
LCP_Inputs_ON_Electric_IEA_2023_05_05 | 2050 | Hydro | Generation |  | ON | Capacity-Generation | FOM | 510340575.7574 | [6 empty] | 0.30832 | 157347526.5303
LCP_Inputs_ON_Electric_IEA_2023_05_05 | 2050 | Hydro | Generation |  | ON | Capacity-Generation | Flex Adder | 0 | [6 empty] | 0.30832 | 0
LCP_Inputs_ON_Electric_IEA_2023_05_05 | 2050 | Nuclear | Generation |  | ON | Capacity-Generation | CONE | 0 | [6 empty] | 0.30832 | 0
LCP_Inputs_ON_Electric_IEA_2023_05_05 | 2050 | Nuclear | Generation |  | ON | Capacity-Generation | FOM | 0 | [6 empty] | 0.30832 | 0
LCP_Inputs_ON_Electric_IEA_2023_05_05 | 2050 | Nuclear | Generation |  | ON | Capacity-Generation | Flex Adder | 0 | [6 empty] | 0.30832 | 0
LCP_Inputs_ON_Electric_IEA_2023_05_05 | 2050 | Nuclear SMR | Generation |  | ON | Capacity-Generation | CONE | 64678377.4319 | [6 empty] | 0.30832 | 19941551.1765
LCP_Inputs_ON_Electric_IEA_2023_05_05 | 2050 | Nuclear SMR | Generation |  | ON | Capacity-Generation | FOM | 530847971.7899 | [6 empty] | 0.30832 | 163670339.5586
LCP_Inputs_ON_Electric_IEA_2023_05_05 | 2050 | Nuclear SMR | Generation |  | ON | Capacity-Generation | Flex Adder | 0 | [6 empty] | 0.30832 | 0
LCP_Inputs_ON_Electric_IEA_2023_05_05 | 2050 | O/CCGT - H2 New | Crossload |  | ON | Capacity-Crossload | CONE | 455400000 | [6 empty] | 0.30832 | 140408321.3951
LCP_Inputs_ON_Electric_IEA_2023_05_05 | 2050 | O/CCGT - H2 New | Crossload |  | ON | Capacity-Crossload | FOM | 758458992.1852 | [6 empty] | 0.30832 | 233847066.183
LCP_Inputs_ON_Electric_IEA_2023_05_05 | 2050 | O/CCGT - H2 New | Crossload |  | ON | Capacity-Crossload | Flex Adder | 0 | [6 empty] | 0.30832 | 0
LCP_Inputs_ON_Electric_IEA_2023_05_05 | 2050 | SMR CCS | Generation |  | ON | Capacity-Generation | CONE | 0 | [6 empty] | 0.30832 | 0
LCP_Inputs_ON_Electric_IEA_2023_05_05 | 2050 | SMR CCS | Generation |  | ON | Capacity-Generation | FOM | 171994178.3756 | [6 empty] | 0.30832 | 53029015.9759
LCP_Inputs_ON_Electric_IEA_2023_05_05 | 2050 | SMR CCS | Generation |  | ON | Capacity-Generation | Flex Adder | 0 | [6 empty] | 0.30832 | 0
LCP_Inputs_ON_Electric_IEA_2023_05_05 | 2050 | SMR CCS | Generation |  | WC | Capacity-Generation | CONE | 0 | [6 empty] | 0.30832 | 0
LCP_Inputs_ON_Electric_IEA_2023_05_05 | 2050 | SMR CCS | Generation |  | WC | Capacity-Generation | FOM | 0 | [6 empty] | 0.30832 | 0
LCP_Inputs_ON_Electric_IEA_2023_05_05 | 2050 | SMR CCS | Generation |  | WC | Capacity-Generation | Flex Adder | 0 | [6 empty] | 0.30832 | 0
LCP_Inputs_ON_Electric_IEA_2023_05_05 | 2050 | Solar PV | Generation |  | ON | Capacity-Generation | CONE | 0 | [6 empty] | 0.30832 | 0
LCP_Inputs_ON_Electric_IEA_2023_05_05 | 2050 | Solar PV | Generation |  | ON | Capacity-Generation | FOM | 99024526.0951 | [6 empty] | 0.30832 | 30531109.9823
LCP_Inputs_ON_Electric_IEA_2023_05_05 | 2050 | Solar PV | Generation |  | ON | Capacity-Generation | Flex Adder | 0 | [6 empty] | 0.30832 | 0
LCP_Inputs_ON_Electric_IEA_2023_05_05 | 2050 | Solar PV | Generation |  | WC | Capacity-Generation | CONE | 0 | [6 empty] | 0.30832 | 0
LCP_Inputs_ON_Electric_IEA_2023_05_05 | 2050 | Solar PV | Generation |  | WC | Capacity-Generation | FOM | 6825798.5058 | [6 empty] | 0.30832 | 2104521.1032
LCP_Inputs_ON_Electric_IEA_2023_05_05 | 2050 | Solar PV | Generation |  | WC | Capacity-Generation | Flex Adder | 0 | [6 empty] | 0.30832 | 0
LCP_Inputs_ON_Electric_IEA_2023_05_05 | 2050 | Wind Offshore | Generation |  | ON | Capacity-Generation | CONE | 0 | [6 empty] | 0.30832 | 0
LCP_Inputs_ON_Electric_IEA_2023_05_05 | 2050 | Wind Offshore | Generation |  | ON | Capacity-Generation | FOM | 0 | [6 empty] | 0.30832 | 0
LCP_Inputs_ON_Electric_IEA_2023_05_05 | 2050 | Wind Offshore | Generation |  | ON | Capacity-Generation | Flex Adder | 0 | [6 empty] | 0.30832 | 0
LCP_Inputs_ON_Electric_IEA_2023_05_05 | 2050 | Wind Onshore | Generation |  | MI | Capacity-Generation | CONE | 0 | [6 empty] | 0.30832 | 0
LCP_Inputs_ON_Electric_IEA_2023_05_05 | 2050 | Wind Onshore | Generation |  | MI | Capacity-Generation | FOM | 831915836.2524 | [6 empty] | 0.30832 | 256495182.4993
LCP_Inputs_ON_Electric_IEA_2023_05_05 | 2050 | Wind Onshore | Generation |  | MI | Capacity-Generation | Flex Adder | 0 | [6 empty] | 0.30832 | 0
LCP_Inputs_ON_Electric_IEA_2023_05_05 | 2050 | Wind Onshore | Generation |  | NY | Capacity-Generation | CONE | 0 | [6 empty] | 0.30832 | 0
LCP_Inputs_ON_Electric_IEA_2023_05_05 | 2050 | Wind Onshore | Generation |  | NY | Capacity-Generation | FOM | 258785036.5299 | [6 empty] | 0.30832 | 79788257.7544
LCP_Inputs_ON_Electric_IEA_2023_05_05 | 2050 | Wind Onshore | Generation |  | NY | Capacity-Generation | Flex Adder | 0 | [6 empty] | 0.30832 | 0
LCP_Inputs_ON_Electric_IEA_2023_05_05 | 2050 | Wind Onshore | Generation |  | ON | Capacity-Generation | CONE | 1283115897.4186 | [6 empty] | 0.30832 | 395608584.3476
LCP_Inputs_ON_Electric_IEA_2023_05_05 | 2050 | Wind Onshore | Generation |  | ON | Capacity-Generation | FOM | 1595608725.9455 | [6 empty] | 0.30832 | 491955956.9903
LCP_Inputs_ON_Electric_IEA_2023_05_05 | 2050 | Wind Onshore | Generation |  | ON | Capacity-Generation | Flex Adder | 0 | [6 empty] | 0.30832 | 0
LCP_Inputs_ON_Electric_IEA_2023_05_05 | 2050 | Wind Onshore | Generation |  | PJ | Capacity-Generation | CONE | 0 | [6 empty] | 0.30832 | 0
LCP_Inputs_ON_Electric_IEA_2023_05_05 | 2050 | Wind Onshore | Generation |  | PJ | Capacity-Generation | FOM | 4313788292.9035 | [6 empty] | 0.30832 | 1330021460.3874
LCP_Inputs_ON_Electric_IEA_2023_05_05 | 2050 | Wind Onshore | Generation |  | PJ | Capacity-Generation | Flex Adder | 0 | [6 empty] | 0.30832 | 0
LCP_Inputs_ON_Electric_IEA_2023_05_05 | 2050 | Wind Onshore | Generation |  | WC | Capacity-Generation | CONE | 0 | [6 empty] | 0.30832 | 0
LCP_Inputs_ON_Electric_IEA_2023_05_05 | 2050 | Wind Onshore | Generation |  | WC | Capacity-Generation | FOM | 0 | [6 empty] | 0.30832 | 0
LCP_Inputs_ON_Electric_IEA_2023_05_05 | 2050 | Wind Onshore | Generation |  | WC | Capacity-Generation | Flex Adder | 0 | [6 empty] | 0.30832 | 0
LCP_Inputs_ON_Electric_IEA_2023_05_05 | 2020 | Battery Storage | Storage | Electricity | MI | Charging-Storage | O&M | 0 | [6 empty] | 1 | 0
LCP_Inputs_ON_Electric_IEA_2023_05_05 | 2020 | Battery Storage | Storage | Electricity | NY | Charging-Storage | O&M | 0 | [6 empty] | 1 | 0
LCP_Inputs_ON_Electric_IEA_2023_05_05 | 2020 | Battery Storage | Storage | Electricity | ON | Charging-Storage | O&M | 0 | [6 empty] | 1 | 0
LCP_Inputs_ON_Electric_IEA_2023_05_05 | 2020 | Battery Storage | Storage | Electricity | PJ | Charging-Storage | O&M | 0 | [6 empty] | 1 | 0
LCP_Inputs_ON_Electric_IEA_2023_05_05 | 2020 | Battery Storage | Storage | Electricity | QC | Charging-Storage | O&M | 0 | [6 empty] | 1 | 0
LCP_Inputs_ON_Electric_IEA_2023_05_05 | 2020 | Battery Storage | Storage | Electricity | WC | Charging-Storage | O&M | 0 | [6 empty] | 1 | 0
LCP_Inputs_ON_Electric_IEA_2023_05_05 | 2020 | CH4 Salt Cavern Storage - ON | Storage | Methane | MI | Charging-Storage | O&M | 0 | [6 empty] | 1 | 0
LCP_Inputs_ON_Electric_IEA_2023_05_05 | 2020 | CH4 Salt Cavern Storage - ON | Storage | Methane | NY | Charging-Storage | O&M | 0 | [6 empty] | 1 | 0
LCP_Inputs_ON_Electric_IEA_2023_05_05 | 2020 | CH4 Salt Cavern Storage - ON | Storage | Methane | ON | Charging-Storage | O&M | 0 | [6 empty] | 1 | 0
LCP_Inputs_ON_Electric_IEA_2023_05_05 | 2020 | CH4 Salt Cavern Storage - ON | Storage | Methane | PJ | Charging-Storage | O&M | 0 | [6 empty] | 1 | 0
LCP_Inputs_ON_Electric_IEA_2023_05_05 | 2020 | CH4 Salt Cavern Storage - ON | Storage | Methane | QC | Charging-Storage | O&M | 0 | [6 empty] | 1 | 0
LCP_Inputs_ON_Electric_IEA_2023_05_05 | 2020 | CH4 Salt Cavern Storage - ON | Storage | Methane | WC | Charging-Storage | O&M | 0 | [6 empty] | 1 | 0
LCP_Inputs_ON_Electric_IEA_2023_05_05 | 2020 | H2 Salt Cavern Storage - ON | Storage | Hydrogen | MI | Charging-Storage | O&M | 0 | [6 empty] | 1 | 0
LCP_Inputs_ON_Electric_IEA_2023_05_05 | 2020 | H2 Salt Cavern Storage - ON | Storage | Hydrogen | NY | Charging-Storage | O&M | 0 | [6 empty] | 1 | 0
LCP_Inputs_ON_Electric_IEA_2023_05_05 | 2020 | H2 Salt Cavern Storage - ON | Storage | Hydrogen | ON | Charging-Storage | O&M | 0 | [6 empty] | 1 | 0
LCP_Inputs_ON_Electric_IEA_2023_05_05 | 2020 | H2 Salt Cavern Storage - ON | Storage | Hydrogen | PJ | Charging-Storage | O&M | 0 | [6 empty] | 1 | 0
LCP_Inputs_ON_Electric_IEA_2023_05_05 | 2020 | H2 Salt Cavern Storage - ON | Storage | Hydrogen | QC | Charging-Storage | O&M | 0 | [6 empty] | 1 | 0
LCP_Inputs_ON_Electric_IEA_2023_05_05 | 2020 | H2 Salt Cavern Storage - ON | Storage | Hydrogen | WC | Charging-Storage | O&M | 0 | [6 empty] | 1 | 0
LCP_Inputs_ON_Electric_IEA_2023_05_05 | 2020 | Hydro Pumped Storage | Storage | Electricity | MI | Charging-Storage | O&M | 0 | [6 empty] | 1 | 0
LCP_Inputs_ON_Electric_IEA_2023_05_05 | 2020 | Hydro Pumped Storage | Storage | Electricity | NY | Charging-Storage | O&M | 0 | [6 empty] | 1 | 0
LCP_Inputs_ON_Electric_IEA_2023_05_05 | 2020 | Hydro Pumped Storage | Storage | Electricity | ON | Charging-Storage | O&M | 0 | [6 empty] | 1 | 0
LCP_Inputs_ON_Electric_IEA_2023_05_05 | 2020 | Hydro Pumped Storage | Storage | Electricity | PJ | Charging-Storage | O&M | 0 | [6 empty] | 1 | 0
LCP_Inputs_ON_Electric_IEA_2023_05_05 | 2020 | Hydro Pumped Storage | Storage | Electricity | QC | Charging-Storage | O&M | 0 | [6 empty] | 1 | 0
LCP_Inputs_ON_Electric_IEA_2023_05_05 | 2020 | Hydro Pumped Storage | Storage | Electricity | WC | Charging-Storage | O&M | 0 | [6 empty] | 1 | 0
LCP_Inputs_ON_Electric_IEA_2023_05_05 | 2030 | Battery Storage | Storage | Electricity | MI | Charging-Storage | O&M | 0 | [6 empty] | 0.67556 | 0
LCP_Inputs_ON_Electric_IEA_2023_05_05 | 2030 | Battery Storage | Storage | Electricity | NY | Charging-Storage | O&M | 0 | [6 empty] | 0.67556 | 0
LCP_Inputs_ON_Electric_IEA_2023_05_05 | 2030 | Battery Storage | Storage | Electricity | ON | Charging-Storage | O&M | 0 | [6 empty] | 0.67556 | 0
LCP_Inputs_ON_Electric_IEA_2023_05_05 | 2030 | Battery Storage | Storage | Electricity | PJ | Charging-Storage | O&M | 0 | [6 empty] | 0.67556 | 0
LCP_Inputs_ON_Electric_IEA_2023_05_05 | 2030 | Battery Storage | Storage | Electricity | QC | Charging-Storage | O&M | 0 | [6 empty] | 0.67556 | 0
LCP_Inputs_ON_Electric_IEA_2023_05_05 | 2030 | Battery Storage | Storage | Electricity | WC | Charging-Storage | O&M | 0 | [6 empty] | 0.67556 | 0
LCP_Inputs_ON_Electric_IEA_2023_05_05 | 2030 | CH4 Salt Cavern Storage - ON | Storage | Methane | MI | Charging-Storage | O&M | 0 | [6 empty] | 0.67556 | 0
LCP_Inputs_ON_Electric_IEA_2023_05_05 | 2030 | CH4 Salt Cavern Storage - ON | Storage | Methane | NY | Charging-Storage | O&M | 0 | [6 empty] | 0.67556 | 0
LCP_Inputs_ON_Electric_IEA_2023_05_05 | 2030 | CH4 Salt Cavern Storage - ON | Storage | Methane | ON | Charging-Storage | O&M | 0 | [6 empty] | 0.67556 | 0
LCP_Inputs_ON_Electric_IEA_2023_05_05 | 2030 | CH4 Salt Cavern Storage - ON | Storage | Methane | PJ | Charging-Storage | O&M | 0 | [6 empty] | 0.67556 | 0
LCP_Inputs_ON_Electric_IEA_2023_05_05 | 2030 | CH4 Salt Cavern Storage - ON | Storage | Methane | QC | Charging-Storage | O&M | 0 | [6 empty] | 0.67556 | 0
LCP_Inputs_ON_Electric_IEA_2023_05_05 | 2030 | CH4 Salt Cavern Storage - ON | Storage | Methane | WC | Charging-Storage | O&M | 0 | [6 empty] | 0.67556 | 0
LCP_Inputs_ON_Electric_IEA_2023_05_05 | 2030 | H2 Salt Cavern Storage - ON | Storage | Hydrogen | MI | Charging-Storage | O&M | 0 | [6 empty] | 0.67556 | 0
LCP_Inputs_ON_Electric_IEA_2023_05_05 | 2030 | H2 Salt Cavern Storage - ON | Storage | Hydrogen | NY | Charging-Storage | O&M | 0 | [6 empty] | 0.67556 | 0
LCP_Inputs_ON_Electric_IEA_2023_05_05 | 2030 | H2 Salt Cavern Storage - ON | Storage | Hydrogen | ON | Charging-Storage | O&M | 0 | [6 empty] | 0.67556 | 0
LCP_Inputs_ON_Electric_IEA_2023_05_05 | 2030 | H2 Salt Cavern Storage - ON | Storage | Hydrogen | PJ | Charging-Storage | O&M | 0 | [6 empty] | 0.67556 | 0
LCP_Inputs_ON_Electric_IEA_2023_05_05 | 2030 | H2 Salt Cavern Storage - ON | Storage | Hydrogen | QC | Charging-Storage | O&M | 0 | [6 empty] | 0.67556 | 0
LCP_Inputs_ON_Electric_IEA_2023_05_05 | 2030 | H2 Salt Cavern Storage - ON | Storage | Hydrogen | WC | Charging-Storage | O&M | 0 | [6 empty] | 0.67556 | 0
LCP_Inputs_ON_Electric_IEA_2023_05_05 | 2030 | Hydro Pumped Storage | Storage | Electricity | MI | Charging-Storage | O&M | 0 | [6 empty] | 0.67556 | 0
LCP_Inputs_ON_Electric_IEA_2023_05_05 | 2030 | Hydro Pumped Storage | Storage | Electricity | NY | Charging-Storage | O&M | 0 | [6 empty] | 0.67556 | 0
LCP_Inputs_ON_Electric_IEA_2023_05_05 | 2030 | Hydro Pumped Storage | Storage | Electricity | ON | Charging-Storage | O&M | 0 | [6 empty] | 0.67556 | 0
LCP_Inputs_ON_Electric_IEA_2023_05_05 | 2030 | Hydro Pumped Storage | Storage | Electricity | PJ | Charging-Storage | O&M | 0 | [6 empty] | 0.67556 | 0
LCP_Inputs_ON_Electric_IEA_2023_05_05 | 2030 | Hydro Pumped Storage | Storage | Electricity | QC | Charging-Storage | O&M | 0 | [6 empty] | 0.67556 | 0
LCP_Inputs_ON_Electric_IEA_2023_05_05 | 2030 | Hydro Pumped Storage | Storage | Electricity | WC | Charging-Storage | O&M | 0 | [6 empty] | 0.67556 | 0
LCP_Inputs_ON_Electric_IEA_2023_05_05 | 2040 | Battery Storage | Storage | Electricity | MI | Charging-Storage | O&M | 0 | [6 empty] | 0.45639 | 0
LCP_Inputs_ON_Electric_IEA_2023_05_05 | 2040 | Battery Storage | Storage | Electricity | NY | Charging-Storage | O&M | 0 | [6 empty] | 0.45639 | 0
LCP_Inputs_ON_Electric_IEA_2023_05_05 | 2040 | Battery Storage | Storage | Electricity | ON | Charging-Storage | O&M | 0 | [6 empty] | 0.45639 | 0
LCP_Inputs_ON_Electric_IEA_2023_05_05 | 2040 | Battery Storage | Storage | Electricity | PJ | Charging-Storage | O&M | 0 | [6 empty] | 0.45639 | 0
LCP_Inputs_ON_Electric_IEA_2023_05_05 | 2040 | Battery Storage | Storage | Electricity | QC | Charging-Storage | O&M | 0 | [6 empty] | 0.45639 | 0
LCP_Inputs_ON_Electric_IEA_2023_05_05 | 2040 | Battery Storage | Storage | Electricity | WC | Charging-Storage | O&M | 0 | [6 empty] | 0.45639 | 0
LCP_Inputs_ON_Electric_IEA_2023_05_05 | 2040 | CH4 Salt Cavern Storage - ON | Storage | Methane | MI | Charging-Storage | O&M | 0 | [6 empty] | 0.45639 | 0
LCP_Inputs_ON_Electric_IEA_2023_05_05 | 2040 | CH4 Salt Cavern Storage - ON | Storage | Methane | NY | Charging-Storage | O&M | 0 | [6 empty] | 0.45639 | 0
LCP_Inputs_ON_Electric_IEA_2023_05_05 | 2040 | CH4 Salt Cavern Storage - ON | Storage | Methane | ON | Charging-Storage | O&M | 0 | [6 empty] | 0.45639 | 0
LCP_Inputs_ON_Electric_IEA_2023_05_05 | 2040 | CH4 Salt Cavern Storage - ON | Storage | Methane | PJ | Charging-Storage | O&M | 0 | [6 empty] | 0.45639 | 0
LCP_Inputs_ON_Electric_IEA_2023_05_05 | 2040 | CH4 Salt Cavern Storage - ON | Storage | Methane | QC | Charging-Storage | O&M | 0 | [6 empty] | 0.45639 | 0
LCP_Inputs_ON_Electric_IEA_2023_05_05 | 2040 | CH4 Salt Cavern Storage - ON | Storage | Methane | WC | Charging-Storage | O&M | 0 | [6 empty] | 0.45639 | 0
LCP_Inputs_ON_Electric_IEA_2023_05_05 | 2040 | H2 Salt Cavern Storage - ON | Storage | Hydrogen | MI | Charging-Storage | O&M | 0 | [6 empty] | 0.45639 | 0
LCP_Inputs_ON_Electric_IEA_2023_05_05 | 2040 | H2 Salt Cavern Storage - ON | Storage | Hydrogen | NY | Charging-Storage | O&M | 0 | [6 empty] | 0.45639 | 0
LCP_Inputs_ON_Electric_IEA_2023_05_05 | 2040 | H2 Salt Cavern Storage - ON | Storage | Hydrogen | ON | Charging-Storage | O&M | 0 | [6 empty] | 0.45639 | 0
LCP_Inputs_ON_Electric_IEA_2023_05_05 | 2040 | H2 Salt Cavern Storage - ON | Storage | Hydrogen | PJ | Charging-Storage | O&M | 0 | [6 empty] | 0.45639 | 0
LCP_Inputs_ON_Electric_IEA_2023_05_05 | 2040 | H2 Salt Cavern Storage - ON | Storage | Hydrogen | QC | Charging-Storage | O&M | 0 | [6 empty] | 0.45639 | 0
LCP_Inputs_ON_Electric_IEA_2023_05_05 | 2040 | H2 Salt Cavern Storage - ON | Storage | Hydrogen | WC | Charging-Storage | O&M | 0 | [6 empty] | 0.45639 | 0
LCP_Inputs_ON_Electric_IEA_2023_05_05 | 2040 | Hydro Pumped Storage | Storage | Electricity | MI | Charging-Storage | O&M | 0 | [6 empty] | 0.45639 | 0
LCP_Inputs_ON_Electric_IEA_2023_05_05 | 2040 | Hydro Pumped Storage | Storage | Electricity | NY | Charging-Storage | O&M | 0 | [6 empty] | 0.45639 | 0
LCP_Inputs_ON_Electric_IEA_2023_05_05 | 2040 | Hydro Pumped Storage | Storage | Electricity | ON | Charging-Storage | O&M | 0 | [6 empty] | 0.45639 | 0
LCP_Inputs_ON_Electric_IEA_2023_05_05 | 2040 | Hydro Pumped Storage | Storage | Electricity | PJ | Charging-Storage | O&M | 0 | [6 empty] | 0.45639 | 0
LCP_Inputs_ON_Electric_IEA_2023_05_05 | 2040 | Hydro Pumped Storage | Storage | Electricity | QC | Charging-Storage | O&M | 0 | [6 empty] | 0.45639 | 0
LCP_Inputs_ON_Electric_IEA_2023_05_05 | 2040 | Hydro Pumped Storage | Storage | Electricity | WC | Charging-Storage | O&M | 0 | [6 empty] | 0.45639 | 0
LCP_Inputs_ON_Electric_IEA_2023_05_05 | 2050 | Battery Storage | Storage | Electricity | MI | Charging-Storage | O&M | 0 | [6 empty] | 0.30832 | 0
LCP_Inputs_ON_Electric_IEA_2023_05_05 | 2050 | Battery Storage | Storage | Electricity | NY | Charging-Storage | O&M | 0 | [6 empty] | 0.30832 | 0
LCP_Inputs_ON_Electric_IEA_2023_05_05 | 2050 | Battery Storage | Storage | Electricity | ON | Charging-Storage | O&M | 0 | [6 empty] | 0.30832 | 0
LCP_Inputs_ON_Electric_IEA_2023_05_05 | 2050 | Battery Storage | Storage | Electricity | PJ | Charging-Storage | O&M | 0 | [6 empty] | 0.30832 | 0
LCP_Inputs_ON_Electric_IEA_2023_05_05 | 2050 | Battery Storage | Storage | Electricity | QC | Charging-Storage | O&M | 0 | [6 empty] | 0.30832 | 0
LCP_Inputs_ON_Electric_IEA_2023_05_05 | 2050 | Battery Storage | Storage | Electricity | WC | Charging-Storage | O&M | 0 | [6 empty] | 0.30832 | 0
LCP_Inputs_ON_Electric_IEA_2023_05_05 | 2050 | CH4 Salt Cavern Storage - ON | Storage | Methane | MI | Charging-Storage | O&M | 0 | [6 empty] | 0.30832 | 0
LCP_Inputs_ON_Electric_IEA_2023_05_05 | 2050 | CH4 Salt Cavern Storage - ON | Storage | Methane | NY | Charging-Storage | O&M | 0 | [6 empty] | 0.30832 | 0
LCP_Inputs_ON_Electric_IEA_2023_05_05 | 2050 | CH4 Salt Cavern Storage - ON | Storage | Methane | ON | Charging-Storage | O&M | 0 | [6 empty] | 0.30832 | 0
LCP_Inputs_ON_Electric_IEA_2023_05_05 | 2050 | CH4 Salt Cavern Storage - ON | Storage | Methane | PJ | Charging-Storage | O&M | 0 | [6 empty] | 0.30832 | 0
LCP_Inputs_ON_Electric_IEA_2023_05_05 | 2050 | CH4 Salt Cavern Storage - ON | Storage | Methane | QC | Charging-Storage | O&M | 0 | [6 empty] | 0.30832 | 0
LCP_Inputs_ON_Electric_IEA_2023_05_05 | 2050 | CH4 Salt Cavern Storage - ON | Storage | Methane | WC | Charging-Storage | O&M | 0 | [6 empty] | 0.30832 | 0
LCP_Inputs_ON_Electric_IEA_2023_05_05 | 2050 | H2 Salt Cavern Storage - ON | Storage | Hydrogen | MI | Charging-Storage | O&M | 0 | [6 empty] | 0.30832 | 0
LCP_Inputs_ON_Electric_IEA_2023_05_05 | 2050 | H2 Salt Cavern Storage - ON | Storage | Hydrogen | NY | Charging-Storage | O&M | 0 | [6 empty] | 0.30832 | 0
LCP_Inputs_ON_Electric_IEA_2023_05_05 | 2050 | H2 Salt Cavern Storage - ON | Storage | Hydrogen | ON | Charging-Storage | O&M | 0 | [6 empty] | 0.30832 | 0
LCP_Inputs_ON_Electric_IEA_2023_05_05 | 2050 | H2 Salt Cavern Storage - ON | Storage | Hydrogen | PJ | Charging-Storage | O&M | 0 | [6 empty] | 0.30832 | 0
LCP_Inputs_ON_Electric_IEA_2023_05_05 | 2050 | H2 Salt Cavern Storage - ON | Storage | Hydrogen | QC | Charging-Storage | O&M | 0 | [6 empty] | 0.30832 | 0
LCP_Inputs_ON_Electric_IEA_2023_05_05 | 2050 | H2 Salt Cavern Storage - ON | Storage | Hydrogen | WC | Charging-Storage | O&M | 0 | [6 empty] | 0.30832 | 0
LCP_Inputs_ON_Electric_IEA_2023_05_05 | 2050 | Hydro Pumped Storage | Storage | Electricity | MI | Charging-Storage | O&M | 0 | [6 empty] | 0.30832 | 0
LCP_Inputs_ON_Electric_IEA_2023_05_05 | 2050 | Hydro Pumped Storage | Storage | Electricity | NY | Charging-Storage | O&M | 0 | [6 empty] | 0.30832 | 0
LCP_Inputs_ON_Electric_IEA_2023_05_05 | 2050 | Hydro Pumped Storage | Storage | Electricity | ON | Charging-Storage | O&M | 0 | [6 empty] | 0.30832 | 0
LCP_Inputs_ON_Electric_IEA_2023_05_05 | 2050 | Hydro Pumped Storage | Storage | Electricity | PJ | Charging-Storage | O&M | 0 | [6 empty] | 0.30832 | 0
LCP_Inputs_ON_Electric_IEA_2023_05_05 | 2050 | Hydro Pumped Storage | Storage | Electricity | QC | Charging-Storage | O&M | 0 | [6 empty] | 0.30832 | 0
LCP_Inputs_ON_Electric_IEA_2023_05_05 | 2050 | Hydro Pumped Storage | Storage | Electricity | WC | Charging-Storage | O&M | 0 | [6 empty] | 0.30832 | 0
LCP_Inputs_ON_Electric_IEA_2023_05_05 | 2020 | CH4 Salt Cavern Storage - ON | Storage | Methane | MI | Storage-Carryover | O&M | 0 | [6 empty] | 1 | 0
LCP_Inputs_ON_Electric_IEA_2023_05_05 | 2020 | CH4 Salt Cavern Storage - ON | Storage | Methane | NY | Storage-Carryover | O&M | 0 | [6 empty] | 1 | 0
LCP_Inputs_ON_Electric_IEA_2023_05_05 | 2020 | CH4 Salt Cavern Storage - ON | Storage | Methane | ON | Storage-Carryover | O&M | 0 | [6 empty] | 1 | 0
LCP_Inputs_ON_Electric_IEA_2023_05_05 | 2020 | CH4 Salt Cavern Storage - ON | Storage | Methane | PJ | Storage-Carryover | O&M | 0 | [6 empty] | 1 | 0
LCP_Inputs_ON_Electric_IEA_2023_05_05 | 2020 | CH4 Salt Cavern Storage - ON | Storage | Methane | QC | Storage-Carryover | O&M | 0 | [6 empty] | 1 | 0
LCP_Inputs_ON_Electric_IEA_2023_05_05 | 2020 | CH4 Salt Cavern Storage - ON | Storage | Methane | WC | Storage-Carryover | O&M | 0 | [6 empty] | 1 | 0
LCP_Inputs_ON_Electric_IEA_2023_05_05 | 2020 | H2 Salt Cavern Storage - ON | Storage | Hydrogen | MI | Storage-Carryover | O&M | 0 | [6 empty] | 1 | 0
LCP_Inputs_ON_Electric_IEA_2023_05_05 | 2020 | H2 Salt Cavern Storage - ON | Storage | Hydrogen | NY | Storage-Carryover | O&M | 0 | [6 empty] | 1 | 0
LCP_Inputs_ON_Electric_IEA_2023_05_05 | 2020 | H2 Salt Cavern Storage - ON | Storage | Hydrogen | ON | Storage-Carryover | O&M | 0 | [6 empty] | 1 | 0
LCP_Inputs_ON_Electric_IEA_2023_05_05 | 2020 | H2 Salt Cavern Storage - ON | Storage | Hydrogen | PJ | Storage-Carryover | O&M | 0 | [6 empty] | 1 | 0
LCP_Inputs_ON_Electric_IEA_2023_05_05 | 2020 | H2 Salt Cavern Storage - ON | Storage | Hydrogen | QC | Storage-Carryover | O&M | 0 | [6 empty] | 1 | 0
LCP_Inputs_ON_Electric_IEA_2023_05_05 | 2020 | H2 Salt Cavern Storage - ON | Storage | Hydrogen | WC | Storage-Carryover | O&M | 0 | [6 empty] | 1 | 0
LCP_Inputs_ON_Electric_IEA_2023_05_05 | 2030 | CH4 Salt Cavern Storage - ON | Storage | Methane | MI | Storage-Carryover | O&M | 0 | [6 empty] | 0.67556 | 0
LCP_Inputs_ON_Electric_IEA_2023_05_05 | 2030 | CH4 Salt Cavern Storage - ON | Storage | Methane | NY | Storage-Carryover | O&M | 0 | [6 empty] | 0.67556 | 0
LCP_Inputs_ON_Electric_IEA_2023_05_05 | 2030 | CH4 Salt Cavern Storage - ON | Storage | Methane | ON | Storage-Carryover | O&M | 0 | [6 empty] | 0.67556 | 0
LCP_Inputs_ON_Electric_IEA_2023_05_05 | 2030 | CH4 Salt Cavern Storage - ON | Storage | Methane | PJ | Storage-Carryover | O&M | 0 | [6 empty] | 0.67556 | 0
LCP_Inputs_ON_Electric_IEA_2023_05_05 | 2030 | CH4 Salt Cavern Storage - ON | Storage | Methane | QC | Storage-Carryover | O&M | 0 | [6 empty] | 0.67556 | 0
LCP_Inputs_ON_Electric_IEA_2023_05_05 | 2030 | CH4 Salt Cavern Storage - ON | Storage | Methane | WC | Storage-Carryover | O&M | 0 | [6 empty] | 0.67556 | 0
LCP_Inputs_ON_Electric_IEA_2023_05_05 | 2030 | H2 Salt Cavern Storage - ON | Storage | Hydrogen | MI | Storage-Carryover | O&M | 0 | [6 empty] | 0.67556 | 0
LCP_Inputs_ON_Electric_IEA_2023_05_05 | 2030 | H2 Salt Cavern Storage - ON | Storage | Hydrogen | NY | Storage-Carryover | O&M | 0 | [6 empty] | 0.67556 | 0
LCP_Inputs_ON_Electric_IEA_2023_05_05 | 2030 | H2 Salt Cavern Storage - ON | Storage | Hydrogen | ON | Storage-Carryover | O&M | 0 | [6 empty] | 0.67556 | 0
LCP_Inputs_ON_Electric_IEA_2023_05_05 | 2030 | H2 Salt Cavern Storage - ON | Storage | Hydrogen | PJ | Storage-Carryover | O&M | 0 | [6 empty] | 0.67556 | 0
LCP_Inputs_ON_Electric_IEA_2023_05_05 | 2030 | H2 Salt Cavern Storage - ON | Storage | Hydrogen | QC | Storage-Carryover | O&M | 0 | [6 empty] | 0.67556 | 0
LCP_Inputs_ON_Electric_IEA_2023_05_05 | 2030 | H2 Salt Cavern Storage - ON | Storage | Hydrogen | WC | Storage-Carryover | O&M | 0 | [6 empty] | 0.67556 | 0
LCP_Inputs_ON_Electric_IEA_2023_05_05 | 2040 | CH4 Salt Cavern Storage - ON | Storage | Methane | MI | Storage-Carryover | O&M | 0 | [6 empty] | 0.45639 | 0
LCP_Inputs_ON_Electric_IEA_2023_05_05 | 2040 | CH4 Salt Cavern Storage - ON | Storage | Methane | NY | Storage-Carryover | O&M | 0 | [6 empty] | 0.45639 | 0
LCP_Inputs_ON_Electric_IEA_2023_05_05 | 2040 | CH4 Salt Cavern Storage - ON | Storage | Methane | ON | Storage-Carryover | O&M | 0 | [6 empty] | 0.45639 | 0
LCP_Inputs_ON_Electric_IEA_2023_05_05 | 2040 | CH4 Salt Cavern Storage - ON | Storage | Methane | PJ | Storage-Carryover | O&M | 0 | [6 empty] | 0.45639 | 0
LCP_Inputs_ON_Electric_IEA_2023_05_05 | 2040 | CH4 Salt Cavern Storage - ON | Storage | Methane | QC | Storage-Carryover | O&M | 0 | [6 empty] | 0.45639 | 0
LCP_Inputs_ON_Electric_IEA_2023_05_05 | 2040 | CH4 Salt Cavern Storage - ON | Storage | Methane | WC | Storage-Carryover | O&M | 0 | [6 empty] | 0.45639 | 0
LCP_Inputs_ON_Electric_IEA_2023_05_05 | 2040 | H2 Salt Cavern Storage - ON | Storage | Hydrogen | MI | Storage-Carryover | O&M | 0 | [6 empty] | 0.45639 | 0
LCP_Inputs_ON_Electric_IEA_2023_05_05 | 2040 | H2 Salt Cavern Storage - ON | Storage | Hydrogen | NY | Storage-Carryover | O&M | 0 | [6 empty] | 0.45639 | 0
LCP_Inputs_ON_Electric_IEA_2023_05_05 | 2040 | H2 Salt Cavern Storage - ON | Storage | Hydrogen | ON | Storage-Carryover | O&M | 0 | [6 empty] | 0.45639 | 0
LCP_Inputs_ON_Electric_IEA_2023_05_05 | 2040 | H2 Salt Cavern Storage - ON | Storage | Hydrogen | PJ | Storage-Carryover | O&M | 0 | [6 empty] | 0.45639 | 0
LCP_Inputs_ON_Electric_IEA_2023_05_05 | 2040 | H2 Salt Cavern Storage - ON | Storage | Hydrogen | QC | Storage-Carryover | O&M | 0 | [6 empty] | 0.45639 | 0
LCP_Inputs_ON_Electric_IEA_2023_05_05 | 2040 | H2 Salt Cavern Storage - ON | Storage | Hydrogen | WC | Storage-Carryover | O&M | 0 | [6 empty] | 0.45639 | 0
LCP_Inputs_ON_Electric_IEA_2023_05_05 | 2050 | CH4 Salt Cavern Storage - ON | Storage | Methane | MI | Storage-Carryover | O&M | 0 | [6 empty] | 0.30832 | 0
LCP_Inputs_ON_Electric_IEA_2023_05_05 | 2050 | CH4 Salt Cavern Storage - ON | Storage | Methane | NY | Storage-Carryover | O&M | 0 | [6 empty] | 0.30832 | 0
LCP_Inputs_ON_Electric_IEA_2023_05_05 | 2050 | CH4 Salt Cavern Storage - ON | Storage | Methane | ON | Storage-Carryover | O&M | 0 | [6 empty] | 0.30832 | 0
LCP_Inputs_ON_Electric_IEA_2023_05_05 | 2050 | CH4 Salt Cavern Storage - ON | Storage | Methane | PJ | Storage-Carryover | O&M | 0 | [6 empty] | 0.30832 | 0
LCP_Inputs_ON_Electric_IEA_2023_05_05 | 2050 | CH4 Salt Cavern Storage - ON | Storage | Methane | QC | Storage-Carryover | O&M | 0 | [6 empty] | 0.30832 | 0
LCP_Inputs_ON_Electric_IEA_2023_05_05 | 2050 | CH4 Salt Cavern Storage - ON | Storage | Methane | WC | Storage-Carryover | O&M | 0 | [6 empty] | 0.30832 | 0
LCP_Inputs_ON_Electric_IEA_2023_05_05 | 2050 | H2 Salt Cavern Storage - ON | Storage | Hydrogen | MI | Storage-Carryover | O&M | 0 | [6 empty] | 0.30832 | 0
LCP_Inputs_ON_Electric_IEA_2023_05_05 | 2050 | H2 Salt Cavern Storage - ON | Storage | Hydrogen | NY | Storage-Carryover | O&M | 0 | [6 empty] | 0.30832 | 0
LCP_Inputs_ON_Electric_IEA_2023_05_05 | 2050 | H2 Salt Cavern Storage - ON | Storage | Hydrogen | ON | Storage-Carryover | O&M | 0 | [6 empty] | 0.30832 | 0
LCP_Inputs_ON_Electric_IEA_2023_05_05 | 2050 | H2 Salt Cavern Storage - ON | Storage | Hydrogen | PJ | Storage-Carryover | O&M | 0 | [6 empty] | 0.30832 | 0
LCP_Inputs_ON_Electric_IEA_2023_05_05 | 2050 | H2 Salt Cavern Storage - ON | Storage | Hydrogen | QC | Storage-Carryover | O&M | 0 | [6 empty] | 0.30832 | 0
LCP_Inputs_ON_Electric_IEA_2023_05_05 | 2050 | H2 Salt Cavern Storage - ON | Storage | Hydrogen | WC | Storage-Carryover | O&M | 0 | [6 empty] | 0.30832 | 0
LCP_Inputs_ON_Electric_IEA_2023_05_05 | 2020 |  |  | Methane |  | Dispatch-Intraconnection | VOM | 0 | MI | MI | CH4 Pipeline |  |  |  | 1 | 0
LCP_Inputs_ON_Electric_IEA_2023_05_05 | 2020 |  |  | Electricity |  | Dispatch-Intraconnection | VOM | 0 | MI | MI | Electricity Transmission Line |  |  |  | 1 | 0
LCP_Inputs_ON_Electric_IEA_2023_05_05 | 2020 |  |  | Hydrogen |  | Dispatch-Intraconnection | VOM | 0 | MI | MI | H2 Pipeline - New |  |  |  | 1 | 0
LCP_Inputs_ON_Electric_IEA_2023_05_05 | 2020 |  |  | Hydrogen |  | Dispatch-Intraconnection | VOM | 0 | MI | MI | H2 Pipeline - Repurposed |  |  |  | 1 | 0
LCP_Inputs_ON_Electric_IEA_2023_05_05 | 2020 |  |  | Methane |  | Dispatch-Interconnection | VOM | 0 | MI | ON | CH4 Pipeline |  |  |  | 1 | 0
LCP_Inputs_ON_Electric_IEA_2023_05_05 | 2020 |  |  | Electricity |  | Dispatch-Interconnection | VOM | 1042952.0895 | MI | ON | Electricity Transmission Line |  |  |  | 1 | 1042952.0895
LCP_Inputs_ON_Electric_IEA_2023_05_05 | 2020 |  |  | Hydrogen |  | Dispatch-Interconnection | VOM | 0 | MI | ON | H2 Pipeline - New |  |  |  | 1 | 0
LCP_Inputs_ON_Electric_IEA_2023_05_05 | 2020 |  |  | Hydrogen |  | Dispatch-Interconnection | VOM | 0 | MI | ON | H2 Pipeline - Repurposed |  |  |  | 1 | 0
LCP_Inputs_ON_Electric_IEA_2023_05_05 | 2020 |  |  | Electricity |  | Dispatch-Interconnection | VOM | 1598406.6308 | MI | WC | Electricity Transmission Line |  |  |  | 1 | 1598406.6308
LCP_Inputs_ON_Electric_IEA_2023_05_05 | 2020 |  |  | Methane |  | Dispatch-Intraconnection | VOM | 0 | NY | NY | CH4 Pipeline |  |  |  | 1 | 0
LCP_Inputs_ON_Electric_IEA_2023_05_05 | 2020 |  |  | Electricity |  | Dispatch-Intraconnection | VOM | 0 | NY | NY | Electricity Transmission Line |  |  |  | 1 | 0
LCP_Inputs_ON_Electric_IEA_2023_05_05 | 2020 |  |  | Hydrogen |  | Dispatch-Intraconnection | VOM | 0 | NY | NY | H2 Pipeline - New |  |  |  | 1 | 0
LCP_Inputs_ON_Electric_IEA_2023_05_05 | 2020 |  |  | Hydrogen |  | Dispatch-Intraconnection | VOM | 0 | NY | NY | H2 Pipeline - Repurposed |  |  |  | 1 | 0
LCP_Inputs_ON_Electric_IEA_2023_05_05 | 2020 |  |  | Methane |  | Dispatch-Interconnection | VOM | 0 | NY | ON | CH4 Pipeline |  |  |  | 1 | 0
LCP_Inputs_ON_Electric_IEA_2023_05_05 | 2020 |  |  | Electricity |  | Dispatch-Interconnection | VOM | 5307924.4987 | NY | ON | Electricity Transmission Line |  |  |  | 1 | 5307924.4987
LCP_Inputs_ON_Electric_IEA_2023_05_05 | 2020 |  |  | Hydrogen |  | Dispatch-Interconnection | VOM | 0 | NY | ON | H2 Pipeline - New |  |  |  | 1 | 0
LCP_Inputs_ON_Electric_IEA_2023_05_05 | 2020 |  |  | Hydrogen |  | Dispatch-Interconnection | VOM | 0 | NY | ON | H2 Pipeline - Repurposed |  |  |  | 1 | 0
LCP_Inputs_ON_Electric_IEA_2023_05_05 | 2020 |  |  | Electricity |  | Dispatch-Interconnection | VOM | 6651284.2408 | NY | QC | Electricity Transmission Line |  |  |  | 1 | 6651284.2408
LCP_Inputs_ON_Electric_IEA_2023_05_05 | 2020 |  |  | Methane |  | Dispatch-Interconnection | VOM | 0 | ON | MI | CH4 Pipeline |  |  |  | 1 | 0
LCP_Inputs_ON_Electric_IEA_2023_05_05 | 2020 |  |  | Electricity |  | Dispatch-Interconnection | VOM | 19222585.3256 | ON | MI | Electricity Transmission Line |  |  |  | 1 | 19222585.3256
LCP_Inputs_ON_Electric_IEA_2023_05_05 | 2020 |  |  | Hydrogen |  | Dispatch-Interconnection | VOM | 0 | ON | MI | H2 Pipeline - New |  |  |  | 1 | 0
LCP_Inputs_ON_Electric_IEA_2023_05_05 | 2020 |  |  | Hydrogen |  | Dispatch-Interconnection | VOM | 0 | ON | MI | H2 Pipeline - Repurposed |  |  |  | 1 | 0
LCP_Inputs_ON_Electric_IEA_2023_05_05 | 2020 |  |  | Methane |  | Dispatch-Interconnection | VOM | 0 | ON | NY | CH4 Pipeline |  |  |  | 1 | 0
LCP_Inputs_ON_Electric_IEA_2023_05_05 | 2020 |  |  | Electricity |  | Dispatch-Interconnection | VOM | 16219015.0853 | ON | NY | Electricity Transmission Line |  |  |  | 1 | 16219015.0853
LCP_Inputs_ON_Electric_IEA_2023_05_05 | 2020 |  |  | Hydrogen |  | Dispatch-Interconnection | VOM | 0 | ON | NY | H2 Pipeline - New |  |  |  | 1 | 0
LCP_Inputs_ON_Electric_IEA_2023_05_05 | 2020 |  |  | Hydrogen |  | Dispatch-Interconnection | VOM | 0 | ON | NY | H2 Pipeline - Repurposed |  |  |  | 1 | 0
LCP_Inputs_ON_Electric_IEA_2023_05_05 | 2020 |  |  | Methane |  | Dispatch-Intraconnection | VOM | 775556540.7665 | ON | ON | CH4 Pipeline |  |  |  | 1 | 775556540.7665
LCP_Inputs_ON_Electric_IEA_2023_05_05 | 2020 |  |  | Electricity |  | Dispatch-Intraconnection | VOM | 0 | ON | ON | Electricity Transmission Line |  |  |  | 1 | 0
LCP_Inputs_ON_Electric_IEA_2023_05_05 | 2020 |  |  | Hydrogen |  | Dispatch-Intraconnection | VOM | 0 | ON | ON | H2 Pipeline - New |  |  |  | 1 | 0
LCP_Inputs_ON_Electric_IEA_2023_05_05 | 2020 |  |  | Hydrogen |  | Dispatch-Intraconnection | VOM | 0 | ON | ON | H2 Pipeline - Repurposed |  |  |  | 1 | 0
LCP_Inputs_ON_Electric_IEA_2023_05_05 | 2020 |  |  | Methane |  | Dispatch-Interconnection | VOM | 0 | ON | PJ | CH4 Pipeline |  |  |  | 1 | 0
LCP_Inputs_ON_Electric_IEA_2023_05_05 | 2020 |  |  | Electricity |  | Dispatch-Interconnection | VOM | 0 | ON | PJ | Electricity Transmission Line |  |  |  | 1 | 0
LCP_Inputs_ON_Electric_IEA_2023_05_05 | 2020 |  |  | Hydrogen |  | Dispatch-Interconnection | VOM | 0 | ON | PJ | H2 Pipeline - New |  |  |  | 1 | 0
LCP_Inputs_ON_Electric_IEA_2023_05_05 | 2020 |  |  | Hydrogen |  | Dispatch-Interconnection | VOM | 0 | ON | PJ | H2 Pipeline - Repurposed |  |  |  | 1 | 0
LCP_Inputs_ON_Electric_IEA_2023_05_05 | 2020 |  |  | Methane |  | Dispatch-Interconnection | VOM | 0 | ON | QC | CH4 Pipeline |  |  |  | 1 | 0
LCP_Inputs_ON_Electric_IEA_2023_05_05 | 2020 |  |  | Electricity |  | Dispatch-Interconnection | VOM | 3255394.417 | ON | QC | Electricity Transmission Line |  |  |  | 1 | 3255394.417
LCP_Inputs_ON_Electric_IEA_2023_05_05 | 2020 |  |  | Hydrogen |  | Dispatch-Interconnection | VOM | 0 | ON | QC | H2 Pipeline - New |  |  |  | 1 | 0
LCP_Inputs_ON_Electric_IEA_2023_05_05 | 2020 |  |  | Hydrogen |  | Dispatch-Interconnection | VOM | 0 | ON | QC | H2 Pipeline - Repurposed |  |  |  | 1 | 0
LCP_Inputs_ON_Electric_IEA_2023_05_05 | 2020 |  |  | Methane |  | Dispatch-Interconnection | VOM | 0 | ON | WC | CH4 Pipeline |  |  |  | 1 | 0
LCP_Inputs_ON_Electric_IEA_2023_05_05 | 2020 |  |  | Electricity |  | Dispatch-Interconnection | VOM | 102579.9117 | ON | WC | Electricity Transmission Line |  |  |  | 1 | 102579.9117
LCP_Inputs_ON_Electric_IEA_2023_05_05 | 2020 |  |  | Hydrogen |  | Dispatch-Interconnection | VOM | 0 | ON | WC | H2 Pipeline - New |  |  |  | 1 | 0
LCP_Inputs_ON_Electric_IEA_2023_05_05 | 2020 |  |  | Hydrogen |  | Dispatch-Interconnection | VOM | 0 | ON | WC | H2 Pipeline - Repurposed |  |  |  | 1 | 0
LCP_Inputs_ON_Electric_IEA_2023_05_05 | 2020 |  |  | Methane |  | Dispatch-Interconnection | VOM | 0 | PJ | ON | CH4 Pipeline |  |  |  | 1 | 0
LCP_Inputs_ON_Electric_IEA_2023_05_05 | 2020 |  |  | Electricity |  | Dispatch-Interconnection | VOM | 0 | PJ | ON | Electricity Transmission Line |  |  |  | 1 | 0
LCP_Inputs_ON_Electric_IEA_2023_05_05 | 2020 |  |  | Hydrogen |  | Dispatch-Interconnection | VOM | 0 | PJ | ON | H2 Pipeline - New |  |  |  | 1 | 0
LCP_Inputs_ON_Electric_IEA_2023_05_05 | 2020 |  |  | Hydrogen |  | Dispatch-Interconnection | VOM | 0 | PJ | ON | H2 Pipeline - Repurposed |  |  |  | 1 | 0
LCP_Inputs_ON_Electric_IEA_2023_05_05 | 2020 |  |  | Methane |  | Dispatch-Intraconnection | VOM | 0 | PJ | PJ | CH4 Pipeline |  |  |  | 1 | 0
LCP_Inputs_ON_Electric_IEA_2023_05_05 | 2020 |  |  | Electricity |  | Dispatch-Intraconnection | VOM | 0 | PJ | PJ | Electricity Transmission Line |  |  |  | 1 | 0
LCP_Inputs_ON_Electric_IEA_2023_05_05 | 2020 |  |  | Hydrogen |  | Dispatch-Intraconnection | VOM | 0 | PJ | PJ | H2 Pipeline - New |  |  |  | 1 | 0
LCP_Inputs_ON_Electric_IEA_2023_05_05 | 2020 |  |  | Hydrogen |  | Dispatch-Intraconnection | VOM | 0 | PJ | PJ | H2 Pipeline - Repurposed |  |  |  | 1 | 0
LCP_Inputs_ON_Electric_IEA_2023_05_05 | 2020 |  |  | Electricity |  | Dispatch-Interconnection | VOM | 64147633.0874 | QC | NY | Electricity Transmission Line |  |  |  | 1 | 64147633.0874
LCP_Inputs_ON_Electric_IEA_2023_05_05 | 2020 |  |  | Methane |  | Dispatch-Interconnection | VOM | 0 | QC | ON | CH4 Pipeline |  |  |  | 1 | 0
LCP_Inputs_ON_Electric_IEA_2023_05_05 | 2020 |  |  | Electricity |  | Dispatch-Interconnection | VOM | 6033405.9492 | QC | ON | Electricity Transmission Line |  |  |  | 1 | 6033405.9492
LCP_Inputs_ON_Electric_IEA_2023_05_05 | 2020 |  |  | Hydrogen |  | Dispatch-Interconnection | VOM | 0 | QC | ON | H2 Pipeline - New |  |  |  | 1 | 0
LCP_Inputs_ON_Electric_IEA_2023_05_05 | 2020 |  |  | Hydrogen |  | Dispatch-Interconnection | VOM | 0 | QC | ON | H2 Pipeline - Repurposed |  |  |  | 1 | 0
LCP_Inputs_ON_Electric_IEA_2023_05_05 | 2020 |  |  | Methane |  | Dispatch-Intraconnection | VOM | 0 | QC | QC | CH4 Pipeline |  |  |  | 1 | 0
LCP_Inputs_ON_Electric_IEA_2023_05_05 | 2020 |  |  | Electricity |  | Dispatch-Intraconnection | VOM | 0 | QC | QC | Electricity Transmission Line |  |  |  | 1 | 0
LCP_Inputs_ON_Electric_IEA_2023_05_05 | 2020 |  |  | Hydrogen |  | Dispatch-Intraconnection | VOM | 0 | QC | QC | H2 Pipeline - New |  |  |  | 1 | 0
LCP_Inputs_ON_Electric_IEA_2023_05_05 | 2020 |  |  | Hydrogen |  | Dispatch-Intraconnection | VOM | 0 | QC | QC | H2 Pipeline - Repurposed |  |  |  | 1 | 0
LCP_Inputs_ON_Electric_IEA_2023_05_05 | 2020 |  |  | Electricity |  | Dispatch-Interconnection | VOM | 15700985.7774 | WC | MI | Electricity Transmission Line |  |  |  | 1 | 15700985.7774
LCP_Inputs_ON_Electric_IEA_2023_05_05 | 2020 |  |  | Methane |  | Dispatch-Interconnection | VOM | 0 | WC | ON | CH4 Pipeline |  |  |  | 1 | 0
LCP_Inputs_ON_Electric_IEA_2023_05_05 | 2020 |  |  | Electricity |  | Dispatch-Interconnection | VOM | 406211.2837 | WC | ON | Electricity Transmission Line |  |  |  | 1 | 406211.2837
LCP_Inputs_ON_Electric_IEA_2023_05_05 | 2020 |  |  | Hydrogen |  | Dispatch-Interconnection | VOM | 0 | WC | ON | H2 Pipeline - New |  |  |  | 1 | 0
LCP_Inputs_ON_Electric_IEA_2023_05_05 | 2020 |  |  | Hydrogen |  | Dispatch-Interconnection | VOM | 0 | WC | ON | H2 Pipeline - Repurposed |  |  |  | 1 | 0
LCP_Inputs_ON_Electric_IEA_2023_05_05 | 2020 |  |  | Methane |  | Dispatch-Intraconnection | VOM | 0 | WC | WC | CH4 Pipeline |  |  |  | 1 | 0
LCP_Inputs_ON_Electric_IEA_2023_05_05 | 2020 |  |  | Electricity |  | Dispatch-Intraconnection | VOM | 0 | WC | WC | Electricity Transmission Line |  |  |  | 1 | 0
LCP_Inputs_ON_Electric_IEA_2023_05_05 | 2020 |  |  | Hydrogen |  | Dispatch-Intraconnection | VOM | 0 | WC | WC | H2 Pipeline - New |  |  |  | 1 | 0
LCP_Inputs_ON_Electric_IEA_2023_05_05 | 2020 |  |  | Hydrogen |  | Dispatch-Intraconnection | VOM | 0 | WC | WC | H2 Pipeline - Repurposed |  |  |  | 1 | 0
LCP_Inputs_ON_Electric_IEA_2023_05_05 | 2021 |  |  | Methane |  | Dispatch-Intraconnection | VOM | 0 | MI | MI | CH4 Pipeline |  |  |  | 0.96154 | 0
LCP_Inputs_ON_Electric_IEA_2023_05_05 | 2021 |  |  | Electricity |  | Dispatch-Intraconnection | VOM | 0 | MI | MI | Electricity Transmission Line |  |  |  | 0.96154 | 0
LCP_Inputs_ON_Electric_IEA_2023_05_05 | 2021 |  |  | Hydrogen |  | Dispatch-Intraconnection | VOM | 0 | MI | MI | H2 Pipeline - New |  |  |  | 0.96154 | 0
LCP_Inputs_ON_Electric_IEA_2023_05_05 | 2021 |  |  | Hydrogen |  | Dispatch-Intraconnection | VOM | 0 | MI | MI | H2 Pipeline - Repurposed |  |  |  | 0.96154 | 0
LCP_Inputs_ON_Electric_IEA_2023_05_05 | 2021 |  |  | Methane |  | Dispatch-Interconnection | VOM | 0 | MI | ON | CH4 Pipeline |  |  |  | 0.96154 | 0
LCP_Inputs_ON_Electric_IEA_2023_05_05 | 2021 |  |  | Electricity |  | Dispatch-Interconnection | VOM | 1042952.0895 | MI | ON | Electricity Transmission Line |  |  |  | 0.96154 | 1002838.5475
LCP_Inputs_ON_Electric_IEA_2023_05_05 | 2021 |  |  | Hydrogen |  | Dispatch-Interconnection | VOM | 0 | MI | ON | H2 Pipeline - New |  |  |  | 0.96154 | 0
LCP_Inputs_ON_Electric_IEA_2023_05_05 | 2021 |  |  | Hydrogen |  | Dispatch-Interconnection | VOM | 0 | MI | ON | H2 Pipeline - Repurposed |  |  |  | 0.96154 | 0
LCP_Inputs_ON_Electric_IEA_2023_05_05 | 2021 |  |  | Electricity |  | Dispatch-Interconnection | VOM | 1598406.6308 | MI | WC | Electricity Transmission Line |  |  |  | 0.96154 | 1536929.4527
LCP_Inputs_ON_Electric_IEA_2023_05_05 | 2021 |  |  | Methane |  | Dispatch-Intraconnection | VOM | 0 | NY | NY | CH4 Pipeline |  |  |  | 0.96154 | 0
LCP_Inputs_ON_Electric_IEA_2023_05_05 | 2021 |  |  | Electricity |  | Dispatch-Intraconnection | VOM | 0 | NY | NY | Electricity Transmission Line |  |  |  | 0.96154 | 0
LCP_Inputs_ON_Electric_IEA_2023_05_05 | 2021 |  |  | Hydrogen |  | Dispatch-Intraconnection | VOM | 0 | NY | NY | H2 Pipeline - New |  |  |  | 0.96154 | 0
LCP_Inputs_ON_Electric_IEA_2023_05_05 | 2021 |  |  | Hydrogen |  | Dispatch-Intraconnection | VOM | 0 | NY | NY | H2 Pipeline - Repurposed |  |  |  | 0.96154 | 0
LCP_Inputs_ON_Electric_IEA_2023_05_05 | 2021 |  |  | Methane |  | Dispatch-Interconnection | VOM | 0 | NY | ON | CH4 Pipeline |  |  |  | 0.96154 | 0
LCP_Inputs_ON_Electric_IEA_2023_05_05 | 2021 |  |  | Electricity |  | Dispatch-Interconnection | VOM | 5307924.4987 | NY | ON | Electricity Transmission Line |  |  |  | 0.96154 | 5103773.5564
LCP_Inputs_ON_Electric_IEA_2023_05_05 | 2021 |  |  | Hydrogen |  | Dispatch-Interconnection | VOM | 0 | NY | ON | H2 Pipeline - New |  |  |  | 0.96154 | 0
LCP_Inputs_ON_Electric_IEA_2023_05_05 | 2021 |  |  | Hydrogen |  | Dispatch-Interconnection | VOM | 0 | NY | ON | H2 Pipeline - Repurposed |  |  |  | 0.96154 | 0
LCP_Inputs_ON_Electric_IEA_2023_05_05 | 2021 |  |  | Electricity |  | Dispatch-Interconnection | VOM | 6651284.2408 | NY | QC | Electricity Transmission Line |  |  |  | 0.96154 | 6395465.6161
LCP_Inputs_ON_Electric_IEA_2023_05_05 | 2021 |  |  | Methane |  | Dispatch-Interconnection | VOM | 0 | ON | MI | CH4 Pipeline |  |  |  | 0.96154 | 0
LCP_Inputs_ON_Electric_IEA_2023_05_05 | 2021 |  |  | Electricity |  | Dispatch-Interconnection | VOM | 19222585.3256 | ON | MI | Electricity Transmission Line |  |  |  | 0.96154 | 18483255.1208
LCP_Inputs_ON_Electric_IEA_2023_05_05 | 2021 |  |  | Hydrogen |  | Dispatch-Interconnection | VOM | 0 | ON | MI | H2 Pipeline - New |  |  |  | 0.96154 | 0
LCP_Inputs_ON_Electric_IEA_2023_05_05 | 2021 |  |  | Hydrogen |  | Dispatch-Interconnection | VOM | 0 | ON | MI | H2 Pipeline - Repurposed |  |  |  | 0.96154 | 0
LCP_Inputs_ON_Electric_IEA_2023_05_05 | 2021 |  |  | Methane |  | Dispatch-Interconnection | VOM | 0 | ON | NY | CH4 Pipeline |  |  |  | 0.96154 | 0
LCP_Inputs_ON_Electric_IEA_2023_05_05 | 2021 |  |  | Electricity |  | Dispatch-Interconnection | VOM | 16219015.0853 | ON | NY | Electricity Transmission Line |  |  |  | 0.96154 | 15595206.8128
LCP_Inputs_ON_Electric_IEA_2023_05_05 | 2021 |  |  | Hydrogen |  | Dispatch-Interconnection | VOM | 0 | ON | NY | H2 Pipeline - New |  |  |  | 0.96154 | 0
LCP_Inputs_ON_Electric_IEA_2023_05_05 | 2021 |  |  | Hydrogen |  | Dispatch-Interconnection | VOM | 0 | ON | NY | H2 Pipeline - Repurposed |  |  |  | 0.96154 | 0
LCP_Inputs_ON_Electric_IEA_2023_05_05 | 2021 |  |  | Methane |  | Dispatch-Intraconnection | VOM | 775556540.7665 | ON | ON | CH4 Pipeline |  |  |  | 0.96154 | 745727443.0447
LCP_Inputs_ON_Electric_IEA_2023_05_05 | 2021 |  |  | Electricity |  | Dispatch-Intraconnection | VOM | 0 | ON | ON | Electricity Transmission Line |  |  |  | 0.96154 | 0
LCP_Inputs_ON_Electric_IEA_2023_05_05 | 2021 |  |  | Hydrogen |  | Dispatch-Intraconnection | VOM | 0 | ON | ON | H2 Pipeline - New |  |  |  | 0.96154 | 0
LCP_Inputs_ON_Electric_IEA_2023_05_05 | 2021 |  |  | Hydrogen |  | Dispatch-Intraconnection | VOM | 0 | ON | ON | H2 Pipeline - Repurposed |  |  |  | 0.96154 | 0
LCP_Inputs_ON_Electric_IEA_2023_05_05 | 2021 |  |  | Methane |  | Dispatch-Interconnection | VOM | 0 | ON | PJ | CH4 Pipeline |  |  |  | 0.96154 | 0
LCP_Inputs_ON_Electric_IEA_2023_05_05 | 2021 |  |  | Electricity |  | Dispatch-Interconnection | VOM | 0 | ON | PJ | Electricity Transmission Line |  |  |  | 0.96154 | 0
LCP_Inputs_ON_Electric_IEA_2023_05_05 | 2021 |  |  | Hydrogen |  | Dispatch-Interconnection | VOM | 0 | ON | PJ | H2 Pipeline - New |  |  |  | 0.96154 | 0
LCP_Inputs_ON_Electric_IEA_2023_05_05 | 2021 |  |  | Hydrogen |  | Dispatch-Interconnection | VOM | 0 | ON | PJ | H2 Pipeline - Repurposed |  |  |  | 0.96154 | 0
LCP_Inputs_ON_Electric_IEA_2023_05_05 | 2021 |  |  | Methane |  | Dispatch-Interconnection | VOM | 0 | ON | QC | CH4 Pipeline |  |  |  | 0.96154 | 0
LCP_Inputs_ON_Electric_IEA_2023_05_05 | 2021 |  |  | Electricity |  | Dispatch-Interconnection | VOM | 3255394.417 | ON | QC | Electricity Transmission Line |  |  |  | 0.96154 | 3130186.9394
LCP_Inputs_ON_Electric_IEA_2023_05_05 | 2021 |  |  | Hydrogen |  | Dispatch-Interconnection | VOM | 0 | ON | QC | H2 Pipeline - New |  |  |  | 0.96154 | 0
LCP_Inputs_ON_Electric_IEA_2023_05_05 | 2021 |  |  | Hydrogen |  | Dispatch-Interconnection | VOM | 0 | ON | QC | H2 Pipeline - Repurposed |  |  |  | 0.96154 | 0
LCP_Inputs_ON_Electric_IEA_2023_05_05 | 2021 |  |  | Methane |  | Dispatch-Interconnection | VOM | 0 | ON | WC | CH4 Pipeline |  |  |  | 0.96154 | 0
LCP_Inputs_ON_Electric_IEA_2023_05_05 | 2021 |  |  | Electricity |  | Dispatch-Interconnection | VOM | 102579.9117 | ON | WC | Electricity Transmission Line |  |  |  | 0.96154 | 98634.5305
LCP_Inputs_ON_Electric_IEA_2023_05_05 | 2021 |  |  | Hydrogen |  | Dispatch-Interconnection | VOM | 0 | ON | WC | H2 Pipeline - New |  |  |  | 0.96154 | 0
LCP_Inputs_ON_Electric_IEA_2023_05_05 | 2021 |  |  | Hydrogen |  | Dispatch-Interconnection | VOM | 0 | ON | WC | H2 Pipeline - Repurposed |  |  |  | 0.96154 | 0
LCP_Inputs_ON_Electric_IEA_2023_05_05 | 2021 |  |  | Methane |  | Dispatch-Interconnection | VOM | 0 | PJ | ON | CH4 Pipeline |  |  |  | 0.96154 | 0
LCP_Inputs_ON_Electric_IEA_2023_05_05 | 2021 |  |  | Electricity |  | Dispatch-Interconnection | VOM | 0 | PJ | ON | Electricity Transmission Line |  |  |  | 0.96154 | 0
LCP_Inputs_ON_Electric_IEA_2023_05_05 | 2021 |  |  | Hydrogen |  | Dispatch-Interconnection | VOM | 0 | PJ | ON | H2 Pipeline - New |  |  |  | 0.96154 | 0
LCP_Inputs_ON_Electric_IEA_2023_05_05 | 2021 |  |  | Hydrogen |  | Dispatch-Interconnection | VOM | 0 | PJ | ON | H2 Pipeline - Repurposed |  |  |  | 0.96154 | 0
LCP_Inputs_ON_Electric_IEA_2023_05_05 | 2021 |  |  | Methane |  | Dispatch-Intraconnection | VOM | 0 | PJ | PJ | CH4 Pipeline |  |  |  | 0.96154 | 0
LCP_Inputs_ON_Electric_IEA_2023_05_05 | 2021 |  |  | Electricity |  | Dispatch-Intraconnection | VOM | 0 | PJ | PJ | Electricity Transmission Line |  |  |  | 0.96154 | 0
LCP_Inputs_ON_Electric_IEA_2023_05_05 | 2021 |  |  | Hydrogen |  | Dispatch-Intraconnection | VOM | 0 | PJ | PJ | H2 Pipeline - New |  |  |  | 0.96154 | 0
LCP_Inputs_ON_Electric_IEA_2023_05_05 | 2021 |  |  | Hydrogen |  | Dispatch-Intraconnection | VOM | 0 | PJ | PJ | H2 Pipeline - Repurposed |  |  |  | 0.96154 | 0
LCP_Inputs_ON_Electric_IEA_2023_05_05 | 2021 |  |  | Electricity |  | Dispatch-Interconnection | VOM | 64147633.0874 | QC | NY | Electricity Transmission Line |  |  |  | 0.96154 | 61680416.4302
LCP_Inputs_ON_Electric_IEA_2023_05_05 | 2021 |  |  | Methane |  | Dispatch-Interconnection | VOM | 0 | QC | ON | CH4 Pipeline |  |  |  | 0.96154 | 0
LCP_Inputs_ON_Electric_IEA_2023_05_05 | 2021 |  |  | Electricity |  | Dispatch-Interconnection | VOM | 6033405.9492 | QC | ON | Electricity Transmission Line |  |  |  | 0.96154 | 5801351.8743
LCP_Inputs_ON_Electric_IEA_2023_05_05 | 2021 |  |  | Hydrogen |  | Dispatch-Interconnection | VOM | 0 | QC | ON | H2 Pipeline - New |  |  |  | 0.96154 | 0
LCP_Inputs_ON_Electric_IEA_2023_05_05 | 2021 |  |  | Hydrogen |  | Dispatch-Interconnection | VOM | 0 | QC | ON | H2 Pipeline - Repurposed |  |  |  | 0.96154 | 0
LCP_Inputs_ON_Electric_IEA_2023_05_05 | 2021 |  |  | Methane |  | Dispatch-Intraconnection | VOM | 0 | QC | QC | CH4 Pipeline |  |  |  | 0.96154 | 0
LCP_Inputs_ON_Electric_IEA_2023_05_05 | 2021 |  |  | Electricity |  | Dispatch-Intraconnection | VOM | 0 | QC | QC | Electricity Transmission Line |  |  |  | 0.96154 | 0
LCP_Inputs_ON_Electric_IEA_2023_05_05 | 2021 |  |  | Hydrogen |  | Dispatch-Intraconnection | VOM | 0 | QC | QC | H2 Pipeline - New |  |  |  | 0.96154 | 0
LCP_Inputs_ON_Electric_IEA_2023_05_05 | 2021 |  |  | Hydrogen |  | Dispatch-Intraconnection | VOM | 0 | QC | QC | H2 Pipeline - Repurposed |  |  |  | 0.96154 | 0
LCP_Inputs_ON_Electric_IEA_2023_05_05 | 2021 |  |  | Electricity |  | Dispatch-Interconnection | VOM | 15700985.7774 | WC | MI | Electricity Transmission Line |  |  |  | 0.96154 | 15097101.709
LCP_Inputs_ON_Electric_IEA_2023_05_05 | 2021 |  |  | Methane |  | Dispatch-Interconnection | VOM | 0 | WC | ON | CH4 Pipeline |  |  |  | 0.96154 | 0
LCP_Inputs_ON_Electric_IEA_2023_05_05 | 2021 |  |  | Electricity |  | Dispatch-Interconnection | VOM | 406211.2837 | WC | ON | Electricity Transmission Line |  |  |  | 0.96154 | 390587.7728
LCP_Inputs_ON_Electric_IEA_2023_05_05 | 2021 |  |  | Hydrogen |  | Dispatch-Interconnection | VOM | 0 | WC | ON | H2 Pipeline - New |  |  |  | 0.96154 | 0
LCP_Inputs_ON_Electric_IEA_2023_05_05 | 2021 |  |  | Hydrogen |  | Dispatch-Interconnection | VOM | 0 | WC | ON | H2 Pipeline - Repurposed |  |  |  | 0.96154 | 0
LCP_Inputs_ON_Electric_IEA_2023_05_05 | 2021 |  |  | Methane |  | Dispatch-Intraconnection | VOM | 0 | WC | WC | CH4 Pipeline |  |  |  | 0.96154 | 0
LCP_Inputs_ON_Electric_IEA_2023_05_05 | 2021 |  |  | Electricity |  | Dispatch-Intraconnection | VOM | 0 | WC | WC | Electricity Transmission Line |  |  |  | 0.96154 | 0
LCP_Inputs_ON_Electric_IEA_2023_05_05 | 2021 |  |  | Hydrogen |  | Dispatch-Intraconnection | VOM | 0 | WC | WC | H2 Pipeline - New |  |  |  | 0.96154 | 0
LCP_Inputs_ON_Electric_IEA_2023_05_05 | 2021 |  |  | Hydrogen |  | Dispatch-Intraconnection | VOM | 0 | WC | WC | H2 Pipeline - Repurposed |  |  |  | 0.96154 | 0
LCP_Inputs_ON_Electric_IEA_2023_05_05 | 2022 |  |  | Methane |  | Dispatch-Intraconnection | VOM | 0 | MI | MI | CH4 Pipeline |  |  |  | 0.92456 | 0
LCP_Inputs_ON_Electric_IEA_2023_05_05 | 2022 |  |  | Electricity |  | Dispatch-Intraconnection | VOM | 0 | MI | MI | Electricity Transmission Line |  |  |  | 0.92456 | 0
LCP_Inputs_ON_Electric_IEA_2023_05_05 | 2022 |  |  | Hydrogen |  | Dispatch-Intraconnection | VOM | 0 | MI | MI | H2 Pipeline - New |  |  |  | 0.92456 | 0
LCP_Inputs_ON_Electric_IEA_2023_05_05 | 2022 |  |  | Hydrogen |  | Dispatch-Intraconnection | VOM | 0 | MI | MI | H2 Pipeline - Repurposed |  |  |  | 0.92456 | 0
LCP_Inputs_ON_Electric_IEA_2023_05_05 | 2022 |  |  | Methane |  | Dispatch-Interconnection | VOM | 0 | MI | ON | CH4 Pipeline |  |  |  | 0.92456 | 0
LCP_Inputs_ON_Electric_IEA_2023_05_05 | 2022 |  |  | Electricity |  | Dispatch-Interconnection | VOM | 1042952.0895 | MI | ON | Electricity Transmission Line |  |  |  | 0.92456 | 964267.8342
LCP_Inputs_ON_Electric_IEA_2023_05_05 | 2022 |  |  | Hydrogen |  | Dispatch-Interconnection | VOM | 0 | MI | ON | H2 Pipeline - New |  |  |  | 0.92456 | 0
LCP_Inputs_ON_Electric_IEA_2023_05_05 | 2022 |  |  | Hydrogen |  | Dispatch-Interconnection | VOM | 0 | MI | ON | H2 Pipeline - Repurposed |  |  |  | 0.92456 | 0
LCP_Inputs_ON_Electric_IEA_2023_05_05 | 2022 |  |  | Electricity |  | Dispatch-Interconnection | VOM | 1598406.6308 | MI | WC | Electricity Transmission Line |  |  |  | 0.92456 | 1477816.7814
LCP_Inputs_ON_Electric_IEA_2023_05_05 | 2022 |  |  | Methane |  | Dispatch-Intraconnection | VOM | 0 | NY | NY | CH4 Pipeline |  |  |  | 0.92456 | 0
LCP_Inputs_ON_Electric_IEA_2023_05_05 | 2022 |  |  | Electricity |  | Dispatch-Intraconnection | VOM | 0 | NY | NY | Electricity Transmission Line |  |  |  | 0.92456 | 0
LCP_Inputs_ON_Electric_IEA_2023_05_05 | 2022 |  |  | Hydrogen |  | Dispatch-Intraconnection | VOM | 0 | NY | NY | H2 Pipeline - New |  |  |  | 0.92456 | 0
LCP_Inputs_ON_Electric_IEA_2023_05_05 | 2022 |  |  | Hydrogen |  | Dispatch-Intraconnection | VOM | 0 | NY | NY | H2 Pipeline - Repurposed |  |  |  | 0.92456 | 0
LCP_Inputs_ON_Electric_IEA_2023_05_05 | 2022 |  |  | Methane |  | Dispatch-Interconnection | VOM | 0 | NY | ON | CH4 Pipeline |  |  |  | 0.92456 | 0
LCP_Inputs_ON_Electric_IEA_2023_05_05 | 2022 |  |  | Electricity |  | Dispatch-Interconnection | VOM | 5307924.4987 | NY | ON | Electricity Transmission Line |  |  |  | 0.92456 | 4907474.5735
LCP_Inputs_ON_Electric_IEA_2023_05_05 | 2022 |  |  | Hydrogen |  | Dispatch-Interconnection | VOM | 0 | NY | ON | H2 Pipeline - New |  |  |  | 0.92456 | 0
LCP_Inputs_ON_Electric_IEA_2023_05_05 | 2022 |  |  | Hydrogen |  | Dispatch-Interconnection | VOM | 0 | NY | ON | H2 Pipeline - Repurposed |  |  |  | 0.92456 | 0
LCP_Inputs_ON_Electric_IEA_2023_05_05 | 2022 |  |  | Electricity |  | Dispatch-Interconnection | VOM | 6651284.2408 | NY | QC | Electricity Transmission Line |  |  |  | 0.92456 | 6149486.1693
LCP_Inputs_ON_Electric_IEA_2023_05_05 | 2022 |  |  | Methane |  | Dispatch-Interconnection | VOM | 0 | ON | MI | CH4 Pipeline |  |  |  | 0.92456 | 0
LCP_Inputs_ON_Electric_IEA_2023_05_05 | 2022 |  |  | Electricity |  | Dispatch-Interconnection | VOM | 19222585.3256 | ON | MI | Electricity Transmission Line |  |  |  | 0.92456 | 17772360.6931
LCP_Inputs_ON_Electric_IEA_2023_05_05 | 2022 |  |  | Hydrogen |  | Dispatch-Interconnection | VOM | 0 | ON | MI | H2 Pipeline - New |  |  |  | 0.92456 | 0
LCP_Inputs_ON_Electric_IEA_2023_05_05 | 2022 |  |  | Hydrogen |  | Dispatch-Interconnection | VOM | 0 | ON | MI | H2 Pipeline - Repurposed |  |  |  | 0.92456 | 0
LCP_Inputs_ON_Electric_IEA_2023_05_05 | 2022 |  |  | Methane |  | Dispatch-Interconnection | VOM | 0 | ON | NY | CH4 Pipeline |  |  |  | 0.92456 | 0
LCP_Inputs_ON_Electric_IEA_2023_05_05 | 2022 |  |  | Electricity |  | Dispatch-Interconnection | VOM | 16219015.0853 | ON | NY | Electricity Transmission Line |  |  |  | 0.92456 | 14995391.1661
LCP_Inputs_ON_Electric_IEA_2023_05_05 | 2022 |  |  | Hydrogen |  | Dispatch-Interconnection | VOM | 0 | ON | NY | H2 Pipeline - New |  |  |  | 0.92456 | 0
LCP_Inputs_ON_Electric_IEA_2023_05_05 | 2022 |  |  | Hydrogen |  | Dispatch-Interconnection | VOM | 0 | ON | NY | H2 Pipeline - Repurposed |  |  |  | 0.92456 | 0
LCP_Inputs_ON_Electric_IEA_2023_05_05 | 2022 |  |  | Methane |  | Dispatch-Intraconnection | VOM | 775556540.7665 | ON | ON | CH4 Pipeline |  |  |  | 0.92456 | 717045618.3123
LCP_Inputs_ON_Electric_IEA_2023_05_05 | 2022 |  |  | Electricity |  | Dispatch-Intraconnection | VOM | 0 | ON | ON | Electricity Transmission Line |  |  |  | 0.92456 | 0
LCP_Inputs_ON_Electric_IEA_2023_05_05 | 2022 |  |  | Hydrogen |  | Dispatch-Intraconnection | VOM | 0 | ON | ON | H2 Pipeline - New |  |  |  | 0.92456 | 0
LCP_Inputs_ON_Electric_IEA_2023_05_05 | 2022 |  |  | Hydrogen |  | Dispatch-Intraconnection | VOM | 0 | ON | ON | H2 Pipeline - Repurposed |  |  |  | 0.92456 | 0
LCP_Inputs_ON_Electric_IEA_2023_05_05 | 2022 |  |  | Methane |  | Dispatch-Interconnection | VOM | 0 | ON | PJ | CH4 Pipeline |  |  |  | 0.92456 | 0
LCP_Inputs_ON_Electric_IEA_2023_05_05 | 2022 |  |  | Electricity |  | Dispatch-Interconnection | VOM | 0 | ON | PJ | Electricity Transmission Line |  |  |  | 0.92456 | 0
LCP_Inputs_ON_Electric_IEA_2023_05_05 | 2022 |  |  | Hydrogen |  | Dispatch-Interconnection | VOM | 0 | ON | PJ | H2 Pipeline - New |  |  |  | 0.92456 | 0
LCP_Inputs_ON_Electric_IEA_2023_05_05 | 2022 |  |  | Hydrogen |  | Dispatch-Interconnection | VOM | 0 | ON | PJ | H2 Pipeline - Repurposed |  |  |  | 0.92456 | 0
LCP_Inputs_ON_Electric_IEA_2023_05_05 | 2022 |  |  | Methane |  | Dispatch-Interconnection | VOM | 0 | ON | QC | CH4 Pipeline |  |  |  | 0.92456 | 0
LCP_Inputs_ON_Electric_IEA_2023_05_05 | 2022 |  |  | Electricity |  | Dispatch-Interconnection | VOM | 3255394.417 | ON | QC | Electricity Transmission Line |  |  |  | 0.92456 | 3009795.134
LCP_Inputs_ON_Electric_IEA_2023_05_05 | 2022 |  |  | Hydrogen |  | Dispatch-Interconnection | VOM | 0 | ON | QC | H2 Pipeline - New |  |  |  | 0.92456 | 0
LCP_Inputs_ON_Electric_IEA_2023_05_05 | 2022 |  |  | Hydrogen |  | Dispatch-Interconnection | VOM | 0 | ON | QC | H2 Pipeline - Repurposed |  |  |  | 0.92456 | 0
LCP_Inputs_ON_Electric_IEA_2023_05_05 | 2022 |  |  | Methane |  | Dispatch-Interconnection | VOM | 0 | ON | WC | CH4 Pipeline |  |  |  | 0.92456 | 0
LCP_Inputs_ON_Electric_IEA_2023_05_05 | 2022 |  |  | Electricity |  | Dispatch-Interconnection | VOM | 102579.9117 | ON | WC | Electricity Transmission Line |  |  |  | 0.92456 | 94840.8947
LCP_Inputs_ON_Electric_IEA_2023_05_05 | 2022 |  |  | Hydrogen |  | Dispatch-Interconnection | VOM | 0 | ON | WC | H2 Pipeline - New |  |  |  | 0.92456 | 0
LCP_Inputs_ON_Electric_IEA_2023_05_05 | 2022 |  |  | Hydrogen |  | Dispatch-Interconnection | VOM | 0 | ON | WC | H2 Pipeline - Repurposed |  |  |  | 0.92456 | 0
LCP_Inputs_ON_Electric_IEA_2023_05_05 | 2022 |  |  | Methane |  | Dispatch-Interconnection | VOM | 0 | PJ | ON | CH4 Pipeline |  |  |  | 0.92456 | 0
LCP_Inputs_ON_Electric_IEA_2023_05_05 | 2022 |  |  | Electricity |  | Dispatch-Interconnection | VOM | 0 | PJ | ON | Electricity Transmission Line |  |  |  | 0.92456 | 0
LCP_Inputs_ON_Electric_IEA_2023_05_05 | 2022 |  |  | Hydrogen |  | Dispatch-Interconnection | VOM | 0 | PJ | ON | H2 Pipeline - New |  |  |  | 0.92456 | 0
LCP_Inputs_ON_Electric_IEA_2023_05_05 | 2022 |  |  | Hydrogen |  | Dispatch-Interconnection | VOM | 0 | PJ | ON | H2 Pipeline - Repurposed |  |  |  | 0.92456 | 0
LCP_Inputs_ON_Electric_IEA_2023_05_05 | 2022 |  |  | Methane |  | Dispatch-Intraconnection | VOM | 0 | PJ | PJ | CH4 Pipeline |  |  |  | 0.92456 | 0
LCP_Inputs_ON_Electric_IEA_2023_05_05 | 2022 |  |  | Electricity |  | Dispatch-Intraconnection | VOM | 0 | PJ | PJ | Electricity Transmission Line |  |  |  | 0.92456 | 0
LCP_Inputs_ON_Electric_IEA_2023_05_05 | 2022 |  |  | Hydrogen |  | Dispatch-Intraconnection | VOM | 0 | PJ | PJ | H2 Pipeline - New |  |  |  | 0.92456 | 0
LCP_Inputs_ON_Electric_IEA_2023_05_05 | 2022 |  |  | Hydrogen |  | Dispatch-Intraconnection | VOM | 0 | PJ | PJ | H2 Pipeline - Repurposed |  |  |  | 0.92456 | 0
LCP_Inputs_ON_Electric_IEA_2023_05_05 | 2022 |  |  | Electricity |  | Dispatch-Interconnection | VOM | 64147633.0874 | QC | NY | Electricity Transmission Line |  |  |  | 0.92456 | 59308092.7213
LCP_Inputs_ON_Electric_IEA_2023_05_05 | 2022 |  |  | Methane |  | Dispatch-Interconnection | VOM | 0 | QC | ON | CH4 Pipeline |  |  |  | 0.92456 | 0
LCP_Inputs_ON_Electric_IEA_2023_05_05 | 2022 |  |  | Electricity |  | Dispatch-Interconnection | VOM | 6033405.9492 | QC | ON | Electricity Transmission Line |  |  |  | 0.92456 | 5578222.956
LCP_Inputs_ON_Electric_IEA_2023_05_05 | 2022 |  |  | Hydrogen |  | Dispatch-Interconnection | VOM | 0 | QC | ON | H2 Pipeline - New |  |  |  | 0.92456 | 0
LCP_Inputs_ON_Electric_IEA_2023_05_05 | 2022 |  |  | Hydrogen |  | Dispatch-Interconnection | VOM | 0 | QC | ON | H2 Pipeline - Repurposed |  |  |  | 0.92456 | 0
LCP_Inputs_ON_Electric_IEA_2023_05_05 | 2022 |  |  | Methane |  | Dispatch-Intraconnection | VOM | 0 | QC | QC | CH4 Pipeline |  |  |  | 0.92456 | 0
LCP_Inputs_ON_Electric_IEA_2023_05_05 | 2022 |  |  | Electricity |  | Dispatch-Intraconnection | VOM | 0 | QC | QC | Electricity Transmission Line |  |  |  | 0.92456 | 0
LCP_Inputs_ON_Electric_IEA_2023_05_05 | 2022 |  |  | Hydrogen |  | Dispatch-Intraconnection | VOM | 0 | QC | QC | H2 Pipeline - New |  |  |  | 0.92456 | 0
LCP_Inputs_ON_Electric_IEA_2023_05_05 | 2022 |  |  | Hydrogen |  | Dispatch-Intraconnection | VOM | 0 | QC | QC | H2 Pipeline - Repurposed |  |  |  | 0.92456 | 0
LCP_Inputs_ON_Electric_IEA_2023_05_05 | 2022 |  |  | Electricity |  | Dispatch-Interconnection | VOM | 15700985.7774 | WC | MI | Electricity Transmission Line |  |  |  | 0.92456 | 14516443.951
LCP_Inputs_ON_Electric_IEA_2023_05_05 | 2022 |  |  | Methane |  | Dispatch-Interconnection | VOM | 0 | WC | ON | CH4 Pipeline |  |  |  | 0.92456 | 0
LCP_Inputs_ON_Electric_IEA_2023_05_05 | 2022 |  |  | Electricity |  | Dispatch-Interconnection | VOM | 406211.2837 | WC | ON | Electricity Transmission Line |  |  |  | 0.92456 | 375565.1661
LCP_Inputs_ON_Electric_IEA_2023_05_05 | 2022 |  |  | Hydrogen |  | Dispatch-Interconnection | VOM | 0 | WC | ON | H2 Pipeline - New |  |  |  | 0.92456 | 0
LCP_Inputs_ON_Electric_IEA_2023_05_05 | 2022 |  |  | Hydrogen |  | Dispatch-Interconnection | VOM | 0 | WC | ON | H2 Pipeline - Repurposed |  |  |  | 0.92456 | 0
LCP_Inputs_ON_Electric_IEA_2023_05_05 | 2022 |  |  | Methane |  | Dispatch-Intraconnection | VOM | 0 | WC | WC | CH4 Pipeline |  |  |  | 0.92456 | 0
LCP_Inputs_ON_Electric_IEA_2023_05_05 | 2022 |  |  | Electricity |  | Dispatch-Intraconnection | VOM | 0 | WC | WC | Electricity Transmission Line |  |  |  | 0.92456 | 0
LCP_Inputs_ON_Electric_IEA_2023_05_05 | 2022 |  |  | Hydrogen |  | Dispatch-Intraconnection | VOM | 0 | WC | WC | H2 Pipeline - New |  |  |  | 0.92456 | 0
LCP_Inputs_ON_Electric_IEA_2023_05_05 | 2022 |  |  | Hydrogen |  | Dispatch-Intraconnection | VOM | 0 | WC | WC | H2 Pipeline - Repurposed |  |  |  | 0.92456 | 0
LCP_Inputs_ON_Electric_IEA_2023_05_05 | 2023 |  |  | Methane |  | Dispatch-Intraconnection | VOM | 0 | MI | MI | CH4 Pipeline |  |  |  | 0.889 | 0
LCP_Inputs_ON_Electric_IEA_2023_05_05 | 2023 |  |  | Electricity |  | Dispatch-Intraconnection | VOM | 0 | MI | MI | Electricity Transmission Line |  |  |  | 0.889 | 0
LCP_Inputs_ON_Electric_IEA_2023_05_05 | 2023 |  |  | Hydrogen |  | Dispatch-Intraconnection | VOM | 0 | MI | MI | H2 Pipeline - New |  |  |  | 0.889 | 0
LCP_Inputs_ON_Electric_IEA_2023_05_05 | 2023 |  |  | Hydrogen |  | Dispatch-Intraconnection | VOM | 0 | MI | MI | H2 Pipeline - Repurposed |  |  |  | 0.889 | 0
LCP_Inputs_ON_Electric_IEA_2023_05_05 | 2023 |  |  | Methane |  | Dispatch-Interconnection | VOM | 0 | MI | ON | CH4 Pipeline |  |  |  | 0.889 | 0
LCP_Inputs_ON_Electric_IEA_2023_05_05 | 2023 |  |  | Electricity |  | Dispatch-Interconnection | VOM | 1042952.0895 | MI | ON | Electricity Transmission Line |  |  |  | 0.889 | 927180.6098
LCP_Inputs_ON_Electric_IEA_2023_05_05 | 2023 |  |  | Hydrogen |  | Dispatch-Interconnection | VOM | 0 | MI | ON | H2 Pipeline - New |  |  |  | 0.889 | 0
LCP_Inputs_ON_Electric_IEA_2023_05_05 | 2023 |  |  | Hydrogen |  | Dispatch-Interconnection | VOM | 0 | MI | ON | H2 Pipeline - Repurposed |  |  |  | 0.889 | 0
LCP_Inputs_ON_Electric_IEA_2023_05_05 | 2023 |  |  | Electricity |  | Dispatch-Interconnection | VOM | 1598406.6308 | MI | WC | Electricity Transmission Line |  |  |  | 0.889 | 1420977.6744
LCP_Inputs_ON_Electric_IEA_2023_05_05 | 2023 |  |  | Methane |  | Dispatch-Intraconnection | VOM | 0 | NY | NY | CH4 Pipeline |  |  |  | 0.889 | 0
LCP_Inputs_ON_Electric_IEA_2023_05_05 | 2023 |  |  | Electricity |  | Dispatch-Intraconnection | VOM | 0 | NY | NY | Electricity Transmission Line |  |  |  | 0.889 | 0
LCP_Inputs_ON_Electric_IEA_2023_05_05 | 2023 |  |  | Hydrogen |  | Dispatch-Intraconnection | VOM | 0 | NY | NY | H2 Pipeline - New |  |  |  | 0.889 | 0
LCP_Inputs_ON_Electric_IEA_2023_05_05 | 2023 |  |  | Hydrogen |  | Dispatch-Intraconnection | VOM | 0 | NY | NY | H2 Pipeline - Repurposed |  |  |  | 0.889 | 0
LCP_Inputs_ON_Electric_IEA_2023_05_05 | 2023 |  |  | Methane |  | Dispatch-Interconnection | VOM | 0 | NY | ON | CH4 Pipeline |  |  |  | 0.889 | 0
LCP_Inputs_ON_Electric_IEA_2023_05_05 | 2023 |  |  | Electricity |  | Dispatch-Interconnection | VOM | 5307924.4987 | NY | ON | Electricity Transmission Line |  |  |  | 0.889 | 4718725.5514
LCP_Inputs_ON_Electric_IEA_2023_05_05 | 2023 |  |  | Hydrogen |  | Dispatch-Interconnection | VOM | 0 | NY | ON | H2 Pipeline - New |  |  |  | 0.889 | 0
LCP_Inputs_ON_Electric_IEA_2023_05_05 | 2023 |  |  | Hydrogen |  | Dispatch-Interconnection | VOM | 0 | NY | ON | H2 Pipeline - Repurposed |  |  |  | 0.889 | 0
LCP_Inputs_ON_Electric_IEA_2023_05_05 | 2023 |  |  | Electricity |  | Dispatch-Interconnection | VOM | 6651284.2408 | NY | QC | Electricity Transmission Line |  |  |  | 0.889 | 5912967.4705
LCP_Inputs_ON_Electric_IEA_2023_05_05 | 2023 |  |  | Methane |  | Dispatch-Interconnection | VOM | 0 | ON | MI | CH4 Pipeline |  |  |  | 0.889 | 0
LCP_Inputs_ON_Electric_IEA_2023_05_05 | 2023 |  |  | Electricity |  | Dispatch-Interconnection | VOM | 19222585.3256 | ON | MI | Electricity Transmission Line |  |  |  | 0.889 | 17088808.3587
LCP_Inputs_ON_Electric_IEA_2023_05_05 | 2023 |  |  | Hydrogen |  | Dispatch-Interconnection | VOM | 0 | ON | MI | H2 Pipeline - New |  |  |  | 0.889 | 0
LCP_Inputs_ON_Electric_IEA_2023_05_05 | 2023 |  |  | Hydrogen |  | Dispatch-Interconnection | VOM | 0 | ON | MI | H2 Pipeline - Repurposed |  |  |  | 0.889 | 0
LCP_Inputs_ON_Electric_IEA_2023_05_05 | 2023 |  |  | Methane |  | Dispatch-Interconnection | VOM | 0 | ON | NY | CH4 Pipeline |  |  |  | 0.889 | 0
LCP_Inputs_ON_Electric_IEA_2023_05_05 | 2023 |  |  | Electricity |  | Dispatch-Interconnection | VOM | 16219015.0853 | ON | NY | Electricity Transmission Line |  |  |  | 0.889 | 14418645.352
LCP_Inputs_ON_Electric_IEA_2023_05_05 | 2023 |  |  | Hydrogen |  | Dispatch-Interconnection | VOM | 0 | ON | NY | H2 Pipeline - New |  |  |  | 0.889 | 0
LCP_Inputs_ON_Electric_IEA_2023_05_05 | 2023 |  |  | Hydrogen |  | Dispatch-Interconnection | VOM | 0 | ON | NY | H2 Pipeline - Repurposed |  |  |  | 0.889 | 0
LCP_Inputs_ON_Electric_IEA_2023_05_05 | 2023 |  |  | Methane |  | Dispatch-Intraconnection | VOM | 775556540.7665 | ON | ON | CH4 Pipeline |  |  |  | 0.889 | 689466940.6849
LCP_Inputs_ON_Electric_IEA_2023_05_05 | 2023 |  |  | Electricity |  | Dispatch-Intraconnection | VOM | 0 | ON | ON | Electricity Transmission Line |  |  |  | 0.889 | 0
LCP_Inputs_ON_Electric_IEA_2023_05_05 | 2023 |  |  | Hydrogen |  | Dispatch-Intraconnection | VOM | 0 | ON | ON | H2 Pipeline - New |  |  |  | 0.889 | 0
LCP_Inputs_ON_Electric_IEA_2023_05_05 | 2023 |  |  | Hydrogen |  | Dispatch-Intraconnection | VOM | 0 | ON | ON | H2 Pipeline - Repurposed |  |  |  | 0.889 | 0
LCP_Inputs_ON_Electric_IEA_2023_05_05 | 2023 |  |  | Methane |  | Dispatch-Interconnection | VOM | 0 | ON | PJ | CH4 Pipeline |  |  |  | 0.889 | 0
LCP_Inputs_ON_Electric_IEA_2023_05_05 | 2023 |  |  | Electricity |  | Dispatch-Interconnection | VOM | 0 | ON | PJ | Electricity Transmission Line |  |  |  | 0.889 | 0
LCP_Inputs_ON_Electric_IEA_2023_05_05 | 2023 |  |  | Hydrogen |  | Dispatch-Interconnection | VOM | 0 | ON | PJ | H2 Pipeline - New |  |  |  | 0.889 | 0
LCP_Inputs_ON_Electric_IEA_2023_05_05 | 2023 |  |  | Hydrogen |  | Dispatch-Interconnection | VOM | 0 | ON | PJ | H2 Pipeline - Repurposed |  |  |  | 0.889 | 0
LCP_Inputs_ON_Electric_IEA_2023_05_05 | 2023 |  |  | Methane |  | Dispatch-Interconnection | VOM | 0 | ON | QC | CH4 Pipeline |  |  |  | 0.889 | 0
LCP_Inputs_ON_Electric_IEA_2023_05_05 | 2023 |  |  | Electricity |  | Dispatch-Interconnection | VOM | 3255394.417 | ON | QC | Electricity Transmission Line |  |  |  | 0.889 | 2894033.7827
LCP_Inputs_ON_Electric_IEA_2023_05_05 | 2023 |  |  | Hydrogen |  | Dispatch-Interconnection | VOM | 0 | ON | QC | H2 Pipeline - New |  |  |  | 0.889 | 0
LCP_Inputs_ON_Electric_IEA_2023_05_05 | 2023 |  |  | Hydrogen |  | Dispatch-Interconnection | VOM | 0 | ON | QC | H2 Pipeline - Repurposed |  |  |  | 0.889 | 0
LCP_Inputs_ON_Electric_IEA_2023_05_05 | 2023 |  |  | Methane |  | Dispatch-Interconnection | VOM | 0 | ON | WC | CH4 Pipeline |  |  |  | 0.889 | 0
LCP_Inputs_ON_Electric_IEA_2023_05_05 | 2023 |  |  | Electricity |  | Dispatch-Interconnection | VOM | 102579.9117 | ON | WC | Electricity Transmission Line |  |  |  | 0.889 | 91193.168
LCP_Inputs_ON_Electric_IEA_2023_05_05 | 2023 |  |  | Hydrogen |  | Dispatch-Interconnection | VOM | 0 | ON | WC | H2 Pipeline - New |  |  |  | 0.889 | 0
LCP_Inputs_ON_Electric_IEA_2023_05_05 | 2023 |  |  | Hydrogen |  | Dispatch-Interconnection | VOM | 0 | ON | WC | H2 Pipeline - Repurposed |  |  |  | 0.889 | 0
LCP_Inputs_ON_Electric_IEA_2023_05_05 | 2023 |  |  | Methane |  | Dispatch-Interconnection | VOM | 0 | PJ | ON | CH4 Pipeline |  |  |  | 0.889 | 0
LCP_Inputs_ON_Electric_IEA_2023_05_05 | 2023 |  |  | Electricity |  | Dispatch-Interconnection | VOM | 0 | PJ | ON | Electricity Transmission Line |  |  |  | 0.889 | 0
LCP_Inputs_ON_Electric_IEA_2023_05_05 | 2023 |  |  | Hydrogen |  | Dispatch-Interconnection | VOM | 0 | PJ | ON | H2 Pipeline - New |  |  |  | 0.889 | 0
LCP_Inputs_ON_Electric_IEA_2023_05_05 | 2023 |  |  | Hydrogen |  | Dispatch-Interconnection | VOM | 0 | PJ | ON | H2 Pipeline - Repurposed |  |  |  | 0.889 | 0
LCP_Inputs_ON_Electric_IEA_2023_05_05 | 2023 |  |  | Methane |  | Dispatch-Intraconnection | VOM | 0 | PJ | PJ | CH4 Pipeline |  |  |  | 0.889 | 0
LCP_Inputs_ON_Electric_IEA_2023_05_05 | 2023 |  |  | Electricity |  | Dispatch-Intraconnection | VOM | 0 | PJ | PJ | Electricity Transmission Line |  |  |  | 0.889 | 0
LCP_Inputs_ON_Electric_IEA_2023_05_05 | 2023 |  |  | Hydrogen |  | Dispatch-Intraconnection | VOM | 0 | PJ | PJ | H2 Pipeline - New |  |  |  | 0.889 | 0
LCP_Inputs_ON_Electric_IEA_2023_05_05 | 2023 |  |  | Hydrogen |  | Dispatch-Intraconnection | VOM | 0 | PJ | PJ | H2 Pipeline - Repurposed |  |  |  | 0.889 | 0
LCP_Inputs_ON_Electric_IEA_2023_05_05 | 2023 |  |  | Electricity |  | Dispatch-Interconnection | VOM | 64147633.0874 | QC | NY | Electricity Transmission Line |  |  |  | 0.889 | 57027012.2321
LCP_Inputs_ON_Electric_IEA_2023_05_05 | 2023 |  |  | Methane |  | Dispatch-Interconnection | VOM | 0 | QC | ON | CH4 Pipeline |  |  |  | 0.889 | 0
LCP_Inputs_ON_Electric_IEA_2023_05_05 | 2023 |  |  | Electricity |  | Dispatch-Interconnection | VOM | 6033405.9492 | QC | ON | Electricity Transmission Line |  |  |  | 0.889 | 5363675.9193
LCP_Inputs_ON_Electric_IEA_2023_05_05 | 2023 |  |  | Hydrogen |  | Dispatch-Interconnection | VOM | 0 | QC | ON | H2 Pipeline - New |  |  |  | 0.889 | 0
LCP_Inputs_ON_Electric_IEA_2023_05_05 | 2023 |  |  | Hydrogen |  | Dispatch-Interconnection | VOM | 0 | QC | ON | H2 Pipeline - Repurposed |  |  |  | 0.889 | 0
LCP_Inputs_ON_Electric_IEA_2023_05_05 | 2023 |  |  | Methane |  | Dispatch-Intraconnection | VOM | 0 | QC | QC | CH4 Pipeline |  |  |  | 0.889 | 0
LCP_Inputs_ON_Electric_IEA_2023_05_05 | 2023 |  |  | Electricity |  | Dispatch-Intraconnection | VOM | 0 | QC | QC | Electricity Transmission Line |  |  |  | 0.889 | 0
LCP_Inputs_ON_Electric_IEA_2023_05_05 | 2023 |  |  | Hydrogen |  | Dispatch-Intraconnection | VOM | 0 | QC | QC | H2 Pipeline - New |  |  |  | 0.889 | 0
LCP_Inputs_ON_Electric_IEA_2023_05_05 | 2023 |  |  | Hydrogen |  | Dispatch-Intraconnection | VOM | 0 | QC | QC | H2 Pipeline - Repurposed |  |  |  | 0.889 | 0
LCP_Inputs_ON_Electric_IEA_2023_05_05 | 2023 |  |  | Electricity |  | Dispatch-Interconnection | VOM | 15700985.7774 | WC | MI | Electricity Transmission Line |  |  |  | 0.889 | 13958119.1837
LCP_Inputs_ON_Electric_IEA_2023_05_05 | 2023 |  |  | Methane |  | Dispatch-Interconnection | VOM | 0 | WC | ON | CH4 Pipeline |  |  |  | 0.889 | 0
LCP_Inputs_ON_Electric_IEA_2023_05_05 | 2023 |  |  | Electricity |  | Dispatch-Interconnection | VOM | 406211.2837 | WC | ON | Electricity Transmission Line |  |  |  | 0.889 | 361120.352
LCP_Inputs_ON_Electric_IEA_2023_05_05 | 2023 |  |  | Hydrogen |  | Dispatch-Interconnection | VOM | 0 | WC | ON | H2 Pipeline - New |  |  |  | 0.889 | 0
LCP_Inputs_ON_Electric_IEA_2023_05_05 | 2023 |  |  | Hydrogen |  | Dispatch-Interconnection | VOM | 0 | WC | ON | H2 Pipeline - Repurposed |  |  |  | 0.889 | 0
LCP_Inputs_ON_Electric_IEA_2023_05_05 | 2023 |  |  | Methane |  | Dispatch-Intraconnection | VOM | 0 | WC | WC | CH4 Pipeline |  |  |  | 0.889 | 0
LCP_Inputs_ON_Electric_IEA_2023_05_05 | 2023 |  |  | Electricity |  | Dispatch-Intraconnection | VOM | 0 | WC | WC | Electricity Transmission Line |  |  |  | 0.889 | 0
LCP_Inputs_ON_Electric_IEA_2023_05_05 | 2023 |  |  | Hydrogen |  | Dispatch-Intraconnection | VOM | 0 | WC | WC | H2 Pipeline - New |  |  |  | 0.889 | 0
LCP_Inputs_ON_Electric_IEA_2023_05_05 | 2023 |  |  | Hydrogen |  | Dispatch-Intraconnection | VOM | 0 | WC | WC | H2 Pipeline - Repurposed |  |  |  | 0.889 | 0
LCP_Inputs_ON_Electric_IEA_2023_05_05 | 2024 |  |  | Methane |  | Dispatch-Intraconnection | VOM | 0 | MI | MI | CH4 Pipeline |  |  |  | 0.8548 | 0
LCP_Inputs_ON_Electric_IEA_2023_05_05 | 2024 |  |  | Electricity |  | Dispatch-Intraconnection | VOM | 0 | MI | MI | Electricity Transmission Line |  |  |  | 0.8548 | 0
LCP_Inputs_ON_Electric_IEA_2023_05_05 | 2024 |  |  | Hydrogen |  | Dispatch-Intraconnection | VOM | 0 | MI | MI | H2 Pipeline - New |  |  |  | 0.8548 | 0
LCP_Inputs_ON_Electric_IEA_2023_05_05 | 2024 |  |  | Hydrogen |  | Dispatch-Intraconnection | VOM | 0 | MI | MI | H2 Pipeline - Repurposed |  |  |  | 0.8548 | 0
LCP_Inputs_ON_Electric_IEA_2023_05_05 | 2024 |  |  | Methane |  | Dispatch-Interconnection | VOM | 0 | MI | ON | CH4 Pipeline |  |  |  | 0.8548 | 0
LCP_Inputs_ON_Electric_IEA_2023_05_05 | 2024 |  |  | Electricity |  | Dispatch-Interconnection | VOM | 1042952.0895 | MI | ON | Electricity Transmission Line |  |  |  | 0.8548 | 891519.8171
LCP_Inputs_ON_Electric_IEA_2023_05_05 | 2024 |  |  | Hydrogen |  | Dispatch-Interconnection | VOM | 0 | MI | ON | H2 Pipeline - New |  |  |  | 0.8548 | 0
LCP_Inputs_ON_Electric_IEA_2023_05_05 | 2024 |  |  | Hydrogen |  | Dispatch-Interconnection | VOM | 0 | MI | ON | H2 Pipeline - Repurposed |  |  |  | 0.8548 | 0
LCP_Inputs_ON_Electric_IEA_2023_05_05 | 2024 |  |  | Electricity |  | Dispatch-Interconnection | VOM | 1598406.6308 | MI | WC | Electricity Transmission Line |  |  |  | 0.8548 | 1366324.687
LCP_Inputs_ON_Electric_IEA_2023_05_05 | 2024 |  |  | Methane |  | Dispatch-Intraconnection | VOM | 0 | NY | NY | CH4 Pipeline |  |  |  | 0.8548 | 0
LCP_Inputs_ON_Electric_IEA_2023_05_05 | 2024 |  |  | Electricity |  | Dispatch-Intraconnection | VOM | 0 | NY | NY | Electricity Transmission Line |  |  |  | 0.8548 | 0
LCP_Inputs_ON_Electric_IEA_2023_05_05 | 2024 |  |  | Hydrogen |  | Dispatch-Intraconnection | VOM | 0 | NY | NY | H2 Pipeline - New |  |  |  | 0.8548 | 0
LCP_Inputs_ON_Electric_IEA_2023_05_05 | 2024 |  |  | Hydrogen |  | Dispatch-Intraconnection | VOM | 0 | NY | NY | H2 Pipeline - Repurposed |  |  |  | 0.8548 | 0
LCP_Inputs_ON_Electric_IEA_2023_05_05 | 2024 |  |  | Methane |  | Dispatch-Interconnection | VOM | 0 | NY | ON | CH4 Pipeline |  |  |  | 0.8548 | 0
LCP_Inputs_ON_Electric_IEA_2023_05_05 | 2024 |  |  | Electricity |  | Dispatch-Interconnection | VOM | 5307924.4987 | NY | ON | Electricity Transmission Line |  |  |  | 0.8548 | 4537236.1071
LCP_Inputs_ON_Electric_IEA_2023_05_05 | 2024 |  |  | Hydrogen |  | Dispatch-Interconnection | VOM | 0 | NY | ON | H2 Pipeline - New |  |  |  | 0.8548 | 0
LCP_Inputs_ON_Electric_IEA_2023_05_05 | 2024 |  |  | Hydrogen |  | Dispatch-Interconnection | VOM | 0 | NY | ON | H2 Pipeline - Repurposed |  |  |  | 0.8548 | 0
LCP_Inputs_ON_Electric_IEA_2023_05_05 | 2024 |  |  | Electricity |  | Dispatch-Interconnection | VOM | 6651284.2408 | NY | QC | Electricity Transmission Line |  |  |  | 0.8548 | 5685545.6447
LCP_Inputs_ON_Electric_IEA_2023_05_05 | 2024 |  |  | Methane |  | Dispatch-Interconnection | VOM | 0 | ON | MI | CH4 Pipeline |  |  |  | 0.8548 | 0
LCP_Inputs_ON_Electric_IEA_2023_05_05 | 2024 |  |  | Electricity |  | Dispatch-Interconnection | VOM | 19222585.3256 | ON | MI | Electricity Transmission Line |  |  |  | 0.8548 | 16431546.4988
LCP_Inputs_ON_Electric_IEA_2023_05_05 | 2024 |  |  | Hydrogen |  | Dispatch-Interconnection | VOM | 0 | ON | MI | H2 Pipeline - New |  |  |  | 0.8548 | 0
LCP_Inputs_ON_Electric_IEA_2023_05_05 | 2024 |  |  | Hydrogen |  | Dispatch-Interconnection | VOM | 0 | ON | MI | H2 Pipeline - Repurposed |  |  |  | 0.8548 | 0
LCP_Inputs_ON_Electric_IEA_2023_05_05 | 2024 |  |  | Methane |  | Dispatch-Interconnection | VOM | 0 | ON | NY | CH4 Pipeline |  |  |  | 0.8548 | 0
LCP_Inputs_ON_Electric_IEA_2023_05_05 | 2024 |  |  | Electricity |  | Dispatch-Interconnection | VOM | 16219015.0853 | ON | NY | Electricity Transmission Line |  |  |  | 0.8548 | 13864082.0693
LCP_Inputs_ON_Electric_IEA_2023_05_05 | 2024 |  |  | Hydrogen |  | Dispatch-Interconnection | VOM | 0 | ON | NY | H2 Pipeline - New |  |  |  | 0.8548 | 0
LCP_Inputs_ON_Electric_IEA_2023_05_05 | 2024 |  |  | Hydrogen |  | Dispatch-Interconnection | VOM | 0 | ON | NY | H2 Pipeline - Repurposed |  |  |  | 0.8548 | 0
LCP_Inputs_ON_Electric_IEA_2023_05_05 | 2024 |  |  | Methane |  | Dispatch-Intraconnection | VOM | 775556540.7665 | ON | ON | CH4 Pipeline |  |  |  | 0.8548 | 662948981.4277
LCP_Inputs_ON_Electric_IEA_2023_05_05 | 2024 |  |  | Electricity |  | Dispatch-Intraconnection | VOM | 0 | ON | ON | Electricity Transmission Line |  |  |  | 0.8548 | 0
LCP_Inputs_ON_Electric_IEA_2023_05_05 | 2024 |  |  | Hydrogen |  | Dispatch-Intraconnection | VOM | 0 | ON | ON | H2 Pipeline - New |  |  |  | 0.8548 | 0
LCP_Inputs_ON_Electric_IEA_2023_05_05 | 2024 |  |  | Hydrogen |  | Dispatch-Intraconnection | VOM | 0 | ON | ON | H2 Pipeline - Repurposed |  |  |  | 0.8548 | 0
LCP_Inputs_ON_Electric_IEA_2023_05_05 | 2024 |  |  | Methane |  | Dispatch-Interconnection | VOM | 0 | ON | PJ | CH4 Pipeline |  |  |  | 0.8548 | 0
LCP_Inputs_ON_Electric_IEA_2023_05_05 | 2024 |  |  | Electricity |  | Dispatch-Interconnection | VOM | 0 | ON | PJ | Electricity Transmission Line |  |  |  | 0.8548 | 0
LCP_Inputs_ON_Electric_IEA_2023_05_05 | 2024 |  |  | Hydrogen |  | Dispatch-Interconnection | VOM | 0 | ON | PJ | H2 Pipeline - New |  |  |  | 0.8548 | 0
LCP_Inputs_ON_Electric_IEA_2023_05_05 | 2024 |  |  | Hydrogen |  | Dispatch-Interconnection | VOM | 0 | ON | PJ | H2 Pipeline - Repurposed |  |  |  | 0.8548 | 0
LCP_Inputs_ON_Electric_IEA_2023_05_05 | 2024 |  |  | Methane |  | Dispatch-Interconnection | VOM | 0 | ON | QC | CH4 Pipeline |  |  |  | 0.8548 | 0
LCP_Inputs_ON_Electric_IEA_2023_05_05 | 2024 |  |  | Electricity |  | Dispatch-Interconnection | VOM | 3255394.417 | ON | QC | Electricity Transmission Line |  |  |  | 0.8548 | 2782724.7911
LCP_Inputs_ON_Electric_IEA_2023_05_05 | 2024 |  |  | Hydrogen |  | Dispatch-Interconnection | VOM | 0 | ON | QC | H2 Pipeline - New |  |  |  | 0.8548 | 0
LCP_Inputs_ON_Electric_IEA_2023_05_05 | 2024 |  |  | Hydrogen |  | Dispatch-Interconnection | VOM | 0 | ON | QC | H2 Pipeline - Repurposed |  |  |  | 0.8548 | 0
LCP_Inputs_ON_Electric_IEA_2023_05_05 | 2024 |  |  | Methane |  | Dispatch-Interconnection | VOM | 0 | ON | WC | CH4 Pipeline |  |  |  | 0.8548 | 0
LCP_Inputs_ON_Electric_IEA_2023_05_05 | 2024 |  |  | Electricity |  | Dispatch-Interconnection | VOM | 102579.9117 | ON | WC | Electricity Transmission Line |  |  |  | 0.8548 | 87685.7384
LCP_Inputs_ON_Electric_IEA_2023_05_05 | 2024 |  |  | Hydrogen |  | Dispatch-Interconnection | VOM | 0 | ON | WC | H2 Pipeline - New |  |  |  | 0.8548 | 0
LCP_Inputs_ON_Electric_IEA_2023_05_05 | 2024 |  |  | Hydrogen |  | Dispatch-Interconnection | VOM | 0 | ON | WC | H2 Pipeline - Repurposed |  |  |  | 0.8548 | 0
LCP_Inputs_ON_Electric_IEA_2023_05_05 | 2024 |  |  | Methane |  | Dispatch-Interconnection | VOM | 0 | PJ | ON | CH4 Pipeline |  |  |  | 0.8548 | 0
LCP_Inputs_ON_Electric_IEA_2023_05_05 | 2024 |  |  | Electricity |  | Dispatch-Interconnection | VOM | 0 | PJ | ON | Electricity Transmission Line |  |  |  | 0.8548 | 0
LCP_Inputs_ON_Electric_IEA_2023_05_05 | 2024 |  |  | Hydrogen |  | Dispatch-Interconnection | VOM | 0 | PJ | ON | H2 Pipeline - New |  |  |  | 0.8548 | 0
LCP_Inputs_ON_Electric_IEA_2023_05_05 | 2024 |  |  | Hydrogen |  | Dispatch-Interconnection | VOM | 0 | PJ | ON | H2 Pipeline - Repurposed |  |  |  | 0.8548 | 0
LCP_Inputs_ON_Electric_IEA_2023_05_05 | 2024 |  |  | Methane |  | Dispatch-Intraconnection | VOM | 0 | PJ | PJ | CH4 Pipeline |  |  |  | 0.8548 | 0
LCP_Inputs_ON_Electric_IEA_2023_05_05 | 2024 |  |  | Electricity |  | Dispatch-Intraconnection | VOM | 0 | PJ | PJ | Electricity Transmission Line |  |  |  | 0.8548 | 0
LCP_Inputs_ON_Electric_IEA_2023_05_05 | 2024 |  |  | Hydrogen |  | Dispatch-Intraconnection | VOM | 0 | PJ | PJ | H2 Pipeline - New |  |  |  | 0.8548 | 0
LCP_Inputs_ON_Electric_IEA_2023_05_05 | 2024 |  |  | Hydrogen |  | Dispatch-Intraconnection | VOM | 0 | PJ | PJ | H2 Pipeline - Repurposed |  |  |  | 0.8548 | 0
LCP_Inputs_ON_Electric_IEA_2023_05_05 | 2024 |  |  | Electricity |  | Dispatch-Interconnection | VOM | 64147633.0874 | QC | NY | Electricity Transmission Line |  |  |  | 0.8548 | 54833665.6078
LCP_Inputs_ON_Electric_IEA_2023_05_05 | 2024 |  |  | Methane |  | Dispatch-Interconnection | VOM | 0 | QC | ON | CH4 Pipeline |  |  |  | 0.8548 | 0
LCP_Inputs_ON_Electric_IEA_2023_05_05 | 2024 |  |  | Electricity |  | Dispatch-Interconnection | VOM | 6033405.9492 | QC | ON | Electricity Transmission Line |  |  |  | 0.8548 | 5157380.6916
LCP_Inputs_ON_Electric_IEA_2023_05_05 | 2024 |  |  | Hydrogen |  | Dispatch-Interconnection | VOM | 0 | QC | ON | H2 Pipeline - New |  |  |  | 0.8548 | 0
LCP_Inputs_ON_Electric_IEA_2023_05_05 | 2024 |  |  | Hydrogen |  | Dispatch-Interconnection | VOM | 0 | QC | ON | H2 Pipeline - Repurposed |  |  |  | 0.8548 | 0
LCP_Inputs_ON_Electric_IEA_2023_05_05 | 2024 |  |  | Methane |  | Dispatch-Intraconnection | VOM | 0 | QC | QC | CH4 Pipeline |  |  |  | 0.8548 | 0
LCP_Inputs_ON_Electric_IEA_2023_05_05 | 2024 |  |  | Electricity |  | Dispatch-Intraconnection | VOM | 0 | QC | QC | Electricity Transmission Line |  |  |  | 0.8548 | 0
LCP_Inputs_ON_Electric_IEA_2023_05_05 | 2024 |  |  | Hydrogen |  | Dispatch-Intraconnection | VOM | 0 | QC | QC | H2 Pipeline - New |  |  |  | 0.8548 | 0
LCP_Inputs_ON_Electric_IEA_2023_05_05 | 2024 |  |  | Hydrogen |  | Dispatch-Intraconnection | VOM | 0 | QC | QC | H2 Pipeline - Repurposed |  |  |  | 0.8548 | 0
LCP_Inputs_ON_Electric_IEA_2023_05_05 | 2024 |  |  | Electricity |  | Dispatch-Interconnection | VOM | 15700985.7774 | WC | MI | Electricity Transmission Line |  |  |  | 0.8548 | 13421268.4458
LCP_Inputs_ON_Electric_IEA_2023_05_05 | 2024 |  |  | Methane |  | Dispatch-Interconnection | VOM | 0 | WC | ON | CH4 Pipeline |  |  |  | 0.8548 | 0
LCP_Inputs_ON_Electric_IEA_2023_05_05 | 2024 |  |  | Electricity |  | Dispatch-Interconnection | VOM | 406211.2837 | WC | ON | Electricity Transmission Line |  |  |  | 0.8548 | 347231.1077
LCP_Inputs_ON_Electric_IEA_2023_05_05 | 2024 |  |  | Hydrogen |  | Dispatch-Interconnection | VOM | 0 | WC | ON | H2 Pipeline - New |  |  |  | 0.8548 | 0
LCP_Inputs_ON_Electric_IEA_2023_05_05 | 2024 |  |  | Hydrogen |  | Dispatch-Interconnection | VOM | 0 | WC | ON | H2 Pipeline - Repurposed |  |  |  | 0.8548 | 0
LCP_Inputs_ON_Electric_IEA_2023_05_05 | 2024 |  |  | Methane |  | Dispatch-Intraconnection | VOM | 0 | WC | WC | CH4 Pipeline |  |  |  | 0.8548 | 0
LCP_Inputs_ON_Electric_IEA_2023_05_05 | 2024 |  |  | Electricity |  | Dispatch-Intraconnection | VOM | 0 | WC | WC | Electricity Transmission Line |  |  |  | 0.8548 | 0
LCP_Inputs_ON_Electric_IEA_2023_05_05 | 2024 |  |  | Hydrogen |  | Dispatch-Intraconnection | VOM | 0 | WC | WC | H2 Pipeline - New |  |  |  | 0.8548 | 0
LCP_Inputs_ON_Electric_IEA_2023_05_05 | 2024 |  |  | Hydrogen |  | Dispatch-Intraconnection | VOM | 0 | WC | WC | H2 Pipeline - Repurposed |  |  |  | 0.8548 | 0
LCP_Inputs_ON_Electric_IEA_2023_05_05 | 2025 |  |  | Methane |  | Dispatch-Intraconnection | VOM | 0 | MI | MI | CH4 Pipeline |  |  |  | 0.82193 | 0
LCP_Inputs_ON_Electric_IEA_2023_05_05 | 2025 |  |  | Electricity |  | Dispatch-Intraconnection | VOM | 0 | MI | MI | Electricity Transmission Line |  |  |  | 0.82193 | 0
LCP_Inputs_ON_Electric_IEA_2023_05_05 | 2025 |  |  | Hydrogen |  | Dispatch-Intraconnection | VOM | 0 | MI | MI | H2 Pipeline - New |  |  |  | 0.82193 | 0
LCP_Inputs_ON_Electric_IEA_2023_05_05 | 2025 |  |  | Hydrogen |  | Dispatch-Intraconnection | VOM | 0 | MI | MI | H2 Pipeline - Repurposed |  |  |  | 0.82193 | 0
LCP_Inputs_ON_Electric_IEA_2023_05_05 | 2025 |  |  | Methane |  | Dispatch-Interconnection | VOM | 0 | MI | ON | CH4 Pipeline |  |  |  | 0.82193 | 0
LCP_Inputs_ON_Electric_IEA_2023_05_05 | 2025 |  |  | Electricity |  | Dispatch-Interconnection | VOM | 1042952.0895 | MI | ON | Electricity Transmission Line |  |  |  | 0.82193 | 857230.5934
LCP_Inputs_ON_Electric_IEA_2023_05_05 | 2025 |  |  | Hydrogen |  | Dispatch-Interconnection | VOM | 0 | MI | ON | H2 Pipeline - New |  |  |  | 0.82193 | 0
LCP_Inputs_ON_Electric_IEA_2023_05_05 | 2025 |  |  | Hydrogen |  | Dispatch-Interconnection | VOM | 0 | MI | ON | H2 Pipeline - Repurposed |  |  |  | 0.82193 | 0
LCP_Inputs_ON_Electric_IEA_2023_05_05 | 2025 |  |  | Electricity |  | Dispatch-Interconnection | VOM | 1598406.6308 | MI | WC | Electricity Transmission Line |  |  |  | 0.82193 | 1313773.7375
LCP_Inputs_ON_Electric_IEA_2023_05_05 | 2025 |  |  | Methane |  | Dispatch-Intraconnection | VOM | 0 | NY | NY | CH4 Pipeline |  |  |  | 0.82193 | 0
LCP_Inputs_ON_Electric_IEA_2023_05_05 | 2025 |  |  | Electricity |  | Dispatch-Intraconnection | VOM | 0 | NY | NY | Electricity Transmission Line |  |  |  | 0.82193 | 0
LCP_Inputs_ON_Electric_IEA_2023_05_05 | 2025 |  |  | Hydrogen |  | Dispatch-Intraconnection | VOM | 0 | NY | NY | H2 Pipeline - New |  |  |  | 0.82193 | 0
LCP_Inputs_ON_Electric_IEA_2023_05_05 | 2025 |  |  | Hydrogen |  | Dispatch-Intraconnection | VOM | 0 | NY | NY | H2 Pipeline - Repurposed |  |  |  | 0.82193 | 0
LCP_Inputs_ON_Electric_IEA_2023_05_05 | 2025 |  |  | Methane |  | Dispatch-Interconnection | VOM | 0 | NY | ON | CH4 Pipeline |  |  |  | 0.82193 | 0
LCP_Inputs_ON_Electric_IEA_2023_05_05 | 2025 |  |  | Electricity |  | Dispatch-Interconnection | VOM | 5307924.4987 | NY | ON | Electricity Transmission Line |  |  |  | 0.82193 | 4362727.0261
LCP_Inputs_ON_Electric_IEA_2023_05_05 | 2025 |  |  | Hydrogen |  | Dispatch-Interconnection | VOM | 0 | NY | ON | H2 Pipeline - New |  |  |  | 0.82193 | 0
LCP_Inputs_ON_Electric_IEA_2023_05_05 | 2025 |  |  | Hydrogen |  | Dispatch-Interconnection | VOM | 0 | NY | ON | H2 Pipeline - Repurposed |  |  |  | 0.82193 | 0
LCP_Inputs_ON_Electric_IEA_2023_05_05 | 2025 |  |  | Electricity |  | Dispatch-Interconnection | VOM | 6651284.2408 | NY | QC | Electricity Transmission Line |  |  |  | 0.82193 | 5466870.8122
LCP_Inputs_ON_Electric_IEA_2023_05_05 | 2025 |  |  | Methane |  | Dispatch-Interconnection | VOM | 0 | ON | MI | CH4 Pipeline |  |  |  | 0.82193 | 0
LCP_Inputs_ON_Electric_IEA_2023_05_05 | 2025 |  |  | Electricity |  | Dispatch-Interconnection | VOM | 19222585.3256 | ON | MI | Electricity Transmission Line |  |  |  | 0.82193 | 15799563.9411
LCP_Inputs_ON_Electric_IEA_2023_05_05 | 2025 |  |  | Hydrogen |  | Dispatch-Interconnection | VOM | 0 | ON | MI | H2 Pipeline - New |  |  |  | 0.82193 | 0
LCP_Inputs_ON_Electric_IEA_2023_05_05 | 2025 |  |  | Hydrogen |  | Dispatch-Interconnection | VOM | 0 | ON | MI | H2 Pipeline - Repurposed |  |  |  | 0.82193 | 0
LCP_Inputs_ON_Electric_IEA_2023_05_05 | 2025 |  |  | Methane |  | Dispatch-Interconnection | VOM | 0 | ON | NY | CH4 Pipeline |  |  |  | 0.82193 | 0
LCP_Inputs_ON_Electric_IEA_2023_05_05 | 2025 |  |  | Electricity |  | Dispatch-Interconnection | VOM | 16219015.0853 | ON | NY | Electricity Transmission Line |  |  |  | 0.82193 | 13330848.1435
LCP_Inputs_ON_Electric_IEA_2023_05_05 | 2025 |  |  | Hydrogen |  | Dispatch-Interconnection | VOM | 0 | ON | NY | H2 Pipeline - New |  |  |  | 0.82193 | 0
LCP_Inputs_ON_Electric_IEA_2023_05_05 | 2025 |  |  | Hydrogen |  | Dispatch-Interconnection | VOM | 0 | ON | NY | H2 Pipeline - Repurposed |  |  |  | 0.82193 | 0
LCP_Inputs_ON_Electric_IEA_2023_05_05 | 2025 |  |  | Methane |  | Dispatch-Intraconnection | VOM | 775556540.7665 | ON | ON | CH4 Pipeline |  |  |  | 0.82193 | 637450943.6805
LCP_Inputs_ON_Electric_IEA_2023_05_05 | 2025 |  |  | Electricity |  | Dispatch-Intraconnection | VOM | 0 | ON | ON | Electricity Transmission Line |  |  |  | 0.82193 | 0
LCP_Inputs_ON_Electric_IEA_2023_05_05 | 2025 |  |  | Hydrogen |  | Dispatch-Intraconnection | VOM | 0 | ON | ON | H2 Pipeline - New |  |  |  | 0.82193 | 0
LCP_Inputs_ON_Electric_IEA_2023_05_05 | 2025 |  |  | Hydrogen |  | Dispatch-Intraconnection | VOM | 0 | ON | ON | H2 Pipeline - Repurposed |  |  |  | 0.82193 | 0
LCP_Inputs_ON_Electric_IEA_2023_05_05 | 2025 |  |  | Methane |  | Dispatch-Interconnection | VOM | 0 | ON | PJ | CH4 Pipeline |  |  |  | 0.82193 | 0
LCP_Inputs_ON_Electric_IEA_2023_05_05 | 2025 |  |  | Electricity |  | Dispatch-Interconnection | VOM | 0 | ON | PJ | Electricity Transmission Line |  |  |  | 0.82193 | 0
LCP_Inputs_ON_Electric_IEA_2023_05_05 | 2025 |  |  | Hydrogen |  | Dispatch-Interconnection | VOM | 0 | ON | PJ | H2 Pipeline - New |  |  |  | 0.82193 | 0
LCP_Inputs_ON_Electric_IEA_2023_05_05 | 2025 |  |  | Hydrogen |  | Dispatch-Interconnection | VOM | 0 | ON | PJ | H2 Pipeline - Repurposed |  |  |  | 0.82193 | 0
LCP_Inputs_ON_Electric_IEA_2023_05_05 | 2025 |  |  | Methane |  | Dispatch-Interconnection | VOM | 0 | ON | QC | CH4 Pipeline |  |  |  | 0.82193 | 0
LCP_Inputs_ON_Electric_IEA_2023_05_05 | 2025 |  |  | Electricity |  | Dispatch-Interconnection | VOM | 3255394.417 | ON | QC | Electricity Transmission Line |  |  |  | 0.82193 | 2675696.9145
LCP_Inputs_ON_Electric_IEA_2023_05_05 | 2025 |  |  | Hydrogen |  | Dispatch-Interconnection | VOM | 0 | ON | QC | H2 Pipeline - New |  |  |  | 0.82193 | 0
LCP_Inputs_ON_Electric_IEA_2023_05_05 | 2025 |  |  | Hydrogen |  | Dispatch-Interconnection | VOM | 0 | ON | QC | H2 Pipeline - Repurposed |  |  |  | 0.82193 | 0
LCP_Inputs_ON_Electric_IEA_2023_05_05 | 2025 |  |  | Methane |  | Dispatch-Interconnection | VOM | 0 | ON | WC | CH4 Pipeline |  |  |  | 0.82193 | 0
LCP_Inputs_ON_Electric_IEA_2023_05_05 | 2025 |  |  | Electricity |  | Dispatch-Interconnection | VOM | 102579.9117 | ON | WC | Electricity Transmission Line |  |  |  | 0.82193 | 84313.21
LCP_Inputs_ON_Electric_IEA_2023_05_05 | 2025 |  |  | Hydrogen |  | Dispatch-Interconnection | VOM | 0 | ON | WC | H2 Pipeline - New |  |  |  | 0.82193 | 0
LCP_Inputs_ON_Electric_IEA_2023_05_05 | 2025 |  |  | Hydrogen |  | Dispatch-Interconnection | VOM | 0 | ON | WC | H2 Pipeline - Repurposed |  |  |  | 0.82193 | 0
LCP_Inputs_ON_Electric_IEA_2023_05_05 | 2025 |  |  | Methane |  | Dispatch-Interconnection | VOM | 0 | PJ | ON | CH4 Pipeline |  |  |  | 0.82193 | 0
LCP_Inputs_ON_Electric_IEA_2023_05_05 | 2025 |  |  | Electricity |  | Dispatch-Interconnection | VOM | 0 | PJ | ON | Electricity Transmission Line |  |  |  | 0.82193 | 0
LCP_Inputs_ON_Electric_IEA_2023_05_05 | 2025 |  |  | Hydrogen |  | Dispatch-Interconnection | VOM | 0 | PJ | ON | H2 Pipeline - New |  |  |  | 0.82193 | 0
LCP_Inputs_ON_Electric_IEA_2023_05_05 | 2025 |  |  | Hydrogen |  | Dispatch-Interconnection | VOM | 0 | PJ | ON | H2 Pipeline - Repurposed |  |  |  | 0.82193 | 0
LCP_Inputs_ON_Electric_IEA_2023_05_05 | 2025 |  |  | Methane |  | Dispatch-Intraconnection | VOM | 0 | PJ | PJ | CH4 Pipeline |  |  |  | 0.82193 | 0
LCP_Inputs_ON_Electric_IEA_2023_05_05 | 2025 |  |  | Electricity |  | Dispatch-Intraconnection | VOM | 0 | PJ | PJ | Electricity Transmission Line |  |  |  | 0.82193 | 0
LCP_Inputs_ON_Electric_IEA_2023_05_05 | 2025 |  |  | Hydrogen |  | Dispatch-Intraconnection | VOM | 0 | PJ | PJ | H2 Pipeline - New |  |  |  | 0.82193 | 0
LCP_Inputs_ON_Electric_IEA_2023_05_05 | 2025 |  |  | Hydrogen |  | Dispatch-Intraconnection | VOM | 0 | PJ | PJ | H2 Pipeline - Repurposed |  |  |  | 0.82193 | 0
LCP_Inputs_ON_Electric_IEA_2023_05_05 | 2025 |  |  | Electricity |  | Dispatch-Interconnection | VOM | 64147633.0874 | QC | NY | Electricity Transmission Line |  |  |  | 0.82193 | 52724678.469
LCP_Inputs_ON_Electric_IEA_2023_05_05 | 2025 |  |  | Methane |  | Dispatch-Interconnection | VOM | 0 | QC | ON | CH4 Pipeline |  |  |  | 0.82193 | 0
LCP_Inputs_ON_Electric_IEA_2023_05_05 | 2025 |  |  | Electricity |  | Dispatch-Interconnection | VOM | 6033405.9492 | QC | ON | Electricity Transmission Line |  |  |  | 0.82193 | 4959019.8958
LCP_Inputs_ON_Electric_IEA_2023_05_05 | 2025 |  |  | Hydrogen |  | Dispatch-Interconnection | VOM | 0 | QC | ON | H2 Pipeline - New |  |  |  | 0.82193 | 0
LCP_Inputs_ON_Electric_IEA_2023_05_05 | 2025 |  |  | Hydrogen |  | Dispatch-Interconnection | VOM | 0 | QC | ON | H2 Pipeline - Repurposed |  |  |  | 0.82193 | 0
LCP_Inputs_ON_Electric_IEA_2023_05_05 | 2025 |  |  | Methane |  | Dispatch-Intraconnection | VOM | 0 | QC | QC | CH4 Pipeline |  |  |  | 0.82193 | 0
LCP_Inputs_ON_Electric_IEA_2023_05_05 | 2025 |  |  | Electricity |  | Dispatch-Intraconnection | VOM | 0 | QC | QC | Electricity Transmission Line |  |  |  | 0.82193 | 0
LCP_Inputs_ON_Electric_IEA_2023_05_05 | 2025 |  |  | Hydrogen |  | Dispatch-Intraconnection | VOM | 0 | QC | QC | H2 Pipeline - New |  |  |  | 0.82193 | 0
LCP_Inputs_ON_Electric_IEA_2023_05_05 | 2025 |  |  | Hydrogen |  | Dispatch-Intraconnection | VOM | 0 | QC | QC | H2 Pipeline - Repurposed |  |  |  | 0.82193 | 0
LCP_Inputs_ON_Electric_IEA_2023_05_05 | 2025 |  |  | Electricity |  | Dispatch-Interconnection | VOM | 15700985.7774 | WC | MI | Electricity Transmission Line |  |  |  | 0.82193 | 12905065.8133
LCP_Inputs_ON_Electric_IEA_2023_05_05 | 2025 |  |  | Methane |  | Dispatch-Interconnection | VOM | 0 | WC | ON | CH4 Pipeline |  |  |  | 0.82193 | 0
LCP_Inputs_ON_Electric_IEA_2023_05_05 | 2025 |  |  | Electricity |  | Dispatch-Interconnection | VOM | 406211.2837 | WC | ON | Electricity Transmission Line |  |  |  | 0.82193 | 333876.0651
LCP_Inputs_ON_Electric_IEA_2023_05_05 | 2025 |  |  | Hydrogen |  | Dispatch-Interconnection | VOM | 0 | WC | ON | H2 Pipeline - New |  |  |  | 0.82193 | 0
LCP_Inputs_ON_Electric_IEA_2023_05_05 | 2025 |  |  | Hydrogen |  | Dispatch-Interconnection | VOM | 0 | WC | ON | H2 Pipeline - Repurposed |  |  |  | 0.82193 | 0
LCP_Inputs_ON_Electric_IEA_2023_05_05 | 2025 |  |  | Methane |  | Dispatch-Intraconnection | VOM | 0 | WC | WC | CH4 Pipeline |  |  |  | 0.82193 | 0
LCP_Inputs_ON_Electric_IEA_2023_05_05 | 2025 |  |  | Electricity |  | Dispatch-Intraconnection | VOM | 0 | WC | WC | Electricity Transmission Line |  |  |  | 0.82193 | 0
LCP_Inputs_ON_Electric_IEA_2023_05_05 | 2025 |  |  | Hydrogen |  | Dispatch-Intraconnection | VOM | 0 | WC | WC | H2 Pipeline - New |  |  |  | 0.82193 | 0
LCP_Inputs_ON_Electric_IEA_2023_05_05 | 2025 |  |  | Hydrogen |  | Dispatch-Intraconnection | VOM | 0 | WC | WC | H2 Pipeline - Repurposed |  |  |  | 0.82193 | 0
LCP_Inputs_ON_Electric_IEA_2023_05_05 | 2026 |  |  | Methane |  | Dispatch-Intraconnection | VOM | 0 | MI | MI | CH4 Pipeline |  |  |  | 0.79031 | 0
LCP_Inputs_ON_Electric_IEA_2023_05_05 | 2026 |  |  | Electricity |  | Dispatch-Intraconnection | VOM | 0 | MI | MI | Electricity Transmission Line |  |  |  | 0.79031 | 0
LCP_Inputs_ON_Electric_IEA_2023_05_05 | 2026 |  |  | Hydrogen |  | Dispatch-Intraconnection | VOM | 0 | MI | MI | H2 Pipeline - New |  |  |  | 0.79031 | 0
LCP_Inputs_ON_Electric_IEA_2023_05_05 | 2026 |  |  | Hydrogen |  | Dispatch-Intraconnection | VOM | 0 | MI | MI | H2 Pipeline - Repurposed |  |  |  | 0.79031 | 0
LCP_Inputs_ON_Electric_IEA_2023_05_05 | 2026 |  |  | Methane |  | Dispatch-Interconnection | VOM | 0 | MI | ON | CH4 Pipeline |  |  |  | 0.79031 | 0
LCP_Inputs_ON_Electric_IEA_2023_05_05 | 2026 |  |  | Electricity |  | Dispatch-Interconnection | VOM | 1042952.0895 | MI | ON | Electricity Transmission Line |  |  |  | 0.79031 | 824260.1859
LCP_Inputs_ON_Electric_IEA_2023_05_05 | 2026 |  |  | Hydrogen |  | Dispatch-Interconnection | VOM | 0 | MI | ON | H2 Pipeline - New |  |  |  | 0.79031 | 0
LCP_Inputs_ON_Electric_IEA_2023_05_05 | 2026 |  |  | Hydrogen |  | Dispatch-Interconnection | VOM | 0 | MI | ON | H2 Pipeline - Repurposed |  |  |  | 0.79031 | 0
LCP_Inputs_ON_Electric_IEA_2023_05_05 | 2026 |  |  | Electricity |  | Dispatch-Interconnection | VOM | 1598406.6308 | MI | WC | Electricity Transmission Line |  |  |  | 0.79031 | 1263243.9783
LCP_Inputs_ON_Electric_IEA_2023_05_05 | 2026 |  |  | Methane |  | Dispatch-Intraconnection | VOM | 0 | NY | NY | CH4 Pipeline |  |  |  | 0.79031 | 0
LCP_Inputs_ON_Electric_IEA_2023_05_05 | 2026 |  |  | Electricity |  | Dispatch-Intraconnection | VOM | 0 | NY | NY | Electricity Transmission Line |  |  |  | 0.79031 | 0
LCP_Inputs_ON_Electric_IEA_2023_05_05 | 2026 |  |  | Hydrogen |  | Dispatch-Intraconnection | VOM | 0 | NY | NY | H2 Pipeline - New |  |  |  | 0.79031 | 0
LCP_Inputs_ON_Electric_IEA_2023_05_05 | 2026 |  |  | Hydrogen |  | Dispatch-Intraconnection | VOM | 0 | NY | NY | H2 Pipeline - Repurposed |  |  |  | 0.79031 | 0
LCP_Inputs_ON_Electric_IEA_2023_05_05 | 2026 |  |  | Methane |  | Dispatch-Interconnection | VOM | 0 | NY | ON | CH4 Pipeline |  |  |  | 0.79031 | 0
LCP_Inputs_ON_Electric_IEA_2023_05_05 | 2026 |  |  | Electricity |  | Dispatch-Interconnection | VOM | 5307924.4987 | NY | ON | Electricity Transmission Line |  |  |  | 0.79031 | 4194929.8328
LCP_Inputs_ON_Electric_IEA_2023_05_05 | 2026 |  |  | Hydrogen |  | Dispatch-Interconnection | VOM | 0 | NY | ON | H2 Pipeline - New |  |  |  | 0.79031 | 0
LCP_Inputs_ON_Electric_IEA_2023_05_05 | 2026 |  |  | Hydrogen |  | Dispatch-Interconnection | VOM | 0 | NY | ON | H2 Pipeline - Repurposed |  |  |  | 0.79031 | 0
LCP_Inputs_ON_Electric_IEA_2023_05_05 | 2026 |  |  | Electricity |  | Dispatch-Interconnection | VOM | 6651284.2408 | NY | QC | Electricity Transmission Line |  |  |  | 0.79031 | 5256606.5502
LCP_Inputs_ON_Electric_IEA_2023_05_05 | 2026 |  |  | Methane |  | Dispatch-Interconnection | VOM | 0 | ON | MI | CH4 Pipeline |  |  |  | 0.79031 | 0
LCP_Inputs_ON_Electric_IEA_2023_05_05 | 2026 |  |  | Electricity |  | Dispatch-Interconnection | VOM | 19222585.3256 | ON | MI | Electricity Transmission Line |  |  |  | 0.79031 | 15191888.4049
LCP_Inputs_ON_Electric_IEA_2023_05_05 | 2026 |  |  | Hydrogen |  | Dispatch-Interconnection | VOM | 0 | ON | MI | H2 Pipeline - New |  |  |  | 0.79031 | 0
LCP_Inputs_ON_Electric_IEA_2023_05_05 | 2026 |  |  | Hydrogen |  | Dispatch-Interconnection | VOM | 0 | ON | MI | H2 Pipeline - Repurposed |  |  |  | 0.79031 | 0
LCP_Inputs_ON_Electric_IEA_2023_05_05 | 2026 |  |  | Methane |  | Dispatch-Interconnection | VOM | 0 | ON | NY | CH4 Pipeline |  |  |  | 0.79031 | 0
LCP_Inputs_ON_Electric_IEA_2023_05_05 | 2026 |  |  | Electricity |  | Dispatch-Interconnection | VOM | 16219015.0853 | ON | NY | Electricity Transmission Line |  |  |  | 0.79031 | 12818123.2149
LCP_Inputs_ON_Electric_IEA_2023_05_05 | 2026 |  |  | Hydrogen |  | Dispatch-Interconnection | VOM | 0 | ON | NY | H2 Pipeline - New |  |  |  | 0.79031 | 0
LCP_Inputs_ON_Electric_IEA_2023_05_05 | 2026 |  |  | Hydrogen |  | Dispatch-Interconnection | VOM | 0 | ON | NY | H2 Pipeline - Repurposed |  |  |  | 0.79031 | 0
LCP_Inputs_ON_Electric_IEA_2023_05_05 | 2026 |  |  | Methane |  | Dispatch-Intraconnection | VOM | 775556540.7665 | ON | ON | CH4 Pipeline |  |  |  | 0.79031 | 612933599.6928
LCP_Inputs_ON_Electric_IEA_2023_05_05 | 2026 |  |  | Electricity |  | Dispatch-Intraconnection | VOM | 0 | ON | ON | Electricity Transmission Line |  |  |  | 0.79031 | 0
LCP_Inputs_ON_Electric_IEA_2023_05_05 | 2026 |  |  | Hydrogen |  | Dispatch-Intraconnection | VOM | 0 | ON | ON | H2 Pipeline - New |  |  |  | 0.79031 | 0
LCP_Inputs_ON_Electric_IEA_2023_05_05 | 2026 |  |  | Hydrogen |  | Dispatch-Intraconnection | VOM | 0 | ON | ON | H2 Pipeline - Repurposed |  |  |  | 0.79031 | 0
LCP_Inputs_ON_Electric_IEA_2023_05_05 | 2026 |  |  | Methane |  | Dispatch-Interconnection | VOM | 0 | ON | PJ | CH4 Pipeline |  |  |  | 0.79031 | 0
LCP_Inputs_ON_Electric_IEA_2023_05_05 | 2026 |  |  | Electricity |  | Dispatch-Interconnection | VOM | 0 | ON | PJ | Electricity Transmission Line |  |  |  | 0.79031 | 0
LCP_Inputs_ON_Electric_IEA_2023_05_05 | 2026 |  |  | Hydrogen |  | Dispatch-Interconnection | VOM | 0 | ON | PJ | H2 Pipeline - New |  |  |  | 0.79031 | 0
LCP_Inputs_ON_Electric_IEA_2023_05_05 | 2026 |  |  | Hydrogen |  | Dispatch-Interconnection | VOM | 0 | ON | PJ | H2 Pipeline - Repurposed |  |  |  | 0.79031 | 0
LCP_Inputs_ON_Electric_IEA_2023_05_05 | 2026 |  |  | Methane |  | Dispatch-Interconnection | VOM | 0 | ON | QC | CH4 Pipeline |  |  |  | 0.79031 | 0
LCP_Inputs_ON_Electric_IEA_2023_05_05 | 2026 |  |  | Electricity |  | Dispatch-Interconnection | VOM | 3255394.417 | ON | QC | Electricity Transmission Line |  |  |  | 0.79031 | 2572785.4947
LCP_Inputs_ON_Electric_IEA_2023_05_05 | 2026 |  |  | Hydrogen |  | Dispatch-Interconnection | VOM | 0 | ON | QC | H2 Pipeline - New |  |  |  | 0.79031 | 0
LCP_Inputs_ON_Electric_IEA_2023_05_05 | 2026 |  |  | Hydrogen |  | Dispatch-Interconnection | VOM | 0 | ON | QC | H2 Pipeline - Repurposed |  |  |  | 0.79031 | 0
LCP_Inputs_ON_Electric_IEA_2023_05_05 | 2026 |  |  | Methane |  | Dispatch-Interconnection | VOM | 0 | ON | WC | CH4 Pipeline |  |  |  | 0.79031 | 0
LCP_Inputs_ON_Electric_IEA_2023_05_05 | 2026 |  |  | Electricity |  | Dispatch-Interconnection | VOM | 102579.9117 | ON | WC | Electricity Transmission Line |  |  |  | 0.79031 | 81070.3943
LCP_Inputs_ON_Electric_IEA_2023_05_05 | 2026 |  |  | Hydrogen |  | Dispatch-Interconnection | VOM | 0 | ON | WC | H2 Pipeline - New |  |  |  | 0.79031 | 0
LCP_Inputs_ON_Electric_IEA_2023_05_05 | 2026 |  |  | Hydrogen |  | Dispatch-Interconnection | VOM | 0 | ON | WC | H2 Pipeline - Repurposed |  |  |  | 0.79031 | 0
LCP_Inputs_ON_Electric_IEA_2023_05_05 | 2026 |  |  | Methane |  | Dispatch-Interconnection | VOM | 0 | PJ | ON | CH4 Pipeline |  |  |  | 0.79031 | 0
LCP_Inputs_ON_Electric_IEA_2023_05_05 | 2026 |  |  | Electricity |  | Dispatch-Interconnection | VOM | 0 | PJ | ON | Electricity Transmission Line |  |  |  | 0.79031 | 0
LCP_Inputs_ON_Electric_IEA_2023_05_05 | 2026 |  |  | Hydrogen |  | Dispatch-Interconnection | VOM | 0 | PJ | ON | H2 Pipeline - New |  |  |  | 0.79031 | 0
LCP_Inputs_ON_Electric_IEA_2023_05_05 | 2026 |  |  | Hydrogen |  | Dispatch-Interconnection | VOM | 0 | PJ | ON | H2 Pipeline - Repurposed |  |  |  | 0.79031 | 0
LCP_Inputs_ON_Electric_IEA_2023_05_05 | 2026 |  |  | Methane |  | Dispatch-Intraconnection | VOM | 0 | PJ | PJ | CH4 Pipeline |  |  |  | 0.79031 | 0
LCP_Inputs_ON_Electric_IEA_2023_05_05 | 2026 |  |  | Electricity |  | Dispatch-Intraconnection | VOM | 0 | PJ | PJ | Electricity Transmission Line |  |  |  | 0.79031 | 0
LCP_Inputs_ON_Electric_IEA_2023_05_05 | 2026 |  |  | Hydrogen |  | Dispatch-Intraconnection | VOM | 0 | PJ | PJ | H2 Pipeline - New |  |  |  | 0.79031 | 0
LCP_Inputs_ON_Electric_IEA_2023_05_05 | 2026 |  |  | Hydrogen |  | Dispatch-Intraconnection | VOM | 0 | PJ | PJ | H2 Pipeline - Repurposed |  |  |  | 0.79031 | 0
LCP_Inputs_ON_Electric_IEA_2023_05_05 | 2026 |  |  | Electricity |  | Dispatch-Interconnection | VOM | 64147633.0874 | QC | NY | Electricity Transmission Line |  |  |  | 0.79031 | 50696806.2202
LCP_Inputs_ON_Electric_IEA_2023_05_05 | 2026 |  |  | Methane |  | Dispatch-Interconnection | VOM | 0 | QC | ON | CH4 Pipeline |  |  |  | 0.79031 | 0
LCP_Inputs_ON_Electric_IEA_2023_05_05 | 2026 |  |  | Electricity |  | Dispatch-Interconnection | VOM | 6033405.9492 | QC | ON | Electricity Transmission Line |  |  |  | 0.79031 | 4768288.3613
LCP_Inputs_ON_Electric_IEA_2023_05_05 | 2026 |  |  | Hydrogen |  | Dispatch-Interconnection | VOM | 0 | QC | ON | H2 Pipeline - New |  |  |  | 0.79031 | 0
LCP_Inputs_ON_Electric_IEA_2023_05_05 | 2026 |  |  | Hydrogen |  | Dispatch-Interconnection | VOM | 0 | QC | ON | H2 Pipeline - Repurposed |  |  |  | 0.79031 | 0
LCP_Inputs_ON_Electric_IEA_2023_05_05 | 2026 |  |  | Methane |  | Dispatch-Intraconnection | VOM | 0 | QC | QC | CH4 Pipeline |  |  |  | 0.79031 | 0
LCP_Inputs_ON_Electric_IEA_2023_05_05 | 2026 |  |  | Electricity |  | Dispatch-Intraconnection | VOM | 0 | QC | QC | Electricity Transmission Line |  |  |  | 0.79031 | 0
LCP_Inputs_ON_Electric_IEA_2023_05_05 | 2026 |  |  | Hydrogen |  | Dispatch-Intraconnection | VOM | 0 | QC | QC | H2 Pipeline - New |  |  |  | 0.79031 | 0
LCP_Inputs_ON_Electric_IEA_2023_05_05 | 2026 |  |  | Hydrogen |  | Dispatch-Intraconnection | VOM | 0 | QC | QC | H2 Pipeline - Repurposed |  |  |  | 0.79031 | 0
LCP_Inputs_ON_Electric_IEA_2023_05_05 | 2026 |  |  | Electricity |  | Dispatch-Interconnection | VOM | 15700985.7774 | WC | MI | Electricity Transmission Line |  |  |  | 0.79031 | 12408717.1282
LCP_Inputs_ON_Electric_IEA_2023_05_05 | 2026 |  |  | Methane |  | Dispatch-Interconnection | VOM | 0 | WC | ON | CH4 Pipeline |  |  |  | 0.79031 | 0
LCP_Inputs_ON_Electric_IEA_2023_05_05 | 2026 |  |  | Electricity |  | Dispatch-Interconnection | VOM | 406211.2837 | WC | ON | Electricity Transmission Line |  |  |  | 0.79031 | 321034.678
LCP_Inputs_ON_Electric_IEA_2023_05_05 | 2026 |  |  | Hydrogen |  | Dispatch-Interconnection | VOM | 0 | WC | ON | H2 Pipeline - New |  |  |  | 0.79031 | 0
LCP_Inputs_ON_Electric_IEA_2023_05_05 | 2026 |  |  | Hydrogen |  | Dispatch-Interconnection | VOM | 0 | WC | ON | H2 Pipeline - Repurposed |  |  |  | 0.79031 | 0
LCP_Inputs_ON_Electric_IEA_2023_05_05 | 2026 |  |  | Methane |  | Dispatch-Intraconnection | VOM | 0 | WC | WC | CH4 Pipeline |  |  |  | 0.79031 | 0
LCP_Inputs_ON_Electric_IEA_2023_05_05 | 2026 |  |  | Electricity |  | Dispatch-Intraconnection | VOM | 0 | WC | WC | Electricity Transmission Line |  |  |  | 0.79031 | 0
LCP_Inputs_ON_Electric_IEA_2023_05_05 | 2026 |  |  | Hydrogen |  | Dispatch-Intraconnection | VOM | 0 | WC | WC | H2 Pipeline - New |  |  |  | 0.79031 | 0
LCP_Inputs_ON_Electric_IEA_2023_05_05 | 2026 |  |  | Hydrogen |  | Dispatch-Intraconnection | VOM | 0 | WC | WC | H2 Pipeline - Repurposed |  |  |  | 0.79031 | 0
LCP_Inputs_ON_Electric_IEA_2023_05_05 | 2027 |  |  | Methane |  | Dispatch-Intraconnection | VOM | 0 | MI | MI | CH4 Pipeline |  |  |  | 0.75992 | 0
LCP_Inputs_ON_Electric_IEA_2023_05_05 | 2027 |  |  | Electricity |  | Dispatch-Intraconnection | VOM | 0 | MI | MI | Electricity Transmission Line |  |  |  | 0.75992 | 0
LCP_Inputs_ON_Electric_IEA_2023_05_05 | 2027 |  |  | Hydrogen |  | Dispatch-Intraconnection | VOM | 0 | MI | MI | H2 Pipeline - New |  |  |  | 0.75992 | 0
LCP_Inputs_ON_Electric_IEA_2023_05_05 | 2027 |  |  | Hydrogen |  | Dispatch-Intraconnection | VOM | 0 | MI | MI | H2 Pipeline - Repurposed |  |  |  | 0.75992 | 0
LCP_Inputs_ON_Electric_IEA_2023_05_05 | 2027 |  |  | Methane |  | Dispatch-Interconnection | VOM | 0 | MI | ON | CH4 Pipeline |  |  |  | 0.75992 | 0
LCP_Inputs_ON_Electric_IEA_2023_05_05 | 2027 |  |  | Electricity |  | Dispatch-Interconnection | VOM | 1042952.0895 | MI | ON | Electricity Transmission Line |  |  |  | 0.75992 | 792557.8711
LCP_Inputs_ON_Electric_IEA_2023_05_05 | 2027 |  |  | Hydrogen |  | Dispatch-Interconnection | VOM | 0 | MI | ON | H2 Pipeline - New |  |  |  | 0.75992 | 0
LCP_Inputs_ON_Electric_IEA_2023_05_05 | 2027 |  |  | Hydrogen |  | Dispatch-Interconnection | VOM | 0 | MI | ON | H2 Pipeline - Repurposed |  |  |  | 0.75992 | 0
LCP_Inputs_ON_Electric_IEA_2023_05_05 | 2027 |  |  | Electricity |  | Dispatch-Interconnection | VOM | 1598406.6308 | MI | WC | Electricity Transmission Line |  |  |  | 0.75992 | 1214657.6715
LCP_Inputs_ON_Electric_IEA_2023_05_05 | 2027 |  |  | Methane |  | Dispatch-Intraconnection | VOM | 0 | NY | NY | CH4 Pipeline |  |  |  | 0.75992 | 0
LCP_Inputs_ON_Electric_IEA_2023_05_05 | 2027 |  |  | Electricity |  | Dispatch-Intraconnection | VOM | 0 | NY | NY | Electricity Transmission Line |  |  |  | 0.75992 | 0
LCP_Inputs_ON_Electric_IEA_2023_05_05 | 2027 |  |  | Hydrogen |  | Dispatch-Intraconnection | VOM | 0 | NY | NY | H2 Pipeline - New |  |  |  | 0.75992 | 0
LCP_Inputs_ON_Electric_IEA_2023_05_05 | 2027 |  |  | Hydrogen |  | Dispatch-Intraconnection | VOM | 0 | NY | NY | H2 Pipeline - Repurposed |  |  |  | 0.75992 | 0
LCP_Inputs_ON_Electric_IEA_2023_05_05 | 2027 |  |  | Methane |  | Dispatch-Interconnection | VOM | 0 | NY | ON | CH4 Pipeline |  |  |  | 0.75992 | 0
LCP_Inputs_ON_Electric_IEA_2023_05_05 | 2027 |  |  | Electricity |  | Dispatch-Interconnection | VOM | 5307924.4987 | NY | ON | Electricity Transmission Line |  |  |  | 0.75992 | 4033586.3777
LCP_Inputs_ON_Electric_IEA_2023_05_05 | 2027 |  |  | Hydrogen |  | Dispatch-Interconnection | VOM | 0 | NY | ON | H2 Pipeline - New |  |  |  | 0.75992 | 0
LCP_Inputs_ON_Electric_IEA_2023_05_05 | 2027 |  |  | Hydrogen |  | Dispatch-Interconnection | VOM | 0 | NY | ON | H2 Pipeline - Repurposed |  |  |  | 0.75992 | 0
LCP_Inputs_ON_Electric_IEA_2023_05_05 | 2027 |  |  | Electricity |  | Dispatch-Interconnection | VOM | 6651284.2408 | NY | QC | Electricity Transmission Line |  |  |  | 0.75992 | 5054429.3752
LCP_Inputs_ON_Electric_IEA_2023_05_05 | 2027 |  |  | Methane |  | Dispatch-Interconnection | VOM | 0 | ON | MI | CH4 Pipeline |  |  |  | 0.75992 | 0
LCP_Inputs_ON_Electric_IEA_2023_05_05 | 2027 |  |  | Electricity |  | Dispatch-Interconnection | VOM | 19222585.3256 | ON | MI | Electricity Transmission Line |  |  |  | 0.75992 | 14607585.0048
LCP_Inputs_ON_Electric_IEA_2023_05_05 | 2027 |  |  | Hydrogen |  | Dispatch-Interconnection | VOM | 0 | ON | MI | H2 Pipeline - New |  |  |  | 0.75992 | 0
LCP_Inputs_ON_Electric_IEA_2023_05_05 | 2027 |  |  | Hydrogen |  | Dispatch-Interconnection | VOM | 0 | ON | MI | H2 Pipeline - Repurposed |  |  |  | 0.75992 | 0
LCP_Inputs_ON_Electric_IEA_2023_05_05 | 2027 |  |  | Methane |  | Dispatch-Interconnection | VOM | 0 | ON | NY | CH4 Pipeline |  |  |  | 0.75992 | 0
LCP_Inputs_ON_Electric_IEA_2023_05_05 | 2027 |  |  | Electricity |  | Dispatch-Interconnection | VOM | 16219015.0853 | ON | NY | Electricity Transmission Line |  |  |  | 0.75992 | 12325118.4759
LCP_Inputs_ON_Electric_IEA_2023_05_05 | 2027 |  |  | Hydrogen |  | Dispatch-Interconnection | VOM | 0 | ON | NY | H2 Pipeline - New |  |  |  | 0.75992 | 0
LCP_Inputs_ON_Electric_IEA_2023_05_05 | 2027 |  |  | Hydrogen |  | Dispatch-Interconnection | VOM | 0 | ON | NY | H2 Pipeline - Repurposed |  |  |  | 0.75992 | 0
LCP_Inputs_ON_Electric_IEA_2023_05_05 | 2027 |  |  | Methane |  | Dispatch-Intraconnection | VOM | 775556540.7665 | ON | ON | CH4 Pipeline |  |  |  | 0.75992 | 589359230.4739
LCP_Inputs_ON_Electric_IEA_2023_05_05 | 2027 |  |  | Electricity |  | Dispatch-Intraconnection | VOM | 0 | ON | ON | Electricity Transmission Line |  |  |  | 0.75992 | 0
LCP_Inputs_ON_Electric_IEA_2023_05_05 | 2027 |  |  | Hydrogen |  | Dispatch-Intraconnection | VOM | 0 | ON | ON | H2 Pipeline - New |  |  |  | 0.75992 | 0
LCP_Inputs_ON_Electric_IEA_2023_05_05 | 2027 |  |  | Hydrogen |  | Dispatch-Intraconnection | VOM | 0 | ON | ON | H2 Pipeline - Repurposed |  |  |  | 0.75992 | 0
LCP_Inputs_ON_Electric_IEA_2023_05_05 | 2027 |  |  | Methane |  | Dispatch-Interconnection | VOM | 0 | ON | PJ | CH4 Pipeline |  |  |  | 0.75992 | 0
LCP_Inputs_ON_Electric_IEA_2023_05_05 | 2027 |  |  | Electricity |  | Dispatch-Interconnection | VOM | 0 | ON | PJ | Electricity Transmission Line |  |  |  | 0.75992 | 0
LCP_Inputs_ON_Electric_IEA_2023_05_05 | 2027 |  |  | Hydrogen |  | Dispatch-Interconnection | VOM | 0 | ON | PJ | H2 Pipeline - New |  |  |  | 0.75992 | 0
LCP_Inputs_ON_Electric_IEA_2023_05_05 | 2027 |  |  | Hydrogen |  | Dispatch-Interconnection | VOM | 0 | ON | PJ | H2 Pipeline - Repurposed |  |  |  | 0.75992 | 0
LCP_Inputs_ON_Electric_IEA_2023_05_05 | 2027 |  |  | Methane |  | Dispatch-Interconnection | VOM | 0 | ON | QC | CH4 Pipeline |  |  |  | 0.75992 | 0
LCP_Inputs_ON_Electric_IEA_2023_05_05 | 2027 |  |  | Electricity |  | Dispatch-Interconnection | VOM | 3255394.417 | ON | QC | Electricity Transmission Line |  |  |  | 0.75992 | 2473832.2064
LCP_Inputs_ON_Electric_IEA_2023_05_05 | 2027 |  |  | Hydrogen |  | Dispatch-Interconnection | VOM | 0 | ON | QC | H2 Pipeline - New |  |  |  | 0.75992 | 0
LCP_Inputs_ON_Electric_IEA_2023_05_05 | 2027 |  |  | Hydrogen |  | Dispatch-Interconnection | VOM | 0 | ON | QC | H2 Pipeline - Repurposed |  |  |  | 0.75992 | 0
LCP_Inputs_ON_Electric_IEA_2023_05_05 | 2027 |  |  | Methane |  | Dispatch-Interconnection | VOM | 0 | ON | WC | CH4 Pipeline |  |  |  | 0.75992 | 0
LCP_Inputs_ON_Electric_IEA_2023_05_05 | 2027 |  |  | Electricity |  | Dispatch-Interconnection | VOM | 102579.9117 | ON | WC | Electricity Transmission Line |  |  |  | 0.75992 | 77952.3022
LCP_Inputs_ON_Electric_IEA_2023_05_05 | 2027 |  |  | Hydrogen |  | Dispatch-Interconnection | VOM | 0 | ON | WC | H2 Pipeline - New |  |  |  | 0.75992 | 0
LCP_Inputs_ON_Electric_IEA_2023_05_05 | 2027 |  |  | Hydrogen |  | Dispatch-Interconnection | VOM | 0 | ON | WC | H2 Pipeline - Repurposed |  |  |  | 0.75992 | 0
LCP_Inputs_ON_Electric_IEA_2023_05_05 | 2027 |  |  | Methane |  | Dispatch-Interconnection | VOM | 0 | PJ | ON | CH4 Pipeline |  |  |  | 0.75992 | 0
LCP_Inputs_ON_Electric_IEA_2023_05_05 | 2027 |  |  | Electricity |  | Dispatch-Interconnection | VOM | 0 | PJ | ON | Electricity Transmission Line |  |  |  | 0.75992 | 0
LCP_Inputs_ON_Electric_IEA_2023_05_05 | 2027 |  |  | Hydrogen |  | Dispatch-Interconnection | VOM | 0 | PJ | ON | H2 Pipeline - New |  |  |  | 0.75992 | 0
LCP_Inputs_ON_Electric_IEA_2023_05_05 | 2027 |  |  | Hydrogen |  | Dispatch-Interconnection | VOM | 0 | PJ | ON | H2 Pipeline - Repurposed |  |  |  | 0.75992 | 0
LCP_Inputs_ON_Electric_IEA_2023_05_05 | 2027 |  |  | Methane |  | Dispatch-Intraconnection | VOM | 0 | PJ | PJ | CH4 Pipeline |  |  |  | 0.75992 | 0
LCP_Inputs_ON_Electric_IEA_2023_05_05 | 2027 |  |  | Electricity |  | Dispatch-Intraconnection | VOM | 0 | PJ | PJ | Electricity Transmission Line |  |  |  | 0.75992 | 0
LCP_Inputs_ON_Electric_IEA_2023_05_05 | 2027 |  |  | Hydrogen |  | Dispatch-Intraconnection | VOM | 0 | PJ | PJ | H2 Pipeline - New |  |  |  | 0.75992 | 0
LCP_Inputs_ON_Electric_IEA_2023_05_05 | 2027 |  |  | Hydrogen |  | Dispatch-Intraconnection | VOM | 0 | PJ | PJ | H2 Pipeline - Repurposed |  |  |  | 0.75992 | 0
LCP_Inputs_ON_Electric_IEA_2023_05_05 | 2027 |  |  | Electricity |  | Dispatch-Interconnection | VOM | 64147633.0874 | QC | NY | Electricity Transmission Line |  |  |  | 0.75992 | 48746929.0579
LCP_Inputs_ON_Electric_IEA_2023_05_05 | 2027 |  |  | Methane |  | Dispatch-Interconnection | VOM | 0 | QC | ON | CH4 Pipeline |  |  |  | 0.75992 | 0
LCP_Inputs_ON_Electric_IEA_2023_05_05 | 2027 |  |  | Electricity |  | Dispatch-Interconnection | VOM | 6033405.9492 | QC | ON | Electricity Transmission Line |  |  |  | 0.75992 | 4584892.6551
LCP_Inputs_ON_Electric_IEA_2023_05_05 | 2027 |  |  | Hydrogen |  | Dispatch-Interconnection | VOM | 0 | QC | ON | H2 Pipeline - New |  |  |  | 0.75992 | 0
LCP_Inputs_ON_Electric_IEA_2023_05_05 | 2027 |  |  | Hydrogen |  | Dispatch-Interconnection | VOM | 0 | QC | ON | H2 Pipeline - Repurposed |  |  |  | 0.75992 | 0
LCP_Inputs_ON_Electric_IEA_2023_05_05 | 2027 |  |  | Methane |  | Dispatch-Intraconnection | VOM | 0 | QC | QC | CH4 Pipeline |  |  |  | 0.75992 | 0
LCP_Inputs_ON_Electric_IEA_2023_05_05 | 2027 |  |  | Electricity |  | Dispatch-Intraconnection | VOM | 0 | QC | QC | Electricity Transmission Line |  |  |  | 0.75992 | 0
LCP_Inputs_ON_Electric_IEA_2023_05_05 | 2027 |  |  | Hydrogen |  | Dispatch-Intraconnection | VOM | 0 | QC | QC | H2 Pipeline - New |  |  |  | 0.75992 | 0
LCP_Inputs_ON_Electric_IEA_2023_05_05 | 2027 |  |  | Hydrogen |  | Dispatch-Intraconnection | VOM | 0 | QC | QC | H2 Pipeline - Repurposed |  |  |  | 0.75992 | 0
LCP_Inputs_ON_Electric_IEA_2023_05_05 | 2027 |  |  | Electricity |  | Dispatch-Interconnection | VOM | 15700985.7774 | WC | MI | Electricity Transmission Line |  |  |  | 0.75992 | 11931458.7771
LCP_Inputs_ON_Electric_IEA_2023_05_05 | 2027 |  |  | Methane |  | Dispatch-Interconnection | VOM | 0 | WC | ON | CH4 Pipeline |  |  |  | 0.75992 | 0
LCP_Inputs_ON_Electric_IEA_2023_05_05 | 2027 |  |  | Electricity |  | Dispatch-Interconnection | VOM | 406211.2837 | WC | ON | Electricity Transmission Line |  |  |  | 0.75992 | 308687.1904
LCP_Inputs_ON_Electric_IEA_2023_05_05 | 2027 |  |  | Hydrogen |  | Dispatch-Interconnection | VOM | 0 | WC | ON | H2 Pipeline - New |  |  |  | 0.75992 | 0
LCP_Inputs_ON_Electric_IEA_2023_05_05 | 2027 |  |  | Hydrogen |  | Dispatch-Interconnection | VOM | 0 | WC | ON | H2 Pipeline - Repurposed |  |  |  | 0.75992 | 0
LCP_Inputs_ON_Electric_IEA_2023_05_05 | 2027 |  |  | Methane |  | Dispatch-Intraconnection | VOM | 0 | WC | WC | CH4 Pipeline |  |  |  | 0.75992 | 0
LCP_Inputs_ON_Electric_IEA_2023_05_05 | 2027 |  |  | Electricity |  | Dispatch-Intraconnection | VOM | 0 | WC | WC | Electricity Transmission Line |  |  |  | 0.75992 | 0
LCP_Inputs_ON_Electric_IEA_2023_05_05 | 2027 |  |  | Hydrogen |  | Dispatch-Intraconnection | VOM | 0 | WC | WC | H2 Pipeline - New |  |  |  | 0.75992 | 0
LCP_Inputs_ON_Electric_IEA_2023_05_05 | 2027 |  |  | Hydrogen |  | Dispatch-Intraconnection | VOM | 0 | WC | WC | H2 Pipeline - Repurposed |  |  |  | 0.75992 | 0
LCP_Inputs_ON_Electric_IEA_2023_05_05 | 2028 |  |  | Methane |  | Dispatch-Intraconnection | VOM | 0 | MI | MI | CH4 Pipeline |  |  |  | 0.73069 | 0
LCP_Inputs_ON_Electric_IEA_2023_05_05 | 2028 |  |  | Electricity |  | Dispatch-Intraconnection | VOM | 0 | MI | MI | Electricity Transmission Line |  |  |  | 0.73069 | 0
LCP_Inputs_ON_Electric_IEA_2023_05_05 | 2028 |  |  | Hydrogen |  | Dispatch-Intraconnection | VOM | 0 | MI | MI | H2 Pipeline - New |  |  |  | 0.73069 | 0
LCP_Inputs_ON_Electric_IEA_2023_05_05 | 2028 |  |  | Hydrogen |  | Dispatch-Intraconnection | VOM | 0 | MI | MI | H2 Pipeline - Repurposed |  |  |  | 0.73069 | 0
LCP_Inputs_ON_Electric_IEA_2023_05_05 | 2028 |  |  | Methane |  | Dispatch-Interconnection | VOM | 0 | MI | ON | CH4 Pipeline |  |  |  | 0.73069 | 0
LCP_Inputs_ON_Electric_IEA_2023_05_05 | 2028 |  |  | Electricity |  | Dispatch-Interconnection | VOM | 1042952.0895 | MI | ON | Electricity Transmission Line |  |  |  | 0.73069 | 762074.876
LCP_Inputs_ON_Electric_IEA_2023_05_05 | 2028 |  |  | Hydrogen |  | Dispatch-Interconnection | VOM | 0 | MI | ON | H2 Pipeline - New |  |  |  | 0.73069 | 0
LCP_Inputs_ON_Electric_IEA_2023_05_05 | 2028 |  |  | Hydrogen |  | Dispatch-Interconnection | VOM | 0 | MI | ON | H2 Pipeline - Repurposed |  |  |  | 0.73069 | 0
LCP_Inputs_ON_Electric_IEA_2023_05_05 | 2028 |  |  | Electricity |  | Dispatch-Interconnection | VOM | 1598406.6308 | MI | WC | Electricity Transmission Line |  |  |  | 0.73069 | 1167940.0687
LCP_Inputs_ON_Electric_IEA_2023_05_05 | 2028 |  |  | Methane |  | Dispatch-Intraconnection | VOM | 0 | NY | NY | CH4 Pipeline |  |  |  | 0.73069 | 0
LCP_Inputs_ON_Electric_IEA_2023_05_05 | 2028 |  |  | Electricity |  | Dispatch-Intraconnection | VOM | 0 | NY | NY | Electricity Transmission Line |  |  |  | 0.73069 | 0
LCP_Inputs_ON_Electric_IEA_2023_05_05 | 2028 |  |  | Hydrogen |  | Dispatch-Intraconnection | VOM | 0 | NY | NY | H2 Pipeline - New |  |  |  | 0.73069 | 0
LCP_Inputs_ON_Electric_IEA_2023_05_05 | 2028 |  |  | Hydrogen |  | Dispatch-Intraconnection | VOM | 0 | NY | NY | H2 Pipeline - Repurposed |  |  |  | 0.73069 | 0
LCP_Inputs_ON_Electric_IEA_2023_05_05 | 2028 |  |  | Methane |  | Dispatch-Interconnection | VOM | 0 | NY | ON | CH4 Pipeline |  |  |  | 0.73069 | 0
LCP_Inputs_ON_Electric_IEA_2023_05_05 | 2028 |  |  | Electricity |  | Dispatch-Interconnection | VOM | 5307924.4987 | NY | ON | Electricity Transmission Line |  |  |  | 0.73069 | 3878448.4401
LCP_Inputs_ON_Electric_IEA_2023_05_05 | 2028 |  |  | Hydrogen |  | Dispatch-Interconnection | VOM | 0 | NY | ON | H2 Pipeline - New |  |  |  | 0.73069 | 0
LCP_Inputs_ON_Electric_IEA_2023_05_05 | 2028 |  |  | Hydrogen |  | Dispatch-Interconnection | VOM | 0 | NY | ON | H2 Pipeline - Repurposed |  |  |  | 0.73069 | 0
LCP_Inputs_ON_Electric_IEA_2023_05_05 | 2028 |  |  | Electricity |  | Dispatch-Interconnection | VOM | 6651284.2408 | NY | QC | Electricity Transmission Line |  |  |  | 0.73069 | 4860028.2454
LCP_Inputs_ON_Electric_IEA_2023_05_05 | 2028 |  |  | Methane |  | Dispatch-Interconnection | VOM | 0 | ON | MI | CH4 Pipeline |  |  |  | 0.73069 | 0
LCP_Inputs_ON_Electric_IEA_2023_05_05 | 2028 |  |  | Electricity |  | Dispatch-Interconnection | VOM | 19222585.3256 | ON | MI | Electricity Transmission Line |  |  |  | 0.73069 | 14045754.8123
LCP_Inputs_ON_Electric_IEA_2023_05_05 | 2028 |  |  | Hydrogen |  | Dispatch-Interconnection | VOM | 0 | ON | MI | H2 Pipeline - New |  |  |  | 0.73069 | 0
LCP_Inputs_ON_Electric_IEA_2023_05_05 | 2028 |  |  | Hydrogen |  | Dispatch-Interconnection | VOM | 0 | ON | MI | H2 Pipeline - Repurposed |  |  |  | 0.73069 | 0
LCP_Inputs_ON_Electric_IEA_2023_05_05 | 2028 |  |  | Methane |  | Dispatch-Interconnection | VOM | 0 | ON | NY | CH4 Pipeline |  |  |  | 0.73069 | 0
LCP_Inputs_ON_Electric_IEA_2023_05_05 | 2028 |  |  | Electricity |  | Dispatch-Interconnection | VOM | 16219015.0853 | ON | NY | Electricity Transmission Line |  |  |  | 0.73069 | 11851075.4576
LCP_Inputs_ON_Electric_IEA_2023_05_05 | 2028 |  |  | Hydrogen |  | Dispatch-Interconnection | VOM | 0 | ON | NY | H2 Pipeline - New |  |  |  | 0.73069 | 0
LCP_Inputs_ON_Electric_IEA_2023_05_05 | 2028 |  |  | Hydrogen |  | Dispatch-Interconnection | VOM | 0 | ON | NY | H2 Pipeline - Repurposed |  |  |  | 0.73069 | 0
LCP_Inputs_ON_Electric_IEA_2023_05_05 | 2028 |  |  | Methane |  | Dispatch-Intraconnection | VOM | 775556540.7665 | ON | ON | CH4 Pipeline |  |  |  | 0.73069 | 566691567.7633
LCP_Inputs_ON_Electric_IEA_2023_05_05 | 2028 |  |  | Electricity |  | Dispatch-Intraconnection | VOM | 0 | ON | ON | Electricity Transmission Line |  |  |  | 0.73069 | 0
LCP_Inputs_ON_Electric_IEA_2023_05_05 | 2028 |  |  | Hydrogen |  | Dispatch-Intraconnection | VOM | 0 | ON | ON | H2 Pipeline - New |  |  |  | 0.73069 | 0
LCP_Inputs_ON_Electric_IEA_2023_05_05 | 2028 |  |  | Hydrogen |  | Dispatch-Intraconnection | VOM | 0 | ON | ON | H2 Pipeline - Repurposed |  |  |  | 0.73069 | 0
LCP_Inputs_ON_Electric_IEA_2023_05_05 | 2028 |  |  | Methane |  | Dispatch-Interconnection | VOM | 0 | ON | PJ | CH4 Pipeline |  |  |  | 0.73069 | 0
LCP_Inputs_ON_Electric_IEA_2023_05_05 | 2028 |  |  | Electricity |  | Dispatch-Interconnection | VOM | 0 | ON | PJ | Electricity Transmission Line |  |  |  | 0.73069 | 0
LCP_Inputs_ON_Electric_IEA_2023_05_05 | 2028 |  |  | Hydrogen |  | Dispatch-Interconnection | VOM | 0 | ON | PJ | H2 Pipeline - New |  |  |  | 0.73069 | 0
LCP_Inputs_ON_Electric_IEA_2023_05_05 | 2028 |  |  | Hydrogen |  | Dispatch-Interconnection | VOM | 0 | ON | PJ | H2 Pipeline - Repurposed |  |  |  | 0.73069 | 0
LCP_Inputs_ON_Electric_IEA_2023_05_05 | 2028 |  |  | Methane |  | Dispatch-Interconnection | VOM | 0 | ON | QC | CH4 Pipeline |  |  |  | 0.73069 | 0
LCP_Inputs_ON_Electric_IEA_2023_05_05 | 2028 |  |  | Electricity |  | Dispatch-Interconnection | VOM | 3255394.417 | ON | QC | Electricity Transmission Line |  |  |  | 0.73069 | 2378684.8139
LCP_Inputs_ON_Electric_IEA_2023_05_05 | 2028 |  |  | Hydrogen |  | Dispatch-Interconnection | VOM | 0 | ON | QC | H2 Pipeline - New |  |  |  | 0.73069 | 0
LCP_Inputs_ON_Electric_IEA_2023_05_05 | 2028 |  |  | Hydrogen |  | Dispatch-Interconnection | VOM | 0 | ON | QC | H2 Pipeline - Repurposed |  |  |  | 0.73069 | 0
LCP_Inputs_ON_Electric_IEA_2023_05_05 | 2028 |  |  | Methane |  | Dispatch-Interconnection | VOM | 0 | ON | WC | CH4 Pipeline |  |  |  | 0.73069 | 0
LCP_Inputs_ON_Electric_IEA_2023_05_05 | 2028 |  |  | Electricity |  | Dispatch-Interconnection | VOM | 102579.9117 | ON | WC | Electricity Transmission Line |  |  |  | 0.73069 | 74954.1367
LCP_Inputs_ON_Electric_IEA_2023_05_05 | 2028 |  |  | Hydrogen |  | Dispatch-Interconnection | VOM | 0 | ON | WC | H2 Pipeline - New |  |  |  | 0.73069 | 0
LCP_Inputs_ON_Electric_IEA_2023_05_05 | 2028 |  |  | Hydrogen |  | Dispatch-Interconnection | VOM | 0 | ON | WC | H2 Pipeline - Repurposed |  |  |  | 0.73069 | 0
LCP_Inputs_ON_Electric_IEA_2023_05_05 | 2028 |  |  | Methane |  | Dispatch-Interconnection | VOM | 0 | PJ | ON | CH4 Pipeline |  |  |  | 0.73069 | 0
LCP_Inputs_ON_Electric_IEA_2023_05_05 | 2028 |  |  | Electricity |  | Dispatch-Interconnection | VOM | 0 | PJ | ON | Electricity Transmission Line |  |  |  | 0.73069 | 0
LCP_Inputs_ON_Electric_IEA_2023_05_05 | 2028 |  |  | Hydrogen |  | Dispatch-Interconnection | VOM | 0 | PJ | ON | H2 Pipeline - New |  |  |  | 0.73069 | 0
LCP_Inputs_ON_Electric_IEA_2023_05_05 | 2028 |  |  | Hydrogen |  | Dispatch-Interconnection | VOM | 0 | PJ | ON | H2 Pipeline - Repurposed |  |  |  | 0.73069 | 0
LCP_Inputs_ON_Electric_IEA_2023_05_05 | 2028 |  |  | Methane |  | Dispatch-Intraconnection | VOM | 0 | PJ | PJ | CH4 Pipeline |  |  |  | 0.73069 | 0
LCP_Inputs_ON_Electric_IEA_2023_05_05 | 2028 |  |  | Electricity |  | Dispatch-Intraconnection | VOM | 0 | PJ | PJ | Electricity Transmission Line |  |  |  | 0.73069 | 0
LCP_Inputs_ON_Electric_IEA_2023_05_05 | 2028 |  |  | Hydrogen |  | Dispatch-Intraconnection | VOM | 0 | PJ | PJ | H2 Pipeline - New |  |  |  | 0.73069 | 0
LCP_Inputs_ON_Electric_IEA_2023_05_05 | 2028 |  |  | Hydrogen |  | Dispatch-Intraconnection | VOM | 0 | PJ | PJ | H2 Pipeline - Repurposed |  |  |  | 0.73069 | 0
LCP_Inputs_ON_Electric_IEA_2023_05_05 | 2028 |  |  | Electricity |  | Dispatch-Interconnection | VOM | 64147633.0874 | QC | NY | Electricity Transmission Line |  |  |  | 0.73069 | 46872047.171
LCP_Inputs_ON_Electric_IEA_2023_05_05 | 2028 |  |  | Methane |  | Dispatch-Interconnection | VOM | 0 | QC | ON | CH4 Pipeline |  |  |  | 0.73069 | 0
LCP_Inputs_ON_Electric_IEA_2023_05_05 | 2028 |  |  | Electricity |  | Dispatch-Interconnection | VOM | 6033405.9492 | QC | ON | Electricity Transmission Line |  |  |  | 0.73069 | 4408550.6299
LCP_Inputs_ON_Electric_IEA_2023_05_05 | 2028 |  |  | Hydrogen |  | Dispatch-Interconnection | VOM | 0 | QC | ON | H2 Pipeline - New |  |  |  | 0.73069 | 0
LCP_Inputs_ON_Electric_IEA_2023_05_05 | 2028 |  |  | Hydrogen |  | Dispatch-Interconnection | VOM | 0 | QC | ON | H2 Pipeline - Repurposed |  |  |  | 0.73069 | 0
LCP_Inputs_ON_Electric_IEA_2023_05_05 | 2028 |  |  | Methane |  | Dispatch-Intraconnection | VOM | 0 | QC | QC | CH4 Pipeline |  |  |  | 0.73069 | 0
LCP_Inputs_ON_Electric_IEA_2023_05_05 | 2028 |  |  | Electricity |  | Dispatch-Intraconnection | VOM | 0 | QC | QC | Electricity Transmission Line |  |  |  | 0.73069 | 0
LCP_Inputs_ON_Electric_IEA_2023_05_05 | 2028 |  |  | Hydrogen |  | Dispatch-Intraconnection | VOM | 0 | QC | QC | H2 Pipeline - New |  |  |  | 0.73069 | 0
LCP_Inputs_ON_Electric_IEA_2023_05_05 | 2028 |  |  | Hydrogen |  | Dispatch-Intraconnection | VOM | 0 | QC | QC | H2 Pipeline - Repurposed |  |  |  | 0.73069 | 0
LCP_Inputs_ON_Electric_IEA_2023_05_05 | 2028 |  |  | Electricity |  | Dispatch-Interconnection | VOM | 15700985.7774 | WC | MI | Electricity Transmission Line |  |  |  | 0.73069 | 11472556.5164
LCP_Inputs_ON_Electric_IEA_2023_05_05 | 2028 |  |  | Methane |  | Dispatch-Interconnection | VOM | 0 | WC | ON | CH4 Pipeline |  |  |  | 0.73069 | 0
LCP_Inputs_ON_Electric_IEA_2023_05_05 | 2028 |  |  | Electricity |  | Dispatch-Interconnection | VOM | 406211.2837 | WC | ON | Electricity Transmission Line |  |  |  | 0.73069 | 296814.6061
LCP_Inputs_ON_Electric_IEA_2023_05_05 | 2028 |  |  | Hydrogen |  | Dispatch-Interconnection | VOM | 0 | WC | ON | H2 Pipeline - New |  |  |  | 0.73069 | 0
LCP_Inputs_ON_Electric_IEA_2023_05_05 | 2028 |  |  | Hydrogen |  | Dispatch-Interconnection | VOM | 0 | WC | ON | H2 Pipeline - Repurposed |  |  |  | 0.73069 | 0
LCP_Inputs_ON_Electric_IEA_2023_05_05 | 2028 |  |  | Methane |  | Dispatch-Intraconnection | VOM | 0 | WC | WC | CH4 Pipeline |  |  |  | 0.73069 | 0
LCP_Inputs_ON_Electric_IEA_2023_05_05 | 2028 |  |  | Electricity |  | Dispatch-Intraconnection | VOM | 0 | WC | WC | Electricity Transmission Line |  |  |  | 0.73069 | 0
LCP_Inputs_ON_Electric_IEA_2023_05_05 | 2028 |  |  | Hydrogen |  | Dispatch-Intraconnection | VOM | 0 | WC | WC | H2 Pipeline - New |  |  |  | 0.73069 | 0
LCP_Inputs_ON_Electric_IEA_2023_05_05 | 2028 |  |  | Hydrogen |  | Dispatch-Intraconnection | VOM | 0 | WC | WC | H2 Pipeline - Repurposed |  |  |  | 0.73069 | 0
LCP_Inputs_ON_Electric_IEA_2023_05_05 | 2029 |  |  | Methane |  | Dispatch-Intraconnection | VOM | 0 | MI | MI | CH4 Pipeline |  |  |  | 0.70259 | 0
LCP_Inputs_ON_Electric_IEA_2023_05_05 | 2029 |  |  | Electricity |  | Dispatch-Intraconnection | VOM | 0 | MI | MI | Electricity Transmission Line |  |  |  | 0.70259 | 0
LCP_Inputs_ON_Electric_IEA_2023_05_05 | 2029 |  |  | Hydrogen |  | Dispatch-Intraconnection | VOM | 0 | MI | MI | H2 Pipeline - New |  |  |  | 0.70259 | 0
LCP_Inputs_ON_Electric_IEA_2023_05_05 | 2029 |  |  | Hydrogen |  | Dispatch-Intraconnection | VOM | 0 | MI | MI | H2 Pipeline - Repurposed |  |  |  | 0.70259 | 0
LCP_Inputs_ON_Electric_IEA_2023_05_05 | 2029 |  |  | Methane |  | Dispatch-Interconnection | VOM | 0 | MI | ON | CH4 Pipeline |  |  |  | 0.70259 | 0
LCP_Inputs_ON_Electric_IEA_2023_05_05 | 2029 |  |  | Electricity |  | Dispatch-Interconnection | VOM | 1042952.0895 | MI | ON | Electricity Transmission Line |  |  |  | 0.70259 | 732764.3039
LCP_Inputs_ON_Electric_IEA_2023_05_05 | 2029 |  |  | Hydrogen |  | Dispatch-Interconnection | VOM | 0 | MI | ON | H2 Pipeline - New |  |  |  | 0.70259 | 0
LCP_Inputs_ON_Electric_IEA_2023_05_05 | 2029 |  |  | Hydrogen |  | Dispatch-Interconnection | VOM | 0 | MI | ON | H2 Pipeline - Repurposed |  |  |  | 0.70259 | 0
LCP_Inputs_ON_Electric_IEA_2023_05_05 | 2029 |  |  | Electricity |  | Dispatch-Interconnection | VOM | 1598406.6308 | MI | WC | Electricity Transmission Line |  |  |  | 0.70259 | 1123019.2969
LCP_Inputs_ON_Electric_IEA_2023_05_05 | 2029 |  |  | Methane |  | Dispatch-Intraconnection | VOM | 0 | NY | NY | CH4 Pipeline |  |  |  | 0.70259 | 0
LCP_Inputs_ON_Electric_IEA_2023_05_05 | 2029 |  |  | Electricity |  | Dispatch-Intraconnection | VOM | 0 | NY | NY | Electricity Transmission Line |  |  |  | 0.70259 | 0
LCP_Inputs_ON_Electric_IEA_2023_05_05 | 2029 |  |  | Hydrogen |  | Dispatch-Intraconnection | VOM | 0 | NY | NY | H2 Pipeline - New |  |  |  | 0.70259 | 0
LCP_Inputs_ON_Electric_IEA_2023_05_05 | 2029 |  |  | Hydrogen |  | Dispatch-Intraconnection | VOM | 0 | NY | NY | H2 Pipeline - Repurposed |  |  |  | 0.70259 | 0
LCP_Inputs_ON_Electric_IEA_2023_05_05 | 2029 |  |  | Methane |  | Dispatch-Interconnection | VOM | 0 | NY | ON | CH4 Pipeline |  |  |  | 0.70259 | 0
LCP_Inputs_ON_Electric_IEA_2023_05_05 | 2029 |  |  | Electricity |  | Dispatch-Interconnection | VOM | 5307924.4987 | NY | ON | Electricity Transmission Line |  |  |  | 0.70259 | 3729277.3462
LCP_Inputs_ON_Electric_IEA_2023_05_05 | 2029 |  |  | Hydrogen |  | Dispatch-Interconnection | VOM | 0 | NY | ON | H2 Pipeline - New |  |  |  | 0.70259 | 0
LCP_Inputs_ON_Electric_IEA_2023_05_05 | 2029 |  |  | Hydrogen |  | Dispatch-Interconnection | VOM | 0 | NY | ON | H2 Pipeline - Repurposed |  |  |  | 0.70259 | 0
LCP_Inputs_ON_Electric_IEA_2023_05_05 | 2029 |  |  | Electricity |  | Dispatch-Interconnection | VOM | 6651284.2408 | NY | QC | Electricity Transmission Line |  |  |  | 0.70259 | 4673104.0821
LCP_Inputs_ON_Electric_IEA_2023_05_05 | 2029 |  |  | Methane |  | Dispatch-Interconnection | VOM | 0 | ON | MI | CH4 Pipeline |  |  |  | 0.70259 | 0
LCP_Inputs_ON_Electric_IEA_2023_05_05 | 2029 |  |  | Electricity |  | Dispatch-Interconnection | VOM | 19222585.3256 | ON | MI | Electricity Transmission Line |  |  |  | 0.70259 | 13505533.4733
LCP_Inputs_ON_Electric_IEA_2023_05_05 | 2029 |  |  | Hydrogen |  | Dispatch-Interconnection | VOM | 0 | ON | MI | H2 Pipeline - New |  |  |  | 0.70259 | 0
LCP_Inputs_ON_Electric_IEA_2023_05_05 | 2029 |  |  | Hydrogen |  | Dispatch-Interconnection | VOM | 0 | ON | MI | H2 Pipeline - Repurposed |  |  |  | 0.70259 | 0
LCP_Inputs_ON_Electric_IEA_2023_05_05 | 2029 |  |  | Methane |  | Dispatch-Interconnection | VOM | 0 | ON | NY | CH4 Pipeline |  |  |  | 0.70259 | 0
LCP_Inputs_ON_Electric_IEA_2023_05_05 | 2029 |  |  | Electricity |  | Dispatch-Interconnection | VOM | 16219015.0853 | ON | NY | Electricity Transmission Line |  |  |  | 0.70259 | 11395264.8631
LCP_Inputs_ON_Electric_IEA_2023_05_05 | 2029 |  |  | Hydrogen |  | Dispatch-Interconnection | VOM | 0 | ON | NY | H2 Pipeline - New |  |  |  | 0.70259 | 0
LCP_Inputs_ON_Electric_IEA_2023_05_05 | 2029 |  |  | Hydrogen |  | Dispatch-Interconnection | VOM | 0 | ON | NY | H2 Pipeline - Repurposed |  |  |  | 0.70259 | 0
LCP_Inputs_ON_Electric_IEA_2023_05_05 | 2029 |  |  | Methane |  | Dispatch-Intraconnection | VOM | 775556540.7665 | ON | ON | CH4 Pipeline |  |  |  | 0.70259 | 544895738.234
LCP_Inputs_ON_Electric_IEA_2023_05_05 | 2029 |  |  | Electricity |  | Dispatch-Intraconnection | VOM | 0 | ON | ON | Electricity Transmission Line |  |  |  | 0.70259 | 0
LCP_Inputs_ON_Electric_IEA_2023_05_05 | 2029 |  |  | Hydrogen |  | Dispatch-Intraconnection | VOM | 0 | ON | ON | H2 Pipeline - New |  |  |  | 0.70259 | 0
LCP_Inputs_ON_Electric_IEA_2023_05_05 | 2029 |  |  | Hydrogen |  | Dispatch-Intraconnection | VOM | 0 | ON | ON | H2 Pipeline - Repurposed |  |  |  | 0.70259 | 0
LCP_Inputs_ON_Electric_IEA_2023_05_05 | 2029 |  |  | Methane |  | Dispatch-Interconnection | VOM | 0 | ON | PJ | CH4 Pipeline |  |  |  | 0.70259 | 0
LCP_Inputs_ON_Electric_IEA_2023_05_05 | 2029 |  |  | Electricity |  | Dispatch-Interconnection | VOM | 0 | ON | PJ | Electricity Transmission Line |  |  |  | 0.70259 | 0
LCP_Inputs_ON_Electric_IEA_2023_05_05 | 2029 |  |  | Hydrogen |  | Dispatch-Interconnection | VOM | 0 | ON | PJ | H2 Pipeline - New |  |  |  | 0.70259 | 0
LCP_Inputs_ON_Electric_IEA_2023_05_05 | 2029 |  |  | Hydrogen |  | Dispatch-Interconnection | VOM | 0 | ON | PJ | H2 Pipeline - Repurposed |  |  |  | 0.70259 | 0
LCP_Inputs_ON_Electric_IEA_2023_05_05 | 2029 |  |  | Methane |  | Dispatch-Interconnection | VOM | 0 | ON | QC | CH4 Pipeline |  |  |  | 0.70259 | 0
LCP_Inputs_ON_Electric_IEA_2023_05_05 | 2029 |  |  | Electricity |  | Dispatch-Interconnection | VOM | 3255394.417 | ON | QC | Electricity Transmission Line |  |  |  | 0.70259 | 2287196.9364
LCP_Inputs_ON_Electric_IEA_2023_05_05 | 2029 |  |  | Hydrogen |  | Dispatch-Interconnection | VOM | 0 | ON | QC | H2 Pipeline - New |  |  |  | 0.70259 | 0
LCP_Inputs_ON_Electric_IEA_2023_05_05 | 2029 |  |  | Hydrogen |  | Dispatch-Interconnection | VOM | 0 | ON | QC | H2 Pipeline - Repurposed |  |  |  | 0.70259 | 0
LCP_Inputs_ON_Electric_IEA_2023_05_05 | 2029 |  |  | Methane |  | Dispatch-Interconnection | VOM | 0 | ON | WC | CH4 Pipeline |  |  |  | 0.70259 | 0
LCP_Inputs_ON_Electric_IEA_2023_05_05 | 2029 |  |  | Electricity |  | Dispatch-Interconnection | VOM | 102579.9117 | ON | WC | Electricity Transmission Line |  |  |  | 0.70259 | 72071.2853
LCP_Inputs_ON_Electric_IEA_2023_05_05 | 2029 |  |  | Hydrogen |  | Dispatch-Interconnection | VOM | 0 | ON | WC | H2 Pipeline - New |  |  |  | 0.70259 | 0
LCP_Inputs_ON_Electric_IEA_2023_05_05 | 2029 |  |  | Hydrogen |  | Dispatch-Interconnection | VOM | 0 | ON | WC | H2 Pipeline - Repurposed |  |  |  | 0.70259 | 0
LCP_Inputs_ON_Electric_IEA_2023_05_05 | 2029 |  |  | Methane |  | Dispatch-Interconnection | VOM | 0 | PJ | ON | CH4 Pipeline |  |  |  | 0.70259 | 0
LCP_Inputs_ON_Electric_IEA_2023_05_05 | 2029 |  |  | Electricity |  | Dispatch-Interconnection | VOM | 0 | PJ | ON | Electricity Transmission Line |  |  |  | 0.70259 | 0
LCP_Inputs_ON_Electric_IEA_2023_05_05 | 2029 |  |  | Hydrogen |  | Dispatch-Interconnection | VOM | 0 | PJ | ON | H2 Pipeline - New |  |  |  | 0.70259 | 0
LCP_Inputs_ON_Electric_IEA_2023_05_05 | 2029 |  |  | Hydrogen |  | Dispatch-Interconnection | VOM | 0 | PJ | ON | H2 Pipeline - Repurposed |  |  |  | 0.70259 | 0
LCP_Inputs_ON_Electric_IEA_2023_05_05 | 2029 |  |  | Methane |  | Dispatch-Intraconnection | VOM | 0 | PJ | PJ | CH4 Pipeline |  |  |  | 0.70259 | 0
LCP_Inputs_ON_Electric_IEA_2023_05_05 | 2029 |  |  | Electricity |  | Dispatch-Intraconnection | VOM | 0 | PJ | PJ | Electricity Transmission Line |  |  |  | 0.70259 | 0
LCP_Inputs_ON_Electric_IEA_2023_05_05 | 2029 |  |  | Hydrogen |  | Dispatch-Intraconnection | VOM | 0 | PJ | PJ | H2 Pipeline - New |  |  |  | 0.70259 | 0
LCP_Inputs_ON_Electric_IEA_2023_05_05 | 2029 |  |  | Hydrogen |  | Dispatch-Intraconnection | VOM | 0 | PJ | PJ | H2 Pipeline - Repurposed |  |  |  | 0.70259 | 0
LCP_Inputs_ON_Electric_IEA_2023_05_05 | 2029 |  |  | Electricity |  | Dispatch-Interconnection | VOM | 64147633.0874 | QC | NY | Electricity Transmission Line |  |  |  | 0.70259 | 45069276.126
LCP_Inputs_ON_Electric_IEA_2023_05_05 | 2029 |  |  | Methane |  | Dispatch-Interconnection | VOM | 0 | QC | ON | CH4 Pipeline |  |  |  | 0.70259 | 0
LCP_Inputs_ON_Electric_IEA_2023_05_05 | 2029 |  |  | Electricity |  | Dispatch-Interconnection | VOM | 6033405.9492 | QC | ON | Electricity Transmission Line |  |  |  | 0.70259 | 4238990.9903
LCP_Inputs_ON_Electric_IEA_2023_05_05 | 2029 |  |  | Hydrogen |  | Dispatch-Interconnection | VOM | 0 | QC | ON | H2 Pipeline - New |  |  |  | 0.70259 | 0
LCP_Inputs_ON_Electric_IEA_2023_05_05 | 2029 |  |  | Hydrogen |  | Dispatch-Interconnection | VOM | 0 | QC | ON | H2 Pipeline - Repurposed |  |  |  | 0.70259 | 0
LCP_Inputs_ON_Electric_IEA_2023_05_05 | 2029 |  |  | Methane |  | Dispatch-Intraconnection | VOM | 0 | QC | QC | CH4 Pipeline |  |  |  | 0.70259 | 0
LCP_Inputs_ON_Electric_IEA_2023_05_05 | 2029 |  |  | Electricity |  | Dispatch-Intraconnection | VOM | 0 | QC | QC | Electricity Transmission Line |  |  |  | 0.70259 | 0
LCP_Inputs_ON_Electric_IEA_2023_05_05 | 2029 |  |  | Hydrogen |  | Dispatch-Intraconnection | VOM | 0 | QC | QC | H2 Pipeline - New |  |  |  | 0.70259 | 0
LCP_Inputs_ON_Electric_IEA_2023_05_05 | 2029 |  |  | Hydrogen |  | Dispatch-Intraconnection | VOM | 0 | QC | QC | H2 Pipeline - Repurposed |  |  |  | 0.70259 | 0
LCP_Inputs_ON_Electric_IEA_2023_05_05 | 2029 |  |  | Electricity |  | Dispatch-Interconnection | VOM | 15700985.7774 | WC | MI | Electricity Transmission Line |  |  |  | 0.70259 | 11031304.3427
LCP_Inputs_ON_Electric_IEA_2023_05_05 | 2029 |  |  | Methane |  | Dispatch-Interconnection | VOM | 0 | WC | ON | CH4 Pipeline |  |  |  | 0.70259 | 0
LCP_Inputs_ON_Electric_IEA_2023_05_05 | 2029 |  |  | Electricity |  | Dispatch-Interconnection | VOM | 406211.2837 | WC | ON | Electricity Transmission Line |  |  |  | 0.70259 | 285398.6598
LCP_Inputs_ON_Electric_IEA_2023_05_05 | 2029 |  |  | Hydrogen |  | Dispatch-Interconnection | VOM | 0 | WC | ON | H2 Pipeline - New |  |  |  | 0.70259 | 0
LCP_Inputs_ON_Electric_IEA_2023_05_05 | 2029 |  |  | Hydrogen |  | Dispatch-Interconnection | VOM | 0 | WC | ON | H2 Pipeline - Repurposed |  |  |  | 0.70259 | 0
LCP_Inputs_ON_Electric_IEA_2023_05_05 | 2029 |  |  | Methane |  | Dispatch-Intraconnection | VOM | 0 | WC | WC | CH4 Pipeline |  |  |  | 0.70259 | 0
LCP_Inputs_ON_Electric_IEA_2023_05_05 | 2029 |  |  | Electricity |  | Dispatch-Intraconnection | VOM | 0 | WC | WC | Electricity Transmission Line |  |  |  | 0.70259 | 0
LCP_Inputs_ON_Electric_IEA_2023_05_05 | 2029 |  |  | Hydrogen |  | Dispatch-Intraconnection | VOM | 0 | WC | WC | H2 Pipeline - New |  |  |  | 0.70259 | 0
LCP_Inputs_ON_Electric_IEA_2023_05_05 | 2029 |  |  | Hydrogen |  | Dispatch-Intraconnection | VOM | 0 | WC | WC | H2 Pipeline - Repurposed |  |  |  | 0.70259 | 0
LCP_Inputs_ON_Electric_IEA_2023_05_05 | 2030 |  |  | Methane |  | Dispatch-Intraconnection | VOM | 0 | MI | MI | CH4 Pipeline |  |  |  | 0.67556 | 0
LCP_Inputs_ON_Electric_IEA_2023_05_05 | 2030 |  |  | Electricity |  | Dispatch-Intraconnection | VOM | 0 | MI | MI | Electricity Transmission Line |  |  |  | 0.67556 | 0
LCP_Inputs_ON_Electric_IEA_2023_05_05 | 2030 |  |  | Hydrogen |  | Dispatch-Intraconnection | VOM | 0 | MI | MI | H2 Pipeline - New |  |  |  | 0.67556 | 0
LCP_Inputs_ON_Electric_IEA_2023_05_05 | 2030 |  |  | Hydrogen |  | Dispatch-Intraconnection | VOM | 0 | MI | MI | H2 Pipeline - Repurposed |  |  |  | 0.67556 | 0
LCP_Inputs_ON_Electric_IEA_2023_05_05 | 2030 |  |  | Methane |  | Dispatch-Interconnection | VOM | 0 | MI | ON | CH4 Pipeline |  |  |  | 0.67556 | 0
LCP_Inputs_ON_Electric_IEA_2023_05_05 | 2030 |  |  | Electricity |  | Dispatch-Interconnection | VOM | 22022064.1709 | MI | ON | Electricity Transmission Line |  |  |  | 0.67556 | 14877317.4774
LCP_Inputs_ON_Electric_IEA_2023_05_05 | 2030 |  |  | Hydrogen |  | Dispatch-Interconnection | VOM | 0 | MI | ON | H2 Pipeline - New |  |  |  | 0.67556 | 0
LCP_Inputs_ON_Electric_IEA_2023_05_05 | 2030 |  |  | Hydrogen |  | Dispatch-Interconnection | VOM | 0 | MI | ON | H2 Pipeline - Repurposed |  |  |  | 0.67556 | 0
LCP_Inputs_ON_Electric_IEA_2023_05_05 | 2030 |  |  | Electricity |  | Dispatch-Interconnection | VOM | 3533756.6141 | MI | WC | Electricity Transmission Line |  |  |  | 0.67556 | 2387279.3498
LCP_Inputs_ON_Electric_IEA_2023_05_05 | 2030 |  |  | Methane |  | Dispatch-Intraconnection | VOM | 0 | NY | NY | CH4 Pipeline |  |  |  | 0.67556 | 0
LCP_Inputs_ON_Electric_IEA_2023_05_05 | 2030 |  |  | Electricity |  | Dispatch-Intraconnection | VOM | 0 | NY | NY | Electricity Transmission Line |  |  |  | 0.67556 | 0
LCP_Inputs_ON_Electric_IEA_2023_05_05 | 2030 |  |  | Hydrogen |  | Dispatch-Intraconnection | VOM | 0 | NY | NY | H2 Pipeline - New |  |  |  | 0.67556 | 0
LCP_Inputs_ON_Electric_IEA_2023_05_05 | 2030 |  |  | Hydrogen |  | Dispatch-Intraconnection | VOM | 0 | NY | NY | H2 Pipeline - Repurposed |  |  |  | 0.67556 | 0
LCP_Inputs_ON_Electric_IEA_2023_05_05 | 2030 |  |  | Methane |  | Dispatch-Interconnection | VOM | 0 | NY | ON | CH4 Pipeline |  |  |  | 0.67556 | 0
LCP_Inputs_ON_Electric_IEA_2023_05_05 | 2030 |  |  | Electricity |  | Dispatch-Interconnection | VOM | 16930964.5203 | NY | ON | Electricity Transmission Line |  |  |  | 0.67556 | 11437952.9736
LCP_Inputs_ON_Electric_IEA_2023_05_05 | 2030 |  |  | Hydrogen |  | Dispatch-Interconnection | VOM | 0 | NY | ON | H2 Pipeline - New |  |  |  | 0.67556 | 0
LCP_Inputs_ON_Electric_IEA_2023_05_05 | 2030 |  |  | Hydrogen |  | Dispatch-Interconnection | VOM | 0 | NY | ON | H2 Pipeline - Repurposed |  |  |  | 0.67556 | 0
LCP_Inputs_ON_Electric_IEA_2023_05_05 | 2030 |  |  | Electricity |  | Dispatch-Interconnection | VOM | 23141724.7562 | NY | QC | Electricity Transmission Line |  |  |  | 0.67556 | 15633720.0502
LCP_Inputs_ON_Electric_IEA_2023_05_05 | 2030 |  |  | Methane |  | Dispatch-Interconnection | VOM | 0 | ON | MI | CH4 Pipeline |  |  |  | 0.67556 | 0
LCP_Inputs_ON_Electric_IEA_2023_05_05 | 2030 |  |  | Electricity |  | Dispatch-Interconnection | VOM | 615797.1585 | ON | MI | Electricity Transmission Line |  |  |  | 0.67556 | 416010.4956
LCP_Inputs_ON_Electric_IEA_2023_05_05 | 2030 |  |  | Hydrogen |  | Dispatch-Interconnection | VOM | 0 | ON | MI | H2 Pipeline - New |  |  |  | 0.67556 | 0
LCP_Inputs_ON_Electric_IEA_2023_05_05 | 2030 |  |  | Hydrogen |  | Dispatch-Interconnection | VOM | 0 | ON | MI | H2 Pipeline - Repurposed |  |  |  | 0.67556 | 0
LCP_Inputs_ON_Electric_IEA_2023_05_05 | 2030 |  |  | Methane |  | Dispatch-Interconnection | VOM | 0 | ON | NY | CH4 Pipeline |  |  |  | 0.67556 | 0
LCP_Inputs_ON_Electric_IEA_2023_05_05 | 2030 |  |  | Electricity |  | Dispatch-Interconnection | VOM | 10532729.3127 | ON | NY | Electricity Transmission Line |  |  |  | 0.67556 | 7115534.5236
LCP_Inputs_ON_Electric_IEA_2023_05_05 | 2030 |  |  | Hydrogen |  | Dispatch-Interconnection | VOM | 0 | ON | NY | H2 Pipeline - New |  |  |  | 0.67556 | 0
LCP_Inputs_ON_Electric_IEA_2023_05_05 | 2030 |  |  | Hydrogen |  | Dispatch-Interconnection | VOM | 0 | ON | NY | H2 Pipeline - Repurposed |  |  |  | 0.67556 | 0
LCP_Inputs_ON_Electric_IEA_2023_05_05 | 2030 |  |  | Methane |  | Dispatch-Intraconnection | VOM | 661976965.2959 | ON | ON | CH4 Pipeline |  |  |  | 0.67556 | 447207918.3419
LCP_Inputs_ON_Electric_IEA_2023_05_05 | 2030 |  |  | Electricity |  | Dispatch-Intraconnection | VOM | 0 | ON | ON | Electricity Transmission Line |  |  |  | 0.67556 | 0
LCP_Inputs_ON_Electric_IEA_2023_05_05 | 2030 |  |  | Hydrogen |  | Dispatch-Intraconnection | VOM | 0 | ON | ON | H2 Pipeline - New |  |  |  | 0.67556 | 0
LCP_Inputs_ON_Electric_IEA_2023_05_05 | 2030 |  |  | Hydrogen |  | Dispatch-Intraconnection | VOM | 110846468.6684 | ON | ON | H2 Pipeline - Repurposed |  |  |  | 0.67556 | 74883902.4733
LCP_Inputs_ON_Electric_IEA_2023_05_05 | 2030 |  |  | Methane |  | Dispatch-Interconnection | VOM | 0 | ON | PJ | CH4 Pipeline |  |  |  | 0.67556 | 0
LCP_Inputs_ON_Electric_IEA_2023_05_05 | 2030 |  |  | Electricity |  | Dispatch-Interconnection | VOM | 6317446.3821 | ON | PJ | Electricity Transmission Line |  |  |  | 0.67556 | 4267840.4143
LCP_Inputs_ON_Electric_IEA_2023_05_05 | 2030 |  |  | Hydrogen |  | Dispatch-Interconnection | VOM | 0 | ON | PJ | H2 Pipeline - New |  |  |  | 0.67556 | 0
LCP_Inputs_ON_Electric_IEA_2023_05_05 | 2030 |  |  | Hydrogen |  | Dispatch-Interconnection | VOM | 0 | ON | PJ | H2 Pipeline - Repurposed |  |  |  | 0.67556 | 0
LCP_Inputs_ON_Electric_IEA_2023_05_05 | 2030 |  |  | Methane |  | Dispatch-Interconnection | VOM | 0 | ON | QC | CH4 Pipeline |  |  |  | 0.67556 | 0
LCP_Inputs_ON_Electric_IEA_2023_05_05 | 2030 |  |  | Electricity |  | Dispatch-Interconnection | VOM | 7697411.5343 | ON | QC | Electricity Transmission Line |  |  |  | 0.67556 | 5200095.4253
LCP_Inputs_ON_Electric_IEA_2023_05_05 | 2030 |  |  | Hydrogen |  | Dispatch-Interconnection | VOM | 0 | ON | QC | H2 Pipeline - New |  |  |  | 0.67556 | 0
LCP_Inputs_ON_Electric_IEA_2023_05_05 | 2030 |  |  | Hydrogen |  | Dispatch-Interconnection | VOM | 0 | ON | QC | H2 Pipeline - Repurposed |  |  |  | 0.67556 | 0
LCP_Inputs_ON_Electric_IEA_2023_05_05 | 2030 |  |  | Methane |  | Dispatch-Interconnection | VOM | 0 | ON | WC | CH4 Pipeline |  |  |  | 0.67556 | 0
LCP_Inputs_ON_Electric_IEA_2023_05_05 | 2030 |  |  | Electricity |  | Dispatch-Interconnection | VOM | 0 | ON | WC | Electricity Transmission Line |  |  |  | 0.67556 | 0
LCP_Inputs_ON_Electric_IEA_2023_05_05 | 2030 |  |  | Hydrogen |  | Dispatch-Interconnection | VOM | 0 | ON | WC | H2 Pipeline - New |  |  |  | 0.67556 | 0
LCP_Inputs_ON_Electric_IEA_2023_05_05 | 2030 |  |  | Hydrogen |  | Dispatch-Interconnection | VOM | 0 | ON | WC | H2 Pipeline - Repurposed |  |  |  | 0.67556 | 0
LCP_Inputs_ON_Electric_IEA_2023_05_05 | 2030 |  |  | Methane |  | Dispatch-Interconnection | VOM | 0 | PJ | ON | CH4 Pipeline |  |  |  | 0.67556 | 0
LCP_Inputs_ON_Electric_IEA_2023_05_05 | 2030 |  |  | Electricity |  | Dispatch-Interconnection | VOM | 10019782.5418 | PJ | ON | Electricity Transmission Line |  |  |  | 0.67556 | 6769006.0647
LCP_Inputs_ON_Electric_IEA_2023_05_05 | 2030 |  |  | Hydrogen |  | Dispatch-Interconnection | VOM | 0 | PJ | ON | H2 Pipeline - New |  |  |  | 0.67556 | 0
LCP_Inputs_ON_Electric_IEA_2023_05_05 | 2030 |  |  | Hydrogen |  | Dispatch-Interconnection | VOM | 0 | PJ | ON | H2 Pipeline - Repurposed |  |  |  | 0.67556 | 0
LCP_Inputs_ON_Electric_IEA_2023_05_05 | 2030 |  |  | Methane |  | Dispatch-Intraconnection | VOM | 0 | PJ | PJ | CH4 Pipeline |  |  |  | 0.67556 | 0
LCP_Inputs_ON_Electric_IEA_2023_05_05 | 2030 |  |  | Electricity |  | Dispatch-Intraconnection | VOM | 0 | PJ | PJ | Electricity Transmission Line |  |  |  | 0.67556 | 0
LCP_Inputs_ON_Electric_IEA_2023_05_05 | 2030 |  |  | Hydrogen |  | Dispatch-Intraconnection | VOM | 0 | PJ | PJ | H2 Pipeline - New |  |  |  | 0.67556 | 0
LCP_Inputs_ON_Electric_IEA_2023_05_05 | 2030 |  |  | Hydrogen |  | Dispatch-Intraconnection | VOM | 0 | PJ | PJ | H2 Pipeline - Repurposed |  |  |  | 0.67556 | 0
LCP_Inputs_ON_Electric_IEA_2023_05_05 | 2030 |  |  | Electricity |  | Dispatch-Interconnection | VOM | 23228781.3293 | QC | NY | Electricity Transmission Line |  |  |  | 0.67556 | 15692532.3516
LCP_Inputs_ON_Electric_IEA_2023_05_05 | 2030 |  |  | Methane |  | Dispatch-Interconnection | VOM | 0 | QC | ON | CH4 Pipeline |  |  |  | 0.67556 | 0
LCP_Inputs_ON_Electric_IEA_2023_05_05 | 2030 |  |  | Electricity |  | Dispatch-Interconnection | VOM | 11319447.7655 | QC | ON | Electricity Transmission Line |  |  |  | 0.67556 | 7647013.3213
LCP_Inputs_ON_Electric_IEA_2023_05_05 | 2030 |  |  | Hydrogen |  | Dispatch-Interconnection | VOM | 0 | QC | ON | H2 Pipeline - New |  |  |  | 0.67556 | 0
LCP_Inputs_ON_Electric_IEA_2023_05_05 | 2030 |  |  | Hydrogen |  | Dispatch-Interconnection | VOM | 0 | QC | ON | H2 Pipeline - Repurposed |  |  |  | 0.67556 | 0
LCP_Inputs_ON_Electric_IEA_2023_05_05 | 2030 |  |  | Methane |  | Dispatch-Intraconnection | VOM | 0 | QC | QC | CH4 Pipeline |  |  |  | 0.67556 | 0
LCP_Inputs_ON_Electric_IEA_2023_05_05 | 2030 |  |  | Electricity |  | Dispatch-Intraconnection | VOM | 0 | QC | QC | Electricity Transmission Line |  |  |  | 0.67556 | 0
LCP_Inputs_ON_Electric_IEA_2023_05_05 | 2030 |  |  | Hydrogen |  | Dispatch-Intraconnection | VOM | 0 | QC | QC | H2 Pipeline - New |  |  |  | 0.67556 | 0
LCP_Inputs_ON_Electric_IEA_2023_05_05 | 2030 |  |  | Hydrogen |  | Dispatch-Intraconnection | VOM | 0 | QC | QC | H2 Pipeline - Repurposed |  |  |  | 0.67556 | 0
LCP_Inputs_ON_Electric_IEA_2023_05_05 | 2030 |  |  | Electricity |  | Dispatch-Interconnection | VOM | 10551291.8392 | WC | MI | Electricity Transmission Line |  |  |  | 0.67556 | 7128074.7014
LCP_Inputs_ON_Electric_IEA_2023_05_05 | 2030 |  |  | Methane |  | Dispatch-Interconnection | VOM | 0 | WC | ON | CH4 Pipeline |  |  |  | 0.67556 | 0
LCP_Inputs_ON_Electric_IEA_2023_05_05 | 2030 |  |  | Electricity |  | Dispatch-Interconnection | VOM | 5442475.4667 | WC | ON | Electricity Transmission Line |  |  |  | 0.67556 | 3676741.415
LCP_Inputs_ON_Electric_IEA_2023_05_05 | 2030 |  |  | Hydrogen |  | Dispatch-Interconnection | VOM | 0 | WC | ON | H2 Pipeline - New |  |  |  | 0.67556 | 0
LCP_Inputs_ON_Electric_IEA_2023_05_05 | 2030 |  |  | Hydrogen |  | Dispatch-Interconnection | VOM | 0 | WC | ON | H2 Pipeline - Repurposed |  |  |  | 0.67556 | 0
LCP_Inputs_ON_Electric_IEA_2023_05_05 | 2030 |  |  | Methane |  | Dispatch-Intraconnection | VOM | 0 | WC | WC | CH4 Pipeline |  |  |  | 0.67556 | 0
LCP_Inputs_ON_Electric_IEA_2023_05_05 | 2030 |  |  | Electricity |  | Dispatch-Intraconnection | VOM | 0 | WC | WC | Electricity Transmission Line |  |  |  | 0.67556 | 0
LCP_Inputs_ON_Electric_IEA_2023_05_05 | 2030 |  |  | Hydrogen |  | Dispatch-Intraconnection | VOM | 0 | WC | WC | H2 Pipeline - New |  |  |  | 0.67556 | 0
LCP_Inputs_ON_Electric_IEA_2023_05_05 | 2030 |  |  | Hydrogen |  | Dispatch-Intraconnection | VOM | 0 | WC | WC | H2 Pipeline - Repurposed |  |  |  | 0.67556 | 0
LCP_Inputs_ON_Electric_IEA_2023_05_05 | 2031 |  |  | Methane |  | Dispatch-Intraconnection | VOM | 0 | MI | MI | CH4 Pipeline |  |  |  | 0.64958 | 0
LCP_Inputs_ON_Electric_IEA_2023_05_05 | 2031 |  |  | Electricity |  | Dispatch-Intraconnection | VOM | 0 | MI | MI | Electricity Transmission Line |  |  |  | 0.64958 | 0
LCP_Inputs_ON_Electric_IEA_2023_05_05 | 2031 |  |  | Hydrogen |  | Dispatch-Intraconnection | VOM | 0 | MI | MI | H2 Pipeline - New |  |  |  | 0.64958 | 0
LCP_Inputs_ON_Electric_IEA_2023_05_05 | 2031 |  |  | Hydrogen |  | Dispatch-Intraconnection | VOM | 0 | MI | MI | H2 Pipeline - Repurposed |  |  |  | 0.64958 | 0
LCP_Inputs_ON_Electric_IEA_2023_05_05 | 2031 |  |  | Methane |  | Dispatch-Interconnection | VOM | 0 | MI | ON | CH4 Pipeline |  |  |  | 0.64958 | 0
LCP_Inputs_ON_Electric_IEA_2023_05_05 | 2031 |  |  | Electricity |  | Dispatch-Interconnection | VOM | 22022064.1709 | MI | ON | Electricity Transmission Line |  |  |  | 0.64958 | 14305112.9591
LCP_Inputs_ON_Electric_IEA_2023_05_05 | 2031 |  |  | Hydrogen |  | Dispatch-Interconnection | VOM | 0 | MI | ON | H2 Pipeline - New |  |  |  | 0.64958 | 0
LCP_Inputs_ON_Electric_IEA_2023_05_05 | 2031 |  |  | Hydrogen |  | Dispatch-Interconnection | VOM | 0 | MI | ON | H2 Pipeline - Repurposed |  |  |  | 0.64958 | 0
LCP_Inputs_ON_Electric_IEA_2023_05_05 | 2031 |  |  | Electricity |  | Dispatch-Interconnection | VOM | 3533756.6141 | MI | WC | Electricity Transmission Line |  |  |  | 0.64958 | 2295460.9133
LCP_Inputs_ON_Electric_IEA_2023_05_05 | 2031 |  |  | Methane |  | Dispatch-Intraconnection | VOM | 0 | NY | NY | CH4 Pipeline |  |  |  | 0.64958 | 0
LCP_Inputs_ON_Electric_IEA_2023_05_05 | 2031 |  |  | Electricity |  | Dispatch-Intraconnection | VOM | 0 | NY | NY | Electricity Transmission Line |  |  |  | 0.64958 | 0
LCP_Inputs_ON_Electric_IEA_2023_05_05 | 2031 |  |  | Hydrogen |  | Dispatch-Intraconnection | VOM | 0 | NY | NY | H2 Pipeline - New |  |  |  | 0.64958 | 0
LCP_Inputs_ON_Electric_IEA_2023_05_05 | 2031 |  |  | Hydrogen |  | Dispatch-Intraconnection | VOM | 0 | NY | NY | H2 Pipeline - Repurposed |  |  |  | 0.64958 | 0
LCP_Inputs_ON_Electric_IEA_2023_05_05 | 2031 |  |  | Methane |  | Dispatch-Interconnection | VOM | 0 | NY | ON | CH4 Pipeline |  |  |  | 0.64958 | 0
LCP_Inputs_ON_Electric_IEA_2023_05_05 | 2031 |  |  | Electricity |  | Dispatch-Interconnection | VOM | 16930964.5203 | NY | ON | Electricity Transmission Line |  |  |  | 0.64958 | 10998031.7054
LCP_Inputs_ON_Electric_IEA_2023_05_05 | 2031 |  |  | Hydrogen |  | Dispatch-Interconnection | VOM | 0 | NY | ON | H2 Pipeline - New |  |  |  | 0.64958 | 0
LCP_Inputs_ON_Electric_IEA_2023_05_05 | 2031 |  |  | Hydrogen |  | Dispatch-Interconnection | VOM | 0 | NY | ON | H2 Pipeline - Repurposed |  |  |  | 0.64958 | 0
LCP_Inputs_ON_Electric_IEA_2023_05_05 | 2031 |  |  | Electricity |  | Dispatch-Interconnection | VOM | 23141724.7562 | NY | QC | Electricity Transmission Line |  |  |  | 0.64958 | 15032423.1251
LCP_Inputs_ON_Electric_IEA_2023_05_05 | 2031 |  |  | Methane |  | Dispatch-Interconnection | VOM | 0 | ON | MI | CH4 Pipeline |  |  |  | 0.64958 | 0
LCP_Inputs_ON_Electric_IEA_2023_05_05 | 2031 |  |  | Electricity |  | Dispatch-Interconnection | VOM | 615797.1585 | ON | MI | Electricity Transmission Line |  |  |  | 0.64958 | 400010.0919
LCP_Inputs_ON_Electric_IEA_2023_05_05 | 2031 |  |  | Hydrogen |  | Dispatch-Interconnection | VOM | 0 | ON | MI | H2 Pipeline - New |  |  |  | 0.64958 | 0
LCP_Inputs_ON_Electric_IEA_2023_05_05 | 2031 |  |  | Hydrogen |  | Dispatch-Interconnection | VOM | 0 | ON | MI | H2 Pipeline - Repurposed |  |  |  | 0.64958 | 0
LCP_Inputs_ON_Electric_IEA_2023_05_05 | 2031 |  |  | Methane |  | Dispatch-Interconnection | VOM | 0 | ON | NY | CH4 Pipeline |  |  |  | 0.64958 | 0
LCP_Inputs_ON_Electric_IEA_2023_05_05 | 2031 |  |  | Electricity |  | Dispatch-Interconnection | VOM | 10532729.3127 | ON | NY | Electricity Transmission Line |  |  |  | 0.64958 | 6841860.1188
LCP_Inputs_ON_Electric_IEA_2023_05_05 | 2031 |  |  | Hydrogen |  | Dispatch-Interconnection | VOM | 0 | ON | NY | H2 Pipeline - New |  |  |  | 0.64958 | 0
LCP_Inputs_ON_Electric_IEA_2023_05_05 | 2031 |  |  | Hydrogen |  | Dispatch-Interconnection | VOM | 0 | ON | NY | H2 Pipeline - Repurposed |  |  |  | 0.64958 | 0
LCP_Inputs_ON_Electric_IEA_2023_05_05 | 2031 |  |  | Methane |  | Dispatch-Intraconnection | VOM | 661976965.2959 | ON | ON | CH4 Pipeline |  |  |  | 0.64958 | 430007613.7903
LCP_Inputs_ON_Electric_IEA_2023_05_05 | 2031 |  |  | Electricity |  | Dispatch-Intraconnection | VOM | 0 | ON | ON | Electricity Transmission Line |  |  |  | 0.64958 | 0
LCP_Inputs_ON_Electric_IEA_2023_05_05 | 2031 |  |  | Hydrogen |  | Dispatch-Intraconnection | VOM | 0 | ON | ON | H2 Pipeline - New |  |  |  | 0.64958 | 0
LCP_Inputs_ON_Electric_IEA_2023_05_05 | 2031 |  |  | Hydrogen |  | Dispatch-Intraconnection | VOM | 110846468.6684 | ON | ON | H2 Pipeline - Repurposed |  |  |  | 0.64958 | 72003752.3781
LCP_Inputs_ON_Electric_IEA_2023_05_05 | 2031 |  |  | Methane |  | Dispatch-Interconnection | VOM | 0 | ON | PJ | CH4 Pipeline |  |  |  | 0.64958 | 0
LCP_Inputs_ON_Electric_IEA_2023_05_05 | 2031 |  |  | Electricity |  | Dispatch-Interconnection | VOM | 6317446.3821 | ON | PJ | Electricity Transmission Line |  |  |  | 0.64958 | 4103692.706
LCP_Inputs_ON_Electric_IEA_2023_05_05 | 2031 |  |  | Hydrogen |  | Dispatch-Interconnection | VOM | 0 | ON | PJ | H2 Pipeline - New |  |  |  | 0.64958 | 0
LCP_Inputs_ON_Electric_IEA_2023_05_05 | 2031 |  |  | Hydrogen |  | Dispatch-Interconnection | VOM | 0 | ON | PJ | H2 Pipeline - Repurposed |  |  |  | 0.64958 | 0
LCP_Inputs_ON_Electric_IEA_2023_05_05 | 2031 |  |  | Methane |  | Dispatch-Interconnection | VOM | 0 | ON | QC | CH4 Pipeline |  |  |  | 0.64958 | 0
LCP_Inputs_ON_Electric_IEA_2023_05_05 | 2031 |  |  | Electricity |  | Dispatch-Interconnection | VOM | 7697411.5343 | ON | QC | Electricity Transmission Line |  |  |  | 0.64958 | 5000091.7551
LCP_Inputs_ON_Electric_IEA_2023_05_05 | 2031 |  |  | Hydrogen |  | Dispatch-Interconnection | VOM | 0 | ON | QC | H2 Pipeline - New |  |  |  | 0.64958 | 0
LCP_Inputs_ON_Electric_IEA_2023_05_05 | 2031 |  |  | Hydrogen |  | Dispatch-Interconnection | VOM | 0 | ON | QC | H2 Pipeline - Repurposed |  |  |  | 0.64958 | 0
LCP_Inputs_ON_Electric_IEA_2023_05_05 | 2031 |  |  | Methane |  | Dispatch-Interconnection | VOM | 0 | ON | WC | CH4 Pipeline |  |  |  | 0.64958 | 0
LCP_Inputs_ON_Electric_IEA_2023_05_05 | 2031 |  |  | Electricity |  | Dispatch-Interconnection | VOM | 0 | ON | WC | Electricity Transmission Line |  |  |  | 0.64958 | 0
LCP_Inputs_ON_Electric_IEA_2023_05_05 | 2031 |  |  | Hydrogen |  | Dispatch-Interconnection | VOM | 0 | ON | WC | H2 Pipeline - New |  |  |  | 0.64958 | 0
LCP_Inputs_ON_Electric_IEA_2023_05_05 | 2031 |  |  | Hydrogen |  | Dispatch-Interconnection | VOM | 0 | ON | WC | H2 Pipeline - Repurposed |  |  |  | 0.64958 | 0
LCP_Inputs_ON_Electric_IEA_2023_05_05 | 2031 |  |  | Methane |  | Dispatch-Interconnection | VOM | 0 | PJ | ON | CH4 Pipeline |  |  |  | 0.64958 | 0
LCP_Inputs_ON_Electric_IEA_2023_05_05 | 2031 |  |  | Electricity |  | Dispatch-Interconnection | VOM | 10019782.5418 | PJ | ON | Electricity Transmission Line |  |  |  | 0.64958 | 6508659.6776
LCP_Inputs_ON_Electric_IEA_2023_05_05 | 2031 |  |  | Hydrogen |  | Dispatch-Interconnection | VOM | 0 | PJ | ON | H2 Pipeline - New |  |  |  | 0.64958 | 0
LCP_Inputs_ON_Electric_IEA_2023_05_05 | 2031 |  |  | Hydrogen |  | Dispatch-Interconnection | VOM | 0 | PJ | ON | H2 Pipeline - Repurposed |  |  |  | 0.64958 | 0
LCP_Inputs_ON_Electric_IEA_2023_05_05 | 2031 |  |  | Methane |  | Dispatch-Intraconnection | VOM | 0 | PJ | PJ | CH4 Pipeline |  |  |  | 0.64958 | 0
LCP_Inputs_ON_Electric_IEA_2023_05_05 | 2031 |  |  | Electricity |  | Dispatch-Intraconnection | VOM | 0 | PJ | PJ | Electricity Transmission Line |  |  |  | 0.64958 | 0
LCP_Inputs_ON_Electric_IEA_2023_05_05 | 2031 |  |  | Hydrogen |  | Dispatch-Intraconnection | VOM | 0 | PJ | PJ | H2 Pipeline - New |  |  |  | 0.64958 | 0
LCP_Inputs_ON_Electric_IEA_2023_05_05 | 2031 |  |  | Hydrogen |  | Dispatch-Intraconnection | VOM | 0 | PJ | PJ | H2 Pipeline - Repurposed |  |  |  | 0.64958 | 0
LCP_Inputs_ON_Electric_IEA_2023_05_05 | 2031 |  |  | Electricity |  | Dispatch-Interconnection | VOM | 23228781.3293 | QC | NY | Electricity Transmission Line |  |  |  | 0.64958 | 15088973.415
LCP_Inputs_ON_Electric_IEA_2023_05_05 | 2031 |  |  | Methane |  | Dispatch-Interconnection | VOM | 0 | QC | ON | CH4 Pipeline |  |  |  | 0.64958 | 0
LCP_Inputs_ON_Electric_IEA_2023_05_05 | 2031 |  |  | Electricity |  | Dispatch-Interconnection | VOM | 11319447.7655 | QC | ON | Electricity Transmission Line |  |  |  | 0.64958 | 7352897.4243
LCP_Inputs_ON_Electric_IEA_2023_05_05 | 2031 |  |  | Hydrogen |  | Dispatch-Interconnection | VOM | 0 | QC | ON | H2 Pipeline - New |  |  |  | 0.64958 | 0
LCP_Inputs_ON_Electric_IEA_2023_05_05 | 2031 |  |  | Hydrogen |  | Dispatch-Interconnection | VOM | 0 | QC | ON | H2 Pipeline - Repurposed |  |  |  | 0.64958 | 0
LCP_Inputs_ON_Electric_IEA_2023_05_05 | 2031 |  |  | Methane |  | Dispatch-Intraconnection | VOM | 0 | QC | QC | CH4 Pipeline |  |  |  | 0.64958 | 0
LCP_Inputs_ON_Electric_IEA_2023_05_05 | 2031 |  |  | Electricity |  | Dispatch-Intraconnection | VOM | 0 | QC | QC | Electricity Transmission Line |  |  |  | 0.64958 | 0
LCP_Inputs_ON_Electric_IEA_2023_05_05 | 2031 |  |  | Hydrogen |  | Dispatch-Intraconnection | VOM | 0 | QC | QC | H2 Pipeline - New |  |  |  | 0.64958 | 0
LCP_Inputs_ON_Electric_IEA_2023_05_05 | 2031 |  |  | Hydrogen |  | Dispatch-Intraconnection | VOM | 0 | QC | QC | H2 Pipeline - Repurposed |  |  |  | 0.64958 | 0
LCP_Inputs_ON_Electric_IEA_2023_05_05 | 2031 |  |  | Electricity |  | Dispatch-Interconnection | VOM | 10551291.8392 | WC | MI | Electricity Transmission Line |  |  |  | 0.64958 | 6853917.9821
LCP_Inputs_ON_Electric_IEA_2023_05_05 | 2031 |  |  | Methane |  | Dispatch-Interconnection | VOM | 0 | WC | ON | CH4 Pipeline |  |  |  | 0.64958 | 0
LCP_Inputs_ON_Electric_IEA_2023_05_05 | 2031 |  |  | Electricity |  | Dispatch-Interconnection | VOM | 5442475.4667 | WC | ON | Electricity Transmission Line |  |  |  | 0.64958 | 3535328.2837
LCP_Inputs_ON_Electric_IEA_2023_05_05 | 2031 |  |  | Hydrogen |  | Dispatch-Interconnection | VOM | 0 | WC | ON | H2 Pipeline - New |  |  |  | 0.64958 | 0
LCP_Inputs_ON_Electric_IEA_2023_05_05 | 2031 |  |  | Hydrogen |  | Dispatch-Interconnection | VOM | 0 | WC | ON | H2 Pipeline - Repurposed |  |  |  | 0.64958 | 0
LCP_Inputs_ON_Electric_IEA_2023_05_05 | 2031 |  |  | Methane |  | Dispatch-Intraconnection | VOM | 0 | WC | WC | CH4 Pipeline |  |  |  | 0.64958 | 0
LCP_Inputs_ON_Electric_IEA_2023_05_05 | 2031 |  |  | Electricity |  | Dispatch-Intraconnection | VOM | 0 | WC | WC | Electricity Transmission Line |  |  |  | 0.64958 | 0
LCP_Inputs_ON_Electric_IEA_2023_05_05 | 2031 |  |  | Hydrogen |  | Dispatch-Intraconnection | VOM | 0 | WC | WC | H2 Pipeline - New |  |  |  | 0.64958 | 0
LCP_Inputs_ON_Electric_IEA_2023_05_05 | 2031 |  |  | Hydrogen |  | Dispatch-Intraconnection | VOM | 0 | WC | WC | H2 Pipeline - Repurposed |  |  |  | 0.64958 | 0
LCP_Inputs_ON_Electric_IEA_2023_05_05 | 2032 |  |  | Methane |  | Dispatch-Intraconnection | VOM | 0 | MI | MI | CH4 Pipeline |  |  |  | 0.6246 | 0
LCP_Inputs_ON_Electric_IEA_2023_05_05 | 2032 |  |  | Electricity |  | Dispatch-Intraconnection | VOM | 0 | MI | MI | Electricity Transmission Line |  |  |  | 0.6246 | 0
LCP_Inputs_ON_Electric_IEA_2023_05_05 | 2032 |  |  | Hydrogen |  | Dispatch-Intraconnection | VOM | 0 | MI | MI | H2 Pipeline - New |  |  |  | 0.6246 | 0
LCP_Inputs_ON_Electric_IEA_2023_05_05 | 2032 |  |  | Hydrogen |  | Dispatch-Intraconnection | VOM | 0 | MI | MI | H2 Pipeline - Repurposed |  |  |  | 0.6246 | 0
LCP_Inputs_ON_Electric_IEA_2023_05_05 | 2032 |  |  | Methane |  | Dispatch-Interconnection | VOM | 0 | MI | ON | CH4 Pipeline |  |  |  | 0.6246 | 0
LCP_Inputs_ON_Electric_IEA_2023_05_05 | 2032 |  |  | Electricity |  | Dispatch-Interconnection | VOM | 22022064.1709 | MI | ON | Electricity Transmission Line |  |  |  | 0.6246 | 13754916.3068
LCP_Inputs_ON_Electric_IEA_2023_05_05 | 2032 |  |  | Hydrogen |  | Dispatch-Interconnection | VOM | 0 | MI | ON | H2 Pipeline - New |  |  |  | 0.6246 | 0
LCP_Inputs_ON_Electric_IEA_2023_05_05 | 2032 |  |  | Hydrogen |  | Dispatch-Interconnection | VOM | 0 | MI | ON | H2 Pipeline - Repurposed |  |  |  | 0.6246 | 0
LCP_Inputs_ON_Electric_IEA_2023_05_05 | 2032 |  |  | Electricity |  | Dispatch-Interconnection | VOM | 3533756.6141 | MI | WC | Electricity Transmission Line |  |  |  | 0.6246 | 2207173.9551
LCP_Inputs_ON_Electric_IEA_2023_05_05 | 2032 |  |  | Methane |  | Dispatch-Intraconnection | VOM | 0 | NY | NY | CH4 Pipeline |  |  |  | 0.6246 | 0
LCP_Inputs_ON_Electric_IEA_2023_05_05 | 2032 |  |  | Electricity |  | Dispatch-Intraconnection | VOM | 0 | NY | NY | Electricity Transmission Line |  |  |  | 0.6246 | 0
LCP_Inputs_ON_Electric_IEA_2023_05_05 | 2032 |  |  | Hydrogen |  | Dispatch-Intraconnection | VOM | 0 | NY | NY | H2 Pipeline - New |  |  |  | 0.6246 | 0
LCP_Inputs_ON_Electric_IEA_2023_05_05 | 2032 |  |  | Hydrogen |  | Dispatch-Intraconnection | VOM | 0 | NY | NY | H2 Pipeline - Repurposed |  |  |  | 0.6246 | 0
LCP_Inputs_ON_Electric_IEA_2023_05_05 | 2032 |  |  | Methane |  | Dispatch-Interconnection | VOM | 0 | NY | ON | CH4 Pipeline |  |  |  | 0.6246 | 0
LCP_Inputs_ON_Electric_IEA_2023_05_05 | 2032 |  |  | Electricity |  | Dispatch-Interconnection | VOM | 16930964.5203 | NY | ON | Electricity Transmission Line |  |  |  | 0.6246 | 10575030.4859
LCP_Inputs_ON_Electric_IEA_2023_05_05 | 2032 |  |  | Hydrogen |  | Dispatch-Interconnection | VOM | 0 | NY | ON | H2 Pipeline - New |  |  |  | 0.6246 | 0
LCP_Inputs_ON_Electric_IEA_2023_05_05 | 2032 |  |  | Hydrogen |  | Dispatch-Interconnection | VOM | 0 | NY | ON | H2 Pipeline - Repurposed |  |  |  | 0.6246 | 0
LCP_Inputs_ON_Electric_IEA_2023_05_05 | 2032 |  |  | Electricity |  | Dispatch-Interconnection | VOM | 23141724.7562 | NY | QC | Electricity Transmission Line |  |  |  | 0.6246 | 14454253.0049
LCP_Inputs_ON_Electric_IEA_2023_05_05 | 2032 |  |  | Methane |  | Dispatch-Interconnection | VOM | 0 | ON | MI | CH4 Pipeline |  |  |  | 0.6246 | 0
LCP_Inputs_ON_Electric_IEA_2023_05_05 | 2032 |  |  | Electricity |  | Dispatch-Interconnection | VOM | 615797.1585 | ON | MI | Electricity Transmission Line |  |  |  | 0.6246 | 384625.0883
LCP_Inputs_ON_Electric_IEA_2023_05_05 | 2032 |  |  | Hydrogen |  | Dispatch-Interconnection | VOM | 0 | ON | MI | H2 Pipeline - New |  |  |  | 0.6246 | 0
LCP_Inputs_ON_Electric_IEA_2023_05_05 | 2032 |  |  | Hydrogen |  | Dispatch-Interconnection | VOM | 0 | ON | MI | H2 Pipeline - Repurposed |  |  |  | 0.6246 | 0
LCP_Inputs_ON_Electric_IEA_2023_05_05 | 2032 |  |  | Methane |  | Dispatch-Interconnection | VOM | 0 | ON | NY | CH4 Pipeline |  |  |  | 0.6246 | 0
LCP_Inputs_ON_Electric_IEA_2023_05_05 | 2032 |  |  | Electricity |  | Dispatch-Interconnection | VOM | 10532729.3127 | ON | NY | Electricity Transmission Line |  |  |  | 0.6246 | 6578711.6527
LCP_Inputs_ON_Electric_IEA_2023_05_05 | 2032 |  |  | Hydrogen |  | Dispatch-Interconnection | VOM | 0 | ON | NY | H2 Pipeline - New |  |  |  | 0.6246 | 0
LCP_Inputs_ON_Electric_IEA_2023_05_05 | 2032 |  |  | Hydrogen |  | Dispatch-Interconnection | VOM | 0 | ON | NY | H2 Pipeline - Repurposed |  |  |  | 0.6246 | 0
LCP_Inputs_ON_Electric_IEA_2023_05_05 | 2032 |  |  | Methane |  | Dispatch-Intraconnection | VOM | 661976965.2959 | ON | ON | CH4 Pipeline |  |  |  | 0.6246 | 413468859.4138
LCP_Inputs_ON_Electric_IEA_2023_05_05 | 2032 |  |  | Electricity |  | Dispatch-Intraconnection | VOM | 0 | ON | ON | Electricity Transmission Line |  |  |  | 0.6246 | 0
LCP_Inputs_ON_Electric_IEA_2023_05_05 | 2032 |  |  | Hydrogen |  | Dispatch-Intraconnection | VOM | 0 | ON | ON | H2 Pipeline - New |  |  |  | 0.6246 | 0
LCP_Inputs_ON_Electric_IEA_2023_05_05 | 2032 |  |  | Hydrogen |  | Dispatch-Intraconnection | VOM | 110846468.6684 | ON | ON | H2 Pipeline - Repurposed |  |  |  | 0.6246 | 69234377.2867
LCP_Inputs_ON_Electric_IEA_2023_05_05 | 2032 |  |  | Methane |  | Dispatch-Interconnection | VOM | 0 | ON | PJ | CH4 Pipeline |  |  |  | 0.6246 | 0
LCP_Inputs_ON_Electric_IEA_2023_05_05 | 2032 |  |  | Electricity |  | Dispatch-Interconnection | VOM | 6317446.3821 | ON | PJ | Electricity Transmission Line |  |  |  | 0.6246 | 3945858.3712
LCP_Inputs_ON_Electric_IEA_2023_05_05 | 2032 |  |  | Hydrogen |  | Dispatch-Interconnection | VOM | 0 | ON | PJ | H2 Pipeline - New |  |  |  | 0.6246 | 0
LCP_Inputs_ON_Electric_IEA_2023_05_05 | 2032 |  |  | Hydrogen |  | Dispatch-Interconnection | VOM | 0 | ON | PJ | H2 Pipeline - Repurposed |  |  |  | 0.6246 | 0
LCP_Inputs_ON_Electric_IEA_2023_05_05 | 2032 |  |  | Methane |  | Dispatch-Interconnection | VOM | 0 | ON | QC | CH4 Pipeline |  |  |  | 0.6246 | 0
LCP_Inputs_ON_Electric_IEA_2023_05_05 | 2032 |  |  | Electricity |  | Dispatch-Interconnection | VOM | 7697411.5343 | ON | QC | Electricity Transmission Line |  |  |  | 0.6246 | 4807780.5337
LCP_Inputs_ON_Electric_IEA_2023_05_05 | 2032 |  |  | Hydrogen |  | Dispatch-Interconnection | VOM | 0 | ON | QC | H2 Pipeline - New |  |  |  | 0.6246 | 0
LCP_Inputs_ON_Electric_IEA_2023_05_05 | 2032 |  |  | Hydrogen |  | Dispatch-Interconnection | VOM | 0 | ON | QC | H2 Pipeline - Repurposed |  |  |  | 0.6246 | 0
LCP_Inputs_ON_Electric_IEA_2023_05_05 | 2032 |  |  | Methane |  | Dispatch-Interconnection | VOM | 0 | ON | WC | CH4 Pipeline |  |  |  | 0.6246 | 0
LCP_Inputs_ON_Electric_IEA_2023_05_05 | 2032 |  |  | Electricity |  | Dispatch-Interconnection | VOM | 0 | ON | WC | Electricity Transmission Line |  |  |  | 0.6246 | 0
LCP_Inputs_ON_Electric_IEA_2023_05_05 | 2032 |  |  | Hydrogen |  | Dispatch-Interconnection | VOM | 0 | ON | WC | H2 Pipeline - New |  |  |  | 0.6246 | 0
LCP_Inputs_ON_Electric_IEA_2023_05_05 | 2032 |  |  | Hydrogen |  | Dispatch-Interconnection | VOM | 0 | ON | WC | H2 Pipeline - Repurposed |  |  |  | 0.6246 | 0
LCP_Inputs_ON_Electric_IEA_2023_05_05 | 2032 |  |  | Methane |  | Dispatch-Interconnection | VOM | 0 | PJ | ON | CH4 Pipeline |  |  |  | 0.6246 | 0
LCP_Inputs_ON_Electric_IEA_2023_05_05 | 2032 |  |  | Electricity |  | Dispatch-Interconnection | VOM | 10019782.5418 | PJ | ON | Electricity Transmission Line |  |  |  | 0.6246 | 6258326.613
LCP_Inputs_ON_Electric_IEA_2023_05_05 | 2032 |  |  | Hydrogen |  | Dispatch-Interconnection | VOM | 0 | PJ | ON | H2 Pipeline - New |  |  |  | 0.6246 | 0
LCP_Inputs_ON_Electric_IEA_2023_05_05 | 2032 |  |  | Hydrogen |  | Dispatch-Interconnection | VOM | 0 | PJ | ON | H2 Pipeline - Repurposed |  |  |  | 0.6246 | 0
LCP_Inputs_ON_Electric_IEA_2023_05_05 | 2032 |  |  | Methane |  | Dispatch-Intraconnection | VOM | 0 | PJ | PJ | CH4 Pipeline |  |  |  | 0.6246 | 0
LCP_Inputs_ON_Electric_IEA_2023_05_05 | 2032 |  |  | Electricity |  | Dispatch-Intraconnection | VOM | 0 | PJ | PJ | Electricity Transmission Line |  |  |  | 0.6246 | 0
LCP_Inputs_ON_Electric_IEA_2023_05_05 | 2032 |  |  | Hydrogen |  | Dispatch-Intraconnection | VOM | 0 | PJ | PJ | H2 Pipeline - New |  |  |  | 0.6246 | 0
LCP_Inputs_ON_Electric_IEA_2023_05_05 | 2032 |  |  | Hydrogen |  | Dispatch-Intraconnection | VOM | 0 | PJ | PJ | H2 Pipeline - Repurposed |  |  |  | 0.6246 | 0
LCP_Inputs_ON_Electric_IEA_2023_05_05 | 2032 |  |  | Electricity |  | Dispatch-Interconnection | VOM | 23228781.3293 | QC | NY | Electricity Transmission Line |  |  |  | 0.6246 | 14508628.2836
LCP_Inputs_ON_Electric_IEA_2023_05_05 | 2032 |  |  | Methane |  | Dispatch-Interconnection | VOM | 0 | QC | ON | CH4 Pipeline |  |  |  | 0.6246 | 0
LCP_Inputs_ON_Electric_IEA_2023_05_05 | 2032 |  |  | Electricity |  | Dispatch-Interconnection | VOM | 11319447.7655 | QC | ON | Electricity Transmission Line |  |  |  | 0.6246 | 7070093.6772
LCP_Inputs_ON_Electric_IEA_2023_05_05 | 2032 |  |  | Hydrogen |  | Dispatch-Interconnection | VOM | 0 | QC | ON | H2 Pipeline - New |  |  |  | 0.6246 | 0
LCP_Inputs_ON_Electric_IEA_2023_05_05 | 2032 |  |  | Hydrogen |  | Dispatch-Interconnection | VOM | 0 | QC | ON | H2 Pipeline - Repurposed |  |  |  | 0.6246 | 0
LCP_Inputs_ON_Electric_IEA_2023_05_05 | 2032 |  |  | Methane |  | Dispatch-Intraconnection | VOM | 0 | QC | QC | CH4 Pipeline |  |  |  | 0.6246 | 0
LCP_Inputs_ON_Electric_IEA_2023_05_05 | 2032 |  |  | Electricity |  | Dispatch-Intraconnection | VOM | 0 | QC | QC | Electricity Transmission Line |  |  |  | 0.6246 | 0
LCP_Inputs_ON_Electric_IEA_2023_05_05 | 2032 |  |  | Hydrogen |  | Dispatch-Intraconnection | VOM | 0 | QC | QC | H2 Pipeline - New |  |  |  | 0.6246 | 0
LCP_Inputs_ON_Electric_IEA_2023_05_05 | 2032 |  |  | Hydrogen |  | Dispatch-Intraconnection | VOM | 0 | QC | QC | H2 Pipeline - Repurposed |  |  |  | 0.6246 | 0
LCP_Inputs_ON_Electric_IEA_2023_05_05 | 2032 |  |  | Electricity |  | Dispatch-Interconnection | VOM | 10551291.8392 | WC | MI | Electricity Transmission Line |  |  |  | 0.6246 | 6590305.752
LCP_Inputs_ON_Electric_IEA_2023_05_05 | 2032 |  |  | Methane |  | Dispatch-Interconnection | VOM | 0 | WC | ON | CH4 Pipeline |  |  |  | 0.6246 | 0
LCP_Inputs_ON_Electric_IEA_2023_05_05 | 2032 |  |  | Electricity |  | Dispatch-Interconnection | VOM | 5442475.4667 | WC | ON | Electricity Transmission Line |  |  |  | 0.6246 | 3399354.1189
LCP_Inputs_ON_Electric_IEA_2023_05_05 | 2032 |  |  | Hydrogen |  | Dispatch-Interconnection | VOM | 0 | WC | ON | H2 Pipeline - New |  |  |  | 0.6246 | 0
LCP_Inputs_ON_Electric_IEA_2023_05_05 | 2032 |  |  | Hydrogen |  | Dispatch-Interconnection | VOM | 0 | WC | ON | H2 Pipeline - Repurposed |  |  |  | 0.6246 | 0
LCP_Inputs_ON_Electric_IEA_2023_05_05 | 2032 |  |  | Methane |  | Dispatch-Intraconnection | VOM | 0 | WC | WC | CH4 Pipeline |  |  |  | 0.6246 | 0
LCP_Inputs_ON_Electric_IEA_2023_05_05 | 2032 |  |  | Electricity |  | Dispatch-Intraconnection | VOM | 0 | WC | WC | Electricity Transmission Line |  |  |  | 0.6246 | 0
LCP_Inputs_ON_Electric_IEA_2023_05_05 | 2032 |  |  | Hydrogen |  | Dispatch-Intraconnection | VOM | 0 | WC | WC | H2 Pipeline - New |  |  |  | 0.6246 | 0
LCP_Inputs_ON_Electric_IEA_2023_05_05 | 2032 |  |  | Hydrogen |  | Dispatch-Intraconnection | VOM | 0 | WC | WC | H2 Pipeline - Repurposed |  |  |  | 0.6246 | 0
LCP_Inputs_ON_Electric_IEA_2023_05_05 | 2033 |  |  | Methane |  | Dispatch-Intraconnection | VOM | 0 | MI | MI | CH4 Pipeline |  |  |  | 0.60057 | 0
LCP_Inputs_ON_Electric_IEA_2023_05_05 | 2033 |  |  | Electricity |  | Dispatch-Intraconnection | VOM | 0 | MI | MI | Electricity Transmission Line |  |  |  | 0.60057 | 0
LCP_Inputs_ON_Electric_IEA_2023_05_05 | 2033 |  |  | Hydrogen |  | Dispatch-Intraconnection | VOM | 0 | MI | MI | H2 Pipeline - New |  |  |  | 0.60057 | 0
LCP_Inputs_ON_Electric_IEA_2023_05_05 | 2033 |  |  | Hydrogen |  | Dispatch-Intraconnection | VOM | 0 | MI | MI | H2 Pipeline - Repurposed |  |  |  | 0.60057 | 0
LCP_Inputs_ON_Electric_IEA_2023_05_05 | 2033 |  |  | Methane |  | Dispatch-Interconnection | VOM | 0 | MI | ON | CH4 Pipeline |  |  |  | 0.60057 | 0
LCP_Inputs_ON_Electric_IEA_2023_05_05 | 2033 |  |  | Electricity |  | Dispatch-Interconnection | VOM | 22022064.1709 | MI | ON | Electricity Transmission Line |  |  |  | 0.60057 | 13225881.0642
LCP_Inputs_ON_Electric_IEA_2023_05_05 | 2033 |  |  | Hydrogen |  | Dispatch-Interconnection | VOM | 0 | MI | ON | H2 Pipeline - New |  |  |  | 0.60057 | 0
LCP_Inputs_ON_Electric_IEA_2023_05_05 | 2033 |  |  | Hydrogen |  | Dispatch-Interconnection | VOM | 0 | MI | ON | H2 Pipeline - Repurposed |  |  |  | 0.60057 | 0
LCP_Inputs_ON_Electric_IEA_2023_05_05 | 2033 |  |  | Electricity |  | Dispatch-Interconnection | VOM | 3533756.6141 | MI | WC | Electricity Transmission Line |  |  |  | 0.60057 | 2122282.6491
LCP_Inputs_ON_Electric_IEA_2023_05_05 | 2033 |  |  | Methane |  | Dispatch-Intraconnection | VOM | 0 | NY | NY | CH4 Pipeline |  |  |  | 0.60057 | 0
LCP_Inputs_ON_Electric_IEA_2023_05_05 | 2033 |  |  | Electricity |  | Dispatch-Intraconnection | VOM | 0 | NY | NY | Electricity Transmission Line |  |  |  | 0.60057 | 0
LCP_Inputs_ON_Electric_IEA_2023_05_05 | 2033 |  |  | Hydrogen |  | Dispatch-Intraconnection | VOM | 0 | NY | NY | H2 Pipeline - New |  |  |  | 0.60057 | 0
LCP_Inputs_ON_Electric_IEA_2023_05_05 | 2033 |  |  | Hydrogen |  | Dispatch-Intraconnection | VOM | 0 | NY | NY | H2 Pipeline - Repurposed |  |  |  | 0.60057 | 0
LCP_Inputs_ON_Electric_IEA_2023_05_05 | 2033 |  |  | Methane |  | Dispatch-Interconnection | VOM | 0 | NY | ON | CH4 Pipeline |  |  |  | 0.60057 | 0
LCP_Inputs_ON_Electric_IEA_2023_05_05 | 2033 |  |  | Electricity |  | Dispatch-Interconnection | VOM | 16930964.5203 | NY | ON | Electricity Transmission Line |  |  |  | 0.60057 | 10168298.5442
LCP_Inputs_ON_Electric_IEA_2023_05_05 | 2033 |  |  | Hydrogen |  | Dispatch-Interconnection | VOM | 0 | NY | ON | H2 Pipeline - New |  |  |  | 0.60057 | 0
LCP_Inputs_ON_Electric_IEA_2023_05_05 | 2033 |  |  | Hydrogen |  | Dispatch-Interconnection | VOM | 0 | NY | ON | H2 Pipeline - Repurposed |  |  |  | 0.60057 | 0
LCP_Inputs_ON_Electric_IEA_2023_05_05 | 2033 |  |  | Electricity |  | Dispatch-Interconnection | VOM | 23141724.7562 | NY | QC | Electricity Transmission Line |  |  |  | 0.60057 | 13898320.1971
LCP_Inputs_ON_Electric_IEA_2023_05_05 | 2033 |  |  | Methane |  | Dispatch-Interconnection | VOM | 0 | ON | MI | CH4 Pipeline |  |  |  | 0.60057 | 0
LCP_Inputs_ON_Electric_IEA_2023_05_05 | 2033 |  |  | Electricity |  | Dispatch-Interconnection | VOM | 615797.1585 | ON | MI | Electricity Transmission Line |  |  |  | 0.60057 | 369831.8157
LCP_Inputs_ON_Electric_IEA_2023_05_05 | 2033 |  |  | Hydrogen |  | Dispatch-Interconnection | VOM | 0 | ON | MI | H2 Pipeline - New |  |  |  | 0.60057 | 0
LCP_Inputs_ON_Electric_IEA_2023_05_05 | 2033 |  |  | Hydrogen |  | Dispatch-Interconnection | VOM | 0 | ON | MI | H2 Pipeline - Repurposed |  |  |  | 0.60057 | 0
LCP_Inputs_ON_Electric_IEA_2023_05_05 | 2033 |  |  | Methane |  | Dispatch-Interconnection | VOM | 0 | ON | NY | CH4 Pipeline |  |  |  | 0.60057 | 0
LCP_Inputs_ON_Electric_IEA_2023_05_05 | 2033 |  |  | Electricity |  | Dispatch-Interconnection | VOM | 10532729.3127 | ON | NY | Electricity Transmission Line |  |  |  | 0.60057 | 6325684.2815
LCP_Inputs_ON_Electric_IEA_2023_05_05 | 2033 |  |  | Hydrogen |  | Dispatch-Interconnection | VOM | 0 | ON | NY | H2 Pipeline - New |  |  |  | 0.60057 | 0
LCP_Inputs_ON_Electric_IEA_2023_05_05 | 2033 |  |  | Hydrogen |  | Dispatch-Interconnection | VOM | 0 | ON | NY | H2 Pipeline - Repurposed |  |  |  | 0.60057 | 0
LCP_Inputs_ON_Electric_IEA_2023_05_05 | 2033 |  |  | Methane |  | Dispatch-Intraconnection | VOM | 661976965.2959 | ON | ON | CH4 Pipeline |  |  |  | 0.60057 | 397566210.9748
LCP_Inputs_ON_Electric_IEA_2023_05_05 | 2033 |  |  | Electricity |  | Dispatch-Intraconnection | VOM | 0 | ON | ON | Electricity Transmission Line |  |  |  | 0.60057 | 0
LCP_Inputs_ON_Electric_IEA_2023_05_05 | 2033 |  |  | Hydrogen |  | Dispatch-Intraconnection | VOM | 0 | ON | ON | H2 Pipeline - New |  |  |  | 0.60057 | 0
LCP_Inputs_ON_Electric_IEA_2023_05_05 | 2033 |  |  | Hydrogen |  | Dispatch-Intraconnection | VOM | 110846468.6684 | ON | ON | H2 Pipeline - Repurposed |  |  |  | 0.60057 | 66571516.6218
LCP_Inputs_ON_Electric_IEA_2023_05_05 | 2033 |  |  | Methane |  | Dispatch-Interconnection | VOM | 0 | ON | PJ | CH4 Pipeline |  |  |  | 0.60057 | 0
LCP_Inputs_ON_Electric_IEA_2023_05_05 | 2033 |  |  | Electricity |  | Dispatch-Interconnection | VOM | 6317446.3821 | ON | PJ | Electricity Transmission Line |  |  |  | 0.60057 | 3794094.5877
LCP_Inputs_ON_Electric_IEA_2023_05_05 | 2033 |  |  | Hydrogen |  | Dispatch-Interconnection | VOM | 0 | ON | PJ | H2 Pipeline - New |  |  |  | 0.60057 | 0
LCP_Inputs_ON_Electric_IEA_2023_05_05 | 2033 |  |  | Hydrogen |  | Dispatch-Interconnection | VOM | 0 | ON | PJ | H2 Pipeline - Repurposed |  |  |  | 0.60057 | 0
LCP_Inputs_ON_Electric_IEA_2023_05_05 | 2033 |  |  | Methane |  | Dispatch-Interconnection | VOM | 0 | ON | QC | CH4 Pipeline |  |  |  | 0.60057 | 0
LCP_Inputs_ON_Electric_IEA_2023_05_05 | 2033 |  |  | Electricity |  | Dispatch-Interconnection | VOM | 7697411.5343 | ON | QC | Electricity Transmission Line |  |  |  | 0.60057 | 4622865.8978
LCP_Inputs_ON_Electric_IEA_2023_05_05 | 2033 |  |  | Hydrogen |  | Dispatch-Interconnection | VOM | 0 | ON | QC | H2 Pipeline - New |  |  |  | 0.60057 | 0
LCP_Inputs_ON_Electric_IEA_2023_05_05 | 2033 |  |  | Hydrogen |  | Dispatch-Interconnection | VOM | 0 | ON | QC | H2 Pipeline - Repurposed |  |  |  | 0.60057 | 0
LCP_Inputs_ON_Electric_IEA_2023_05_05 | 2033 |  |  | Methane |  | Dispatch-Interconnection | VOM | 0 | ON | WC | CH4 Pipeline |  |  |  | 0.60057 | 0
LCP_Inputs_ON_Electric_IEA_2023_05_05 | 2033 |  |  | Electricity |  | Dispatch-Interconnection | VOM | 0 | ON | WC | Electricity Transmission Line |  |  |  | 0.60057 | 0
LCP_Inputs_ON_Electric_IEA_2023_05_05 | 2033 |  |  | Hydrogen |  | Dispatch-Interconnection | VOM | 0 | ON | WC | H2 Pipeline - New |  |  |  | 0.60057 | 0
LCP_Inputs_ON_Electric_IEA_2023_05_05 | 2033 |  |  | Hydrogen |  | Dispatch-Interconnection | VOM | 0 | ON | WC | H2 Pipeline - Repurposed |  |  |  | 0.60057 | 0
LCP_Inputs_ON_Electric_IEA_2023_05_05 | 2033 |  |  | Methane |  | Dispatch-Interconnection | VOM | 0 | PJ | ON | CH4 Pipeline |  |  |  | 0.60057 | 0
LCP_Inputs_ON_Electric_IEA_2023_05_05 | 2033 |  |  | Electricity |  | Dispatch-Interconnection | VOM | 10019782.5418 | PJ | ON | Electricity Transmission Line |  |  |  | 0.60057 | 6017621.7433
LCP_Inputs_ON_Electric_IEA_2023_05_05 | 2033 |  |  | Hydrogen |  | Dispatch-Interconnection | VOM | 0 | PJ | ON | H2 Pipeline - New |  |  |  | 0.60057 | 0
LCP_Inputs_ON_Electric_IEA_2023_05_05 | 2033 |  |  | Hydrogen |  | Dispatch-Interconnection | VOM | 0 | PJ | ON | H2 Pipeline - Repurposed |  |  |  | 0.60057 | 0
LCP_Inputs_ON_Electric_IEA_2023_05_05 | 2033 |  |  | Methane |  | Dispatch-Intraconnection | VOM | 0 | PJ | PJ | CH4 Pipeline |  |  |  | 0.60057 | 0
LCP_Inputs_ON_Electric_IEA_2023_05_05 | 2033 |  |  | Electricity |  | Dispatch-Intraconnection | VOM | 0 | PJ | PJ | Electricity Transmission Line |  |  |  | 0.60057 | 0
LCP_Inputs_ON_Electric_IEA_2023_05_05 | 2033 |  |  | Hydrogen |  | Dispatch-Intraconnection | VOM | 0 | PJ | PJ | H2 Pipeline - New |  |  |  | 0.60057 | 0
LCP_Inputs_ON_Electric_IEA_2023_05_05 | 2033 |  |  | Hydrogen |  | Dispatch-Intraconnection | VOM | 0 | PJ | PJ | H2 Pipeline - Repurposed |  |  |  | 0.60057 | 0
LCP_Inputs_ON_Electric_IEA_2023_05_05 | 2033 |  |  | Electricity |  | Dispatch-Interconnection | VOM | 23228781.3293 | QC | NY | Electricity Transmission Line |  |  |  | 0.60057 | 13950604.1189
LCP_Inputs_ON_Electric_IEA_2023_05_05 | 2033 |  |  | Methane |  | Dispatch-Interconnection | VOM | 0 | QC | ON | CH4 Pipeline |  |  |  | 0.60057 | 0
LCP_Inputs_ON_Electric_IEA_2023_05_05 | 2033 |  |  | Electricity |  | Dispatch-Interconnection | VOM | 11319447.7655 | QC | ON | Electricity Transmission Line |  |  |  | 0.60057 | 6798166.9973
LCP_Inputs_ON_Electric_IEA_2023_05_05 | 2033 |  |  | Hydrogen |  | Dispatch-Interconnection | VOM | 0 | QC | ON | H2 Pipeline - New |  |  |  | 0.60057 | 0
LCP_Inputs_ON_Electric_IEA_2023_05_05 | 2033 |  |  | Hydrogen |  | Dispatch-Interconnection | VOM | 0 | QC | ON | H2 Pipeline - Repurposed |  |  |  | 0.60057 | 0
LCP_Inputs_ON_Electric_IEA_2023_05_05 | 2033 |  |  | Methane |  | Dispatch-Intraconnection | VOM | 0 | QC | QC | CH4 Pipeline |  |  |  | 0.60057 | 0
LCP_Inputs_ON_Electric_IEA_2023_05_05 | 2033 |  |  | Electricity |  | Dispatch-Intraconnection | VOM | 0 | QC | QC | Electricity Transmission Line |  |  |  | 0.60057 | 0
LCP_Inputs_ON_Electric_IEA_2023_05_05 | 2033 |  |  | Hydrogen |  | Dispatch-Intraconnection | VOM | 0 | QC | QC | H2 Pipeline - New |  |  |  | 0.60057 | 0
LCP_Inputs_ON_Electric_IEA_2023_05_05 | 2033 |  |  | Hydrogen |  | Dispatch-Intraconnection | VOM | 0 | QC | QC | H2 Pipeline - Repurposed |  |  |  | 0.60057 | 0
LCP_Inputs_ON_Electric_IEA_2023_05_05 | 2033 |  |  | Electricity |  | Dispatch-Interconnection | VOM | 10551291.8392 | WC | MI | Electricity Transmission Line |  |  |  | 0.60057 | 6336832.4539
LCP_Inputs_ON_Electric_IEA_2023_05_05 | 2033 |  |  | Methane |  | Dispatch-Interconnection | VOM | 0 | WC | ON | CH4 Pipeline |  |  |  | 0.60057 | 0
LCP_Inputs_ON_Electric_IEA_2023_05_05 | 2033 |  |  | Electricity |  | Dispatch-Interconnection | VOM | 5442475.4667 | WC | ON | Electricity Transmission Line |  |  |  | 0.60057 | 3268609.7297
LCP_Inputs_ON_Electric_IEA_2023_05_05 | 2033 |  |  | Hydrogen |  | Dispatch-Interconnection | VOM | 0 | WC | ON | H2 Pipeline - New |  |  |  | 0.60057 | 0
LCP_Inputs_ON_Electric_IEA_2023_05_05 | 2033 |  |  | Hydrogen |  | Dispatch-Interconnection | VOM | 0 | WC | ON | H2 Pipeline - Repurposed |  |  |  | 0.60057 | 0
LCP_Inputs_ON_Electric_IEA_2023_05_05 | 2033 |  |  | Methane |  | Dispatch-Intraconnection | VOM | 0 | WC | WC | CH4 Pipeline |  |  |  | 0.60057 | 0
LCP_Inputs_ON_Electric_IEA_2023_05_05 | 2033 |  |  | Electricity |  | Dispatch-Intraconnection | VOM | 0 | WC | WC | Electricity Transmission Line |  |  |  | 0.60057 | 0
LCP_Inputs_ON_Electric_IEA_2023_05_05 | 2033 |  |  | Hydrogen |  | Dispatch-Intraconnection | VOM | 0 | WC | WC | H2 Pipeline - New |  |  |  | 0.60057 | 0
LCP_Inputs_ON_Electric_IEA_2023_05_05 | 2033 |  |  | Hydrogen |  | Dispatch-Intraconnection | VOM | 0 | WC | WC | H2 Pipeline - Repurposed |  |  |  | 0.60057 | 0
LCP_Inputs_ON_Electric_IEA_2023_05_05 | 2034 |  |  | Methane |  | Dispatch-Intraconnection | VOM | 0 | MI | MI | CH4 Pipeline |  |  |  | 0.57748 | 0
LCP_Inputs_ON_Electric_IEA_2023_05_05 | 2034 |  |  | Electricity |  | Dispatch-Intraconnection | VOM | 0 | MI | MI | Electricity Transmission Line |  |  |  | 0.57748 | 0
LCP_Inputs_ON_Electric_IEA_2023_05_05 | 2034 |  |  | Hydrogen |  | Dispatch-Intraconnection | VOM | 0 | MI | MI | H2 Pipeline - New |  |  |  | 0.57748 | 0
LCP_Inputs_ON_Electric_IEA_2023_05_05 | 2034 |  |  | Hydrogen |  | Dispatch-Intraconnection | VOM | 0 | MI | MI | H2 Pipeline - Repurposed |  |  |  | 0.57748 | 0
LCP_Inputs_ON_Electric_IEA_2023_05_05 | 2034 |  |  | Methane |  | Dispatch-Interconnection | VOM | 0 | MI | ON | CH4 Pipeline |  |  |  | 0.57748 | 0
LCP_Inputs_ON_Electric_IEA_2023_05_05 | 2034 |  |  | Electricity |  | Dispatch-Interconnection | VOM | 22022064.1709 | MI | ON | Electricity Transmission Line |  |  |  | 0.57748 | 12717193.331
LCP_Inputs_ON_Electric_IEA_2023_05_05 | 2034 |  |  | Hydrogen |  | Dispatch-Interconnection | VOM | 0 | MI | ON | H2 Pipeline - New |  |  |  | 0.57748 | 0
LCP_Inputs_ON_Electric_IEA_2023_05_05 | 2034 |  |  | Hydrogen |  | Dispatch-Interconnection | VOM | 0 | MI | ON | H2 Pipeline - Repurposed |  |  |  | 0.57748 | 0
LCP_Inputs_ON_Electric_IEA_2023_05_05 | 2034 |  |  | Electricity |  | Dispatch-Interconnection | VOM | 3533756.6141 | MI | WC | Electricity Transmission Line |  |  |  | 0.57748 | 2040656.3934
LCP_Inputs_ON_Electric_IEA_2023_05_05 | 2034 |  |  | Methane |  | Dispatch-Intraconnection | VOM | 0 | NY | NY | CH4 Pipeline |  |  |  | 0.57748 | 0
LCP_Inputs_ON_Electric_IEA_2023_05_05 | 2034 |  |  | Electricity |  | Dispatch-Intraconnection | VOM | 0 | NY | NY | Electricity Transmission Line |  |  |  | 0.57748 | 0
LCP_Inputs_ON_Electric_IEA_2023_05_05 | 2034 |  |  | Hydrogen |  | Dispatch-Intraconnection | VOM | 0 | NY | NY | H2 Pipeline - New |  |  |  | 0.57748 | 0
LCP_Inputs_ON_Electric_IEA_2023_05_05 | 2034 |  |  | Hydrogen |  | Dispatch-Intraconnection | VOM | 0 | NY | NY | H2 Pipeline - Repurposed |  |  |  | 0.57748 | 0
LCP_Inputs_ON_Electric_IEA_2023_05_05 | 2034 |  |  | Methane |  | Dispatch-Interconnection | VOM | 0 | NY | ON | CH4 Pipeline |  |  |  | 0.57748 | 0
LCP_Inputs_ON_Electric_IEA_2023_05_05 | 2034 |  |  | Electricity |  | Dispatch-Interconnection | VOM | 16930964.5203 | NY | ON | Electricity Transmission Line |  |  |  | 0.57748 | 9777210.1386
LCP_Inputs_ON_Electric_IEA_2023_05_05 | 2034 |  |  | Hydrogen |  | Dispatch-Interconnection | VOM | 0 | NY | ON | H2 Pipeline - New |  |  |  | 0.57748 | 0
LCP_Inputs_ON_Electric_IEA_2023_05_05 | 2034 |  |  | Hydrogen |  | Dispatch-Interconnection | VOM | 0 | NY | ON | H2 Pipeline - Repurposed |  |  |  | 0.57748 | 0
LCP_Inputs_ON_Electric_IEA_2023_05_05 | 2034 |  |  | Electricity |  | Dispatch-Interconnection | VOM | 23141724.7562 | NY | QC | Electricity Transmission Line |  |  |  | 0.57748 | 13363769.4203
LCP_Inputs_ON_Electric_IEA_2023_05_05 | 2034 |  |  | Methane |  | Dispatch-Interconnection | VOM | 0 | ON | MI | CH4 Pipeline |  |  |  | 0.57748 | 0
LCP_Inputs_ON_Electric_IEA_2023_05_05 | 2034 |  |  | Electricity |  | Dispatch-Interconnection | VOM | 615797.1585 | ON | MI | Electricity Transmission Line |  |  |  | 0.57748 | 355607.5151
LCP_Inputs_ON_Electric_IEA_2023_05_05 | 2034 |  |  | Hydrogen |  | Dispatch-Interconnection | VOM | 0 | ON | MI | H2 Pipeline - New |  |  |  | 0.57748 | 0
LCP_Inputs_ON_Electric_IEA_2023_05_05 | 2034 |  |  | Hydrogen |  | Dispatch-Interconnection | VOM | 0 | ON | MI | H2 Pipeline - Repurposed |  |  |  | 0.57748 | 0
LCP_Inputs_ON_Electric_IEA_2023_05_05 | 2034 |  |  | Methane |  | Dispatch-Interconnection | VOM | 0 | ON | NY | CH4 Pipeline |  |  |  | 0.57748 | 0
LCP_Inputs_ON_Electric_IEA_2023_05_05 | 2034 |  |  | Electricity |  | Dispatch-Interconnection | VOM | 10532729.3127 | ON | NY | Electricity Transmission Line |  |  |  | 0.57748 | 6082388.7322
LCP_Inputs_ON_Electric_IEA_2023_05_05 | 2034 |  |  | Hydrogen |  | Dispatch-Interconnection | VOM | 0 | ON | NY | H2 Pipeline - New |  |  |  | 0.57748 | 0
LCP_Inputs_ON_Electric_IEA_2023_05_05 | 2034 |  |  | Hydrogen |  | Dispatch-Interconnection | VOM | 0 | ON | NY | H2 Pipeline - Repurposed |  |  |  | 0.57748 | 0
LCP_Inputs_ON_Electric_IEA_2023_05_05 | 2034 |  |  | Methane |  | Dispatch-Intraconnection | VOM | 661976965.2959 | ON | ON | CH4 Pipeline |  |  |  | 0.57748 | 382275202.8604
LCP_Inputs_ON_Electric_IEA_2023_05_05 | 2034 |  |  | Electricity |  | Dispatch-Intraconnection | VOM | 0 | ON | ON | Electricity Transmission Line |  |  |  | 0.57748 | 0
LCP_Inputs_ON_Electric_IEA_2023_05_05 | 2034 |  |  | Hydrogen |  | Dispatch-Intraconnection | VOM | 0 | ON | ON | H2 Pipeline - New |  |  |  | 0.57748 | 0
LCP_Inputs_ON_Electric_IEA_2023_05_05 | 2034 |  |  | Hydrogen |  | Dispatch-Intraconnection | VOM | 110846468.6684 | ON | ON | H2 Pipeline - Repurposed |  |  |  | 0.57748 | 64011073.6748
LCP_Inputs_ON_Electric_IEA_2023_05_05 | 2034 |  |  | Methane |  | Dispatch-Interconnection | VOM | 0 | ON | PJ | CH4 Pipeline |  |  |  | 0.57748 | 0
LCP_Inputs_ON_Electric_IEA_2023_05_05 | 2034 |  |  | Electricity |  | Dispatch-Interconnection | VOM | 6317446.3821 | ON | PJ | Electricity Transmission Line |  |  |  | 0.57748 | 3648167.8728
LCP_Inputs_ON_Electric_IEA_2023_05_05 | 2034 |  |  | Hydrogen |  | Dispatch-Interconnection | VOM | 0 | ON | PJ | H2 Pipeline - New |  |  |  | 0.57748 | 0
LCP_Inputs_ON_Electric_IEA_2023_05_05 | 2034 |  |  | Hydrogen |  | Dispatch-Interconnection | VOM | 0 | ON | PJ | H2 Pipeline - Repurposed |  |  |  | 0.57748 | 0
LCP_Inputs_ON_Electric_IEA_2023_05_05 | 2034 |  |  | Methane |  | Dispatch-Interconnection | VOM | 0 | ON | QC | CH4 Pipeline |  |  |  | 0.57748 | 0
LCP_Inputs_ON_Electric_IEA_2023_05_05 | 2034 |  |  | Electricity |  | Dispatch-Interconnection | VOM | 7697411.5343 | ON | QC | Electricity Transmission Line |  |  |  | 0.57748 | 4445063.3633
LCP_Inputs_ON_Electric_IEA_2023_05_05 | 2034 |  |  | Hydrogen |  | Dispatch-Interconnection | VOM | 0 | ON | QC | H2 Pipeline - New |  |  |  | 0.57748 | 0
LCP_Inputs_ON_Electric_IEA_2023_05_05 | 2034 |  |  | Hydrogen |  | Dispatch-Interconnection | VOM | 0 | ON | QC | H2 Pipeline - Repurposed |  |  |  | 0.57748 | 0
LCP_Inputs_ON_Electric_IEA_2023_05_05 | 2034 |  |  | Methane |  | Dispatch-Interconnection | VOM | 0 | ON | WC | CH4 Pipeline |  |  |  | 0.57748 | 0
LCP_Inputs_ON_Electric_IEA_2023_05_05 | 2034 |  |  | Electricity |  | Dispatch-Interconnection | VOM | 0 | ON | WC | Electricity Transmission Line |  |  |  | 0.57748 | 0
LCP_Inputs_ON_Electric_IEA_2023_05_05 | 2034 |  |  | Hydrogen |  | Dispatch-Interconnection | VOM | 0 | ON | WC | H2 Pipeline - New |  |  |  | 0.57748 | 0
LCP_Inputs_ON_Electric_IEA_2023_05_05 | 2034 |  |  | Hydrogen |  | Dispatch-Interconnection | VOM | 0 | ON | WC | H2 Pipeline - Repurposed |  |  |  | 0.57748 | 0
LCP_Inputs_ON_Electric_IEA_2023_05_05 | 2034 |  |  | Methane |  | Dispatch-Interconnection | VOM | 0 | PJ | ON | CH4 Pipeline |  |  |  | 0.57748 | 0
LCP_Inputs_ON_Electric_IEA_2023_05_05 | 2034 |  |  | Electricity |  | Dispatch-Interconnection | VOM | 10019782.5418 | PJ | ON | Electricity Transmission Line |  |  |  | 0.57748 | 5786174.7532
LCP_Inputs_ON_Electric_IEA_2023_05_05 | 2034 |  |  | Hydrogen |  | Dispatch-Interconnection | VOM | 0 | PJ | ON | H2 Pipeline - New |  |  |  | 0.57748 | 0
LCP_Inputs_ON_Electric_IEA_2023_05_05 | 2034 |  |  | Hydrogen |  | Dispatch-Interconnection | VOM | 0 | PJ | ON | H2 Pipeline - Repurposed |  |  |  | 0.57748 | 0
LCP_Inputs_ON_Electric_IEA_2023_05_05 | 2034 |  |  | Methane |  | Dispatch-Intraconnection | VOM | 0 | PJ | PJ | CH4 Pipeline |  |  |  | 0.57748 | 0
LCP_Inputs_ON_Electric_IEA_2023_05_05 | 2034 |  |  | Electricity |  | Dispatch-Intraconnection | VOM | 0 | PJ | PJ | Electricity Transmission Line |  |  |  | 0.57748 | 0
LCP_Inputs_ON_Electric_IEA_2023_05_05 | 2034 |  |  | Hydrogen |  | Dispatch-Intraconnection | VOM | 0 | PJ | PJ | H2 Pipeline - New |  |  |  | 0.57748 | 0
LCP_Inputs_ON_Electric_IEA_2023_05_05 | 2034 |  |  | Hydrogen |  | Dispatch-Intraconnection | VOM | 0 | PJ | PJ | H2 Pipeline - Repurposed |  |  |  | 0.57748 | 0
LCP_Inputs_ON_Electric_IEA_2023_05_05 | 2034 |  |  | Electricity |  | Dispatch-Interconnection | VOM | 23228781.3293 | QC | NY | Electricity Transmission Line |  |  |  | 0.57748 | 13414042.422
LCP_Inputs_ON_Electric_IEA_2023_05_05 | 2034 |  |  | Methane |  | Dispatch-Interconnection | VOM | 0 | QC | ON | CH4 Pipeline |  |  |  | 0.57748 | 0
LCP_Inputs_ON_Electric_IEA_2023_05_05 | 2034 |  |  | Electricity |  | Dispatch-Interconnection | VOM | 11319447.7655 | QC | ON | Electricity Transmission Line |  |  |  | 0.57748 | 6536699.0359
LCP_Inputs_ON_Electric_IEA_2023_05_05 | 2034 |  |  | Hydrogen |  | Dispatch-Interconnection | VOM | 0 | QC | ON | H2 Pipeline - New |  |  |  | 0.57748 | 0
LCP_Inputs_ON_Electric_IEA_2023_05_05 | 2034 |  |  | Hydrogen |  | Dispatch-Interconnection | VOM | 0 | QC | ON | H2 Pipeline - Repurposed |  |  |  | 0.57748 | 0
LCP_Inputs_ON_Electric_IEA_2023_05_05 | 2034 |  |  | Methane |  | Dispatch-Intraconnection | VOM | 0 | QC | QC | CH4 Pipeline |  |  |  | 0.57748 | 0
LCP_Inputs_ON_Electric_IEA_2023_05_05 | 2034 |  |  | Electricity |  | Dispatch-Intraconnection | VOM | 0 | QC | QC | Electricity Transmission Line |  |  |  | 0.57748 | 0
LCP_Inputs_ON_Electric_IEA_2023_05_05 | 2034 |  |  | Hydrogen |  | Dispatch-Intraconnection | VOM | 0 | QC | QC | H2 Pipeline - New |  |  |  | 0.57748 | 0
LCP_Inputs_ON_Electric_IEA_2023_05_05 | 2034 |  |  | Hydrogen |  | Dispatch-Intraconnection | VOM | 0 | QC | QC | H2 Pipeline - Repurposed |  |  |  | 0.57748 | 0
LCP_Inputs_ON_Electric_IEA_2023_05_05 | 2034 |  |  | Electricity |  | Dispatch-Interconnection | VOM | 10551291.8392 | WC | MI | Electricity Transmission Line |  |  |  | 0.57748 | 6093108.1287
LCP_Inputs_ON_Electric_IEA_2023_05_05 | 2034 |  |  | Methane |  | Dispatch-Interconnection | VOM | 0 | WC | ON | CH4 Pipeline |  |  |  | 0.57748 | 0
LCP_Inputs_ON_Electric_IEA_2023_05_05 | 2034 |  |  | Electricity |  | Dispatch-Interconnection | VOM | 5442475.4667 | WC | ON | Electricity Transmission Line |  |  |  | 0.57748 | 3142893.9709
LCP_Inputs_ON_Electric_IEA_2023_05_05 | 2034 |  |  | Hydrogen |  | Dispatch-Interconnection | VOM | 0 | WC | ON | H2 Pipeline - New |  |  |  | 0.57748 | 0
LCP_Inputs_ON_Electric_IEA_2023_05_05 | 2034 |  |  | Hydrogen |  | Dispatch-Interconnection | VOM | 0 | WC | ON | H2 Pipeline - Repurposed |  |  |  | 0.57748 | 0
LCP_Inputs_ON_Electric_IEA_2023_05_05 | 2034 |  |  | Methane |  | Dispatch-Intraconnection | VOM | 0 | WC | WC | CH4 Pipeline |  |  |  | 0.57748 | 0
LCP_Inputs_ON_Electric_IEA_2023_05_05 | 2034 |  |  | Electricity |  | Dispatch-Intraconnection | VOM | 0 | WC | WC | Electricity Transmission Line |  |  |  | 0.57748 | 0
LCP_Inputs_ON_Electric_IEA_2023_05_05 | 2034 |  |  | Hydrogen |  | Dispatch-Intraconnection | VOM | 0 | WC | WC | H2 Pipeline - New |  |  |  | 0.57748 | 0
LCP_Inputs_ON_Electric_IEA_2023_05_05 | 2034 |  |  | Hydrogen |  | Dispatch-Intraconnection | VOM | 0 | WC | WC | H2 Pipeline - Repurposed |  |  |  | 0.57748 | 0
LCP_Inputs_ON_Electric_IEA_2023_05_05 | 2035 |  |  | Methane |  | Dispatch-Intraconnection | VOM | 0 | MI | MI | CH4 Pipeline |  |  |  | 0.55526 | 0
LCP_Inputs_ON_Electric_IEA_2023_05_05 | 2035 |  |  | Electricity |  | Dispatch-Intraconnection | VOM | 0 | MI | MI | Electricity Transmission Line |  |  |  | 0.55526 | 0
LCP_Inputs_ON_Electric_IEA_2023_05_05 | 2035 |  |  | Hydrogen |  | Dispatch-Intraconnection | VOM | 0 | MI | MI | H2 Pipeline - New |  |  |  | 0.55526 | 0
LCP_Inputs_ON_Electric_IEA_2023_05_05 | 2035 |  |  | Hydrogen |  | Dispatch-Intraconnection | VOM | 0 | MI | MI | H2 Pipeline - Repurposed |  |  |  | 0.55526 | 0
LCP_Inputs_ON_Electric_IEA_2023_05_05 | 2035 |  |  | Methane |  | Dispatch-Interconnection | VOM | 0 | MI | ON | CH4 Pipeline |  |  |  | 0.55526 | 0
LCP_Inputs_ON_Electric_IEA_2023_05_05 | 2035 |  |  | Electricity |  | Dispatch-Interconnection | VOM | 22022064.1709 | MI | ON | Electricity Transmission Line |  |  |  | 0.55526 | 12228070.5106
LCP_Inputs_ON_Electric_IEA_2023_05_05 | 2035 |  |  | Hydrogen |  | Dispatch-Interconnection | VOM | 0 | MI | ON | H2 Pipeline - New |  |  |  | 0.55526 | 0
LCP_Inputs_ON_Electric_IEA_2023_05_05 | 2035 |  |  | Hydrogen |  | Dispatch-Interconnection | VOM | 0 | MI | ON | H2 Pipeline - Repurposed |  |  |  | 0.55526 | 0
LCP_Inputs_ON_Electric_IEA_2023_05_05 | 2035 |  |  | Electricity |  | Dispatch-Interconnection | VOM | 3533756.6141 | MI | WC | Electricity Transmission Line |  |  |  | 0.55526 | 1962169.609
LCP_Inputs_ON_Electric_IEA_2023_05_05 | 2035 |  |  | Methane |  | Dispatch-Intraconnection | VOM | 0 | NY | NY | CH4 Pipeline |  |  |  | 0.55526 | 0
LCP_Inputs_ON_Electric_IEA_2023_05_05 | 2035 |  |  | Electricity |  | Dispatch-Intraconnection | VOM | 0 | NY | NY | Electricity Transmission Line |  |  |  | 0.55526 | 0
LCP_Inputs_ON_Electric_IEA_2023_05_05 | 2035 |  |  | Hydrogen |  | Dispatch-Intraconnection | VOM | 0 | NY | NY | H2 Pipeline - New |  |  |  | 0.55526 | 0
LCP_Inputs_ON_Electric_IEA_2023_05_05 | 2035 |  |  | Hydrogen |  | Dispatch-Intraconnection | VOM | 0 | NY | NY | H2 Pipeline - Repurposed |  |  |  | 0.55526 | 0
LCP_Inputs_ON_Electric_IEA_2023_05_05 | 2035 |  |  | Methane |  | Dispatch-Interconnection | VOM | 0 | NY | ON | CH4 Pipeline |  |  |  | 0.55526 | 0
LCP_Inputs_ON_Electric_IEA_2023_05_05 | 2035 |  |  | Electricity |  | Dispatch-Interconnection | VOM | 16930964.5203 | NY | ON | Electricity Transmission Line |  |  |  | 0.55526 | 9401163.5948
LCP_Inputs_ON_Electric_IEA_2023_05_05 | 2035 |  |  | Hydrogen |  | Dispatch-Interconnection | VOM | 0 | NY | ON | H2 Pipeline - New |  |  |  | 0.55526 | 0
LCP_Inputs_ON_Electric_IEA_2023_05_05 | 2035 |  |  | Hydrogen |  | Dispatch-Interconnection | VOM | 0 | NY | ON | H2 Pipeline - Repurposed |  |  |  | 0.55526 | 0
LCP_Inputs_ON_Electric_IEA_2023_05_05 | 2035 |  |  | Electricity |  | Dispatch-Interconnection | VOM | 23141724.7562 | NY | QC | Electricity Transmission Line |  |  |  | 0.55526 | 12849778.2887
LCP_Inputs_ON_Electric_IEA_2023_05_05 | 2035 |  |  | Methane |  | Dispatch-Interconnection | VOM | 0 | ON | MI | CH4 Pipeline |  |  |  | 0.55526 | 0
LCP_Inputs_ON_Electric_IEA_2023_05_05 | 2035 |  |  | Electricity |  | Dispatch-Interconnection | VOM | 615797.1585 | ON | MI | Electricity Transmission Line |  |  |  | 0.55526 | 341930.303
LCP_Inputs_ON_Electric_IEA_2023_05_05 | 2035 |  |  | Hydrogen |  | Dispatch-Interconnection | VOM | 0 | ON | MI | H2 Pipeline - New |  |  |  | 0.55526 | 0
LCP_Inputs_ON_Electric_IEA_2023_05_05 | 2035 |  |  | Hydrogen |  | Dispatch-Interconnection | VOM | 0 | ON | MI | H2 Pipeline - Repurposed |  |  |  | 0.55526 | 0
LCP_Inputs_ON_Electric_IEA_2023_05_05 | 2035 |  |  | Methane |  | Dispatch-Interconnection | VOM | 0 | ON | NY | CH4 Pipeline |  |  |  | 0.55526 | 0
LCP_Inputs_ON_Electric_IEA_2023_05_05 | 2035 |  |  | Electricity |  | Dispatch-Interconnection | VOM | 10532729.3127 | ON | NY | Electricity Transmission Line |  |  |  | 0.55526 | 5848450.704
LCP_Inputs_ON_Electric_IEA_2023_05_05 | 2035 |  |  | Hydrogen |  | Dispatch-Interconnection | VOM | 0 | ON | NY | H2 Pipeline - New |  |  |  | 0.55526 | 0
LCP_Inputs_ON_Electric_IEA_2023_05_05 | 2035 |  |  | Hydrogen |  | Dispatch-Interconnection | VOM | 0 | ON | NY | H2 Pipeline - Repurposed |  |  |  | 0.55526 | 0
LCP_Inputs_ON_Electric_IEA_2023_05_05 | 2035 |  |  | Methane |  | Dispatch-Intraconnection | VOM | 661976965.2959 | ON | ON | CH4 Pipeline |  |  |  | 0.55526 | 367572310.4427
LCP_Inputs_ON_Electric_IEA_2023_05_05 | 2035 |  |  | Electricity |  | Dispatch-Intraconnection | VOM | 0 | ON | ON | Electricity Transmission Line |  |  |  | 0.55526 | 0
LCP_Inputs_ON_Electric_IEA_2023_05_05 | 2035 |  |  | Hydrogen |  | Dispatch-Intraconnection | VOM | 0 | ON | ON | H2 Pipeline - New |  |  |  | 0.55526 | 0
LCP_Inputs_ON_Electric_IEA_2023_05_05 | 2035 |  |  | Hydrogen |  | Dispatch-Intraconnection | VOM | 110846468.6684 | ON | ON | H2 Pipeline - Repurposed |  |  |  | 0.55526 | 61549109.3027
LCP_Inputs_ON_Electric_IEA_2023_05_05 | 2035 |  |  | Methane |  | Dispatch-Interconnection | VOM | 0 | ON | PJ | CH4 Pipeline |  |  |  | 0.55526 | 0
LCP_Inputs_ON_Electric_IEA_2023_05_05 | 2035 |  |  | Electricity |  | Dispatch-Interconnection | VOM | 6317446.3821 | ON | PJ | Electricity Transmission Line |  |  |  | 0.55526 | 3507853.7238
LCP_Inputs_ON_Electric_IEA_2023_05_05 | 2035 |  |  | Hydrogen |  | Dispatch-Interconnection | VOM | 0 | ON | PJ | H2 Pipeline - New |  |  |  | 0.55526 | 0
LCP_Inputs_ON_Electric_IEA_2023_05_05 | 2035 |  |  | Hydrogen |  | Dispatch-Interconnection | VOM | 0 | ON | PJ | H2 Pipeline - Repurposed |  |  |  | 0.55526 | 0
LCP_Inputs_ON_Electric_IEA_2023_05_05 | 2035 |  |  | Methane |  | Dispatch-Interconnection | VOM | 0 | ON | QC | CH4 Pipeline |  |  |  | 0.55526 | 0
LCP_Inputs_ON_Electric_IEA_2023_05_05 | 2035 |  |  | Electricity |  | Dispatch-Interconnection | VOM | 7697411.5343 | ON | QC | Electricity Transmission Line |  |  |  | 0.55526 | 4274099.3878
LCP_Inputs_ON_Electric_IEA_2023_05_05 | 2035 |  |  | Hydrogen |  | Dispatch-Interconnection | VOM | 0 | ON | QC | H2 Pipeline - New |  |  |  | 0.55526 | 0
LCP_Inputs_ON_Electric_IEA_2023_05_05 | 2035 |  |  | Hydrogen |  | Dispatch-Interconnection | VOM | 0 | ON | QC | H2 Pipeline - Repurposed |  |  |  | 0.55526 | 0
LCP_Inputs_ON_Electric_IEA_2023_05_05 | 2035 |  |  | Methane |  | Dispatch-Interconnection | VOM | 0 | ON | WC | CH4 Pipeline |  |  |  | 0.55526 | 0
LCP_Inputs_ON_Electric_IEA_2023_05_05 | 2035 |  |  | Electricity |  | Dispatch-Interconnection | VOM | 0 | ON | WC | Electricity Transmission Line |  |  |  | 0.55526 | 0
LCP_Inputs_ON_Electric_IEA_2023_05_05 | 2035 |  |  | Hydrogen |  | Dispatch-Interconnection | VOM | 0 | ON | WC | H2 Pipeline - New |  |  |  | 0.55526 | 0
LCP_Inputs_ON_Electric_IEA_2023_05_05 | 2035 |  |  | Hydrogen |  | Dispatch-Interconnection | VOM | 0 | ON | WC | H2 Pipeline - Repurposed |  |  |  | 0.55526 | 0
LCP_Inputs_ON_Electric_IEA_2023_05_05 | 2035 |  |  | Methane |  | Dispatch-Interconnection | VOM | 0 | PJ | ON | CH4 Pipeline |  |  |  | 0.55526 | 0
LCP_Inputs_ON_Electric_IEA_2023_05_05 | 2035 |  |  | Electricity |  | Dispatch-Interconnection | VOM | 10019782.5418 | PJ | ON | Electricity Transmission Line |  |  |  | 0.55526 | 5563629.5704
LCP_Inputs_ON_Electric_IEA_2023_05_05 | 2035 |  |  | Hydrogen |  | Dispatch-Interconnection | VOM | 0 | PJ | ON | H2 Pipeline - New |  |  |  | 0.55526 | 0
LCP_Inputs_ON_Electric_IEA_2023_05_05 | 2035 |  |  | Hydrogen |  | Dispatch-Interconnection | VOM | 0 | PJ | ON | H2 Pipeline - Repurposed |  |  |  | 0.55526 | 0
LCP_Inputs_ON_Electric_IEA_2023_05_05 | 2035 |  |  | Methane |  | Dispatch-Intraconnection | VOM | 0 | PJ | PJ | CH4 Pipeline |  |  |  | 0.55526 | 0
LCP_Inputs_ON_Electric_IEA_2023_05_05 | 2035 |  |  | Electricity |  | Dispatch-Intraconnection | VOM | 0 | PJ | PJ | Electricity Transmission Line |  |  |  | 0.55526 | 0
LCP_Inputs_ON_Electric_IEA_2023_05_05 | 2035 |  |  | Hydrogen |  | Dispatch-Intraconnection | VOM | 0 | PJ | PJ | H2 Pipeline - New |  |  |  | 0.55526 | 0
LCP_Inputs_ON_Electric_IEA_2023_05_05 | 2035 |  |  | Hydrogen |  | Dispatch-Intraconnection | VOM | 0 | PJ | PJ | H2 Pipeline - Repurposed |  |  |  | 0.55526 | 0
LCP_Inputs_ON_Electric_IEA_2023_05_05 | 2035 |  |  | Electricity |  | Dispatch-Interconnection | VOM | 23228781.3293 | QC | NY | Electricity Transmission Line |  |  |  | 0.55526 | 12898117.7134
LCP_Inputs_ON_Electric_IEA_2023_05_05 | 2035 |  |  | Methane |  | Dispatch-Interconnection | VOM | 0 | QC | ON | CH4 Pipeline |  |  |  | 0.55526 | 0
LCP_Inputs_ON_Electric_IEA_2023_05_05 | 2035 |  |  | Electricity |  | Dispatch-Interconnection | VOM | 11319447.7655 | QC | ON | Electricity Transmission Line |  |  |  | 0.55526 | 6285287.5345
LCP_Inputs_ON_Electric_IEA_2023_05_05 | 2035 |  |  | Hydrogen |  | Dispatch-Interconnection | VOM | 0 | QC | ON | H2 Pipeline - New |  |  |  | 0.55526 | 0
LCP_Inputs_ON_Electric_IEA_2023_05_05 | 2035 |  |  | Hydrogen |  | Dispatch-Interconnection | VOM | 0 | QC | ON | H2 Pipeline - Repurposed |  |  |  | 0.55526 | 0
LCP_Inputs_ON_Electric_IEA_2023_05_05 | 2035 |  |  | Methane |  | Dispatch-Intraconnection | VOM | 0 | QC | QC | CH4 Pipeline |  |  |  | 0.55526 | 0
LCP_Inputs_ON_Electric_IEA_2023_05_05 | 2035 |  |  | Electricity |  | Dispatch-Intraconnection | VOM | 0 | QC | QC | Electricity Transmission Line |  |  |  | 0.55526 | 0
LCP_Inputs_ON_Electric_IEA_2023_05_05 | 2035 |  |  | Hydrogen |  | Dispatch-Intraconnection | VOM | 0 | QC | QC | H2 Pipeline - New |  |  |  | 0.55526 | 0
LCP_Inputs_ON_Electric_IEA_2023_05_05 | 2035 |  |  | Hydrogen |  | Dispatch-Intraconnection | VOM | 0 | QC | QC | H2 Pipeline - Repurposed |  |  |  | 0.55526 | 0
LCP_Inputs_ON_Electric_IEA_2023_05_05 | 2035 |  |  | Electricity |  | Dispatch-Interconnection | VOM | 10551291.8392 | WC | MI | Electricity Transmission Line |  |  |  | 0.55526 | 5858757.8161
LCP_Inputs_ON_Electric_IEA_2023_05_05 | 2035 |  |  | Methane |  | Dispatch-Interconnection | VOM | 0 | WC | ON | CH4 Pipeline |  |  |  | 0.55526 | 0
LCP_Inputs_ON_Electric_IEA_2023_05_05 | 2035 |  |  | Electricity |  | Dispatch-Interconnection | VOM | 5442475.4667 | WC | ON | Electricity Transmission Line |  |  |  | 0.55526 | 3022013.4335
LCP_Inputs_ON_Electric_IEA_2023_05_05 | 2035 |  |  | Hydrogen |  | Dispatch-Interconnection | VOM | 0 | WC | ON | H2 Pipeline - New |  |  |  | 0.55526 | 0
LCP_Inputs_ON_Electric_IEA_2023_05_05 | 2035 |  |  | Hydrogen |  | Dispatch-Interconnection | VOM | 0 | WC | ON | H2 Pipeline - Repurposed |  |  |  | 0.55526 | 0
LCP_Inputs_ON_Electric_IEA_2023_05_05 | 2035 |  |  | Methane |  | Dispatch-Intraconnection | VOM | 0 | WC | WC | CH4 Pipeline |  |  |  | 0.55526 | 0
LCP_Inputs_ON_Electric_IEA_2023_05_05 | 2035 |  |  | Electricity |  | Dispatch-Intraconnection | VOM | 0 | WC | WC | Electricity Transmission Line |  |  |  | 0.55526 | 0
LCP_Inputs_ON_Electric_IEA_2023_05_05 | 2035 |  |  | Hydrogen |  | Dispatch-Intraconnection | VOM | 0 | WC | WC | H2 Pipeline - New |  |  |  | 0.55526 | 0
LCP_Inputs_ON_Electric_IEA_2023_05_05 | 2035 |  |  | Hydrogen |  | Dispatch-Intraconnection | VOM | 0 | WC | WC | H2 Pipeline - Repurposed |  |  |  | 0.55526 | 0
LCP_Inputs_ON_Electric_IEA_2023_05_05 | 2036 |  |  | Methane |  | Dispatch-Intraconnection | VOM | 0 | MI | MI | CH4 Pipeline |  |  |  | 0.53391 | 0
LCP_Inputs_ON_Electric_IEA_2023_05_05 | 2036 |  |  | Electricity |  | Dispatch-Intraconnection | VOM | 0 | MI | MI | Electricity Transmission Line |  |  |  | 0.53391 | 0
LCP_Inputs_ON_Electric_IEA_2023_05_05 | 2036 |  |  | Hydrogen |  | Dispatch-Intraconnection | VOM | 0 | MI | MI | H2 Pipeline - New |  |  |  | 0.53391 | 0
LCP_Inputs_ON_Electric_IEA_2023_05_05 | 2036 |  |  | Hydrogen |  | Dispatch-Intraconnection | VOM | 0 | MI | MI | H2 Pipeline - Repurposed |  |  |  | 0.53391 | 0
LCP_Inputs_ON_Electric_IEA_2023_05_05 | 2036 |  |  | Methane |  | Dispatch-Interconnection | VOM | 0 | MI | ON | CH4 Pipeline |  |  |  | 0.53391 | 0
LCP_Inputs_ON_Electric_IEA_2023_05_05 | 2036 |  |  | Electricity |  | Dispatch-Interconnection | VOM | 22022064.1709 | MI | ON | Electricity Transmission Line |  |  |  | 0.53391 | 11757760.1063
LCP_Inputs_ON_Electric_IEA_2023_05_05 | 2036 |  |  | Hydrogen |  | Dispatch-Interconnection | VOM | 0 | MI | ON | H2 Pipeline - New |  |  |  | 0.53391 | 0
LCP_Inputs_ON_Electric_IEA_2023_05_05 | 2036 |  |  | Hydrogen |  | Dispatch-Interconnection | VOM | 0 | MI | ON | H2 Pipeline - Repurposed |  |  |  | 0.53391 | 0
LCP_Inputs_ON_Electric_IEA_2023_05_05 | 2036 |  |  | Electricity |  | Dispatch-Interconnection | VOM | 3533756.6141 | MI | WC | Electricity Transmission Line |  |  |  | 0.53391 | 1886701.5472
LCP_Inputs_ON_Electric_IEA_2023_05_05 | 2036 |  |  | Methane |  | Dispatch-Intraconnection | VOM | 0 | NY | NY | CH4 Pipeline |  |  |  | 0.53391 | 0
LCP_Inputs_ON_Electric_IEA_2023_05_05 | 2036 |  |  | Electricity |  | Dispatch-Intraconnection | VOM | 0 | NY | NY | Electricity Transmission Line |  |  |  | 0.53391 | 0
LCP_Inputs_ON_Electric_IEA_2023_05_05 | 2036 |  |  | Hydrogen |  | Dispatch-Intraconnection | VOM | 0 | NY | NY | H2 Pipeline - New |  |  |  | 0.53391 | 0
LCP_Inputs_ON_Electric_IEA_2023_05_05 | 2036 |  |  | Hydrogen |  | Dispatch-Intraconnection | VOM | 0 | NY | NY | H2 Pipeline - Repurposed |  |  |  | 0.53391 | 0
LCP_Inputs_ON_Electric_IEA_2023_05_05 | 2036 |  |  | Methane |  | Dispatch-Interconnection | VOM | 0 | NY | ON | CH4 Pipeline |  |  |  | 0.53391 | 0
LCP_Inputs_ON_Electric_IEA_2023_05_05 | 2036 |  |  | Electricity |  | Dispatch-Interconnection | VOM | 16930964.5203 | NY | ON | Electricity Transmission Line |  |  |  | 0.53391 | 9039580.3796
LCP_Inputs_ON_Electric_IEA_2023_05_05 | 2036 |  |  | Hydrogen |  | Dispatch-Interconnection | VOM | 0 | NY | ON | H2 Pipeline - New |  |  |  | 0.53391 | 0
LCP_Inputs_ON_Electric_IEA_2023_05_05 | 2036 |  |  | Hydrogen |  | Dispatch-Interconnection | VOM | 0 | NY | ON | H2 Pipeline - Repurposed |  |  |  | 0.53391 | 0
LCP_Inputs_ON_Electric_IEA_2023_05_05 | 2036 |  |  | Electricity |  | Dispatch-Interconnection | VOM | 23141724.7562 | NY | QC | Electricity Transmission Line |  |  |  | 0.53391 | 12355556.0468
LCP_Inputs_ON_Electric_IEA_2023_05_05 | 2036 |  |  | Methane |  | Dispatch-Interconnection | VOM | 0 | ON | MI | CH4 Pipeline |  |  |  | 0.53391 | 0
LCP_Inputs_ON_Electric_IEA_2023_05_05 | 2036 |  |  | Electricity |  | Dispatch-Interconnection | VOM | 615797.1585 | ON | MI | Electricity Transmission Line |  |  |  | 0.53391 | 328779.1375
LCP_Inputs_ON_Electric_IEA_2023_05_05 | 2036 |  |  | Hydrogen |  | Dispatch-Interconnection | VOM | 0 | ON | MI | H2 Pipeline - New |  |  |  | 0.53391 | 0
LCP_Inputs_ON_Electric_IEA_2023_05_05 | 2036 |  |  | Hydrogen |  | Dispatch-Interconnection | VOM | 0 | ON | MI | H2 Pipeline - Repurposed |  |  |  | 0.53391 | 0
LCP_Inputs_ON_Electric_IEA_2023_05_05 | 2036 |  |  | Methane |  | Dispatch-Interconnection | VOM | 0 | ON | NY | CH4 Pipeline |  |  |  | 0.53391 | 0
LCP_Inputs_ON_Electric_IEA_2023_05_05 | 2036 |  |  | Electricity |  | Dispatch-Interconnection | VOM | 10532729.3127 | ON | NY | Electricity Transmission Line |  |  |  | 0.53391 | 5623510.2923
LCP_Inputs_ON_Electric_IEA_2023_05_05 | 2036 |  |  | Hydrogen |  | Dispatch-Interconnection | VOM | 0 | ON | NY | H2 Pipeline - New |  |  |  | 0.53391 | 0
LCP_Inputs_ON_Electric_IEA_2023_05_05 | 2036 |  |  | Hydrogen |  | Dispatch-Interconnection | VOM | 0 | ON | NY | H2 Pipeline - Repurposed |  |  |  | 0.53391 | 0
LCP_Inputs_ON_Electric_IEA_2023_05_05 | 2036 |  |  | Methane |  | Dispatch-Intraconnection | VOM | 661976965.2959 | ON | ON | CH4 Pipeline |  |  |  | 0.53391 | 353434913.8872
LCP_Inputs_ON_Electric_IEA_2023_05_05 | 2036 |  |  | Electricity |  | Dispatch-Intraconnection | VOM | 0 | ON | ON | Electricity Transmission Line |  |  |  | 0.53391 | 0
LCP_Inputs_ON_Electric_IEA_2023_05_05 | 2036 |  |  | Hydrogen |  | Dispatch-Intraconnection | VOM | 0 | ON | ON | H2 Pipeline - New |  |  |  | 0.53391 | 0
LCP_Inputs_ON_Electric_IEA_2023_05_05 | 2036 |  |  | Hydrogen |  | Dispatch-Intraconnection | VOM | 110846468.6684 | ON | ON | H2 Pipeline - Repurposed |  |  |  | 0.53391 | 59181835.868
LCP_Inputs_ON_Electric_IEA_2023_05_05 | 2036 |  |  | Methane |  | Dispatch-Interconnection | VOM | 0 | ON | PJ | CH4 Pipeline |  |  |  | 0.53391 | 0
LCP_Inputs_ON_Electric_IEA_2023_05_05 | 2036 |  |  | Electricity |  | Dispatch-Interconnection | VOM | 6317446.3821 | ON | PJ | Electricity Transmission Line |  |  |  | 0.53391 | 3372936.2729
LCP_Inputs_ON_Electric_IEA_2023_05_05 | 2036 |  |  | Hydrogen |  | Dispatch-Interconnection | VOM | 0 | ON | PJ | H2 Pipeline - New |  |  |  | 0.53391 | 0
LCP_Inputs_ON_Electric_IEA_2023_05_05 | 2036 |  |  | Hydrogen |  | Dispatch-Interconnection | VOM | 0 | ON | PJ | H2 Pipeline - Repurposed |  |  |  | 0.53391 | 0
LCP_Inputs_ON_Electric_IEA_2023_05_05 | 2036 |  |  | Methane |  | Dispatch-Interconnection | VOM | 0 | ON | QC | CH4 Pipeline |  |  |  | 0.53391 | 0
LCP_Inputs_ON_Electric_IEA_2023_05_05 | 2036 |  |  | Electricity |  | Dispatch-Interconnection | VOM | 7697411.5343 | ON | QC | Electricity Transmission Line |  |  |  | 0.53391 | 4109710.9498
LCP_Inputs_ON_Electric_IEA_2023_05_05 | 2036 |  |  | Hydrogen |  | Dispatch-Interconnection | VOM | 0 | ON | QC | H2 Pipeline - New |  |  |  | 0.53391 | 0
LCP_Inputs_ON_Electric_IEA_2023_05_05 | 2036 |  |  | Hydrogen |  | Dispatch-Interconnection | VOM | 0 | ON | QC | H2 Pipeline - Repurposed |  |  |  | 0.53391 | 0
LCP_Inputs_ON_Electric_IEA_2023_05_05 | 2036 |  |  | Methane |  | Dispatch-Interconnection | VOM | 0 | ON | WC | CH4 Pipeline |  |  |  | 0.53391 | 0
LCP_Inputs_ON_Electric_IEA_2023_05_05 | 2036 |  |  | Electricity |  | Dispatch-Interconnection | VOM | 0 | ON | WC | Electricity Transmission Line |  |  |  | 0.53391 | 0
LCP_Inputs_ON_Electric_IEA_2023_05_05 | 2036 |  |  | Hydrogen |  | Dispatch-Interconnection | VOM | 0 | ON | WC | H2 Pipeline - New |  |  |  | 0.53391 | 0
LCP_Inputs_ON_Electric_IEA_2023_05_05 | 2036 |  |  | Hydrogen |  | Dispatch-Interconnection | VOM | 0 | ON | WC | H2 Pipeline - Repurposed |  |  |  | 0.53391 | 0
LCP_Inputs_ON_Electric_IEA_2023_05_05 | 2036 |  |  | Methane |  | Dispatch-Interconnection | VOM | 0 | PJ | ON | CH4 Pipeline |  |  |  | 0.53391 | 0
LCP_Inputs_ON_Electric_IEA_2023_05_05 | 2036 |  |  | Electricity |  | Dispatch-Interconnection | VOM | 10019782.5418 | PJ | ON | Electricity Transmission Line |  |  |  | 0.53391 | 5349643.8177
LCP_Inputs_ON_Electric_IEA_2023_05_05 | 2036 |  |  | Hydrogen |  | Dispatch-Interconnection | VOM | 0 | PJ | ON | H2 Pipeline - New |  |  |  | 0.53391 | 0
LCP_Inputs_ON_Electric_IEA_2023_05_05 | 2036 |  |  | Hydrogen |  | Dispatch-Interconnection | VOM | 0 | PJ | ON | H2 Pipeline - Repurposed |  |  |  | 0.53391 | 0
LCP_Inputs_ON_Electric_IEA_2023_05_05 | 2036 |  |  | Methane |  | Dispatch-Intraconnection | VOM | 0 | PJ | PJ | CH4 Pipeline |  |  |  | 0.53391 | 0
LCP_Inputs_ON_Electric_IEA_2023_05_05 | 2036 |  |  | Electricity |  | Dispatch-Intraconnection | VOM | 0 | PJ | PJ | Electricity Transmission Line |  |  |  | 0.53391 | 0
LCP_Inputs_ON_Electric_IEA_2023_05_05 | 2036 |  |  | Hydrogen |  | Dispatch-Intraconnection | VOM | 0 | PJ | PJ | H2 Pipeline - New |  |  |  | 0.53391 | 0
LCP_Inputs_ON_Electric_IEA_2023_05_05 | 2036 |  |  | Hydrogen |  | Dispatch-Intraconnection | VOM | 0 | PJ | PJ | H2 Pipeline - Repurposed |  |  |  | 0.53391 | 0
LCP_Inputs_ON_Electric_IEA_2023_05_05 | 2036 |  |  | Electricity |  | Dispatch-Interconnection | VOM | 23228781.3293 | QC | NY | Electricity Transmission Line |  |  |  | 0.53391 | 12402036.2629
LCP_Inputs_ON_Electric_IEA_2023_05_05 | 2036 |  |  | Methane |  | Dispatch-Interconnection | VOM | 0 | QC | ON | CH4 Pipeline |  |  |  | 0.53391 | 0
LCP_Inputs_ON_Electric_IEA_2023_05_05 | 2036 |  |  | Electricity |  | Dispatch-Interconnection | VOM | 11319447.7655 | QC | ON | Electricity Transmission Line |  |  |  | 0.53391 | 6043545.7063
LCP_Inputs_ON_Electric_IEA_2023_05_05 | 2036 |  |  | Hydrogen |  | Dispatch-Interconnection | VOM | 0 | QC | ON | H2 Pipeline - New |  |  |  | 0.53391 | 0
LCP_Inputs_ON_Electric_IEA_2023_05_05 | 2036 |  |  | Hydrogen |  | Dispatch-Interconnection | VOM | 0 | QC | ON | H2 Pipeline - Repurposed |  |  |  | 0.53391 | 0
LCP_Inputs_ON_Electric_IEA_2023_05_05 | 2036 |  |  | Methane |  | Dispatch-Intraconnection | VOM | 0 | QC | QC | CH4 Pipeline |  |  |  | 0.53391 | 0
LCP_Inputs_ON_Electric_IEA_2023_05_05 | 2036 |  |  | Electricity |  | Dispatch-Intraconnection | VOM | 0 | QC | QC | Electricity Transmission Line |  |  |  | 0.53391 | 0
LCP_Inputs_ON_Electric_IEA_2023_05_05 | 2036 |  |  | Hydrogen |  | Dispatch-Intraconnection | VOM | 0 | QC | QC | H2 Pipeline - New |  |  |  | 0.53391 | 0
LCP_Inputs_ON_Electric_IEA_2023_05_05 | 2036 |  |  | Hydrogen |  | Dispatch-Intraconnection | VOM | 0 | QC | QC | H2 Pipeline - Repurposed |  |  |  | 0.53391 | 0
LCP_Inputs_ON_Electric_IEA_2023_05_05 | 2036 |  |  | Electricity |  | Dispatch-Interconnection | VOM | 10551291.8392 | WC | MI | Electricity Transmission Line |  |  |  | 0.53391 | 5633420.977
LCP_Inputs_ON_Electric_IEA_2023_05_05 | 2036 |  |  | Methane |  | Dispatch-Interconnection | VOM | 0 | WC | ON | CH4 Pipeline |  |  |  | 0.53391 | 0
LCP_Inputs_ON_Electric_IEA_2023_05_05 | 2036 |  |  | Electricity |  | Dispatch-Interconnection | VOM | 5442475.4667 | WC | ON | Electricity Transmission Line |  |  |  | 0.53391 | 2905782.1476
LCP_Inputs_ON_Electric_IEA_2023_05_05 | 2036 |  |  | Hydrogen |  | Dispatch-Interconnection | VOM | 0 | WC | ON | H2 Pipeline - New |  |  |  | 0.53391 | 0
LCP_Inputs_ON_Electric_IEA_2023_05_05 | 2036 |  |  | Hydrogen |  | Dispatch-Interconnection | VOM | 0 | WC | ON | H2 Pipeline - Repurposed |  |  |  | 0.53391 | 0
LCP_Inputs_ON_Electric_IEA_2023_05_05 | 2036 |  |  | Methane |  | Dispatch-Intraconnection | VOM | 0 | WC | WC | CH4 Pipeline |  |  |  | 0.53391 | 0
LCP_Inputs_ON_Electric_IEA_2023_05_05 | 2036 |  |  | Electricity |  | Dispatch-Intraconnection | VOM | 0 | WC | WC | Electricity Transmission Line |  |  |  | 0.53391 | 0
LCP_Inputs_ON_Electric_IEA_2023_05_05 | 2036 |  |  | Hydrogen |  | Dispatch-Intraconnection | VOM | 0 | WC | WC | H2 Pipeline - New |  |  |  | 0.53391 | 0
LCP_Inputs_ON_Electric_IEA_2023_05_05 | 2036 |  |  | Hydrogen |  | Dispatch-Intraconnection | VOM | 0 | WC | WC | H2 Pipeline - Repurposed |  |  |  | 0.53391 | 0
LCP_Inputs_ON_Electric_IEA_2023_05_05 | 2037 |  |  | Methane |  | Dispatch-Intraconnection | VOM | 0 | MI | MI | CH4 Pipeline |  |  |  | 0.51337 | 0
LCP_Inputs_ON_Electric_IEA_2023_05_05 | 2037 |  |  | Electricity |  | Dispatch-Intraconnection | VOM | 0 | MI | MI | Electricity Transmission Line |  |  |  | 0.51337 | 0
LCP_Inputs_ON_Electric_IEA_2023_05_05 | 2037 |  |  | Hydrogen |  | Dispatch-Intraconnection | VOM | 0 | MI | MI | H2 Pipeline - New |  |  |  | 0.51337 | 0
LCP_Inputs_ON_Electric_IEA_2023_05_05 | 2037 |  |  | Hydrogen |  | Dispatch-Intraconnection | VOM | 0 | MI | MI | H2 Pipeline - Repurposed |  |  |  | 0.51337 | 0
LCP_Inputs_ON_Electric_IEA_2023_05_05 | 2037 |  |  | Methane |  | Dispatch-Interconnection | VOM | 0 | MI | ON | CH4 Pipeline |  |  |  | 0.51337 | 0
LCP_Inputs_ON_Electric_IEA_2023_05_05 | 2037 |  |  | Electricity |  | Dispatch-Interconnection | VOM | 22022064.1709 | MI | ON | Electricity Transmission Line |  |  |  | 0.51337 | 11305538.5638
LCP_Inputs_ON_Electric_IEA_2023_05_05 | 2037 |  |  | Hydrogen |  | Dispatch-Interconnection | VOM | 0 | MI | ON | H2 Pipeline - New |  |  |  | 0.51337 | 0
LCP_Inputs_ON_Electric_IEA_2023_05_05 | 2037 |  |  | Hydrogen |  | Dispatch-Interconnection | VOM | 0 | MI | ON | H2 Pipeline - Repurposed |  |  |  | 0.51337 | 0
LCP_Inputs_ON_Electric_IEA_2023_05_05 | 2037 |  |  | Electricity |  | Dispatch-Interconnection | VOM | 3533756.6141 | MI | WC | Electricity Transmission Line |  |  |  | 0.51337 | 1814136.103
LCP_Inputs_ON_Electric_IEA_2023_05_05 | 2037 |  |  | Methane |  | Dispatch-Intraconnection | VOM | 0 | NY | NY | CH4 Pipeline |  |  |  | 0.51337 | 0
LCP_Inputs_ON_Electric_IEA_2023_05_05 | 2037 |  |  | Electricity |  | Dispatch-Intraconnection | VOM | 0 | NY | NY | Electricity Transmission Line |  |  |  | 0.51337 | 0
LCP_Inputs_ON_Electric_IEA_2023_05_05 | 2037 |  |  | Hydrogen |  | Dispatch-Intraconnection | VOM | 0 | NY | NY | H2 Pipeline - New |  |  |  | 0.51337 | 0
LCP_Inputs_ON_Electric_IEA_2023_05_05 | 2037 |  |  | Hydrogen |  | Dispatch-Intraconnection | VOM | 0 | NY | NY | H2 Pipeline - Repurposed |  |  |  | 0.51337 | 0
LCP_Inputs_ON_Electric_IEA_2023_05_05 | 2037 |  |  | Methane |  | Dispatch-Interconnection | VOM | 0 | NY | ON | CH4 Pipeline |  |  |  | 0.51337 | 0
LCP_Inputs_ON_Electric_IEA_2023_05_05 | 2037 |  |  | Electricity |  | Dispatch-Interconnection | VOM | 16930964.5203 | NY | ON | Electricity Transmission Line |  |  |  | 0.51337 | 8691904.2112
LCP_Inputs_ON_Electric_IEA_2023_05_05 | 2037 |  |  | Hydrogen |  | Dispatch-Interconnection | VOM | 0 | NY | ON | H2 Pipeline - New |  |  |  | 0.51337 | 0
LCP_Inputs_ON_Electric_IEA_2023_05_05 | 2037 |  |  | Hydrogen |  | Dispatch-Interconnection | VOM | 0 | NY | ON | H2 Pipeline - Repurposed |  |  |  | 0.51337 | 0
LCP_Inputs_ON_Electric_IEA_2023_05_05 | 2037 |  |  | Electricity |  | Dispatch-Interconnection | VOM | 23141724.7562 | NY | QC | Electricity Transmission Line |  |  |  | 0.51337 | 11880342.3527
LCP_Inputs_ON_Electric_IEA_2023_05_05 | 2037 |  |  | Methane |  | Dispatch-Interconnection | VOM | 0 | ON | MI | CH4 Pipeline |  |  |  | 0.51337 | 0
LCP_Inputs_ON_Electric_IEA_2023_05_05 | 2037 |  |  | Electricity |  | Dispatch-Interconnection | VOM | 615797.1585 | ON | MI | Electricity Transmission Line |  |  |  | 0.51337 | 316133.786
LCP_Inputs_ON_Electric_IEA_2023_05_05 | 2037 |  |  | Hydrogen |  | Dispatch-Interconnection | VOM | 0 | ON | MI | H2 Pipeline - New |  |  |  | 0.51337 | 0
LCP_Inputs_ON_Electric_IEA_2023_05_05 | 2037 |  |  | Hydrogen |  | Dispatch-Interconnection | VOM | 0 | ON | MI | H2 Pipeline - Repurposed |  |  |  | 0.51337 | 0
LCP_Inputs_ON_Electric_IEA_2023_05_05 | 2037 |  |  | Methane |  | Dispatch-Interconnection | VOM | 0 | ON | NY | CH4 Pipeline |  |  |  | 0.51337 | 0
LCP_Inputs_ON_Electric_IEA_2023_05_05 | 2037 |  |  | Electricity |  | Dispatch-Interconnection | VOM | 10532729.3127 | ON | NY | Electricity Transmission Line |  |  |  | 0.51337 | 5407221.4349
LCP_Inputs_ON_Electric_IEA_2023_05_05 | 2037 |  |  | Hydrogen |  | Dispatch-Interconnection | VOM | 0 | ON | NY | H2 Pipeline - New |  |  |  | 0.51337 | 0
LCP_Inputs_ON_Electric_IEA_2023_05_05 | 2037 |  |  | Hydrogen |  | Dispatch-Interconnection | VOM | 0 | ON | NY | H2 Pipeline - Repurposed |  |  |  | 0.51337 | 0
LCP_Inputs_ON_Electric_IEA_2023_05_05 | 2037 |  |  | Methane |  | Dispatch-Intraconnection | VOM | 661976965.2959 | ON | ON | CH4 Pipeline |  |  |  | 0.51337 | 339841263.3531
LCP_Inputs_ON_Electric_IEA_2023_05_05 | 2037 |  |  | Electricity |  | Dispatch-Intraconnection | VOM | 0 | ON | ON | Electricity Transmission Line |  |  |  | 0.51337 | 0
LCP_Inputs_ON_Electric_IEA_2023_05_05 | 2037 |  |  | Hydrogen |  | Dispatch-Intraconnection | VOM | 0 | ON | ON | H2 Pipeline - New |  |  |  | 0.51337 | 0
LCP_Inputs_ON_Electric_IEA_2023_05_05 | 2037 |  |  | Hydrogen |  | Dispatch-Intraconnection | VOM | 110846468.6684 | ON | ON | H2 Pipeline - Repurposed |  |  |  | 0.51337 | 56905611.4115
LCP_Inputs_ON_Electric_IEA_2023_05_05 | 2037 |  |  | Methane |  | Dispatch-Interconnection | VOM | 0 | ON | PJ | CH4 Pipeline |  |  |  | 0.51337 | 0
LCP_Inputs_ON_Electric_IEA_2023_05_05 | 2037 |  |  | Electricity |  | Dispatch-Interconnection | VOM | 6317446.3821 | ON | PJ | Electricity Transmission Line |  |  |  | 0.51337 | 3243207.9547
LCP_Inputs_ON_Electric_IEA_2023_05_05 | 2037 |  |  | Hydrogen |  | Dispatch-Interconnection | VOM | 0 | ON | PJ | H2 Pipeline - New |  |  |  | 0.51337 | 0
LCP_Inputs_ON_Electric_IEA_2023_05_05 | 2037 |  |  | Hydrogen |  | Dispatch-Interconnection | VOM | 0 | ON | PJ | H2 Pipeline - Repurposed |  |  |  | 0.51337 | 0
LCP_Inputs_ON_Electric_IEA_2023_05_05 | 2037 |  |  | Methane |  | Dispatch-Interconnection | VOM | 0 | ON | QC | CH4 Pipeline |  |  |  | 0.51337 | 0
LCP_Inputs_ON_Electric_IEA_2023_05_05 | 2037 |  |  | Electricity |  | Dispatch-Interconnection | VOM | 7697411.5343 | ON | QC | Electricity Transmission Line |  |  |  | 0.51337 | 3951645.144
LCP_Inputs_ON_Electric_IEA_2023_05_05 | 2037 |  |  | Hydrogen |  | Dispatch-Interconnection | VOM | 0 | ON | QC | H2 Pipeline - New |  |  |  | 0.51337 | 0
LCP_Inputs_ON_Electric_IEA_2023_05_05 | 2037 |  |  | Hydrogen |  | Dispatch-Interconnection | VOM | 0 | ON | QC | H2 Pipeline - Repurposed |  |  |  | 0.51337 | 0
LCP_Inputs_ON_Electric_IEA_2023_05_05 | 2037 |  |  | Methane |  | Dispatch-Interconnection | VOM | 0 | ON | WC | CH4 Pipeline |  |  |  | 0.51337 | 0
LCP_Inputs_ON_Electric_IEA_2023_05_05 | 2037 |  |  | Electricity |  | Dispatch-Interconnection | VOM | 0 | ON | WC | Electricity Transmission Line |  |  |  | 0.51337 | 0
LCP_Inputs_ON_Electric_IEA_2023_05_05 | 2037 |  |  | Hydrogen |  | Dispatch-Interconnection | VOM | 0 | ON | WC | H2 Pipeline - New |  |  |  | 0.51337 | 0
LCP_Inputs_ON_Electric_IEA_2023_05_05 | 2037 |  |  | Hydrogen |  | Dispatch-Interconnection | VOM | 0 | ON | WC | H2 Pipeline - Repurposed |  |  |  | 0.51337 | 0
LCP_Inputs_ON_Electric_IEA_2023_05_05 | 2037 |  |  | Methane |  | Dispatch-Interconnection | VOM | 0 | PJ | ON | CH4 Pipeline |  |  |  | 0.51337 | 0
LCP_Inputs_ON_Electric_IEA_2023_05_05 | 2037 |  |  | Electricity |  | Dispatch-Interconnection | VOM | 10019782.5418 | PJ | ON | Electricity Transmission Line |  |  |  | 0.51337 | 5143888.2862
LCP_Inputs_ON_Electric_IEA_2023_05_05 | 2037 |  |  | Hydrogen |  | Dispatch-Interconnection | VOM | 0 | PJ | ON | H2 Pipeline - New |  |  |  | 0.51337 | 0
LCP_Inputs_ON_Electric_IEA_2023_05_05 | 2037 |  |  | Hydrogen |  | Dispatch-Interconnection | VOM | 0 | PJ | ON | H2 Pipeline - Repurposed |  |  |  | 0.51337 | 0
LCP_Inputs_ON_Electric_IEA_2023_05_05 | 2037 |  |  | Methane |  | Dispatch-Intraconnection | VOM | 0 | PJ | PJ | CH4 Pipeline |  |  |  | 0.51337 | 0
LCP_Inputs_ON_Electric_IEA_2023_05_05 | 2037 |  |  | Electricity |  | Dispatch-Intraconnection | VOM | 0 | PJ | PJ | Electricity Transmission Line |  |  |  | 0.51337 | 0
LCP_Inputs_ON_Electric_IEA_2023_05_05 | 2037 |  |  | Hydrogen |  | Dispatch-Intraconnection | VOM | 0 | PJ | PJ | H2 Pipeline - New |  |  |  | 0.51337 | 0
LCP_Inputs_ON_Electric_IEA_2023_05_05 | 2037 |  |  | Hydrogen |  | Dispatch-Intraconnection | VOM | 0 | PJ | PJ | H2 Pipeline - Repurposed |  |  |  | 0.51337 | 0
LCP_Inputs_ON_Electric_IEA_2023_05_05 | 2037 |  |  | Electricity |  | Dispatch-Interconnection | VOM | 23228781.3293 | QC | NY | Electricity Transmission Line |  |  |  | 0.51337 | 11925034.8682
LCP_Inputs_ON_Electric_IEA_2023_05_05 | 2037 |  |  | Methane |  | Dispatch-Interconnection | VOM | 0 | QC | ON | CH4 Pipeline |  |  |  | 0.51337 | 0
LCP_Inputs_ON_Electric_IEA_2023_05_05 | 2037 |  |  | Electricity |  | Dispatch-Interconnection | VOM | 11319447.7655 | QC | ON | Electricity Transmission Line |  |  |  | 0.51337 | 5811101.6406
LCP_Inputs_ON_Electric_IEA_2023_05_05 | 2037 |  |  | Hydrogen |  | Dispatch-Interconnection | VOM | 0 | QC | ON | H2 Pipeline - New |  |  |  | 0.51337 | 0
LCP_Inputs_ON_Electric_IEA_2023_05_05 | 2037 |  |  | Hydrogen |  | Dispatch-Interconnection | VOM | 0 | QC | ON | H2 Pipeline - Repurposed |  |  |  | 0.51337 | 0
LCP_Inputs_ON_Electric_IEA_2023_05_05 | 2037 |  |  | Methane |  | Dispatch-Intraconnection | VOM | 0 | QC | QC | CH4 Pipeline |  |  |  | 0.51337 | 0
LCP_Inputs_ON_Electric_IEA_2023_05_05 | 2037 |  |  | Electricity |  | Dispatch-Intraconnection | VOM | 0 | QC | QC | Electricity Transmission Line |  |  |  | 0.51337 | 0
LCP_Inputs_ON_Electric_IEA_2023_05_05 | 2037 |  |  | Hydrogen |  | Dispatch-Intraconnection | VOM | 0 | QC | QC | H2 Pipeline - New |  |  |  | 0.51337 | 0
LCP_Inputs_ON_Electric_IEA_2023_05_05 | 2037 |  |  | Hydrogen |  | Dispatch-Intraconnection | VOM | 0 | QC | QC | H2 Pipeline - Repurposed |  |  |  | 0.51337 | 0
LCP_Inputs_ON_Electric_IEA_2023_05_05 | 2037 |  |  | Electricity |  | Dispatch-Interconnection | VOM | 10551291.8392 | WC | MI | Electricity Transmission Line |  |  |  | 0.51337 | 5416750.9394
LCP_Inputs_ON_Electric_IEA_2023_05_05 | 2037 |  |  | Methane |  | Dispatch-Interconnection | VOM | 0 | WC | ON | CH4 Pipeline |  |  |  | 0.51337 | 0
LCP_Inputs_ON_Electric_IEA_2023_05_05 | 2037 |  |  | Electricity |  | Dispatch-Interconnection | VOM | 5442475.4667 | WC | ON | Electricity Transmission Line |  |  |  | 0.51337 | 2794021.2958
LCP_Inputs_ON_Electric_IEA_2023_05_05 | 2037 |  |  | Hydrogen |  | Dispatch-Interconnection | VOM | 0 | WC | ON | H2 Pipeline - New |  |  |  | 0.51337 | 0
LCP_Inputs_ON_Electric_IEA_2023_05_05 | 2037 |  |  | Hydrogen |  | Dispatch-Interconnection | VOM | 0 | WC | ON | H2 Pipeline - Repurposed |  |  |  | 0.51337 | 0
LCP_Inputs_ON_Electric_IEA_2023_05_05 | 2037 |  |  | Methane |  | Dispatch-Intraconnection | VOM | 0 | WC | WC | CH4 Pipeline |  |  |  | 0.51337 | 0
LCP_Inputs_ON_Electric_IEA_2023_05_05 | 2037 |  |  | Electricity |  | Dispatch-Intraconnection | VOM | 0 | WC | WC | Electricity Transmission Line |  |  |  | 0.51337 | 0
LCP_Inputs_ON_Electric_IEA_2023_05_05 | 2037 |  |  | Hydrogen |  | Dispatch-Intraconnection | VOM | 0 | WC | WC | H2 Pipeline - New |  |  |  | 0.51337 | 0
LCP_Inputs_ON_Electric_IEA_2023_05_05 | 2037 |  |  | Hydrogen |  | Dispatch-Intraconnection | VOM | 0 | WC | WC | H2 Pipeline - Repurposed |  |  |  | 0.51337 | 0
LCP_Inputs_ON_Electric_IEA_2023_05_05 | 2038 |  |  | Methane |  | Dispatch-Intraconnection | VOM | 0 | MI | MI | CH4 Pipeline |  |  |  | 0.49363 | 0
LCP_Inputs_ON_Electric_IEA_2023_05_05 | 2038 |  |  | Electricity |  | Dispatch-Intraconnection | VOM | 0 | MI | MI | Electricity Transmission Line |  |  |  | 0.49363 | 0
LCP_Inputs_ON_Electric_IEA_2023_05_05 | 2038 |  |  | Hydrogen |  | Dispatch-Intraconnection | VOM | 0 | MI | MI | H2 Pipeline - New |  |  |  | 0.49363 | 0
LCP_Inputs_ON_Electric_IEA_2023_05_05 | 2038 |  |  | Hydrogen |  | Dispatch-Intraconnection | VOM | 0 | MI | MI | H2 Pipeline - Repurposed |  |  |  | 0.49363 | 0
LCP_Inputs_ON_Electric_IEA_2023_05_05 | 2038 |  |  | Methane |  | Dispatch-Interconnection | VOM | 0 | MI | ON | CH4 Pipeline |  |  |  | 0.49363 | 0
LCP_Inputs_ON_Electric_IEA_2023_05_05 | 2038 |  |  | Electricity |  | Dispatch-Interconnection | VOM | 22022064.1709 | MI | ON | Electricity Transmission Line |  |  |  | 0.49363 | 10870710.1575
LCP_Inputs_ON_Electric_IEA_2023_05_05 | 2038 |  |  | Hydrogen |  | Dispatch-Interconnection | VOM | 0 | MI | ON | H2 Pipeline - New |  |  |  | 0.49363 | 0
LCP_Inputs_ON_Electric_IEA_2023_05_05 | 2038 |  |  | Hydrogen |  | Dispatch-Interconnection | VOM | 0 | MI | ON | H2 Pipeline - Repurposed |  |  |  | 0.49363 | 0
LCP_Inputs_ON_Electric_IEA_2023_05_05 | 2038 |  |  | Electricity |  | Dispatch-Interconnection | VOM | 3533756.6141 | MI | WC | Electricity Transmission Line |  |  |  | 0.49363 | 1744361.6375
LCP_Inputs_ON_Electric_IEA_2023_05_05 | 2038 |  |  | Methane |  | Dispatch-Intraconnection | VOM | 0 | NY | NY | CH4 Pipeline |  |  |  | 0.49363 | 0
LCP_Inputs_ON_Electric_IEA_2023_05_05 | 2038 |  |  | Electricity |  | Dispatch-Intraconnection | VOM | 0 | NY | NY | Electricity Transmission Line |  |  |  | 0.49363 | 0
LCP_Inputs_ON_Electric_IEA_2023_05_05 | 2038 |  |  | Hydrogen |  | Dispatch-Intraconnection | VOM | 0 | NY | NY | H2 Pipeline - New |  |  |  | 0.49363 | 0
LCP_Inputs_ON_Electric_IEA_2023_05_05 | 2038 |  |  | Hydrogen |  | Dispatch-Intraconnection | VOM | 0 | NY | NY | H2 Pipeline - Repurposed |  |  |  | 0.49363 | 0
LCP_Inputs_ON_Electric_IEA_2023_05_05 | 2038 |  |  | Methane |  | Dispatch-Interconnection | VOM | 0 | NY | ON | CH4 Pipeline |  |  |  | 0.49363 | 0
LCP_Inputs_ON_Electric_IEA_2023_05_05 | 2038 |  |  | Electricity |  | Dispatch-Interconnection | VOM | 16930964.5203 | NY | ON | Electricity Transmission Line |  |  |  | 0.49363 | 8357600.2031
LCP_Inputs_ON_Electric_IEA_2023_05_05 | 2038 |  |  | Hydrogen |  | Dispatch-Interconnection | VOM | 0 | NY | ON | H2 Pipeline - New |  |  |  | 0.49363 | 0
LCP_Inputs_ON_Electric_IEA_2023_05_05 | 2038 |  |  | Hydrogen |  | Dispatch-Interconnection | VOM | 0 | NY | ON | H2 Pipeline - Repurposed |  |  |  | 0.49363 | 0
LCP_Inputs_ON_Electric_IEA_2023_05_05 | 2038 |  |  | Electricity |  | Dispatch-Interconnection | VOM | 23141724.7562 | NY | QC | Electricity Transmission Line |  |  |  | 0.49363 | 11423406.1084
LCP_Inputs_ON_Electric_IEA_2023_05_05 | 2038 |  |  | Methane |  | Dispatch-Interconnection | VOM | 0 | ON | MI | CH4 Pipeline |  |  |  | 0.49363 | 0
LCP_Inputs_ON_Electric_IEA_2023_05_05 | 2038 |  |  | Electricity |  | Dispatch-Interconnection | VOM | 615797.1585 | ON | MI | Electricity Transmission Line |  |  |  | 0.49363 | 303974.7943
LCP_Inputs_ON_Electric_IEA_2023_05_05 | 2038 |  |  | Hydrogen |  | Dispatch-Interconnection | VOM | 0 | ON | MI | H2 Pipeline - New |  |  |  | 0.49363 | 0
LCP_Inputs_ON_Electric_IEA_2023_05_05 | 2038 |  |  | Hydrogen |  | Dispatch-Interconnection | VOM | 0 | ON | MI | H2 Pipeline - Repurposed |  |  |  | 0.49363 | 0
LCP_Inputs_ON_Electric_IEA_2023_05_05 | 2038 |  |  | Methane |  | Dispatch-Interconnection | VOM | 0 | ON | NY | CH4 Pipeline |  |  |  | 0.49363 | 0
LCP_Inputs_ON_Electric_IEA_2023_05_05 | 2038 |  |  | Electricity |  | Dispatch-Interconnection | VOM | 10532729.3127 | ON | NY | Electricity Transmission Line |  |  |  | 0.49363 | 5199251.3797
LCP_Inputs_ON_Electric_IEA_2023_05_05 | 2038 |  |  | Hydrogen |  | Dispatch-Interconnection | VOM | 0 | ON | NY | H2 Pipeline - New |  |  |  | 0.49363 | 0
LCP_Inputs_ON_Electric_IEA_2023_05_05 | 2038 |  |  | Hydrogen |  | Dispatch-Interconnection | VOM | 0 | ON | NY | H2 Pipeline - Repurposed |  |  |  | 0.49363 | 0
LCP_Inputs_ON_Electric_IEA_2023_05_05 | 2038 |  |  | Methane |  | Dispatch-Intraconnection | VOM | 661976965.2959 | ON | ON | CH4 Pipeline |  |  |  | 0.49363 | 326770445.5318
LCP_Inputs_ON_Electric_IEA_2023_05_05 | 2038 |  |  | Electricity |  | Dispatch-Intraconnection | VOM | 0 | ON | ON | Electricity Transmission Line |  |  |  | 0.49363 | 0
LCP_Inputs_ON_Electric_IEA_2023_05_05 | 2038 |  |  | Hydrogen |  | Dispatch-Intraconnection | VOM | 0 | ON | ON | H2 Pipeline - New |  |  |  | 0.49363 | 0
LCP_Inputs_ON_Electric_IEA_2023_05_05 | 2038 |  |  | Hydrogen |  | Dispatch-Intraconnection | VOM | 110846468.6684 | ON | ON | H2 Pipeline - Repurposed |  |  |  | 0.49363 | 54716934.0495
LCP_Inputs_ON_Electric_IEA_2023_05_05 | 2038 |  |  | Methane |  | Dispatch-Interconnection | VOM | 0 | ON | PJ | CH4 Pipeline |  |  |  | 0.49363 | 0
LCP_Inputs_ON_Electric_IEA_2023_05_05 | 2038 |  |  | Electricity |  | Dispatch-Interconnection | VOM | 6317446.3821 | ON | PJ | Electricity Transmission Line |  |  |  | 0.49363 | 3118469.1872
LCP_Inputs_ON_Electric_IEA_2023_05_05 | 2038 |  |  | Hydrogen |  | Dispatch-Interconnection | VOM | 0 | ON | PJ | H2 Pipeline - New |  |  |  | 0.49363 | 0
LCP_Inputs_ON_Electric_IEA_2023_05_05 | 2038 |  |  | Hydrogen |  | Dispatch-Interconnection | VOM | 0 | ON | PJ | H2 Pipeline - Repurposed |  |  |  | 0.49363 | 0
LCP_Inputs_ON_Electric_IEA_2023_05_05 | 2038 |  |  | Methane |  | Dispatch-Interconnection | VOM | 0 | ON | QC | CH4 Pipeline |  |  |  | 0.49363 | 0
LCP_Inputs_ON_Electric_IEA_2023_05_05 | 2038 |  |  | Electricity |  | Dispatch-Interconnection | VOM | 7697411.5343 | ON | QC | Electricity Transmission Line |  |  |  | 0.49363 | 3799658.7923
LCP_Inputs_ON_Electric_IEA_2023_05_05 | 2038 |  |  | Hydrogen |  | Dispatch-Interconnection | VOM | 0 | ON | QC | H2 Pipeline - New |  |  |  | 0.49363 | 0
LCP_Inputs_ON_Electric_IEA_2023_05_05 | 2038 |  |  | Hydrogen |  | Dispatch-Interconnection | VOM | 0 | ON | QC | H2 Pipeline - Repurposed |  |  |  | 0.49363 | 0
LCP_Inputs_ON_Electric_IEA_2023_05_05 | 2038 |  |  | Methane |  | Dispatch-Interconnection | VOM | 0 | ON | WC | CH4 Pipeline |  |  |  | 0.49363 | 0
LCP_Inputs_ON_Electric_IEA_2023_05_05 | 2038 |  |  | Electricity |  | Dispatch-Interconnection | VOM | 0 | ON | WC | Electricity Transmission Line |  |  |  | 0.49363 | 0
LCP_Inputs_ON_Electric_IEA_2023_05_05 | 2038 |  |  | Hydrogen |  | Dispatch-Interconnection | VOM | 0 | ON | WC | H2 Pipeline - New |  |  |  | 0.49363 | 0
LCP_Inputs_ON_Electric_IEA_2023_05_05 | 2038 |  |  | Hydrogen |  | Dispatch-Interconnection | VOM | 0 | ON | WC | H2 Pipeline - Repurposed |  |  |  | 0.49363 | 0
LCP_Inputs_ON_Electric_IEA_2023_05_05 | 2038 |  |  | Methane |  | Dispatch-Interconnection | VOM | 0 | PJ | ON | CH4 Pipeline |  |  |  | 0.49363 | 0
LCP_Inputs_ON_Electric_IEA_2023_05_05 | 2038 |  |  | Electricity |  | Dispatch-Interconnection | VOM | 10019782.5418 | PJ | ON | Electricity Transmission Line |  |  |  | 0.49363 | 4946046.4291
LCP_Inputs_ON_Electric_IEA_2023_05_05 | 2038 |  |  | Hydrogen |  | Dispatch-Interconnection | VOM | 0 | PJ | ON | H2 Pipeline - New |  |  |  | 0.49363 | 0
LCP_Inputs_ON_Electric_IEA_2023_05_05 | 2038 |  |  | Hydrogen |  | Dispatch-Interconnection | VOM | 0 | PJ | ON | H2 Pipeline - Repurposed |  |  |  | 0.49363 | 0
LCP_Inputs_ON_Electric_IEA_2023_05_05 | 2038 |  |  | Methane |  | Dispatch-Intraconnection | VOM | 0 | PJ | PJ | CH4 Pipeline |  |  |  | 0.49363 | 0
LCP_Inputs_ON_Electric_IEA_2023_05_05 | 2038 |  |  | Electricity |  | Dispatch-Intraconnection | VOM | 0 | PJ | PJ | Electricity Transmission Line |  |  |  | 0.49363 | 0
LCP_Inputs_ON_Electric_IEA_2023_05_05 | 2038 |  |  | Hydrogen |  | Dispatch-Intraconnection | VOM | 0 | PJ | PJ | H2 Pipeline - New |  |  |  | 0.49363 | 0
LCP_Inputs_ON_Electric_IEA_2023_05_05 | 2038 |  |  | Hydrogen |  | Dispatch-Intraconnection | VOM | 0 | PJ | PJ | H2 Pipeline - Repurposed |  |  |  | 0.49363 | 0
LCP_Inputs_ON_Electric_IEA_2023_05_05 | 2038 |  |  | Electricity |  | Dispatch-Interconnection | VOM | 23228781.3293 | QC | NY | Electricity Transmission Line |  |  |  | 0.49363 | 11466379.681
LCP_Inputs_ON_Electric_IEA_2023_05_05 | 2038 |  |  | Methane |  | Dispatch-Interconnection | VOM | 0 | QC | ON | CH4 Pipeline |  |  |  | 0.49363 | 0
LCP_Inputs_ON_Electric_IEA_2023_05_05 | 2038 |  |  | Electricity |  | Dispatch-Interconnection | VOM | 11319447.7655 | QC | ON | Electricity Transmission Line |  |  |  | 0.49363 | 5587597.7314
LCP_Inputs_ON_Electric_IEA_2023_05_05 | 2038 |  |  | Hydrogen |  | Dispatch-Interconnection | VOM | 0 | QC | ON | H2 Pipeline - New |  |  |  | 0.49363 | 0
LCP_Inputs_ON_Electric_IEA_2023_05_05 | 2038 |  |  | Hydrogen |  | Dispatch-Interconnection | VOM | 0 | QC | ON | H2 Pipeline - Repurposed |  |  |  | 0.49363 | 0
LCP_Inputs_ON_Electric_IEA_2023_05_05 | 2038 |  |  | Methane |  | Dispatch-Intraconnection | VOM | 0 | QC | QC | CH4 Pipeline |  |  |  | 0.49363 | 0
LCP_Inputs_ON_Electric_IEA_2023_05_05 | 2038 |  |  | Electricity |  | Dispatch-Intraconnection | VOM | 0 | QC | QC | Electricity Transmission Line |  |  |  | 0.49363 | 0
LCP_Inputs_ON_Electric_IEA_2023_05_05 | 2038 |  |  | Hydrogen |  | Dispatch-Intraconnection | VOM | 0 | QC | QC | H2 Pipeline - New |  |  |  | 0.49363 | 0
LCP_Inputs_ON_Electric_IEA_2023_05_05 | 2038 |  |  | Hydrogen |  | Dispatch-Intraconnection | VOM | 0 | QC | QC | H2 Pipeline - Repurposed |  |  |  | 0.49363 | 0
LCP_Inputs_ON_Electric_IEA_2023_05_05 | 2038 |  |  | Electricity |  | Dispatch-Interconnection | VOM | 10551291.8392 | WC | MI | Electricity Transmission Line |  |  |  | 0.49363 | 5208414.3648
LCP_Inputs_ON_Electric_IEA_2023_05_05 | 2038 |  |  | Methane |  | Dispatch-Interconnection | VOM | 0 | WC | ON | CH4 Pipeline |  |  |  | 0.49363 | 0
LCP_Inputs_ON_Electric_IEA_2023_05_05 | 2038 |  |  | Electricity |  | Dispatch-Interconnection | VOM | 5442475.4667 | WC | ON | Electricity Transmission Line |  |  |  | 0.49363 | 2686558.9383
LCP_Inputs_ON_Electric_IEA_2023_05_05 | 2038 |  |  | Hydrogen |  | Dispatch-Interconnection | VOM | 0 | WC | ON | H2 Pipeline - New |  |  |  | 0.49363 | 0
LCP_Inputs_ON_Electric_IEA_2023_05_05 | 2038 |  |  | Hydrogen |  | Dispatch-Interconnection | VOM | 0 | WC | ON | H2 Pipeline - Repurposed |  |  |  | 0.49363 | 0
LCP_Inputs_ON_Electric_IEA_2023_05_05 | 2038 |  |  | Methane |  | Dispatch-Intraconnection | VOM | 0 | WC | WC | CH4 Pipeline |  |  |  | 0.49363 | 0
LCP_Inputs_ON_Electric_IEA_2023_05_05 | 2038 |  |  | Electricity |  | Dispatch-Intraconnection | VOM | 0 | WC | WC | Electricity Transmission Line |  |  |  | 0.49363 | 0
LCP_Inputs_ON_Electric_IEA_2023_05_05 | 2038 |  |  | Hydrogen |  | Dispatch-Intraconnection | VOM | 0 | WC | WC | H2 Pipeline - New |  |  |  | 0.49363 | 0
LCP_Inputs_ON_Electric_IEA_2023_05_05 | 2038 |  |  | Hydrogen |  | Dispatch-Intraconnection | VOM | 0 | WC | WC | H2 Pipeline - Repurposed |  |  |  | 0.49363 | 0
LCP_Inputs_ON_Electric_IEA_2023_05_05 | 2039 |  |  | Methane |  | Dispatch-Intraconnection | VOM | 0 | MI | MI | CH4 Pipeline |  |  |  | 0.47464 | 0
LCP_Inputs_ON_Electric_IEA_2023_05_05 | 2039 |  |  | Electricity |  | Dispatch-Intraconnection | VOM | 0 | MI | MI | Electricity Transmission Line |  |  |  | 0.47464 | 0
LCP_Inputs_ON_Electric_IEA_2023_05_05 | 2039 |  |  | Hydrogen |  | Dispatch-Intraconnection | VOM | 0 | MI | MI | H2 Pipeline - New |  |  |  | 0.47464 | 0
LCP_Inputs_ON_Electric_IEA_2023_05_05 | 2039 |  |  | Hydrogen |  | Dispatch-Intraconnection | VOM | 0 | MI | MI | H2 Pipeline - Repurposed |  |  |  | 0.47464 | 0
LCP_Inputs_ON_Electric_IEA_2023_05_05 | 2039 |  |  | Methane |  | Dispatch-Interconnection | VOM | 0 | MI | ON | CH4 Pipeline |  |  |  | 0.47464 | 0
LCP_Inputs_ON_Electric_IEA_2023_05_05 | 2039 |  |  | Electricity |  | Dispatch-Interconnection | VOM | 22022064.1709 | MI | ON | Electricity Transmission Line |  |  |  | 0.47464 | 10452605.9206
LCP_Inputs_ON_Electric_IEA_2023_05_05 | 2039 |  |  | Hydrogen |  | Dispatch-Interconnection | VOM | 0 | MI | ON | H2 Pipeline - New |  |  |  | 0.47464 | 0
LCP_Inputs_ON_Electric_IEA_2023_05_05 | 2039 |  |  | Hydrogen |  | Dispatch-Interconnection | VOM | 0 | MI | ON | H2 Pipeline - Repurposed |  |  |  | 0.47464 | 0
LCP_Inputs_ON_Electric_IEA_2023_05_05 | 2039 |  |  | Electricity |  | Dispatch-Interconnection | VOM | 3533756.6141 | MI | WC | Electricity Transmission Line |  |  |  | 0.47464 | 1677270.8053
LCP_Inputs_ON_Electric_IEA_2023_05_05 | 2039 |  |  | Methane |  | Dispatch-Intraconnection | VOM | 0 | NY | NY | CH4 Pipeline |  |  |  | 0.47464 | 0
LCP_Inputs_ON_Electric_IEA_2023_05_05 | 2039 |  |  | Electricity |  | Dispatch-Intraconnection | VOM | 0 | NY | NY | Electricity Transmission Line |  |  |  | 0.47464 | 0
LCP_Inputs_ON_Electric_IEA_2023_05_05 | 2039 |  |  | Hydrogen |  | Dispatch-Intraconnection | VOM | 0 | NY | NY | H2 Pipeline - New |  |  |  | 0.47464 | 0
LCP_Inputs_ON_Electric_IEA_2023_05_05 | 2039 |  |  | Hydrogen |  | Dispatch-Intraconnection | VOM | 0 | NY | NY | H2 Pipeline - Repurposed |  |  |  | 0.47464 | 0
LCP_Inputs_ON_Electric_IEA_2023_05_05 | 2039 |  |  | Methane |  | Dispatch-Interconnection | VOM | 0 | NY | ON | CH4 Pipeline |  |  |  | 0.47464 | 0
LCP_Inputs_ON_Electric_IEA_2023_05_05 | 2039 |  |  | Electricity |  | Dispatch-Interconnection | VOM | 16930964.5203 | NY | ON | Electricity Transmission Line |  |  |  | 0.47464 | 8036154.0414
LCP_Inputs_ON_Electric_IEA_2023_05_05 | 2039 |  |  | Hydrogen |  | Dispatch-Interconnection | VOM | 0 | NY | ON | H2 Pipeline - New |  |  |  | 0.47464 | 0
LCP_Inputs_ON_Electric_IEA_2023_05_05 | 2039 |  |  | Hydrogen |  | Dispatch-Interconnection | VOM | 0 | NY | ON | H2 Pipeline - Repurposed |  |  |  | 0.47464 | 0
LCP_Inputs_ON_Electric_IEA_2023_05_05 | 2039 |  |  | Electricity |  | Dispatch-Interconnection | VOM | 23141724.7562 | NY | QC | Electricity Transmission Line |  |  |  | 0.47464 | 10984044.335
LCP_Inputs_ON_Electric_IEA_2023_05_05 | 2039 |  |  | Methane |  | Dispatch-Interconnection | VOM | 0 | ON | MI | CH4 Pipeline |  |  |  | 0.47464 | 0
LCP_Inputs_ON_Electric_IEA_2023_05_05 | 2039 |  |  | Electricity |  | Dispatch-Interconnection | VOM | 615797.1585 | ON | MI | Electricity Transmission Line |  |  |  | 0.47464 | 292283.456
LCP_Inputs_ON_Electric_IEA_2023_05_05 | 2039 |  |  | Hydrogen |  | Dispatch-Interconnection | VOM | 0 | ON | MI | H2 Pipeline - New |  |  |  | 0.47464 | 0
LCP_Inputs_ON_Electric_IEA_2023_05_05 | 2039 |  |  | Hydrogen |  | Dispatch-Interconnection | VOM | 0 | ON | MI | H2 Pipeline - Repurposed |  |  |  | 0.47464 | 0
LCP_Inputs_ON_Electric_IEA_2023_05_05 | 2039 |  |  | Methane |  | Dispatch-Interconnection | VOM | 0 | ON | NY | CH4 Pipeline |  |  |  | 0.47464 | 0
LCP_Inputs_ON_Electric_IEA_2023_05_05 | 2039 |  |  | Electricity |  | Dispatch-Interconnection | VOM | 10532729.3127 | ON | NY | Electricity Transmission Line |  |  |  | 0.47464 | 4999280.1728
LCP_Inputs_ON_Electric_IEA_2023_05_05 | 2039 |  |  | Hydrogen |  | Dispatch-Interconnection | VOM | 0 | ON | NY | H2 Pipeline - New |  |  |  | 0.47464 | 0
LCP_Inputs_ON_Electric_IEA_2023_05_05 | 2039 |  |  | Hydrogen |  | Dispatch-Interconnection | VOM | 0 | ON | NY | H2 Pipeline - Repurposed |  |  |  | 0.47464 | 0
LCP_Inputs_ON_Electric_IEA_2023_05_05 | 2039 |  |  | Methane |  | Dispatch-Intraconnection | VOM | 661976965.2959 | ON | ON | CH4 Pipeline |  |  |  | 0.47464 | 314202351.4729
LCP_Inputs_ON_Electric_IEA_2023_05_05 | 2039 |  |  | Electricity |  | Dispatch-Intraconnection | VOM | 0 | ON | ON | Electricity Transmission Line |  |  |  | 0.47464 | 0
LCP_Inputs_ON_Electric_IEA_2023_05_05 | 2039 |  |  | Hydrogen |  | Dispatch-Intraconnection | VOM | 0 | ON | ON | H2 Pipeline - New |  |  |  | 0.47464 | 0
LCP_Inputs_ON_Electric_IEA_2023_05_05 | 2039 |  |  | Hydrogen |  | Dispatch-Intraconnection | VOM | 110846468.6684 | ON | ON | H2 Pipeline - Repurposed |  |  |  | 0.47464 | 52612436.5861
LCP_Inputs_ON_Electric_IEA_2023_05_05 | 2039 |  |  | Methane |  | Dispatch-Interconnection | VOM | 0 | ON | PJ | CH4 Pipeline |  |  |  | 0.47464 | 0
LCP_Inputs_ON_Electric_IEA_2023_05_05 | 2039 |  |  | Electricity |  | Dispatch-Interconnection | VOM | 6317446.3821 | ON | PJ | Electricity Transmission Line |  |  |  | 0.47464 | 2998528.0646
LCP_Inputs_ON_Electric_IEA_2023_05_05 | 2039 |  |  | Hydrogen |  | Dispatch-Interconnection | VOM | 0 | ON | PJ | H2 Pipeline - New |  |  |  | 0.47464 | 0
LCP_Inputs_ON_Electric_IEA_2023_05_05 | 2039 |  |  | Hydrogen |  | Dispatch-Interconnection | VOM | 0 | ON | PJ | H2 Pipeline - Repurposed |  |  |  | 0.47464 | 0
LCP_Inputs_ON_Electric_IEA_2023_05_05 | 2039 |  |  | Methane |  | Dispatch-Interconnection | VOM | 0 | ON | QC | CH4 Pipeline |  |  |  | 0.47464 | 0
LCP_Inputs_ON_Electric_IEA_2023_05_05 | 2039 |  |  | Electricity |  | Dispatch-Interconnection | VOM | 7697411.5343 | ON | QC | Electricity Transmission Line |  |  |  | 0.47464 | 3653518.0695
LCP_Inputs_ON_Electric_IEA_2023_05_05 | 2039 |  |  | Hydrogen |  | Dispatch-Interconnection | VOM | 0 | ON | QC | H2 Pipeline - New |  |  |  | 0.47464 | 0
LCP_Inputs_ON_Electric_IEA_2023_05_05 | 2039 |  |  | Hydrogen |  | Dispatch-Interconnection | VOM | 0 | ON | QC | H2 Pipeline - Repurposed |  |  |  | 0.47464 | 0
LCP_Inputs_ON_Electric_IEA_2023_05_05 | 2039 |  |  | Methane |  | Dispatch-Interconnection | VOM | 0 | ON | WC | CH4 Pipeline |  |  |  | 0.47464 | 0
LCP_Inputs_ON_Electric_IEA_2023_05_05 | 2039 |  |  | Electricity |  | Dispatch-Interconnection | VOM | 0 | ON | WC | Electricity Transmission Line |  |  |  | 0.47464 | 0
LCP_Inputs_ON_Electric_IEA_2023_05_05 | 2039 |  |  | Hydrogen |  | Dispatch-Interconnection | VOM | 0 | ON | WC | H2 Pipeline - New |  |  |  | 0.47464 | 0
LCP_Inputs_ON_Electric_IEA_2023_05_05 | 2039 |  |  | Hydrogen |  | Dispatch-Interconnection | VOM | 0 | ON | WC | H2 Pipeline - Repurposed |  |  |  | 0.47464 | 0
LCP_Inputs_ON_Electric_IEA_2023_05_05 | 2039 |  |  | Methane |  | Dispatch-Interconnection | VOM | 0 | PJ | ON | CH4 Pipeline |  |  |  | 0.47464 | 0
LCP_Inputs_ON_Electric_IEA_2023_05_05 | 2039 |  |  | Electricity |  | Dispatch-Interconnection | VOM | 10019782.5418 | PJ | ON | Electricity Transmission Line |  |  |  | 0.47464 | 4755813.8741
LCP_Inputs_ON_Electric_IEA_2023_05_05 | 2039 |  |  | Hydrogen |  | Dispatch-Interconnection | VOM | 0 | PJ | ON | H2 Pipeline - New |  |  |  | 0.47464 | 0
LCP_Inputs_ON_Electric_IEA_2023_05_05 | 2039 |  |  | Hydrogen |  | Dispatch-Interconnection | VOM | 0 | PJ | ON | H2 Pipeline - Repurposed |  |  |  | 0.47464 | 0
LCP_Inputs_ON_Electric_IEA_2023_05_05 | 2039 |  |  | Methane |  | Dispatch-Intraconnection | VOM | 0 | PJ | PJ | CH4 Pipeline |  |  |  | 0.47464 | 0
LCP_Inputs_ON_Electric_IEA_2023_05_05 | 2039 |  |  | Electricity |  | Dispatch-Intraconnection | VOM | 0 | PJ | PJ | Electricity Transmission Line |  |  |  | 0.47464 | 0
LCP_Inputs_ON_Electric_IEA_2023_05_05 | 2039 |  |  | Hydrogen |  | Dispatch-Intraconnection | VOM | 0 | PJ | PJ | H2 Pipeline - New |  |  |  | 0.47464 | 0
LCP_Inputs_ON_Electric_IEA_2023_05_05 | 2039 |  |  | Hydrogen |  | Dispatch-Intraconnection | VOM | 0 | PJ | PJ | H2 Pipeline - Repurposed |  |  |  | 0.47464 | 0
LCP_Inputs_ON_Electric_IEA_2023_05_05 | 2039 |  |  | Electricity |  | Dispatch-Interconnection | VOM | 23228781.3293 | QC | NY | Electricity Transmission Line |  |  |  | 0.47464 | 11025365.0778
LCP_Inputs_ON_Electric_IEA_2023_05_05 | 2039 |  |  | Methane |  | Dispatch-Interconnection | VOM | 0 | QC | ON | CH4 Pipeline |  |  |  | 0.47464 | 0
LCP_Inputs_ON_Electric_IEA_2023_05_05 | 2039 |  |  | Electricity |  | Dispatch-Interconnection | VOM | 11319447.7655 | QC | ON | Electricity Transmission Line |  |  |  | 0.47464 | 5372690.1263
LCP_Inputs_ON_Electric_IEA_2023_05_05 | 2039 |  |  | Hydrogen |  | Dispatch-Interconnection | VOM | 0 | QC | ON | H2 Pipeline - New |  |  |  | 0.47464 | 0
LCP_Inputs_ON_Electric_IEA_2023_05_05 | 2039 |  |  | Hydrogen |  | Dispatch-Interconnection | VOM | 0 | QC | ON | H2 Pipeline - Repurposed |  |  |  | 0.47464 | 0
LCP_Inputs_ON_Electric_IEA_2023_05_05 | 2039 |  |  | Methane |  | Dispatch-Intraconnection | VOM | 0 | QC | QC | CH4 Pipeline |  |  |  | 0.47464 | 0
LCP_Inputs_ON_Electric_IEA_2023_05_05 | 2039 |  |  | Electricity |  | Dispatch-Intraconnection | VOM | 0 | QC | QC | Electricity Transmission Line |  |  |  | 0.47464 | 0
LCP_Inputs_ON_Electric_IEA_2023_05_05 | 2039 |  |  | Hydrogen |  | Dispatch-Intraconnection | VOM | 0 | QC | QC | H2 Pipeline - New |  |  |  | 0.47464 | 0
LCP_Inputs_ON_Electric_IEA_2023_05_05 | 2039 |  |  | Hydrogen |  | Dispatch-Intraconnection | VOM | 0 | QC | QC | H2 Pipeline - Repurposed |  |  |  | 0.47464 | 0
LCP_Inputs_ON_Electric_IEA_2023_05_05 | 2039 |  |  | Electricity |  | Dispatch-Interconnection | VOM | 10551291.8392 | WC | MI | Electricity Transmission Line |  |  |  | 0.47464 | 5008090.7354
LCP_Inputs_ON_Electric_IEA_2023_05_05 | 2039 |  |  | Methane |  | Dispatch-Interconnection | VOM | 0 | WC | ON | CH4 Pipeline |  |  |  | 0.47464 | 0
LCP_Inputs_ON_Electric_IEA_2023_05_05 | 2039 |  |  | Electricity |  | Dispatch-Interconnection | VOM | 5442475.4667 | WC | ON | Electricity Transmission Line |  |  |  | 0.47464 | 2583229.7483
LCP_Inputs_ON_Electric_IEA_2023_05_05 | 2039 |  |  | Hydrogen |  | Dispatch-Interconnection | VOM | 0 | WC | ON | H2 Pipeline - New |  |  |  | 0.47464 | 0
LCP_Inputs_ON_Electric_IEA_2023_05_05 | 2039 |  |  | Hydrogen |  | Dispatch-Interconnection | VOM | 0 | WC | ON | H2 Pipeline - Repurposed |  |  |  | 0.47464 | 0
LCP_Inputs_ON_Electric_IEA_2023_05_05 | 2039 |  |  | Methane |  | Dispatch-Intraconnection | VOM | 0 | WC | WC | CH4 Pipeline |  |  |  | 0.47464 | 0
LCP_Inputs_ON_Electric_IEA_2023_05_05 | 2039 |  |  | Electricity |  | Dispatch-Intraconnection | VOM | 0 | WC | WC | Electricity Transmission Line |  |  |  | 0.47464 | 0
LCP_Inputs_ON_Electric_IEA_2023_05_05 | 2039 |  |  | Hydrogen |  | Dispatch-Intraconnection | VOM | 0 | WC | WC | H2 Pipeline - New |  |  |  | 0.47464 | 0
LCP_Inputs_ON_Electric_IEA_2023_05_05 | 2039 |  |  | Hydrogen |  | Dispatch-Intraconnection | VOM | 0 | WC | WC | H2 Pipeline - Repurposed |  |  |  | 0.47464 | 0
LCP_Inputs_ON_Electric_IEA_2023_05_05 | 2040 |  |  | Methane |  | Dispatch-Intraconnection | VOM | 0 | MI | MI | CH4 Pipeline |  |  |  | 0.45639 | 0
LCP_Inputs_ON_Electric_IEA_2023_05_05 | 2040 |  |  | Electricity |  | Dispatch-Intraconnection | VOM | 0 | MI | MI | Electricity Transmission Line |  |  |  | 0.45639 | 0
LCP_Inputs_ON_Electric_IEA_2023_05_05 | 2040 |  |  | Hydrogen |  | Dispatch-Intraconnection | VOM | 0 | MI | MI | H2 Pipeline - New |  |  |  | 0.45639 | 0
LCP_Inputs_ON_Electric_IEA_2023_05_05 | 2040 |  |  | Hydrogen |  | Dispatch-Intraconnection | VOM | 0 | MI | MI | H2 Pipeline - Repurposed |  |  |  | 0.45639 | 0
LCP_Inputs_ON_Electric_IEA_2023_05_05 | 2040 |  |  | Methane |  | Dispatch-Interconnection | VOM | 0 | MI | ON | CH4 Pipeline |  |  |  | 0.45639 | 0
LCP_Inputs_ON_Electric_IEA_2023_05_05 | 2040 |  |  | Electricity |  | Dispatch-Interconnection | VOM | 29346546.775 | MI | ON | Electricity Transmission Line |  |  |  | 0.45639 | 13393380.8642
LCP_Inputs_ON_Electric_IEA_2023_05_05 | 2040 |  |  | Hydrogen |  | Dispatch-Interconnection | VOM | 0 | MI | ON | H2 Pipeline - New |  |  |  | 0.45639 | 0
LCP_Inputs_ON_Electric_IEA_2023_05_05 | 2040 |  |  | Hydrogen |  | Dispatch-Interconnection | VOM | 0 | MI | ON | H2 Pipeline - Repurposed |  |  |  | 0.45639 | 0
LCP_Inputs_ON_Electric_IEA_2023_05_05 | 2040 |  |  | Electricity |  | Dispatch-Interconnection | VOM | 3729553.5339 | MI | WC | Electricity Transmission Line |  |  |  | 0.45639 | 1702119.548
LCP_Inputs_ON_Electric_IEA_2023_05_05 | 2040 |  |  | Methane |  | Dispatch-Intraconnection | VOM | 0 | NY | NY | CH4 Pipeline |  |  |  | 0.45639 | 0
LCP_Inputs_ON_Electric_IEA_2023_05_05 | 2040 |  |  | Electricity |  | Dispatch-Intraconnection | VOM | 0 | NY | NY | Electricity Transmission Line |  |  |  | 0.45639 | 0
LCP_Inputs_ON_Electric_IEA_2023_05_05 | 2040 |  |  | Hydrogen |  | Dispatch-Intraconnection | VOM | 0 | NY | NY | H2 Pipeline - New |  |  |  | 0.45639 | 0
LCP_Inputs_ON_Electric_IEA_2023_05_05 | 2040 |  |  | Hydrogen |  | Dispatch-Intraconnection | VOM | 0 | NY | NY | H2 Pipeline - Repurposed |  |  |  | 0.45639 | 0
LCP_Inputs_ON_Electric_IEA_2023_05_05 | 2040 |  |  | Methane |  | Dispatch-Interconnection | VOM | 0 | NY | ON | CH4 Pipeline |  |  |  | 0.45639 | 0
LCP_Inputs_ON_Electric_IEA_2023_05_05 | 2040 |  |  | Electricity |  | Dispatch-Interconnection | VOM | 33121092.4793 | NY | ON | Electricity Transmission Line |  |  |  | 0.45639 | 15116034.2515
LCP_Inputs_ON_Electric_IEA_2023_05_05 | 2040 |  |  | Hydrogen |  | Dispatch-Interconnection | VOM | 0 | NY | ON | H2 Pipeline - New |  |  |  | 0.45639 | 0
LCP_Inputs_ON_Electric_IEA_2023_05_05 | 2040 |  |  | Hydrogen |  | Dispatch-Interconnection | VOM | 0 | NY | ON | H2 Pipeline - Repurposed |  |  |  | 0.45639 | 0
LCP_Inputs_ON_Electric_IEA_2023_05_05 | 2040 |  |  | Electricity |  | Dispatch-Interconnection | VOM | 25852069.169 | NY | QC | Electricity Transmission Line |  |  |  | 0.45639 | 11798546.901
LCP_Inputs_ON_Electric_IEA_2023_05_05 | 2040 |  |  | Methane |  | Dispatch-Interconnection | VOM | 0 | ON | MI | CH4 Pipeline |  |  |  | 0.45639 | 0
LCP_Inputs_ON_Electric_IEA_2023_05_05 | 2040 |  |  | Electricity |  | Dispatch-Interconnection | VOM | 15941896.9753 | ON | MI | Electricity Transmission Line |  |  |  | 0.45639 | 7275673.6772
LCP_Inputs_ON_Electric_IEA_2023_05_05 | 2040 |  |  | Hydrogen |  | Dispatch-Interconnection | VOM | 0 | ON | MI | H2 Pipeline - New |  |  |  | 0.45639 | 0
LCP_Inputs_ON_Electric_IEA_2023_05_05 | 2040 |  |  | Hydrogen |  | Dispatch-Interconnection | VOM | 0 | ON | MI | H2 Pipeline - Repurposed |  |  |  | 0.45639 | 0
LCP_Inputs_ON_Electric_IEA_2023_05_05 | 2040 |  |  | Methane |  | Dispatch-Interconnection | VOM | 0 | ON | NY | CH4 Pipeline |  |  |  | 0.45639 | 0
LCP_Inputs_ON_Electric_IEA_2023_05_05 | 2040 |  |  | Electricity |  | Dispatch-Interconnection | VOM | 15322279.2445 | ON | NY | Electricity Transmission Line |  |  |  | 0.45639 | 6992888.2332
LCP_Inputs_ON_Electric_IEA_2023_05_05 | 2040 |  |  | Hydrogen |  | Dispatch-Interconnection | VOM | 0 | ON | NY | H2 Pipeline - New |  |  |  | 0.45639 | 0
LCP_Inputs_ON_Electric_IEA_2023_05_05 | 2040 |  |  | Hydrogen |  | Dispatch-Interconnection | VOM | 0 | ON | NY | H2 Pipeline - Repurposed |  |  |  | 0.45639 | 0
LCP_Inputs_ON_Electric_IEA_2023_05_05 | 2040 |  |  | Methane |  | Dispatch-Intraconnection | VOM | 367923131.7518 | ON | ON | CH4 Pipeline |  |  |  | 0.45639 | 167915314.537
LCP_Inputs_ON_Electric_IEA_2023_05_05 | 2040 |  |  | Electricity |  | Dispatch-Intraconnection | VOM | 0 | ON | ON | Electricity Transmission Line |  |  |  | 0.45639 | 0
LCP_Inputs_ON_Electric_IEA_2023_05_05 | 2040 |  |  | Hydrogen |  | Dispatch-Intraconnection | VOM | 0 | ON | ON | H2 Pipeline - New |  |  |  | 0.45639 | 0
LCP_Inputs_ON_Electric_IEA_2023_05_05 | 2040 |  |  | Hydrogen |  | Dispatch-Intraconnection | VOM | 305168522.8171 | ON | ON | H2 Pipeline - Repurposed |  |  |  | 0.45639 | 139274930.2053
LCP_Inputs_ON_Electric_IEA_2023_05_05 | 2040 |  |  | Methane |  | Dispatch-Interconnection | VOM | 0 | ON | PJ | CH4 Pipeline |  |  |  | 0.45639 | 0
LCP_Inputs_ON_Electric_IEA_2023_05_05 | 2040 |  |  | Electricity |  | Dispatch-Interconnection | VOM | 22603541.3143 | ON | PJ | Electricity Transmission Line |  |  |  | 0.45639 | 10315961.1938
LCP_Inputs_ON_Electric_IEA_2023_05_05 | 2040 |  |  | Hydrogen |  | Dispatch-Interconnection | VOM | 0 | ON | PJ | H2 Pipeline - New |  |  |  | 0.45639 | 0
LCP_Inputs_ON_Electric_IEA_2023_05_05 | 2040 |  |  | Hydrogen |  | Dispatch-Interconnection | VOM | 0 | ON | PJ | H2 Pipeline - Repurposed |  |  |  | 0.45639 | 0
LCP_Inputs_ON_Electric_IEA_2023_05_05 | 2040 |  |  | Methane |  | Dispatch-Interconnection | VOM | 0 | ON | QC | CH4 Pipeline |  |  |  | 0.45639 | 0
LCP_Inputs_ON_Electric_IEA_2023_05_05 | 2040 |  |  | Electricity |  | Dispatch-Interconnection | VOM | 10531940.584 | ON | QC | Electricity Transmission Line |  |  |  | 0.45639 | 4806640.2007
LCP_Inputs_ON_Electric_IEA_2023_05_05 | 2040 |  |  | Hydrogen |  | Dispatch-Interconnection | VOM | 0 | ON | QC | H2 Pipeline - New |  |  |  | 0.45639 | 0
LCP_Inputs_ON_Electric_IEA_2023_05_05 | 2040 |  |  | Hydrogen |  | Dispatch-Interconnection | VOM | 0 | ON | QC | H2 Pipeline - Repurposed |  |  |  | 0.45639 | 0
LCP_Inputs_ON_Electric_IEA_2023_05_05 | 2040 |  |  | Methane |  | Dispatch-Interconnection | VOM | 0 | ON | WC | CH4 Pipeline |  |  |  | 0.45639 | 0
LCP_Inputs_ON_Electric_IEA_2023_05_05 | 2040 |  |  | Electricity |  | Dispatch-Interconnection | VOM | 1155948.6838 | ON | WC | Electricity Transmission Line |  |  |  | 0.45639 | 527559.8898
LCP_Inputs_ON_Electric_IEA_2023_05_05 | 2040 |  |  | Hydrogen |  | Dispatch-Interconnection | VOM | 0 | ON | WC | H2 Pipeline - New |  |  |  | 0.45639 | 0
LCP_Inputs_ON_Electric_IEA_2023_05_05 | 2040 |  |  | Hydrogen |  | Dispatch-Interconnection | VOM | 0 | ON | WC | H2 Pipeline - Repurposed |  |  |  | 0.45639 | 0
LCP_Inputs_ON_Electric_IEA_2023_05_05 | 2040 |  |  | Methane |  | Dispatch-Interconnection | VOM | 0 | PJ | ON | CH4 Pipeline |  |  |  | 0.45639 | 0
LCP_Inputs_ON_Electric_IEA_2023_05_05 | 2040 |  |  | Electricity |  | Dispatch-Interconnection | VOM | 20249777.8854 | PJ | ON | Electricity Transmission Line |  |  |  | 0.45639 | 9241734.2904
LCP_Inputs_ON_Electric_IEA_2023_05_05 | 2040 |  |  | Hydrogen |  | Dispatch-Interconnection | VOM | 0 | PJ | ON | H2 Pipeline - New |  |  |  | 0.45639 | 0
LCP_Inputs_ON_Electric_IEA_2023_05_05 | 2040 |  |  | Hydrogen |  | Dispatch-Interconnection | VOM | 0 | PJ | ON | H2 Pipeline - Repurposed |  |  |  | 0.45639 | 0
LCP_Inputs_ON_Electric_IEA_2023_05_05 | 2040 |  |  | Methane |  | Dispatch-Intraconnection | VOM | 0 | PJ | PJ | CH4 Pipeline |  |  |  | 0.45639 | 0
LCP_Inputs_ON_Electric_IEA_2023_05_05 | 2040 |  |  | Electricity |  | Dispatch-Intraconnection | VOM | 0 | PJ | PJ | Electricity Transmission Line |  |  |  | 0.45639 | 0
LCP_Inputs_ON_Electric_IEA_2023_05_05 | 2040 |  |  | Hydrogen |  | Dispatch-Intraconnection | VOM | 0 | PJ | PJ | H2 Pipeline - New |  |  |  | 0.45639 | 0
LCP_Inputs_ON_Electric_IEA_2023_05_05 | 2040 |  |  | Hydrogen |  | Dispatch-Intraconnection | VOM | 0 | PJ | PJ | H2 Pipeline - Repurposed |  |  |  | 0.45639 | 0
LCP_Inputs_ON_Electric_IEA_2023_05_05 | 2040 |  |  | Electricity |  | Dispatch-Interconnection | VOM | 28871697.4434 | QC | NY | Electricity Transmission Line |  |  |  | 0.45639 | 13176665.8278
LCP_Inputs_ON_Electric_IEA_2023_05_05 | 2040 |  |  | Methane |  | Dispatch-Interconnection | VOM | 0 | QC | ON | CH4 Pipeline |  |  |  | 0.45639 | 0
LCP_Inputs_ON_Electric_IEA_2023_05_05 | 2040 |  |  | Electricity |  | Dispatch-Interconnection | VOM | 9909223.3135 | QC | ON | Electricity Transmission Line |  |  |  | 0.45639 | 4522440.1673
LCP_Inputs_ON_Electric_IEA_2023_05_05 | 2040 |  |  | Hydrogen |  | Dispatch-Interconnection | VOM | 0 | QC | ON | H2 Pipeline - New |  |  |  | 0.45639 | 0
LCP_Inputs_ON_Electric_IEA_2023_05_05 | 2040 |  |  | Hydrogen |  | Dispatch-Interconnection | VOM | 0 | QC | ON | H2 Pipeline - Repurposed |  |  |  | 0.45639 | 0
LCP_Inputs_ON_Electric_IEA_2023_05_05 | 2040 |  |  | Methane |  | Dispatch-Intraconnection | VOM | 0 | QC | QC | CH4 Pipeline |  |  |  | 0.45639 | 0
LCP_Inputs_ON_Electric_IEA_2023_05_05 | 2040 |  |  | Electricity |  | Dispatch-Intraconnection | VOM | 0 | QC | QC | Electricity Transmission Line |  |  |  | 0.45639 | 0
LCP_Inputs_ON_Electric_IEA_2023_05_05 | 2040 |  |  | Hydrogen |  | Dispatch-Intraconnection | VOM | 0 | QC | QC | H2 Pipeline - New |  |  |  | 0.45639 | 0
LCP_Inputs_ON_Electric_IEA_2023_05_05 | 2040 |  |  | Hydrogen |  | Dispatch-Intraconnection | VOM | 0 | QC | QC | H2 Pipeline - Repurposed |  |  |  | 0.45639 | 0
LCP_Inputs_ON_Electric_IEA_2023_05_05 | 2040 |  |  | Electricity |  | Dispatch-Interconnection | VOM | 4570046.0605 | WC | MI | Electricity Transmission Line |  |  |  | 0.45639 | 2085709.3656
LCP_Inputs_ON_Electric_IEA_2023_05_05 | 2040 |  |  | Methane |  | Dispatch-Interconnection | VOM | 0 | WC | ON | CH4 Pipeline |  |  |  | 0.45639 | 0
LCP_Inputs_ON_Electric_IEA_2023_05_05 | 2040 |  |  | Electricity |  | Dispatch-Interconnection | VOM | 12037765.0632 | WC | ON | Electricity Transmission Line |  |  |  | 0.45639 | 5493878.8363
LCP_Inputs_ON_Electric_IEA_2023_05_05 | 2040 |  |  | Hydrogen |  | Dispatch-Interconnection | VOM | 0 | WC | ON | H2 Pipeline - New |  |  |  | 0.45639 | 0
LCP_Inputs_ON_Electric_IEA_2023_05_05 | 2040 |  |  | Hydrogen |  | Dispatch-Interconnection | VOM | 0 | WC | ON | H2 Pipeline - Repurposed |  |  |  | 0.45639 | 0
LCP_Inputs_ON_Electric_IEA_2023_05_05 | 2040 |  |  | Methane |  | Dispatch-Intraconnection | VOM | 0 | WC | WC | CH4 Pipeline |  |  |  | 0.45639 | 0
LCP_Inputs_ON_Electric_IEA_2023_05_05 | 2040 |  |  | Electricity |  | Dispatch-Intraconnection | VOM | 0 | WC | WC | Electricity Transmission Line |  |  |  | 0.45639 | 0
LCP_Inputs_ON_Electric_IEA_2023_05_05 | 2040 |  |  | Hydrogen |  | Dispatch-Intraconnection | VOM | 0 | WC | WC | H2 Pipeline - New |  |  |  | 0.45639 | 0
LCP_Inputs_ON_Electric_IEA_2023_05_05 | 2040 |  |  | Hydrogen |  | Dispatch-Intraconnection | VOM | 0 | WC | WC | H2 Pipeline - Repurposed |  |  |  | 0.45639 | 0
LCP_Inputs_ON_Electric_IEA_2023_05_05 | 2041 |  |  | Methane |  | Dispatch-Intraconnection | VOM | 0 | MI | MI | CH4 Pipeline |  |  |  | 0.43883 | 0
LCP_Inputs_ON_Electric_IEA_2023_05_05 | 2041 |  |  | Electricity |  | Dispatch-Intraconnection | VOM | 0 | MI | MI | Electricity Transmission Line |  |  |  | 0.43883 | 0
LCP_Inputs_ON_Electric_IEA_2023_05_05 | 2041 |  |  | Hydrogen |  | Dispatch-Intraconnection | VOM | 0 | MI | MI | H2 Pipeline - New |  |  |  | 0.43883 | 0
LCP_Inputs_ON_Electric_IEA_2023_05_05 | 2041 |  |  | Hydrogen |  | Dispatch-Intraconnection | VOM | 0 | MI | MI | H2 Pipeline - Repurposed |  |  |  | 0.43883 | 0
LCP_Inputs_ON_Electric_IEA_2023_05_05 | 2041 |  |  | Methane |  | Dispatch-Interconnection | VOM | 0 | MI | ON | CH4 Pipeline |  |  |  | 0.43883 | 0
LCP_Inputs_ON_Electric_IEA_2023_05_05 | 2041 |  |  | Electricity |  | Dispatch-Interconnection | VOM | 29346546.775 | MI | ON | Electricity Transmission Line |  |  |  | 0.43883 | 12878250.8309
LCP_Inputs_ON_Electric_IEA_2023_05_05 | 2041 |  |  | Hydrogen |  | Dispatch-Interconnection | VOM | 0 | MI | ON | H2 Pipeline - New |  |  |  | 0.43883 | 0
LCP_Inputs_ON_Electric_IEA_2023_05_05 | 2041 |  |  | Hydrogen |  | Dispatch-Interconnection | VOM | 0 | MI | ON | H2 Pipeline - Repurposed |  |  |  | 0.43883 | 0
LCP_Inputs_ON_Electric_IEA_2023_05_05 | 2041 |  |  | Electricity |  | Dispatch-Interconnection | VOM | 3729553.5339 | MI | WC | Electricity Transmission Line |  |  |  | 0.43883 | 1636653.4116
LCP_Inputs_ON_Electric_IEA_2023_05_05 | 2041 |  |  | Methane |  | Dispatch-Intraconnection | VOM | 0 | NY | NY | CH4 Pipeline |  |  |  | 0.43883 | 0
LCP_Inputs_ON_Electric_IEA_2023_05_05 | 2041 |  |  | Electricity |  | Dispatch-Intraconnection | VOM | 0 | NY | NY | Electricity Transmission Line |  |  |  | 0.43883 | 0
LCP_Inputs_ON_Electric_IEA_2023_05_05 | 2041 |  |  | Hydrogen |  | Dispatch-Intraconnection | VOM | 0 | NY | NY | H2 Pipeline - New |  |  |  | 0.43883 | 0
LCP_Inputs_ON_Electric_IEA_2023_05_05 | 2041 |  |  | Hydrogen |  | Dispatch-Intraconnection | VOM | 0 | NY | NY | H2 Pipeline - Repurposed |  |  |  | 0.43883 | 0
LCP_Inputs_ON_Electric_IEA_2023_05_05 | 2041 |  |  | Methane |  | Dispatch-Interconnection | VOM | 0 | NY | ON | CH4 Pipeline |  |  |  | 0.43883 | 0
LCP_Inputs_ON_Electric_IEA_2023_05_05 | 2041 |  |  | Electricity |  | Dispatch-Interconnection | VOM | 33121092.4793 | NY | ON | Electricity Transmission Line |  |  |  | 0.43883 | 14534648.3187
LCP_Inputs_ON_Electric_IEA_2023_05_05 | 2041 |  |  | Hydrogen |  | Dispatch-Interconnection | VOM | 0 | NY | ON | H2 Pipeline - New |  |  |  | 0.43883 | 0
LCP_Inputs_ON_Electric_IEA_2023_05_05 | 2041 |  |  | Hydrogen |  | Dispatch-Interconnection | VOM | 0 | NY | ON | H2 Pipeline - Repurposed |  |  |  | 0.43883 | 0
LCP_Inputs_ON_Electric_IEA_2023_05_05 | 2041 |  |  | Electricity |  | Dispatch-Interconnection | VOM | 25852069.169 | NY | QC | Electricity Transmission Line |  |  |  | 0.43883 | 11344756.6356
LCP_Inputs_ON_Electric_IEA_2023_05_05 | 2041 |  |  | Methane |  | Dispatch-Interconnection | VOM | 0 | ON | MI | CH4 Pipeline |  |  |  | 0.43883 | 0
LCP_Inputs_ON_Electric_IEA_2023_05_05 | 2041 |  |  | Electricity |  | Dispatch-Interconnection | VOM | 15941896.9753 | ON | MI | Electricity Transmission Line |  |  |  | 0.43883 | 6995840.0743
LCP_Inputs_ON_Electric_IEA_2023_05_05 | 2041 |  |  | Hydrogen |  | Dispatch-Interconnection | VOM | 0 | ON | MI | H2 Pipeline - New |  |  |  | 0.43883 | 0
LCP_Inputs_ON_Electric_IEA_2023_05_05 | 2041 |  |  | Hydrogen |  | Dispatch-Interconnection | VOM | 0 | ON | MI | H2 Pipeline - Repurposed |  |  |  | 0.43883 | 0
LCP_Inputs_ON_Electric_IEA_2023_05_05 | 2041 |  |  | Methane |  | Dispatch-Interconnection | VOM | 0 | ON | NY | CH4 Pipeline |  |  |  | 0.43883 | 0
LCP_Inputs_ON_Electric_IEA_2023_05_05 | 2041 |  |  | Electricity |  | Dispatch-Interconnection | VOM | 15322279.2445 | ON | NY | Electricity Transmission Line |  |  |  | 0.43883 | 6723930.9935
LCP_Inputs_ON_Electric_IEA_2023_05_05 | 2041 |  |  | Hydrogen |  | Dispatch-Interconnection | VOM | 0 | ON | NY | H2 Pipeline - New |  |  |  | 0.43883 | 0
LCP_Inputs_ON_Electric_IEA_2023_05_05 | 2041 |  |  | Hydrogen |  | Dispatch-Interconnection | VOM | 0 | ON | NY | H2 Pipeline - Repurposed |  |  |  | 0.43883 | 0
LCP_Inputs_ON_Electric_IEA_2023_05_05 | 2041 |  |  | Methane |  | Dispatch-Intraconnection | VOM | 367923131.7518 | ON | ON | CH4 Pipeline |  |  |  | 0.43883 | 161457033.2087
LCP_Inputs_ON_Electric_IEA_2023_05_05 | 2041 |  |  | Electricity |  | Dispatch-Intraconnection | VOM | 0 | ON | ON | Electricity Transmission Line |  |  |  | 0.43883 | 0
LCP_Inputs_ON_Electric_IEA_2023_05_05 | 2041 |  |  | Hydrogen |  | Dispatch-Intraconnection | VOM | 0 | ON | ON | H2 Pipeline - New |  |  |  | 0.43883 | 0
LCP_Inputs_ON_Electric_IEA_2023_05_05 | 2041 |  |  | Hydrogen |  | Dispatch-Intraconnection | VOM | 305168522.8171 | ON | ON | H2 Pipeline - Repurposed |  |  |  | 0.43883 | 133918202.1204
LCP_Inputs_ON_Electric_IEA_2023_05_05 | 2041 |  |  | Methane |  | Dispatch-Interconnection | VOM | 0 | ON | PJ | CH4 Pipeline |  |  |  | 0.43883 | 0
LCP_Inputs_ON_Electric_IEA_2023_05_05 | 2041 |  |  | Electricity |  | Dispatch-Interconnection | VOM | 22603541.3143 | ON | PJ | Electricity Transmission Line |  |  |  | 0.43883 | 9919193.4556
LCP_Inputs_ON_Electric_IEA_2023_05_05 | 2041 |  |  | Hydrogen |  | Dispatch-Interconnection | VOM | 0 | ON | PJ | H2 Pipeline - New |  |  |  | 0.43883 | 0
LCP_Inputs_ON_Electric_IEA_2023_05_05 | 2041 |  |  | Hydrogen |  | Dispatch-Interconnection | VOM | 0 | ON | PJ | H2 Pipeline - Repurposed |  |  |  | 0.43883 | 0
LCP_Inputs_ON_Electric_IEA_2023_05_05 | 2041 |  |  | Methane |  | Dispatch-Interconnection | VOM | 0 | ON | QC | CH4 Pipeline |  |  |  | 0.43883 | 0
LCP_Inputs_ON_Electric_IEA_2023_05_05 | 2041 |  |  | Electricity |  | Dispatch-Interconnection | VOM | 10531940.584 | ON | QC | Electricity Transmission Line |  |  |  | 0.43883 | 4621769.4238
LCP_Inputs_ON_Electric_IEA_2023_05_05 | 2041 |  |  | Hydrogen |  | Dispatch-Interconnection | VOM | 0 | ON | QC | H2 Pipeline - New |  |  |  | 0.43883 | 0
LCP_Inputs_ON_Electric_IEA_2023_05_05 | 2041 |  |  | Hydrogen |  | Dispatch-Interconnection | VOM | 0 | ON | QC | H2 Pipeline - Repurposed |  |  |  | 0.43883 | 0
LCP_Inputs_ON_Electric_IEA_2023_05_05 | 2041 |  |  | Methane |  | Dispatch-Interconnection | VOM | 0 | ON | WC | CH4 Pipeline |  |  |  | 0.43883 | 0
LCP_Inputs_ON_Electric_IEA_2023_05_05 | 2041 |  |  | Electricity |  | Dispatch-Interconnection | VOM | 1155948.6838 | ON | WC | Electricity Transmission Line |  |  |  | 0.43883 | 507269.1248
LCP_Inputs_ON_Electric_IEA_2023_05_05 | 2041 |  |  | Hydrogen |  | Dispatch-Interconnection | VOM | 0 | ON | WC | H2 Pipeline - New |  |  |  | 0.43883 | 0
LCP_Inputs_ON_Electric_IEA_2023_05_05 | 2041 |  |  | Hydrogen |  | Dispatch-Interconnection | VOM | 0 | ON | WC | H2 Pipeline - Repurposed |  |  |  | 0.43883 | 0
LCP_Inputs_ON_Electric_IEA_2023_05_05 | 2041 |  |  | Methane |  | Dispatch-Interconnection | VOM | 0 | PJ | ON | CH4 Pipeline |  |  |  | 0.43883 | 0
LCP_Inputs_ON_Electric_IEA_2023_05_05 | 2041 |  |  | Electricity |  | Dispatch-Interconnection | VOM | 20249777.8854 | PJ | ON | Electricity Transmission Line |  |  |  | 0.43883 | 8886282.9715
LCP_Inputs_ON_Electric_IEA_2023_05_05 | 2041 |  |  | Hydrogen |  | Dispatch-Interconnection | VOM | 0 | PJ | ON | H2 Pipeline - New |  |  |  | 0.43883 | 0
LCP_Inputs_ON_Electric_IEA_2023_05_05 | 2041 |  |  | Hydrogen |  | Dispatch-Interconnection | VOM | 0 | PJ | ON | H2 Pipeline - Repurposed |  |  |  | 0.43883 | 0
LCP_Inputs_ON_Electric_IEA_2023_05_05 | 2041 |  |  | Methane |  | Dispatch-Intraconnection | VOM | 0 | PJ | PJ | CH4 Pipeline |  |  |  | 0.43883 | 0
LCP_Inputs_ON_Electric_IEA_2023_05_05 | 2041 |  |  | Electricity |  | Dispatch-Intraconnection | VOM | 0 | PJ | PJ | Electricity Transmission Line |  |  |  | 0.43883 | 0
LCP_Inputs_ON_Electric_IEA_2023_05_05 | 2041 |  |  | Hydrogen |  | Dispatch-Intraconnection | VOM | 0 | PJ | PJ | H2 Pipeline - New |  |  |  | 0.43883 | 0
LCP_Inputs_ON_Electric_IEA_2023_05_05 | 2041 |  |  | Hydrogen |  | Dispatch-Intraconnection | VOM | 0 | PJ | PJ | H2 Pipeline - Repurposed |  |  |  | 0.43883 | 0
LCP_Inputs_ON_Electric_IEA_2023_05_05 | 2041 |  |  | Electricity |  | Dispatch-Interconnection | VOM | 28871697.4434 | QC | NY | Electricity Transmission Line |  |  |  | 0.43883 | 12669870.9883
LCP_Inputs_ON_Electric_IEA_2023_05_05 | 2041 |  |  | Methane |  | Dispatch-Interconnection | VOM | 0 | QC | ON | CH4 Pipeline |  |  |  | 0.43883 | 0
LCP_Inputs_ON_Electric_IEA_2023_05_05 | 2041 |  |  | Electricity |  | Dispatch-Interconnection | VOM | 9909223.3135 | QC | ON | Electricity Transmission Line |  |  |  | 0.43883 | 4348500.1609
LCP_Inputs_ON_Electric_IEA_2023_05_05 | 2041 |  |  | Hydrogen |  | Dispatch-Interconnection | VOM | 0 | QC | ON | H2 Pipeline - New |  |  |  | 0.43883 | 0
LCP_Inputs_ON_Electric_IEA_2023_05_05 | 2041 |  |  | Hydrogen |  | Dispatch-Interconnection | VOM | 0 | QC | ON | H2 Pipeline - Repurposed |  |  |  | 0.43883 | 0
LCP_Inputs_ON_Electric_IEA_2023_05_05 | 2041 |  |  | Methane |  | Dispatch-Intraconnection | VOM | 0 | QC | QC | CH4 Pipeline |  |  |  | 0.43883 | 0
LCP_Inputs_ON_Electric_IEA_2023_05_05 | 2041 |  |  | Electricity |  | Dispatch-Intraconnection | VOM | 0 | QC | QC | Electricity Transmission Line |  |  |  | 0.43883 | 0
LCP_Inputs_ON_Electric_IEA_2023_05_05 | 2041 |  |  | Hydrogen |  | Dispatch-Intraconnection | VOM | 0 | QC | QC | H2 Pipeline - New |  |  |  | 0.43883 | 0
LCP_Inputs_ON_Electric_IEA_2023_05_05 | 2041 |  |  | Hydrogen |  | Dispatch-Intraconnection | VOM | 0 | QC | QC | H2 Pipeline - Repurposed |  |  |  | 0.43883 | 0
LCP_Inputs_ON_Electric_IEA_2023_05_05 | 2041 |  |  | Electricity |  | Dispatch-Interconnection | VOM | 4570046.0605 | WC | MI | Electricity Transmission Line |  |  |  | 0.43883 | 2005489.7746
LCP_Inputs_ON_Electric_IEA_2023_05_05 | 2041 |  |  | Methane |  | Dispatch-Interconnection | VOM | 0 | WC | ON | CH4 Pipeline |  |  |  | 0.43883 | 0
LCP_Inputs_ON_Electric_IEA_2023_05_05 | 2041 |  |  | Electricity |  | Dispatch-Interconnection | VOM | 12037765.0632 | WC | ON | Electricity Transmission Line |  |  |  | 0.43883 | 5282575.8041
LCP_Inputs_ON_Electric_IEA_2023_05_05 | 2041 |  |  | Hydrogen |  | Dispatch-Interconnection | VOM | 0 | WC | ON | H2 Pipeline - New |  |  |  | 0.43883 | 0
LCP_Inputs_ON_Electric_IEA_2023_05_05 | 2041 |  |  | Hydrogen |  | Dispatch-Interconnection | VOM | 0 | WC | ON | H2 Pipeline - Repurposed |  |  |  | 0.43883 | 0
LCP_Inputs_ON_Electric_IEA_2023_05_05 | 2041 |  |  | Methane |  | Dispatch-Intraconnection | VOM | 0 | WC | WC | CH4 Pipeline |  |  |  | 0.43883 | 0
LCP_Inputs_ON_Electric_IEA_2023_05_05 | 2041 |  |  | Electricity |  | Dispatch-Intraconnection | VOM | 0 | WC | WC | Electricity Transmission Line |  |  |  | 0.43883 | 0
LCP_Inputs_ON_Electric_IEA_2023_05_05 | 2041 |  |  | Hydrogen |  | Dispatch-Intraconnection | VOM | 0 | WC | WC | H2 Pipeline - New |  |  |  | 0.43883 | 0
LCP_Inputs_ON_Electric_IEA_2023_05_05 | 2041 |  |  | Hydrogen |  | Dispatch-Intraconnection | VOM | 0 | WC | WC | H2 Pipeline - Repurposed |  |  |  | 0.43883 | 0
LCP_Inputs_ON_Electric_IEA_2023_05_05 | 2042 |  |  | Methane |  | Dispatch-Intraconnection | VOM | 0 | MI | MI | CH4 Pipeline |  |  |  | 0.42196 | 0
LCP_Inputs_ON_Electric_IEA_2023_05_05 | 2042 |  |  | Electricity |  | Dispatch-Intraconnection | VOM | 0 | MI | MI | Electricity Transmission Line |  |  |  | 0.42196 | 0
LCP_Inputs_ON_Electric_IEA_2023_05_05 | 2042 |  |  | Hydrogen |  | Dispatch-Intraconnection | VOM | 0 | MI | MI | H2 Pipeline - New |  |  |  | 0.42196 | 0
LCP_Inputs_ON_Electric_IEA_2023_05_05 | 2042 |  |  | Hydrogen |  | Dispatch-Intraconnection | VOM | 0 | MI | MI | H2 Pipeline - Repurposed |  |  |  | 0.42196 | 0
LCP_Inputs_ON_Electric_IEA_2023_05_05 | 2042 |  |  | Methane |  | Dispatch-Interconnection | VOM | 0 | MI | ON | CH4 Pipeline |  |  |  | 0.42196 | 0
LCP_Inputs_ON_Electric_IEA_2023_05_05 | 2042 |  |  | Electricity |  | Dispatch-Interconnection | VOM | 29346546.775 | MI | ON | Electricity Transmission Line |  |  |  | 0.42196 | 12382933.4913
LCP_Inputs_ON_Electric_IEA_2023_05_05 | 2042 |  |  | Hydrogen |  | Dispatch-Interconnection | VOM | 0 | MI | ON | H2 Pipeline - New |  |  |  | 0.42196 | 0
LCP_Inputs_ON_Electric_IEA_2023_05_05 | 2042 |  |  | Hydrogen |  | Dispatch-Interconnection | VOM | 0 | MI | ON | H2 Pipeline - Repurposed |  |  |  | 0.42196 | 0
LCP_Inputs_ON_Electric_IEA_2023_05_05 | 2042 |  |  | Electricity |  | Dispatch-Interconnection | VOM | 3729553.5339 | MI | WC | Electricity Transmission Line |  |  |  | 0.42196 | 1573705.2034
LCP_Inputs_ON_Electric_IEA_2023_05_05 | 2042 |  |  | Methane |  | Dispatch-Intraconnection | VOM | 0 | NY | NY | CH4 Pipeline |  |  |  | 0.42196 | 0
LCP_Inputs_ON_Electric_IEA_2023_05_05 | 2042 |  |  | Electricity |  | Dispatch-Intraconnection | VOM | 0 | NY | NY | Electricity Transmission Line |  |  |  | 0.42196 | 0
LCP_Inputs_ON_Electric_IEA_2023_05_05 | 2042 |  |  | Hydrogen |  | Dispatch-Intraconnection | VOM | 0 | NY | NY | H2 Pipeline - New |  |  |  | 0.42196 | 0
LCP_Inputs_ON_Electric_IEA_2023_05_05 | 2042 |  |  | Hydrogen |  | Dispatch-Intraconnection | VOM | 0 | NY | NY | H2 Pipeline - Repurposed |  |  |  | 0.42196 | 0
LCP_Inputs_ON_Electric_IEA_2023_05_05 | 2042 |  |  | Methane |  | Dispatch-Interconnection | VOM | 0 | NY | ON | CH4 Pipeline |  |  |  | 0.42196 | 0
LCP_Inputs_ON_Electric_IEA_2023_05_05 | 2042 |  |  | Electricity |  | Dispatch-Interconnection | VOM | 33121092.4793 | NY | ON | Electricity Transmission Line |  |  |  | 0.42196 | 13975623.3834
LCP_Inputs_ON_Electric_IEA_2023_05_05 | 2042 |  |  | Hydrogen |  | Dispatch-Interconnection | VOM | 0 | NY | ON | H2 Pipeline - New |  |  |  | 0.42196 | 0
LCP_Inputs_ON_Electric_IEA_2023_05_05 | 2042 |  |  | Hydrogen |  | Dispatch-Interconnection | VOM | 0 | NY | ON | H2 Pipeline - Repurposed |  |  |  | 0.42196 | 0
LCP_Inputs_ON_Electric_IEA_2023_05_05 | 2042 |  |  | Electricity |  | Dispatch-Interconnection | VOM | 25852069.169 | NY | QC | Electricity Transmission Line |  |  |  | 0.42196 | 10908419.8419
LCP_Inputs_ON_Electric_IEA_2023_05_05 | 2042 |  |  | Methane |  | Dispatch-Interconnection | VOM | 0 | ON | MI | CH4 Pipeline |  |  |  | 0.42196 | 0
LCP_Inputs_ON_Electric_IEA_2023_05_05 | 2042 |  |  | Electricity |  | Dispatch-Interconnection | VOM | 15941896.9753 | ON | MI | Electricity Transmission Line |  |  |  | 0.42196 | 6726769.3022
LCP_Inputs_ON_Electric_IEA_2023_05_05 | 2042 |  |  | Hydrogen |  | Dispatch-Interconnection | VOM | 0 | ON | MI | H2 Pipeline - New |  |  |  | 0.42196 | 0
LCP_Inputs_ON_Electric_IEA_2023_05_05 | 2042 |  |  | Hydrogen |  | Dispatch-Interconnection | VOM | 0 | ON | MI | H2 Pipeline - Repurposed |  |  |  | 0.42196 | 0
LCP_Inputs_ON_Electric_IEA_2023_05_05 | 2042 |  |  | Methane |  | Dispatch-Interconnection | VOM | 0 | ON | NY | CH4 Pipeline |  |  |  | 0.42196 | 0
LCP_Inputs_ON_Electric_IEA_2023_05_05 | 2042 |  |  | Electricity |  | Dispatch-Interconnection | VOM | 15322279.2445 | ON | NY | Electricity Transmission Line |  |  |  | 0.42196 | 6465318.263
LCP_Inputs_ON_Electric_IEA_2023_05_05 | 2042 |  |  | Hydrogen |  | Dispatch-Interconnection | VOM | 0 | ON | NY | H2 Pipeline - New |  |  |  | 0.42196 | 0
LCP_Inputs_ON_Electric_IEA_2023_05_05 | 2042 |  |  | Hydrogen |  | Dispatch-Interconnection | VOM | 0 | ON | NY | H2 Pipeline - Repurposed |  |  |  | 0.42196 | 0
LCP_Inputs_ON_Electric_IEA_2023_05_05 | 2042 |  |  | Methane |  | Dispatch-Intraconnection | VOM | 367923131.7518 | ON | ON | CH4 Pipeline |  |  |  | 0.42196 | 155247147.316
LCP_Inputs_ON_Electric_IEA_2023_05_05 | 2042 |  |  | Electricity |  | Dispatch-Intraconnection | VOM | 0 | ON | ON | Electricity Transmission Line |  |  |  | 0.42196 | 0
LCP_Inputs_ON_Electric_IEA_2023_05_05 | 2042 |  |  | Hydrogen |  | Dispatch-Intraconnection | VOM | 0 | ON | ON | H2 Pipeline - New |  |  |  | 0.42196 | 0
LCP_Inputs_ON_Electric_IEA_2023_05_05 | 2042 |  |  | Hydrogen |  | Dispatch-Intraconnection | VOM | 305168522.8171 | ON | ON | H2 Pipeline - Repurposed |  |  |  | 0.42196 | 128767502.0389
LCP_Inputs_ON_Electric_IEA_2023_05_05 | 2042 |  |  | Methane |  | Dispatch-Interconnection | VOM | 0 | ON | PJ | CH4 Pipeline |  |  |  | 0.42196 | 0
LCP_Inputs_ON_Electric_IEA_2023_05_05 | 2042 |  |  | Electricity |  | Dispatch-Interconnection | VOM | 22603541.3143 | ON | PJ | Electricity Transmission Line |  |  |  | 0.42196 | 9537686.015
LCP_Inputs_ON_Electric_IEA_2023_05_05 | 2042 |  |  | Hydrogen |  | Dispatch-Interconnection | VOM | 0 | ON | PJ | H2 Pipeline - New |  |  |  | 0.42196 | 0
LCP_Inputs_ON_Electric_IEA_2023_05_05 | 2042 |  |  | Hydrogen |  | Dispatch-Interconnection | VOM | 0 | ON | PJ | H2 Pipeline - Repurposed |  |  |  | 0.42196 | 0
LCP_Inputs_ON_Electric_IEA_2023_05_05 | 2042 |  |  | Methane |  | Dispatch-Interconnection | VOM | 0 | ON | QC | CH4 Pipeline |  |  |  | 0.42196 | 0
LCP_Inputs_ON_Electric_IEA_2023_05_05 | 2042 |  |  | Electricity |  | Dispatch-Interconnection | VOM | 10531940.584 | ON | QC | Electricity Transmission Line |  |  |  | 0.42196 | 4444009.0613
LCP_Inputs_ON_Electric_IEA_2023_05_05 | 2042 |  |  | Hydrogen |  | Dispatch-Interconnection | VOM | 0 | ON | QC | H2 Pipeline - New |  |  |  | 0.42196 | 0
LCP_Inputs_ON_Electric_IEA_2023_05_05 | 2042 |  |  | Hydrogen |  | Dispatch-Interconnection | VOM | 0 | ON | QC | H2 Pipeline - Repurposed |  |  |  | 0.42196 | 0
LCP_Inputs_ON_Electric_IEA_2023_05_05 | 2042 |  |  | Methane |  | Dispatch-Interconnection | VOM | 0 | ON | WC | CH4 Pipeline |  |  |  | 0.42196 | 0
LCP_Inputs_ON_Electric_IEA_2023_05_05 | 2042 |  |  | Electricity |  | Dispatch-Interconnection | VOM | 1155948.6838 | ON | WC | Electricity Transmission Line |  |  |  | 0.42196 | 487758.7738
LCP_Inputs_ON_Electric_IEA_2023_05_05 | 2042 |  |  | Hydrogen |  | Dispatch-Interconnection | VOM | 0 | ON | WC | H2 Pipeline - New |  |  |  | 0.42196 | 0
LCP_Inputs_ON_Electric_IEA_2023_05_05 | 2042 |  |  | Hydrogen |  | Dispatch-Interconnection | VOM | 0 | ON | WC | H2 Pipeline - Repurposed |  |  |  | 0.42196 | 0
LCP_Inputs_ON_Electric_IEA_2023_05_05 | 2042 |  |  | Methane |  | Dispatch-Interconnection | VOM | 0 | PJ | ON | CH4 Pipeline |  |  |  | 0.42196 | 0
LCP_Inputs_ON_Electric_IEA_2023_05_05 | 2042 |  |  | Electricity |  | Dispatch-Interconnection | VOM | 20249777.8854 | PJ | ON | Electricity Transmission Line |  |  |  | 0.42196 | 8544502.8572
LCP_Inputs_ON_Electric_IEA_2023_05_05 | 2042 |  |  | Hydrogen |  | Dispatch-Interconnection | VOM | 0 | PJ | ON | H2 Pipeline - New |  |  |  | 0.42196 | 0
LCP_Inputs_ON_Electric_IEA_2023_05_05 | 2042 |  |  | Hydrogen |  | Dispatch-Interconnection | VOM | 0 | PJ | ON | H2 Pipeline - Repurposed |  |  |  | 0.42196 | 0
LCP_Inputs_ON_Electric_IEA_2023_05_05 | 2042 |  |  | Methane |  | Dispatch-Intraconnection | VOM | 0 | PJ | PJ | CH4 Pipeline |  |  |  | 0.42196 | 0
LCP_Inputs_ON_Electric_IEA_2023_05_05 | 2042 |  |  | Electricity |  | Dispatch-Intraconnection | VOM | 0 | PJ | PJ | Electricity Transmission Line |  |  |  | 0.42196 | 0
LCP_Inputs_ON_Electric_IEA_2023_05_05 | 2042 |  |  | Hydrogen |  | Dispatch-Intraconnection | VOM | 0 | PJ | PJ | H2 Pipeline - New |  |  |  | 0.42196 | 0
LCP_Inputs_ON_Electric_IEA_2023_05_05 | 2042 |  |  | Hydrogen |  | Dispatch-Intraconnection | VOM | 0 | PJ | PJ | H2 Pipeline - Repurposed |  |  |  | 0.42196 | 0
LCP_Inputs_ON_Electric_IEA_2023_05_05 | 2042 |  |  | Electricity |  | Dispatch-Interconnection | VOM | 28871697.4434 | QC | NY | Electricity Transmission Line |  |  |  | 0.42196 | 12182568.258
LCP_Inputs_ON_Electric_IEA_2023_05_05 | 2042 |  |  | Methane |  | Dispatch-Interconnection | VOM | 0 | QC | ON | CH4 Pipeline |  |  |  | 0.42196 | 0
LCP_Inputs_ON_Electric_IEA_2023_05_05 | 2042 |  |  | Electricity |  | Dispatch-Interconnection | VOM | 9909223.3135 | QC | ON | Electricity Transmission Line |  |  |  | 0.42196 | 4181250.1547
LCP_Inputs_ON_Electric_IEA_2023_05_05 | 2042 |  |  | Hydrogen |  | Dispatch-Interconnection | VOM | 0 | QC | ON | H2 Pipeline - New |  |  |  | 0.42196 | 0
LCP_Inputs_ON_Electric_IEA_2023_05_05 | 2042 |  |  | Hydrogen |  | Dispatch-Interconnection | VOM | 0 | QC | ON | H2 Pipeline - Repurposed |  |  |  | 0.42196 | 0
LCP_Inputs_ON_Electric_IEA_2023_05_05 | 2042 |  |  | Methane |  | Dispatch-Intraconnection | VOM | 0 | QC | QC | CH4 Pipeline |  |  |  | 0.42196 | 0
LCP_Inputs_ON_Electric_IEA_2023_05_05 | 2042 |  |  | Electricity |  | Dispatch-Intraconnection | VOM | 0 | QC | QC | Electricity Transmission Line |  |  |  | 0.42196 | 0
LCP_Inputs_ON_Electric_IEA_2023_05_05 | 2042 |  |  | Hydrogen |  | Dispatch-Intraconnection | VOM | 0 | QC | QC | H2 Pipeline - New |  |  |  | 0.42196 | 0
LCP_Inputs_ON_Electric_IEA_2023_05_05 | 2042 |  |  | Hydrogen |  | Dispatch-Intraconnection | VOM | 0 | QC | QC | H2 Pipeline - Repurposed |  |  |  | 0.42196 | 0
LCP_Inputs_ON_Electric_IEA_2023_05_05 | 2042 |  |  | Electricity |  | Dispatch-Interconnection | VOM | 4570046.0605 | WC | MI | Electricity Transmission Line |  |  |  | 0.42196 | 1928355.5525
LCP_Inputs_ON_Electric_IEA_2023_05_05 | 2042 |  |  | Methane |  | Dispatch-Interconnection | VOM | 0 | WC | ON | CH4 Pipeline |  |  |  | 0.42196 | 0
LCP_Inputs_ON_Electric_IEA_2023_05_05 | 2042 |  |  | Electricity |  | Dispatch-Interconnection | VOM | 12037765.0632 | WC | ON | Electricity Transmission Line |  |  |  | 0.42196 | 5079399.8116
LCP_Inputs_ON_Electric_IEA_2023_05_05 | 2042 |  |  | Hydrogen |  | Dispatch-Interconnection | VOM | 0 | WC | ON | H2 Pipeline - New |  |  |  | 0.42196 | 0
LCP_Inputs_ON_Electric_IEA_2023_05_05 | 2042 |  |  | Hydrogen |  | Dispatch-Interconnection | VOM | 0 | WC | ON | H2 Pipeline - Repurposed |  |  |  | 0.42196 | 0
LCP_Inputs_ON_Electric_IEA_2023_05_05 | 2042 |  |  | Methane |  | Dispatch-Intraconnection | VOM | 0 | WC | WC | CH4 Pipeline |  |  |  | 0.42196 | 0
LCP_Inputs_ON_Electric_IEA_2023_05_05 | 2042 |  |  | Electricity |  | Dispatch-Intraconnection | VOM | 0 | WC | WC | Electricity Transmission Line |  |  |  | 0.42196 | 0
LCP_Inputs_ON_Electric_IEA_2023_05_05 | 2042 |  |  | Hydrogen |  | Dispatch-Intraconnection | VOM | 0 | WC | WC | H2 Pipeline - New |  |  |  | 0.42196 | 0
LCP_Inputs_ON_Electric_IEA_2023_05_05 | 2042 |  |  | Hydrogen |  | Dispatch-Intraconnection | VOM | 0 | WC | WC | H2 Pipeline - Repurposed |  |  |  | 0.42196 | 0
LCP_Inputs_ON_Electric_IEA_2023_05_05 | 2043 |  |  | Methane |  | Dispatch-Intraconnection | VOM | 0 | MI | MI | CH4 Pipeline |  |  |  | 0.40573 | 0
LCP_Inputs_ON_Electric_IEA_2023_05_05 | 2043 |  |  | Electricity |  | Dispatch-Intraconnection | VOM | 0 | MI | MI | Electricity Transmission Line |  |  |  | 0.40573 | 0
LCP_Inputs_ON_Electric_IEA_2023_05_05 | 2043 |  |  | Hydrogen |  | Dispatch-Intraconnection | VOM | 0 | MI | MI | H2 Pipeline - New |  |  |  | 0.40573 | 0
LCP_Inputs_ON_Electric_IEA_2023_05_05 | 2043 |  |  | Hydrogen |  | Dispatch-Intraconnection | VOM | 0 | MI | MI | H2 Pipeline - Repurposed |  |  |  | 0.40573 | 0
LCP_Inputs_ON_Electric_IEA_2023_05_05 | 2043 |  |  | Methane |  | Dispatch-Interconnection | VOM | 0 | MI | ON | CH4 Pipeline |  |  |  | 0.40573 | 0
LCP_Inputs_ON_Electric_IEA_2023_05_05 | 2043 |  |  | Electricity |  | Dispatch-Interconnection | VOM | 29346546.775 | MI | ON | Electricity Transmission Line |  |  |  | 0.40573 | 11906666.8185
LCP_Inputs_ON_Electric_IEA_2023_05_05 | 2043 |  |  | Hydrogen |  | Dispatch-Interconnection | VOM | 0 | MI | ON | H2 Pipeline - New |  |  |  | 0.40573 | 0
LCP_Inputs_ON_Electric_IEA_2023_05_05 | 2043 |  |  | Hydrogen |  | Dispatch-Interconnection | VOM | 0 | MI | ON | H2 Pipeline - Repurposed |  |  |  | 0.40573 | 0
LCP_Inputs_ON_Electric_IEA_2023_05_05 | 2043 |  |  | Electricity |  | Dispatch-Interconnection | VOM | 3729553.5339 | MI | WC | Electricity Transmission Line |  |  |  | 0.40573 | 1513178.0802
LCP_Inputs_ON_Electric_IEA_2023_05_05 | 2043 |  |  | Methane |  | Dispatch-Intraconnection | VOM | 0 | NY | NY | CH4 Pipeline |  |  |  | 0.40573 | 0
LCP_Inputs_ON_Electric_IEA_2023_05_05 | 2043 |  |  | Electricity |  | Dispatch-Intraconnection | VOM | 0 | NY | NY | Electricity Transmission Line |  |  |  | 0.40573 | 0
LCP_Inputs_ON_Electric_IEA_2023_05_05 | 2043 |  |  | Hydrogen |  | Dispatch-Intraconnection | VOM | 0 | NY | NY | H2 Pipeline - New |  |  |  | 0.40573 | 0
LCP_Inputs_ON_Electric_IEA_2023_05_05 | 2043 |  |  | Hydrogen |  | Dispatch-Intraconnection | VOM | 0 | NY | NY | H2 Pipeline - Repurposed |  |  |  | 0.40573 | 0
LCP_Inputs_ON_Electric_IEA_2023_05_05 | 2043 |  |  | Methane |  | Dispatch-Interconnection | VOM | 0 | NY | ON | CH4 Pipeline |  |  |  | 0.40573 | 0
LCP_Inputs_ON_Electric_IEA_2023_05_05 | 2043 |  |  | Electricity |  | Dispatch-Interconnection | VOM | 33121092.4793 | NY | ON | Electricity Transmission Line |  |  |  | 0.40573 | 13438099.4071
LCP_Inputs_ON_Electric_IEA_2023_05_05 | 2043 |  |  | Hydrogen |  | Dispatch-Interconnection | VOM | 0 | NY | ON | H2 Pipeline - New |  |  |  | 0.40573 | 0
LCP_Inputs_ON_Electric_IEA_2023_05_05 | 2043 |  |  | Hydrogen |  | Dispatch-Interconnection | VOM | 0 | NY | ON | H2 Pipeline - Repurposed |  |  |  | 0.40573 | 0
LCP_Inputs_ON_Electric_IEA_2023_05_05 | 2043 |  |  | Electricity |  | Dispatch-Interconnection | VOM | 25852069.169 | NY | QC | Electricity Transmission Line |  |  |  | 0.40573 | 10488865.2326
LCP_Inputs_ON_Electric_IEA_2023_05_05 | 2043 |  |  | Methane |  | Dispatch-Interconnection | VOM | 0 | ON | MI | CH4 Pipeline |  |  |  | 0.40573 | 0
LCP_Inputs_ON_Electric_IEA_2023_05_05 | 2043 |  |  | Electricity |  | Dispatch-Interconnection | VOM | 15941896.9753 | ON | MI | Electricity Transmission Line |  |  |  | 0.40573 | 6468047.4059
LCP_Inputs_ON_Electric_IEA_2023_05_05 | 2043 |  |  | Hydrogen |  | Dispatch-Interconnection | VOM | 0 | ON | MI | H2 Pipeline - New |  |  |  | 0.40573 | 0
LCP_Inputs_ON_Electric_IEA_2023_05_05 | 2043 |  |  | Hydrogen |  | Dispatch-Interconnection | VOM | 0 | ON | MI | H2 Pipeline - Repurposed |  |  |  | 0.40573 | 0
LCP_Inputs_ON_Electric_IEA_2023_05_05 | 2043 |  |  | Methane |  | Dispatch-Interconnection | VOM | 0 | ON | NY | CH4 Pipeline |  |  |  | 0.40573 | 0
LCP_Inputs_ON_Electric_IEA_2023_05_05 | 2043 |  |  | Electricity |  | Dispatch-Interconnection | VOM | 15322279.2445 | ON | NY | Electricity Transmission Line |  |  |  | 0.40573 | 6216652.1759
LCP_Inputs_ON_Electric_IEA_2023_05_05 | 2043 |  |  | Hydrogen |  | Dispatch-Interconnection | VOM | 0 | ON | NY | H2 Pipeline - New |  |  |  | 0.40573 | 0
LCP_Inputs_ON_Electric_IEA_2023_05_05 | 2043 |  |  | Hydrogen |  | Dispatch-Interconnection | VOM | 0 | ON | NY | H2 Pipeline - Repurposed |  |  |  | 0.40573 | 0
LCP_Inputs_ON_Electric_IEA_2023_05_05 | 2043 |  |  | Methane |  | Dispatch-Intraconnection | VOM | 367923131.7518 | ON | ON | CH4 Pipeline |  |  |  | 0.40573 | 149276103.1885
LCP_Inputs_ON_Electric_IEA_2023_05_05 | 2043 |  |  | Electricity |  | Dispatch-Intraconnection | VOM | 0 | ON | ON | Electricity Transmission Line |  |  |  | 0.40573 | 0
LCP_Inputs_ON_Electric_IEA_2023_05_05 | 2043 |  |  | Hydrogen |  | Dispatch-Intraconnection | VOM | 0 | ON | ON | H2 Pipeline - New |  |  |  | 0.40573 | 0
LCP_Inputs_ON_Electric_IEA_2023_05_05 | 2043 |  |  | Hydrogen |  | Dispatch-Intraconnection | VOM | 305168522.8171 | ON | ON | H2 Pipeline - Repurposed |  |  |  | 0.40573 | 123814905.8066
LCP_Inputs_ON_Electric_IEA_2023_05_05 | 2043 |  |  | Methane |  | Dispatch-Interconnection | VOM | 0 | ON | PJ | CH4 Pipeline |  |  |  | 0.40573 | 0
LCP_Inputs_ON_Electric_IEA_2023_05_05 | 2043 |  |  | Electricity |  | Dispatch-Interconnection | VOM | 22603541.3143 | ON | PJ | Electricity Transmission Line |  |  |  | 0.40573 | 9170851.9375
LCP_Inputs_ON_Electric_IEA_2023_05_05 | 2043 |  |  | Hydrogen |  | Dispatch-Interconnection | VOM | 0 | ON | PJ | H2 Pipeline - New |  |  |  | 0.40573 | 0
LCP_Inputs_ON_Electric_IEA_2023_05_05 | 2043 |  |  | Hydrogen |  | Dispatch-Interconnection | VOM | 0 | ON | PJ | H2 Pipeline - Repurposed |  |  |  | 0.40573 | 0
LCP_Inputs_ON_Electric_IEA_2023_05_05 | 2043 |  |  | Methane |  | Dispatch-Interconnection | VOM | 0 | ON | QC | CH4 Pipeline |  |  |  | 0.40573 | 0
LCP_Inputs_ON_Electric_IEA_2023_05_05 | 2043 |  |  | Electricity |  | Dispatch-Interconnection | VOM | 10531940.584 | ON | QC | Electricity Transmission Line |  |  |  | 0.40573 | 4273085.6359
LCP_Inputs_ON_Electric_IEA_2023_05_05 | 2043 |  |  | Hydrogen |  | Dispatch-Interconnection | VOM | 0 | ON | QC | H2 Pipeline - New |  |  |  | 0.40573 | 0
LCP_Inputs_ON_Electric_IEA_2023_05_05 | 2043 |  |  | Hydrogen |  | Dispatch-Interconnection | VOM | 0 | ON | QC | H2 Pipeline - Repurposed |  |  |  | 0.40573 | 0
LCP_Inputs_ON_Electric_IEA_2023_05_05 | 2043 |  |  | Methane |  | Dispatch-Interconnection | VOM | 0 | ON | WC | CH4 Pipeline |  |  |  | 0.40573 | 0
LCP_Inputs_ON_Electric_IEA_2023_05_05 | 2043 |  |  | Electricity |  | Dispatch-Interconnection | VOM | 1155948.6838 | ON | WC | Electricity Transmission Line |  |  |  | 0.40573 | 468998.821
LCP_Inputs_ON_Electric_IEA_2023_05_05 | 2043 |  |  | Hydrogen |  | Dispatch-Interconnection | VOM | 0 | ON | WC | H2 Pipeline - New |  |  |  | 0.40573 | 0
LCP_Inputs_ON_Electric_IEA_2023_05_05 | 2043 |  |  | Hydrogen |  | Dispatch-Interconnection | VOM | 0 | ON | WC | H2 Pipeline - Repurposed |  |  |  | 0.40573 | 0
LCP_Inputs_ON_Electric_IEA_2023_05_05 | 2043 |  |  | Methane |  | Dispatch-Interconnection | VOM | 0 | PJ | ON | CH4 Pipeline |  |  |  | 0.40573 | 0
LCP_Inputs_ON_Electric_IEA_2023_05_05 | 2043 |  |  | Electricity |  | Dispatch-Interconnection | VOM | 20249777.8854 | PJ | ON | Electricity Transmission Line |  |  |  | 0.40573 | 8215868.132
LCP_Inputs_ON_Electric_IEA_2023_05_05 | 2043 |  |  | Hydrogen |  | Dispatch-Interconnection | VOM | 0 | PJ | ON | H2 Pipeline - New |  |  |  | 0.40573 | 0
LCP_Inputs_ON_Electric_IEA_2023_05_05 | 2043 |  |  | Hydrogen |  | Dispatch-Interconnection | VOM | 0 | PJ | ON | H2 Pipeline - Repurposed |  |  |  | 0.40573 | 0
LCP_Inputs_ON_Electric_IEA_2023_05_05 | 2043 |  |  | Methane |  | Dispatch-Intraconnection | VOM | 0 | PJ | PJ | CH4 Pipeline |  |  |  | 0.40573 | 0
LCP_Inputs_ON_Electric_IEA_2023_05_05 | 2043 |  |  | Electricity |  | Dispatch-Intraconnection | VOM | 0 | PJ | PJ | Electricity Transmission Line |  |  |  | 0.40573 | 0
LCP_Inputs_ON_Electric_IEA_2023_05_05 | 2043 |  |  | Hydrogen |  | Dispatch-Intraconnection | VOM | 0 | PJ | PJ | H2 Pipeline - New |  |  |  | 0.40573 | 0
LCP_Inputs_ON_Electric_IEA_2023_05_05 | 2043 |  |  | Hydrogen |  | Dispatch-Intraconnection | VOM | 0 | PJ | PJ | H2 Pipeline - Repurposed |  |  |  | 0.40573 | 0
LCP_Inputs_ON_Electric_IEA_2023_05_05 | 2043 |  |  | Electricity |  | Dispatch-Interconnection | VOM | 28871697.4434 | QC | NY | Electricity Transmission Line |  |  |  | 0.40573 | 11714007.9404
LCP_Inputs_ON_Electric_IEA_2023_05_05 | 2043 |  |  | Methane |  | Dispatch-Interconnection | VOM | 0 | QC | ON | CH4 Pipeline |  |  |  | 0.40573 | 0
LCP_Inputs_ON_Electric_IEA_2023_05_05 | 2043 |  |  | Electricity |  | Dispatch-Interconnection | VOM | 9909223.3135 | QC | ON | Electricity Transmission Line |  |  |  | 0.40573 | 4020432.841
LCP_Inputs_ON_Electric_IEA_2023_05_05 | 2043 |  |  | Hydrogen |  | Dispatch-Interconnection | VOM | 0 | QC | ON | H2 Pipeline - New |  |  |  | 0.40573 | 0
LCP_Inputs_ON_Electric_IEA_2023_05_05 | 2043 |  |  | Hydrogen |  | Dispatch-Interconnection | VOM | 0 | QC | ON | H2 Pipeline - Repurposed |  |  |  | 0.40573 | 0
LCP_Inputs_ON_Electric_IEA_2023_05_05 | 2043 |  |  | Methane |  | Dispatch-Intraconnection | VOM | 0 | QC | QC | CH4 Pipeline |  |  |  | 0.40573 | 0
LCP_Inputs_ON_Electric_IEA_2023_05_05 | 2043 |  |  | Electricity |  | Dispatch-Intraconnection | VOM | 0 | QC | QC | Electricity Transmission Line |  |  |  | 0.40573 | 0
LCP_Inputs_ON_Electric_IEA_2023_05_05 | 2043 |  |  | Hydrogen |  | Dispatch-Intraconnection | VOM | 0 | QC | QC | H2 Pipeline - New |  |  |  | 0.40573 | 0
LCP_Inputs_ON_Electric_IEA_2023_05_05 | 2043 |  |  | Hydrogen |  | Dispatch-Intraconnection | VOM | 0 | QC | QC | H2 Pipeline - Repurposed |  |  |  | 0.40573 | 0
LCP_Inputs_ON_Electric_IEA_2023_05_05 | 2043 |  |  | Electricity |  | Dispatch-Interconnection | VOM | 4570046.0605 | WC | MI | Electricity Transmission Line |  |  |  | 0.40573 | 1854188.0312
LCP_Inputs_ON_Electric_IEA_2023_05_05 | 2043 |  |  | Methane |  | Dispatch-Interconnection | VOM | 0 | WC | ON | CH4 Pipeline |  |  |  | 0.40573 | 0
LCP_Inputs_ON_Electric_IEA_2023_05_05 | 2043 |  |  | Electricity |  | Dispatch-Interconnection | VOM | 12037765.0632 | WC | ON | Electricity Transmission Line |  |  |  | 0.40573 | 4884038.2804
LCP_Inputs_ON_Electric_IEA_2023_05_05 | 2043 |  |  | Hydrogen |  | Dispatch-Interconnection | VOM | 0 | WC | ON | H2 Pipeline - New |  |  |  | 0.40573 | 0
LCP_Inputs_ON_Electric_IEA_2023_05_05 | 2043 |  |  | Hydrogen |  | Dispatch-Interconnection | VOM | 0 | WC | ON | H2 Pipeline - Repurposed |  |  |  | 0.40573 | 0
LCP_Inputs_ON_Electric_IEA_2023_05_05 | 2043 |  |  | Methane |  | Dispatch-Intraconnection | VOM | 0 | WC | WC | CH4 Pipeline |  |  |  | 0.40573 | 0
LCP_Inputs_ON_Electric_IEA_2023_05_05 | 2043 |  |  | Electricity |  | Dispatch-Intraconnection | VOM | 0 | WC | WC | Electricity Transmission Line |  |  |  | 0.40573 | 0
LCP_Inputs_ON_Electric_IEA_2023_05_05 | 2043 |  |  | Hydrogen |  | Dispatch-Intraconnection | VOM | 0 | WC | WC | H2 Pipeline - New |  |  |  | 0.40573 | 0
LCP_Inputs_ON_Electric_IEA_2023_05_05 | 2043 |  |  | Hydrogen |  | Dispatch-Intraconnection | VOM | 0 | WC | WC | H2 Pipeline - Repurposed |  |  |  | 0.40573 | 0
LCP_Inputs_ON_Electric_IEA_2023_05_05 | 2044 |  |  | Methane |  | Dispatch-Intraconnection | VOM | 0 | MI | MI | CH4 Pipeline |  |  |  | 0.39012 | 0
LCP_Inputs_ON_Electric_IEA_2023_05_05 | 2044 |  |  | Electricity |  | Dispatch-Intraconnection | VOM | 0 | MI | MI | Electricity Transmission Line |  |  |  | 0.39012 | 0
LCP_Inputs_ON_Electric_IEA_2023_05_05 | 2044 |  |  | Hydrogen |  | Dispatch-Intraconnection | VOM | 0 | MI | MI | H2 Pipeline - New |  |  |  | 0.39012 | 0
LCP_Inputs_ON_Electric_IEA_2023_05_05 | 2044 |  |  | Hydrogen |  | Dispatch-Intraconnection | VOM | 0 | MI | MI | H2 Pipeline - Repurposed |  |  |  | 0.39012 | 0
LCP_Inputs_ON_Electric_IEA_2023_05_05 | 2044 |  |  | Methane |  | Dispatch-Interconnection | VOM | 0 | MI | ON | CH4 Pipeline |  |  |  | 0.39012 | 0
LCP_Inputs_ON_Electric_IEA_2023_05_05 | 2044 |  |  | Electricity |  | Dispatch-Interconnection | VOM | 29346546.775 | MI | ON | Electricity Transmission Line |  |  |  | 0.39012 | 11448718.0948
LCP_Inputs_ON_Electric_IEA_2023_05_05 | 2044 |  |  | Hydrogen |  | Dispatch-Interconnection | VOM | 0 | MI | ON | H2 Pipeline - New |  |  |  | 0.39012 | 0
LCP_Inputs_ON_Electric_IEA_2023_05_05 | 2044 |  |  | Hydrogen |  | Dispatch-Interconnection | VOM | 0 | MI | ON | H2 Pipeline - Repurposed |  |  |  | 0.39012 | 0
LCP_Inputs_ON_Electric_IEA_2023_05_05 | 2044 |  |  | Electricity |  | Dispatch-Interconnection | VOM | 3729553.5339 | MI | WC | Electricity Transmission Line |  |  |  | 0.39012 | 1454978.9233
LCP_Inputs_ON_Electric_IEA_2023_05_05 | 2044 |  |  | Methane |  | Dispatch-Intraconnection | VOM | 0 | NY | NY | CH4 Pipeline |  |  |  | 0.39012 | 0
LCP_Inputs_ON_Electric_IEA_2023_05_05 | 2044 |  |  | Electricity |  | Dispatch-Intraconnection | VOM | 0 | NY | NY | Electricity Transmission Line |  |  |  | 0.39012 | 0
LCP_Inputs_ON_Electric_IEA_2023_05_05 | 2044 |  |  | Hydrogen |  | Dispatch-Intraconnection | VOM | 0 | NY | NY | H2 Pipeline - New |  |  |  | 0.39012 | 0
LCP_Inputs_ON_Electric_IEA_2023_05_05 | 2044 |  |  | Hydrogen |  | Dispatch-Intraconnection | VOM | 0 | NY | NY | H2 Pipeline - Repurposed |  |  |  | 0.39012 | 0
LCP_Inputs_ON_Electric_IEA_2023_05_05 | 2044 |  |  | Methane |  | Dispatch-Interconnection | VOM | 0 | NY | ON | CH4 Pipeline |  |  |  | 0.39012 | 0
LCP_Inputs_ON_Electric_IEA_2023_05_05 | 2044 |  |  | Electricity |  | Dispatch-Interconnection | VOM | 33121092.4793 | NY | ON | Electricity Transmission Line |  |  |  | 0.39012 | 12921249.4299
LCP_Inputs_ON_Electric_IEA_2023_05_05 | 2044 |  |  | Hydrogen |  | Dispatch-Interconnection | VOM | 0 | NY | ON | H2 Pipeline - New |  |  |  | 0.39012 | 0
LCP_Inputs_ON_Electric_IEA_2023_05_05 | 2044 |  |  | Hydrogen |  | Dispatch-Interconnection | VOM | 0 | NY | ON | H2 Pipeline - Repurposed |  |  |  | 0.39012 | 0
LCP_Inputs_ON_Electric_IEA_2023_05_05 | 2044 |  |  | Electricity |  | Dispatch-Interconnection | VOM | 25852069.169 | NY | QC | Electricity Transmission Line |  |  |  | 0.39012 | 10085447.3391
LCP_Inputs_ON_Electric_IEA_2023_05_05 | 2044 |  |  | Methane |  | Dispatch-Interconnection | VOM | 0 | ON | MI | CH4 Pipeline |  |  |  | 0.39012 | 0
LCP_Inputs_ON_Electric_IEA_2023_05_05 | 2044 |  |  | Electricity |  | Dispatch-Interconnection | VOM | 15941896.9753 | ON | MI | Electricity Transmission Line |  |  |  | 0.39012 | 6219276.3519
LCP_Inputs_ON_Electric_IEA_2023_05_05 | 2044 |  |  | Hydrogen |  | Dispatch-Interconnection | VOM | 0 | ON | MI | H2 Pipeline - New |  |  |  | 0.39012 | 0
LCP_Inputs_ON_Electric_IEA_2023_05_05 | 2044 |  |  | Hydrogen |  | Dispatch-Interconnection | VOM | 0 | ON | MI | H2 Pipeline - Repurposed |  |  |  | 0.39012 | 0
LCP_Inputs_ON_Electric_IEA_2023_05_05 | 2044 |  |  | Methane |  | Dispatch-Interconnection | VOM | 0 | ON | NY | CH4 Pipeline |  |  |  | 0.39012 | 0
LCP_Inputs_ON_Electric_IEA_2023_05_05 | 2044 |  |  | Electricity |  | Dispatch-Interconnection | VOM | 15322279.2445 | ON | NY | Electricity Transmission Line |  |  |  | 0.39012 | 5977550.1692
LCP_Inputs_ON_Electric_IEA_2023_05_05 | 2044 |  |  | Hydrogen |  | Dispatch-Interconnection | VOM | 0 | ON | NY | H2 Pipeline - New |  |  |  | 0.39012 | 0
LCP_Inputs_ON_Electric_IEA_2023_05_05 | 2044 |  |  | Hydrogen |  | Dispatch-Interconnection | VOM | 0 | ON | NY | H2 Pipeline - Repurposed |  |  |  | 0.39012 | 0
LCP_Inputs_ON_Electric_IEA_2023_05_05 | 2044 |  |  | Methane |  | Dispatch-Intraconnection | VOM | 367923131.7518 | ON | ON | CH4 Pipeline |  |  |  | 0.39012 | 143534714.6043
LCP_Inputs_ON_Electric_IEA_2023_05_05 | 2044 |  |  | Electricity |  | Dispatch-Intraconnection | VOM | 0 | ON | ON | Electricity Transmission Line |  |  |  | 0.39012 | 0
LCP_Inputs_ON_Electric_IEA_2023_05_05 | 2044 |  |  | Hydrogen |  | Dispatch-Intraconnection | VOM | 0 | ON | ON | H2 Pipeline - New |  |  |  | 0.39012 | 0
LCP_Inputs_ON_Electric_IEA_2023_05_05 | 2044 |  |  | Hydrogen |  | Dispatch-Intraconnection | VOM | 305168522.8171 | ON | ON | H2 Pipeline - Repurposed |  |  |  | 0.39012 | 119052794.0448
LCP_Inputs_ON_Electric_IEA_2023_05_05 | 2044 |  |  | Methane |  | Dispatch-Interconnection | VOM | 0 | ON | PJ | CH4 Pipeline |  |  |  | 0.39012 | 0
LCP_Inputs_ON_Electric_IEA_2023_05_05 | 2044 |  |  | Electricity |  | Dispatch-Interconnection | VOM | 22603541.3143 | ON | PJ | Electricity Transmission Line |  |  |  | 0.39012 | 8818126.8629
LCP_Inputs_ON_Electric_IEA_2023_05_05 | 2044 |  |  | Hydrogen |  | Dispatch-Interconnection | VOM | 0 | ON | PJ | H2 Pipeline - New |  |  |  | 0.39012 | 0
LCP_Inputs_ON_Electric_IEA_2023_05_05 | 2044 |  |  | Hydrogen |  | Dispatch-Interconnection | VOM | 0 | ON | PJ | H2 Pipeline - Repurposed |  |  |  | 0.39012 | 0
LCP_Inputs_ON_Electric_IEA_2023_05_05 | 2044 |  |  | Methane |  | Dispatch-Interconnection | VOM | 0 | ON | QC | CH4 Pipeline |  |  |  | 0.39012 | 0
LCP_Inputs_ON_Electric_IEA_2023_05_05 | 2044 |  |  | Electricity |  | Dispatch-Interconnection | VOM | 10531940.584 | ON | QC | Electricity Transmission Line |  |  |  | 0.39012 | 4108736.1884
LCP_Inputs_ON_Electric_IEA_2023_05_05 | 2044 |  |  | Hydrogen |  | Dispatch-Interconnection | VOM | 0 | ON | QC | H2 Pipeline - New |  |  |  | 0.39012 | 0
LCP_Inputs_ON_Electric_IEA_2023_05_05 | 2044 |  |  | Hydrogen |  | Dispatch-Interconnection | VOM | 0 | ON | QC | H2 Pipeline - Repurposed |  |  |  | 0.39012 | 0
LCP_Inputs_ON_Electric_IEA_2023_05_05 | 2044 |  |  | Methane |  | Dispatch-Interconnection | VOM | 0 | ON | WC | CH4 Pipeline |  |  |  | 0.39012 | 0
LCP_Inputs_ON_Electric_IEA_2023_05_05 | 2044 |  |  | Electricity |  | Dispatch-Interconnection | VOM | 1155948.6838 | ON | WC | Electricity Transmission Line |  |  |  | 0.39012 | 450960.4048
LCP_Inputs_ON_Electric_IEA_2023_05_05 | 2044 |  |  | Hydrogen |  | Dispatch-Interconnection | VOM | 0 | ON | WC | H2 Pipeline - New |  |  |  | 0.39012 | 0
LCP_Inputs_ON_Electric_IEA_2023_05_05 | 2044 |  |  | Hydrogen |  | Dispatch-Interconnection | VOM | 0 | ON | WC | H2 Pipeline - Repurposed |  |  |  | 0.39012 | 0
LCP_Inputs_ON_Electric_IEA_2023_05_05 | 2044 |  |  | Methane |  | Dispatch-Interconnection | VOM | 0 | PJ | ON | CH4 Pipeline |  |  |  | 0.39012 | 0
LCP_Inputs_ON_Electric_IEA_2023_05_05 | 2044 |  |  | Electricity |  | Dispatch-Interconnection | VOM | 20249777.8854 | PJ | ON | Electricity Transmission Line |  |  |  | 0.39012 | 7899873.2038
LCP_Inputs_ON_Electric_IEA_2023_05_05 | 2044 |  |  | Hydrogen |  | Dispatch-Interconnection | VOM | 0 | PJ | ON | H2 Pipeline - New |  |  |  | 0.39012 | 0
LCP_Inputs_ON_Electric_IEA_2023_05_05 | 2044 |  |  | Hydrogen |  | Dispatch-Interconnection | VOM | 0 | PJ | ON | H2 Pipeline - Repurposed |  |  |  | 0.39012 | 0
LCP_Inputs_ON_Electric_IEA_2023_05_05 | 2044 |  |  | Methane |  | Dispatch-Intraconnection | VOM | 0 | PJ | PJ | CH4 Pipeline |  |  |  | 0.39012 | 0
LCP_Inputs_ON_Electric_IEA_2023_05_05 | 2044 |  |  | Electricity |  | Dispatch-Intraconnection | VOM | 0 | PJ | PJ | Electricity Transmission Line |  |  |  | 0.39012 | 0
LCP_Inputs_ON_Electric_IEA_2023_05_05 | 2044 |  |  | Hydrogen |  | Dispatch-Intraconnection | VOM | 0 | PJ | PJ | H2 Pipeline - New |  |  |  | 0.39012 | 0
LCP_Inputs_ON_Electric_IEA_2023_05_05 | 2044 |  |  | Hydrogen |  | Dispatch-Intraconnection | VOM | 0 | PJ | PJ | H2 Pipeline - Repurposed |  |  |  | 0.39012 | 0
LCP_Inputs_ON_Electric_IEA_2023_05_05 | 2044 |  |  | Electricity |  | Dispatch-Interconnection | VOM | 28871697.4434 | QC | NY | Electricity Transmission Line |  |  |  | 0.39012 | 11263469.1734
LCP_Inputs_ON_Electric_IEA_2023_05_05 | 2044 |  |  | Methane |  | Dispatch-Interconnection | VOM | 0 | QC | ON | CH4 Pipeline |  |  |  | 0.39012 | 0
LCP_Inputs_ON_Electric_IEA_2023_05_05 | 2044 |  |  | Electricity |  | Dispatch-Interconnection | VOM | 9909223.3135 | QC | ON | Electricity Transmission Line |  |  |  | 0.39012 | 3865800.8087
LCP_Inputs_ON_Electric_IEA_2023_05_05 | 2044 |  |  | Hydrogen |  | Dispatch-Interconnection | VOM | 0 | QC | ON | H2 Pipeline - New |  |  |  | 0.39012 | 0
LCP_Inputs_ON_Electric_IEA_2023_05_05 | 2044 |  |  | Hydrogen |  | Dispatch-Interconnection | VOM | 0 | QC | ON | H2 Pipeline - Repurposed |  |  |  | 0.39012 | 0
LCP_Inputs_ON_Electric_IEA_2023_05_05 | 2044 |  |  | Methane |  | Dispatch-Intraconnection | VOM | 0 | QC | QC | CH4 Pipeline |  |  |  | 0.39012 | 0
LCP_Inputs_ON_Electric_IEA_2023_05_05 | 2044 |  |  | Electricity |  | Dispatch-Intraconnection | VOM | 0 | QC | QC | Electricity Transmission Line |  |  |  | 0.39012 | 0
LCP_Inputs_ON_Electric_IEA_2023_05_05 | 2044 |  |  | Hydrogen |  | Dispatch-Intraconnection | VOM | 0 | QC | QC | H2 Pipeline - New |  |  |  | 0.39012 | 0
LCP_Inputs_ON_Electric_IEA_2023_05_05 | 2044 |  |  | Hydrogen |  | Dispatch-Intraconnection | VOM | 0 | QC | QC | H2 Pipeline - Repurposed |  |  |  | 0.39012 | 0
LCP_Inputs_ON_Electric_IEA_2023_05_05 | 2044 |  |  | Electricity |  | Dispatch-Interconnection | VOM | 4570046.0605 | WC | MI | Electricity Transmission Line |  |  |  | 0.39012 | 1782873.1069
LCP_Inputs_ON_Electric_IEA_2023_05_05 | 2044 |  |  | Methane |  | Dispatch-Interconnection | VOM | 0 | WC | ON | CH4 Pipeline |  |  |  | 0.39012 | 0
LCP_Inputs_ON_Electric_IEA_2023_05_05 | 2044 |  |  | Electricity |  | Dispatch-Interconnection | VOM | 12037765.0632 | WC | ON | Electricity Transmission Line |  |  |  | 0.39012 | 4696190.6542
LCP_Inputs_ON_Electric_IEA_2023_05_05 | 2044 |  |  | Hydrogen |  | Dispatch-Interconnection | VOM | 0 | WC | ON | H2 Pipeline - New |  |  |  | 0.39012 | 0
LCP_Inputs_ON_Electric_IEA_2023_05_05 | 2044 |  |  | Hydrogen |  | Dispatch-Interconnection | VOM | 0 | WC | ON | H2 Pipeline - Repurposed |  |  |  | 0.39012 | 0
LCP_Inputs_ON_Electric_IEA_2023_05_05 | 2044 |  |  | Methane |  | Dispatch-Intraconnection | VOM | 0 | WC | WC | CH4 Pipeline |  |  |  | 0.39012 | 0
LCP_Inputs_ON_Electric_IEA_2023_05_05 | 2044 |  |  | Electricity |  | Dispatch-Intraconnection | VOM | 0 | WC | WC | Electricity Transmission Line |  |  |  | 0.39012 | 0
LCP_Inputs_ON_Electric_IEA_2023_05_05 | 2044 |  |  | Hydrogen |  | Dispatch-Intraconnection | VOM | 0 | WC | WC | H2 Pipeline - New |  |  |  | 0.39012 | 0
LCP_Inputs_ON_Electric_IEA_2023_05_05 | 2044 |  |  | Hydrogen |  | Dispatch-Intraconnection | VOM | 0 | WC | WC | H2 Pipeline - Repurposed |  |  |  | 0.39012 | 0
LCP_Inputs_ON_Electric_IEA_2023_05_05 | 2045 |  |  | Methane |  | Dispatch-Intraconnection | VOM | 0 | MI | MI | CH4 Pipeline |  |  |  | 0.37512 | 0
LCP_Inputs_ON_Electric_IEA_2023_05_05 | 2045 |  |  | Electricity |  | Dispatch-Intraconnection | VOM | 0 | MI | MI | Electricity Transmission Line |  |  |  | 0.37512 | 0
LCP_Inputs_ON_Electric_IEA_2023_05_05 | 2045 |  |  | Hydrogen |  | Dispatch-Intraconnection | VOM | 0 | MI | MI | H2 Pipeline - New |  |  |  | 0.37512 | 0
LCP_Inputs_ON_Electric_IEA_2023_05_05 | 2045 |  |  | Hydrogen |  | Dispatch-Intraconnection | VOM | 0 | MI | MI | H2 Pipeline - Repurposed |  |  |  | 0.37512 | 0
LCP_Inputs_ON_Electric_IEA_2023_05_05 | 2045 |  |  | Methane |  | Dispatch-Interconnection | VOM | 0 | MI | ON | CH4 Pipeline |  |  |  | 0.37512 | 0
LCP_Inputs_ON_Electric_IEA_2023_05_05 | 2045 |  |  | Electricity |  | Dispatch-Interconnection | VOM | 29346546.775 | MI | ON | Electricity Transmission Line |  |  |  | 0.37512 | 11008382.7834
LCP_Inputs_ON_Electric_IEA_2023_05_05 | 2045 |  |  | Hydrogen |  | Dispatch-Interconnection | VOM | 0 | MI | ON | H2 Pipeline - New |  |  |  | 0.37512 | 0
LCP_Inputs_ON_Electric_IEA_2023_05_05 | 2045 |  |  | Hydrogen |  | Dispatch-Interconnection | VOM | 0 | MI | ON | H2 Pipeline - Repurposed |  |  |  | 0.37512 | 0
LCP_Inputs_ON_Electric_IEA_2023_05_05 | 2045 |  |  | Electricity |  | Dispatch-Interconnection | VOM | 3729553.5339 | MI | WC | Electricity Transmission Line |  |  |  | 0.37512 | 1399018.1955
LCP_Inputs_ON_Electric_IEA_2023_05_05 | 2045 |  |  | Methane |  | Dispatch-Intraconnection | VOM | 0 | NY | NY | CH4 Pipeline |  |  |  | 0.37512 | 0
LCP_Inputs_ON_Electric_IEA_2023_05_05 | 2045 |  |  | Electricity |  | Dispatch-Intraconnection | VOM | 0 | NY | NY | Electricity Transmission Line |  |  |  | 0.37512 | 0
LCP_Inputs_ON_Electric_IEA_2023_05_05 | 2045 |  |  | Hydrogen |  | Dispatch-Intraconnection | VOM | 0 | NY | NY | H2 Pipeline - New |  |  |  | 0.37512 | 0
LCP_Inputs_ON_Electric_IEA_2023_05_05 | 2045 |  |  | Hydrogen |  | Dispatch-Intraconnection | VOM | 0 | NY | NY | H2 Pipeline - Repurposed |  |  |  | 0.37512 | 0
LCP_Inputs_ON_Electric_IEA_2023_05_05 | 2045 |  |  | Methane |  | Dispatch-Interconnection | VOM | 0 | NY | ON | CH4 Pipeline |  |  |  | 0.37512 | 0
LCP_Inputs_ON_Electric_IEA_2023_05_05 | 2045 |  |  | Electricity |  | Dispatch-Interconnection | VOM | 33121092.4793 | NY | ON | Electricity Transmission Line |  |  |  | 0.37512 | 12424278.298
LCP_Inputs_ON_Electric_IEA_2023_05_05 | 2045 |  |  | Hydrogen |  | Dispatch-Interconnection | VOM | 0 | NY | ON | H2 Pipeline - New |  |  |  | 0.37512 | 0
LCP_Inputs_ON_Electric_IEA_2023_05_05 | 2045 |  |  | Hydrogen |  | Dispatch-Interconnection | VOM | 0 | NY | ON | H2 Pipeline - Repurposed |  |  |  | 0.37512 | 0
LCP_Inputs_ON_Electric_IEA_2023_05_05 | 2045 |  |  | Electricity |  | Dispatch-Interconnection | VOM | 25852069.169 | NY | QC | Electricity Transmission Line |  |  |  | 0.37512 | 9697545.5183
LCP_Inputs_ON_Electric_IEA_2023_05_05 | 2045 |  |  | Methane |  | Dispatch-Interconnection | VOM | 0 | ON | MI | CH4 Pipeline |  |  |  | 0.37512 | 0
LCP_Inputs_ON_Electric_IEA_2023_05_05 | 2045 |  |  | Electricity |  | Dispatch-Interconnection | VOM | 15941896.9753 | ON | MI | Electricity Transmission Line |  |  |  | 0.37512 | 5980073.4153
LCP_Inputs_ON_Electric_IEA_2023_05_05 | 2045 |  |  | Hydrogen |  | Dispatch-Interconnection | VOM | 0 | ON | MI | H2 Pipeline - New |  |  |  | 0.37512 | 0
LCP_Inputs_ON_Electric_IEA_2023_05_05 | 2045 |  |  | Hydrogen |  | Dispatch-Interconnection | VOM | 0 | ON | MI | H2 Pipeline - Repurposed |  |  |  | 0.37512 | 0
LCP_Inputs_ON_Electric_IEA_2023_05_05 | 2045 |  |  | Methane |  | Dispatch-Interconnection | VOM | 0 | ON | NY | CH4 Pipeline |  |  |  | 0.37512 | 0
LCP_Inputs_ON_Electric_IEA_2023_05_05 | 2045 |  |  | Electricity |  | Dispatch-Interconnection | VOM | 15322279.2445 | ON | NY | Electricity Transmission Line |  |  |  | 0.37512 | 5747644.3934
LCP_Inputs_ON_Electric_IEA_2023_05_05 | 2045 |  |  | Hydrogen |  | Dispatch-Interconnection | VOM | 0 | ON | NY | H2 Pipeline - New |  |  |  | 0.37512 | 0
LCP_Inputs_ON_Electric_IEA_2023_05_05 | 2045 |  |  | Hydrogen |  | Dispatch-Interconnection | VOM | 0 | ON | NY | H2 Pipeline - Repurposed |  |  |  | 0.37512 | 0
LCP_Inputs_ON_Electric_IEA_2023_05_05 | 2045 |  |  | Methane |  | Dispatch-Intraconnection | VOM | 367923131.7518 | ON | ON | CH4 Pipeline |  |  |  | 0.37512 | 138014148.658
LCP_Inputs_ON_Electric_IEA_2023_05_05 | 2045 |  |  | Electricity |  | Dispatch-Intraconnection | VOM | 0 | ON | ON | Electricity Transmission Line |  |  |  | 0.37512 | 0
LCP_Inputs_ON_Electric_IEA_2023_05_05 | 2045 |  |  | Hydrogen |  | Dispatch-Intraconnection | VOM | 0 | ON | ON | H2 Pipeline - New |  |  |  | 0.37512 | 0
LCP_Inputs_ON_Electric_IEA_2023_05_05 | 2045 |  |  | Hydrogen |  | Dispatch-Intraconnection | VOM | 305168522.8171 | ON | ON | H2 Pipeline - Repurposed |  |  |  | 0.37512 | 114473840.4277
LCP_Inputs_ON_Electric_IEA_2023_05_05 | 2045 |  |  | Methane |  | Dispatch-Interconnection | VOM | 0 | ON | PJ | CH4 Pipeline |  |  |  | 0.37512 | 0
LCP_Inputs_ON_Electric_IEA_2023_05_05 | 2045 |  |  | Electricity |  | Dispatch-Interconnection | VOM | 22603541.3143 | ON | PJ | Electricity Transmission Line |  |  |  | 0.37512 | 8478968.1374
LCP_Inputs_ON_Electric_IEA_2023_05_05 | 2045 |  |  | Hydrogen |  | Dispatch-Interconnection | VOM | 0 | ON | PJ | H2 Pipeline - New |  |  |  | 0.37512 | 0
LCP_Inputs_ON_Electric_IEA_2023_05_05 | 2045 |  |  | Hydrogen |  | Dispatch-Interconnection | VOM | 0 | ON | PJ | H2 Pipeline - Repurposed |  |  |  | 0.37512 | 0
LCP_Inputs_ON_Electric_IEA_2023_05_05 | 2045 |  |  | Methane |  | Dispatch-Interconnection | VOM | 0 | ON | QC | CH4 Pipeline |  |  |  | 0.37512 | 0
LCP_Inputs_ON_Electric_IEA_2023_05_05 | 2045 |  |  | Electricity |  | Dispatch-Interconnection | VOM | 10531940.584 | ON | QC | Electricity Transmission Line |  |  |  | 0.37512 | 3950707.8734
LCP_Inputs_ON_Electric_IEA_2023_05_05 | 2045 |  |  | Hydrogen |  | Dispatch-Interconnection | VOM | 0 | ON | QC | H2 Pipeline - New |  |  |  | 0.37512 | 0
LCP_Inputs_ON_Electric_IEA_2023_05_05 | 2045 |  |  | Hydrogen |  | Dispatch-Interconnection | VOM | 0 | ON | QC | H2 Pipeline - Repurposed |  |  |  | 0.37512 | 0
LCP_Inputs_ON_Electric_IEA_2023_05_05 | 2045 |  |  | Methane |  | Dispatch-Interconnection | VOM | 0 | ON | WC | CH4 Pipeline |  |  |  | 0.37512 | 0
LCP_Inputs_ON_Electric_IEA_2023_05_05 | 2045 |  |  | Electricity |  | Dispatch-Interconnection | VOM | 1155948.6838 | ON | WC | Electricity Transmission Line |  |  |  | 0.37512 | 433615.7738
LCP_Inputs_ON_Electric_IEA_2023_05_05 | 2045 |  |  | Hydrogen |  | Dispatch-Interconnection | VOM | 0 | ON | WC | H2 Pipeline - New |  |  |  | 0.37512 | 0
LCP_Inputs_ON_Electric_IEA_2023_05_05 | 2045 |  |  | Hydrogen |  | Dispatch-Interconnection | VOM | 0 | ON | WC | H2 Pipeline - Repurposed |  |  |  | 0.37512 | 0
LCP_Inputs_ON_Electric_IEA_2023_05_05 | 2045 |  |  | Methane |  | Dispatch-Interconnection | VOM | 0 | PJ | ON | CH4 Pipeline |  |  |  | 0.37512 | 0
LCP_Inputs_ON_Electric_IEA_2023_05_05 | 2045 |  |  | Electricity |  | Dispatch-Interconnection | VOM | 20249777.8854 | PJ | ON | Electricity Transmission Line |  |  |  | 0.37512 | 7596031.9267
LCP_Inputs_ON_Electric_IEA_2023_05_05 | 2045 |  |  | Hydrogen |  | Dispatch-Interconnection | VOM | 0 | PJ | ON | H2 Pipeline - New |  |  |  | 0.37512 | 0
LCP_Inputs_ON_Electric_IEA_2023_05_05 | 2045 |  |  | Hydrogen |  | Dispatch-Interconnection | VOM | 0 | PJ | ON | H2 Pipeline - Repurposed |  |  |  | 0.37512 | 0
LCP_Inputs_ON_Electric_IEA_2023_05_05 | 2045 |  |  | Methane |  | Dispatch-Intraconnection | VOM | 0 | PJ | PJ | CH4 Pipeline |  |  |  | 0.37512 | 0
LCP_Inputs_ON_Electric_IEA_2023_05_05 | 2045 |  |  | Electricity |  | Dispatch-Intraconnection | VOM | 0 | PJ | PJ | Electricity Transmission Line |  |  |  | 0.37512 | 0
LCP_Inputs_ON_Electric_IEA_2023_05_05 | 2045 |  |  | Hydrogen |  | Dispatch-Intraconnection | VOM | 0 | PJ | PJ | H2 Pipeline - New |  |  |  | 0.37512 | 0
LCP_Inputs_ON_Electric_IEA_2023_05_05 | 2045 |  |  | Hydrogen |  | Dispatch-Intraconnection | VOM | 0 | PJ | PJ | H2 Pipeline - Repurposed |  |  |  | 0.37512 | 0
LCP_Inputs_ON_Electric_IEA_2023_05_05 | 2045 |  |  | Electricity |  | Dispatch-Interconnection | VOM | 28871697.4434 | QC | NY | Electricity Transmission Line |  |  |  | 0.37512 | 10830258.8206
LCP_Inputs_ON_Electric_IEA_2023_05_05 | 2045 |  |  | Methane |  | Dispatch-Interconnection | VOM | 0 | QC | ON | CH4 Pipeline |  |  |  | 0.37512 | 0
LCP_Inputs_ON_Electric_IEA_2023_05_05 | 2045 |  |  | Electricity |  | Dispatch-Interconnection | VOM | 9909223.3135 | QC | ON | Electricity Transmission Line |  |  |  | 0.37512 | 3717116.1622
LCP_Inputs_ON_Electric_IEA_2023_05_05 | 2045 |  |  | Hydrogen |  | Dispatch-Interconnection | VOM | 0 | QC | ON | H2 Pipeline - New |  |  |  | 0.37512 | 0
LCP_Inputs_ON_Electric_IEA_2023_05_05 | 2045 |  |  | Hydrogen |  | Dispatch-Interconnection | VOM | 0 | QC | ON | H2 Pipeline - Repurposed |  |  |  | 0.37512 | 0
LCP_Inputs_ON_Electric_IEA_2023_05_05 | 2045 |  |  | Methane |  | Dispatch-Intraconnection | VOM | 0 | QC | QC | CH4 Pipeline |  |  |  | 0.37512 | 0
LCP_Inputs_ON_Electric_IEA_2023_05_05 | 2045 |  |  | Electricity |  | Dispatch-Intraconnection | VOM | 0 | QC | QC | Electricity Transmission Line |  |  |  | 0.37512 | 0
LCP_Inputs_ON_Electric_IEA_2023_05_05 | 2045 |  |  | Hydrogen |  | Dispatch-Intraconnection | VOM | 0 | QC | QC | H2 Pipeline - New |  |  |  | 0.37512 | 0
LCP_Inputs_ON_Electric_IEA_2023_05_05 | 2045 |  |  | Hydrogen |  | Dispatch-Intraconnection | VOM | 0 | QC | QC | H2 Pipeline - Repurposed |  |  |  | 0.37512 | 0
LCP_Inputs_ON_Electric_IEA_2023_05_05 | 2045 |  |  | Electricity |  | Dispatch-Interconnection | VOM | 4570046.0605 | WC | MI | Electricity Transmission Line |  |  |  | 0.37512 | 1714301.0644
LCP_Inputs_ON_Electric_IEA_2023_05_05 | 2045 |  |  | Methane |  | Dispatch-Interconnection | VOM | 0 | WC | ON | CH4 Pipeline |  |  |  | 0.37512 | 0
LCP_Inputs_ON_Electric_IEA_2023_05_05 | 2045 |  |  | Electricity |  | Dispatch-Interconnection | VOM | 12037765.0632 | WC | ON | Electricity Transmission Line |  |  |  | 0.37512 | 4515567.9368
LCP_Inputs_ON_Electric_IEA_2023_05_05 | 2045 |  |  | Hydrogen |  | Dispatch-Interconnection | VOM | 0 | WC | ON | H2 Pipeline - New |  |  |  | 0.37512 | 0
LCP_Inputs_ON_Electric_IEA_2023_05_05 | 2045 |  |  | Hydrogen |  | Dispatch-Interconnection | VOM | 0 | WC | ON | H2 Pipeline - Repurposed |  |  |  | 0.37512 | 0
LCP_Inputs_ON_Electric_IEA_2023_05_05 | 2045 |  |  | Methane |  | Dispatch-Intraconnection | VOM | 0 | WC | WC | CH4 Pipeline |  |  |  | 0.37512 | 0
LCP_Inputs_ON_Electric_IEA_2023_05_05 | 2045 |  |  | Electricity |  | Dispatch-Intraconnection | VOM | 0 | WC | WC | Electricity Transmission Line |  |  |  | 0.37512 | 0
LCP_Inputs_ON_Electric_IEA_2023_05_05 | 2045 |  |  | Hydrogen |  | Dispatch-Intraconnection | VOM | 0 | WC | WC | H2 Pipeline - New |  |  |  | 0.37512 | 0
LCP_Inputs_ON_Electric_IEA_2023_05_05 | 2045 |  |  | Hydrogen |  | Dispatch-Intraconnection | VOM | 0 | WC | WC | H2 Pipeline - Repurposed |  |  |  | 0.37512 | 0
LCP_Inputs_ON_Electric_IEA_2023_05_05 | 2046 |  |  | Methane |  | Dispatch-Intraconnection | VOM | 0 | MI | MI | CH4 Pipeline |  |  |  | 0.36069 | 0
LCP_Inputs_ON_Electric_IEA_2023_05_05 | 2046 |  |  | Electricity |  | Dispatch-Intraconnection | VOM | 0 | MI | MI | Electricity Transmission Line |  |  |  | 0.36069 | 0
LCP_Inputs_ON_Electric_IEA_2023_05_05 | 2046 |  |  | Hydrogen |  | Dispatch-Intraconnection | VOM | 0 | MI | MI | H2 Pipeline - New |  |  |  | 0.36069 | 0
LCP_Inputs_ON_Electric_IEA_2023_05_05 | 2046 |  |  | Hydrogen |  | Dispatch-Intraconnection | VOM | 0 | MI | MI | H2 Pipeline - Repurposed |  |  |  | 0.36069 | 0
LCP_Inputs_ON_Electric_IEA_2023_05_05 | 2046 |  |  | Methane |  | Dispatch-Interconnection | VOM | 0 | MI | ON | CH4 Pipeline |  |  |  | 0.36069 | 0
LCP_Inputs_ON_Electric_IEA_2023_05_05 | 2046 |  |  | Electricity |  | Dispatch-Interconnection | VOM | 29346546.775 | MI | ON | Electricity Transmission Line |  |  |  | 0.36069 | 10584983.4456
LCP_Inputs_ON_Electric_IEA_2023_05_05 | 2046 |  |  | Hydrogen |  | Dispatch-Interconnection | VOM | 0 | MI | ON | H2 Pipeline - New |  |  |  | 0.36069 | 0
LCP_Inputs_ON_Electric_IEA_2023_05_05 | 2046 |  |  | Hydrogen |  | Dispatch-Interconnection | VOM | 0 | MI | ON | H2 Pipeline - Repurposed |  |  |  | 0.36069 | 0
LCP_Inputs_ON_Electric_IEA_2023_05_05 | 2046 |  |  | Electricity |  | Dispatch-Interconnection | VOM | 3729553.5339 | MI | WC | Electricity Transmission Line |  |  |  | 0.36069 | 1345209.8034
LCP_Inputs_ON_Electric_IEA_2023_05_05 | 2046 |  |  | Methane |  | Dispatch-Intraconnection | VOM | 0 | NY | NY | CH4 Pipeline |  |  |  | 0.36069 | 0
LCP_Inputs_ON_Electric_IEA_2023_05_05 | 2046 |  |  | Electricity |  | Dispatch-Intraconnection | VOM | 0 | NY | NY | Electricity Transmission Line |  |  |  | 0.36069 | 0
LCP_Inputs_ON_Electric_IEA_2023_05_05 | 2046 |  |  | Hydrogen |  | Dispatch-Intraconnection | VOM | 0 | NY | NY | H2 Pipeline - New |  |  |  | 0.36069 | 0
LCP_Inputs_ON_Electric_IEA_2023_05_05 | 2046 |  |  | Hydrogen |  | Dispatch-Intraconnection | VOM | 0 | NY | NY | H2 Pipeline - Repurposed |  |  |  | 0.36069 | 0
LCP_Inputs_ON_Electric_IEA_2023_05_05 | 2046 |  |  | Methane |  | Dispatch-Interconnection | VOM | 0 | NY | ON | CH4 Pipeline |  |  |  | 0.36069 | 0
LCP_Inputs_ON_Electric_IEA_2023_05_05 | 2046 |  |  | Electricity |  | Dispatch-Interconnection | VOM | 33121092.4793 | NY | ON | Electricity Transmission Line |  |  |  | 0.36069 | 11946421.4404
LCP_Inputs_ON_Electric_IEA_2023_05_05 | 2046 |  |  | Hydrogen |  | Dispatch-Interconnection | VOM | 0 | NY | ON | H2 Pipeline - New |  |  |  | 0.36069 | 0
LCP_Inputs_ON_Electric_IEA_2023_05_05 | 2046 |  |  | Hydrogen |  | Dispatch-Interconnection | VOM | 0 | NY | ON | H2 Pipeline - Repurposed |  |  |  | 0.36069 | 0
LCP_Inputs_ON_Electric_IEA_2023_05_05 | 2046 |  |  | Electricity |  | Dispatch-Interconnection | VOM | 25852069.169 | NY | QC | Electricity Transmission Line |  |  |  | 0.36069 | 9324562.9984
LCP_Inputs_ON_Electric_IEA_2023_05_05 | 2046 |  |  | Methane |  | Dispatch-Interconnection | VOM | 0 | ON | MI | CH4 Pipeline |  |  |  | 0.36069 | 0
LCP_Inputs_ON_Electric_IEA_2023_05_05 | 2046 |  |  | Electricity |  | Dispatch-Interconnection | VOM | 15941896.9753 | ON | MI | Electricity Transmission Line |  |  |  | 0.36069 | 5750070.5916
LCP_Inputs_ON_Electric_IEA_2023_05_05 | 2046 |  |  | Hydrogen |  | Dispatch-Interconnection | VOM | 0 | ON | MI | H2 Pipeline - New |  |  |  | 0.36069 | 0
LCP_Inputs_ON_Electric_IEA_2023_05_05 | 2046 |  |  | Hydrogen |  | Dispatch-Interconnection | VOM | 0 | ON | MI | H2 Pipeline - Repurposed |  |  |  | 0.36069 | 0
LCP_Inputs_ON_Electric_IEA_2023_05_05 | 2046 |  |  | Methane |  | Dispatch-Interconnection | VOM | 0 | ON | NY | CH4 Pipeline |  |  |  | 0.36069 | 0
LCP_Inputs_ON_Electric_IEA_2023_05_05 | 2046 |  |  | Electricity |  | Dispatch-Interconnection | VOM | 15322279.2445 | ON | NY | Electricity Transmission Line |  |  |  | 0.36069 | 5526581.1475
LCP_Inputs_ON_Electric_IEA_2023_05_05 | 2046 |  |  | Hydrogen |  | Dispatch-Interconnection | VOM | 0 | ON | NY | H2 Pipeline - New |  |  |  | 0.36069 | 0
LCP_Inputs_ON_Electric_IEA_2023_05_05 | 2046 |  |  | Hydrogen |  | Dispatch-Interconnection | VOM | 0 | ON | NY | H2 Pipeline - Repurposed |  |  |  | 0.36069 | 0
LCP_Inputs_ON_Electric_IEA_2023_05_05 | 2046 |  |  | Methane |  | Dispatch-Intraconnection | VOM | 367923131.7518 | ON | ON | CH4 Pipeline |  |  |  | 0.36069 | 132705912.1711
LCP_Inputs_ON_Electric_IEA_2023_05_05 | 2046 |  |  | Electricity |  | Dispatch-Intraconnection | VOM | 0 | ON | ON | Electricity Transmission Line |  |  |  | 0.36069 | 0
LCP_Inputs_ON_Electric_IEA_2023_05_05 | 2046 |  |  | Hydrogen |  | Dispatch-Intraconnection | VOM | 0 | ON | ON | H2 Pipeline - New |  |  |  | 0.36069 | 0
LCP_Inputs_ON_Electric_IEA_2023_05_05 | 2046 |  |  | Hydrogen |  | Dispatch-Intraconnection | VOM | 305168522.8171 | ON | ON | H2 Pipeline - Repurposed |  |  |  | 0.36069 | 110071000.4113
LCP_Inputs_ON_Electric_IEA_2023_05_05 | 2046 |  |  | Methane |  | Dispatch-Interconnection | VOM | 0 | ON | PJ | CH4 Pipeline |  |  |  | 0.36069 | 0
LCP_Inputs_ON_Electric_IEA_2023_05_05 | 2046 |  |  | Electricity |  | Dispatch-Interconnection | VOM | 22603541.3143 | ON | PJ | Electricity Transmission Line |  |  |  | 0.36069 | 8152853.9783
LCP_Inputs_ON_Electric_IEA_2023_05_05 | 2046 |  |  | Hydrogen |  | Dispatch-Interconnection | VOM | 0 | ON | PJ | H2 Pipeline - New |  |  |  | 0.36069 | 0
LCP_Inputs_ON_Electric_IEA_2023_05_05 | 2046 |  |  | Hydrogen |  | Dispatch-Interconnection | VOM | 0 | ON | PJ | H2 Pipeline - Repurposed |  |  |  | 0.36069 | 0
LCP_Inputs_ON_Electric_IEA_2023_05_05 | 2046 |  |  | Methane |  | Dispatch-Interconnection | VOM | 0 | ON | QC | CH4 Pipeline |  |  |  | 0.36069 | 0
LCP_Inputs_ON_Electric_IEA_2023_05_05 | 2046 |  |  | Electricity |  | Dispatch-Interconnection | VOM | 10531940.584 | ON | QC | Electricity Transmission Line |  |  |  | 0.36069 | 3798757.5706
LCP_Inputs_ON_Electric_IEA_2023_05_05 | 2046 |  |  | Hydrogen |  | Dispatch-Interconnection | VOM | 0 | ON | QC | H2 Pipeline - New |  |  |  | 0.36069 | 0
LCP_Inputs_ON_Electric_IEA_2023_05_05 | 2046 |  |  | Hydrogen |  | Dispatch-Interconnection | VOM | 0 | ON | QC | H2 Pipeline - Repurposed |  |  |  | 0.36069 | 0
LCP_Inputs_ON_Electric_IEA_2023_05_05 | 2046 |  |  | Methane |  | Dispatch-Interconnection | VOM | 0 | ON | WC | CH4 Pipeline |  |  |  | 0.36069 | 0
LCP_Inputs_ON_Electric_IEA_2023_05_05 | 2046 |  |  | Electricity |  | Dispatch-Interconnection | VOM | 1155948.6838 | ON | WC | Electricity Transmission Line |  |  |  | 0.36069 | 416938.2441
LCP_Inputs_ON_Electric_IEA_2023_05_05 | 2046 |  |  | Hydrogen |  | Dispatch-Interconnection | VOM | 0 | ON | WC | H2 Pipeline - New |  |  |  | 0.36069 | 0
LCP_Inputs_ON_Electric_IEA_2023_05_05 | 2046 |  |  | Hydrogen |  | Dispatch-Interconnection | VOM | 0 | ON | WC | H2 Pipeline - Repurposed |  |  |  | 0.36069 | 0
LCP_Inputs_ON_Electric_IEA_2023_05_05 | 2046 |  |  | Methane |  | Dispatch-Interconnection | VOM | 0 | PJ | ON | CH4 Pipeline |  |  |  | 0.36069 | 0
LCP_Inputs_ON_Electric_IEA_2023_05_05 | 2046 |  |  | Electricity |  | Dispatch-Interconnection | VOM | 20249777.8854 | PJ | ON | Electricity Transmission Line |  |  |  | 0.36069 | 7303876.8526
LCP_Inputs_ON_Electric_IEA_2023_05_05 | 2046 |  |  | Hydrogen |  | Dispatch-Interconnection | VOM | 0 | PJ | ON | H2 Pipeline - New |  |  |  | 0.36069 | 0
LCP_Inputs_ON_Electric_IEA_2023_05_05 | 2046 |  |  | Hydrogen |  | Dispatch-Interconnection | VOM | 0 | PJ | ON | H2 Pipeline - Repurposed |  |  |  | 0.36069 | 0
LCP_Inputs_ON_Electric_IEA_2023_05_05 | 2046 |  |  | Methane |  | Dispatch-Intraconnection | VOM | 0 | PJ | PJ | CH4 Pipeline |  |  |  | 0.36069 | 0
LCP_Inputs_ON_Electric_IEA_2023_05_05 | 2046 |  |  | Electricity |  | Dispatch-Intraconnection | VOM | 0 | PJ | PJ | Electricity Transmission Line |  |  |  | 0.36069 | 0
LCP_Inputs_ON_Electric_IEA_2023_05_05 | 2046 |  |  | Hydrogen |  | Dispatch-Intraconnection | VOM | 0 | PJ | PJ | H2 Pipeline - New |  |  |  | 0.36069 | 0
LCP_Inputs_ON_Electric_IEA_2023_05_05 | 2046 |  |  | Hydrogen |  | Dispatch-Intraconnection | VOM | 0 | PJ | PJ | H2 Pipeline - Repurposed |  |  |  | 0.36069 | 0
LCP_Inputs_ON_Electric_IEA_2023_05_05 | 2046 |  |  | Electricity |  | Dispatch-Interconnection | VOM | 28871697.4434 | QC | NY | Electricity Transmission Line |  |  |  | 0.36069 | 10413710.4044
LCP_Inputs_ON_Electric_IEA_2023_05_05 | 2046 |  |  | Methane |  | Dispatch-Interconnection | VOM | 0 | QC | ON | CH4 Pipeline |  |  |  | 0.36069 | 0
LCP_Inputs_ON_Electric_IEA_2023_05_05 | 2046 |  |  | Electricity |  | Dispatch-Interconnection | VOM | 9909223.3135 | QC | ON | Electricity Transmission Line |  |  |  | 0.36069 | 3574150.156
LCP_Inputs_ON_Electric_IEA_2023_05_05 | 2046 |  |  | Hydrogen |  | Dispatch-Interconnection | VOM | 0 | QC | ON | H2 Pipeline - New |  |  |  | 0.36069 | 0
LCP_Inputs_ON_Electric_IEA_2023_05_05 | 2046 |  |  | Hydrogen |  | Dispatch-Interconnection | VOM | 0 | QC | ON | H2 Pipeline - Repurposed |  |  |  | 0.36069 | 0
LCP_Inputs_ON_Electric_IEA_2023_05_05 | 2046 |  |  | Methane |  | Dispatch-Intraconnection | VOM | 0 | QC | QC | CH4 Pipeline |  |  |  | 0.36069 | 0
LCP_Inputs_ON_Electric_IEA_2023_05_05 | 2046 |  |  | Electricity |  | Dispatch-Intraconnection | VOM | 0 | QC | QC | Electricity Transmission Line |  |  |  | 0.36069 | 0
LCP_Inputs_ON_Electric_IEA_2023_05_05 | 2046 |  |  | Hydrogen |  | Dispatch-Intraconnection | VOM | 0 | QC | QC | H2 Pipeline - New |  |  |  | 0.36069 | 0
LCP_Inputs_ON_Electric_IEA_2023_05_05 | 2046 |  |  | Hydrogen |  | Dispatch-Intraconnection | VOM | 0 | QC | QC | H2 Pipeline - Repurposed |  |  |  | 0.36069 | 0
LCP_Inputs_ON_Electric_IEA_2023_05_05 | 2046 |  |  | Electricity |  | Dispatch-Interconnection | VOM | 4570046.0605 | WC | MI | Electricity Transmission Line |  |  |  | 0.36069 | 1648366.4081
LCP_Inputs_ON_Electric_IEA_2023_05_05 | 2046 |  |  | Methane |  | Dispatch-Interconnection | VOM | 0 | WC | ON | CH4 Pipeline |  |  |  | 0.36069 | 0
LCP_Inputs_ON_Electric_IEA_2023_05_05 | 2046 |  |  | Electricity |  | Dispatch-Interconnection | VOM | 12037765.0632 | WC | ON | Electricity Transmission Line |  |  |  | 0.36069 | 4341892.2469
LCP_Inputs_ON_Electric_IEA_2023_05_05 | 2046 |  |  | Hydrogen |  | Dispatch-Interconnection | VOM | 0 | WC | ON | H2 Pipeline - New |  |  |  | 0.36069 | 0
LCP_Inputs_ON_Electric_IEA_2023_05_05 | 2046 |  |  | Hydrogen |  | Dispatch-Interconnection | VOM | 0 | WC | ON | H2 Pipeline - Repurposed |  |  |  | 0.36069 | 0
LCP_Inputs_ON_Electric_IEA_2023_05_05 | 2046 |  |  | Methane |  | Dispatch-Intraconnection | VOM | 0 | WC | WC | CH4 Pipeline |  |  |  | 0.36069 | 0
LCP_Inputs_ON_Electric_IEA_2023_05_05 | 2046 |  |  | Electricity |  | Dispatch-Intraconnection | VOM | 0 | WC | WC | Electricity Transmission Line |  |  |  | 0.36069 | 0
LCP_Inputs_ON_Electric_IEA_2023_05_05 | 2046 |  |  | Hydrogen |  | Dispatch-Intraconnection | VOM | 0 | WC | WC | H2 Pipeline - New |  |  |  | 0.36069 | 0
LCP_Inputs_ON_Electric_IEA_2023_05_05 | 2046 |  |  | Hydrogen |  | Dispatch-Intraconnection | VOM | 0 | WC | WC | H2 Pipeline - Repurposed |  |  |  | 0.36069 | 0
LCP_Inputs_ON_Electric_IEA_2023_05_05 | 2047 |  |  | Methane |  | Dispatch-Intraconnection | VOM | 0 | MI | MI | CH4 Pipeline |  |  |  | 0.34682 | 0
LCP_Inputs_ON_Electric_IEA_2023_05_05 | 2047 |  |  | Electricity |  | Dispatch-Intraconnection | VOM | 0 | MI | MI | Electricity Transmission Line |  |  |  | 0.34682 | 0
LCP_Inputs_ON_Electric_IEA_2023_05_05 | 2047 |  |  | Hydrogen |  | Dispatch-Intraconnection | VOM | 0 | MI | MI | H2 Pipeline - New |  |  |  | 0.34682 | 0
LCP_Inputs_ON_Electric_IEA_2023_05_05 | 2047 |  |  | Hydrogen |  | Dispatch-Intraconnection | VOM | 0 | MI | MI | H2 Pipeline - Repurposed |  |  |  | 0.34682 | 0
LCP_Inputs_ON_Electric_IEA_2023_05_05 | 2047 |  |  | Methane |  | Dispatch-Interconnection | VOM | 0 | MI | ON | CH4 Pipeline |  |  |  | 0.34682 | 0
LCP_Inputs_ON_Electric_IEA_2023_05_05 | 2047 |  |  | Electricity |  | Dispatch-Interconnection | VOM | 29346546.775 | MI | ON | Electricity Transmission Line |  |  |  | 0.34682 | 10177868.6977
LCP_Inputs_ON_Electric_IEA_2023_05_05 | 2047 |  |  | Hydrogen |  | Dispatch-Interconnection | VOM | 0 | MI | ON | H2 Pipeline - New |  |  |  | 0.34682 | 0
LCP_Inputs_ON_Electric_IEA_2023_05_05 | 2047 |  |  | Hydrogen |  | Dispatch-Interconnection | VOM | 0 | MI | ON | H2 Pipeline - Repurposed |  |  |  | 0.34682 | 0
LCP_Inputs_ON_Electric_IEA_2023_05_05 | 2047 |  |  | Electricity |  | Dispatch-Interconnection | VOM | 3729553.5339 | MI | WC | Electricity Transmission Line |  |  |  | 0.34682 | 1293470.9648
LCP_Inputs_ON_Electric_IEA_2023_05_05 | 2047 |  |  | Methane |  | Dispatch-Intraconnection | VOM | 0 | NY | NY | CH4 Pipeline |  |  |  | 0.34682 | 0
LCP_Inputs_ON_Electric_IEA_2023_05_05 | 2047 |  |  | Electricity |  | Dispatch-Intraconnection | VOM | 0 | NY | NY | Electricity Transmission Line |  |  |  | 0.34682 | 0
LCP_Inputs_ON_Electric_IEA_2023_05_05 | 2047 |  |  | Hydrogen |  | Dispatch-Intraconnection | VOM | 0 | NY | NY | H2 Pipeline - New |  |  |  | 0.34682 | 0
LCP_Inputs_ON_Electric_IEA_2023_05_05 | 2047 |  |  | Hydrogen |  | Dispatch-Intraconnection | VOM | 0 | NY | NY | H2 Pipeline - Repurposed |  |  |  | 0.34682 | 0
LCP_Inputs_ON_Electric_IEA_2023_05_05 | 2047 |  |  | Methane |  | Dispatch-Interconnection | VOM | 0 | NY | ON | CH4 Pipeline |  |  |  | 0.34682 | 0
LCP_Inputs_ON_Electric_IEA_2023_05_05 | 2047 |  |  | Electricity |  | Dispatch-Interconnection | VOM | 33121092.4793 | NY | ON | Electricity Transmission Line |  |  |  | 0.34682 | 11486943.6927
LCP_Inputs_ON_Electric_IEA_2023_05_05 | 2047 |  |  | Hydrogen |  | Dispatch-Interconnection | VOM | 0 | NY | ON | H2 Pipeline - New |  |  |  | 0.34682 | 0
LCP_Inputs_ON_Electric_IEA_2023_05_05 | 2047 |  |  | Hydrogen |  | Dispatch-Interconnection | VOM | 0 | NY | ON | H2 Pipeline - Repurposed |  |  |  | 0.34682 | 0
LCP_Inputs_ON_Electric_IEA_2023_05_05 | 2047 |  |  | Electricity |  | Dispatch-Interconnection | VOM | 25852069.169 | NY | QC | Electricity Transmission Line |  |  |  | 0.34682 | 8965925.96
LCP_Inputs_ON_Electric_IEA_2023_05_05 | 2047 |  |  | Methane |  | Dispatch-Interconnection | VOM | 0 | ON | MI | CH4 Pipeline |  |  |  | 0.34682 | 0
LCP_Inputs_ON_Electric_IEA_2023_05_05 | 2047 |  |  | Electricity |  | Dispatch-Interconnection | VOM | 15941896.9753 | ON | MI | Electricity Transmission Line |  |  |  | 0.34682 | 5528914.0304
LCP_Inputs_ON_Electric_IEA_2023_05_05 | 2047 |  |  | Hydrogen |  | Dispatch-Interconnection | VOM | 0 | ON | MI | H2 Pipeline - New |  |  |  | 0.34682 | 0
LCP_Inputs_ON_Electric_IEA_2023_05_05 | 2047 |  |  | Hydrogen |  | Dispatch-Interconnection | VOM | 0 | ON | MI | H2 Pipeline - Repurposed |  |  |  | 0.34682 | 0
LCP_Inputs_ON_Electric_IEA_2023_05_05 | 2047 |  |  | Methane |  | Dispatch-Interconnection | VOM | 0 | ON | NY | CH4 Pipeline |  |  |  | 0.34682 | 0
LCP_Inputs_ON_Electric_IEA_2023_05_05 | 2047 |  |  | Electricity |  | Dispatch-Interconnection | VOM | 15322279.2445 | ON | NY | Electricity Transmission Line |  |  |  | 0.34682 | 5314020.3342
LCP_Inputs_ON_Electric_IEA_2023_05_05 | 2047 |  |  | Hydrogen |  | Dispatch-Interconnection | VOM | 0 | ON | NY | H2 Pipeline - New |  |  |  | 0.34682 | 0
LCP_Inputs_ON_Electric_IEA_2023_05_05 | 2047 |  |  | Hydrogen |  | Dispatch-Interconnection | VOM | 0 | ON | NY | H2 Pipeline - Repurposed |  |  |  | 0.34682 | 0
LCP_Inputs_ON_Electric_IEA_2023_05_05 | 2047 |  |  | Methane |  | Dispatch-Intraconnection | VOM | 367923131.7518 | ON | ON | CH4 Pipeline |  |  |  | 0.34682 | 127601838.6261
LCP_Inputs_ON_Electric_IEA_2023_05_05 | 2047 |  |  | Electricity |  | Dispatch-Intraconnection | VOM | 0 | ON | ON | Electricity Transmission Line |  |  |  | 0.34682 | 0
LCP_Inputs_ON_Electric_IEA_2023_05_05 | 2047 |  |  | Hydrogen |  | Dispatch-Intraconnection | VOM | 0 | ON | ON | H2 Pipeline - New |  |  |  | 0.34682 | 0
LCP_Inputs_ON_Electric_IEA_2023_05_05 | 2047 |  |  | Hydrogen |  | Dispatch-Intraconnection | VOM | 305168522.8171 | ON | ON | H2 Pipeline - Repurposed |  |  |  | 0.34682 | 105837500.3955
LCP_Inputs_ON_Electric_IEA_2023_05_05 | 2047 |  |  | Methane |  | Dispatch-Interconnection | VOM | 0 | ON | PJ | CH4 Pipeline |  |  |  | 0.34682 | 0
LCP_Inputs_ON_Electric_IEA_2023_05_05 | 2047 |  |  | Electricity |  | Dispatch-Interconnection | VOM | 22603541.3143 | ON | PJ | Electricity Transmission Line |  |  |  | 0.34682 | 7839282.6715
LCP_Inputs_ON_Electric_IEA_2023_05_05 | 2047 |  |  | Hydrogen |  | Dispatch-Interconnection | VOM | 0 | ON | PJ | H2 Pipeline - New |  |  |  | 0.34682 | 0
LCP_Inputs_ON_Electric_IEA_2023_05_05 | 2047 |  |  | Hydrogen |  | Dispatch-Interconnection | VOM | 0 | ON | PJ | H2 Pipeline - Repurposed |  |  |  | 0.34682 | 0
LCP_Inputs_ON_Electric_IEA_2023_05_05 | 2047 |  |  | Methane |  | Dispatch-Interconnection | VOM | 0 | ON | QC | CH4 Pipeline |  |  |  | 0.34682 | 0
LCP_Inputs_ON_Electric_IEA_2023_05_05 | 2047 |  |  | Electricity |  | Dispatch-Interconnection | VOM | 10531940.584 | ON | QC | Electricity Transmission Line |  |  |  | 0.34682 | 3652651.5102
LCP_Inputs_ON_Electric_IEA_2023_05_05 | 2047 |  |  | Hydrogen |  | Dispatch-Interconnection | VOM | 0 | ON | QC | H2 Pipeline - New |  |  |  | 0.34682 | 0
LCP_Inputs_ON_Electric_IEA_2023_05_05 | 2047 |  |  | Hydrogen |  | Dispatch-Interconnection | VOM | 0 | ON | QC | H2 Pipeline - Repurposed |  |  |  | 0.34682 | 0
LCP_Inputs_ON_Electric_IEA_2023_05_05 | 2047 |  |  | Methane |  | Dispatch-Interconnection | VOM | 0 | ON | WC | CH4 Pipeline |  |  |  | 0.34682 | 0
LCP_Inputs_ON_Electric_IEA_2023_05_05 | 2047 |  |  | Electricity |  | Dispatch-Interconnection | VOM | 1155948.6838 | ON | WC | Electricity Transmission Line |  |  |  | 0.34682 | 400902.1578
LCP_Inputs_ON_Electric_IEA_2023_05_05 | 2047 |  |  | Hydrogen |  | Dispatch-Interconnection | VOM | 0 | ON | WC | H2 Pipeline - New |  |  |  | 0.34682 | 0
LCP_Inputs_ON_Electric_IEA_2023_05_05 | 2047 |  |  | Hydrogen |  | Dispatch-Interconnection | VOM | 0 | ON | WC | H2 Pipeline - Repurposed |  |  |  | 0.34682 | 0
LCP_Inputs_ON_Electric_IEA_2023_05_05 | 2047 |  |  | Methane |  | Dispatch-Interconnection | VOM | 0 | PJ | ON | CH4 Pipeline |  |  |  | 0.34682 | 0
LCP_Inputs_ON_Electric_IEA_2023_05_05 | 2047 |  |  | Electricity |  | Dispatch-Interconnection | VOM | 20249777.8854 | PJ | ON | Electricity Transmission Line |  |  |  | 0.34682 | 7022958.5121
LCP_Inputs_ON_Electric_IEA_2023_05_05 | 2047 |  |  | Hydrogen |  | Dispatch-Interconnection | VOM | 0 | PJ | ON | H2 Pipeline - New |  |  |  | 0.34682 | 0
LCP_Inputs_ON_Electric_IEA_2023_05_05 | 2047 |  |  | Hydrogen |  | Dispatch-Interconnection | VOM | 0 | PJ | ON | H2 Pipeline - Repurposed |  |  |  | 0.34682 | 0
LCP_Inputs_ON_Electric_IEA_2023_05_05 | 2047 |  |  | Methane |  | Dispatch-Intraconnection | VOM | 0 | PJ | PJ | CH4 Pipeline |  |  |  | 0.34682 | 0
LCP_Inputs_ON_Electric_IEA_2023_05_05 | 2047 |  |  | Electricity |  | Dispatch-Intraconnection | VOM | 0 | PJ | PJ | Electricity Transmission Line |  |  |  | 0.34682 | 0
LCP_Inputs_ON_Electric_IEA_2023_05_05 | 2047 |  |  | Hydrogen |  | Dispatch-Intraconnection | VOM | 0 | PJ | PJ | H2 Pipeline - New |  |  |  | 0.34682 | 0
LCP_Inputs_ON_Electric_IEA_2023_05_05 | 2047 |  |  | Hydrogen |  | Dispatch-Intraconnection | VOM | 0 | PJ | PJ | H2 Pipeline - Repurposed |  |  |  | 0.34682 | 0
LCP_Inputs_ON_Electric_IEA_2023_05_05 | 2047 |  |  | Electricity |  | Dispatch-Interconnection | VOM | 28871697.4434 | QC | NY | Electricity Transmission Line |  |  |  | 0.34682 | 10013183.0812
LCP_Inputs_ON_Electric_IEA_2023_05_05 | 2047 |  |  | Methane |  | Dispatch-Interconnection | VOM | 0 | QC | ON | CH4 Pipeline |  |  |  | 0.34682 | 0
LCP_Inputs_ON_Electric_IEA_2023_05_05 | 2047 |  |  | Electricity |  | Dispatch-Interconnection | VOM | 9909223.3135 | QC | ON | Electricity Transmission Line |  |  |  | 0.34682 | 3436682.8423
LCP_Inputs_ON_Electric_IEA_2023_05_05 | 2047 |  |  | Hydrogen |  | Dispatch-Interconnection | VOM | 0 | QC | ON | H2 Pipeline - New |  |  |  | 0.34682 | 0
LCP_Inputs_ON_Electric_IEA_2023_05_05 | 2047 |  |  | Hydrogen |  | Dispatch-Interconnection | VOM | 0 | QC | ON | H2 Pipeline - Repurposed |  |  |  | 0.34682 | 0
LCP_Inputs_ON_Electric_IEA_2023_05_05 | 2047 |  |  | Methane |  | Dispatch-Intraconnection | VOM | 0 | QC | QC | CH4 Pipeline |  |  |  | 0.34682 | 0
LCP_Inputs_ON_Electric_IEA_2023_05_05 | 2047 |  |  | Electricity |  | Dispatch-Intraconnection | VOM | 0 | QC | QC | Electricity Transmission Line |  |  |  | 0.34682 | 0
LCP_Inputs_ON_Electric_IEA_2023_05_05 | 2047 |  |  | Hydrogen |  | Dispatch-Intraconnection | VOM | 0 | QC | QC | H2 Pipeline - New |  |  |  | 0.34682 | 0
LCP_Inputs_ON_Electric_IEA_2023_05_05 | 2047 |  |  | Hydrogen |  | Dispatch-Intraconnection | VOM | 0 | QC | QC | H2 Pipeline - Repurposed |  |  |  | 0.34682 | 0
LCP_Inputs_ON_Electric_IEA_2023_05_05 | 2047 |  |  | Electricity |  | Dispatch-Interconnection | VOM | 4570046.0605 | WC | MI | Electricity Transmission Line |  |  |  | 0.34682 | 1584967.7
LCP_Inputs_ON_Electric_IEA_2023_05_05 | 2047 |  |  | Methane |  | Dispatch-Interconnection | VOM | 0 | WC | ON | CH4 Pipeline |  |  |  | 0.34682 | 0
LCP_Inputs_ON_Electric_IEA_2023_05_05 | 2047 |  |  | Electricity |  | Dispatch-Interconnection | VOM | 12037765.0632 | WC | ON | Electricity Transmission Line |  |  |  | 0.34682 | 4174896.3912
LCP_Inputs_ON_Electric_IEA_2023_05_05 | 2047 |  |  | Hydrogen |  | Dispatch-Interconnection | VOM | 0 | WC | ON | H2 Pipeline - New |  |  |  | 0.34682 | 0
LCP_Inputs_ON_Electric_IEA_2023_05_05 | 2047 |  |  | Hydrogen |  | Dispatch-Interconnection | VOM | 0 | WC | ON | H2 Pipeline - Repurposed |  |  |  | 0.34682 | 0
LCP_Inputs_ON_Electric_IEA_2023_05_05 | 2047 |  |  | Methane |  | Dispatch-Intraconnection | VOM | 0 | WC | WC | CH4 Pipeline |  |  |  | 0.34682 | 0
LCP_Inputs_ON_Electric_IEA_2023_05_05 | 2047 |  |  | Electricity |  | Dispatch-Intraconnection | VOM | 0 | WC | WC | Electricity Transmission Line |  |  |  | 0.34682 | 0
LCP_Inputs_ON_Electric_IEA_2023_05_05 | 2047 |  |  | Hydrogen |  | Dispatch-Intraconnection | VOM | 0 | WC | WC | H2 Pipeline - New |  |  |  | 0.34682 | 0
LCP_Inputs_ON_Electric_IEA_2023_05_05 | 2047 |  |  | Hydrogen |  | Dispatch-Intraconnection | VOM | 0 | WC | WC | H2 Pipeline - Repurposed |  |  |  | 0.34682 | 0
LCP_Inputs_ON_Electric_IEA_2023_05_05 | 2048 |  |  | Methane |  | Dispatch-Intraconnection | VOM | 0 | MI | MI | CH4 Pipeline |  |  |  | 0.33348 | 0
LCP_Inputs_ON_Electric_IEA_2023_05_05 | 2048 |  |  | Electricity |  | Dispatch-Intraconnection | VOM | 0 | MI | MI | Electricity Transmission Line |  |  |  | 0.33348 | 0
LCP_Inputs_ON_Electric_IEA_2023_05_05 | 2048 |  |  | Hydrogen |  | Dispatch-Intraconnection | VOM | 0 | MI | MI | H2 Pipeline - New |  |  |  | 0.33348 | 0
LCP_Inputs_ON_Electric_IEA_2023_05_05 | 2048 |  |  | Hydrogen |  | Dispatch-Intraconnection | VOM | 0 | MI | MI | H2 Pipeline - Repurposed |  |  |  | 0.33348 | 0
LCP_Inputs_ON_Electric_IEA_2023_05_05 | 2048 |  |  | Methane |  | Dispatch-Interconnection | VOM | 0 | MI | ON | CH4 Pipeline |  |  |  | 0.33348 | 0
LCP_Inputs_ON_Electric_IEA_2023_05_05 | 2048 |  |  | Electricity |  | Dispatch-Interconnection | VOM | 29346546.775 | MI | ON | Electricity Transmission Line |  |  |  | 0.33348 | 9786412.2093
LCP_Inputs_ON_Electric_IEA_2023_05_05 | 2048 |  |  | Hydrogen |  | Dispatch-Interconnection | VOM | 0 | MI | ON | H2 Pipeline - New |  |  |  | 0.33348 | 0
LCP_Inputs_ON_Electric_IEA_2023_05_05 | 2048 |  |  | Hydrogen |  | Dispatch-Interconnection | VOM | 0 | MI | ON | H2 Pipeline - Repurposed |  |  |  | 0.33348 | 0
LCP_Inputs_ON_Electric_IEA_2023_05_05 | 2048 |  |  | Electricity |  | Dispatch-Interconnection | VOM | 3729553.5339 | MI | WC | Electricity Transmission Line |  |  |  | 0.33348 | 1243722.0815
LCP_Inputs_ON_Electric_IEA_2023_05_05 | 2048 |  |  | Methane |  | Dispatch-Intraconnection | VOM | 0 | NY | NY | CH4 Pipeline |  |  |  | 0.33348 | 0
LCP_Inputs_ON_Electric_IEA_2023_05_05 | 2048 |  |  | Electricity |  | Dispatch-Intraconnection | VOM | 0 | NY | NY | Electricity Transmission Line |  |  |  | 0.33348 | 0
LCP_Inputs_ON_Electric_IEA_2023_05_05 | 2048 |  |  | Hydrogen |  | Dispatch-Intraconnection | VOM | 0 | NY | NY | H2 Pipeline - New |  |  |  | 0.33348 | 0
LCP_Inputs_ON_Electric_IEA_2023_05_05 | 2048 |  |  | Hydrogen |  | Dispatch-Intraconnection | VOM | 0 | NY | NY | H2 Pipeline - Repurposed |  |  |  | 0.33348 | 0
LCP_Inputs_ON_Electric_IEA_2023_05_05 | 2048 |  |  | Methane |  | Dispatch-Interconnection | VOM | 0 | NY | ON | CH4 Pipeline |  |  |  | 0.33348 | 0
LCP_Inputs_ON_Electric_IEA_2023_05_05 | 2048 |  |  | Electricity |  | Dispatch-Interconnection | VOM | 33121092.4793 | NY | ON | Electricity Transmission Line |  |  |  | 0.33348 | 11045138.166
LCP_Inputs_ON_Electric_IEA_2023_05_05 | 2048 |  |  | Hydrogen |  | Dispatch-Interconnection | VOM | 0 | NY | ON | H2 Pipeline - New |  |  |  | 0.33348 | 0
LCP_Inputs_ON_Electric_IEA_2023_05_05 | 2048 |  |  | Hydrogen |  | Dispatch-Interconnection | VOM | 0 | NY | ON | H2 Pipeline - Repurposed |  |  |  | 0.33348 | 0
LCP_Inputs_ON_Electric_IEA_2023_05_05 | 2048 |  |  | Electricity |  | Dispatch-Interconnection | VOM | 25852069.169 | NY | QC | Electricity Transmission Line |  |  |  | 0.33348 | 8621082.6538
LCP_Inputs_ON_Electric_IEA_2023_05_05 | 2048 |  |  | Methane |  | Dispatch-Interconnection | VOM | 0 | ON | MI | CH4 Pipeline |  |  |  | 0.33348 | 0
LCP_Inputs_ON_Electric_IEA_2023_05_05 | 2048 |  |  | Electricity |  | Dispatch-Interconnection | VOM | 15941896.9753 | ON | MI | Electricity Transmission Line |  |  |  | 0.33348 | 5316263.4907
LCP_Inputs_ON_Electric_IEA_2023_05_05 | 2048 |  |  | Hydrogen |  | Dispatch-Interconnection | VOM | 0 | ON | MI | H2 Pipeline - New |  |  |  | 0.33348 | 0
LCP_Inputs_ON_Electric_IEA_2023_05_05 | 2048 |  |  | Hydrogen |  | Dispatch-Interconnection | VOM | 0 | ON | MI | H2 Pipeline - Repurposed |  |  |  | 0.33348 | 0
LCP_Inputs_ON_Electric_IEA_2023_05_05 | 2048 |  |  | Methane |  | Dispatch-Interconnection | VOM | 0 | ON | NY | CH4 Pipeline |  |  |  | 0.33348 | 0
LCP_Inputs_ON_Electric_IEA_2023_05_05 | 2048 |  |  | Electricity |  | Dispatch-Interconnection | VOM | 15322279.2445 | ON | NY | Electricity Transmission Line |  |  |  | 0.33348 | 5109634.9367
LCP_Inputs_ON_Electric_IEA_2023_05_05 | 2048 |  |  | Hydrogen |  | Dispatch-Interconnection | VOM | 0 | ON | NY | H2 Pipeline - New |  |  |  | 0.33348 | 0
LCP_Inputs_ON_Electric_IEA_2023_05_05 | 2048 |  |  | Hydrogen |  | Dispatch-Interconnection | VOM | 0 | ON | NY | H2 Pipeline - Repurposed |  |  |  | 0.33348 | 0
LCP_Inputs_ON_Electric_IEA_2023_05_05 | 2048 |  |  | Methane |  | Dispatch-Intraconnection | VOM | 367923131.7518 | ON | ON | CH4 Pipeline |  |  |  | 0.33348 | 122694075.602
LCP_Inputs_ON_Electric_IEA_2023_05_05 | 2048 |  |  | Electricity |  | Dispatch-Intraconnection | VOM | 0 | ON | ON | Electricity Transmission Line |  |  |  | 0.33348 | 0
LCP_Inputs_ON_Electric_IEA_2023_05_05 | 2048 |  |  | Hydrogen |  | Dispatch-Intraconnection | VOM | 0 | ON | ON | H2 Pipeline - New |  |  |  | 0.33348 | 0
LCP_Inputs_ON_Electric_IEA_2023_05_05 | 2048 |  |  | Hydrogen |  | Dispatch-Intraconnection | VOM | 305168522.8171 | ON | ON | H2 Pipeline - Repurposed |  |  |  | 0.33348 | 101766827.3033
LCP_Inputs_ON_Electric_IEA_2023_05_05 | 2048 |  |  | Methane |  | Dispatch-Interconnection | VOM | 0 | ON | PJ | CH4 Pipeline |  |  |  | 0.33348 | 0
LCP_Inputs_ON_Electric_IEA_2023_05_05 | 2048 |  |  | Electricity |  | Dispatch-Interconnection | VOM | 22603541.3143 | ON | PJ | Electricity Transmission Line |  |  |  | 0.33348 | 7537771.7995
LCP_Inputs_ON_Electric_IEA_2023_05_05 | 2048 |  |  | Hydrogen |  | Dispatch-Interconnection | VOM | 0 | ON | PJ | H2 Pipeline - New |  |  |  | 0.33348 | 0
LCP_Inputs_ON_Electric_IEA_2023_05_05 | 2048 |  |  | Hydrogen |  | Dispatch-Interconnection | VOM | 0 | ON | PJ | H2 Pipeline - Repurposed |  |  |  | 0.33348 | 0
LCP_Inputs_ON_Electric_IEA_2023_05_05 | 2048 |  |  | Methane |  | Dispatch-Interconnection | VOM | 0 | ON | QC | CH4 Pipeline |  |  |  | 0.33348 | 0
LCP_Inputs_ON_Electric_IEA_2023_05_05 | 2048 |  |  | Electricity |  | Dispatch-Interconnection | VOM | 10531940.584 | ON | QC | Electricity Transmission Line |  |  |  | 0.33348 | 3512164.9136
LCP_Inputs_ON_Electric_IEA_2023_05_05 | 2048 |  |  | Hydrogen |  | Dispatch-Interconnection | VOM | 0 | ON | QC | H2 Pipeline - New |  |  |  | 0.33348 | 0
LCP_Inputs_ON_Electric_IEA_2023_05_05 | 2048 |  |  | Hydrogen |  | Dispatch-Interconnection | VOM | 0 | ON | QC | H2 Pipeline - Repurposed |  |  |  | 0.33348 | 0
LCP_Inputs_ON_Electric_IEA_2023_05_05 | 2048 |  |  | Methane |  | Dispatch-Interconnection | VOM | 0 | ON | WC | CH4 Pipeline |  |  |  | 0.33348 | 0
LCP_Inputs_ON_Electric_IEA_2023_05_05 | 2048 |  |  | Electricity |  | Dispatch-Interconnection | VOM | 1155948.6838 | ON | WC | Electricity Transmission Line |  |  |  | 0.33348 | 385482.844
LCP_Inputs_ON_Electric_IEA_2023_05_05 | 2048 |  |  | Hydrogen |  | Dispatch-Interconnection | VOM | 0 | ON | WC | H2 Pipeline - New |  |  |  | 0.33348 | 0
LCP_Inputs_ON_Electric_IEA_2023_05_05 | 2048 |  |  | Hydrogen |  | Dispatch-Interconnection | VOM | 0 | ON | WC | H2 Pipeline - Repurposed |  |  |  | 0.33348 | 0
LCP_Inputs_ON_Electric_IEA_2023_05_05 | 2048 |  |  | Methane |  | Dispatch-Interconnection | VOM | 0 | PJ | ON | CH4 Pipeline |  |  |  | 0.33348 | 0
LCP_Inputs_ON_Electric_IEA_2023_05_05 | 2048 |  |  | Electricity |  | Dispatch-Interconnection | VOM | 20249777.8854 | PJ | ON | Electricity Transmission Line |  |  |  | 0.33348 | 6752844.7232
LCP_Inputs_ON_Electric_IEA_2023_05_05 | 2048 |  |  | Hydrogen |  | Dispatch-Interconnection | VOM | 0 | PJ | ON | H2 Pipeline - New |  |  |  | 0.33348 | 0
LCP_Inputs_ON_Electric_IEA_2023_05_05 | 2048 |  |  | Hydrogen |  | Dispatch-Interconnection | VOM | 0 | PJ | ON | H2 Pipeline - Repurposed |  |  |  | 0.33348 | 0
LCP_Inputs_ON_Electric_IEA_2023_05_05 | 2048 |  |  | Methane |  | Dispatch-Intraconnection | VOM | 0 | PJ | PJ | CH4 Pipeline |  |  |  | 0.33348 | 0
LCP_Inputs_ON_Electric_IEA_2023_05_05 | 2048 |  |  | Electricity |  | Dispatch-Intraconnection | VOM | 0 | PJ | PJ | Electricity Transmission Line |  |  |  | 0.33348 | 0
LCP_Inputs_ON_Electric_IEA_2023_05_05 | 2048 |  |  | Hydrogen |  | Dispatch-Intraconnection | VOM | 0 | PJ | PJ | H2 Pipeline - New |  |  |  | 0.33348 | 0
LCP_Inputs_ON_Electric_IEA_2023_05_05 | 2048 |  |  | Hydrogen |  | Dispatch-Intraconnection | VOM | 0 | PJ | PJ | H2 Pipeline - Repurposed |  |  |  | 0.33348 | 0
LCP_Inputs_ON_Electric_IEA_2023_05_05 | 2048 |  |  | Electricity |  | Dispatch-Interconnection | VOM | 28871697.4434 | QC | NY | Electricity Transmission Line |  |  |  | 0.33348 | 9628060.655
LCP_Inputs_ON_Electric_IEA_2023_05_05 | 2048 |  |  | Methane |  | Dispatch-Interconnection | VOM | 0 | QC | ON | CH4 Pipeline |  |  |  | 0.33348 | 0
LCP_Inputs_ON_Electric_IEA_2023_05_05 | 2048 |  |  | Electricity |  | Dispatch-Interconnection | VOM | 9909223.3135 | QC | ON | Electricity Transmission Line |  |  |  | 0.33348 | 3304502.7329
LCP_Inputs_ON_Electric_IEA_2023_05_05 | 2048 |  |  | Hydrogen |  | Dispatch-Interconnection | VOM | 0 | QC | ON | H2 Pipeline - New |  |  |  | 0.33348 | 0
LCP_Inputs_ON_Electric_IEA_2023_05_05 | 2048 |  |  | Hydrogen |  | Dispatch-Interconnection | VOM | 0 | QC | ON | H2 Pipeline - Repurposed |  |  |  | 0.33348 | 0
LCP_Inputs_ON_Electric_IEA_2023_05_05 | 2048 |  |  | Methane |  | Dispatch-Intraconnection | VOM | 0 | QC | QC | CH4 Pipeline |  |  |  | 0.33348 | 0
LCP_Inputs_ON_Electric_IEA_2023_05_05 | 2048 |  |  | Electricity |  | Dispatch-Intraconnection | VOM | 0 | QC | QC | Electricity Transmission Line |  |  |  | 0.33348 | 0
LCP_Inputs_ON_Electric_IEA_2023_05_05 | 2048 |  |  | Hydrogen |  | Dispatch-Intraconnection | VOM | 0 | QC | QC | H2 Pipeline - New |  |  |  | 0.33348 | 0
LCP_Inputs_ON_Electric_IEA_2023_05_05 | 2048 |  |  | Hydrogen |  | Dispatch-Intraconnection | VOM | 0 | QC | QC | H2 Pipeline - Repurposed |  |  |  | 0.33348 | 0
LCP_Inputs_ON_Electric_IEA_2023_05_05 | 2048 |  |  | Electricity |  | Dispatch-Interconnection | VOM | 4570046.0605 | WC | MI | Electricity Transmission Line |  |  |  | 0.33348 | 1524007.4039
LCP_Inputs_ON_Electric_IEA_2023_05_05 | 2048 |  |  | Methane |  | Dispatch-Interconnection | VOM | 0 | WC | ON | CH4 Pipeline |  |  |  | 0.33348 | 0
LCP_Inputs_ON_Electric_IEA_2023_05_05 | 2048 |  |  | Electricity |  | Dispatch-Interconnection | VOM | 12037765.0632 | WC | ON | Electricity Transmission Line |  |  |  | 0.33348 | 4014323.4531
LCP_Inputs_ON_Electric_IEA_2023_05_05 | 2048 |  |  | Hydrogen |  | Dispatch-Interconnection | VOM | 0 | WC | ON | H2 Pipeline - New |  |  |  | 0.33348 | 0
LCP_Inputs_ON_Electric_IEA_2023_05_05 | 2048 |  |  | Hydrogen |  | Dispatch-Interconnection | VOM | 0 | WC | ON | H2 Pipeline - Repurposed |  |  |  | 0.33348 | 0
LCP_Inputs_ON_Electric_IEA_2023_05_05 | 2048 |  |  | Methane |  | Dispatch-Intraconnection | VOM | 0 | WC | WC | CH4 Pipeline |  |  |  | 0.33348 | 0
LCP_Inputs_ON_Electric_IEA_2023_05_05 | 2048 |  |  | Electricity |  | Dispatch-Intraconnection | VOM | 0 | WC | WC | Electricity Transmission Line |  |  |  | 0.33348 | 0
LCP_Inputs_ON_Electric_IEA_2023_05_05 | 2048 |  |  | Hydrogen |  | Dispatch-Intraconnection | VOM | 0 | WC | WC | H2 Pipeline - New |  |  |  | 0.33348 | 0
LCP_Inputs_ON_Electric_IEA_2023_05_05 | 2048 |  |  | Hydrogen |  | Dispatch-Intraconnection | VOM | 0 | WC | WC | H2 Pipeline - Repurposed |  |  |  | 0.33348 | 0
LCP_Inputs_ON_Electric_IEA_2023_05_05 | 2049 |  |  | Methane |  | Dispatch-Intraconnection | VOM | 0 | MI | MI | CH4 Pipeline |  |  |  | 0.32065 | 0
LCP_Inputs_ON_Electric_IEA_2023_05_05 | 2049 |  |  | Electricity |  | Dispatch-Intraconnection | VOM | 0 | MI | MI | Electricity Transmission Line |  |  |  | 0.32065 | 0
LCP_Inputs_ON_Electric_IEA_2023_05_05 | 2049 |  |  | Hydrogen |  | Dispatch-Intraconnection | VOM | 0 | MI | MI | H2 Pipeline - New |  |  |  | 0.32065 | 0
LCP_Inputs_ON_Electric_IEA_2023_05_05 | 2049 |  |  | Hydrogen |  | Dispatch-Intraconnection | VOM | 0 | MI | MI | H2 Pipeline - Repurposed |  |  |  | 0.32065 | 0
LCP_Inputs_ON_Electric_IEA_2023_05_05 | 2049 |  |  | Methane |  | Dispatch-Interconnection | VOM | 0 | MI | ON | CH4 Pipeline |  |  |  | 0.32065 | 0
LCP_Inputs_ON_Electric_IEA_2023_05_05 | 2049 |  |  | Electricity |  | Dispatch-Interconnection | VOM | 29346546.775 | MI | ON | Electricity Transmission Line |  |  |  | 0.32065 | 9410011.7397
LCP_Inputs_ON_Electric_IEA_2023_05_05 | 2049 |  |  | Hydrogen |  | Dispatch-Interconnection | VOM | 0 | MI | ON | H2 Pipeline - New |  |  |  | 0.32065 | 0
LCP_Inputs_ON_Electric_IEA_2023_05_05 | 2049 |  |  | Hydrogen |  | Dispatch-Interconnection | VOM | 0 | MI | ON | H2 Pipeline - Repurposed |  |  |  | 0.32065 | 0
LCP_Inputs_ON_Electric_IEA_2023_05_05 | 2049 |  |  | Electricity |  | Dispatch-Interconnection | VOM | 3729553.5339 | MI | WC | Electricity Transmission Line |  |  |  | 0.32065 | 1195886.6168
LCP_Inputs_ON_Electric_IEA_2023_05_05 | 2049 |  |  | Methane |  | Dispatch-Intraconnection | VOM | 0 | NY | NY | CH4 Pipeline |  |  |  | 0.32065 | 0
LCP_Inputs_ON_Electric_IEA_2023_05_05 | 2049 |  |  | Electricity |  | Dispatch-Intraconnection | VOM | 0 | NY | NY | Electricity Transmission Line |  |  |  | 0.32065 | 0
LCP_Inputs_ON_Electric_IEA_2023_05_05 | 2049 |  |  | Hydrogen |  | Dispatch-Intraconnection | VOM | 0 | NY | NY | H2 Pipeline - New |  |  |  | 0.32065 | 0
LCP_Inputs_ON_Electric_IEA_2023_05_05 | 2049 |  |  | Hydrogen |  | Dispatch-Intraconnection | VOM | 0 | NY | NY | H2 Pipeline - Repurposed |  |  |  | 0.32065 | 0
LCP_Inputs_ON_Electric_IEA_2023_05_05 | 2049 |  |  | Methane |  | Dispatch-Interconnection | VOM | 0 | NY | ON | CH4 Pipeline |  |  |  | 0.32065 | 0
LCP_Inputs_ON_Electric_IEA_2023_05_05 | 2049 |  |  | Electricity |  | Dispatch-Interconnection | VOM | 33121092.4793 | NY | ON | Electricity Transmission Line |  |  |  | 0.32065 | 10620325.1596
LCP_Inputs_ON_Electric_IEA_2023_05_05 | 2049 |  |  | Hydrogen |  | Dispatch-Interconnection | VOM | 0 | NY | ON | H2 Pipeline - New |  |  |  | 0.32065 | 0
LCP_Inputs_ON_Electric_IEA_2023_05_05 | 2049 |  |  | Hydrogen |  | Dispatch-Interconnection | VOM | 0 | NY | ON | H2 Pipeline - Repurposed |  |  |  | 0.32065 | 0
LCP_Inputs_ON_Electric_IEA_2023_05_05 | 2049 |  |  | Electricity |  | Dispatch-Interconnection | VOM | 25852069.169 | NY | QC | Electricity Transmission Line |  |  |  | 0.32065 | 8289502.5518
LCP_Inputs_ON_Electric_IEA_2023_05_05 | 2049 |  |  | Methane |  | Dispatch-Interconnection | VOM | 0 | ON | MI | CH4 Pipeline |  |  |  | 0.32065 | 0
LCP_Inputs_ON_Electric_IEA_2023_05_05 | 2049 |  |  | Electricity |  | Dispatch-Interconnection | VOM | 15941896.9753 | ON | MI | Electricity Transmission Line |  |  |  | 0.32065 | 5111791.818
LCP_Inputs_ON_Electric_IEA_2023_05_05 | 2049 |  |  | Hydrogen |  | Dispatch-Interconnection | VOM | 0 | ON | MI | H2 Pipeline - New |  |  |  | 0.32065 | 0
LCP_Inputs_ON_Electric_IEA_2023_05_05 | 2049 |  |  | Hydrogen |  | Dispatch-Interconnection | VOM | 0 | ON | MI | H2 Pipeline - Repurposed |  |  |  | 0.32065 | 0
LCP_Inputs_ON_Electric_IEA_2023_05_05 | 2049 |  |  | Methane |  | Dispatch-Interconnection | VOM | 0 | ON | NY | CH4 Pipeline |  |  |  | 0.32065 | 0
LCP_Inputs_ON_Electric_IEA_2023_05_05 | 2049 |  |  | Electricity |  | Dispatch-Interconnection | VOM | 15322279.2445 | ON | NY | Electricity Transmission Line |  |  |  | 0.32065 | 4913110.5161
LCP_Inputs_ON_Electric_IEA_2023_05_05 | 2049 |  |  | Hydrogen |  | Dispatch-Interconnection | VOM | 0 | ON | NY | H2 Pipeline - New |  |  |  | 0.32065 | 0
LCP_Inputs_ON_Electric_IEA_2023_05_05 | 2049 |  |  | Hydrogen |  | Dispatch-Interconnection | VOM | 0 | ON | NY | H2 Pipeline - Repurposed |  |  |  | 0.32065 | 0
LCP_Inputs_ON_Electric_IEA_2023_05_05 | 2049 |  |  | Methane |  | Dispatch-Intraconnection | VOM | 367923131.7518 | ON | ON | CH4 Pipeline |  |  |  | 0.32065 | 117975072.6942
LCP_Inputs_ON_Electric_IEA_2023_05_05 | 2049 |  |  | Electricity |  | Dispatch-Intraconnection | VOM | 0 | ON | ON | Electricity Transmission Line |  |  |  | 0.32065 | 0
LCP_Inputs_ON_Electric_IEA_2023_05_05 | 2049 |  |  | Hydrogen |  | Dispatch-Intraconnection | VOM | 0 | ON | ON | H2 Pipeline - New |  |  |  | 0.32065 | 0
LCP_Inputs_ON_Electric_IEA_2023_05_05 | 2049 |  |  | Hydrogen |  | Dispatch-Intraconnection | VOM | 305168522.8171 | ON | ON | H2 Pipeline - Repurposed |  |  |  | 0.32065 | 97852718.5609
LCP_Inputs_ON_Electric_IEA_2023_05_05 | 2049 |  |  | Methane |  | Dispatch-Interconnection | VOM | 0 | ON | PJ | CH4 Pipeline |  |  |  | 0.32065 | 0
LCP_Inputs_ON_Electric_IEA_2023_05_05 | 2049 |  |  | Electricity |  | Dispatch-Interconnection | VOM | 22603541.3143 | ON | PJ | Electricity Transmission Line |  |  |  | 0.32065 | 7247857.4995
LCP_Inputs_ON_Electric_IEA_2023_05_05 | 2049 |  |  | Hydrogen |  | Dispatch-Interconnection | VOM | 0 | ON | PJ | H2 Pipeline - New |  |  |  | 0.32065 | 0
LCP_Inputs_ON_Electric_IEA_2023_05_05 | 2049 |  |  | Hydrogen |  | Dispatch-Interconnection | VOM | 0 | ON | PJ | H2 Pipeline - Repurposed |  |  |  | 0.32065 | 0
LCP_Inputs_ON_Electric_IEA_2023_05_05 | 2049 |  |  | Methane |  | Dispatch-Interconnection | VOM | 0 | ON | QC | CH4 Pipeline |  |  |  | 0.32065 | 0
LCP_Inputs_ON_Electric_IEA_2023_05_05 | 2049 |  |  | Electricity |  | Dispatch-Interconnection | VOM | 10531940.584 | ON | QC | Electricity Transmission Line |  |  |  | 0.32065 | 3377081.6477
LCP_Inputs_ON_Electric_IEA_2023_05_05 | 2049 |  |  | Hydrogen |  | Dispatch-Interconnection | VOM | 0 | ON | QC | H2 Pipeline - New |  |  |  | 0.32065 | 0
LCP_Inputs_ON_Electric_IEA_2023_05_05 | 2049 |  |  | Hydrogen |  | Dispatch-Interconnection | VOM | 0 | ON | QC | H2 Pipeline - Repurposed |  |  |  | 0.32065 | 0
LCP_Inputs_ON_Electric_IEA_2023_05_05 | 2049 |  |  | Methane |  | Dispatch-Interconnection | VOM | 0 | ON | WC | CH4 Pipeline |  |  |  | 0.32065 | 0
LCP_Inputs_ON_Electric_IEA_2023_05_05 | 2049 |  |  | Electricity |  | Dispatch-Interconnection | VOM | 1155948.6838 | ON | WC | Electricity Transmission Line |  |  |  | 0.32065 | 370656.5808
LCP_Inputs_ON_Electric_IEA_2023_05_05 | 2049 |  |  | Hydrogen |  | Dispatch-Interconnection | VOM | 0 | ON | WC | H2 Pipeline - New |  |  |  | 0.32065 | 0
LCP_Inputs_ON_Electric_IEA_2023_05_05 | 2049 |  |  | Hydrogen |  | Dispatch-Interconnection | VOM | 0 | ON | WC | H2 Pipeline - Repurposed |  |  |  | 0.32065 | 0
LCP_Inputs_ON_Electric_IEA_2023_05_05 | 2049 |  |  | Methane |  | Dispatch-Interconnection | VOM | 0 | PJ | ON | CH4 Pipeline |  |  |  | 0.32065 | 0
LCP_Inputs_ON_Electric_IEA_2023_05_05 | 2049 |  |  | Electricity |  | Dispatch-Interconnection | VOM | 20249777.8854 | PJ | ON | Electricity Transmission Line |  |  |  | 0.32065 | 6493119.9262
LCP_Inputs_ON_Electric_IEA_2023_05_05 | 2049 |  |  | Hydrogen |  | Dispatch-Interconnection | VOM | 0 | PJ | ON | H2 Pipeline - New |  |  |  | 0.32065 | 0
LCP_Inputs_ON_Electric_IEA_2023_05_05 | 2049 |  |  | Hydrogen |  | Dispatch-Interconnection | VOM | 0 | PJ | ON | H2 Pipeline - Repurposed |  |  |  | 0.32065 | 0
LCP_Inputs_ON_Electric_IEA_2023_05_05 | 2049 |  |  | Methane |  | Dispatch-Intraconnection | VOM | 0 | PJ | PJ | CH4 Pipeline |  |  |  | 0.32065 | 0
LCP_Inputs_ON_Electric_IEA_2023_05_05 | 2049 |  |  | Electricity |  | Dispatch-Intraconnection | VOM | 0 | PJ | PJ | Electricity Transmission Line |  |  |  | 0.32065 | 0
LCP_Inputs_ON_Electric_IEA_2023_05_05 | 2049 |  |  | Hydrogen |  | Dispatch-Intraconnection | VOM | 0 | PJ | PJ | H2 Pipeline - New |  |  |  | 0.32065 | 0
LCP_Inputs_ON_Electric_IEA_2023_05_05 | 2049 |  |  | Hydrogen |  | Dispatch-Intraconnection | VOM | 0 | PJ | PJ | H2 Pipeline - Repurposed |  |  |  | 0.32065 | 0
LCP_Inputs_ON_Electric_IEA_2023_05_05 | 2049 |  |  | Electricity |  | Dispatch-Interconnection | VOM | 28871697.4434 | QC | NY | Electricity Transmission Line |  |  |  | 0.32065 | 9257750.6298
LCP_Inputs_ON_Electric_IEA_2023_05_05 | 2049 |  |  | Methane |  | Dispatch-Interconnection | VOM | 0 | QC | ON | CH4 Pipeline |  |  |  | 0.32065 | 0
LCP_Inputs_ON_Electric_IEA_2023_05_05 | 2049 |  |  | Electricity |  | Dispatch-Interconnection | VOM | 9909223.3135 | QC | ON | Electricity Transmission Line |  |  |  | 0.32065 | 3177406.474
LCP_Inputs_ON_Electric_IEA_2023_05_05 | 2049 |  |  | Hydrogen |  | Dispatch-Interconnection | VOM | 0 | QC | ON | H2 Pipeline - New |  |  |  | 0.32065 | 0
LCP_Inputs_ON_Electric_IEA_2023_05_05 | 2049 |  |  | Hydrogen |  | Dispatch-Interconnection | VOM | 0 | QC | ON | H2 Pipeline - Repurposed |  |  |  | 0.32065 | 0
LCP_Inputs_ON_Electric_IEA_2023_05_05 | 2049 |  |  | Methane |  | Dispatch-Intraconnection | VOM | 0 | QC | QC | CH4 Pipeline |  |  |  | 0.32065 | 0
LCP_Inputs_ON_Electric_IEA_2023_05_05 | 2049 |  |  | Electricity |  | Dispatch-Intraconnection | VOM | 0 | QC | QC | Electricity Transmission Line |  |  |  | 0.32065 | 0
LCP_Inputs_ON_Electric_IEA_2023_05_05 | 2049 |  |  | Hydrogen |  | Dispatch-Intraconnection | VOM | 0 | QC | QC | H2 Pipeline - New |  |  |  | 0.32065 | 0
LCP_Inputs_ON_Electric_IEA_2023_05_05 | 2049 |  |  | Hydrogen |  | Dispatch-Intraconnection | VOM | 0 | QC | QC | H2 Pipeline - Repurposed |  |  |  | 0.32065 | 0
LCP_Inputs_ON_Electric_IEA_2023_05_05 | 2049 |  |  | Electricity |  | Dispatch-Interconnection | VOM | 4570046.0605 | WC | MI | Electricity Transmission Line |  |  |  | 0.32065 | 1465391.7345
LCP_Inputs_ON_Electric_IEA_2023_05_05 | 2049 |  |  | Methane |  | Dispatch-Interconnection | VOM | 0 | WC | ON | CH4 Pipeline |  |  |  | 0.32065 | 0
LCP_Inputs_ON_Electric_IEA_2023_05_05 | 2049 |  |  | Electricity |  | Dispatch-Interconnection | VOM | 12037765.0632 | WC | ON | Electricity Transmission Line |  |  |  | 0.32065 | 3859926.3972
LCP_Inputs_ON_Electric_IEA_2023_05_05 | 2049 |  |  | Hydrogen |  | Dispatch-Interconnection | VOM | 0 | WC | ON | H2 Pipeline - New |  |  |  | 0.32065 | 0
LCP_Inputs_ON_Electric_IEA_2023_05_05 | 2049 |  |  | Hydrogen |  | Dispatch-Interconnection | VOM | 0 | WC | ON | H2 Pipeline - Repurposed |  |  |  | 0.32065 | 0
LCP_Inputs_ON_Electric_IEA_2023_05_05 | 2049 |  |  | Methane |  | Dispatch-Intraconnection | VOM | 0 | WC | WC | CH4 Pipeline |  |  |  | 0.32065 | 0
LCP_Inputs_ON_Electric_IEA_2023_05_05 | 2049 |  |  | Electricity |  | Dispatch-Intraconnection | VOM | 0 | WC | WC | Electricity Transmission Line |  |  |  | 0.32065 | 0
LCP_Inputs_ON_Electric_IEA_2023_05_05 | 2049 |  |  | Hydrogen |  | Dispatch-Intraconnection | VOM | 0 | WC | WC | H2 Pipeline - New |  |  |  | 0.32065 | 0
LCP_Inputs_ON_Electric_IEA_2023_05_05 | 2049 |  |  | Hydrogen |  | Dispatch-Intraconnection | VOM | 0 | WC | WC | H2 Pipeline - Repurposed |  |  |  | 0.32065 | 0
LCP_Inputs_ON_Electric_IEA_2023_05_05 | 2050 |  |  | Methane |  | Dispatch-Intraconnection | VOM | 0 | MI | MI | CH4 Pipeline |  |  |  | 0.30832 | 0
LCP_Inputs_ON_Electric_IEA_2023_05_05 | 2050 |  |  | Electricity |  | Dispatch-Intraconnection | VOM | 0 | MI | MI | Electricity Transmission Line |  |  |  | 0.30832 | 0
LCP_Inputs_ON_Electric_IEA_2023_05_05 | 2050 |  |  | Hydrogen |  | Dispatch-Intraconnection | VOM | 0 | MI | MI | H2 Pipeline - New |  |  |  | 0.30832 | 0
LCP_Inputs_ON_Electric_IEA_2023_05_05 | 2050 |  |  | Hydrogen |  | Dispatch-Intraconnection | VOM | 0 | MI | MI | H2 Pipeline - Repurposed |  |  |  | 0.30832 | 0
LCP_Inputs_ON_Electric_IEA_2023_05_05 | 2050 |  |  | Methane |  | Dispatch-Interconnection | VOM | 0 | MI | ON | CH4 Pipeline |  |  |  | 0.30832 | 0
LCP_Inputs_ON_Electric_IEA_2023_05_05 | 2050 |  |  | Electricity |  | Dispatch-Interconnection | VOM | 38545109.4427 | MI | ON | Electricity Transmission Line |  |  |  | 0.30832 | 11884176.8003
LCP_Inputs_ON_Electric_IEA_2023_05_05 | 2050 |  |  | Hydrogen |  | Dispatch-Interconnection | VOM | 0 | MI | ON | H2 Pipeline - New |  |  |  | 0.30832 | 0
LCP_Inputs_ON_Electric_IEA_2023_05_05 | 2050 |  |  | Hydrogen |  | Dispatch-Interconnection | VOM | 0 | MI | ON | H2 Pipeline - Repurposed |  |  |  | 0.30832 | 0
LCP_Inputs_ON_Electric_IEA_2023_05_05 | 2050 |  |  | Electricity |  | Dispatch-Interconnection | VOM | 2449648.484 | MI | WC | Electricity Transmission Line |  |  |  | 0.30832 | 755272.3576
LCP_Inputs_ON_Electric_IEA_2023_05_05 | 2050 |  |  | Methane |  | Dispatch-Intraconnection | VOM | 0 | NY | NY | CH4 Pipeline |  |  |  | 0.30832 | 0
LCP_Inputs_ON_Electric_IEA_2023_05_05 | 2050 |  |  | Electricity |  | Dispatch-Intraconnection | VOM | 0 | NY | NY | Electricity Transmission Line |  |  |  | 0.30832 | 0
LCP_Inputs_ON_Electric_IEA_2023_05_05 | 2050 |  |  | Hydrogen |  | Dispatch-Intraconnection | VOM | 0 | NY | NY | H2 Pipeline - New |  |  |  | 0.30832 | 0
LCP_Inputs_ON_Electric_IEA_2023_05_05 | 2050 |  |  | Hydrogen |  | Dispatch-Intraconnection | VOM | 0 | NY | NY | H2 Pipeline - Repurposed |  |  |  | 0.30832 | 0
LCP_Inputs_ON_Electric_IEA_2023_05_05 | 2050 |  |  | Methane |  | Dispatch-Interconnection | VOM | 0 | NY | ON | CH4 Pipeline |  |  |  | 0.30832 | 0
LCP_Inputs_ON_Electric_IEA_2023_05_05 | 2050 |  |  | Electricity |  | Dispatch-Interconnection | VOM | 39385228.5869 | NY | ON | Electricity Transmission Line |  |  |  | 0.30832 | 12143201.2157
LCP_Inputs_ON_Electric_IEA_2023_05_05 | 2050 |  |  | Hydrogen |  | Dispatch-Interconnection | VOM | 0 | NY | ON | H2 Pipeline - New |  |  |  | 0.30832 | 0
LCP_Inputs_ON_Electric_IEA_2023_05_05 | 2050 |  |  | Hydrogen |  | Dispatch-Interconnection | VOM | 0 | NY | ON | H2 Pipeline - Repurposed |  |  |  | 0.30832 | 0
LCP_Inputs_ON_Electric_IEA_2023_05_05 | 2050 |  |  | Electricity |  | Dispatch-Interconnection | VOM | 25553200.7688 | NY | QC | Electricity Transmission Line |  |  |  | 0.30832 | 7878528.8235
LCP_Inputs_ON_Electric_IEA_2023_05_05 | 2050 |  |  | Methane |  | Dispatch-Interconnection | VOM | 0 | ON | MI | CH4 Pipeline |  |  |  | 0.30832 | 0
LCP_Inputs_ON_Electric_IEA_2023_05_05 | 2050 |  |  | Electricity |  | Dispatch-Interconnection | VOM | 8565427.2924 | ON | MI | Electricity Transmission Line |  |  |  | 0.30832 | 2640881.1334
LCP_Inputs_ON_Electric_IEA_2023_05_05 | 2050 |  |  | Hydrogen |  | Dispatch-Interconnection | VOM | 0 | ON | MI | H2 Pipeline - New |  |  |  | 0.30832 | 0
LCP_Inputs_ON_Electric_IEA_2023_05_05 | 2050 |  |  | Hydrogen |  | Dispatch-Interconnection | VOM | 0 | ON | MI | H2 Pipeline - Repurposed |  |  |  | 0.30832 | 0
LCP_Inputs_ON_Electric_IEA_2023_05_05 | 2050 |  |  | Methane |  | Dispatch-Interconnection | VOM | 0 | ON | NY | CH4 Pipeline |  |  |  | 0.30832 | 0
LCP_Inputs_ON_Electric_IEA_2023_05_05 | 2050 |  |  | Electricity |  | Dispatch-Interconnection | VOM | 16353365.7051 | ON | NY | Electricity Transmission Line |  |  |  | 0.30832 | 5042047.9311
LCP_Inputs_ON_Electric_IEA_2023_05_05 | 2050 |  |  | Hydrogen |  | Dispatch-Interconnection | VOM | 0 | ON | NY | H2 Pipeline - New |  |  |  | 0.30832 | 0
LCP_Inputs_ON_Electric_IEA_2023_05_05 | 2050 |  |  | Hydrogen |  | Dispatch-Interconnection | VOM | 0 | ON | NY | H2 Pipeline - Repurposed |  |  |  | 0.30832 | 0
LCP_Inputs_ON_Electric_IEA_2023_05_05 | 2050 |  |  | Methane |  | Dispatch-Intraconnection | VOM | 147381227.8336 | ON | ON | CH4 Pipeline |  |  |  | 0.30832 | 45440383.8499
LCP_Inputs_ON_Electric_IEA_2023_05_05 | 2050 |  |  | Electricity |  | Dispatch-Intraconnection | VOM | 0 | ON | ON | Electricity Transmission Line |  |  |  | 0.30832 | 0
LCP_Inputs_ON_Electric_IEA_2023_05_05 | 2050 |  |  | Hydrogen |  | Dispatch-Intraconnection | VOM | 0 | ON | ON | H2 Pipeline - New |  |  |  | 0.30832 | 0
LCP_Inputs_ON_Electric_IEA_2023_05_05 | 2050 |  |  | Hydrogen |  | Dispatch-Intraconnection | VOM | 511715728.5138 | ON | ON | H2 Pipeline - Repurposed |  |  |  | 0.30832 | 157771511.7964
LCP_Inputs_ON_Electric_IEA_2023_05_05 | 2050 |  |  | Methane |  | Dispatch-Interconnection | VOM | 0 | ON | PJ | CH4 Pipeline |  |  |  | 0.30832 | 0
LCP_Inputs_ON_Electric_IEA_2023_05_05 | 2050 |  |  | Electricity |  | Dispatch-Interconnection | VOM | 27346960.9737 | ON | PJ | Electricity Transmission Line |  |  |  | 0.30832 | 8431578.5805
LCP_Inputs_ON_Electric_IEA_2023_05_05 | 2050 |  |  | Hydrogen |  | Dispatch-Interconnection | VOM | 0 | ON | PJ | H2 Pipeline - New |  |  |  | 0.30832 | 0
LCP_Inputs_ON_Electric_IEA_2023_05_05 | 2050 |  |  | Hydrogen |  | Dispatch-Interconnection | VOM | 0 | ON | PJ | H2 Pipeline - Repurposed |  |  |  | 0.30832 | 0
LCP_Inputs_ON_Electric_IEA_2023_05_05 | 2050 |  |  | Methane |  | Dispatch-Interconnection | VOM | 0 | ON | QC | CH4 Pipeline |  |  |  | 0.30832 | 0
LCP_Inputs_ON_Electric_IEA_2023_05_05 | 2050 |  |  | Electricity |  | Dispatch-Interconnection | VOM | 8368506.7673 | ON | QC | Electricity Transmission Line |  |  |  | 0.30832 | 2580166.8594
LCP_Inputs_ON_Electric_IEA_2023_05_05 | 2050 |  |  | Hydrogen |  | Dispatch-Interconnection | VOM | 0 | ON | QC | H2 Pipeline - New |  |  |  | 0.30832 | 0
LCP_Inputs_ON_Electric_IEA_2023_05_05 | 2050 |  |  | Hydrogen |  | Dispatch-Interconnection | VOM | 0 | ON | QC | H2 Pipeline - Repurposed |  |  |  | 0.30832 | 0
LCP_Inputs_ON_Electric_IEA_2023_05_05 | 2050 |  |  | Methane |  | Dispatch-Interconnection | VOM | 0 | ON | WC | CH4 Pipeline |  |  |  | 0.30832 | 0
LCP_Inputs_ON_Electric_IEA_2023_05_05 | 2050 |  |  | Electricity |  | Dispatch-Interconnection | VOM | 0 | ON | WC | Electricity Transmission Line |  |  |  | 0.30832 | 0
LCP_Inputs_ON_Electric_IEA_2023_05_05 | 2050 |  |  | Hydrogen |  | Dispatch-Interconnection | VOM | 0 | ON | WC | H2 Pipeline - New |  |  |  | 0.30832 | 0
LCP_Inputs_ON_Electric_IEA_2023_05_05 | 2050 |  |  | Hydrogen |  | Dispatch-Interconnection | VOM | 0 | ON | WC | H2 Pipeline - Repurposed |  |  |  | 0.30832 | 0
LCP_Inputs_ON_Electric_IEA_2023_05_05 | 2050 |  |  | Methane |  | Dispatch-Interconnection | VOM | 0 | PJ | ON | CH4 Pipeline |  |  |  | 0.30832 | 0
LCP_Inputs_ON_Electric_IEA_2023_05_05 | 2050 |  |  | Electricity |  | Dispatch-Interconnection | VOM | 34551884.8681 | PJ | ON | Electricity Transmission Line |  |  |  | 0.30832 | 10652991.1185
LCP_Inputs_ON_Electric_IEA_2023_05_05 | 2050 |  |  | Hydrogen |  | Dispatch-Interconnection | VOM | 0 | PJ | ON | H2 Pipeline - New |  |  |  | 0.30832 | 0
LCP_Inputs_ON_Electric_IEA_2023_05_05 | 2050 |  |  | Hydrogen |  | Dispatch-Interconnection | VOM | 0 | PJ | ON | H2 Pipeline - Repurposed |  |  |  | 0.30832 | 0
LCP_Inputs_ON_Electric_IEA_2023_05_05 | 2050 |  |  | Methane |  | Dispatch-Intraconnection | VOM | 0 | PJ | PJ | CH4 Pipeline |  |  |  | 0.30832 | 0
LCP_Inputs_ON_Electric_IEA_2023_05_05 | 2050 |  |  | Electricity |  | Dispatch-Intraconnection | VOM | 0 | PJ | PJ | Electricity Transmission Line |  |  |  | 0.30832 | 0
LCP_Inputs_ON_Electric_IEA_2023_05_05 | 2050 |  |  | Hydrogen |  | Dispatch-Intraconnection | VOM | 0 | PJ | PJ | H2 Pipeline - New |  |  |  | 0.30832 | 0
LCP_Inputs_ON_Electric_IEA_2023_05_05 | 2050 |  |  | Hydrogen |  | Dispatch-Intraconnection | VOM | 0 | PJ | PJ | H2 Pipeline - Repurposed |  |  |  | 0.30832 | 0
LCP_Inputs_ON_Electric_IEA_2023_05_05 | 2050 |  |  | Electricity |  | Dispatch-Interconnection | VOM | 24310774.5565 | QC | NY | Electricity Transmission Line |  |  |  | 0.30832 | 7495465.6287
LCP_Inputs_ON_Electric_IEA_2023_05_05 | 2050 |  |  | Methane |  | Dispatch-Interconnection | VOM | 0 | QC | ON | CH4 Pipeline |  |  |  | 0.30832 | 0
LCP_Inputs_ON_Electric_IEA_2023_05_05 | 2050 |  |  | Electricity |  | Dispatch-Interconnection | VOM | 11096206.5029 | QC | ON | Electricity Transmission Line |  |  |  | 0.30832 | 3421167.6085
LCP_Inputs_ON_Electric_IEA_2023_05_05 | 2050 |  |  | Hydrogen |  | Dispatch-Interconnection | VOM | 0 | QC | ON | H2 Pipeline - New |  |  |  | 0.30832 | 0
LCP_Inputs_ON_Electric_IEA_2023_05_05 | 2050 |  |  | Hydrogen |  | Dispatch-Interconnection | VOM | 0 | QC | ON | H2 Pipeline - Repurposed |  |  |  | 0.30832 | 0
LCP_Inputs_ON_Electric_IEA_2023_05_05 | 2050 |  |  | Methane |  | Dispatch-Intraconnection | VOM | 0 | QC | QC | CH4 Pipeline |  |  |  | 0.30832 | 0
LCP_Inputs_ON_Electric_IEA_2023_05_05 | 2050 |  |  | Electricity |  | Dispatch-Intraconnection | VOM | 0 | QC | QC | Electricity Transmission Line |  |  |  | 0.30832 | 0
LCP_Inputs_ON_Electric_IEA_2023_05_05 | 2050 |  |  | Hydrogen |  | Dispatch-Intraconnection | VOM | 0 | QC | QC | H2 Pipeline - New |  |  |  | 0.30832 | 0
LCP_Inputs_ON_Electric_IEA_2023_05_05 | 2050 |  |  | Hydrogen |  | Dispatch-Intraconnection | VOM | 0 | QC | QC | H2 Pipeline - Repurposed |  |  |  | 0.30832 | 0
LCP_Inputs_ON_Electric_IEA_2023_05_05 | 2050 |  |  | Electricity |  | Dispatch-Interconnection | VOM | 3136006.7213 | WC | MI | Electricity Transmission Line |  |  |  | 0.30832 | 966889.4151
LCP_Inputs_ON_Electric_IEA_2023_05_05 | 2050 |  |  | Methane |  | Dispatch-Interconnection | VOM | 0 | WC | ON | CH4 Pipeline |  |  |  | 0.30832 | 0
LCP_Inputs_ON_Electric_IEA_2023_05_05 | 2050 |  |  | Electricity |  | Dispatch-Interconnection | VOM | 8362531.9716 | WC | ON | Electricity Transmission Line |  |  |  | 0.30832 | 2578324.7184
LCP_Inputs_ON_Electric_IEA_2023_05_05 | 2050 |  |  | Hydrogen |  | Dispatch-Interconnection | VOM | 0 | WC | ON | H2 Pipeline - New |  |  |  | 0.30832 | 0
LCP_Inputs_ON_Electric_IEA_2023_05_05 | 2050 |  |  | Hydrogen |  | Dispatch-Interconnection | VOM | 0 | WC | ON | H2 Pipeline - Repurposed |  |  |  | 0.30832 | 0
LCP_Inputs_ON_Electric_IEA_2023_05_05 | 2050 |  |  | Methane |  | Dispatch-Intraconnection | VOM | 0 | WC | WC | CH4 Pipeline |  |  |  | 0.30832 | 0
LCP_Inputs_ON_Electric_IEA_2023_05_05 | 2050 |  |  | Electricity |  | Dispatch-Intraconnection | VOM | 0 | WC | WC | Electricity Transmission Line |  |  |  | 0.30832 | 0
LCP_Inputs_ON_Electric_IEA_2023_05_05 | 2050 |  |  | Hydrogen |  | Dispatch-Intraconnection | VOM | 0 | WC | WC | H2 Pipeline - New |  |  |  | 0.30832 | 0
LCP_Inputs_ON_Electric_IEA_2023_05_05 | 2050 |  |  | Hydrogen |  | Dispatch-Intraconnection | VOM | 0 | WC | WC | H2 Pipeline - Repurposed |  |  |  | 0.30832 | 0
LCP_Inputs_ON_Electric_IEA_2023_05_05 | 2020 |  |  | Methane |  | Capacity-Intraconnection | CONE | 0 |  |  | CH4 Pipeline | MI | MI |  | 1 | 0
LCP_Inputs_ON_Electric_IEA_2023_05_05 | 2020 |  |  | Methane |  | Capacity-Intraconnection | FOM | 0 |  |  | CH4 Pipeline | MI | MI |  | 1 | 0
LCP_Inputs_ON_Electric_IEA_2023_05_05 | 2020 |  |  | Electricity |  | Capacity-Intraconnection | CONE | 0 |  |  | Electricity Transmission Line | MI | MI |  | 1 | 0
LCP_Inputs_ON_Electric_IEA_2023_05_05 | 2020 |  |  | Electricity |  | Capacity-Intraconnection | FOM | 0 |  |  | Electricity Transmission Line | MI | MI |  | 1 | 0
LCP_Inputs_ON_Electric_IEA_2023_05_05 | 2020 |  |  | Hydrogen |  | Capacity-Intraconnection | CONE | 0 |  |  | H2 Pipeline - New | MI | MI |  | 1 | 0
LCP_Inputs_ON_Electric_IEA_2023_05_05 | 2020 |  |  | Hydrogen |  | Capacity-Intraconnection | FOM | 0 |  |  | H2 Pipeline - New | MI | MI |  | 1 | 0
LCP_Inputs_ON_Electric_IEA_2023_05_05 | 2020 |  |  | Hydrogen |  | Capacity-Intraconnection | CONE | 0 |  |  | H2 Pipeline - Repurposed | MI | MI |  | 1 | 0
LCP_Inputs_ON_Electric_IEA_2023_05_05 | 2020 |  |  | Hydrogen |  | Capacity-Intraconnection | FOM | 0 |  |  | H2 Pipeline - Repurposed | MI | MI |  | 1 | 0
LCP_Inputs_ON_Electric_IEA_2023_05_05 | 2020 |  |  | Methane |  | Capacity-Intraconnection | CONE | 0 |  |  | CH4 Pipeline | NY | NY |  | 1 | 0
LCP_Inputs_ON_Electric_IEA_2023_05_05 | 2020 |  |  | Methane |  | Capacity-Intraconnection | FOM | 0 |  |  | CH4 Pipeline | NY | NY |  | 1 | 0
LCP_Inputs_ON_Electric_IEA_2023_05_05 | 2020 |  |  | Electricity |  | Capacity-Intraconnection | CONE | 0 |  |  | Electricity Transmission Line | NY | NY |  | 1 | 0
LCP_Inputs_ON_Electric_IEA_2023_05_05 | 2020 |  |  | Electricity |  | Capacity-Intraconnection | FOM | 0 |  |  | Electricity Transmission Line | NY | NY |  | 1 | 0
LCP_Inputs_ON_Electric_IEA_2023_05_05 | 2020 |  |  | Hydrogen |  | Capacity-Intraconnection | CONE | 0 |  |  | H2 Pipeline - New | NY | NY |  | 1 | 0
LCP_Inputs_ON_Electric_IEA_2023_05_05 | 2020 |  |  | Hydrogen |  | Capacity-Intraconnection | FOM | 0 |  |  | H2 Pipeline - New | NY | NY |  | 1 | 0
LCP_Inputs_ON_Electric_IEA_2023_05_05 | 2020 |  |  | Hydrogen |  | Capacity-Intraconnection | CONE | 0 |  |  | H2 Pipeline - Repurposed | NY | NY |  | 1 | 0
LCP_Inputs_ON_Electric_IEA_2023_05_05 | 2020 |  |  | Hydrogen |  | Capacity-Intraconnection | FOM | 0 |  |  | H2 Pipeline - Repurposed | NY | NY |  | 1 | 0
LCP_Inputs_ON_Electric_IEA_2023_05_05 | 2020 |  |  | Methane |  | Capacity-Interconnection | CONE | 0 |  |  | CH4 Pipeline | ON | MI |  | 1 | 0
LCP_Inputs_ON_Electric_IEA_2023_05_05 | 2020 |  |  | Methane |  | Capacity-Interconnection | FOM | 0 |  |  | CH4 Pipeline | ON | MI |  | 1 | 0
LCP_Inputs_ON_Electric_IEA_2023_05_05 | 2020 |  |  | Electricity |  | Capacity-Interconnection | CONE | 0 |  |  | Electricity Transmission Line | ON | MI |  | 1 | 0
LCP_Inputs_ON_Electric_IEA_2023_05_05 | 2020 |  |  | Electricity |  | Capacity-Interconnection | FOM | 0 |  |  | Electricity Transmission Line | ON | MI |  | 1 | 0
LCP_Inputs_ON_Electric_IEA_2023_05_05 | 2020 |  |  | Hydrogen |  | Capacity-Interconnection | CONE | 0 |  |  | H2 Pipeline - New | ON | MI |  | 1 | 0
LCP_Inputs_ON_Electric_IEA_2023_05_05 | 2020 |  |  | Hydrogen |  | Capacity-Interconnection | FOM | 0 |  |  | H2 Pipeline - New | ON | MI |  | 1 | 0
LCP_Inputs_ON_Electric_IEA_2023_05_05 | 2020 |  |  | Hydrogen |  | Capacity-Interconnection | CONE | 0 |  |  | H2 Pipeline - Repurposed | ON | MI |  | 1 | 0
LCP_Inputs_ON_Electric_IEA_2023_05_05 | 2020 |  |  | Hydrogen |  | Capacity-Interconnection | FOM | 0 |  |  | H2 Pipeline - Repurposed | ON | MI |  | 1 | 0
LCP_Inputs_ON_Electric_IEA_2023_05_05 | 2020 |  |  | Methane |  | Capacity-Interconnection | CONE | 0 |  |  | CH4 Pipeline | ON | NY |  | 1 | 0
LCP_Inputs_ON_Electric_IEA_2023_05_05 | 2020 |  |  | Methane |  | Capacity-Interconnection | FOM | 0 |  |  | CH4 Pipeline | ON | NY |  | 1 | 0
LCP_Inputs_ON_Electric_IEA_2023_05_05 | 2020 |  |  | Electricity |  | Capacity-Interconnection | CONE | 0 |  |  | Electricity Transmission Line | ON | NY |  | 1 | 0
LCP_Inputs_ON_Electric_IEA_2023_05_05 | 2020 |  |  | Electricity |  | Capacity-Interconnection | FOM | 0 |  |  | Electricity Transmission Line | ON | NY |  | 1 | 0
LCP_Inputs_ON_Electric_IEA_2023_05_05 | 2020 |  |  | Hydrogen |  | Capacity-Interconnection | CONE | 0 |  |  | H2 Pipeline - New | ON | NY |  | 1 | 0
LCP_Inputs_ON_Electric_IEA_2023_05_05 | 2020 |  |  | Hydrogen |  | Capacity-Interconnection | FOM | 0 |  |  | H2 Pipeline - New | ON | NY |  | 1 | 0
LCP_Inputs_ON_Electric_IEA_2023_05_05 | 2020 |  |  | Hydrogen |  | Capacity-Interconnection | CONE | 0 |  |  | H2 Pipeline - Repurposed | ON | NY |  | 1 | 0
LCP_Inputs_ON_Electric_IEA_2023_05_05 | 2020 |  |  | Hydrogen |  | Capacity-Interconnection | FOM | 0 |  |  | H2 Pipeline - Repurposed | ON | NY |  | 1 | 0
LCP_Inputs_ON_Electric_IEA_2023_05_05 | 2020 |  |  | Methane |  | Capacity-Intraconnection | CONE | 0 |  |  | CH4 Pipeline | ON | ON |  | 1 | 0
LCP_Inputs_ON_Electric_IEA_2023_05_05 | 2020 |  |  | Methane |  | Capacity-Intraconnection | FOM | 0 |  |  | CH4 Pipeline | ON | ON |  | 1 | 0
LCP_Inputs_ON_Electric_IEA_2023_05_05 | 2020 |  |  | Electricity |  | Capacity-Intraconnection | CONE | 0 |  |  | Electricity Transmission Line | ON | ON |  | 1 | 0
LCP_Inputs_ON_Electric_IEA_2023_05_05 | 2020 |  |  | Electricity |  | Capacity-Intraconnection | FOM | 0 |  |  | Electricity Transmission Line | ON | ON |  | 1 | 0
LCP_Inputs_ON_Electric_IEA_2023_05_05 | 2020 |  |  | Hydrogen |  | Capacity-Intraconnection | CONE | 0 |  |  | H2 Pipeline - New | ON | ON |  | 1 | 0
LCP_Inputs_ON_Electric_IEA_2023_05_05 | 2020 |  |  | Hydrogen |  | Capacity-Intraconnection | FOM | 0 |  |  | H2 Pipeline - New | ON | ON |  | 1 | 0
LCP_Inputs_ON_Electric_IEA_2023_05_05 | 2020 |  |  | Hydrogen |  | Capacity-Intraconnection | CONE | 0 |  |  | H2 Pipeline - Repurposed | ON | ON |  | 1 | 0
LCP_Inputs_ON_Electric_IEA_2023_05_05 | 2020 |  |  | Hydrogen |  | Capacity-Intraconnection | FOM | 0 |  |  | H2 Pipeline - Repurposed | ON | ON |  | 1 | 0
LCP_Inputs_ON_Electric_IEA_2023_05_05 | 2020 |  |  | Methane |  | Capacity-Interconnection | CONE | 0 |  |  | CH4 Pipeline | ON | PJ |  | 1 | 0
LCP_Inputs_ON_Electric_IEA_2023_05_05 | 2020 |  |  | Methane |  | Capacity-Interconnection | FOM | 0 |  |  | CH4 Pipeline | ON | PJ |  | 1 | 0
LCP_Inputs_ON_Electric_IEA_2023_05_05 | 2020 |  |  | Electricity |  | Capacity-Interconnection | CONE | 0 |  |  | Electricity Transmission Line | ON | PJ |  | 1 | 0
LCP_Inputs_ON_Electric_IEA_2023_05_05 | 2020 |  |  | Electricity |  | Capacity-Interconnection | FOM | 0 |  |  | Electricity Transmission Line | ON | PJ |  | 1 | 0
LCP_Inputs_ON_Electric_IEA_2023_05_05 | 2020 |  |  | Hydrogen |  | Capacity-Interconnection | CONE | 0 |  |  | H2 Pipeline - New | ON | PJ |  | 1 | 0
LCP_Inputs_ON_Electric_IEA_2023_05_05 | 2020 |  |  | Hydrogen |  | Capacity-Interconnection | FOM | 0 |  |  | H2 Pipeline - New | ON | PJ |  | 1 | 0
LCP_Inputs_ON_Electric_IEA_2023_05_05 | 2020 |  |  | Hydrogen |  | Capacity-Interconnection | CONE | 0 |  |  | H2 Pipeline - Repurposed | ON | PJ |  | 1 | 0
LCP_Inputs_ON_Electric_IEA_2023_05_05 | 2020 |  |  | Hydrogen |  | Capacity-Interconnection | FOM | 0 |  |  | H2 Pipeline - Repurposed | ON | PJ |  | 1 | 0
LCP_Inputs_ON_Electric_IEA_2023_05_05 | 2020 |  |  | Methane |  | Capacity-Interconnection | CONE | 0 |  |  | CH4 Pipeline | ON | QC |  | 1 | 0
LCP_Inputs_ON_Electric_IEA_2023_05_05 | 2020 |  |  | Methane |  | Capacity-Interconnection | FOM | 0 |  |  | CH4 Pipeline | ON | QC |  | 1 | 0
LCP_Inputs_ON_Electric_IEA_2023_05_05 | 2020 |  |  | Electricity |  | Capacity-Interconnection | CONE | 0 |  |  | Electricity Transmission Line | ON | QC |  | 1 | 0
LCP_Inputs_ON_Electric_IEA_2023_05_05 | 2020 |  |  | Electricity |  | Capacity-Interconnection | FOM | 0 |  |  | Electricity Transmission Line | ON | QC |  | 1 | 0
LCP_Inputs_ON_Electric_IEA_2023_05_05 | 2020 |  |  | Hydrogen |  | Capacity-Interconnection | CONE | 0 |  |  | H2 Pipeline - New | ON | QC |  | 1 | 0
LCP_Inputs_ON_Electric_IEA_2023_05_05 | 2020 |  |  | Hydrogen |  | Capacity-Interconnection | FOM | 0 |  |  | H2 Pipeline - New | ON | QC |  | 1 | 0
LCP_Inputs_ON_Electric_IEA_2023_05_05 | 2020 |  |  | Hydrogen |  | Capacity-Interconnection | CONE | 0 |  |  | H2 Pipeline - Repurposed | ON | QC |  | 1 | 0
LCP_Inputs_ON_Electric_IEA_2023_05_05 | 2020 |  |  | Hydrogen |  | Capacity-Interconnection | FOM | 0 |  |  | H2 Pipeline - Repurposed | ON | QC |  | 1 | 0
LCP_Inputs_ON_Electric_IEA_2023_05_05 | 2020 |  |  | Methane |  | Capacity-Interconnection | CONE | 0 |  |  | CH4 Pipeline | ON | WC |  | 1 | 0
LCP_Inputs_ON_Electric_IEA_2023_05_05 | 2020 |  |  | Methane |  | Capacity-Interconnection | FOM | 0 |  |  | CH4 Pipeline | ON | WC |  | 1 | 0
LCP_Inputs_ON_Electric_IEA_2023_05_05 | 2020 |  |  | Electricity |  | Capacity-Interconnection | CONE | 0 |  |  | Electricity Transmission Line | ON | WC |  | 1 | 0
LCP_Inputs_ON_Electric_IEA_2023_05_05 | 2020 |  |  | Electricity |  | Capacity-Interconnection | FOM | 0 |  |  | Electricity Transmission Line | ON | WC |  | 1 | 0
LCP_Inputs_ON_Electric_IEA_2023_05_05 | 2020 |  |  | Hydrogen |  | Capacity-Interconnection | CONE | 0 |  |  | H2 Pipeline - New | ON | WC |  | 1 | 0
LCP_Inputs_ON_Electric_IEA_2023_05_05 | 2020 |  |  | Hydrogen |  | Capacity-Interconnection | FOM | 0 |  |  | H2 Pipeline - New | ON | WC |  | 1 | 0
LCP_Inputs_ON_Electric_IEA_2023_05_05 | 2020 |  |  | Hydrogen |  | Capacity-Interconnection | CONE | 0 |  |  | H2 Pipeline - Repurposed | ON | WC |  | 1 | 0
LCP_Inputs_ON_Electric_IEA_2023_05_05 | 2020 |  |  | Hydrogen |  | Capacity-Interconnection | FOM | 0 |  |  | H2 Pipeline - Repurposed | ON | WC |  | 1 | 0
LCP_Inputs_ON_Electric_IEA_2023_05_05 | 2020 |  |  | Methane |  | Capacity-Intraconnection | CONE | 0 |  |  | CH4 Pipeline | PJ | PJ |  | 1 | 0
LCP_Inputs_ON_Electric_IEA_2023_05_05 | 2020 |  |  | Methane |  | Capacity-Intraconnection | FOM | 0 |  |  | CH4 Pipeline | PJ | PJ |  | 1 | 0
LCP_Inputs_ON_Electric_IEA_2023_05_05 | 2020 |  |  | Electricity |  | Capacity-Intraconnection | CONE | 0 |  |  | Electricity Transmission Line | PJ | PJ |  | 1 | 0
LCP_Inputs_ON_Electric_IEA_2023_05_05 | 2020 |  |  | Electricity |  | Capacity-Intraconnection | FOM | 0 |  |  | Electricity Transmission Line | PJ | PJ |  | 1 | 0
LCP_Inputs_ON_Electric_IEA_2023_05_05 | 2020 |  |  | Hydrogen |  | Capacity-Intraconnection | CONE | 0 |  |  | H2 Pipeline - New | PJ | PJ |  | 1 | 0
LCP_Inputs_ON_Electric_IEA_2023_05_05 | 2020 |  |  | Hydrogen |  | Capacity-Intraconnection | FOM | 0 |  |  | H2 Pipeline - New | PJ | PJ |  | 1 | 0
LCP_Inputs_ON_Electric_IEA_2023_05_05 | 2020 |  |  | Hydrogen |  | Capacity-Intraconnection | CONE | 0 |  |  | H2 Pipeline - Repurposed | PJ | PJ |  | 1 | 0
LCP_Inputs_ON_Electric_IEA_2023_05_05 | 2020 |  |  | Hydrogen |  | Capacity-Intraconnection | FOM | 0 |  |  | H2 Pipeline - Repurposed | PJ | PJ |  | 1 | 0
LCP_Inputs_ON_Electric_IEA_2023_05_05 | 2020 |  |  | Electricity |  | Capacity-Interconnection | CONE | 259502113.8532 |  |  | Electricity Transmission Line | QC | NY |  | 1 | 259502113.8532
LCP_Inputs_ON_Electric_IEA_2023_05_05 | 2020 |  |  | Electricity |  | Capacity-Interconnection | FOM | 5859725.1515 |  |  | Electricity Transmission Line | QC | NY |  | 1 | 5859725.1515
LCP_Inputs_ON_Electric_IEA_2023_05_05 | 2020 |  |  | Methane |  | Capacity-Intraconnection | CONE | 0 |  |  | CH4 Pipeline | QC | QC |  | 1 | 0
LCP_Inputs_ON_Electric_IEA_2023_05_05 | 2020 |  |  | Methane |  | Capacity-Intraconnection | FOM | 0 |  |  | CH4 Pipeline | QC | QC |  | 1 | 0
LCP_Inputs_ON_Electric_IEA_2023_05_05 | 2020 |  |  | Electricity |  | Capacity-Intraconnection | CONE | 0 |  |  | Electricity Transmission Line | QC | QC |  | 1 | 0
LCP_Inputs_ON_Electric_IEA_2023_05_05 | 2020 |  |  | Electricity |  | Capacity-Intraconnection | FOM | 0 |  |  | Electricity Transmission Line | QC | QC |  | 1 | 0
LCP_Inputs_ON_Electric_IEA_2023_05_05 | 2020 |  |  | Hydrogen |  | Capacity-Intraconnection | CONE | 0 |  |  | H2 Pipeline - New | QC | QC |  | 1 | 0
LCP_Inputs_ON_Electric_IEA_2023_05_05 | 2020 |  |  | Hydrogen |  | Capacity-Intraconnection | FOM | 0 |  |  | H2 Pipeline - New | QC | QC |  | 1 | 0
LCP_Inputs_ON_Electric_IEA_2023_05_05 | 2020 |  |  | Hydrogen |  | Capacity-Intraconnection | CONE | 0 |  |  | H2 Pipeline - Repurposed | QC | QC |  | 1 | 0
LCP_Inputs_ON_Electric_IEA_2023_05_05 | 2020 |  |  | Hydrogen |  | Capacity-Intraconnection | FOM | 0 |  |  | H2 Pipeline - Repurposed | QC | QC |  | 1 | 0
LCP_Inputs_ON_Electric_IEA_2023_05_05 | 2020 |  |  | Electricity |  | Capacity-Interconnection | CONE | 30247795.3367 |  |  | Electricity Transmission Line | WC | MI |  | 1 | 30247795.3367
LCP_Inputs_ON_Electric_IEA_2023_05_05 | 2020 |  |  | Electricity |  | Capacity-Interconnection | FOM | 683014.7334 |  |  | Electricity Transmission Line | WC | MI |  | 1 | 683014.7334
LCP_Inputs_ON_Electric_IEA_2023_05_05 | 2020 |  |  | Methane |  | Capacity-Intraconnection | CONE | 0 |  |  | CH4 Pipeline | WC | WC |  | 1 | 0
LCP_Inputs_ON_Electric_IEA_2023_05_05 | 2020 |  |  | Methane |  | Capacity-Intraconnection | FOM | 0 |  |  | CH4 Pipeline | WC | WC |  | 1 | 0
LCP_Inputs_ON_Electric_IEA_2023_05_05 | 2020 |  |  | Electricity |  | Capacity-Intraconnection | CONE | 0 |  |  | Electricity Transmission Line | WC | WC |  | 1 | 0
LCP_Inputs_ON_Electric_IEA_2023_05_05 | 2020 |  |  | Electricity |  | Capacity-Intraconnection | FOM | 0 |  |  | Electricity Transmission Line | WC | WC |  | 1 | 0
LCP_Inputs_ON_Electric_IEA_2023_05_05 | 2020 |  |  | Hydrogen |  | Capacity-Intraconnection | CONE | 0 |  |  | H2 Pipeline - New | WC | WC |  | 1 | 0
LCP_Inputs_ON_Electric_IEA_2023_05_05 | 2020 |  |  | Hydrogen |  | Capacity-Intraconnection | FOM | 0 |  |  | H2 Pipeline - New | WC | WC |  | 1 | 0
LCP_Inputs_ON_Electric_IEA_2023_05_05 | 2020 |  |  | Hydrogen |  | Capacity-Intraconnection | CONE | 0 |  |  | H2 Pipeline - Repurposed | WC | WC |  | 1 | 0
LCP_Inputs_ON_Electric_IEA_2023_05_05 | 2020 |  |  | Hydrogen |  | Capacity-Intraconnection | FOM | 0 |  |  | H2 Pipeline - Repurposed | WC | WC |  | 1 | 0
LCP_Inputs_ON_Electric_IEA_2023_05_05 | 2021 |  |  | Methane |  | Capacity-Intraconnection | FOM | 0 |  |  | CH4 Pipeline | MI | MI |  | 0.96154 | 0
LCP_Inputs_ON_Electric_IEA_2023_05_05 | 2021 |  |  | Electricity |  | Capacity-Intraconnection | FOM | 0 |  |  | Electricity Transmission Line | MI | MI |  | 0.96154 | 0
LCP_Inputs_ON_Electric_IEA_2023_05_05 | 2021 |  |  | Hydrogen |  | Capacity-Intraconnection | FOM | 0 |  |  | H2 Pipeline - New | MI | MI |  | 0.96154 | 0
LCP_Inputs_ON_Electric_IEA_2023_05_05 | 2021 |  |  | Hydrogen |  | Capacity-Intraconnection | FOM | 0 |  |  | H2 Pipeline - Repurposed | MI | MI |  | 0.96154 | 0
LCP_Inputs_ON_Electric_IEA_2023_05_05 | 2021 |  |  | Methane |  | Capacity-Intraconnection | FOM | 0 |  |  | CH4 Pipeline | NY | NY |  | 0.96154 | 0
LCP_Inputs_ON_Electric_IEA_2023_05_05 | 2021 |  |  | Electricity |  | Capacity-Intraconnection | FOM | 0 |  |  | Electricity Transmission Line | NY | NY |  | 0.96154 | 0
LCP_Inputs_ON_Electric_IEA_2023_05_05 | 2021 |  |  | Hydrogen |  | Capacity-Intraconnection | FOM | 0 |  |  | H2 Pipeline - New | NY | NY |  | 0.96154 | 0
LCP_Inputs_ON_Electric_IEA_2023_05_05 | 2021 |  |  | Hydrogen |  | Capacity-Intraconnection | FOM | 0 |  |  | H2 Pipeline - Repurposed | NY | NY |  | 0.96154 | 0
LCP_Inputs_ON_Electric_IEA_2023_05_05 | 2021 |  |  | Methane |  | Capacity-Interconnection | FOM | 0 |  |  | CH4 Pipeline | ON | MI |  | 0.96154 | 0
LCP_Inputs_ON_Electric_IEA_2023_05_05 | 2021 |  |  | Electricity |  | Capacity-Interconnection | FOM | 0 |  |  | Electricity Transmission Line | ON | MI |  | 0.96154 | 0
LCP_Inputs_ON_Electric_IEA_2023_05_05 | 2021 |  |  | Hydrogen |  | Capacity-Interconnection | FOM | 0 |  |  | H2 Pipeline - New | ON | MI |  | 0.96154 | 0
LCP_Inputs_ON_Electric_IEA_2023_05_05 | 2021 |  |  | Hydrogen |  | Capacity-Interconnection | FOM | 0 |  |  | H2 Pipeline - Repurposed | ON | MI |  | 0.96154 | 0
LCP_Inputs_ON_Electric_IEA_2023_05_05 | 2021 |  |  | Methane |  | Capacity-Interconnection | FOM | 0 |  |  | CH4 Pipeline | ON | NY |  | 0.96154 | 0
LCP_Inputs_ON_Electric_IEA_2023_05_05 | 2021 |  |  | Electricity |  | Capacity-Interconnection | FOM | 0 |  |  | Electricity Transmission Line | ON | NY |  | 0.96154 | 0
LCP_Inputs_ON_Electric_IEA_2023_05_05 | 2021 |  |  | Hydrogen |  | Capacity-Interconnection | FOM | 0 |  |  | H2 Pipeline - New | ON | NY |  | 0.96154 | 0
LCP_Inputs_ON_Electric_IEA_2023_05_05 | 2021 |  |  | Hydrogen |  | Capacity-Interconnection | FOM | 0 |  |  | H2 Pipeline - Repurposed | ON | NY |  | 0.96154 | 0
LCP_Inputs_ON_Electric_IEA_2023_05_05 | 2021 |  |  | Methane |  | Capacity-Intraconnection | FOM | 0 |  |  | CH4 Pipeline | ON | ON |  | 0.96154 | 0
LCP_Inputs_ON_Electric_IEA_2023_05_05 | 2021 |  |  | Electricity |  | Capacity-Intraconnection | FOM | 0 |  |  | Electricity Transmission Line | ON | ON |  | 0.96154 | 0
LCP_Inputs_ON_Electric_IEA_2023_05_05 | 2021 |  |  | Hydrogen |  | Capacity-Intraconnection | FOM | 0 |  |  | H2 Pipeline - New | ON | ON |  | 0.96154 | 0
LCP_Inputs_ON_Electric_IEA_2023_05_05 | 2021 |  |  | Hydrogen |  | Capacity-Intraconnection | FOM | 0 |  |  | H2 Pipeline - Repurposed | ON | ON |  | 0.96154 | 0
LCP_Inputs_ON_Electric_IEA_2023_05_05 | 2021 |  |  | Methane |  | Capacity-Interconnection | FOM | 0 |  |  | CH4 Pipeline | ON | PJ |  | 0.96154 | 0
LCP_Inputs_ON_Electric_IEA_2023_05_05 | 2021 |  |  | Electricity |  | Capacity-Interconnection | FOM | 0 |  |  | Electricity Transmission Line | ON | PJ |  | 0.96154 | 0
LCP_Inputs_ON_Electric_IEA_2023_05_05 | 2021 |  |  | Hydrogen |  | Capacity-Interconnection | FOM | 0 |  |  | H2 Pipeline - New | ON | PJ |  | 0.96154 | 0
LCP_Inputs_ON_Electric_IEA_2023_05_05 | 2021 |  |  | Hydrogen |  | Capacity-Interconnection | FOM | 0 |  |  | H2 Pipeline - Repurposed | ON | PJ |  | 0.96154 | 0
LCP_Inputs_ON_Electric_IEA_2023_05_05 | 2021 |  |  | Methane |  | Capacity-Interconnection | FOM | 0 |  |  | CH4 Pipeline | ON | QC |  | 0.96154 | 0
LCP_Inputs_ON_Electric_IEA_2023_05_05 | 2021 |  |  | Electricity |  | Capacity-Interconnection | FOM | 0 |  |  | Electricity Transmission Line | ON | QC |  | 0.96154 | 0
LCP_Inputs_ON_Electric_IEA_2023_05_05 | 2021 |  |  | Hydrogen |  | Capacity-Interconnection | FOM | 0 |  |  | H2 Pipeline - New | ON | QC |  | 0.96154 | 0
LCP_Inputs_ON_Electric_IEA_2023_05_05 | 2021 |  |  | Hydrogen |  | Capacity-Interconnection | FOM | 0 |  |  | H2 Pipeline - Repurposed | ON | QC |  | 0.96154 | 0
LCP_Inputs_ON_Electric_IEA_2023_05_05 | 2021 |  |  | Methane |  | Capacity-Interconnection | FOM | 0 |  |  | CH4 Pipeline | ON | WC |  | 0.96154 | 0
LCP_Inputs_ON_Electric_IEA_2023_05_05 | 2021 |  |  | Electricity |  | Capacity-Interconnection | FOM | 0 |  |  | Electricity Transmission Line | ON | WC |  | 0.96154 | 0
LCP_Inputs_ON_Electric_IEA_2023_05_05 | 2021 |  |  | Hydrogen |  | Capacity-Interconnection | FOM | 0 |  |  | H2 Pipeline - New | ON | WC |  | 0.96154 | 0
LCP_Inputs_ON_Electric_IEA_2023_05_05 | 2021 |  |  | Hydrogen |  | Capacity-Interconnection | FOM | 0 |  |  | H2 Pipeline - Repurposed | ON | WC |  | 0.96154 | 0
LCP_Inputs_ON_Electric_IEA_2023_05_05 | 2021 |  |  | Methane |  | Capacity-Intraconnection | FOM | 0 |  |  | CH4 Pipeline | PJ | PJ |  | 0.96154 | 0
LCP_Inputs_ON_Electric_IEA_2023_05_05 | 2021 |  |  | Electricity |  | Capacity-Intraconnection | FOM | 0 |  |  | Electricity Transmission Line | PJ | PJ |  | 0.96154 | 0
LCP_Inputs_ON_Electric_IEA_2023_05_05 | 2021 |  |  | Hydrogen |  | Capacity-Intraconnection | FOM | 0 |  |  | H2 Pipeline - New | PJ | PJ |  | 0.96154 | 0
LCP_Inputs_ON_Electric_IEA_2023_05_05 | 2021 |  |  | Hydrogen |  | Capacity-Intraconnection | FOM | 0 |  |  | H2 Pipeline - Repurposed | PJ | PJ |  | 0.96154 | 0
LCP_Inputs_ON_Electric_IEA_2023_05_05 | 2021 |  |  | Electricity |  | Capacity-Interconnection | FOM | 5859725.1515 |  |  | Electricity Transmission Line | QC | NY |  | 0.96154 | 5634351.1072
LCP_Inputs_ON_Electric_IEA_2023_05_05 | 2021 |  |  | Methane |  | Capacity-Intraconnection | FOM | 0 |  |  | CH4 Pipeline | QC | QC |  | 0.96154 | 0
LCP_Inputs_ON_Electric_IEA_2023_05_05 | 2021 |  |  | Electricity |  | Capacity-Intraconnection | FOM | 0 |  |  | Electricity Transmission Line | QC | QC |  | 0.96154 | 0
LCP_Inputs_ON_Electric_IEA_2023_05_05 | 2021 |  |  | Hydrogen |  | Capacity-Intraconnection | FOM | 0 |  |  | H2 Pipeline - New | QC | QC |  | 0.96154 | 0
LCP_Inputs_ON_Electric_IEA_2023_05_05 | 2021 |  |  | Hydrogen |  | Capacity-Intraconnection | FOM | 0 |  |  | H2 Pipeline - Repurposed | QC | QC |  | 0.96154 | 0
LCP_Inputs_ON_Electric_IEA_2023_05_05 | 2021 |  |  | Electricity |  | Capacity-Interconnection | FOM | 683014.7334 |  |  | Electricity Transmission Line | WC | MI |  | 0.96154 | 656744.936
LCP_Inputs_ON_Electric_IEA_2023_05_05 | 2021 |  |  | Methane |  | Capacity-Intraconnection | FOM | 0 |  |  | CH4 Pipeline | WC | WC |  | 0.96154 | 0
LCP_Inputs_ON_Electric_IEA_2023_05_05 | 2021 |  |  | Electricity |  | Capacity-Intraconnection | FOM | 0 |  |  | Electricity Transmission Line | WC | WC |  | 0.96154 | 0
LCP_Inputs_ON_Electric_IEA_2023_05_05 | 2021 |  |  | Hydrogen |  | Capacity-Intraconnection | FOM | 0 |  |  | H2 Pipeline - New | WC | WC |  | 0.96154 | 0
LCP_Inputs_ON_Electric_IEA_2023_05_05 | 2021 |  |  | Hydrogen |  | Capacity-Intraconnection | FOM | 0 |  |  | H2 Pipeline - Repurposed | WC | WC |  | 0.96154 | 0
LCP_Inputs_ON_Electric_IEA_2023_05_05 | 2022 |  |  | Methane |  | Capacity-Intraconnection | FOM | 0 |  |  | CH4 Pipeline | MI | MI |  | 0.92456 | 0
LCP_Inputs_ON_Electric_IEA_2023_05_05 | 2022 |  |  | Electricity |  | Capacity-Intraconnection | FOM | 0 |  |  | Electricity Transmission Line | MI | MI |  | 0.92456 | 0
LCP_Inputs_ON_Electric_IEA_2023_05_05 | 2022 |  |  | Hydrogen |  | Capacity-Intraconnection | FOM | 0 |  |  | H2 Pipeline - New | MI | MI |  | 0.92456 | 0
LCP_Inputs_ON_Electric_IEA_2023_05_05 | 2022 |  |  | Hydrogen |  | Capacity-Intraconnection | FOM | 0 |  |  | H2 Pipeline - Repurposed | MI | MI |  | 0.92456 | 0
LCP_Inputs_ON_Electric_IEA_2023_05_05 | 2022 |  |  | Methane |  | Capacity-Intraconnection | FOM | 0 |  |  | CH4 Pipeline | NY | NY |  | 0.92456 | 0
LCP_Inputs_ON_Electric_IEA_2023_05_05 | 2022 |  |  | Electricity |  | Capacity-Intraconnection | FOM | 0 |  |  | Electricity Transmission Line | NY | NY |  | 0.92456 | 0
LCP_Inputs_ON_Electric_IEA_2023_05_05 | 2022 |  |  | Hydrogen |  | Capacity-Intraconnection | FOM | 0 |  |  | H2 Pipeline - New | NY | NY |  | 0.92456 | 0
LCP_Inputs_ON_Electric_IEA_2023_05_05 | 2022 |  |  | Hydrogen |  | Capacity-Intraconnection | FOM | 0 |  |  | H2 Pipeline - Repurposed | NY | NY |  | 0.92456 | 0
LCP_Inputs_ON_Electric_IEA_2023_05_05 | 2022 |  |  | Methane |  | Capacity-Interconnection | FOM | 0 |  |  | CH4 Pipeline | ON | MI |  | 0.92456 | 0
LCP_Inputs_ON_Electric_IEA_2023_05_05 | 2022 |  |  | Electricity |  | Capacity-Interconnection | FOM | 0 |  |  | Electricity Transmission Line | ON | MI |  | 0.92456 | 0
LCP_Inputs_ON_Electric_IEA_2023_05_05 | 2022 |  |  | Hydrogen |  | Capacity-Interconnection | FOM | 0 |  |  | H2 Pipeline - New | ON | MI |  | 0.92456 | 0
LCP_Inputs_ON_Electric_IEA_2023_05_05 | 2022 |  |  | Hydrogen |  | Capacity-Interconnection | FOM | 0 |  |  | H2 Pipeline - Repurposed | ON | MI |  | 0.92456 | 0
LCP_Inputs_ON_Electric_IEA_2023_05_05 | 2022 |  |  | Methane |  | Capacity-Interconnection | FOM | 0 |  |  | CH4 Pipeline | ON | NY |  | 0.92456 | 0
LCP_Inputs_ON_Electric_IEA_2023_05_05 | 2022 |  |  | Electricity |  | Capacity-Interconnection | FOM | 0 |  |  | Electricity Transmission Line | ON | NY |  | 0.92456 | 0
LCP_Inputs_ON_Electric_IEA_2023_05_05 | 2022 |  |  | Hydrogen |  | Capacity-Interconnection | FOM | 0 |  |  | H2 Pipeline - New | ON | NY |  | 0.92456 | 0
LCP_Inputs_ON_Electric_IEA_2023_05_05 | 2022 |  |  | Hydrogen |  | Capacity-Interconnection | FOM | 0 |  |  | H2 Pipeline - Repurposed | ON | NY |  | 0.92456 | 0
LCP_Inputs_ON_Electric_IEA_2023_05_05 | 2022 |  |  | Methane |  | Capacity-Intraconnection | FOM | 0 |  |  | CH4 Pipeline | ON | ON |  | 0.92456 | 0
LCP_Inputs_ON_Electric_IEA_2023_05_05 | 2022 |  |  | Electricity |  | Capacity-Intraconnection | FOM | 0 |  |  | Electricity Transmission Line | ON | ON |  | 0.92456 | 0
LCP_Inputs_ON_Electric_IEA_2023_05_05 | 2022 |  |  | Hydrogen |  | Capacity-Intraconnection | FOM | 0 |  |  | H2 Pipeline - New | ON | ON |  | 0.92456 | 0
LCP_Inputs_ON_Electric_IEA_2023_05_05 | 2022 |  |  | Hydrogen |  | Capacity-Intraconnection | FOM | 0 |  |  | H2 Pipeline - Repurposed | ON | ON |  | 0.92456 | 0
LCP_Inputs_ON_Electric_IEA_2023_05_05 | 2022 |  |  | Methane |  | Capacity-Interconnection | FOM | 0 |  |  | CH4 Pipeline | ON | PJ |  | 0.92456 | 0
LCP_Inputs_ON_Electric_IEA_2023_05_05 | 2022 |  |  | Electricity |  | Capacity-Interconnection | FOM | 0 |  |  | Electricity Transmission Line | ON | PJ |  | 0.92456 | 0
LCP_Inputs_ON_Electric_IEA_2023_05_05 | 2022 |  |  | Hydrogen |  | Capacity-Interconnection | FOM | 0 |  |  | H2 Pipeline - New | ON | PJ |  | 0.92456 | 0
LCP_Inputs_ON_Electric_IEA_2023_05_05 | 2022 |  |  | Hydrogen |  | Capacity-Interconnection | FOM | 0 |  |  | H2 Pipeline - Repurposed | ON | PJ |  | 0.92456 | 0
LCP_Inputs_ON_Electric_IEA_2023_05_05 | 2022 |  |  | Methane |  | Capacity-Interconnection | FOM | 0 |  |  | CH4 Pipeline | ON | QC |  | 0.92456 | 0
LCP_Inputs_ON_Electric_IEA_2023_05_05 | 2022 |  |  | Electricity |  | Capacity-Interconnection | FOM | 0 |  |  | Electricity Transmission Line | ON | QC |  | 0.92456 | 0
LCP_Inputs_ON_Electric_IEA_2023_05_05 | 2022 |  |  | Hydrogen |  | Capacity-Interconnection | FOM | 0 |  |  | H2 Pipeline - New | ON | QC |  | 0.92456 | 0
LCP_Inputs_ON_Electric_IEA_2023_05_05 | 2022 |  |  | Hydrogen |  | Capacity-Interconnection | FOM | 0 |  |  | H2 Pipeline - Repurposed | ON | QC |  | 0.92456 | 0
LCP_Inputs_ON_Electric_IEA_2023_05_05 | 2022 |  |  | Methane |  | Capacity-Interconnection | FOM | 0 |  |  | CH4 Pipeline | ON | WC |  | 0.92456 | 0
LCP_Inputs_ON_Electric_IEA_2023_05_05 | 2022 |  |  | Electricity |  | Capacity-Interconnection | FOM | 0 |  |  | Electricity Transmission Line | ON | WC |  | 0.92456 | 0
LCP_Inputs_ON_Electric_IEA_2023_05_05 | 2022 |  |  | Hydrogen |  | Capacity-Interconnection | FOM | 0 |  |  | H2 Pipeline - New | ON | WC |  | 0.92456 | 0
LCP_Inputs_ON_Electric_IEA_2023_05_05 | 2022 |  |  | Hydrogen |  | Capacity-Interconnection | FOM | 0 |  |  | H2 Pipeline - Repurposed | ON | WC |  | 0.92456 | 0
LCP_Inputs_ON_Electric_IEA_2023_05_05 | 2022 |  |  | Methane |  | Capacity-Intraconnection | FOM | 0 |  |  | CH4 Pipeline | PJ | PJ |  | 0.92456 | 0
LCP_Inputs_ON_Electric_IEA_2023_05_05 | 2022 |  |  | Electricity |  | Capacity-Intraconnection | FOM | 0 |  |  | Electricity Transmission Line | PJ | PJ |  | 0.92456 | 0
LCP_Inputs_ON_Electric_IEA_2023_05_05 | 2022 |  |  | Hydrogen |  | Capacity-Intraconnection | FOM | 0 |  |  | H2 Pipeline - New | PJ | PJ |  | 0.92456 | 0
LCP_Inputs_ON_Electric_IEA_2023_05_05 | 2022 |  |  | Hydrogen |  | Capacity-Intraconnection | FOM | 0 |  |  | H2 Pipeline - Repurposed | PJ | PJ |  | 0.92456 | 0
LCP_Inputs_ON_Electric_IEA_2023_05_05 | 2022 |  |  | Electricity |  | Capacity-Interconnection | FOM | 5859725.1515 |  |  | Electricity Transmission Line | QC | NY |  | 0.92456 | 5417645.2954
LCP_Inputs_ON_Electric_IEA_2023_05_05 | 2022 |  |  | Methane |  | Capacity-Intraconnection | FOM | 0 |  |  | CH4 Pipeline | QC | QC |  | 0.92456 | 0
LCP_Inputs_ON_Electric_IEA_2023_05_05 | 2022 |  |  | Electricity |  | Capacity-Intraconnection | FOM | 0 |  |  | Electricity Transmission Line | QC | QC |  | 0.92456 | 0
LCP_Inputs_ON_Electric_IEA_2023_05_05 | 2022 |  |  | Hydrogen |  | Capacity-Intraconnection | FOM | 0 |  |  | H2 Pipeline - New | QC | QC |  | 0.92456 | 0
LCP_Inputs_ON_Electric_IEA_2023_05_05 | 2022 |  |  | Hydrogen |  | Capacity-Intraconnection | FOM | 0 |  |  | H2 Pipeline - Repurposed | QC | QC |  | 0.92456 | 0
LCP_Inputs_ON_Electric_IEA_2023_05_05 | 2022 |  |  | Electricity |  | Capacity-Interconnection | FOM | 683014.7334 |  |  | Electricity Transmission Line | WC | MI |  | 0.92456 | 631485.5154
LCP_Inputs_ON_Electric_IEA_2023_05_05 | 2022 |  |  | Methane |  | Capacity-Intraconnection | FOM | 0 |  |  | CH4 Pipeline | WC | WC |  | 0.92456 | 0
LCP_Inputs_ON_Electric_IEA_2023_05_05 | 2022 |  |  | Electricity |  | Capacity-Intraconnection | FOM | 0 |  |  | Electricity Transmission Line | WC | WC |  | 0.92456 | 0
LCP_Inputs_ON_Electric_IEA_2023_05_05 | 2022 |  |  | Hydrogen |  | Capacity-Intraconnection | FOM | 0 |  |  | H2 Pipeline - New | WC | WC |  | 0.92456 | 0
LCP_Inputs_ON_Electric_IEA_2023_05_05 | 2022 |  |  | Hydrogen |  | Capacity-Intraconnection | FOM | 0 |  |  | H2 Pipeline - Repurposed | WC | WC |  | 0.92456 | 0
LCP_Inputs_ON_Electric_IEA_2023_05_05 | 2023 |  |  | Methane |  | Capacity-Intraconnection | FOM | 0 |  |  | CH4 Pipeline | MI | MI |  | 0.889 | 0
LCP_Inputs_ON_Electric_IEA_2023_05_05 | 2023 |  |  | Electricity |  | Capacity-Intraconnection | FOM | 0 |  |  | Electricity Transmission Line | MI | MI |  | 0.889 | 0
LCP_Inputs_ON_Electric_IEA_2023_05_05 | 2023 |  |  | Hydrogen |  | Capacity-Intraconnection | FOM | 0 |  |  | H2 Pipeline - New | MI | MI |  | 0.889 | 0
LCP_Inputs_ON_Electric_IEA_2023_05_05 | 2023 |  |  | Hydrogen |  | Capacity-Intraconnection | FOM | 0 |  |  | H2 Pipeline - Repurposed | MI | MI |  | 0.889 | 0
LCP_Inputs_ON_Electric_IEA_2023_05_05 | 2023 |  |  | Methane |  | Capacity-Intraconnection | FOM | 0 |  |  | CH4 Pipeline | NY | NY |  | 0.889 | 0
LCP_Inputs_ON_Electric_IEA_2023_05_05 | 2023 |  |  | Electricity |  | Capacity-Intraconnection | FOM | 0 |  |  | Electricity Transmission Line | NY | NY |  | 0.889 | 0
LCP_Inputs_ON_Electric_IEA_2023_05_05 | 2023 |  |  | Hydrogen |  | Capacity-Intraconnection | FOM | 0 |  |  | H2 Pipeline - New | NY | NY |  | 0.889 | 0
LCP_Inputs_ON_Electric_IEA_2023_05_05 | 2023 |  |  | Hydrogen |  | Capacity-Intraconnection | FOM | 0 |  |  | H2 Pipeline - Repurposed | NY | NY |  | 0.889 | 0
LCP_Inputs_ON_Electric_IEA_2023_05_05 | 2023 |  |  | Methane |  | Capacity-Interconnection | FOM | 0 |  |  | CH4 Pipeline | ON | MI |  | 0.889 | 0
LCP_Inputs_ON_Electric_IEA_2023_05_05 | 2023 |  |  | Electricity |  | Capacity-Interconnection | FOM | 0 |  |  | Electricity Transmission Line | ON | MI |  | 0.889 | 0
LCP_Inputs_ON_Electric_IEA_2023_05_05 | 2023 |  |  | Hydrogen |  | Capacity-Interconnection | FOM | 0 |  |  | H2 Pipeline - New | ON | MI |  | 0.889 | 0
LCP_Inputs_ON_Electric_IEA_2023_05_05 | 2023 |  |  | Hydrogen |  | Capacity-Interconnection | FOM | 0 |  |  | H2 Pipeline - Repurposed | ON | MI |  | 0.889 | 0
LCP_Inputs_ON_Electric_IEA_2023_05_05 | 2023 |  |  | Methane |  | Capacity-Interconnection | FOM | 0 |  |  | CH4 Pipeline | ON | NY |  | 0.889 | 0
LCP_Inputs_ON_Electric_IEA_2023_05_05 | 2023 |  |  | Electricity |  | Capacity-Interconnection | FOM | 0 |  |  | Electricity Transmission Line | ON | NY |  | 0.889 | 0
LCP_Inputs_ON_Electric_IEA_2023_05_05 | 2023 |  |  | Hydrogen |  | Capacity-Interconnection | FOM | 0 |  |  | H2 Pipeline - New | ON | NY |  | 0.889 | 0
LCP_Inputs_ON_Electric_IEA_2023_05_05 | 2023 |  |  | Hydrogen |  | Capacity-Interconnection | FOM | 0 |  |  | H2 Pipeline - Repurposed | ON | NY |  | 0.889 | 0
LCP_Inputs_ON_Electric_IEA_2023_05_05 | 2023 |  |  | Methane |  | Capacity-Intraconnection | FOM | 0 |  |  | CH4 Pipeline | ON | ON |  | 0.889 | 0
LCP_Inputs_ON_Electric_IEA_2023_05_05 | 2023 |  |  | Electricity |  | Capacity-Intraconnection | FOM | 0 |  |  | Electricity Transmission Line | ON | ON |  | 0.889 | 0
LCP_Inputs_ON_Electric_IEA_2023_05_05 | 2023 |  |  | Hydrogen |  | Capacity-Intraconnection | FOM | 0 |  |  | H2 Pipeline - New | ON | ON |  | 0.889 | 0
LCP_Inputs_ON_Electric_IEA_2023_05_05 | 2023 |  |  | Hydrogen |  | Capacity-Intraconnection | FOM | 0 |  |  | H2 Pipeline - Repurposed | ON | ON |  | 0.889 | 0
LCP_Inputs_ON_Electric_IEA_2023_05_05 | 2023 |  |  | Methane |  | Capacity-Interconnection | FOM | 0 |  |  | CH4 Pipeline | ON | PJ |  | 0.889 | 0
LCP_Inputs_ON_Electric_IEA_2023_05_05 | 2023 |  |  | Electricity |  | Capacity-Interconnection | FOM | 0 |  |  | Electricity Transmission Line | ON | PJ |  | 0.889 | 0
LCP_Inputs_ON_Electric_IEA_2023_05_05 | 2023 |  |  | Hydrogen |  | Capacity-Interconnection | FOM | 0 |  |  | H2 Pipeline - New | ON | PJ |  | 0.889 | 0
LCP_Inputs_ON_Electric_IEA_2023_05_05 | 2023 |  |  | Hydrogen |  | Capacity-Interconnection | FOM | 0 |  |  | H2 Pipeline - Repurposed | ON | PJ |  | 0.889 | 0
LCP_Inputs_ON_Electric_IEA_2023_05_05 | 2023 |  |  | Methane |  | Capacity-Interconnection | FOM | 0 |  |  | CH4 Pipeline | ON | QC |  | 0.889 | 0
LCP_Inputs_ON_Electric_IEA_2023_05_05 | 2023 |  |  | Electricity |  | Capacity-Interconnection | FOM | 0 |  |  | Electricity Transmission Line | ON | QC |  | 0.889 | 0
LCP_Inputs_ON_Electric_IEA_2023_05_05 | 2023 |  |  | Hydrogen |  | Capacity-Interconnection | FOM | 0 |  |  | H2 Pipeline - New | ON | QC |  | 0.889 | 0
LCP_Inputs_ON_Electric_IEA_2023_05_05 | 2023 |  |  | Hydrogen |  | Capacity-Interconnection | FOM | 0 |  |  | H2 Pipeline - Repurposed | ON | QC |  | 0.889 | 0
LCP_Inputs_ON_Electric_IEA_2023_05_05 | 2023 |  |  | Methane |  | Capacity-Interconnection | FOM | 0 |  |  | CH4 Pipeline | ON | WC |  | 0.889 | 0
LCP_Inputs_ON_Electric_IEA_2023_05_05 | 2023 |  |  | Electricity |  | Capacity-Interconnection | FOM | 0 |  |  | Electricity Transmission Line | ON | WC |  | 0.889 | 0
LCP_Inputs_ON_Electric_IEA_2023_05_05 | 2023 |  |  | Hydrogen |  | Capacity-Interconnection | FOM | 0 |  |  | H2 Pipeline - New | ON | WC |  | 0.889 | 0
LCP_Inputs_ON_Electric_IEA_2023_05_05 | 2023 |  |  | Hydrogen |  | Capacity-Interconnection | FOM | 0 |  |  | H2 Pipeline - Repurposed | ON | WC |  | 0.889 | 0
LCP_Inputs_ON_Electric_IEA_2023_05_05 | 2023 |  |  | Methane |  | Capacity-Intraconnection | FOM | 0 |  |  | CH4 Pipeline | PJ | PJ |  | 0.889 | 0
LCP_Inputs_ON_Electric_IEA_2023_05_05 | 2023 |  |  | Electricity |  | Capacity-Intraconnection | FOM | 0 |  |  | Electricity Transmission Line | PJ | PJ |  | 0.889 | 0
LCP_Inputs_ON_Electric_IEA_2023_05_05 | 2023 |  |  | Hydrogen |  | Capacity-Intraconnection | FOM | 0 |  |  | H2 Pipeline - New | PJ | PJ |  | 0.889 | 0
LCP_Inputs_ON_Electric_IEA_2023_05_05 | 2023 |  |  | Hydrogen |  | Capacity-Intraconnection | FOM | 0 |  |  | H2 Pipeline - Repurposed | PJ | PJ |  | 0.889 | 0
LCP_Inputs_ON_Electric_IEA_2023_05_05 | 2023 |  |  | Electricity |  | Capacity-Interconnection | FOM | 5859725.1515 |  |  | Electricity Transmission Line | QC | NY |  | 0.889 | 5209274.3225
LCP_Inputs_ON_Electric_IEA_2023_05_05 | 2023 |  |  | Methane |  | Capacity-Intraconnection | FOM | 0 |  |  | CH4 Pipeline | QC | QC |  | 0.889 | 0
LCP_Inputs_ON_Electric_IEA_2023_05_05 | 2023 |  |  | Electricity |  | Capacity-Intraconnection | FOM | 0 |  |  | Electricity Transmission Line | QC | QC |  | 0.889 | 0
LCP_Inputs_ON_Electric_IEA_2023_05_05 | 2023 |  |  | Hydrogen |  | Capacity-Intraconnection | FOM | 0 |  |  | H2 Pipeline - New | QC | QC |  | 0.889 | 0
LCP_Inputs_ON_Electric_IEA_2023_05_05 | 2023 |  |  | Hydrogen |  | Capacity-Intraconnection | FOM | 0 |  |  | H2 Pipeline - Repurposed | QC | QC |  | 0.889 | 0
LCP_Inputs_ON_Electric_IEA_2023_05_05 | 2023 |  |  | Electricity |  | Capacity-Interconnection | FOM | 683014.7334 |  |  | Electricity Transmission Line | WC | MI |  | 0.889 | 607197.6109
LCP_Inputs_ON_Electric_IEA_2023_05_05 | 2023 |  |  | Methane |  | Capacity-Intraconnection | FOM | 0 |  |  | CH4 Pipeline | WC | WC |  | 0.889 | 0
LCP_Inputs_ON_Electric_IEA_2023_05_05 | 2023 |  |  | Electricity |  | Capacity-Intraconnection | FOM | 0 |  |  | Electricity Transmission Line | WC | WC |  | 0.889 | 0
LCP_Inputs_ON_Electric_IEA_2023_05_05 | 2023 |  |  | Hydrogen |  | Capacity-Intraconnection | FOM | 0 |  |  | H2 Pipeline - New | WC | WC |  | 0.889 | 0
LCP_Inputs_ON_Electric_IEA_2023_05_05 | 2023 |  |  | Hydrogen |  | Capacity-Intraconnection | FOM | 0 |  |  | H2 Pipeline - Repurposed | WC | WC |  | 0.889 | 0
LCP_Inputs_ON_Electric_IEA_2023_05_05 | 2024 |  |  | Methane |  | Capacity-Intraconnection | FOM | 0 |  |  | CH4 Pipeline | MI | MI |  | 0.8548 | 0
LCP_Inputs_ON_Electric_IEA_2023_05_05 | 2024 |  |  | Electricity |  | Capacity-Intraconnection | FOM | 0 |  |  | Electricity Transmission Line | MI | MI |  | 0.8548 | 0
LCP_Inputs_ON_Electric_IEA_2023_05_05 | 2024 |  |  | Hydrogen |  | Capacity-Intraconnection | FOM | 0 |  |  | H2 Pipeline - New | MI | MI |  | 0.8548 | 0
LCP_Inputs_ON_Electric_IEA_2023_05_05 | 2024 |  |  | Hydrogen |  | Capacity-Intraconnection | FOM | 0 |  |  | H2 Pipeline - Repurposed | MI | MI |  | 0.8548 | 0
LCP_Inputs_ON_Electric_IEA_2023_05_05 | 2024 |  |  | Methane |  | Capacity-Intraconnection | FOM | 0 |  |  | CH4 Pipeline | NY | NY |  | 0.8548 | 0
LCP_Inputs_ON_Electric_IEA_2023_05_05 | 2024 |  |  | Electricity |  | Capacity-Intraconnection | FOM | 0 |  |  | Electricity Transmission Line | NY | NY |  | 0.8548 | 0
LCP_Inputs_ON_Electric_IEA_2023_05_05 | 2024 |  |  | Hydrogen |  | Capacity-Intraconnection | FOM | 0 |  |  | H2 Pipeline - New | NY | NY |  | 0.8548 | 0
LCP_Inputs_ON_Electric_IEA_2023_05_05 | 2024 |  |  | Hydrogen |  | Capacity-Intraconnection | FOM | 0 |  |  | H2 Pipeline - Repurposed | NY | NY |  | 0.8548 | 0
LCP_Inputs_ON_Electric_IEA_2023_05_05 | 2024 |  |  | Methane |  | Capacity-Interconnection | FOM | 0 |  |  | CH4 Pipeline | ON | MI |  | 0.8548 | 0
LCP_Inputs_ON_Electric_IEA_2023_05_05 | 2024 |  |  | Electricity |  | Capacity-Interconnection | FOM | 0 |  |  | Electricity Transmission Line | ON | MI |  | 0.8548 | 0
LCP_Inputs_ON_Electric_IEA_2023_05_05 | 2024 |  |  | Hydrogen |  | Capacity-Interconnection | FOM | 0 |  |  | H2 Pipeline - New | ON | MI |  | 0.8548 | 0
LCP_Inputs_ON_Electric_IEA_2023_05_05 | 2024 |  |  | Hydrogen |  | Capacity-Interconnection | FOM | 0 |  |  | H2 Pipeline - Repurposed | ON | MI |  | 0.8548 | 0
LCP_Inputs_ON_Electric_IEA_2023_05_05 | 2024 |  |  | Methane |  | Capacity-Interconnection | FOM | 0 |  |  | CH4 Pipeline | ON | NY |  | 0.8548 | 0
LCP_Inputs_ON_Electric_IEA_2023_05_05 | 2024 |  |  | Electricity |  | Capacity-Interconnection | FOM | 0 |  |  | Electricity Transmission Line | ON | NY |  | 0.8548 | 0
LCP_Inputs_ON_Electric_IEA_2023_05_05 | 2024 |  |  | Hydrogen |  | Capacity-Interconnection | FOM | 0 |  |  | H2 Pipeline - New | ON | NY |  | 0.8548 | 0
LCP_Inputs_ON_Electric_IEA_2023_05_05 | 2024 |  |  | Hydrogen |  | Capacity-Interconnection | FOM | 0 |  |  | H2 Pipeline - Repurposed | ON | NY |  | 0.8548 | 0
LCP_Inputs_ON_Electric_IEA_2023_05_05 | 2024 |  |  | Methane |  | Capacity-Intraconnection | FOM | 0 |  |  | CH4 Pipeline | ON | ON |  | 0.8548 | 0
LCP_Inputs_ON_Electric_IEA_2023_05_05 | 2024 |  |  | Electricity |  | Capacity-Intraconnection | FOM | 0 |  |  | Electricity Transmission Line | ON | ON |  | 0.8548 | 0
LCP_Inputs_ON_Electric_IEA_2023_05_05 | 2024 |  |  | Hydrogen |  | Capacity-Intraconnection | FOM | 0 |  |  | H2 Pipeline - New | ON | ON |  | 0.8548 | 0
LCP_Inputs_ON_Electric_IEA_2023_05_05 | 2024 |  |  | Hydrogen |  | Capacity-Intraconnection | FOM | 0 |  |  | H2 Pipeline - Repurposed | ON | ON |  | 0.8548 | 0
LCP_Inputs_ON_Electric_IEA_2023_05_05 | 2024 |  |  | Methane |  | Capacity-Interconnection | FOM | 0 |  |  | CH4 Pipeline | ON | PJ |  | 0.8548 | 0
LCP_Inputs_ON_Electric_IEA_2023_05_05 | 2024 |  |  | Electricity |  | Capacity-Interconnection | FOM | 0 |  |  | Electricity Transmission Line | ON | PJ |  | 0.8548 | 0
LCP_Inputs_ON_Electric_IEA_2023_05_05 | 2024 |  |  | Hydrogen |  | Capacity-Interconnection | FOM | 0 |  |  | H2 Pipeline - New | ON | PJ |  | 0.8548 | 0
LCP_Inputs_ON_Electric_IEA_2023_05_05 | 2024 |  |  | Hydrogen |  | Capacity-Interconnection | FOM | 0 |  |  | H2 Pipeline - Repurposed | ON | PJ |  | 0.8548 | 0
LCP_Inputs_ON_Electric_IEA_2023_05_05 | 2024 |  |  | Methane |  | Capacity-Interconnection | FOM | 0 |  |  | CH4 Pipeline | ON | QC |  | 0.8548 | 0
LCP_Inputs_ON_Electric_IEA_2023_05_05 | 2024 |  |  | Electricity |  | Capacity-Interconnection | FOM | 0 |  |  | Electricity Transmission Line | ON | QC |  | 0.8548 | 0
LCP_Inputs_ON_Electric_IEA_2023_05_05 | 2024 |  |  | Hydrogen |  | Capacity-Interconnection | FOM | 0 |  |  | H2 Pipeline - New | ON | QC |  | 0.8548 | 0
LCP_Inputs_ON_Electric_IEA_2023_05_05 | 2024 |  |  | Hydrogen |  | Capacity-Interconnection | FOM | 0 |  |  | H2 Pipeline - Repurposed | ON | QC |  | 0.8548 | 0
LCP_Inputs_ON_Electric_IEA_2023_05_05 | 2024 |  |  | Methane |  | Capacity-Interconnection | FOM | 0 |  |  | CH4 Pipeline | ON | WC |  | 0.8548 | 0
LCP_Inputs_ON_Electric_IEA_2023_05_05 | 2024 |  |  | Electricity |  | Capacity-Interconnection | FOM | 0 |  |  | Electricity Transmission Line | ON | WC |  | 0.8548 | 0
LCP_Inputs_ON_Electric_IEA_2023_05_05 | 2024 |  |  | Hydrogen |  | Capacity-Interconnection | FOM | 0 |  |  | H2 Pipeline - New | ON | WC |  | 0.8548 | 0
LCP_Inputs_ON_Electric_IEA_2023_05_05 | 2024 |  |  | Hydrogen |  | Capacity-Interconnection | FOM | 0 |  |  | H2 Pipeline - Repurposed | ON | WC |  | 0.8548 | 0
LCP_Inputs_ON_Electric_IEA_2023_05_05 | 2024 |  |  | Methane |  | Capacity-Intraconnection | FOM | 0 |  |  | CH4 Pipeline | PJ | PJ |  | 0.8548 | 0
LCP_Inputs_ON_Electric_IEA_2023_05_05 | 2024 |  |  | Electricity |  | Capacity-Intraconnection | FOM | 0 |  |  | Electricity Transmission Line | PJ | PJ |  | 0.8548 | 0
LCP_Inputs_ON_Electric_IEA_2023_05_05 | 2024 |  |  | Hydrogen |  | Capacity-Intraconnection | FOM | 0 |  |  | H2 Pipeline - New | PJ | PJ |  | 0.8548 | 0
LCP_Inputs_ON_Electric_IEA_2023_05_05 | 2024 |  |  | Hydrogen |  | Capacity-Intraconnection | FOM | 0 |  |  | H2 Pipeline - Repurposed | PJ | PJ |  | 0.8548 | 0
LCP_Inputs_ON_Electric_IEA_2023_05_05 | 2024 |  |  | Electricity |  | Capacity-Interconnection | FOM | 5859725.1515 |  |  | Electricity Transmission Line | QC | NY |  | 0.8548 | 5008917.6178
LCP_Inputs_ON_Electric_IEA_2023_05_05 | 2024 |  |  | Methane |  | Capacity-Intraconnection | FOM | 0 |  |  | CH4 Pipeline | QC | QC |  | 0.8548 | 0
LCP_Inputs_ON_Electric_IEA_2023_05_05 | 2024 |  |  | Electricity |  | Capacity-Intraconnection | FOM | 0 |  |  | Electricity Transmission Line | QC | QC |  | 0.8548 | 0
LCP_Inputs_ON_Electric_IEA_2023_05_05 | 2024 |  |  | Hydrogen |  | Capacity-Intraconnection | FOM | 0 |  |  | H2 Pipeline - New | QC | QC |  | 0.8548 | 0
LCP_Inputs_ON_Electric_IEA_2023_05_05 | 2024 |  |  | Hydrogen |  | Capacity-Intraconnection | FOM | 0 |  |  | H2 Pipeline - Repurposed | QC | QC |  | 0.8548 | 0
LCP_Inputs_ON_Electric_IEA_2023_05_05 | 2024 |  |  | Electricity |  | Capacity-Interconnection | FOM | 683014.7334 |  |  | Electricity Transmission Line | WC | MI |  | 0.8548 | 583843.8567
LCP_Inputs_ON_Electric_IEA_2023_05_05 | 2024 |  |  | Methane |  | Capacity-Intraconnection | FOM | 0 |  |  | CH4 Pipeline | WC | WC |  | 0.8548 | 0
LCP_Inputs_ON_Electric_IEA_2023_05_05 | 2024 |  |  | Electricity |  | Capacity-Intraconnection | FOM | 0 |  |  | Electricity Transmission Line | WC | WC |  | 0.8548 | 0
LCP_Inputs_ON_Electric_IEA_2023_05_05 | 2024 |  |  | Hydrogen |  | Capacity-Intraconnection | FOM | 0 |  |  | H2 Pipeline - New | WC | WC |  | 0.8548 | 0
LCP_Inputs_ON_Electric_IEA_2023_05_05 | 2024 |  |  | Hydrogen |  | Capacity-Intraconnection | FOM | 0 |  |  | H2 Pipeline - Repurposed | WC | WC |  | 0.8548 | 0
LCP_Inputs_ON_Electric_IEA_2023_05_05 | 2025 |  |  | Methane |  | Capacity-Intraconnection | FOM | 0 |  |  | CH4 Pipeline | MI | MI |  | 0.82193 | 0
LCP_Inputs_ON_Electric_IEA_2023_05_05 | 2025 |  |  | Electricity |  | Capacity-Intraconnection | FOM | 0 |  |  | Electricity Transmission Line | MI | MI |  | 0.82193 | 0
LCP_Inputs_ON_Electric_IEA_2023_05_05 | 2025 |  |  | Hydrogen |  | Capacity-Intraconnection | FOM | 0 |  |  | H2 Pipeline - New | MI | MI |  | 0.82193 | 0
LCP_Inputs_ON_Electric_IEA_2023_05_05 | 2025 |  |  | Hydrogen |  | Capacity-Intraconnection | FOM | 0 |  |  | H2 Pipeline - Repurposed | MI | MI |  | 0.82193 | 0
LCP_Inputs_ON_Electric_IEA_2023_05_05 | 2025 |  |  | Methane |  | Capacity-Intraconnection | FOM | 0 |  |  | CH4 Pipeline | NY | NY |  | 0.82193 | 0
LCP_Inputs_ON_Electric_IEA_2023_05_05 | 2025 |  |  | Electricity |  | Capacity-Intraconnection | FOM | 0 |  |  | Electricity Transmission Line | NY | NY |  | 0.82193 | 0
LCP_Inputs_ON_Electric_IEA_2023_05_05 | 2025 |  |  | Hydrogen |  | Capacity-Intraconnection | FOM | 0 |  |  | H2 Pipeline - New | NY | NY |  | 0.82193 | 0
LCP_Inputs_ON_Electric_IEA_2023_05_05 | 2025 |  |  | Hydrogen |  | Capacity-Intraconnection | FOM | 0 |  |  | H2 Pipeline - Repurposed | NY | NY |  | 0.82193 | 0
LCP_Inputs_ON_Electric_IEA_2023_05_05 | 2025 |  |  | Methane |  | Capacity-Interconnection | FOM | 0 |  |  | CH4 Pipeline | ON | MI |  | 0.82193 | 0
LCP_Inputs_ON_Electric_IEA_2023_05_05 | 2025 |  |  | Electricity |  | Capacity-Interconnection | FOM | 0 |  |  | Electricity Transmission Line | ON | MI |  | 0.82193 | 0
LCP_Inputs_ON_Electric_IEA_2023_05_05 | 2025 |  |  | Hydrogen |  | Capacity-Interconnection | FOM | 0 |  |  | H2 Pipeline - New | ON | MI |  | 0.82193 | 0
LCP_Inputs_ON_Electric_IEA_2023_05_05 | 2025 |  |  | Hydrogen |  | Capacity-Interconnection | FOM | 0 |  |  | H2 Pipeline - Repurposed | ON | MI |  | 0.82193 | 0
LCP_Inputs_ON_Electric_IEA_2023_05_05 | 2025 |  |  | Methane |  | Capacity-Interconnection | FOM | 0 |  |  | CH4 Pipeline | ON | NY |  | 0.82193 | 0
LCP_Inputs_ON_Electric_IEA_2023_05_05 | 2025 |  |  | Electricity |  | Capacity-Interconnection | FOM | 0 |  |  | Electricity Transmission Line | ON | NY |  | 0.82193 | 0
LCP_Inputs_ON_Electric_IEA_2023_05_05 | 2025 |  |  | Hydrogen |  | Capacity-Interconnection | FOM | 0 |  |  | H2 Pipeline - New | ON | NY |  | 0.82193 | 0
LCP_Inputs_ON_Electric_IEA_2023_05_05 | 2025 |  |  | Hydrogen |  | Capacity-Interconnection | FOM | 0 |  |  | H2 Pipeline - Repurposed | ON | NY |  | 0.82193 | 0
LCP_Inputs_ON_Electric_IEA_2023_05_05 | 2025 |  |  | Methane |  | Capacity-Intraconnection | FOM | 0 |  |  | CH4 Pipeline | ON | ON |  | 0.82193 | 0
LCP_Inputs_ON_Electric_IEA_2023_05_05 | 2025 |  |  | Electricity |  | Capacity-Intraconnection | FOM | 0 |  |  | Electricity Transmission Line | ON | ON |  | 0.82193 | 0
LCP_Inputs_ON_Electric_IEA_2023_05_05 | 2025 |  |  | Hydrogen |  | Capacity-Intraconnection | FOM | 0 |  |  | H2 Pipeline - New | ON | ON |  | 0.82193 | 0
LCP_Inputs_ON_Electric_IEA_2023_05_05 | 2025 |  |  | Hydrogen |  | Capacity-Intraconnection | FOM | 0 |  |  | H2 Pipeline - Repurposed | ON | ON |  | 0.82193 | 0
LCP_Inputs_ON_Electric_IEA_2023_05_05 | 2025 |  |  | Methane |  | Capacity-Interconnection | FOM | 0 |  |  | CH4 Pipeline | ON | PJ |  | 0.82193 | 0
LCP_Inputs_ON_Electric_IEA_2023_05_05 | 2025 |  |  | Electricity |  | Capacity-Interconnection | FOM | 0 |  |  | Electricity Transmission Line | ON | PJ |  | 0.82193 | 0
LCP_Inputs_ON_Electric_IEA_2023_05_05 | 2025 |  |  | Hydrogen |  | Capacity-Interconnection | FOM | 0 |  |  | H2 Pipeline - New | ON | PJ |  | 0.82193 | 0
LCP_Inputs_ON_Electric_IEA_2023_05_05 | 2025 |  |  | Hydrogen |  | Capacity-Interconnection | FOM | 0 |  |  | H2 Pipeline - Repurposed | ON | PJ |  | 0.82193 | 0
LCP_Inputs_ON_Electric_IEA_2023_05_05 | 2025 |  |  | Methane |  | Capacity-Interconnection | FOM | 0 |  |  | CH4 Pipeline | ON | QC |  | 0.82193 | 0
LCP_Inputs_ON_Electric_IEA_2023_05_05 | 2025 |  |  | Electricity |  | Capacity-Interconnection | FOM | 0 |  |  | Electricity Transmission Line | ON | QC |  | 0.82193 | 0
LCP_Inputs_ON_Electric_IEA_2023_05_05 | 2025 |  |  | Hydrogen |  | Capacity-Interconnection | FOM | 0 |  |  | H2 Pipeline - New | ON | QC |  | 0.82193 | 0
LCP_Inputs_ON_Electric_IEA_2023_05_05 | 2025 |  |  | Hydrogen |  | Capacity-Interconnection | FOM | 0 |  |  | H2 Pipeline - Repurposed | ON | QC |  | 0.82193 | 0
LCP_Inputs_ON_Electric_IEA_2023_05_05 | 2025 |  |  | Methane |  | Capacity-Interconnection | FOM | 0 |  |  | CH4 Pipeline | ON | WC |  | 0.82193 | 0
LCP_Inputs_ON_Electric_IEA_2023_05_05 | 2025 |  |  | Electricity |  | Capacity-Interconnection | FOM | 0 |  |  | Electricity Transmission Line | ON | WC |  | 0.82193 | 0
LCP_Inputs_ON_Electric_IEA_2023_05_05 | 2025 |  |  | Hydrogen |  | Capacity-Interconnection | FOM | 0 |  |  | H2 Pipeline - New | ON | WC |  | 0.82193 | 0
LCP_Inputs_ON_Electric_IEA_2023_05_05 | 2025 |  |  | Hydrogen |  | Capacity-Interconnection | FOM | 0 |  |  | H2 Pipeline - Repurposed | ON | WC |  | 0.82193 | 0
LCP_Inputs_ON_Electric_IEA_2023_05_05 | 2025 |  |  | Methane |  | Capacity-Intraconnection | FOM | 0 |  |  | CH4 Pipeline | PJ | PJ |  | 0.82193 | 0
LCP_Inputs_ON_Electric_IEA_2023_05_05 | 2025 |  |  | Electricity |  | Capacity-Intraconnection | FOM | 0 |  |  | Electricity Transmission Line | PJ | PJ |  | 0.82193 | 0
LCP_Inputs_ON_Electric_IEA_2023_05_05 | 2025 |  |  | Hydrogen |  | Capacity-Intraconnection | FOM | 0 |  |  | H2 Pipeline - New | PJ | PJ |  | 0.82193 | 0
LCP_Inputs_ON_Electric_IEA_2023_05_05 | 2025 |  |  | Hydrogen |  | Capacity-Intraconnection | FOM | 0 |  |  | H2 Pipeline - Repurposed | PJ | PJ |  | 0.82193 | 0
LCP_Inputs_ON_Electric_IEA_2023_05_05 | 2025 |  |  | Electricity |  | Capacity-Interconnection | FOM | 5859725.1515 |  |  | Electricity Transmission Line | QC | NY |  | 0.82193 | 4816266.9402
LCP_Inputs_ON_Electric_IEA_2023_05_05 | 2025 |  |  | Methane |  | Capacity-Intraconnection | FOM | 0 |  |  | CH4 Pipeline | QC | QC |  | 0.82193 | 0
LCP_Inputs_ON_Electric_IEA_2023_05_05 | 2025 |  |  | Electricity |  | Capacity-Intraconnection | FOM | 0 |  |  | Electricity Transmission Line | QC | QC |  | 0.82193 | 0
LCP_Inputs_ON_Electric_IEA_2023_05_05 | 2025 |  |  | Hydrogen |  | Capacity-Intraconnection | FOM | 0 |  |  | H2 Pipeline - New | QC | QC |  | 0.82193 | 0
LCP_Inputs_ON_Electric_IEA_2023_05_05 | 2025 |  |  | Hydrogen |  | Capacity-Intraconnection | FOM | 0 |  |  | H2 Pipeline - Repurposed | QC | QC |  | 0.82193 | 0
LCP_Inputs_ON_Electric_IEA_2023_05_05 | 2025 |  |  | Electricity |  | Capacity-Interconnection | FOM | 683014.7334 |  |  | Electricity Transmission Line | WC | MI |  | 0.82193 | 561388.3237
LCP_Inputs_ON_Electric_IEA_2023_05_05 | 2025 |  |  | Methane |  | Capacity-Intraconnection | FOM | 0 |  |  | CH4 Pipeline | WC | WC |  | 0.82193 | 0
LCP_Inputs_ON_Electric_IEA_2023_05_05 | 2025 |  |  | Electricity |  | Capacity-Intraconnection | FOM | 0 |  |  | Electricity Transmission Line | WC | WC |  | 0.82193 | 0
LCP_Inputs_ON_Electric_IEA_2023_05_05 | 2025 |  |  | Hydrogen |  | Capacity-Intraconnection | FOM | 0 |  |  | H2 Pipeline - New | WC | WC |  | 0.82193 | 0
LCP_Inputs_ON_Electric_IEA_2023_05_05 | 2025 |  |  | Hydrogen |  | Capacity-Intraconnection | FOM | 0 |  |  | H2 Pipeline - Repurposed | WC | WC |  | 0.82193 | 0
LCP_Inputs_ON_Electric_IEA_2023_05_05 | 2026 |  |  | Methane |  | Capacity-Intraconnection | FOM | 0 |  |  | CH4 Pipeline | MI | MI |  | 0.79031 | 0
LCP_Inputs_ON_Electric_IEA_2023_05_05 | 2026 |  |  | Electricity |  | Capacity-Intraconnection | FOM | 0 |  |  | Electricity Transmission Line | MI | MI |  | 0.79031 | 0
LCP_Inputs_ON_Electric_IEA_2023_05_05 | 2026 |  |  | Hydrogen |  | Capacity-Intraconnection | FOM | 0 |  |  | H2 Pipeline - New | MI | MI |  | 0.79031 | 0
LCP_Inputs_ON_Electric_IEA_2023_05_05 | 2026 |  |  | Hydrogen |  | Capacity-Intraconnection | FOM | 0 |  |  | H2 Pipeline - Repurposed | MI | MI |  | 0.79031 | 0
LCP_Inputs_ON_Electric_IEA_2023_05_05 | 2026 |  |  | Methane |  | Capacity-Intraconnection | FOM | 0 |  |  | CH4 Pipeline | NY | NY |  | 0.79031 | 0
LCP_Inputs_ON_Electric_IEA_2023_05_05 | 2026 |  |  | Electricity |  | Capacity-Intraconnection | FOM | 0 |  |  | Electricity Transmission Line | NY | NY |  | 0.79031 | 0
LCP_Inputs_ON_Electric_IEA_2023_05_05 | 2026 |  |  | Hydrogen |  | Capacity-Intraconnection | FOM | 0 |  |  | H2 Pipeline - New | NY | NY |  | 0.79031 | 0
LCP_Inputs_ON_Electric_IEA_2023_05_05 | 2026 |  |  | Hydrogen |  | Capacity-Intraconnection | FOM | 0 |  |  | H2 Pipeline - Repurposed | NY | NY |  | 0.79031 | 0
LCP_Inputs_ON_Electric_IEA_2023_05_05 | 2026 |  |  | Methane |  | Capacity-Interconnection | FOM | 0 |  |  | CH4 Pipeline | ON | MI |  | 0.79031 | 0
LCP_Inputs_ON_Electric_IEA_2023_05_05 | 2026 |  |  | Electricity |  | Capacity-Interconnection | FOM | 0 |  |  | Electricity Transmission Line | ON | MI |  | 0.79031 | 0
LCP_Inputs_ON_Electric_IEA_2023_05_05 | 2026 |  |  | Hydrogen |  | Capacity-Interconnection | FOM | 0 |  |  | H2 Pipeline - New | ON | MI |  | 0.79031 | 0
LCP_Inputs_ON_Electric_IEA_2023_05_05 | 2026 |  |  | Hydrogen |  | Capacity-Interconnection | FOM | 0 |  |  | H2 Pipeline - Repurposed | ON | MI |  | 0.79031 | 0
LCP_Inputs_ON_Electric_IEA_2023_05_05 | 2026 |  |  | Methane |  | Capacity-Interconnection | FOM | 0 |  |  | CH4 Pipeline | ON | NY |  | 0.79031 | 0
LCP_Inputs_ON_Electric_IEA_2023_05_05 | 2026 |  |  | Electricity |  | Capacity-Interconnection | FOM | 0 |  |  | Electricity Transmission Line | ON | NY |  | 0.79031 | 0
LCP_Inputs_ON_Electric_IEA_2023_05_05 | 2026 |  |  | Hydrogen |  | Capacity-Interconnection | FOM | 0 |  |  | H2 Pipeline - New | ON | NY |  | 0.79031 | 0
LCP_Inputs_ON_Electric_IEA_2023_05_05 | 2026 |  |  | Hydrogen |  | Capacity-Interconnection | FOM | 0 |  |  | H2 Pipeline - Repurposed | ON | NY |  | 0.79031 | 0
LCP_Inputs_ON_Electric_IEA_2023_05_05 | 2026 |  |  | Methane |  | Capacity-Intraconnection | FOM | 0 |  |  | CH4 Pipeline | ON | ON |  | 0.79031 | 0
LCP_Inputs_ON_Electric_IEA_2023_05_05 | 2026 |  |  | Electricity |  | Capacity-Intraconnection | FOM | 0 |  |  | Electricity Transmission Line | ON | ON |  | 0.79031 | 0
LCP_Inputs_ON_Electric_IEA_2023_05_05 | 2026 |  |  | Hydrogen |  | Capacity-Intraconnection | FOM | 0 |  |  | H2 Pipeline - New | ON | ON |  | 0.79031 | 0
LCP_Inputs_ON_Electric_IEA_2023_05_05 | 2026 |  |  | Hydrogen |  | Capacity-Intraconnection | FOM | 0 |  |  | H2 Pipeline - Repurposed | ON | ON |  | 0.79031 | 0
LCP_Inputs_ON_Electric_IEA_2023_05_05 | 2026 |  |  | Methane |  | Capacity-Interconnection | FOM | 0 |  |  | CH4 Pipeline | ON | PJ |  | 0.79031 | 0
LCP_Inputs_ON_Electric_IEA_2023_05_05 | 2026 |  |  | Electricity |  | Capacity-Interconnection | FOM | 0 |  |  | Electricity Transmission Line | ON | PJ |  | 0.79031 | 0
LCP_Inputs_ON_Electric_IEA_2023_05_05 | 2026 |  |  | Hydrogen |  | Capacity-Interconnection | FOM | 0 |  |  | H2 Pipeline - New | ON | PJ |  | 0.79031 | 0
LCP_Inputs_ON_Electric_IEA_2023_05_05 | 2026 |  |  | Hydrogen |  | Capacity-Interconnection | FOM | 0 |  |  | H2 Pipeline - Repurposed | ON | PJ |  | 0.79031 | 0
LCP_Inputs_ON_Electric_IEA_2023_05_05 | 2026 |  |  | Methane |  | Capacity-Interconnection | FOM | 0 |  |  | CH4 Pipeline | ON | QC |  | 0.79031 | 0
LCP_Inputs_ON_Electric_IEA_2023_05_05 | 2026 |  |  | Electricity |  | Capacity-Interconnection | FOM | 0 |  |  | Electricity Transmission Line | ON | QC |  | 0.79031 | 0
LCP_Inputs_ON_Electric_IEA_2023_05_05 | 2026 |  |  | Hydrogen |  | Capacity-Interconnection | FOM | 0 |  |  | H2 Pipeline - New | ON | QC |  | 0.79031 | 0
LCP_Inputs_ON_Electric_IEA_2023_05_05 | 2026 |  |  | Hydrogen |  | Capacity-Interconnection | FOM | 0 |  |  | H2 Pipeline - Repurposed | ON | QC |  | 0.79031 | 0
LCP_Inputs_ON_Electric_IEA_2023_05_05 | 2026 |  |  | Methane |  | Capacity-Interconnection | FOM | 0 |  |  | CH4 Pipeline | ON | WC |  | 0.79031 | 0
LCP_Inputs_ON_Electric_IEA_2023_05_05 | 2026 |  |  | Electricity |  | Capacity-Interconnection | FOM | 0 |  |  | Electricity Transmission Line | ON | WC |  | 0.79031 | 0
LCP_Inputs_ON_Electric_IEA_2023_05_05 | 2026 |  |  | Hydrogen |  | Capacity-Interconnection | FOM | 0 |  |  | H2 Pipeline - New | ON | WC |  | 0.79031 | 0
LCP_Inputs_ON_Electric_IEA_2023_05_05 | 2026 |  |  | Hydrogen |  | Capacity-Interconnection | FOM | 0 |  |  | H2 Pipeline - Repurposed | ON | WC |  | 0.79031 | 0
LCP_Inputs_ON_Electric_IEA_2023_05_05 | 2026 |  |  | Methane |  | Capacity-Intraconnection | FOM | 0 |  |  | CH4 Pipeline | PJ | PJ |  | 0.79031 | 0
LCP_Inputs_ON_Electric_IEA_2023_05_05 | 2026 |  |  | Electricity |  | Capacity-Intraconnection | FOM | 0 |  |  | Electricity Transmission Line | PJ | PJ |  | 0.79031 | 0
LCP_Inputs_ON_Electric_IEA_2023_05_05 | 2026 |  |  | Hydrogen |  | Capacity-Intraconnection | FOM | 0 |  |  | H2 Pipeline - New | PJ | PJ |  | 0.79031 | 0
LCP_Inputs_ON_Electric_IEA_2023_05_05 | 2026 |  |  | Hydrogen |  | Capacity-Intraconnection | FOM | 0 |  |  | H2 Pipeline - Repurposed | PJ | PJ |  | 0.79031 | 0
LCP_Inputs_ON_Electric_IEA_2023_05_05 | 2026 |  |  | Electricity |  | Capacity-Interconnection | FOM | 5859725.1515 |  |  | Electricity Transmission Line | QC | NY |  | 0.79031 | 4631025.904
LCP_Inputs_ON_Electric_IEA_2023_05_05 | 2026 |  |  | Methane |  | Capacity-Intraconnection | FOM | 0 |  |  | CH4 Pipeline | QC | QC |  | 0.79031 | 0
LCP_Inputs_ON_Electric_IEA_2023_05_05 | 2026 |  |  | Electricity |  | Capacity-Intraconnection | FOM | 0 |  |  | Electricity Transmission Line | QC | QC |  | 0.79031 | 0
LCP_Inputs_ON_Electric_IEA_2023_05_05 | 2026 |  |  | Hydrogen |  | Capacity-Intraconnection | FOM | 0 |  |  | H2 Pipeline - New | QC | QC |  | 0.79031 | 0
LCP_Inputs_ON_Electric_IEA_2023_05_05 | 2026 |  |  | Hydrogen |  | Capacity-Intraconnection | FOM | 0 |  |  | H2 Pipeline - Repurposed | QC | QC |  | 0.79031 | 0
LCP_Inputs_ON_Electric_IEA_2023_05_05 | 2026 |  |  | Electricity |  | Capacity-Interconnection | FOM | 683014.7334 |  |  | Electricity Transmission Line | WC | MI |  | 0.79031 | 539796.4651
LCP_Inputs_ON_Electric_IEA_2023_05_05 | 2026 |  |  | Methane |  | Capacity-Intraconnection | FOM | 0 |  |  | CH4 Pipeline | WC | WC |  | 0.79031 | 0
LCP_Inputs_ON_Electric_IEA_2023_05_05 | 2026 |  |  | Electricity |  | Capacity-Intraconnection | FOM | 0 |  |  | Electricity Transmission Line | WC | WC |  | 0.79031 | 0
LCP_Inputs_ON_Electric_IEA_2023_05_05 | 2026 |  |  | Hydrogen |  | Capacity-Intraconnection | FOM | 0 |  |  | H2 Pipeline - New | WC | WC |  | 0.79031 | 0
LCP_Inputs_ON_Electric_IEA_2023_05_05 | 2026 |  |  | Hydrogen |  | Capacity-Intraconnection | FOM | 0 |  |  | H2 Pipeline - Repurposed | WC | WC |  | 0.79031 | 0
LCP_Inputs_ON_Electric_IEA_2023_05_05 | 2027 |  |  | Methane |  | Capacity-Intraconnection | FOM | 0 |  |  | CH4 Pipeline | MI | MI |  | 0.75992 | 0
LCP_Inputs_ON_Electric_IEA_2023_05_05 | 2027 |  |  | Electricity |  | Capacity-Intraconnection | FOM | 0 |  |  | Electricity Transmission Line | MI | MI |  | 0.75992 | 0
LCP_Inputs_ON_Electric_IEA_2023_05_05 | 2027 |  |  | Hydrogen |  | Capacity-Intraconnection | FOM | 0 |  |  | H2 Pipeline - New | MI | MI |  | 0.75992 | 0
LCP_Inputs_ON_Electric_IEA_2023_05_05 | 2027 |  |  | Hydrogen |  | Capacity-Intraconnection | FOM | 0 |  |  | H2 Pipeline - Repurposed | MI | MI |  | 0.75992 | 0
LCP_Inputs_ON_Electric_IEA_2023_05_05 | 2027 |  |  | Methane |  | Capacity-Intraconnection | FOM | 0 |  |  | CH4 Pipeline | NY | NY |  | 0.75992 | 0
LCP_Inputs_ON_Electric_IEA_2023_05_05 | 2027 |  |  | Electricity |  | Capacity-Intraconnection | FOM | 0 |  |  | Electricity Transmission Line | NY | NY |  | 0.75992 | 0
LCP_Inputs_ON_Electric_IEA_2023_05_05 | 2027 |  |  | Hydrogen |  | Capacity-Intraconnection | FOM | 0 |  |  | H2 Pipeline - New | NY | NY |  | 0.75992 | 0
LCP_Inputs_ON_Electric_IEA_2023_05_05 | 2027 |  |  | Hydrogen |  | Capacity-Intraconnection | FOM | 0 |  |  | H2 Pipeline - Repurposed | NY | NY |  | 0.75992 | 0
LCP_Inputs_ON_Electric_IEA_2023_05_05 | 2027 |  |  | Methane |  | Capacity-Interconnection | FOM | 0 |  |  | CH4 Pipeline | ON | MI |  | 0.75992 | 0
LCP_Inputs_ON_Electric_IEA_2023_05_05 | 2027 |  |  | Electricity |  | Capacity-Interconnection | FOM | 0 |  |  | Electricity Transmission Line | ON | MI |  | 0.75992 | 0
LCP_Inputs_ON_Electric_IEA_2023_05_05 | 2027 |  |  | Hydrogen |  | Capacity-Interconnection | FOM | 0 |  |  | H2 Pipeline - New | ON | MI |  | 0.75992 | 0
LCP_Inputs_ON_Electric_IEA_2023_05_05 | 2027 |  |  | Hydrogen |  | Capacity-Interconnection | FOM | 0 |  |  | H2 Pipeline - Repurposed | ON | MI |  | 0.75992 | 0
LCP_Inputs_ON_Electric_IEA_2023_05_05 | 2027 |  |  | Methane |  | Capacity-Interconnection | FOM | 0 |  |  | CH4 Pipeline | ON | NY |  | 0.75992 | 0
LCP_Inputs_ON_Electric_IEA_2023_05_05 | 2027 |  |  | Electricity |  | Capacity-Interconnection | FOM | 0 |  |  | Electricity Transmission Line | ON | NY |  | 0.75992 | 0
LCP_Inputs_ON_Electric_IEA_2023_05_05 | 2027 |  |  | Hydrogen |  | Capacity-Interconnection | FOM | 0 |  |  | H2 Pipeline - New | ON | NY |  | 0.75992 | 0
LCP_Inputs_ON_Electric_IEA_2023_05_05 | 2027 |  |  | Hydrogen |  | Capacity-Interconnection | FOM | 0 |  |  | H2 Pipeline - Repurposed | ON | NY |  | 0.75992 | 0
LCP_Inputs_ON_Electric_IEA_2023_05_05 | 2027 |  |  | Methane |  | Capacity-Intraconnection | FOM | 0 |  |  | CH4 Pipeline | ON | ON |  | 0.75992 | 0
LCP_Inputs_ON_Electric_IEA_2023_05_05 | 2027 |  |  | Electricity |  | Capacity-Intraconnection | FOM | 0 |  |  | Electricity Transmission Line | ON | ON |  | 0.75992 | 0
LCP_Inputs_ON_Electric_IEA_2023_05_05 | 2027 |  |  | Hydrogen |  | Capacity-Intraconnection | FOM | 0 |  |  | H2 Pipeline - New | ON | ON |  | 0.75992 | 0
LCP_Inputs_ON_Electric_IEA_2023_05_05 | 2027 |  |  | Hydrogen |  | Capacity-Intraconnection | FOM | 0 |  |  | H2 Pipeline - Repurposed | ON | ON |  | 0.75992 | 0
LCP_Inputs_ON_Electric_IEA_2023_05_05 | 2027 |  |  | Methane |  | Capacity-Interconnection | FOM | 0 |  |  | CH4 Pipeline | ON | PJ |  | 0.75992 | 0
LCP_Inputs_ON_Electric_IEA_2023_05_05 | 2027 |  |  | Electricity |  | Capacity-Interconnection | FOM | 0 |  |  | Electricity Transmission Line | ON | PJ |  | 0.75992 | 0
LCP_Inputs_ON_Electric_IEA_2023_05_05 | 2027 |  |  | Hydrogen |  | Capacity-Interconnection | FOM | 0 |  |  | H2 Pipeline - New | ON | PJ |  | 0.75992 | 0
LCP_Inputs_ON_Electric_IEA_2023_05_05 | 2027 |  |  | Hydrogen |  | Capacity-Interconnection | FOM | 0 |  |  | H2 Pipeline - Repurposed | ON | PJ |  | 0.75992 | 0
LCP_Inputs_ON_Electric_IEA_2023_05_05 | 2027 |  |  | Methane |  | Capacity-Interconnection | FOM | 0 |  |  | CH4 Pipeline | ON | QC |  | 0.75992 | 0
LCP_Inputs_ON_Electric_IEA_2023_05_05 | 2027 |  |  | Electricity |  | Capacity-Interconnection | FOM | 0 |  |  | Electricity Transmission Line | ON | QC |  | 0.75992 | 0
LCP_Inputs_ON_Electric_IEA_2023_05_05 | 2027 |  |  | Hydrogen |  | Capacity-Interconnection | FOM | 0 |  |  | H2 Pipeline - New | ON | QC |  | 0.75992 | 0
LCP_Inputs_ON_Electric_IEA_2023_05_05 | 2027 |  |  | Hydrogen |  | Capacity-Interconnection | FOM | 0 |  |  | H2 Pipeline - Repurposed | ON | QC |  | 0.75992 | 0
LCP_Inputs_ON_Electric_IEA_2023_05_05 | 2027 |  |  | Methane |  | Capacity-Interconnection | FOM | 0 |  |  | CH4 Pipeline | ON | WC |  | 0.75992 | 0
LCP_Inputs_ON_Electric_IEA_2023_05_05 | 2027 |  |  | Electricity |  | Capacity-Interconnection | FOM | 0 |  |  | Electricity Transmission Line | ON | WC |  | 0.75992 | 0
LCP_Inputs_ON_Electric_IEA_2023_05_05 | 2027 |  |  | Hydrogen |  | Capacity-Interconnection | FOM | 0 |  |  | H2 Pipeline - New | ON | WC |  | 0.75992 | 0
LCP_Inputs_ON_Electric_IEA_2023_05_05 | 2027 |  |  | Hydrogen |  | Capacity-Interconnection | FOM | 0 |  |  | H2 Pipeline - Repurposed | ON | WC |  | 0.75992 | 0
LCP_Inputs_ON_Electric_IEA_2023_05_05 | 2027 |  |  | Methane |  | Capacity-Intraconnection | FOM | 0 |  |  | CH4 Pipeline | PJ | PJ |  | 0.75992 | 0
LCP_Inputs_ON_Electric_IEA_2023_05_05 | 2027 |  |  | Electricity |  | Capacity-Intraconnection | FOM | 0 |  |  | Electricity Transmission Line | PJ | PJ |  | 0.75992 | 0
LCP_Inputs_ON_Electric_IEA_2023_05_05 | 2027 |  |  | Hydrogen |  | Capacity-Intraconnection | FOM | 0 |  |  | H2 Pipeline - New | PJ | PJ |  | 0.75992 | 0
LCP_Inputs_ON_Electric_IEA_2023_05_05 | 2027 |  |  | Hydrogen |  | Capacity-Intraconnection | FOM | 0 |  |  | H2 Pipeline - Repurposed | PJ | PJ |  | 0.75992 | 0
LCP_Inputs_ON_Electric_IEA_2023_05_05 | 2027 |  |  | Electricity |  | Capacity-Interconnection | FOM | 5859725.1515 |  |  | Electricity Transmission Line | QC | NY |  | 0.75992 | 4452909.5231
LCP_Inputs_ON_Electric_IEA_2023_05_05 | 2027 |  |  | Methane |  | Capacity-Intraconnection | FOM | 0 |  |  | CH4 Pipeline | QC | QC |  | 0.75992 | 0
LCP_Inputs_ON_Electric_IEA_2023_05_05 | 2027 |  |  | Electricity |  | Capacity-Intraconnection | FOM | 0 |  |  | Electricity Transmission Line | QC | QC |  | 0.75992 | 0
LCP_Inputs_ON_Electric_IEA_2023_05_05 | 2027 |  |  | Hydrogen |  | Capacity-Intraconnection | FOM | 0 |  |  | H2 Pipeline - New | QC | QC |  | 0.75992 | 0
LCP_Inputs_ON_Electric_IEA_2023_05_05 | 2027 |  |  | Hydrogen |  | Capacity-Intraconnection | FOM | 0 |  |  | H2 Pipeline - Repurposed | QC | QC |  | 0.75992 | 0
LCP_Inputs_ON_Electric_IEA_2023_05_05 | 2027 |  |  | Electricity |  | Capacity-Interconnection | FOM | 683014.7334 |  |  | Electricity Transmission Line | WC | MI |  | 0.75992 | 519035.0626
LCP_Inputs_ON_Electric_IEA_2023_05_05 | 2027 |  |  | Methane |  | Capacity-Intraconnection | FOM | 0 |  |  | CH4 Pipeline | WC | WC |  | 0.75992 | 0
LCP_Inputs_ON_Electric_IEA_2023_05_05 | 2027 |  |  | Electricity |  | Capacity-Intraconnection | FOM | 0 |  |  | Electricity Transmission Line | WC | WC |  | 0.75992 | 0
LCP_Inputs_ON_Electric_IEA_2023_05_05 | 2027 |  |  | Hydrogen |  | Capacity-Intraconnection | FOM | 0 |  |  | H2 Pipeline - New | WC | WC |  | 0.75992 | 0
LCP_Inputs_ON_Electric_IEA_2023_05_05 | 2027 |  |  | Hydrogen |  | Capacity-Intraconnection | FOM | 0 |  |  | H2 Pipeline - Repurposed | WC | WC |  | 0.75992 | 0
LCP_Inputs_ON_Electric_IEA_2023_05_05 | 2028 |  |  | Methane |  | Capacity-Intraconnection | FOM | 0 |  |  | CH4 Pipeline | MI | MI |  | 0.73069 | 0
LCP_Inputs_ON_Electric_IEA_2023_05_05 | 2028 |  |  | Electricity |  | Capacity-Intraconnection | FOM | 0 |  |  | Electricity Transmission Line | MI | MI |  | 0.73069 | 0
LCP_Inputs_ON_Electric_IEA_2023_05_05 | 2028 |  |  | Hydrogen |  | Capacity-Intraconnection | FOM | 0 |  |  | H2 Pipeline - New | MI | MI |  | 0.73069 | 0
LCP_Inputs_ON_Electric_IEA_2023_05_05 | 2028 |  |  | Hydrogen |  | Capacity-Intraconnection | FOM | 0 |  |  | H2 Pipeline - Repurposed | MI | MI |  | 0.73069 | 0
LCP_Inputs_ON_Electric_IEA_2023_05_05 | 2028 |  |  | Methane |  | Capacity-Intraconnection | FOM | 0 |  |  | CH4 Pipeline | NY | NY |  | 0.73069 | 0
LCP_Inputs_ON_Electric_IEA_2023_05_05 | 2028 |  |  | Electricity |  | Capacity-Intraconnection | FOM | 0 |  |  | Electricity Transmission Line | NY | NY |  | 0.73069 | 0
LCP_Inputs_ON_Electric_IEA_2023_05_05 | 2028 |  |  | Hydrogen |  | Capacity-Intraconnection | FOM | 0 |  |  | H2 Pipeline - New | NY | NY |  | 0.73069 | 0
LCP_Inputs_ON_Electric_IEA_2023_05_05 | 2028 |  |  | Hydrogen |  | Capacity-Intraconnection | FOM | 0 |  |  | H2 Pipeline - Repurposed | NY | NY |  | 0.73069 | 0
LCP_Inputs_ON_Electric_IEA_2023_05_05 | 2028 |  |  | Methane |  | Capacity-Interconnection | FOM | 0 |  |  | CH4 Pipeline | ON | MI |  | 0.73069 | 0
LCP_Inputs_ON_Electric_IEA_2023_05_05 | 2028 |  |  | Electricity |  | Capacity-Interconnection | FOM | 0 |  |  | Electricity Transmission Line | ON | MI |  | 0.73069 | 0
LCP_Inputs_ON_Electric_IEA_2023_05_05 | 2028 |  |  | Hydrogen |  | Capacity-Interconnection | FOM | 0 |  |  | H2 Pipeline - New | ON | MI |  | 0.73069 | 0
LCP_Inputs_ON_Electric_IEA_2023_05_05 | 2028 |  |  | Hydrogen |  | Capacity-Interconnection | FOM | 0 |  |  | H2 Pipeline - Repurposed | ON | MI |  | 0.73069 | 0
LCP_Inputs_ON_Electric_IEA_2023_05_05 | 2028 |  |  | Methane |  | Capacity-Interconnection | FOM | 0 |  |  | CH4 Pipeline | ON | NY |  | 0.73069 | 0
LCP_Inputs_ON_Electric_IEA_2023_05_05 | 2028 |  |  | Electricity |  | Capacity-Interconnection | FOM | 0 |  |  | Electricity Transmission Line | ON | NY |  | 0.73069 | 0
LCP_Inputs_ON_Electric_IEA_2023_05_05 | 2028 |  |  | Hydrogen |  | Capacity-Interconnection | FOM | 0 |  |  | H2 Pipeline - New | ON | NY |  | 0.73069 | 0
LCP_Inputs_ON_Electric_IEA_2023_05_05 | 2028 |  |  | Hydrogen |  | Capacity-Interconnection | FOM | 0 |  |  | H2 Pipeline - Repurposed | ON | NY |  | 0.73069 | 0
LCP_Inputs_ON_Electric_IEA_2023_05_05 | 2028 |  |  | Methane |  | Capacity-Intraconnection | FOM | 0 |  |  | CH4 Pipeline | ON | ON |  | 0.73069 | 0
LCP_Inputs_ON_Electric_IEA_2023_05_05 | 2028 |  |  | Electricity |  | Capacity-Intraconnection | FOM | 0 |  |  | Electricity Transmission Line | ON | ON |  | 0.73069 | 0
LCP_Inputs_ON_Electric_IEA_2023_05_05 | 2028 |  |  | Hydrogen |  | Capacity-Intraconnection | FOM | 0 |  |  | H2 Pipeline - New | ON | ON |  | 0.73069 | 0
LCP_Inputs_ON_Electric_IEA_2023_05_05 | 2028 |  |  | Hydrogen |  | Capacity-Intraconnection | FOM | 0 |  |  | H2 Pipeline - Repurposed | ON | ON |  | 0.73069 | 0
LCP_Inputs_ON_Electric_IEA_2023_05_05 | 2028 |  |  | Methane |  | Capacity-Interconnection | FOM | 0 |  |  | CH4 Pipeline | ON | PJ |  | 0.73069 | 0
LCP_Inputs_ON_Electric_IEA_2023_05_05 | 2028 |  |  | Electricity |  | Capacity-Interconnection | FOM | 0 |  |  | Electricity Transmission Line | ON | PJ |  | 0.73069 | 0
LCP_Inputs_ON_Electric_IEA_2023_05_05 | 2028 |  |  | Hydrogen |  | Capacity-Interconnection | FOM | 0 |  |  | H2 Pipeline - New | ON | PJ |  | 0.73069 | 0
LCP_Inputs_ON_Electric_IEA_2023_05_05 | 2028 |  |  | Hydrogen |  | Capacity-Interconnection | FOM | 0 |  |  | H2 Pipeline - Repurposed | ON | PJ |  | 0.73069 | 0
LCP_Inputs_ON_Electric_IEA_2023_05_05 | 2028 |  |  | Methane |  | Capacity-Interconnection | FOM | 0 |  |  | CH4 Pipeline | ON | QC |  | 0.73069 | 0
LCP_Inputs_ON_Electric_IEA_2023_05_05 | 2028 |  |  | Electricity |  | Capacity-Interconnection | FOM | 0 |  |  | Electricity Transmission Line | ON | QC |  | 0.73069 | 0
LCP_Inputs_ON_Electric_IEA_2023_05_05 | 2028 |  |  | Hydrogen |  | Capacity-Interconnection | FOM | 0 |  |  | H2 Pipeline - New | ON | QC |  | 0.73069 | 0
LCP_Inputs_ON_Electric_IEA_2023_05_05 | 2028 |  |  | Hydrogen |  | Capacity-Interconnection | FOM | 0 |  |  | H2 Pipeline - Repurposed | ON | QC |  | 0.73069 | 0
LCP_Inputs_ON_Electric_IEA_2023_05_05 | 2028 |  |  | Methane |  | Capacity-Interconnection | FOM | 0 |  |  | CH4 Pipeline | ON | WC |  | 0.73069 | 0
LCP_Inputs_ON_Electric_IEA_2023_05_05 | 2028 |  |  | Electricity |  | Capacity-Interconnection | FOM | 0 |  |  | Electricity Transmission Line | ON | WC |  | 0.73069 | 0
LCP_Inputs_ON_Electric_IEA_2023_05_05 | 2028 |  |  | Hydrogen |  | Capacity-Interconnection | FOM | 0 |  |  | H2 Pipeline - New | ON | WC |  | 0.73069 | 0
LCP_Inputs_ON_Electric_IEA_2023_05_05 | 2028 |  |  | Hydrogen |  | Capacity-Interconnection | FOM | 0 |  |  | H2 Pipeline - Repurposed | ON | WC |  | 0.73069 | 0
LCP_Inputs_ON_Electric_IEA_2023_05_05 | 2028 |  |  | Methane |  | Capacity-Intraconnection | FOM | 0 |  |  | CH4 Pipeline | PJ | PJ |  | 0.73069 | 0
LCP_Inputs_ON_Electric_IEA_2023_05_05 | 2028 |  |  | Electricity |  | Capacity-Intraconnection | FOM | 0 |  |  | Electricity Transmission Line | PJ | PJ |  | 0.73069 | 0
LCP_Inputs_ON_Electric_IEA_2023_05_05 | 2028 |  |  | Hydrogen |  | Capacity-Intraconnection | FOM | 0 |  |  | H2 Pipeline - New | PJ | PJ |  | 0.73069 | 0
LCP_Inputs_ON_Electric_IEA_2023_05_05 | 2028 |  |  | Hydrogen |  | Capacity-Intraconnection | FOM | 0 |  |  | H2 Pipeline - Repurposed | PJ | PJ |  | 0.73069 | 0
LCP_Inputs_ON_Electric_IEA_2023_05_05 | 2028 |  |  | Electricity |  | Capacity-Interconnection | FOM | 5859725.1515 |  |  | Electricity Transmission Line | QC | NY |  | 0.73069 | 4281643.7722
LCP_Inputs_ON_Electric_IEA_2023_05_05 | 2028 |  |  | Methane |  | Capacity-Intraconnection | FOM | 0 |  |  | CH4 Pipeline | QC | QC |  | 0.73069 | 0
LCP_Inputs_ON_Electric_IEA_2023_05_05 | 2028 |  |  | Electricity |  | Capacity-Intraconnection | FOM | 0 |  |  | Electricity Transmission Line | QC | QC |  | 0.73069 | 0
LCP_Inputs_ON_Electric_IEA_2023_05_05 | 2028 |  |  | Hydrogen |  | Capacity-Intraconnection | FOM | 0 |  |  | H2 Pipeline - New | QC | QC |  | 0.73069 | 0
LCP_Inputs_ON_Electric_IEA_2023_05_05 | 2028 |  |  | Hydrogen |  | Capacity-Intraconnection | FOM | 0 |  |  | H2 Pipeline - Repurposed | QC | QC |  | 0.73069 | 0
LCP_Inputs_ON_Electric_IEA_2023_05_05 | 2028 |  |  | Electricity |  | Capacity-Interconnection | FOM | 683014.7334 |  |  | Electricity Transmission Line | WC | MI |  | 0.73069 | 499072.1756
LCP_Inputs_ON_Electric_IEA_2023_05_05 | 2028 |  |  | Methane |  | Capacity-Intraconnection | FOM | 0 |  |  | CH4 Pipeline | WC | WC |  | 0.73069 | 0
LCP_Inputs_ON_Electric_IEA_2023_05_05 | 2028 |  |  | Electricity |  | Capacity-Intraconnection | FOM | 0 |  |  | Electricity Transmission Line | WC | WC |  | 0.73069 | 0
LCP_Inputs_ON_Electric_IEA_2023_05_05 | 2028 |  |  | Hydrogen |  | Capacity-Intraconnection | FOM | 0 |  |  | H2 Pipeline - New | WC | WC |  | 0.73069 | 0
LCP_Inputs_ON_Electric_IEA_2023_05_05 | 2028 |  |  | Hydrogen |  | Capacity-Intraconnection | FOM | 0 |  |  | H2 Pipeline - Repurposed | WC | WC |  | 0.73069 | 0
LCP_Inputs_ON_Electric_IEA_2023_05_05 | 2029 |  |  | Methane |  | Capacity-Intraconnection | FOM | 0 |  |  | CH4 Pipeline | MI | MI |  | 0.70259 | 0
LCP_Inputs_ON_Electric_IEA_2023_05_05 | 2029 |  |  | Electricity |  | Capacity-Intraconnection | FOM | 0 |  |  | Electricity Transmission Line | MI | MI |  | 0.70259 | 0
LCP_Inputs_ON_Electric_IEA_2023_05_05 | 2029 |  |  | Hydrogen |  | Capacity-Intraconnection | FOM | 0 |  |  | H2 Pipeline - New | MI | MI |  | 0.70259 | 0
LCP_Inputs_ON_Electric_IEA_2023_05_05 | 2029 |  |  | Hydrogen |  | Capacity-Intraconnection | FOM | 0 |  |  | H2 Pipeline - Repurposed | MI | MI |  | 0.70259 | 0
LCP_Inputs_ON_Electric_IEA_2023_05_05 | 2029 |  |  | Methane |  | Capacity-Intraconnection | FOM | 0 |  |  | CH4 Pipeline | NY | NY |  | 0.70259 | 0
LCP_Inputs_ON_Electric_IEA_2023_05_05 | 2029 |  |  | Electricity |  | Capacity-Intraconnection | FOM | 0 |  |  | Electricity Transmission Line | NY | NY |  | 0.70259 | 0
LCP_Inputs_ON_Electric_IEA_2023_05_05 | 2029 |  |  | Hydrogen |  | Capacity-Intraconnection | FOM | 0 |  |  | H2 Pipeline - New | NY | NY |  | 0.70259 | 0
LCP_Inputs_ON_Electric_IEA_2023_05_05 | 2029 |  |  | Hydrogen |  | Capacity-Intraconnection | FOM | 0 |  |  | H2 Pipeline - Repurposed | NY | NY |  | 0.70259 | 0
LCP_Inputs_ON_Electric_IEA_2023_05_05 | 2029 |  |  | Methane |  | Capacity-Interconnection | FOM | 0 |  |  | CH4 Pipeline | ON | MI |  | 0.70259 | 0
LCP_Inputs_ON_Electric_IEA_2023_05_05 | 2029 |  |  | Electricity |  | Capacity-Interconnection | FOM | 0 |  |  | Electricity Transmission Line | ON | MI |  | 0.70259 | 0
LCP_Inputs_ON_Electric_IEA_2023_05_05 | 2029 |  |  | Hydrogen |  | Capacity-Interconnection | FOM | 0 |  |  | H2 Pipeline - New | ON | MI |  | 0.70259 | 0
LCP_Inputs_ON_Electric_IEA_2023_05_05 | 2029 |  |  | Hydrogen |  | Capacity-Interconnection | FOM | 0 |  |  | H2 Pipeline - Repurposed | ON | MI |  | 0.70259 | 0
LCP_Inputs_ON_Electric_IEA_2023_05_05 | 2029 |  |  | Methane |  | Capacity-Interconnection | FOM | 0 |  |  | CH4 Pipeline | ON | NY |  | 0.70259 | 0
LCP_Inputs_ON_Electric_IEA_2023_05_05 | 2029 |  |  | Electricity |  | Capacity-Interconnection | FOM | 0 |  |  | Electricity Transmission Line | ON | NY |  | 0.70259 | 0
LCP_Inputs_ON_Electric_IEA_2023_05_05 | 2029 |  |  | Hydrogen |  | Capacity-Interconnection | FOM | 0 |  |  | H2 Pipeline - New | ON | NY |  | 0.70259 | 0
LCP_Inputs_ON_Electric_IEA_2023_05_05 | 2029 |  |  | Hydrogen |  | Capacity-Interconnection | FOM | 0 |  |  | H2 Pipeline - Repurposed | ON | NY |  | 0.70259 | 0
LCP_Inputs_ON_Electric_IEA_2023_05_05 | 2029 |  |  | Methane |  | Capacity-Intraconnection | FOM | 0 |  |  | CH4 Pipeline | ON | ON |  | 0.70259 | 0
LCP_Inputs_ON_Electric_IEA_2023_05_05 | 2029 |  |  | Electricity |  | Capacity-Intraconnection | FOM | 0 |  |  | Electricity Transmission Line | ON | ON |  | 0.70259 | 0
LCP_Inputs_ON_Electric_IEA_2023_05_05 | 2029 |  |  | Hydrogen |  | Capacity-Intraconnection | FOM | 0 |  |  | H2 Pipeline - New | ON | ON |  | 0.70259 | 0
LCP_Inputs_ON_Electric_IEA_2023_05_05 | 2029 |  |  | Hydrogen |  | Capacity-Intraconnection | FOM | 0 |  |  | H2 Pipeline - Repurposed | ON | ON |  | 0.70259 | 0
LCP_Inputs_ON_Electric_IEA_2023_05_05 | 2029 |  |  | Methane |  | Capacity-Interconnection | FOM | 0 |  |  | CH4 Pipeline | ON | PJ |  | 0.70259 | 0
LCP_Inputs_ON_Electric_IEA_2023_05_05 | 2029 |  |  | Electricity |  | Capacity-Interconnection | FOM | 0 |  |  | Electricity Transmission Line | ON | PJ |  | 0.70259 | 0
LCP_Inputs_ON_Electric_IEA_2023_05_05 | 2029 |  |  | Hydrogen |  | Capacity-Interconnection | FOM | 0 |  |  | H2 Pipeline - New | ON | PJ |  | 0.70259 | 0
LCP_Inputs_ON_Electric_IEA_2023_05_05 | 2029 |  |  | Hydrogen |  | Capacity-Interconnection | FOM | 0 |  |  | H2 Pipeline - Repurposed | ON | PJ |  | 0.70259 | 0
LCP_Inputs_ON_Electric_IEA_2023_05_05 | 2029 |  |  | Methane |  | Capacity-Interconnection | FOM | 0 |  |  | CH4 Pipeline | ON | QC |  | 0.70259 | 0
LCP_Inputs_ON_Electric_IEA_2023_05_05 | 2029 |  |  | Electricity |  | Capacity-Interconnection | FOM | 0 |  |  | Electricity Transmission Line | ON | QC |  | 0.70259 | 0
LCP_Inputs_ON_Electric_IEA_2023_05_05 | 2029 |  |  | Hydrogen |  | Capacity-Interconnection | FOM | 0 |  |  | H2 Pipeline - New | ON | QC |  | 0.70259 | 0
LCP_Inputs_ON_Electric_IEA_2023_05_05 | 2029 |  |  | Hydrogen |  | Capacity-Interconnection | FOM | 0 |  |  | H2 Pipeline - Repurposed | ON | QC |  | 0.70259 | 0
LCP_Inputs_ON_Electric_IEA_2023_05_05 | 2029 |  |  | Methane |  | Capacity-Interconnection | FOM | 0 |  |  | CH4 Pipeline | ON | WC |  | 0.70259 | 0
LCP_Inputs_ON_Electric_IEA_2023_05_05 | 2029 |  |  | Electricity |  | Capacity-Interconnection | FOM | 0 |  |  | Electricity Transmission Line | ON | WC |  | 0.70259 | 0
LCP_Inputs_ON_Electric_IEA_2023_05_05 | 2029 |  |  | Hydrogen |  | Capacity-Interconnection | FOM | 0 |  |  | H2 Pipeline - New | ON | WC |  | 0.70259 | 0
LCP_Inputs_ON_Electric_IEA_2023_05_05 | 2029 |  |  | Hydrogen |  | Capacity-Interconnection | FOM | 0 |  |  | H2 Pipeline - Repurposed | ON | WC |  | 0.70259 | 0
LCP_Inputs_ON_Electric_IEA_2023_05_05 | 2029 |  |  | Methane |  | Capacity-Intraconnection | FOM | 0 |  |  | CH4 Pipeline | PJ | PJ |  | 0.70259 | 0
LCP_Inputs_ON_Electric_IEA_2023_05_05 | 2029 |  |  | Electricity |  | Capacity-Intraconnection | FOM | 0 |  |  | Electricity Transmission Line | PJ | PJ |  | 0.70259 | 0
LCP_Inputs_ON_Electric_IEA_2023_05_05 | 2029 |  |  | Hydrogen |  | Capacity-Intraconnection | FOM | 0 |  |  | H2 Pipeline - New | PJ | PJ |  | 0.70259 | 0
LCP_Inputs_ON_Electric_IEA_2023_05_05 | 2029 |  |  | Hydrogen |  | Capacity-Intraconnection | FOM | 0 |  |  | H2 Pipeline - Repurposed | PJ | PJ |  | 0.70259 | 0
LCP_Inputs_ON_Electric_IEA_2023_05_05 | 2029 |  |  | Electricity |  | Capacity-Interconnection | FOM | 5859725.1515 |  |  | Electricity Transmission Line | QC | NY |  | 0.70259 | 4116965.1656
LCP_Inputs_ON_Electric_IEA_2023_05_05 | 2029 |  |  | Methane |  | Capacity-Intraconnection | FOM | 0 |  |  | CH4 Pipeline | QC | QC |  | 0.70259 | 0
LCP_Inputs_ON_Electric_IEA_2023_05_05 | 2029 |  |  | Electricity |  | Capacity-Intraconnection | FOM | 0 |  |  | Electricity Transmission Line | QC | QC |  | 0.70259 | 0
LCP_Inputs_ON_Electric_IEA_2023_05_05 | 2029 |  |  | Hydrogen |  | Capacity-Intraconnection | FOM | 0 |  |  | H2 Pipeline - New | QC | QC |  | 0.70259 | 0
LCP_Inputs_ON_Electric_IEA_2023_05_05 | 2029 |  |  | Hydrogen |  | Capacity-Intraconnection | FOM | 0 |  |  | H2 Pipeline - Repurposed | QC | QC |  | 0.70259 | 0
LCP_Inputs_ON_Electric_IEA_2023_05_05 | 2029 |  |  | Electricity |  | Capacity-Interconnection | FOM | 683014.7334 |  |  | Electricity Transmission Line | WC | MI |  | 0.70259 | 479877.0919
LCP_Inputs_ON_Electric_IEA_2023_05_05 | 2029 |  |  | Methane |  | Capacity-Intraconnection | FOM | 0 |  |  | CH4 Pipeline | WC | WC |  | 0.70259 | 0
LCP_Inputs_ON_Electric_IEA_2023_05_05 | 2029 |  |  | Electricity |  | Capacity-Intraconnection | FOM | 0 |  |  | Electricity Transmission Line | WC | WC |  | 0.70259 | 0
LCP_Inputs_ON_Electric_IEA_2023_05_05 | 2029 |  |  | Hydrogen |  | Capacity-Intraconnection | FOM | 0 |  |  | H2 Pipeline - New | WC | WC |  | 0.70259 | 0
LCP_Inputs_ON_Electric_IEA_2023_05_05 | 2029 |  |  | Hydrogen |  | Capacity-Intraconnection | FOM | 0 |  |  | H2 Pipeline - Repurposed | WC | WC |  | 0.70259 | 0
LCP_Inputs_ON_Electric_IEA_2023_05_05 | 2030 |  |  | Methane |  | Capacity-Intraconnection | CONE | 0 |  |  | CH4 Pipeline | MI | MI |  | 0.67556 | 0
LCP_Inputs_ON_Electric_IEA_2023_05_05 | 2030 |  |  | Methane |  | Capacity-Intraconnection | FOM | 0 |  |  | CH4 Pipeline | MI | MI |  | 0.67556 | 0
LCP_Inputs_ON_Electric_IEA_2023_05_05 | 2030 |  |  | Electricity |  | Capacity-Intraconnection | CONE | 0 |  |  | Electricity Transmission Line | MI | MI |  | 0.67556 | 0
LCP_Inputs_ON_Electric_IEA_2023_05_05 | 2030 |  |  | Electricity |  | Capacity-Intraconnection | FOM | 0 |  |  | Electricity Transmission Line | MI | MI |  | 0.67556 | 0
LCP_Inputs_ON_Electric_IEA_2023_05_05 | 2030 |  |  | Hydrogen |  | Capacity-Intraconnection | CONE | 0 |  |  | H2 Pipeline - New | MI | MI |  | 0.67556 | 0
LCP_Inputs_ON_Electric_IEA_2023_05_05 | 2030 |  |  | Hydrogen |  | Capacity-Intraconnection | FOM | 0 |  |  | H2 Pipeline - New | MI | MI |  | 0.67556 | 0
LCP_Inputs_ON_Electric_IEA_2023_05_05 | 2030 |  |  | Hydrogen |  | Capacity-Intraconnection | CONE | 0 |  |  | H2 Pipeline - Repurposed | MI | MI |  | 0.67556 | 0
LCP_Inputs_ON_Electric_IEA_2023_05_05 | 2030 |  |  | Hydrogen |  | Capacity-Intraconnection | FOM | 0 |  |  | H2 Pipeline - Repurposed | MI | MI |  | 0.67556 | 0
LCP_Inputs_ON_Electric_IEA_2023_05_05 | 2030 |  |  | Methane |  | Capacity-Intraconnection | CONE | 0 |  |  | CH4 Pipeline | NY | NY |  | 0.67556 | 0
LCP_Inputs_ON_Electric_IEA_2023_05_05 | 2030 |  |  | Methane |  | Capacity-Intraconnection | FOM | 0 |  |  | CH4 Pipeline | NY | NY |  | 0.67556 | 0
LCP_Inputs_ON_Electric_IEA_2023_05_05 | 2030 |  |  | Electricity |  | Capacity-Intraconnection | CONE | 0 |  |  | Electricity Transmission Line | NY | NY |  | 0.67556 | 0
LCP_Inputs_ON_Electric_IEA_2023_05_05 | 2030 |  |  | Electricity |  | Capacity-Intraconnection | FOM | 0 |  |  | Electricity Transmission Line | NY | NY |  | 0.67556 | 0
LCP_Inputs_ON_Electric_IEA_2023_05_05 | 2030 |  |  | Hydrogen |  | Capacity-Intraconnection | CONE | 0 |  |  | H2 Pipeline - New | NY | NY |  | 0.67556 | 0
LCP_Inputs_ON_Electric_IEA_2023_05_05 | 2030 |  |  | Hydrogen |  | Capacity-Intraconnection | FOM | 0 |  |  | H2 Pipeline - New | NY | NY |  | 0.67556 | 0
LCP_Inputs_ON_Electric_IEA_2023_05_05 | 2030 |  |  | Hydrogen |  | Capacity-Intraconnection | CONE | 0 |  |  | H2 Pipeline - Repurposed | NY | NY |  | 0.67556 | 0
LCP_Inputs_ON_Electric_IEA_2023_05_05 | 2030 |  |  | Hydrogen |  | Capacity-Intraconnection | FOM | 0 |  |  | H2 Pipeline - Repurposed | NY | NY |  | 0.67556 | 0
LCP_Inputs_ON_Electric_IEA_2023_05_05 | 2030 |  |  | Methane |  | Capacity-Interconnection | CONE | 0 |  |  | CH4 Pipeline | ON | MI |  | 0.67556 | 0
LCP_Inputs_ON_Electric_IEA_2023_05_05 | 2030 |  |  | Methane |  | Capacity-Interconnection | FOM | 0 |  |  | CH4 Pipeline | ON | MI |  | 0.67556 | 0
LCP_Inputs_ON_Electric_IEA_2023_05_05 | 2030 |  |  | Electricity |  | Capacity-Interconnection | CONE | 84656250 |  |  | Electricity Transmission Line | ON | MI |  | 0.67556 | 57190729.1672
LCP_Inputs_ON_Electric_IEA_2023_05_05 | 2030 |  |  | Electricity |  | Capacity-Interconnection | FOM | 2821875 |  |  | Electricity Transmission Line | ON | MI |  | 0.67556 | 1906357.6389
LCP_Inputs_ON_Electric_IEA_2023_05_05 | 2030 |  |  | Hydrogen |  | Capacity-Interconnection | CONE | 0 |  |  | H2 Pipeline - New | ON | MI |  | 0.67556 | 0
LCP_Inputs_ON_Electric_IEA_2023_05_05 | 2030 |  |  | Hydrogen |  | Capacity-Interconnection | FOM | 0 |  |  | H2 Pipeline - New | ON | MI |  | 0.67556 | 0
LCP_Inputs_ON_Electric_IEA_2023_05_05 | 2030 |  |  | Hydrogen |  | Capacity-Interconnection | CONE | 0 |  |  | H2 Pipeline - Repurposed | ON | MI |  | 0.67556 | 0
LCP_Inputs_ON_Electric_IEA_2023_05_05 | 2030 |  |  | Hydrogen |  | Capacity-Interconnection | FOM | 0 |  |  | H2 Pipeline - Repurposed | ON | MI |  | 0.67556 | 0
LCP_Inputs_ON_Electric_IEA_2023_05_05 | 2030 |  |  | Methane |  | Capacity-Interconnection | CONE | 0 |  |  | CH4 Pipeline | ON | NY |  | 0.67556 | 0
LCP_Inputs_ON_Electric_IEA_2023_05_05 | 2030 |  |  | Methane |  | Capacity-Interconnection | FOM | 0 |  |  | CH4 Pipeline | ON | NY |  | 0.67556 | 0
LCP_Inputs_ON_Electric_IEA_2023_05_05 | 2030 |  |  | Electricity |  | Capacity-Interconnection | CONE | 84656250 |  |  | Electricity Transmission Line | ON | NY |  | 0.67556 | 57190729.1672
LCP_Inputs_ON_Electric_IEA_2023_05_05 | 2030 |  |  | Electricity |  | Capacity-Interconnection | FOM | 2821875 |  |  | Electricity Transmission Line | ON | NY |  | 0.67556 | 1906357.6389
LCP_Inputs_ON_Electric_IEA_2023_05_05 | 2030 |  |  | Hydrogen |  | Capacity-Interconnection | CONE | 0 |  |  | H2 Pipeline - New | ON | NY |  | 0.67556 | 0
LCP_Inputs_ON_Electric_IEA_2023_05_05 | 2030 |  |  | Hydrogen |  | Capacity-Interconnection | FOM | 0 |  |  | H2 Pipeline - New | ON | NY |  | 0.67556 | 0
LCP_Inputs_ON_Electric_IEA_2023_05_05 | 2030 |  |  | Hydrogen |  | Capacity-Interconnection | CONE | 0 |  |  | H2 Pipeline - Repurposed | ON | NY |  | 0.67556 | 0
LCP_Inputs_ON_Electric_IEA_2023_05_05 | 2030 |  |  | Hydrogen |  | Capacity-Interconnection | FOM | 0 |  |  | H2 Pipeline - Repurposed | ON | NY |  | 0.67556 | 0
LCP_Inputs_ON_Electric_IEA_2023_05_05 | 2030 |  |  | Methane |  | Capacity-Intraconnection | CONE | 0 |  |  | CH4 Pipeline | ON | ON |  | 0.67556 | 0
LCP_Inputs_ON_Electric_IEA_2023_05_05 | 2030 |  |  | Methane |  | Capacity-Intraconnection | FOM | 0 |  |  | CH4 Pipeline | ON | ON |  | 0.67556 | 0
LCP_Inputs_ON_Electric_IEA_2023_05_05 | 2030 |  |  | Electricity |  | Capacity-Intraconnection | CONE | 946751801.1913 |  |  | Electricity Transmission Line | ON | ON |  | 0.67556 | 639591593.6561
LCP_Inputs_ON_Electric_IEA_2023_05_05 | 2030 |  |  | Electricity |  | Capacity-Intraconnection | FOM | 0 |  |  | Electricity Transmission Line | ON | ON |  | 0.67556 | 0
LCP_Inputs_ON_Electric_IEA_2023_05_05 | 2030 |  |  | Hydrogen |  | Capacity-Intraconnection | CONE | 0 |  |  | H2 Pipeline - New | ON | ON |  | 0.67556 | 0
LCP_Inputs_ON_Electric_IEA_2023_05_05 | 2030 |  |  | Hydrogen |  | Capacity-Intraconnection | FOM | 0 |  |  | H2 Pipeline - New | ON | ON |  | 0.67556 | 0
LCP_Inputs_ON_Electric_IEA_2023_05_05 | 2030 |  |  | Hydrogen |  | Capacity-Intraconnection | CONE | 23605582.0234 |  |  | H2 Pipeline - Repurposed | ON | ON |  | 0.67556 | 15947085.3993
LCP_Inputs_ON_Electric_IEA_2023_05_05 | 2030 |  |  | Hydrogen |  | Capacity-Intraconnection | FOM | 0 |  |  | H2 Pipeline - Repurposed | ON | ON |  | 0.67556 | 0
LCP_Inputs_ON_Electric_IEA_2023_05_05 | 2030 |  |  | Methane |  | Capacity-Interconnection | CONE | 0 |  |  | CH4 Pipeline | ON | PJ |  | 0.67556 | 0
LCP_Inputs_ON_Electric_IEA_2023_05_05 | 2030 |  |  | Methane |  | Capacity-Interconnection | FOM | 0 |  |  | CH4 Pipeline | ON | PJ |  | 0.67556 | 0
LCP_Inputs_ON_Electric_IEA_2023_05_05 | 2030 |  |  | Electricity |  | Capacity-Interconnection | CONE | 0 |  |  | Electricity Transmission Line | ON | PJ |  | 0.67556 | 0
LCP_Inputs_ON_Electric_IEA_2023_05_05 | 2030 |  |  | Electricity |  | Capacity-Interconnection | FOM | 0 |  |  | Electricity Transmission Line | ON | PJ |  | 0.67556 | 0
LCP_Inputs_ON_Electric_IEA_2023_05_05 | 2030 |  |  | Hydrogen |  | Capacity-Interconnection | CONE | 0 |  |  | H2 Pipeline - New | ON | PJ |  | 0.67556 | 0
LCP_Inputs_ON_Electric_IEA_2023_05_05 | 2030 |  |  | Hydrogen |  | Capacity-Interconnection | FOM | 0 |  |  | H2 Pipeline - New | ON | PJ |  | 0.67556 | 0
LCP_Inputs_ON_Electric_IEA_2023_05_05 | 2030 |  |  | Hydrogen |  | Capacity-Interconnection | CONE | 0 |  |  | H2 Pipeline - Repurposed | ON | PJ |  | 0.67556 | 0
LCP_Inputs_ON_Electric_IEA_2023_05_05 | 2030 |  |  | Hydrogen |  | Capacity-Interconnection | FOM | 0 |  |  | H2 Pipeline - Repurposed | ON | PJ |  | 0.67556 | 0
LCP_Inputs_ON_Electric_IEA_2023_05_05 | 2030 |  |  | Methane |  | Capacity-Interconnection | CONE | 0 |  |  | CH4 Pipeline | ON | QC |  | 0.67556 | 0
LCP_Inputs_ON_Electric_IEA_2023_05_05 | 2030 |  |  | Methane |  | Capacity-Interconnection | FOM | 0 |  |  | CH4 Pipeline | ON | QC |  | 0.67556 | 0
LCP_Inputs_ON_Electric_IEA_2023_05_05 | 2030 |  |  | Electricity |  | Capacity-Interconnection | CONE | 118518750 |  |  | Electricity Transmission Line | ON | QC |  | 0.67556 | 80067020.834
LCP_Inputs_ON_Electric_IEA_2023_05_05 | 2030 |  |  | Electricity |  | Capacity-Interconnection | FOM | 3950625 |  |  | Electricity Transmission Line | ON | QC |  | 0.67556 | 2668900.6945
LCP_Inputs_ON_Electric_IEA_2023_05_05 | 2030 |  |  | Hydrogen |  | Capacity-Interconnection | CONE | 0 |  |  | H2 Pipeline - New | ON | QC |  | 0.67556 | 0
LCP_Inputs_ON_Electric_IEA_2023_05_05 | 2030 |  |  | Hydrogen |  | Capacity-Interconnection | FOM | 0 |  |  | H2 Pipeline - New | ON | QC |  | 0.67556 | 0
LCP_Inputs_ON_Electric_IEA_2023_05_05 | 2030 |  |  | Hydrogen |  | Capacity-Interconnection | CONE | 0 |  |  | H2 Pipeline - Repurposed | ON | QC |  | 0.67556 | 0
LCP_Inputs_ON_Electric_IEA_2023_05_05 | 2030 |  |  | Hydrogen |  | Capacity-Interconnection | FOM | 0 |  |  | H2 Pipeline - Repurposed | ON | QC |  | 0.67556 | 0
LCP_Inputs_ON_Electric_IEA_2023_05_05 | 2030 |  |  | Methane |  | Capacity-Interconnection | CONE | 0 |  |  | CH4 Pipeline | ON | WC |  | 0.67556 | 0
LCP_Inputs_ON_Electric_IEA_2023_05_05 | 2030 |  |  | Methane |  | Capacity-Interconnection | FOM | 0 |  |  | CH4 Pipeline | ON | WC |  | 0.67556 | 0
LCP_Inputs_ON_Electric_IEA_2023_05_05 | 2030 |  |  | Electricity |  | Capacity-Interconnection | CONE | 338625000 |  |  | Electricity Transmission Line | ON | WC |  | 0.67556 | 228762916.6686
LCP_Inputs_ON_Electric_IEA_2023_05_05 | 2030 |  |  | Electricity |  | Capacity-Interconnection | FOM | 11287500 |  |  | Electricity Transmission Line | ON | WC |  | 0.67556 | 7625430.5556
LCP_Inputs_ON_Electric_IEA_2023_05_05 | 2030 |  |  | Hydrogen |  | Capacity-Interconnection | CONE | 0 |  |  | H2 Pipeline - New | ON | WC |  | 0.67556 | 0
LCP_Inputs_ON_Electric_IEA_2023_05_05 | 2030 |  |  | Hydrogen |  | Capacity-Interconnection | FOM | 0 |  |  | H2 Pipeline - New | ON | WC |  | 0.67556 | 0
LCP_Inputs_ON_Electric_IEA_2023_05_05 | 2030 |  |  | Hydrogen |  | Capacity-Interconnection | CONE | 0 |  |  | H2 Pipeline - Repurposed | ON | WC |  | 0.67556 | 0
LCP_Inputs_ON_Electric_IEA_2023_05_05 | 2030 |  |  | Hydrogen |  | Capacity-Interconnection | FOM | 0 |  |  | H2 Pipeline - Repurposed | ON | WC |  | 0.67556 | 0
LCP_Inputs_ON_Electric_IEA_2023_05_05 | 2030 |  |  | Methane |  | Capacity-Intraconnection | CONE | 0 |  |  | CH4 Pipeline | PJ | PJ |  | 0.67556 | 0
LCP_Inputs_ON_Electric_IEA_2023_05_05 | 2030 |  |  | Methane |  | Capacity-Intraconnection | FOM | 0 |  |  | CH4 Pipeline | PJ | PJ |  | 0.67556 | 0
LCP_Inputs_ON_Electric_IEA_2023_05_05 | 2030 |  |  | Electricity |  | Capacity-Intraconnection | CONE | 0 |  |  | Electricity Transmission Line | PJ | PJ |  | 0.67556 | 0
LCP_Inputs_ON_Electric_IEA_2023_05_05 | 2030 |  |  | Electricity |  | Capacity-Intraconnection | FOM | 0 |  |  | Electricity Transmission Line | PJ | PJ |  | 0.67556 | 0
LCP_Inputs_ON_Electric_IEA_2023_05_05 | 2030 |  |  | Hydrogen |  | Capacity-Intraconnection | CONE | 0 |  |  | H2 Pipeline - New | PJ | PJ |  | 0.67556 | 0
LCP_Inputs_ON_Electric_IEA_2023_05_05 | 2030 |  |  | Hydrogen |  | Capacity-Intraconnection | FOM | 0 |  |  | H2 Pipeline - New | PJ | PJ |  | 0.67556 | 0
LCP_Inputs_ON_Electric_IEA_2023_05_05 | 2030 |  |  | Hydrogen |  | Capacity-Intraconnection | CONE | 0 |  |  | H2 Pipeline - Repurposed | PJ | PJ |  | 0.67556 | 0
LCP_Inputs_ON_Electric_IEA_2023_05_05 | 2030 |  |  | Hydrogen |  | Capacity-Intraconnection | FOM | 0 |  |  | H2 Pipeline - Repurposed | PJ | PJ |  | 0.67556 | 0
LCP_Inputs_ON_Electric_IEA_2023_05_05 | 2030 |  |  | Electricity |  | Capacity-Interconnection | CONE | 176445628.4437 |  |  | Electricity Transmission Line | QC | NY |  | 0.67556 | 119200344.3225
LCP_Inputs_ON_Electric_IEA_2023_05_05 | 2030 |  |  | Electricity |  | Capacity-Interconnection | FOM | 11741246.0996 |  |  | Electricity Transmission Line | QC | NY |  | 0.67556 | 7931965.1623
LCP_Inputs_ON_Electric_IEA_2023_05_05 | 2030 |  |  | Methane |  | Capacity-Intraconnection | CONE | 0 |  |  | CH4 Pipeline | QC | QC |  | 0.67556 | 0
LCP_Inputs_ON_Electric_IEA_2023_05_05 | 2030 |  |  | Methane |  | Capacity-Intraconnection | FOM | 0 |  |  | CH4 Pipeline | QC | QC |  | 0.67556 | 0
LCP_Inputs_ON_Electric_IEA_2023_05_05 | 2030 |  |  | Electricity |  | Capacity-Intraconnection | CONE | 0 |  |  | Electricity Transmission Line | QC | QC |  | 0.67556 | 0
LCP_Inputs_ON_Electric_IEA_2023_05_05 | 2030 |  |  | Electricity |  | Capacity-Intraconnection | FOM | 0 |  |  | Electricity Transmission Line | QC | QC |  | 0.67556 | 0
LCP_Inputs_ON_Electric_IEA_2023_05_05 | 2030 |  |  | Hydrogen |  | Capacity-Intraconnection | CONE | 0 |  |  | H2 Pipeline - New | QC | QC |  | 0.67556 | 0
LCP_Inputs_ON_Electric_IEA_2023_05_05 | 2030 |  |  | Hydrogen |  | Capacity-Intraconnection | FOM | 0 |  |  | H2 Pipeline - New | QC | QC |  | 0.67556 | 0
LCP_Inputs_ON_Electric_IEA_2023_05_05 | 2030 |  |  | Hydrogen |  | Capacity-Intraconnection | CONE | 0 |  |  | H2 Pipeline - Repurposed | QC | QC |  | 0.67556 | 0
LCP_Inputs_ON_Electric_IEA_2023_05_05 | 2030 |  |  | Hydrogen |  | Capacity-Intraconnection | FOM | 0 |  |  | H2 Pipeline - Repurposed | QC | QC |  | 0.67556 | 0
LCP_Inputs_ON_Electric_IEA_2023_05_05 | 2030 |  |  | Electricity |  | Capacity-Interconnection | CONE | 0 |  |  | Electricity Transmission Line | WC | MI |  | 0.67556 | 0
LCP_Inputs_ON_Electric_IEA_2023_05_05 | 2030 |  |  | Electricity |  | Capacity-Interconnection | FOM | 683014.7334 |  |  | Electricity Transmission Line | WC | MI |  | 0.67556 | 461420.2807
LCP_Inputs_ON_Electric_IEA_2023_05_05 | 2030 |  |  | Methane |  | Capacity-Intraconnection | CONE | 0 |  |  | CH4 Pipeline | WC | WC |  | 0.67556 | 0
LCP_Inputs_ON_Electric_IEA_2023_05_05 | 2030 |  |  | Methane |  | Capacity-Intraconnection | FOM | 0 |  |  | CH4 Pipeline | WC | WC |  | 0.67556 | 0
LCP_Inputs_ON_Electric_IEA_2023_05_05 | 2030 |  |  | Electricity |  | Capacity-Intraconnection | CONE | 0 |  |  | Electricity Transmission Line | WC | WC |  | 0.67556 | 0
LCP_Inputs_ON_Electric_IEA_2023_05_05 | 2030 |  |  | Electricity |  | Capacity-Intraconnection | FOM | 0 |  |  | Electricity Transmission Line | WC | WC |  | 0.67556 | 0
LCP_Inputs_ON_Electric_IEA_2023_05_05 | 2030 |  |  | Hydrogen |  | Capacity-Intraconnection | CONE | 0 |  |  | H2 Pipeline - New | WC | WC |  | 0.67556 | 0
LCP_Inputs_ON_Electric_IEA_2023_05_05 | 2030 |  |  | Hydrogen |  | Capacity-Intraconnection | FOM | 0 |  |  | H2 Pipeline - New | WC | WC |  | 0.67556 | 0
LCP_Inputs_ON_Electric_IEA_2023_05_05 | 2030 |  |  | Hydrogen |  | Capacity-Intraconnection | CONE | 0 |  |  | H2 Pipeline - Repurposed | WC | WC |  | 0.67556 | 0
LCP_Inputs_ON_Electric_IEA_2023_05_05 | 2030 |  |  | Hydrogen |  | Capacity-Intraconnection | FOM | 0 |  |  | H2 Pipeline - Repurposed | WC | WC |  | 0.67556 | 0
LCP_Inputs_ON_Electric_IEA_2023_05_05 | 2031 |  |  | Methane |  | Capacity-Intraconnection | FOM | 0 |  |  | CH4 Pipeline | MI | MI |  | 0.64958 | 0
LCP_Inputs_ON_Electric_IEA_2023_05_05 | 2031 |  |  | Electricity |  | Capacity-Intraconnection | FOM | 0 |  |  | Electricity Transmission Line | MI | MI |  | 0.64958 | 0
LCP_Inputs_ON_Electric_IEA_2023_05_05 | 2031 |  |  | Hydrogen |  | Capacity-Intraconnection | FOM | 0 |  |  | H2 Pipeline - New | MI | MI |  | 0.64958 | 0
LCP_Inputs_ON_Electric_IEA_2023_05_05 | 2031 |  |  | Hydrogen |  | Capacity-Intraconnection | FOM | 0 |  |  | H2 Pipeline - Repurposed | MI | MI |  | 0.64958 | 0
LCP_Inputs_ON_Electric_IEA_2023_05_05 | 2031 |  |  | Methane |  | Capacity-Intraconnection | FOM | 0 |  |  | CH4 Pipeline | NY | NY |  | 0.64958 | 0
LCP_Inputs_ON_Electric_IEA_2023_05_05 | 2031 |  |  | Electricity |  | Capacity-Intraconnection | FOM | 0 |  |  | Electricity Transmission Line | NY | NY |  | 0.64958 | 0
LCP_Inputs_ON_Electric_IEA_2023_05_05 | 2031 |  |  | Hydrogen |  | Capacity-Intraconnection | FOM | 0 |  |  | H2 Pipeline - New | NY | NY |  | 0.64958 | 0
LCP_Inputs_ON_Electric_IEA_2023_05_05 | 2031 |  |  | Hydrogen |  | Capacity-Intraconnection | FOM | 0 |  |  | H2 Pipeline - Repurposed | NY | NY |  | 0.64958 | 0
LCP_Inputs_ON_Electric_IEA_2023_05_05 | 2031 |  |  | Methane |  | Capacity-Interconnection | FOM | 0 |  |  | CH4 Pipeline | ON | MI |  | 0.64958 | 0
LCP_Inputs_ON_Electric_IEA_2023_05_05 | 2031 |  |  | Electricity |  | Capacity-Interconnection | FOM | 2821875 |  |  | Electricity Transmission Line | ON | MI |  | 0.64958 | 1833036.1913
LCP_Inputs_ON_Electric_IEA_2023_05_05 | 2031 |  |  | Hydrogen |  | Capacity-Interconnection | FOM | 0 |  |  | H2 Pipeline - New | ON | MI |  | 0.64958 | 0
LCP_Inputs_ON_Electric_IEA_2023_05_05 | 2031 |  |  | Hydrogen |  | Capacity-Interconnection | FOM | 0 |  |  | H2 Pipeline - Repurposed | ON | MI |  | 0.64958 | 0
LCP_Inputs_ON_Electric_IEA_2023_05_05 | 2031 |  |  | Methane |  | Capacity-Interconnection | FOM | 0 |  |  | CH4 Pipeline | ON | NY |  | 0.64958 | 0
LCP_Inputs_ON_Electric_IEA_2023_05_05 | 2031 |  |  | Electricity |  | Capacity-Interconnection | FOM | 2821875 |  |  | Electricity Transmission Line | ON | NY |  | 0.64958 | 1833036.1913
LCP_Inputs_ON_Electric_IEA_2023_05_05 | 2031 |  |  | Hydrogen |  | Capacity-Interconnection | FOM | 0 |  |  | H2 Pipeline - New | ON | NY |  | 0.64958 | 0
LCP_Inputs_ON_Electric_IEA_2023_05_05 | 2031 |  |  | Hydrogen |  | Capacity-Interconnection | FOM | 0 |  |  | H2 Pipeline - Repurposed | ON | NY |  | 0.64958 | 0
LCP_Inputs_ON_Electric_IEA_2023_05_05 | 2031 |  |  | Methane |  | Capacity-Intraconnection | FOM | 0 |  |  | CH4 Pipeline | ON | ON |  | 0.64958 | 0
LCP_Inputs_ON_Electric_IEA_2023_05_05 | 2031 |  |  | Electricity |  | Capacity-Intraconnection | FOM | 0 |  |  | Electricity Transmission Line | ON | ON |  | 0.64958 | 0
LCP_Inputs_ON_Electric_IEA_2023_05_05 | 2031 |  |  | Hydrogen |  | Capacity-Intraconnection | FOM | 0 |  |  | H2 Pipeline - New | ON | ON |  | 0.64958 | 0
LCP_Inputs_ON_Electric_IEA_2023_05_05 | 2031 |  |  | Hydrogen |  | Capacity-Intraconnection | FOM | 0 |  |  | H2 Pipeline - Repurposed | ON | ON |  | 0.64958 | 0
LCP_Inputs_ON_Electric_IEA_2023_05_05 | 2031 |  |  | Methane |  | Capacity-Interconnection | FOM | 0 |  |  | CH4 Pipeline | ON | PJ |  | 0.64958 | 0
LCP_Inputs_ON_Electric_IEA_2023_05_05 | 2031 |  |  | Electricity |  | Capacity-Interconnection | FOM | 0 |  |  | Electricity Transmission Line | ON | PJ |  | 0.64958 | 0
LCP_Inputs_ON_Electric_IEA_2023_05_05 | 2031 |  |  | Hydrogen |  | Capacity-Interconnection | FOM | 0 |  |  | H2 Pipeline - New | ON | PJ |  | 0.64958 | 0
LCP_Inputs_ON_Electric_IEA_2023_05_05 | 2031 |  |  | Hydrogen |  | Capacity-Interconnection | FOM | 0 |  |  | H2 Pipeline - Repurposed | ON | PJ |  | 0.64958 | 0
LCP_Inputs_ON_Electric_IEA_2023_05_05 | 2031 |  |  | Methane |  | Capacity-Interconnection | FOM | 0 |  |  | CH4 Pipeline | ON | QC |  | 0.64958 | 0
LCP_Inputs_ON_Electric_IEA_2023_05_05 | 2031 |  |  | Electricity |  | Capacity-Interconnection | FOM | 3950625 |  |  | Electricity Transmission Line | ON | QC |  | 0.64958 | 2566250.6678
LCP_Inputs_ON_Electric_IEA_2023_05_05 | 2031 |  |  | Hydrogen |  | Capacity-Interconnection | FOM | 0 |  |  | H2 Pipeline - New | ON | QC |  | 0.64958 | 0
LCP_Inputs_ON_Electric_IEA_2023_05_05 | 2031 |  |  | Hydrogen |  | Capacity-Interconnection | FOM | 0 |  |  | H2 Pipeline - Repurposed | ON | QC |  | 0.64958 | 0
LCP_Inputs_ON_Electric_IEA_2023_05_05 | 2031 |  |  | Methane |  | Capacity-Interconnection | FOM | 0 |  |  | CH4 Pipeline | ON | WC |  | 0.64958 | 0
LCP_Inputs_ON_Electric_IEA_2023_05_05 | 2031 |  |  | Electricity |  | Capacity-Interconnection | FOM | 11287500 |  |  | Electricity Transmission Line | ON | WC |  | 0.64958 | 7332144.765
LCP_Inputs_ON_Electric_IEA_2023_05_05 | 2031 |  |  | Hydrogen |  | Capacity-Interconnection | FOM | 0 |  |  | H2 Pipeline - New | ON | WC |  | 0.64958 | 0
LCP_Inputs_ON_Electric_IEA_2023_05_05 | 2031 |  |  | Hydrogen |  | Capacity-Interconnection | FOM | 0 |  |  | H2 Pipeline - Repurposed | ON | WC |  | 0.64958 | 0
LCP_Inputs_ON_Electric_IEA_2023_05_05 | 2031 |  |  | Methane |  | Capacity-Intraconnection | FOM | 0 |  |  | CH4 Pipeline | PJ | PJ |  | 0.64958 | 0
LCP_Inputs_ON_Electric_IEA_2023_05_05 | 2031 |  |  | Electricity |  | Capacity-Intraconnection | FOM | 0 |  |  | Electricity Transmission Line | PJ | PJ |  | 0.64958 | 0
LCP_Inputs_ON_Electric_IEA_2023_05_05 | 2031 |  |  | Hydrogen |  | Capacity-Intraconnection | FOM | 0 |  |  | H2 Pipeline - New | PJ | PJ |  | 0.64958 | 0
LCP_Inputs_ON_Electric_IEA_2023_05_05 | 2031 |  |  | Hydrogen |  | Capacity-Intraconnection | FOM | 0 |  |  | H2 Pipeline - Repurposed | PJ | PJ |  | 0.64958 | 0
LCP_Inputs_ON_Electric_IEA_2023_05_05 | 2031 |  |  | Electricity |  | Capacity-Interconnection | FOM | 11741246.0996 |  |  | Electricity Transmission Line | QC | NY |  | 0.64958 | 7626889.5791
LCP_Inputs_ON_Electric_IEA_2023_05_05 | 2031 |  |  | Methane |  | Capacity-Intraconnection | FOM | 0 |  |  | CH4 Pipeline | QC | QC |  | 0.64958 | 0
LCP_Inputs_ON_Electric_IEA_2023_05_05 | 2031 |  |  | Electricity |  | Capacity-Intraconnection | FOM | 0 |  |  | Electricity Transmission Line | QC | QC |  | 0.64958 | 0
LCP_Inputs_ON_Electric_IEA_2023_05_05 | 2031 |  |  | Hydrogen |  | Capacity-Intraconnection | FOM | 0 |  |  | H2 Pipeline - New | QC | QC |  | 0.64958 | 0
LCP_Inputs_ON_Electric_IEA_2023_05_05 | 2031 |  |  | Hydrogen |  | Capacity-Intraconnection | FOM | 0 |  |  | H2 Pipeline - Repurposed | QC | QC |  | 0.64958 | 0
LCP_Inputs_ON_Electric_IEA_2023_05_05 | 2031 |  |  | Electricity |  | Capacity-Interconnection | FOM | 683014.7334 |  |  | Electricity Transmission Line | WC | MI |  | 0.64958 | 443673.3468
LCP_Inputs_ON_Electric_IEA_2023_05_05 | 2031 |  |  | Methane |  | Capacity-Intraconnection | FOM | 0 |  |  | CH4 Pipeline | WC | WC |  | 0.64958 | 0
LCP_Inputs_ON_Electric_IEA_2023_05_05 | 2031 |  |  | Electricity |  | Capacity-Intraconnection | FOM | 0 |  |  | Electricity Transmission Line | WC | WC |  | 0.64958 | 0
LCP_Inputs_ON_Electric_IEA_2023_05_05 | 2031 |  |  | Hydrogen |  | Capacity-Intraconnection | FOM | 0 |  |  | H2 Pipeline - New | WC | WC |  | 0.64958 | 0
LCP_Inputs_ON_Electric_IEA_2023_05_05 | 2031 |  |  | Hydrogen |  | Capacity-Intraconnection | FOM | 0 |  |  | H2 Pipeline - Repurposed | WC | WC |  | 0.64958 | 0
LCP_Inputs_ON_Electric_IEA_2023_05_05 | 2032 |  |  | Methane |  | Capacity-Intraconnection | FOM | 0 |  |  | CH4 Pipeline | MI | MI |  | 0.6246 | 0
LCP_Inputs_ON_Electric_IEA_2023_05_05 | 2032 |  |  | Electricity |  | Capacity-Intraconnection | FOM | 0 |  |  | Electricity Transmission Line | MI | MI |  | 0.6246 | 0
LCP_Inputs_ON_Electric_IEA_2023_05_05 | 2032 |  |  | Hydrogen |  | Capacity-Intraconnection | FOM | 0 |  |  | H2 Pipeline - New | MI | MI |  | 0.6246 | 0
LCP_Inputs_ON_Electric_IEA_2023_05_05 | 2032 |  |  | Hydrogen |  | Capacity-Intraconnection | FOM | 0 |  |  | H2 Pipeline - Repurposed | MI | MI |  | 0.6246 | 0
LCP_Inputs_ON_Electric_IEA_2023_05_05 | 2032 |  |  | Methane |  | Capacity-Intraconnection | FOM | 0 |  |  | CH4 Pipeline | NY | NY |  | 0.6246 | 0
LCP_Inputs_ON_Electric_IEA_2023_05_05 | 2032 |  |  | Electricity |  | Capacity-Intraconnection | FOM | 0 |  |  | Electricity Transmission Line | NY | NY |  | 0.6246 | 0
LCP_Inputs_ON_Electric_IEA_2023_05_05 | 2032 |  |  | Hydrogen |  | Capacity-Intraconnection | FOM | 0 |  |  | H2 Pipeline - New | NY | NY |  | 0.6246 | 0
LCP_Inputs_ON_Electric_IEA_2023_05_05 | 2032 |  |  | Hydrogen |  | Capacity-Intraconnection | FOM | 0 |  |  | H2 Pipeline - Repurposed | NY | NY |  | 0.6246 | 0
LCP_Inputs_ON_Electric_IEA_2023_05_05 | 2032 |  |  | Methane |  | Capacity-Interconnection | FOM | 0 |  |  | CH4 Pipeline | ON | MI |  | 0.6246 | 0
LCP_Inputs_ON_Electric_IEA_2023_05_05 | 2032 |  |  | Electricity |  | Capacity-Interconnection | FOM | 2821875 |  |  | Electricity Transmission Line | ON | MI |  | 0.6246 | 1762534.7993
LCP_Inputs_ON_Electric_IEA_2023_05_05 | 2032 |  |  | Hydrogen |  | Capacity-Interconnection | FOM | 0 |  |  | H2 Pipeline - New | ON | MI |  | 0.6246 | 0
LCP_Inputs_ON_Electric_IEA_2023_05_05 | 2032 |  |  | Hydrogen |  | Capacity-Interconnection | FOM | 0 |  |  | H2 Pipeline - Repurposed | ON | MI |  | 0.6246 | 0
LCP_Inputs_ON_Electric_IEA_2023_05_05 | 2032 |  |  | Methane |  | Capacity-Interconnection | FOM | 0 |  |  | CH4 Pipeline | ON | NY |  | 0.6246 | 0
LCP_Inputs_ON_Electric_IEA_2023_05_05 | 2032 |  |  | Electricity |  | Capacity-Interconnection | FOM | 2821875 |  |  | Electricity Transmission Line | ON | NY |  | 0.6246 | 1762534.7993
LCP_Inputs_ON_Electric_IEA_2023_05_05 | 2032 |  |  | Hydrogen |  | Capacity-Interconnection | FOM | 0 |  |  | H2 Pipeline - New | ON | NY |  | 0.6246 | 0
LCP_Inputs_ON_Electric_IEA_2023_05_05 | 2032 |  |  | Hydrogen |  | Capacity-Interconnection | FOM | 0 |  |  | H2 Pipeline - Repurposed | ON | NY |  | 0.6246 | 0
LCP_Inputs_ON_Electric_IEA_2023_05_05 | 2032 |  |  | Methane |  | Capacity-Intraconnection | FOM | 0 |  |  | CH4 Pipeline | ON | ON |  | 0.6246 | 0
LCP_Inputs_ON_Electric_IEA_2023_05_05 | 2032 |  |  | Electricity |  | Capacity-Intraconnection | FOM | 0 |  |  | Electricity Transmission Line | ON | ON |  | 0.6246 | 0
LCP_Inputs_ON_Electric_IEA_2023_05_05 | 2032 |  |  | Hydrogen |  | Capacity-Intraconnection | FOM | 0 |  |  | H2 Pipeline - New | ON | ON |  | 0.6246 | 0
LCP_Inputs_ON_Electric_IEA_2023_05_05 | 2032 |  |  | Hydrogen |  | Capacity-Intraconnection | FOM | 0 |  |  | H2 Pipeline - Repurposed | ON | ON |  | 0.6246 | 0
LCP_Inputs_ON_Electric_IEA_2023_05_05 | 2032 |  |  | Methane |  | Capacity-Interconnection | FOM | 0 |  |  | CH4 Pipeline | ON | PJ |  | 0.6246 | 0
LCP_Inputs_ON_Electric_IEA_2023_05_05 | 2032 |  |  | Electricity |  | Capacity-Interconnection | FOM | 0 |  |  | Electricity Transmission Line | ON | PJ |  | 0.6246 | 0
LCP_Inputs_ON_Electric_IEA_2023_05_05 | 2032 |  |  | Hydrogen |  | Capacity-Interconnection | FOM | 0 |  |  | H2 Pipeline - New | ON | PJ |  | 0.6246 | 0
LCP_Inputs_ON_Electric_IEA_2023_05_05 | 2032 |  |  | Hydrogen |  | Capacity-Interconnection | FOM | 0 |  |  | H2 Pipeline - Repurposed | ON | PJ |  | 0.6246 | 0
LCP_Inputs_ON_Electric_IEA_2023_05_05 | 2032 |  |  | Methane |  | Capacity-Interconnection | FOM | 0 |  |  | CH4 Pipeline | ON | QC |  | 0.6246 | 0
LCP_Inputs_ON_Electric_IEA_2023_05_05 | 2032 |  |  | Electricity |  | Capacity-Interconnection | FOM | 3950625 |  |  | Electricity Transmission Line | ON | QC |  | 0.6246 | 2467548.719
LCP_Inputs_ON_Electric_IEA_2023_05_05 | 2032 |  |  | Hydrogen |  | Capacity-Interconnection | FOM | 0 |  |  | H2 Pipeline - New | ON | QC |  | 0.6246 | 0
LCP_Inputs_ON_Electric_IEA_2023_05_05 | 2032 |  |  | Hydrogen |  | Capacity-Interconnection | FOM | 0 |  |  | H2 Pipeline - Repurposed | ON | QC |  | 0.6246 | 0
LCP_Inputs_ON_Electric_IEA_2023_05_05 | 2032 |  |  | Methane |  | Capacity-Interconnection | FOM | 0 |  |  | CH4 Pipeline | ON | WC |  | 0.6246 | 0
LCP_Inputs_ON_Electric_IEA_2023_05_05 | 2032 |  |  | Electricity |  | Capacity-Interconnection | FOM | 11287500 |  |  | Electricity Transmission Line | ON | WC |  | 0.6246 | 7050139.1971
LCP_Inputs_ON_Electric_IEA_2023_05_05 | 2032 |  |  | Hydrogen |  | Capacity-Interconnection | FOM | 0 |  |  | H2 Pipeline - New | ON | WC |  | 0.6246 | 0
LCP_Inputs_ON_Electric_IEA_2023_05_05 | 2032 |  |  | Hydrogen |  | Capacity-Interconnection | FOM | 0 |  |  | H2 Pipeline - Repurposed | ON | WC |  | 0.6246 | 0
LCP_Inputs_ON_Electric_IEA_2023_05_05 | 2032 |  |  | Methane |  | Capacity-Intraconnection | FOM | 0 |  |  | CH4 Pipeline | PJ | PJ |  | 0.6246 | 0
LCP_Inputs_ON_Electric_IEA_2023_05_05 | 2032 |  |  | Electricity |  | Capacity-Intraconnection | FOM | 0 |  |  | Electricity Transmission Line | PJ | PJ |  | 0.6246 | 0
LCP_Inputs_ON_Electric_IEA_2023_05_05 | 2032 |  |  | Hydrogen |  | Capacity-Intraconnection | FOM | 0 |  |  | H2 Pipeline - New | PJ | PJ |  | 0.6246 | 0
LCP_Inputs_ON_Electric_IEA_2023_05_05 | 2032 |  |  | Hydrogen |  | Capacity-Intraconnection | FOM | 0 |  |  | H2 Pipeline - Repurposed | PJ | PJ |  | 0.6246 | 0
LCP_Inputs_ON_Electric_IEA_2023_05_05 | 2032 |  |  | Electricity |  | Capacity-Interconnection | FOM | 11741246.0996 |  |  | Electricity Transmission Line | QC | NY |  | 0.6246 | 7333547.6722
LCP_Inputs_ON_Electric_IEA_2023_05_05 | 2032 |  |  | Methane |  | Capacity-Intraconnection | FOM | 0 |  |  | CH4 Pipeline | QC | QC |  | 0.6246 | 0
LCP_Inputs_ON_Electric_IEA_2023_05_05 | 2032 |  |  | Electricity |  | Capacity-Intraconnection | FOM | 0 |  |  | Electricity Transmission Line | QC | QC |  | 0.6246 | 0
LCP_Inputs_ON_Electric_IEA_2023_05_05 | 2032 |  |  | Hydrogen |  | Capacity-Intraconnection | FOM | 0 |  |  | H2 Pipeline - New | QC | QC |  | 0.6246 | 0
LCP_Inputs_ON_Electric_IEA_2023_05_05 | 2032 |  |  | Hydrogen |  | Capacity-Intraconnection | FOM | 0 |  |  | H2 Pipeline - Repurposed | QC | QC |  | 0.6246 | 0
LCP_Inputs_ON_Electric_IEA_2023_05_05 | 2032 |  |  | Electricity |  | Capacity-Interconnection | FOM | 683014.7334 |  |  | Electricity Transmission Line | WC | MI |  | 0.6246 | 426608.9873
LCP_Inputs_ON_Electric_IEA_2023_05_05 | 2032 |  |  | Methane |  | Capacity-Intraconnection | FOM | 0 |  |  | CH4 Pipeline | WC | WC |  | 0.6246 | 0
LCP_Inputs_ON_Electric_IEA_2023_05_05 | 2032 |  |  | Electricity |  | Capacity-Intraconnection | FOM | 0 |  |  | Electricity Transmission Line | WC | WC |  | 0.6246 | 0
LCP_Inputs_ON_Electric_IEA_2023_05_05 | 2032 |  |  | Hydrogen |  | Capacity-Intraconnection | FOM | 0 |  |  | H2 Pipeline - New | WC | WC |  | 0.6246 | 0
LCP_Inputs_ON_Electric_IEA_2023_05_05 | 2032 |  |  | Hydrogen |  | Capacity-Intraconnection | FOM | 0 |  |  | H2 Pipeline - Repurposed | WC | WC |  | 0.6246 | 0
LCP_Inputs_ON_Electric_IEA_2023_05_05 | 2033 |  |  | Methane |  | Capacity-Intraconnection | FOM | 0 |  |  | CH4 Pipeline | MI | MI |  | 0.60057 | 0
LCP_Inputs_ON_Electric_IEA_2023_05_05 | 2033 |  |  | Electricity |  | Capacity-Intraconnection | FOM | 0 |  |  | Electricity Transmission Line | MI | MI |  | 0.60057 | 0
LCP_Inputs_ON_Electric_IEA_2023_05_05 | 2033 |  |  | Hydrogen |  | Capacity-Intraconnection | FOM | 0 |  |  | H2 Pipeline - New | MI | MI |  | 0.60057 | 0
LCP_Inputs_ON_Electric_IEA_2023_05_05 | 2033 |  |  | Hydrogen |  | Capacity-Intraconnection | FOM | 0 |  |  | H2 Pipeline - Repurposed | MI | MI |  | 0.60057 | 0
LCP_Inputs_ON_Electric_IEA_2023_05_05 | 2033 |  |  | Methane |  | Capacity-Intraconnection | FOM | 0 |  |  | CH4 Pipeline | NY | NY |  | 0.60057 | 0
LCP_Inputs_ON_Electric_IEA_2023_05_05 | 2033 |  |  | Electricity |  | Capacity-Intraconnection | FOM | 0 |  |  | Electricity Transmission Line | NY | NY |  | 0.60057 | 0
LCP_Inputs_ON_Electric_IEA_2023_05_05 | 2033 |  |  | Hydrogen |  | Capacity-Intraconnection | FOM | 0 |  |  | H2 Pipeline - New | NY | NY |  | 0.60057 | 0
LCP_Inputs_ON_Electric_IEA_2023_05_05 | 2033 |  |  | Hydrogen |  | Capacity-Intraconnection | FOM | 0 |  |  | H2 Pipeline - Repurposed | NY | NY |  | 0.60057 | 0
LCP_Inputs_ON_Electric_IEA_2023_05_05 | 2033 |  |  | Methane |  | Capacity-Interconnection | FOM | 0 |  |  | CH4 Pipeline | ON | MI |  | 0.60057 | 0
LCP_Inputs_ON_Electric_IEA_2023_05_05 | 2033 |  |  | Electricity |  | Capacity-Interconnection | FOM | 2821875 |  |  | Electricity Transmission Line | ON | MI |  | 0.60057 | 1694744.9993
LCP_Inputs_ON_Electric_IEA_2023_05_05 | 2033 |  |  | Hydrogen |  | Capacity-Interconnection | FOM | 0 |  |  | H2 Pipeline - New | ON | MI |  | 0.60057 | 0
LCP_Inputs_ON_Electric_IEA_2023_05_05 | 2033 |  |  | Hydrogen |  | Capacity-Interconnection | FOM | 0 |  |  | H2 Pipeline - Repurposed | ON | MI |  | 0.60057 | 0
LCP_Inputs_ON_Electric_IEA_2023_05_05 | 2033 |  |  | Methane |  | Capacity-Interconnection | FOM | 0 |  |  | CH4 Pipeline | ON | NY |  | 0.60057 | 0
LCP_Inputs_ON_Electric_IEA_2023_05_05 | 2033 |  |  | Electricity |  | Capacity-Interconnection | FOM | 2821875 |  |  | Electricity Transmission Line | ON | NY |  | 0.60057 | 1694744.9993
LCP_Inputs_ON_Electric_IEA_2023_05_05 | 2033 |  |  | Hydrogen |  | Capacity-Interconnection | FOM | 0 |  |  | H2 Pipeline - New | ON | NY |  | 0.60057 | 0
LCP_Inputs_ON_Electric_IEA_2023_05_05 | 2033 |  |  | Hydrogen |  | Capacity-Interconnection | FOM | 0 |  |  | H2 Pipeline - Repurposed | ON | NY |  | 0.60057 | 0
LCP_Inputs_ON_Electric_IEA_2023_05_05 | 2033 |  |  | Methane |  | Capacity-Intraconnection | FOM | 0 |  |  | CH4 Pipeline | ON | ON |  | 0.60057 | 0
LCP_Inputs_ON_Electric_IEA_2023_05_05 | 2033 |  |  | Electricity |  | Capacity-Intraconnection | FOM | 0 |  |  | Electricity Transmission Line | ON | ON |  | 0.60057 | 0
LCP_Inputs_ON_Electric_IEA_2023_05_05 | 2033 |  |  | Hydrogen |  | Capacity-Intraconnection | FOM | 0 |  |  | H2 Pipeline - New | ON | ON |  | 0.60057 | 0
LCP_Inputs_ON_Electric_IEA_2023_05_05 | 2033 |  |  | Hydrogen |  | Capacity-Intraconnection | FOM | 0 |  |  | H2 Pipeline - Repurposed | ON | ON |  | 0.60057 | 0
LCP_Inputs_ON_Electric_IEA_2023_05_05 | 2033 |  |  | Methane |  | Capacity-Interconnection | FOM | 0 |  |  | CH4 Pipeline | ON | PJ |  | 0.60057 | 0
LCP_Inputs_ON_Electric_IEA_2023_05_05 | 2033 |  |  | Electricity |  | Capacity-Interconnection | FOM | 0 |  |  | Electricity Transmission Line | ON | PJ |  | 0.60057 | 0
LCP_Inputs_ON_Electric_IEA_2023_05_05 | 2033 |  |  | Hydrogen |  | Capacity-Interconnection | FOM | 0 |  |  | H2 Pipeline - New | ON | PJ |  | 0.60057 | 0
LCP_Inputs_ON_Electric_IEA_2023_05_05 | 2033 |  |  | Hydrogen |  | Capacity-Interconnection | FOM | 0 |  |  | H2 Pipeline - Repurposed | ON | PJ |  | 0.60057 | 0
LCP_Inputs_ON_Electric_IEA_2023_05_05 | 2033 |  |  | Methane |  | Capacity-Interconnection | FOM | 0 |  |  | CH4 Pipeline | ON | QC |  | 0.60057 | 0
LCP_Inputs_ON_Electric_IEA_2023_05_05 | 2033 |  |  | Electricity |  | Capacity-Interconnection | FOM | 3950625 |  |  | Electricity Transmission Line | ON | QC |  | 0.60057 | 2372642.999
LCP_Inputs_ON_Electric_IEA_2023_05_05 | 2033 |  |  | Hydrogen |  | Capacity-Interconnection | FOM | 0 |  |  | H2 Pipeline - New | ON | QC |  | 0.60057 | 0
LCP_Inputs_ON_Electric_IEA_2023_05_05 | 2033 |  |  | Hydrogen |  | Capacity-Interconnection | FOM | 0 |  |  | H2 Pipeline - Repurposed | ON | QC |  | 0.60057 | 0
LCP_Inputs_ON_Electric_IEA_2023_05_05 | 2033 |  |  | Methane |  | Capacity-Interconnection | FOM | 0 |  |  | CH4 Pipeline | ON | WC |  | 0.60057 | 0
LCP_Inputs_ON_Electric_IEA_2023_05_05 | 2033 |  |  | Electricity |  | Capacity-Interconnection | FOM | 11287500 |  |  | Electricity Transmission Line | ON | WC |  | 0.60057 | 6778979.9972
LCP_Inputs_ON_Electric_IEA_2023_05_05 | 2033 |  |  | Hydrogen |  | Capacity-Interconnection | FOM | 0 |  |  | H2 Pipeline - New | ON | WC |  | 0.60057 | 0
LCP_Inputs_ON_Electric_IEA_2023_05_05 | 2033 |  |  | Hydrogen |  | Capacity-Interconnection | FOM | 0 |  |  | H2 Pipeline - Repurposed | ON | WC |  | 0.60057 | 0
LCP_Inputs_ON_Electric_IEA_2023_05_05 | 2033 |  |  | Methane |  | Capacity-Intraconnection | FOM | 0 |  |  | CH4 Pipeline | PJ | PJ |  | 0.60057 | 0
LCP_Inputs_ON_Electric_IEA_2023_05_05 | 2033 |  |  | Electricity |  | Capacity-Intraconnection | FOM | 0 |  |  | Electricity Transmission Line | PJ | PJ |  | 0.60057 | 0
LCP_Inputs_ON_Electric_IEA_2023_05_05 | 2033 |  |  | Hydrogen |  | Capacity-Intraconnection | FOM | 0 |  |  | H2 Pipeline - New | PJ | PJ |  | 0.60057 | 0
LCP_Inputs_ON_Electric_IEA_2023_05_05 | 2033 |  |  | Hydrogen |  | Capacity-Intraconnection | FOM | 0 |  |  | H2 Pipeline - Repurposed | PJ | PJ |  | 0.60057 | 0
LCP_Inputs_ON_Electric_IEA_2023_05_05 | 2033 |  |  | Electricity |  | Capacity-Interconnection | FOM | 11741246.0996 |  |  | Electricity Transmission Line | QC | NY |  | 0.60057 | 7051488.1464
LCP_Inputs_ON_Electric_IEA_2023_05_05 | 2033 |  |  | Methane |  | Capacity-Intraconnection | FOM | 0 |  |  | CH4 Pipeline | QC | QC |  | 0.60057 | 0
LCP_Inputs_ON_Electric_IEA_2023_05_05 | 2033 |  |  | Electricity |  | Capacity-Intraconnection | FOM | 0 |  |  | Electricity Transmission Line | QC | QC |  | 0.60057 | 0
LCP_Inputs_ON_Electric_IEA_2023_05_05 | 2033 |  |  | Hydrogen |  | Capacity-Intraconnection | FOM | 0 |  |  | H2 Pipeline - New | QC | QC |  | 0.60057 | 0
LCP_Inputs_ON_Electric_IEA_2023_05_05 | 2033 |  |  | Hydrogen |  | Capacity-Intraconnection | FOM | 0 |  |  | H2 Pipeline - Repurposed | QC | QC |  | 0.60057 | 0
LCP_Inputs_ON_Electric_IEA_2023_05_05 | 2033 |  |  | Electricity |  | Capacity-Interconnection | FOM | 683014.7334 |  |  | Electricity Transmission Line | WC | MI |  | 0.60057 | 410200.9493
LCP_Inputs_ON_Electric_IEA_2023_05_05 | 2033 |  |  | Methane |  | Capacity-Intraconnection | FOM | 0 |  |  | CH4 Pipeline | WC | WC |  | 0.60057 | 0
LCP_Inputs_ON_Electric_IEA_2023_05_05 | 2033 |  |  | Electricity |  | Capacity-Intraconnection | FOM | 0 |  |  | Electricity Transmission Line | WC | WC |  | 0.60057 | 0
LCP_Inputs_ON_Electric_IEA_2023_05_05 | 2033 |  |  | Hydrogen |  | Capacity-Intraconnection | FOM | 0 |  |  | H2 Pipeline - New | WC | WC |  | 0.60057 | 0
LCP_Inputs_ON_Electric_IEA_2023_05_05 | 2033 |  |  | Hydrogen |  | Capacity-Intraconnection | FOM | 0 |  |  | H2 Pipeline - Repurposed | WC | WC |  | 0.60057 | 0
LCP_Inputs_ON_Electric_IEA_2023_05_05 | 2034 |  |  | Methane |  | Capacity-Intraconnection | FOM | 0 |  |  | CH4 Pipeline | MI | MI |  | 0.57748 | 0
LCP_Inputs_ON_Electric_IEA_2023_05_05 | 2034 |  |  | Electricity |  | Capacity-Intraconnection | FOM | 0 |  |  | Electricity Transmission Line | MI | MI |  | 0.57748 | 0
LCP_Inputs_ON_Electric_IEA_2023_05_05 | 2034 |  |  | Hydrogen |  | Capacity-Intraconnection | FOM | 0 |  |  | H2 Pipeline - New | MI | MI |  | 0.57748 | 0
LCP_Inputs_ON_Electric_IEA_2023_05_05 | 2034 |  |  | Hydrogen |  | Capacity-Intraconnection | FOM | 0 |  |  | H2 Pipeline - Repurposed | MI | MI |  | 0.57748 | 0
LCP_Inputs_ON_Electric_IEA_2023_05_05 | 2034 |  |  | Methane |  | Capacity-Intraconnection | FOM | 0 |  |  | CH4 Pipeline | NY | NY |  | 0.57748 | 0
LCP_Inputs_ON_Electric_IEA_2023_05_05 | 2034 |  |  | Electricity |  | Capacity-Intraconnection | FOM | 0 |  |  | Electricity Transmission Line | NY | NY |  | 0.57748 | 0
LCP_Inputs_ON_Electric_IEA_2023_05_05 | 2034 |  |  | Hydrogen |  | Capacity-Intraconnection | FOM | 0 |  |  | H2 Pipeline - New | NY | NY |  | 0.57748 | 0
LCP_Inputs_ON_Electric_IEA_2023_05_05 | 2034 |  |  | Hydrogen |  | Capacity-Intraconnection | FOM | 0 |  |  | H2 Pipeline - Repurposed | NY | NY |  | 0.57748 | 0
LCP_Inputs_ON_Electric_IEA_2023_05_05 | 2034 |  |  | Methane |  | Capacity-Interconnection | FOM | 0 |  |  | CH4 Pipeline | ON | MI |  | 0.57748 | 0
LCP_Inputs_ON_Electric_IEA_2023_05_05 | 2034 |  |  | Electricity |  | Capacity-Interconnection | FOM | 2821875 |  |  | Electricity Transmission Line | ON | MI |  | 0.57748 | 1629562.4993
LCP_Inputs_ON_Electric_IEA_2023_05_05 | 2034 |  |  | Hydrogen |  | Capacity-Interconnection | FOM | 0 |  |  | H2 Pipeline - New | ON | MI |  | 0.57748 | 0
LCP_Inputs_ON_Electric_IEA_2023_05_05 | 2034 |  |  | Hydrogen |  | Capacity-Interconnection | FOM | 0 |  |  | H2 Pipeline - Repurposed | ON | MI |  | 0.57748 | 0
LCP_Inputs_ON_Electric_IEA_2023_05_05 | 2034 |  |  | Methane |  | Capacity-Interconnection | FOM | 0 |  |  | CH4 Pipeline | ON | NY |  | 0.57748 | 0
LCP_Inputs_ON_Electric_IEA_2023_05_05 | 2034 |  |  | Electricity |  | Capacity-Interconnection | FOM | 2821875 |  |  | Electricity Transmission Line | ON | NY |  | 0.57748 | 1629562.4993
LCP_Inputs_ON_Electric_IEA_2023_05_05 | 2034 |  |  | Hydrogen |  | Capacity-Interconnection | FOM | 0 |  |  | H2 Pipeline - New | ON | NY |  | 0.57748 | 0
LCP_Inputs_ON_Electric_IEA_2023_05_05 | 2034 |  |  | Hydrogen |  | Capacity-Interconnection | FOM | 0 |  |  | H2 Pipeline - Repurposed | ON | NY |  | 0.57748 | 0
LCP_Inputs_ON_Electric_IEA_2023_05_05 | 2034 |  |  | Methane |  | Capacity-Intraconnection | FOM | 0 |  |  | CH4 Pipeline | ON | ON |  | 0.57748 | 0
LCP_Inputs_ON_Electric_IEA_2023_05_05 | 2034 |  |  | Electricity |  | Capacity-Intraconnection | FOM | 0 |  |  | Electricity Transmission Line | ON | ON |  | 0.57748 | 0
LCP_Inputs_ON_Electric_IEA_2023_05_05 | 2034 |  |  | Hydrogen |  | Capacity-Intraconnection | FOM | 0 |  |  | H2 Pipeline - New | ON | ON |  | 0.57748 | 0
LCP_Inputs_ON_Electric_IEA_2023_05_05 | 2034 |  |  | Hydrogen |  | Capacity-Intraconnection | FOM | 0 |  |  | H2 Pipeline - Repurposed | ON | ON |  | 0.57748 | 0
LCP_Inputs_ON_Electric_IEA_2023_05_05 | 2034 |  |  | Methane |  | Capacity-Interconnection | FOM | 0 |  |  | CH4 Pipeline | ON | PJ |  | 0.57748 | 0
LCP_Inputs_ON_Electric_IEA_2023_05_05 | 2034 |  |  | Electricity |  | Capacity-Interconnection | FOM | 0 |  |  | Electricity Transmission Line | ON | PJ |  | 0.57748 | 0
LCP_Inputs_ON_Electric_IEA_2023_05_05 | 2034 |  |  | Hydrogen |  | Capacity-Interconnection | FOM | 0 |  |  | H2 Pipeline - New | ON | PJ |  | 0.57748 | 0
LCP_Inputs_ON_Electric_IEA_2023_05_05 | 2034 |  |  | Hydrogen |  | Capacity-Interconnection | FOM | 0 |  |  | H2 Pipeline - Repurposed | ON | PJ |  | 0.57748 | 0
LCP_Inputs_ON_Electric_IEA_2023_05_05 | 2034 |  |  | Methane |  | Capacity-Interconnection | FOM | 0 |  |  | CH4 Pipeline | ON | QC |  | 0.57748 | 0
LCP_Inputs_ON_Electric_IEA_2023_05_05 | 2034 |  |  | Electricity |  | Capacity-Interconnection | FOM | 3950625 |  |  | Electricity Transmission Line | ON | QC |  | 0.57748 | 2281387.4991
LCP_Inputs_ON_Electric_IEA_2023_05_05 | 2034 |  |  | Hydrogen |  | Capacity-Interconnection | FOM | 0 |  |  | H2 Pipeline - New | ON | QC |  | 0.57748 | 0
LCP_Inputs_ON_Electric_IEA_2023_05_05 | 2034 |  |  | Hydrogen |  | Capacity-Interconnection | FOM | 0 |  |  | H2 Pipeline - Repurposed | ON | QC |  | 0.57748 | 0
LCP_Inputs_ON_Electric_IEA_2023_05_05 | 2034 |  |  | Methane |  | Capacity-Interconnection | FOM | 0 |  |  | CH4 Pipeline | ON | WC |  | 0.57748 | 0
LCP_Inputs_ON_Electric_IEA_2023_05_05 | 2034 |  |  | Electricity |  | Capacity-Interconnection | FOM | 11287500 |  |  | Electricity Transmission Line | ON | WC |  | 0.57748 | 6518249.9974
LCP_Inputs_ON_Electric_IEA_2023_05_05 | 2034 |  |  | Hydrogen |  | Capacity-Interconnection | FOM | 0 |  |  | H2 Pipeline - New | ON | WC |  | 0.57748 | 0
LCP_Inputs_ON_Electric_IEA_2023_05_05 | 2034 |  |  | Hydrogen |  | Capacity-Interconnection | FOM | 0 |  |  | H2 Pipeline - Repurposed | ON | WC |  | 0.57748 | 0
LCP_Inputs_ON_Electric_IEA_2023_05_05 | 2034 |  |  | Methane |  | Capacity-Intraconnection | FOM | 0 |  |  | CH4 Pipeline | PJ | PJ |  | 0.57748 | 0
LCP_Inputs_ON_Electric_IEA_2023_05_05 | 2034 |  |  | Electricity |  | Capacity-Intraconnection | FOM | 0 |  |  | Electricity Transmission Line | PJ | PJ |  | 0.57748 | 0
LCP_Inputs_ON_Electric_IEA_2023_05_05 | 2034 |  |  | Hydrogen |  | Capacity-Intraconnection | FOM | 0 |  |  | H2 Pipeline - New | PJ | PJ |  | 0.57748 | 0
LCP_Inputs_ON_Electric_IEA_2023_05_05 | 2034 |  |  | Hydrogen |  | Capacity-Intraconnection | FOM | 0 |  |  | H2 Pipeline - Repurposed | PJ | PJ |  | 0.57748 | 0
LCP_Inputs_ON_Electric_IEA_2023_05_05 | 2034 |  |  | Electricity |  | Capacity-Interconnection | FOM | 11741246.0996 |  |  | Electricity Transmission Line | QC | NY |  | 0.57748 | 6780277.0638
LCP_Inputs_ON_Electric_IEA_2023_05_05 | 2034 |  |  | Methane |  | Capacity-Intraconnection | FOM | 0 |  |  | CH4 Pipeline | QC | QC |  | 0.57748 | 0
LCP_Inputs_ON_Electric_IEA_2023_05_05 | 2034 |  |  | Electricity |  | Capacity-Intraconnection | FOM | 0 |  |  | Electricity Transmission Line | QC | QC |  | 0.57748 | 0
LCP_Inputs_ON_Electric_IEA_2023_05_05 | 2034 |  |  | Hydrogen |  | Capacity-Intraconnection | FOM | 0 |  |  | H2 Pipeline - New | QC | QC |  | 0.57748 | 0
LCP_Inputs_ON_Electric_IEA_2023_05_05 | 2034 |  |  | Hydrogen |  | Capacity-Intraconnection | FOM | 0 |  |  | H2 Pipeline - Repurposed | QC | QC |  | 0.57748 | 0
LCP_Inputs_ON_Electric_IEA_2023_05_05 | 2034 |  |  | Electricity |  | Capacity-Interconnection | FOM | 683014.7334 |  |  | Electricity Transmission Line | WC | MI |  | 0.57748 | 394423.9897
LCP_Inputs_ON_Electric_IEA_2023_05_05 | 2034 |  |  | Methane |  | Capacity-Intraconnection | FOM | 0 |  |  | CH4 Pipeline | WC | WC |  | 0.57748 | 0
LCP_Inputs_ON_Electric_IEA_2023_05_05 | 2034 |  |  | Electricity |  | Capacity-Intraconnection | FOM | 0 |  |  | Electricity Transmission Line | WC | WC |  | 0.57748 | 0
LCP_Inputs_ON_Electric_IEA_2023_05_05 | 2034 |  |  | Hydrogen |  | Capacity-Intraconnection | FOM | 0 |  |  | H2 Pipeline - New | WC | WC |  | 0.57748 | 0
LCP_Inputs_ON_Electric_IEA_2023_05_05 | 2034 |  |  | Hydrogen |  | Capacity-Intraconnection | FOM | 0 |  |  | H2 Pipeline - Repurposed | WC | WC |  | 0.57748 | 0
LCP_Inputs_ON_Electric_IEA_2023_05_05 | 2035 |  |  | Methane |  | Capacity-Intraconnection | FOM | 0 |  |  | CH4 Pipeline | MI | MI |  | 0.55526 | 0
LCP_Inputs_ON_Electric_IEA_2023_05_05 | 2035 |  |  | Electricity |  | Capacity-Intraconnection | FOM | 0 |  |  | Electricity Transmission Line | MI | MI |  | 0.55526 | 0
LCP_Inputs_ON_Electric_IEA_2023_05_05 | 2035 |  |  | Hydrogen |  | Capacity-Intraconnection | FOM | 0 |  |  | H2 Pipeline - New | MI | MI |  | 0.55526 | 0
LCP_Inputs_ON_Electric_IEA_2023_05_05 | 2035 |  |  | Hydrogen |  | Capacity-Intraconnection | FOM | 0 |  |  | H2 Pipeline - Repurposed | MI | MI |  | 0.55526 | 0
LCP_Inputs_ON_Electric_IEA_2023_05_05 | 2035 |  |  | Methane |  | Capacity-Intraconnection | FOM | 0 |  |  | CH4 Pipeline | NY | NY |  | 0.55526 | 0
LCP_Inputs_ON_Electric_IEA_2023_05_05 | 2035 |  |  | Electricity |  | Capacity-Intraconnection | FOM | 0 |  |  | Electricity Transmission Line | NY | NY |  | 0.55526 | 0
LCP_Inputs_ON_Electric_IEA_2023_05_05 | 2035 |  |  | Hydrogen |  | Capacity-Intraconnection | FOM | 0 |  |  | H2 Pipeline - New | NY | NY |  | 0.55526 | 0
LCP_Inputs_ON_Electric_IEA_2023_05_05 | 2035 |  |  | Hydrogen |  | Capacity-Intraconnection | FOM | 0 |  |  | H2 Pipeline - Repurposed | NY | NY |  | 0.55526 | 0
LCP_Inputs_ON_Electric_IEA_2023_05_05 | 2035 |  |  | Methane |  | Capacity-Interconnection | FOM | 0 |  |  | CH4 Pipeline | ON | MI |  | 0.55526 | 0
LCP_Inputs_ON_Electric_IEA_2023_05_05 | 2035 |  |  | Electricity |  | Capacity-Interconnection | FOM | 2821875 |  |  | Electricity Transmission Line | ON | MI |  | 0.55526 | 1566887.0186
LCP_Inputs_ON_Electric_IEA_2023_05_05 | 2035 |  |  | Hydrogen |  | Capacity-Interconnection | FOM | 0 |  |  | H2 Pipeline - New | ON | MI |  | 0.55526 | 0
LCP_Inputs_ON_Electric_IEA_2023_05_05 | 2035 |  |  | Hydrogen |  | Capacity-Interconnection | FOM | 0 |  |  | H2 Pipeline - Repurposed | ON | MI |  | 0.55526 | 0
LCP_Inputs_ON_Electric_IEA_2023_05_05 | 2035 |  |  | Methane |  | Capacity-Interconnection | FOM | 0 |  |  | CH4 Pipeline | ON | NY |  | 0.55526 | 0
LCP_Inputs_ON_Electric_IEA_2023_05_05 | 2035 |  |  | Electricity |  | Capacity-Interconnection | FOM | 2821875 |  |  | Electricity Transmission Line | ON | NY |  | 0.55526 | 1566887.0186
LCP_Inputs_ON_Electric_IEA_2023_05_05 | 2035 |  |  | Hydrogen |  | Capacity-Interconnection | FOM | 0 |  |  | H2 Pipeline - New | ON | NY |  | 0.55526 | 0
LCP_Inputs_ON_Electric_IEA_2023_05_05 | 2035 |  |  | Hydrogen |  | Capacity-Interconnection | FOM | 0 |  |  | H2 Pipeline - Repurposed | ON | NY |  | 0.55526 | 0
LCP_Inputs_ON_Electric_IEA_2023_05_05 | 2035 |  |  | Methane |  | Capacity-Intraconnection | FOM | 0 |  |  | CH4 Pipeline | ON | ON |  | 0.55526 | 0
LCP_Inputs_ON_Electric_IEA_2023_05_05 | 2035 |  |  | Electricity |  | Capacity-Intraconnection | FOM | 0 |  |  | Electricity Transmission Line | ON | ON |  | 0.55526 | 0
LCP_Inputs_ON_Electric_IEA_2023_05_05 | 2035 |  |  | Hydrogen |  | Capacity-Intraconnection | FOM | 0 |  |  | H2 Pipeline - New | ON | ON |  | 0.55526 | 0
LCP_Inputs_ON_Electric_IEA_2023_05_05 | 2035 |  |  | Hydrogen |  | Capacity-Intraconnection | FOM | 0 |  |  | H2 Pipeline - Repurposed | ON | ON |  | 0.55526 | 0
LCP_Inputs_ON_Electric_IEA_2023_05_05 | 2035 |  |  | Methane |  | Capacity-Interconnection | FOM | 0 |  |  | CH4 Pipeline | ON | PJ |  | 0.55526 | 0
LCP_Inputs_ON_Electric_IEA_2023_05_05 | 2035 |  |  | Electricity |  | Capacity-Interconnection | FOM | 0 |  |  | Electricity Transmission Line | ON | PJ |  | 0.55526 | 0
LCP_Inputs_ON_Electric_IEA_2023_05_05 | 2035 |  |  | Hydrogen |  | Capacity-Interconnection | FOM | 0 |  |  | H2 Pipeline - New | ON | PJ |  | 0.55526 | 0
LCP_Inputs_ON_Electric_IEA_2023_05_05 | 2035 |  |  | Hydrogen |  | Capacity-Interconnection | FOM | 0 |  |  | H2 Pipeline - Repurposed | ON | PJ |  | 0.55526 | 0
LCP_Inputs_ON_Electric_IEA_2023_05_05 | 2035 |  |  | Methane |  | Capacity-Interconnection | FOM | 0 |  |  | CH4 Pipeline | ON | QC |  | 0.55526 | 0
LCP_Inputs_ON_Electric_IEA_2023_05_05 | 2035 |  |  | Electricity |  | Capacity-Interconnection | FOM | 3950625 |  |  | Electricity Transmission Line | ON | QC |  | 0.55526 | 2193641.826
LCP_Inputs_ON_Electric_IEA_2023_05_05 | 2035 |  |  | Hydrogen |  | Capacity-Interconnection | FOM | 0 |  |  | H2 Pipeline - New | ON | QC |  | 0.55526 | 0
LCP_Inputs_ON_Electric_IEA_2023_05_05 | 2035 |  |  | Hydrogen |  | Capacity-Interconnection | FOM | 0 |  |  | H2 Pipeline - Repurposed | ON | QC |  | 0.55526 | 0
LCP_Inputs_ON_Electric_IEA_2023_05_05 | 2035 |  |  | Methane |  | Capacity-Interconnection | FOM | 0 |  |  | CH4 Pipeline | ON | WC |  | 0.55526 | 0
LCP_Inputs_ON_Electric_IEA_2023_05_05 | 2035 |  |  | Electricity |  | Capacity-Interconnection | FOM | 11287500 |  |  | Electricity Transmission Line | ON | WC |  | 0.55526 | 6267548.0744
LCP_Inputs_ON_Electric_IEA_2023_05_05 | 2035 |  |  | Hydrogen |  | Capacity-Interconnection | FOM | 0 |  |  | H2 Pipeline - New | ON | WC |  | 0.55526 | 0
LCP_Inputs_ON_Electric_IEA_2023_05_05 | 2035 |  |  | Hydrogen |  | Capacity-Interconnection | FOM | 0 |  |  | H2 Pipeline - Repurposed | ON | WC |  | 0.55526 | 0
LCP_Inputs_ON_Electric_IEA_2023_05_05 | 2035 |  |  | Methane |  | Capacity-Intraconnection | FOM | 0 |  |  | CH4 Pipeline | PJ | PJ |  | 0.55526 | 0
LCP_Inputs_ON_Electric_IEA_2023_05_05 | 2035 |  |  | Electricity |  | Capacity-Intraconnection | FOM | 0 |  |  | Electricity Transmission Line | PJ | PJ |  | 0.55526 | 0
LCP_Inputs_ON_Electric_IEA_2023_05_05 | 2035 |  |  | Hydrogen |  | Capacity-Intraconnection | FOM | 0 |  |  | H2 Pipeline - New | PJ | PJ |  | 0.55526 | 0
LCP_Inputs_ON_Electric_IEA_2023_05_05 | 2035 |  |  | Hydrogen |  | Capacity-Intraconnection | FOM | 0 |  |  | H2 Pipeline - Repurposed | PJ | PJ |  | 0.55526 | 0
LCP_Inputs_ON_Electric_IEA_2023_05_05 | 2035 |  |  | Electricity |  | Capacity-Interconnection | FOM | 11741246.0996 |  |  | Electricity Transmission Line | QC | NY |  | 0.55526 | 6519497.1768
LCP_Inputs_ON_Electric_IEA_2023_05_05 | 2035 |  |  | Methane |  | Capacity-Intraconnection | FOM | 0 |  |  | CH4 Pipeline | QC | QC |  | 0.55526 | 0
LCP_Inputs_ON_Electric_IEA_2023_05_05 | 2035 |  |  | Electricity |  | Capacity-Intraconnection | FOM | 0 |  |  | Electricity Transmission Line | QC | QC |  | 0.55526 | 0
LCP_Inputs_ON_Electric_IEA_2023_05_05 | 2035 |  |  | Hydrogen |  | Capacity-Intraconnection | FOM | 0 |  |  | H2 Pipeline - New | QC | QC |  | 0.55526 | 0
LCP_Inputs_ON_Electric_IEA_2023_05_05 | 2035 |  |  | Hydrogen |  | Capacity-Intraconnection | FOM | 0 |  |  | H2 Pipeline - Repurposed | QC | QC |  | 0.55526 | 0
LCP_Inputs_ON_Electric_IEA_2023_05_05 | 2035 |  |  | Electricity |  | Capacity-Interconnection | FOM | 683014.7334 |  |  | Electricity Transmission Line | WC | MI |  | 0.55526 | 379253.8363
LCP_Inputs_ON_Electric_IEA_2023_05_05 | 2035 |  |  | Methane |  | Capacity-Intraconnection | FOM | 0 |  |  | CH4 Pipeline | WC | WC |  | 0.55526 | 0
LCP_Inputs_ON_Electric_IEA_2023_05_05 | 2035 |  |  | Electricity |  | Capacity-Intraconnection | FOM | 0 |  |  | Electricity Transmission Line | WC | WC |  | 0.55526 | 0
LCP_Inputs_ON_Electric_IEA_2023_05_05 | 2035 |  |  | Hydrogen |  | Capacity-Intraconnection | FOM | 0 |  |  | H2 Pipeline - New | WC | WC |  | 0.55526 | 0
LCP_Inputs_ON_Electric_IEA_2023_05_05 | 2035 |  |  | Hydrogen |  | Capacity-Intraconnection | FOM | 0 |  |  | H2 Pipeline - Repurposed | WC | WC |  | 0.55526 | 0
LCP_Inputs_ON_Electric_IEA_2023_05_05 | 2036 |  |  | Methane |  | Capacity-Intraconnection | FOM | 0 |  |  | CH4 Pipeline | MI | MI |  | 0.53391 | 0
LCP_Inputs_ON_Electric_IEA_2023_05_05 | 2036 |  |  | Electricity |  | Capacity-Intraconnection | FOM | 0 |  |  | Electricity Transmission Line | MI | MI |  | 0.53391 | 0
LCP_Inputs_ON_Electric_IEA_2023_05_05 | 2036 |  |  | Hydrogen |  | Capacity-Intraconnection | FOM | 0 |  |  | H2 Pipeline - New | MI | MI |  | 0.53391 | 0
LCP_Inputs_ON_Electric_IEA_2023_05_05 | 2036 |  |  | Hydrogen |  | Capacity-Intraconnection | FOM | 0 |  |  | H2 Pipeline - Repurposed | MI | MI |  | 0.53391 | 0
LCP_Inputs_ON_Electric_IEA_2023_05_05 | 2036 |  |  | Methane |  | Capacity-Intraconnection | FOM | 0 |  |  | CH4 Pipeline | NY | NY |  | 0.53391 | 0
LCP_Inputs_ON_Electric_IEA_2023_05_05 | 2036 |  |  | Electricity |  | Capacity-Intraconnection | FOM | 0 |  |  | Electricity Transmission Line | NY | NY |  | 0.53391 | 0
LCP_Inputs_ON_Electric_IEA_2023_05_05 | 2036 |  |  | Hydrogen |  | Capacity-Intraconnection | FOM | 0 |  |  | H2 Pipeline - New | NY | NY |  | 0.53391 | 0
LCP_Inputs_ON_Electric_IEA_2023_05_05 | 2036 |  |  | Hydrogen |  | Capacity-Intraconnection | FOM | 0 |  |  | H2 Pipeline - Repurposed | NY | NY |  | 0.53391 | 0
LCP_Inputs_ON_Electric_IEA_2023_05_05 | 2036 |  |  | Methane |  | Capacity-Interconnection | FOM | 0 |  |  | CH4 Pipeline | ON | MI |  | 0.53391 | 0
LCP_Inputs_ON_Electric_IEA_2023_05_05 | 2036 |  |  | Electricity |  | Capacity-Interconnection | FOM | 2821875 |  |  | Electricity Transmission Line | ON | MI |  | 0.53391 | 1506622.1333
LCP_Inputs_ON_Electric_IEA_2023_05_05 | 2036 |  |  | Hydrogen |  | Capacity-Interconnection | FOM | 0 |  |  | H2 Pipeline - New | ON | MI |  | 0.53391 | 0
LCP_Inputs_ON_Electric_IEA_2023_05_05 | 2036 |  |  | Hydrogen |  | Capacity-Interconnection | FOM | 0 |  |  | H2 Pipeline - Repurposed | ON | MI |  | 0.53391 | 0
LCP_Inputs_ON_Electric_IEA_2023_05_05 | 2036 |  |  | Methane |  | Capacity-Interconnection | FOM | 0 |  |  | CH4 Pipeline | ON | NY |  | 0.53391 | 0
LCP_Inputs_ON_Electric_IEA_2023_05_05 | 2036 |  |  | Electricity |  | Capacity-Interconnection | FOM | 2821875 |  |  | Electricity Transmission Line | ON | NY |  | 0.53391 | 1506622.1333
LCP_Inputs_ON_Electric_IEA_2023_05_05 | 2036 |  |  | Hydrogen |  | Capacity-Interconnection | FOM | 0 |  |  | H2 Pipeline - New | ON | NY |  | 0.53391 | 0
LCP_Inputs_ON_Electric_IEA_2023_05_05 | 2036 |  |  | Hydrogen |  | Capacity-Interconnection | FOM | 0 |  |  | H2 Pipeline - Repurposed | ON | NY |  | 0.53391 | 0
LCP_Inputs_ON_Electric_IEA_2023_05_05 | 2036 |  |  | Methane |  | Capacity-Intraconnection | FOM | 0 |  |  | CH4 Pipeline | ON | ON |  | 0.53391 | 0
LCP_Inputs_ON_Electric_IEA_2023_05_05 | 2036 |  |  | Electricity |  | Capacity-Intraconnection | FOM | 0 |  |  | Electricity Transmission Line | ON | ON |  | 0.53391 | 0
LCP_Inputs_ON_Electric_IEA_2023_05_05 | 2036 |  |  | Hydrogen |  | Capacity-Intraconnection | FOM | 0 |  |  | H2 Pipeline - New | ON | ON |  | 0.53391 | 0
LCP_Inputs_ON_Electric_IEA_2023_05_05 | 2036 |  |  | Hydrogen |  | Capacity-Intraconnection | FOM | 0 |  |  | H2 Pipeline - Repurposed | ON | ON |  | 0.53391 | 0
LCP_Inputs_ON_Electric_IEA_2023_05_05 | 2036 |  |  | Methane |  | Capacity-Interconnection | FOM | 0 |  |  | CH4 Pipeline | ON | PJ |  | 0.53391 | 0
LCP_Inputs_ON_Electric_IEA_2023_05_05 | 2036 |  |  | Electricity |  | Capacity-Interconnection | FOM | 0 |  |  | Electricity Transmission Line | ON | PJ |  | 0.53391 | 0
LCP_Inputs_ON_Electric_IEA_2023_05_05 | 2036 |  |  | Hydrogen |  | Capacity-Interconnection | FOM | 0 |  |  | H2 Pipeline - New | ON | PJ |  | 0.53391 | 0
LCP_Inputs_ON_Electric_IEA_2023_05_05 | 2036 |  |  | Hydrogen |  | Capacity-Interconnection | FOM | 0 |  |  | H2 Pipeline - Repurposed | ON | PJ |  | 0.53391 | 0
LCP_Inputs_ON_Electric_IEA_2023_05_05 | 2036 |  |  | Methane |  | Capacity-Interconnection | FOM | 0 |  |  | CH4 Pipeline | ON | QC |  | 0.53391 | 0
LCP_Inputs_ON_Electric_IEA_2023_05_05 | 2036 |  |  | Electricity |  | Capacity-Interconnection | FOM | 3950625 |  |  | Electricity Transmission Line | ON | QC |  | 0.53391 | 2109270.9866
LCP_Inputs_ON_Electric_IEA_2023_05_05 | 2036 |  |  | Hydrogen |  | Capacity-Interconnection | FOM | 0 |  |  | H2 Pipeline - New | ON | QC |  | 0.53391 | 0
LCP_Inputs_ON_Electric_IEA_2023_05_05 | 2036 |  |  | Hydrogen |  | Capacity-Interconnection | FOM | 0 |  |  | H2 Pipeline - Repurposed | ON | QC |  | 0.53391 | 0
LCP_Inputs_ON_Electric_IEA_2023_05_05 | 2036 |  |  | Methane |  | Capacity-Interconnection | FOM | 0 |  |  | CH4 Pipeline | ON | WC |  | 0.53391 | 0
LCP_Inputs_ON_Electric_IEA_2023_05_05 | 2036 |  |  | Electricity |  | Capacity-Interconnection | FOM | 11287500 |  |  | Electricity Transmission Line | ON | WC |  | 0.53391 | 6026488.5331
LCP_Inputs_ON_Electric_IEA_2023_05_05 | 2036 |  |  | Hydrogen |  | Capacity-Interconnection | FOM | 0 |  |  | H2 Pipeline - New | ON | WC |  | 0.53391 | 0
LCP_Inputs_ON_Electric_IEA_2023_05_05 | 2036 |  |  | Hydrogen |  | Capacity-Interconnection | FOM | 0 |  |  | H2 Pipeline - Repurposed | ON | WC |  | 0.53391 | 0
LCP_Inputs_ON_Electric_IEA_2023_05_05 | 2036 |  |  | Methane |  | Capacity-Intraconnection | FOM | 0 |  |  | CH4 Pipeline | PJ | PJ |  | 0.53391 | 0
LCP_Inputs_ON_Electric_IEA_2023_05_05 | 2036 |  |  | Electricity |  | Capacity-Intraconnection | FOM | 0 |  |  | Electricity Transmission Line | PJ | PJ |  | 0.53391 | 0
LCP_Inputs_ON_Electric_IEA_2023_05_05 | 2036 |  |  | Hydrogen |  | Capacity-Intraconnection | FOM | 0 |  |  | H2 Pipeline - New | PJ | PJ |  | 0.53391 | 0
LCP_Inputs_ON_Electric_IEA_2023_05_05 | 2036 |  |  | Hydrogen |  | Capacity-Intraconnection | FOM | 0 |  |  | H2 Pipeline - Repurposed | PJ | PJ |  | 0.53391 | 0
LCP_Inputs_ON_Electric_IEA_2023_05_05 | 2036 |  |  | Electricity |  | Capacity-Interconnection | FOM | 11741246.0996 |  |  | Electricity Transmission Line | QC | NY |  | 0.53391 | 6268747.2853
LCP_Inputs_ON_Electric_IEA_2023_05_05 | 2036 |  |  | Methane |  | Capacity-Intraconnection | FOM | 0 |  |  | CH4 Pipeline | QC | QC |  | 0.53391 | 0
LCP_Inputs_ON_Electric_IEA_2023_05_05 | 2036 |  |  | Electricity |  | Capacity-Intraconnection | FOM | 0 |  |  | Electricity Transmission Line | QC | QC |  | 0.53391 | 0
LCP_Inputs_ON_Electric_IEA_2023_05_05 | 2036 |  |  | Hydrogen |  | Capacity-Intraconnection | FOM | 0 |  |  | H2 Pipeline - New | QC | QC |  | 0.53391 | 0
LCP_Inputs_ON_Electric_IEA_2023_05_05 | 2036 |  |  | Hydrogen |  | Capacity-Intraconnection | FOM | 0 |  |  | H2 Pipeline - Repurposed | QC | QC |  | 0.53391 | 0
LCP_Inputs_ON_Electric_IEA_2023_05_05 | 2036 |  |  | Electricity |  | Capacity-Interconnection | FOM | 683014.7334 |  |  | Electricity Transmission Line | WC | MI |  | 0.53391 | 364667.1503
LCP_Inputs_ON_Electric_IEA_2023_05_05 | 2036 |  |  | Methane |  | Capacity-Intraconnection | FOM | 0 |  |  | CH4 Pipeline | WC | WC |  | 0.53391 | 0
LCP_Inputs_ON_Electric_IEA_2023_05_05 | 2036 |  |  | Electricity |  | Capacity-Intraconnection | FOM | 0 |  |  | Electricity Transmission Line | WC | WC |  | 0.53391 | 0
LCP_Inputs_ON_Electric_IEA_2023_05_05 | 2036 |  |  | Hydrogen |  | Capacity-Intraconnection | FOM | 0 |  |  | H2 Pipeline - New | WC | WC |  | 0.53391 | 0
LCP_Inputs_ON_Electric_IEA_2023_05_05 | 2036 |  |  | Hydrogen |  | Capacity-Intraconnection | FOM | 0 |  |  | H2 Pipeline - Repurposed | WC | WC |  | 0.53391 | 0
LCP_Inputs_ON_Electric_IEA_2023_05_05 | 2037 |  |  | Methane |  | Capacity-Intraconnection | FOM | 0 |  |  | CH4 Pipeline | MI | MI |  | 0.51337 | 0
LCP_Inputs_ON_Electric_IEA_2023_05_05 | 2037 |  |  | Electricity |  | Capacity-Intraconnection | FOM | 0 |  |  | Electricity Transmission Line | MI | MI |  | 0.51337 | 0
LCP_Inputs_ON_Electric_IEA_2023_05_05 | 2037 |  |  | Hydrogen |  | Capacity-Intraconnection | FOM | 0 |  |  | H2 Pipeline - New | MI | MI |  | 0.51337 | 0
LCP_Inputs_ON_Electric_IEA_2023_05_05 | 2037 |  |  | Hydrogen |  | Capacity-Intraconnection | FOM | 0 |  |  | H2 Pipeline - Repurposed | MI | MI |  | 0.51337 | 0
LCP_Inputs_ON_Electric_IEA_2023_05_05 | 2037 |  |  | Methane |  | Capacity-Intraconnection | FOM | 0 |  |  | CH4 Pipeline | NY | NY |  | 0.51337 | 0
LCP_Inputs_ON_Electric_IEA_2023_05_05 | 2037 |  |  | Electricity |  | Capacity-Intraconnection | FOM | 0 |  |  | Electricity Transmission Line | NY | NY |  | 0.51337 | 0
LCP_Inputs_ON_Electric_IEA_2023_05_05 | 2037 |  |  | Hydrogen |  | Capacity-Intraconnection | FOM | 0 |  |  | H2 Pipeline - New | NY | NY |  | 0.51337 | 0
LCP_Inputs_ON_Electric_IEA_2023_05_05 | 2037 |  |  | Hydrogen |  | Capacity-Intraconnection | FOM | 0 |  |  | H2 Pipeline - Repurposed | NY | NY |  | 0.51337 | 0
LCP_Inputs_ON_Electric_IEA_2023_05_05 | 2037 |  |  | Methane |  | Capacity-Interconnection | FOM | 0 |  |  | CH4 Pipeline | ON | MI |  | 0.51337 | 0
LCP_Inputs_ON_Electric_IEA_2023_05_05 | 2037 |  |  | Electricity |  | Capacity-Interconnection | FOM | 2821875 |  |  | Electricity Transmission Line | ON | MI |  | 0.51337 | 1448675.1281
LCP_Inputs_ON_Electric_IEA_2023_05_05 | 2037 |  |  | Hydrogen |  | Capacity-Interconnection | FOM | 0 |  |  | H2 Pipeline - New | ON | MI |  | 0.51337 | 0
LCP_Inputs_ON_Electric_IEA_2023_05_05 | 2037 |  |  | Hydrogen |  | Capacity-Interconnection | FOM | 0 |  |  | H2 Pipeline - Repurposed | ON | MI |  | 0.51337 | 0
LCP_Inputs_ON_Electric_IEA_2023_05_05 | 2037 |  |  | Methane |  | Capacity-Interconnection | FOM | 0 |  |  | CH4 Pipeline | ON | NY |  | 0.51337 | 0
LCP_Inputs_ON_Electric_IEA_2023_05_05 | 2037 |  |  | Electricity |  | Capacity-Interconnection | FOM | 2821875 |  |  | Electricity Transmission Line | ON | NY |  | 0.51337 | 1448675.1281
LCP_Inputs_ON_Electric_IEA_2023_05_05 | 2037 |  |  | Hydrogen |  | Capacity-Interconnection | FOM | 0 |  |  | H2 Pipeline - New | ON | NY |  | 0.51337 | 0
LCP_Inputs_ON_Electric_IEA_2023_05_05 | 2037 |  |  | Hydrogen |  | Capacity-Interconnection | FOM | 0 |  |  | H2 Pipeline - Repurposed | ON | NY |  | 0.51337 | 0
LCP_Inputs_ON_Electric_IEA_2023_05_05 | 2037 |  |  | Methane |  | Capacity-Intraconnection | FOM | 0 |  |  | CH4 Pipeline | ON | ON |  | 0.51337 | 0
LCP_Inputs_ON_Electric_IEA_2023_05_05 | 2037 |  |  | Electricity |  | Capacity-Intraconnection | FOM | 0 |  |  | Electricity Transmission Line | ON | ON |  | 0.51337 | 0
LCP_Inputs_ON_Electric_IEA_2023_05_05 | 2037 |  |  | Hydrogen |  | Capacity-Intraconnection | FOM | 0 |  |  | H2 Pipeline - New | ON | ON |  | 0.51337 | 0
LCP_Inputs_ON_Electric_IEA_2023_05_05 | 2037 |  |  | Hydrogen |  | Capacity-Intraconnection | FOM | 0 |  |  | H2 Pipeline - Repurposed | ON | ON |  | 0.51337 | 0
LCP_Inputs_ON_Electric_IEA_2023_05_05 | 2037 |  |  | Methane |  | Capacity-Interconnection | FOM | 0 |  |  | CH4 Pipeline | ON | PJ |  | 0.51337 | 0
LCP_Inputs_ON_Electric_IEA_2023_05_05 | 2037 |  |  | Electricity |  | Capacity-Interconnection | FOM | 0 |  |  | Electricity Transmission Line | ON | PJ |  | 0.51337 | 0
LCP_Inputs_ON_Electric_IEA_2023_05_05 | 2037 |  |  | Hydrogen |  | Capacity-Interconnection | FOM | 0 |  |  | H2 Pipeline - New | ON | PJ |  | 0.51337 | 0
LCP_Inputs_ON_Electric_IEA_2023_05_05 | 2037 |  |  | Hydrogen |  | Capacity-Interconnection | FOM | 0 |  |  | H2 Pipeline - Repurposed | ON | PJ |  | 0.51337 | 0
LCP_Inputs_ON_Electric_IEA_2023_05_05 | 2037 |  |  | Methane |  | Capacity-Interconnection | FOM | 0 |  |  | CH4 Pipeline | ON | QC |  | 0.51337 | 0
LCP_Inputs_ON_Electric_IEA_2023_05_05 | 2037 |  |  | Electricity |  | Capacity-Interconnection | FOM | 3950625 |  |  | Electricity Transmission Line | ON | QC |  | 0.51337 | 2028145.1794
LCP_Inputs_ON_Electric_IEA_2023_05_05 | 2037 |  |  | Hydrogen |  | Capacity-Interconnection | FOM | 0 |  |  | H2 Pipeline - New | ON | QC |  | 0.51337 | 0
LCP_Inputs_ON_Electric_IEA_2023_05_05 | 2037 |  |  | Hydrogen |  | Capacity-Interconnection | FOM | 0 |  |  | H2 Pipeline - Repurposed | ON | QC |  | 0.51337 | 0
LCP_Inputs_ON_Electric_IEA_2023_05_05 | 2037 |  |  | Methane |  | Capacity-Interconnection | FOM | 0 |  |  | CH4 Pipeline | ON | WC |  | 0.51337 | 0
LCP_Inputs_ON_Electric_IEA_2023_05_05 | 2037 |  |  | Electricity |  | Capacity-Interconnection | FOM | 11287500 |  |  | Electricity Transmission Line | ON | WC |  | 0.51337 | 5794700.5126
LCP_Inputs_ON_Electric_IEA_2023_05_05 | 2037 |  |  | Hydrogen |  | Capacity-Interconnection | FOM | 0 |  |  | H2 Pipeline - New | ON | WC |  | 0.51337 | 0
LCP_Inputs_ON_Electric_IEA_2023_05_05 | 2037 |  |  | Hydrogen |  | Capacity-Interconnection | FOM | 0 |  |  | H2 Pipeline - Repurposed | ON | WC |  | 0.51337 | 0
LCP_Inputs_ON_Electric_IEA_2023_05_05 | 2037 |  |  | Methane |  | Capacity-Intraconnection | FOM | 0 |  |  | CH4 Pipeline | PJ | PJ |  | 0.51337 | 0
LCP_Inputs_ON_Electric_IEA_2023_05_05 | 2037 |  |  | Electricity |  | Capacity-Intraconnection | FOM | 0 |  |  | Electricity Transmission Line | PJ | PJ |  | 0.51337 | 0
LCP_Inputs_ON_Electric_IEA_2023_05_05 | 2037 |  |  | Hydrogen |  | Capacity-Intraconnection | FOM | 0 |  |  | H2 Pipeline - New | PJ | PJ |  | 0.51337 | 0
LCP_Inputs_ON_Electric_IEA_2023_05_05 | 2037 |  |  | Hydrogen |  | Capacity-Intraconnection | FOM | 0 |  |  | H2 Pipeline - Repurposed | PJ | PJ |  | 0.51337 | 0
LCP_Inputs_ON_Electric_IEA_2023_05_05 | 2037 |  |  | Electricity |  | Capacity-Interconnection | FOM | 11741246.0996 |  |  | Electricity Transmission Line | QC | NY |  | 0.51337 | 6027641.6205
LCP_Inputs_ON_Electric_IEA_2023_05_05 | 2037 |  |  | Methane |  | Capacity-Intraconnection | FOM | 0 |  |  | CH4 Pipeline | QC | QC |  | 0.51337 | 0
LCP_Inputs_ON_Electric_IEA_2023_05_05 | 2037 |  |  | Electricity |  | Capacity-Intraconnection | FOM | 0 |  |  | Electricity Transmission Line | QC | QC |  | 0.51337 | 0
LCP_Inputs_ON_Electric_IEA_2023_05_05 | 2037 |  |  | Hydrogen |  | Capacity-Intraconnection | FOM | 0 |  |  | H2 Pipeline - New | QC | QC |  | 0.51337 | 0
LCP_Inputs_ON_Electric_IEA_2023_05_05 | 2037 |  |  | Hydrogen |  | Capacity-Intraconnection | FOM | 0 |  |  | H2 Pipeline - Repurposed | QC | QC |  | 0.51337 | 0
LCP_Inputs_ON_Electric_IEA_2023_05_05 | 2037 |  |  | Electricity |  | Capacity-Interconnection | FOM | 683014.7334 |  |  | Electricity Transmission Line | WC | MI |  | 0.51337 | 350641.4907
LCP_Inputs_ON_Electric_IEA_2023_05_05 | 2037 |  |  | Methane |  | Capacity-Intraconnection | FOM | 0 |  |  | CH4 Pipeline | WC | WC |  | 0.51337 | 0
LCP_Inputs_ON_Electric_IEA_2023_05_05 | 2037 |  |  | Electricity |  | Capacity-Intraconnection | FOM | 0 |  |  | Electricity Transmission Line | WC | WC |  | 0.51337 | 0
LCP_Inputs_ON_Electric_IEA_2023_05_05 | 2037 |  |  | Hydrogen |  | Capacity-Intraconnection | FOM | 0 |  |  | H2 Pipeline - New | WC | WC |  | 0.51337 | 0
LCP_Inputs_ON_Electric_IEA_2023_05_05 | 2037 |  |  | Hydrogen |  | Capacity-Intraconnection | FOM | 0 |  |  | H2 Pipeline - Repurposed | WC | WC |  | 0.51337 | 0
LCP_Inputs_ON_Electric_IEA_2023_05_05 | 2038 |  |  | Methane |  | Capacity-Intraconnection | FOM | 0 |  |  | CH4 Pipeline | MI | MI |  | 0.49363 | 0
LCP_Inputs_ON_Electric_IEA_2023_05_05 | 2038 |  |  | Electricity |  | Capacity-Intraconnection | FOM | 0 |  |  | Electricity Transmission Line | MI | MI |  | 0.49363 | 0
LCP_Inputs_ON_Electric_IEA_2023_05_05 | 2038 |  |  | Hydrogen |  | Capacity-Intraconnection | FOM | 0 |  |  | H2 Pipeline - New | MI | MI |  | 0.49363 | 0
LCP_Inputs_ON_Electric_IEA_2023_05_05 | 2038 |  |  | Hydrogen |  | Capacity-Intraconnection | FOM | 0 |  |  | H2 Pipeline - Repurposed | MI | MI |  | 0.49363 | 0
LCP_Inputs_ON_Electric_IEA_2023_05_05 | 2038 |  |  | Methane |  | Capacity-Intraconnection | FOM | 0 |  |  | CH4 Pipeline | NY | NY |  | 0.49363 | 0
LCP_Inputs_ON_Electric_IEA_2023_05_05 | 2038 |  |  | Electricity |  | Capacity-Intraconnection | FOM | 0 |  |  | Electricity Transmission Line | NY | NY |  | 0.49363 | 0
LCP_Inputs_ON_Electric_IEA_2023_05_05 | 2038 |  |  | Hydrogen |  | Capacity-Intraconnection | FOM | 0 |  |  | H2 Pipeline - New | NY | NY |  | 0.49363 | 0
LCP_Inputs_ON_Electric_IEA_2023_05_05 | 2038 |  |  | Hydrogen |  | Capacity-Intraconnection | FOM | 0 |  |  | H2 Pipeline - Repurposed | NY | NY |  | 0.49363 | 0
LCP_Inputs_ON_Electric_IEA_2023_05_05 | 2038 |  |  | Methane |  | Capacity-Interconnection | FOM | 0 |  |  | CH4 Pipeline | ON | MI |  | 0.49363 | 0
LCP_Inputs_ON_Electric_IEA_2023_05_05 | 2038 |  |  | Electricity |  | Capacity-Interconnection | FOM | 2821875 |  |  | Electricity Transmission Line | ON | MI |  | 0.49363 | 1392956.854
LCP_Inputs_ON_Electric_IEA_2023_05_05 | 2038 |  |  | Hydrogen |  | Capacity-Interconnection | FOM | 0 |  |  | H2 Pipeline - New | ON | MI |  | 0.49363 | 0
LCP_Inputs_ON_Electric_IEA_2023_05_05 | 2038 |  |  | Hydrogen |  | Capacity-Interconnection | FOM | 0 |  |  | H2 Pipeline - Repurposed | ON | MI |  | 0.49363 | 0
LCP_Inputs_ON_Electric_IEA_2023_05_05 | 2038 |  |  | Methane |  | Capacity-Interconnection | FOM | 0 |  |  | CH4 Pipeline | ON | NY |  | 0.49363 | 0
LCP_Inputs_ON_Electric_IEA_2023_05_05 | 2038 |  |  | Electricity |  | Capacity-Interconnection | FOM | 2821875 |  |  | Electricity Transmission Line | ON | NY |  | 0.49363 | 1392956.854
LCP_Inputs_ON_Electric_IEA_2023_05_05 | 2038 |  |  | Hydrogen |  | Capacity-Interconnection | FOM | 0 |  |  | H2 Pipeline - New | ON | NY |  | 0.49363 | 0
LCP_Inputs_ON_Electric_IEA_2023_05_05 | 2038 |  |  | Hydrogen |  | Capacity-Interconnection | FOM | 0 |  |  | H2 Pipeline - Repurposed | ON | NY |  | 0.49363 | 0
LCP_Inputs_ON_Electric_IEA_2023_05_05 | 2038 |  |  | Methane |  | Capacity-Intraconnection | FOM | 0 |  |  | CH4 Pipeline | ON | ON |  | 0.49363 | 0
LCP_Inputs_ON_Electric_IEA_2023_05_05 | 2038 |  |  | Electricity |  | Capacity-Intraconnection | FOM | 0 |  |  | Electricity Transmission Line | ON | ON |  | 0.49363 | 0
LCP_Inputs_ON_Electric_IEA_2023_05_05 | 2038 |  |  | Hydrogen |  | Capacity-Intraconnection | FOM | 0 |  |  | H2 Pipeline - New | ON | ON |  | 0.49363 | 0
LCP_Inputs_ON_Electric_IEA_2023_05_05 | 2038 |  |  | Hydrogen |  | Capacity-Intraconnection | FOM | 0 |  |  | H2 Pipeline - Repurposed | ON | ON |  | 0.49363 | 0
LCP_Inputs_ON_Electric_IEA_2023_05_05 | 2038 |  |  | Methane |  | Capacity-Interconnection | FOM | 0 |  |  | CH4 Pipeline | ON | PJ |  | 0.49363 | 0
LCP_Inputs_ON_Electric_IEA_2023_05_05 | 2038 |  |  | Electricity |  | Capacity-Interconnection | FOM | 0 |  |  | Electricity Transmission Line | ON | PJ |  | 0.49363 | 0
LCP_Inputs_ON_Electric_IEA_2023_05_05 | 2038 |  |  | Hydrogen |  | Capacity-Interconnection | FOM | 0 |  |  | H2 Pipeline - New | ON | PJ |  | 0.49363 | 0
LCP_Inputs_ON_Electric_IEA_2023_05_05 | 2038 |  |  | Hydrogen |  | Capacity-Interconnection | FOM | 0 |  |  | H2 Pipeline - Repurposed | ON | PJ |  | 0.49363 | 0
LCP_Inputs_ON_Electric_IEA_2023_05_05 | 2038 |  |  | Methane |  | Capacity-Interconnection | FOM | 0 |  |  | CH4 Pipeline | ON | QC |  | 0.49363 | 0
LCP_Inputs_ON_Electric_IEA_2023_05_05 | 2038 |  |  | Electricity |  | Capacity-Interconnection | FOM | 3950625 |  |  | Electricity Transmission Line | ON | QC |  | 0.49363 | 1950139.5956
LCP_Inputs_ON_Electric_IEA_2023_05_05 | 2038 |  |  | Hydrogen |  | Capacity-Interconnection | FOM | 0 |  |  | H2 Pipeline - New | ON | QC |  | 0.49363 | 0
LCP_Inputs_ON_Electric_IEA_2023_05_05 | 2038 |  |  | Hydrogen |  | Capacity-Interconnection | FOM | 0 |  |  | H2 Pipeline - Repurposed | ON | QC |  | 0.49363 | 0
LCP_Inputs_ON_Electric_IEA_2023_05_05 | 2038 |  |  | Methane |  | Capacity-Interconnection | FOM | 0 |  |  | CH4 Pipeline | ON | WC |  | 0.49363 | 0
LCP_Inputs_ON_Electric_IEA_2023_05_05 | 2038 |  |  | Electricity |  | Capacity-Interconnection | FOM | 11287500 |  |  | Electricity Transmission Line | ON | WC |  | 0.49363 | 5571827.4159
LCP_Inputs_ON_Electric_IEA_2023_05_05 | 2038 |  |  | Hydrogen |  | Capacity-Interconnection | FOM | 0 |  |  | H2 Pipeline - New | ON | WC |  | 0.49363 | 0
LCP_Inputs_ON_Electric_IEA_2023_05_05 | 2038 |  |  | Hydrogen |  | Capacity-Interconnection | FOM | 0 |  |  | H2 Pipeline - Repurposed | ON | WC |  | 0.49363 | 0
LCP_Inputs_ON_Electric_IEA_2023_05_05 | 2038 |  |  | Methane |  | Capacity-Intraconnection | FOM | 0 |  |  | CH4 Pipeline | PJ | PJ |  | 0.49363 | 0
LCP_Inputs_ON_Electric_IEA_2023_05_05 | 2038 |  |  | Electricity |  | Capacity-Intraconnection | FOM | 0 |  |  | Electricity Transmission Line | PJ | PJ |  | 0.49363 | 0
LCP_Inputs_ON_Electric_IEA_2023_05_05 | 2038 |  |  | Hydrogen |  | Capacity-Intraconnection | FOM | 0 |  |  | H2 Pipeline - New | PJ | PJ |  | 0.49363 | 0
LCP_Inputs_ON_Electric_IEA_2023_05_05 | 2038 |  |  | Hydrogen |  | Capacity-Intraconnection | FOM | 0 |  |  | H2 Pipeline - Repurposed | PJ | PJ |  | 0.49363 | 0
LCP_Inputs_ON_Electric_IEA_2023_05_05 | 2038 |  |  | Electricity |  | Capacity-Interconnection | FOM | 11741246.0996 |  |  | Electricity Transmission Line | QC | NY |  | 0.49363 | 5795809.2505
LCP_Inputs_ON_Electric_IEA_2023_05_05 | 2038 |  |  | Methane |  | Capacity-Intraconnection | FOM | 0 |  |  | CH4 Pipeline | QC | QC |  | 0.49363 | 0
LCP_Inputs_ON_Electric_IEA_2023_05_05 | 2038 |  |  | Electricity |  | Capacity-Intraconnection | FOM | 0 |  |  | Electricity Transmission Line | QC | QC |  | 0.49363 | 0
LCP_Inputs_ON_Electric_IEA_2023_05_05 | 2038 |  |  | Hydrogen |  | Capacity-Intraconnection | FOM | 0 |  |  | H2 Pipeline - New | QC | QC |  | 0.49363 | 0
LCP_Inputs_ON_Electric_IEA_2023_05_05 | 2038 |  |  | Hydrogen |  | Capacity-Intraconnection | FOM | 0 |  |  | H2 Pipeline - Repurposed | QC | QC |  | 0.49363 | 0
LCP_Inputs_ON_Electric_IEA_2023_05_05 | 2038 |  |  | Electricity |  | Capacity-Interconnection | FOM | 683014.7334 |  |  | Electricity Transmission Line | WC | MI |  | 0.49363 | 337155.2795
LCP_Inputs_ON_Electric_IEA_2023_05_05 | 2038 |  |  | Methane |  | Capacity-Intraconnection | FOM | 0 |  |  | CH4 Pipeline | WC | WC |  | 0.49363 | 0
LCP_Inputs_ON_Electric_IEA_2023_05_05 | 2038 |  |  | Electricity |  | Capacity-Intraconnection | FOM | 0 |  |  | Electricity Transmission Line | WC | WC |  | 0.49363 | 0
LCP_Inputs_ON_Electric_IEA_2023_05_05 | 2038 |  |  | Hydrogen |  | Capacity-Intraconnection | FOM | 0 |  |  | H2 Pipeline - New | WC | WC |  | 0.49363 | 0
LCP_Inputs_ON_Electric_IEA_2023_05_05 | 2038 |  |  | Hydrogen |  | Capacity-Intraconnection | FOM | 0 |  |  | H2 Pipeline - Repurposed | WC | WC |  | 0.49363 | 0
LCP_Inputs_ON_Electric_IEA_2023_05_05 | 2039 |  |  | Methane |  | Capacity-Intraconnection | FOM | 0 |  |  | CH4 Pipeline | MI | MI |  | 0.47464 | 0
LCP_Inputs_ON_Electric_IEA_2023_05_05 | 2039 |  |  | Electricity |  | Capacity-Intraconnection | FOM | 0 |  |  | Electricity Transmission Line | MI | MI |  | 0.47464 | 0
LCP_Inputs_ON_Electric_IEA_2023_05_05 | 2039 |  |  | Hydrogen |  | Capacity-Intraconnection | FOM | 0 |  |  | H2 Pipeline - New | MI | MI |  | 0.47464 | 0
LCP_Inputs_ON_Electric_IEA_2023_05_05 | 2039 |  |  | Hydrogen |  | Capacity-Intraconnection | FOM | 0 |  |  | H2 Pipeline - Repurposed | MI | MI |  | 0.47464 | 0
LCP_Inputs_ON_Electric_IEA_2023_05_05 | 2039 |  |  | Methane |  | Capacity-Intraconnection | FOM | 0 |  |  | CH4 Pipeline | NY | NY |  | 0.47464 | 0
LCP_Inputs_ON_Electric_IEA_2023_05_05 | 2039 |  |  | Electricity |  | Capacity-Intraconnection | FOM | 0 |  |  | Electricity Transmission Line | NY | NY |  | 0.47464 | 0
LCP_Inputs_ON_Electric_IEA_2023_05_05 | 2039 |  |  | Hydrogen |  | Capacity-Intraconnection | FOM | 0 |  |  | H2 Pipeline - New | NY | NY |  | 0.47464 | 0
LCP_Inputs_ON_Electric_IEA_2023_05_05 | 2039 |  |  | Hydrogen |  | Capacity-Intraconnection | FOM | 0 |  |  | H2 Pipeline - Repurposed | NY | NY |  | 0.47464 | 0
LCP_Inputs_ON_Electric_IEA_2023_05_05 | 2039 |  |  | Methane |  | Capacity-Interconnection | FOM | 0 |  |  | CH4 Pipeline | ON | MI |  | 0.47464 | 0
LCP_Inputs_ON_Electric_IEA_2023_05_05 | 2039 |  |  | Electricity |  | Capacity-Interconnection | FOM | 2821875 |  |  | Electricity Transmission Line | ON | MI |  | 0.47464 | 1339381.5904
LCP_Inputs_ON_Electric_IEA_2023_05_05 | 2039 |  |  | Hydrogen |  | Capacity-Interconnection | FOM | 0 |  |  | H2 Pipeline - New | ON | MI |  | 0.47464 | 0
LCP_Inputs_ON_Electric_IEA_2023_05_05 | 2039 |  |  | Hydrogen |  | Capacity-Interconnection | FOM | 0 |  |  | H2 Pipeline - Repurposed | ON | MI |  | 0.47464 | 0
LCP_Inputs_ON_Electric_IEA_2023_05_05 | 2039 |  |  | Methane |  | Capacity-Interconnection | FOM | 0 |  |  | CH4 Pipeline | ON | NY |  | 0.47464 | 0
LCP_Inputs_ON_Electric_IEA_2023_05_05 | 2039 |  |  | Electricity |  | Capacity-Interconnection | FOM | 2821875 |  |  | Electricity Transmission Line | ON | NY |  | 0.47464 | 1339381.5904
LCP_Inputs_ON_Electric_IEA_2023_05_05 | 2039 |  |  | Hydrogen |  | Capacity-Interconnection | FOM | 0 |  |  | H2 Pipeline - New | ON | NY |  | 0.47464 | 0
LCP_Inputs_ON_Electric_IEA_2023_05_05 | 2039 |  |  | Hydrogen |  | Capacity-Interconnection | FOM | 0 |  |  | H2 Pipeline - Repurposed | ON | NY |  | 0.47464 | 0
LCP_Inputs_ON_Electric_IEA_2023_05_05 | 2039 |  |  | Methane |  | Capacity-Intraconnection | FOM | 0 |  |  | CH4 Pipeline | ON | ON |  | 0.47464 | 0
LCP_Inputs_ON_Electric_IEA_2023_05_05 | 2039 |  |  | Electricity |  | Capacity-Intraconnection | FOM | 0 |  |  | Electricity Transmission Line | ON | ON |  | 0.47464 | 0
LCP_Inputs_ON_Electric_IEA_2023_05_05 | 2039 |  |  | Hydrogen |  | Capacity-Intraconnection | FOM | 0 |  |  | H2 Pipeline - New | ON | ON |  | 0.47464 | 0
LCP_Inputs_ON_Electric_IEA_2023_05_05 | 2039 |  |  | Hydrogen |  | Capacity-Intraconnection | FOM | 0 |  |  | H2 Pipeline - Repurposed | ON | ON |  | 0.47464 | 0
LCP_Inputs_ON_Electric_IEA_2023_05_05 | 2039 |  |  | Methane |  | Capacity-Interconnection | FOM | 0 |  |  | CH4 Pipeline | ON | PJ |  | 0.47464 | 0
LCP_Inputs_ON_Electric_IEA_2023_05_05 | 2039 |  |  | Electricity |  | Capacity-Interconnection | FOM | 0 |  |  | Electricity Transmission Line | ON | PJ |  | 0.47464 | 0
LCP_Inputs_ON_Electric_IEA_2023_05_05 | 2039 |  |  | Hydrogen |  | Capacity-Interconnection | FOM | 0 |  |  | H2 Pipeline - New | ON | PJ |  | 0.47464 | 0
LCP_Inputs_ON_Electric_IEA_2023_05_05 | 2039 |  |  | Hydrogen |  | Capacity-Interconnection | FOM | 0 |  |  | H2 Pipeline - Repurposed | ON | PJ |  | 0.47464 | 0
LCP_Inputs_ON_Electric_IEA_2023_05_05 | 2039 |  |  | Methane |  | Capacity-Interconnection | FOM | 0 |  |  | CH4 Pipeline | ON | QC |  | 0.47464 | 0
LCP_Inputs_ON_Electric_IEA_2023_05_05 | 2039 |  |  | Electricity |  | Capacity-Interconnection | FOM | 3950625 |  |  | Electricity Transmission Line | ON | QC |  | 0.47464 | 1875134.2265
LCP_Inputs_ON_Electric_IEA_2023_05_05 | 2039 |  |  | Hydrogen |  | Capacity-Interconnection | FOM | 0 |  |  | H2 Pipeline - New | ON | QC |  | 0.47464 | 0
LCP_Inputs_ON_Electric_IEA_2023_05_05 | 2039 |  |  | Hydrogen |  | Capacity-Interconnection | FOM | 0 |  |  | H2 Pipeline - Repurposed | ON | QC |  | 0.47464 | 0
LCP_Inputs_ON_Electric_IEA_2023_05_05 | 2039 |  |  | Methane |  | Capacity-Interconnection | FOM | 0 |  |  | CH4 Pipeline | ON | WC |  | 0.47464 | 0
LCP_Inputs_ON_Electric_IEA_2023_05_05 | 2039 |  |  | Electricity |  | Capacity-Interconnection | FOM | 11287500 |  |  | Electricity Transmission Line | ON | WC |  | 0.47464 | 5357526.3615
LCP_Inputs_ON_Electric_IEA_2023_05_05 | 2039 |  |  | Hydrogen |  | Capacity-Interconnection | FOM | 0 |  |  | H2 Pipeline - New | ON | WC |  | 0.47464 | 0
LCP_Inputs_ON_Electric_IEA_2023_05_05 | 2039 |  |  | Hydrogen |  | Capacity-Interconnection | FOM | 0 |  |  | H2 Pipeline - Repurposed | ON | WC |  | 0.47464 | 0
LCP_Inputs_ON_Electric_IEA_2023_05_05 | 2039 |  |  | Methane |  | Capacity-Intraconnection | FOM | 0 |  |  | CH4 Pipeline | PJ | PJ |  | 0.47464 | 0
LCP_Inputs_ON_Electric_IEA_2023_05_05 | 2039 |  |  | Electricity |  | Capacity-Intraconnection | FOM | 0 |  |  | Electricity Transmission Line | PJ | PJ |  | 0.47464 | 0
LCP_Inputs_ON_Electric_IEA_2023_05_05 | 2039 |  |  | Hydrogen |  | Capacity-Intraconnection | FOM | 0 |  |  | H2 Pipeline - New | PJ | PJ |  | 0.47464 | 0
LCP_Inputs_ON_Electric_IEA_2023_05_05 | 2039 |  |  | Hydrogen |  | Capacity-Intraconnection | FOM | 0 |  |  | H2 Pipeline - Repurposed | PJ | PJ |  | 0.47464 | 0
LCP_Inputs_ON_Electric_IEA_2023_05_05 | 2039 |  |  | Electricity |  | Capacity-Interconnection | FOM | 11741246.0996 |  |  | Electricity Transmission Line | QC | NY |  | 0.47464 | 5572893.5101
LCP_Inputs_ON_Electric_IEA_2023_05_05 | 2039 |  |  | Methane |  | Capacity-Intraconnection | FOM | 0 |  |  | CH4 Pipeline | QC | QC |  | 0.47464 | 0
LCP_Inputs_ON_Electric_IEA_2023_05_05 | 2039 |  |  | Electricity |  | Capacity-Intraconnection | FOM | 0 |  |  | Electricity Transmission Line | QC | QC |  | 0.47464 | 0
LCP_Inputs_ON_Electric_IEA_2023_05_05 | 2039 |  |  | Hydrogen |  | Capacity-Intraconnection | FOM | 0 |  |  | H2 Pipeline - New | QC | QC |  | 0.47464 | 0
LCP_Inputs_ON_Electric_IEA_2023_05_05 | 2039 |  |  | Hydrogen |  | Capacity-Intraconnection | FOM | 0 |  |  | H2 Pipeline - Repurposed | QC | QC |  | 0.47464 | 0
LCP_Inputs_ON_Electric_IEA_2023_05_05 | 2039 |  |  | Electricity |  | Capacity-Interconnection | FOM | 683014.7334 |  |  | Electricity Transmission Line | WC | MI |  | 0.47464 | 324187.7687
LCP_Inputs_ON_Electric_IEA_2023_05_05 | 2039 |  |  | Methane |  | Capacity-Intraconnection | FOM | 0 |  |  | CH4 Pipeline | WC | WC |  | 0.47464 | 0
LCP_Inputs_ON_Electric_IEA_2023_05_05 | 2039 |  |  | Electricity |  | Capacity-Intraconnection | FOM | 0 |  |  | Electricity Transmission Line | WC | WC |  | 0.47464 | 0
LCP_Inputs_ON_Electric_IEA_2023_05_05 | 2039 |  |  | Hydrogen |  | Capacity-Intraconnection | FOM | 0 |  |  | H2 Pipeline - New | WC | WC |  | 0.47464 | 0
LCP_Inputs_ON_Electric_IEA_2023_05_05 | 2039 |  |  | Hydrogen |  | Capacity-Intraconnection | FOM | 0 |  |  | H2 Pipeline - Repurposed | WC | WC |  | 0.47464 | 0
LCP_Inputs_ON_Electric_IEA_2023_05_05 | 2040 |  |  | Methane |  | Capacity-Intraconnection | CONE | 0 |  |  | CH4 Pipeline | MI | MI |  | 0.45639 | 0
LCP_Inputs_ON_Electric_IEA_2023_05_05 | 2040 |  |  | Methane |  | Capacity-Intraconnection | FOM | 0 |  |  | CH4 Pipeline | MI | MI |  | 0.45639 | 0
LCP_Inputs_ON_Electric_IEA_2023_05_05 | 2040 |  |  | Electricity |  | Capacity-Intraconnection | CONE | 0 |  |  | Electricity Transmission Line | MI | MI |  | 0.45639 | 0
LCP_Inputs_ON_Electric_IEA_2023_05_05 | 2040 |  |  | Electricity |  | Capacity-Intraconnection | FOM | 0 |  |  | Electricity Transmission Line | MI | MI |  | 0.45639 | 0
LCP_Inputs_ON_Electric_IEA_2023_05_05 | 2040 |  |  | Hydrogen |  | Capacity-Intraconnection | CONE | 0 |  |  | H2 Pipeline - New | MI | MI |  | 0.45639 | 0
LCP_Inputs_ON_Electric_IEA_2023_05_05 | 2040 |  |  | Hydrogen |  | Capacity-Intraconnection | FOM | 0 |  |  | H2 Pipeline - New | MI | MI |  | 0.45639 | 0
LCP_Inputs_ON_Electric_IEA_2023_05_05 | 2040 |  |  | Hydrogen |  | Capacity-Intraconnection | CONE | 0 |  |  | H2 Pipeline - Repurposed | MI | MI |  | 0.45639 | 0
LCP_Inputs_ON_Electric_IEA_2023_05_05 | 2040 |  |  | Hydrogen |  | Capacity-Intraconnection | FOM | 0 |  |  | H2 Pipeline - Repurposed | MI | MI |  | 0.45639 | 0
LCP_Inputs_ON_Electric_IEA_2023_05_05 | 2040 |  |  | Methane |  | Capacity-Intraconnection | CONE | 0 |  |  | CH4 Pipeline | NY | NY |  | 0.45639 | 0
LCP_Inputs_ON_Electric_IEA_2023_05_05 | 2040 |  |  | Methane |  | Capacity-Intraconnection | FOM | 0 |  |  | CH4 Pipeline | NY | NY |  | 0.45639 | 0
LCP_Inputs_ON_Electric_IEA_2023_05_05 | 2040 |  |  | Electricity |  | Capacity-Intraconnection | CONE | 0 |  |  | Electricity Transmission Line | NY | NY |  | 0.45639 | 0
LCP_Inputs_ON_Electric_IEA_2023_05_05 | 2040 |  |  | Electricity |  | Capacity-Intraconnection | FOM | 0 |  |  | Electricity Transmission Line | NY | NY |  | 0.45639 | 0
LCP_Inputs_ON_Electric_IEA_2023_05_05 | 2040 |  |  | Hydrogen |  | Capacity-Intraconnection | CONE | 0 |  |  | H2 Pipeline - New | NY | NY |  | 0.45639 | 0
LCP_Inputs_ON_Electric_IEA_2023_05_05 | 2040 |  |  | Hydrogen |  | Capacity-Intraconnection | FOM | 0 |  |  | H2 Pipeline - New | NY | NY |  | 0.45639 | 0
LCP_Inputs_ON_Electric_IEA_2023_05_05 | 2040 |  |  | Hydrogen |  | Capacity-Intraconnection | CONE | 0 |  |  | H2 Pipeline - Repurposed | NY | NY |  | 0.45639 | 0
LCP_Inputs_ON_Electric_IEA_2023_05_05 | 2040 |  |  | Hydrogen |  | Capacity-Intraconnection | FOM | 0 |  |  | H2 Pipeline - Repurposed | NY | NY |  | 0.45639 | 0
LCP_Inputs_ON_Electric_IEA_2023_05_05 | 2040 |  |  | Methane |  | Capacity-Interconnection | CONE | 0 |  |  | CH4 Pipeline | ON | MI |  | 0.45639 | 0
LCP_Inputs_ON_Electric_IEA_2023_05_05 | 2040 |  |  | Methane |  | Capacity-Interconnection | FOM | 0 |  |  | CH4 Pipeline | ON | MI |  | 0.45639 | 0
LCP_Inputs_ON_Electric_IEA_2023_05_05 | 2040 |  |  | Electricity |  | Capacity-Interconnection | CONE | 44343750 |  |  | Electricity Transmission Line | ON | MI |  | 0.45639 | 20237908.6456
LCP_Inputs_ON_Electric_IEA_2023_05_05 | 2040 |  |  | Electricity |  | Capacity-Interconnection | FOM | 5643750 |  |  | Electricity Transmission Line | ON | MI |  | 0.45639 | 2575733.8276
LCP_Inputs_ON_Electric_IEA_2023_05_05 | 2040 |  |  | Hydrogen |  | Capacity-Interconnection | CONE | 0 |  |  | H2 Pipeline - New | ON | MI |  | 0.45639 | 0
LCP_Inputs_ON_Electric_IEA_2023_05_05 | 2040 |  |  | Hydrogen |  | Capacity-Interconnection | FOM | 0 |  |  | H2 Pipeline - New | ON | MI |  | 0.45639 | 0
LCP_Inputs_ON_Electric_IEA_2023_05_05 | 2040 |  |  | Hydrogen |  | Capacity-Interconnection | CONE | 0 |  |  | H2 Pipeline - Repurposed | ON | MI |  | 0.45639 | 0
LCP_Inputs_ON_Electric_IEA_2023_05_05 | 2040 |  |  | Hydrogen |  | Capacity-Interconnection | FOM | 0 |  |  | H2 Pipeline - Repurposed | ON | MI |  | 0.45639 | 0
LCP_Inputs_ON_Electric_IEA_2023_05_05 | 2040 |  |  | Methane |  | Capacity-Interconnection | CONE | 0 |  |  | CH4 Pipeline | ON | NY |  | 0.45639 | 0
LCP_Inputs_ON_Electric_IEA_2023_05_05 | 2040 |  |  | Methane |  | Capacity-Interconnection | FOM | 0 |  |  | CH4 Pipeline | ON | NY |  | 0.45639 | 0
LCP_Inputs_ON_Electric_IEA_2023_05_05 | 2040 |  |  | Electricity |  | Capacity-Interconnection | CONE | 44343750 |  |  | Electricity Transmission Line | ON | NY |  | 0.45639 | 20237908.6456
LCP_Inputs_ON_Electric_IEA_2023_05_05 | 2040 |  |  | Electricity |  | Capacity-Interconnection | FOM | 5643750 |  |  | Electricity Transmission Line | ON | NY |  | 0.45639 | 2575733.8276
LCP_Inputs_ON_Electric_IEA_2023_05_05 | 2040 |  |  | Hydrogen |  | Capacity-Interconnection | CONE | 0 |  |  | H2 Pipeline - New | ON | NY |  | 0.45639 | 0
LCP_Inputs_ON_Electric_IEA_2023_05_05 | 2040 |  |  | Hydrogen |  | Capacity-Interconnection | FOM | 0 |  |  | H2 Pipeline - New | ON | NY |  | 0.45639 | 0
LCP_Inputs_ON_Electric_IEA_2023_05_05 | 2040 |  |  | Hydrogen |  | Capacity-Interconnection | CONE | 0 |  |  | H2 Pipeline - Repurposed | ON | NY |  | 0.45639 | 0
LCP_Inputs_ON_Electric_IEA_2023_05_05 | 2040 |  |  | Hydrogen |  | Capacity-Interconnection | FOM | 0 |  |  | H2 Pipeline - Repurposed | ON | NY |  | 0.45639 | 0
LCP_Inputs_ON_Electric_IEA_2023_05_05 | 2040 |  |  | Methane |  | Capacity-Intraconnection | CONE | 0 |  |  | CH4 Pipeline | ON | ON |  | 0.45639 | 0
LCP_Inputs_ON_Electric_IEA_2023_05_05 | 2040 |  |  | Methane |  | Capacity-Intraconnection | FOM | 0 |  |  | CH4 Pipeline | ON | ON |  | 0.45639 | 0
LCP_Inputs_ON_Electric_IEA_2023_05_05 | 2040 |  |  | Electricity |  | Capacity-Intraconnection | CONE | 919849861.2666 |  |  | Electricity Transmission Line | ON | ON |  | 0.45639 | 419807469.1472
LCP_Inputs_ON_Electric_IEA_2023_05_05 | 2040 |  |  | Electricity |  | Capacity-Intraconnection | FOM | 0 |  |  | Electricity Transmission Line | ON | ON |  | 0.45639 | 0
LCP_Inputs_ON_Electric_IEA_2023_05_05 | 2040 |  |  | Hydrogen |  | Capacity-Intraconnection | CONE | 0 |  |  | H2 Pipeline - New | ON | ON |  | 0.45639 | 0
LCP_Inputs_ON_Electric_IEA_2023_05_05 | 2040 |  |  | Hydrogen |  | Capacity-Intraconnection | FOM | 0 |  |  | H2 Pipeline - New | ON | ON |  | 0.45639 | 0
LCP_Inputs_ON_Electric_IEA_2023_05_05 | 2040 |  |  | Hydrogen |  | Capacity-Intraconnection | CONE | 23665859.9788 |  |  | H2 Pipeline - Repurposed | ON | ON |  | 0.45639 | 10800789.5649
LCP_Inputs_ON_Electric_IEA_2023_05_05 | 2040 |  |  | Hydrogen |  | Capacity-Intraconnection | FOM | 0 |  |  | H2 Pipeline - Repurposed | ON | ON |  | 0.45639 | 0
LCP_Inputs_ON_Electric_IEA_2023_05_05 | 2040 |  |  | Methane |  | Capacity-Interconnection | CONE | 0 |  |  | CH4 Pipeline | ON | PJ |  | 0.45639 | 0
LCP_Inputs_ON_Electric_IEA_2023_05_05 | 2040 |  |  | Methane |  | Capacity-Interconnection | FOM | 0 |  |  | CH4 Pipeline | ON | PJ |  | 0.45639 | 0
LCP_Inputs_ON_Electric_IEA_2023_05_05 | 2040 |  |  | Electricity |  | Capacity-Interconnection | CONE | 17737500 |  |  | Electricity Transmission Line | ON | PJ |  | 0.45639 | 8095163.4582
LCP_Inputs_ON_Electric_IEA_2023_05_05 | 2040 |  |  | Electricity |  | Capacity-Interconnection | FOM | 1128750 |  |  | Electricity Transmission Line | ON | PJ |  | 0.45639 | 515146.7655
LCP_Inputs_ON_Electric_IEA_2023_05_05 | 2040 |  |  | Hydrogen |  | Capacity-Interconnection | CONE | 0 |  |  | H2 Pipeline - New | ON | PJ |  | 0.45639 | 0
LCP_Inputs_ON_Electric_IEA_2023_05_05 | 2040 |  |  | Hydrogen |  | Capacity-Interconnection | FOM | 0 |  |  | H2 Pipeline - New | ON | PJ |  | 0.45639 | 0
LCP_Inputs_ON_Electric_IEA_2023_05_05 | 2040 |  |  | Hydrogen |  | Capacity-Interconnection | CONE | 0 |  |  | H2 Pipeline - Repurposed | ON | PJ |  | 0.45639 | 0
LCP_Inputs_ON_Electric_IEA_2023_05_05 | 2040 |  |  | Hydrogen |  | Capacity-Interconnection | FOM | 0 |  |  | H2 Pipeline - Repurposed | ON | PJ |  | 0.45639 | 0
LCP_Inputs_ON_Electric_IEA_2023_05_05 | 2040 |  |  | Methane |  | Capacity-Interconnection | CONE | 0 |  |  | CH4 Pipeline | ON | QC |  | 0.45639 | 0
LCP_Inputs_ON_Electric_IEA_2023_05_05 | 2040 |  |  | Methane |  | Capacity-Interconnection | FOM | 0 |  |  | CH4 Pipeline | ON | QC |  | 0.45639 | 0
LCP_Inputs_ON_Electric_IEA_2023_05_05 | 2040 |  |  | Electricity |  | Capacity-Interconnection | CONE | 62081250 |  |  | Electricity Transmission Line | ON | QC |  | 0.45639 | 28333072.1039
LCP_Inputs_ON_Electric_IEA_2023_05_05 | 2040 |  |  | Electricity |  | Capacity-Interconnection | FOM | 7901250 |  |  | Electricity Transmission Line | ON | QC |  | 0.45639 | 3606027.3587
LCP_Inputs_ON_Electric_IEA_2023_05_05 | 2040 |  |  | Hydrogen |  | Capacity-Interconnection | CONE | 0 |  |  | H2 Pipeline - New | ON | QC |  | 0.45639 | 0
LCP_Inputs_ON_Electric_IEA_2023_05_05 | 2040 |  |  | Hydrogen |  | Capacity-Interconnection | FOM | 0 |  |  | H2 Pipeline - New | ON | QC |  | 0.45639 | 0
LCP_Inputs_ON_Electric_IEA_2023_05_05 | 2040 |  |  | Hydrogen |  | Capacity-Interconnection | CONE | 0 |  |  | H2 Pipeline - Repurposed | ON | QC |  | 0.45639 | 0
LCP_Inputs_ON_Electric_IEA_2023_05_05 | 2040 |  |  | Hydrogen |  | Capacity-Interconnection | FOM | 0 |  |  | H2 Pipeline - Repurposed | ON | QC |  | 0.45639 | 0
LCP_Inputs_ON_Electric_IEA_2023_05_05 | 2040 |  |  | Methane |  | Capacity-Interconnection | CONE | 0 |  |  | CH4 Pipeline | ON | WC |  | 0.45639 | 0
LCP_Inputs_ON_Electric_IEA_2023_05_05 | 2040 |  |  | Methane |  | Capacity-Interconnection | FOM | 0 |  |  | CH4 Pipeline | ON | WC |  | 0.45639 | 0
LCP_Inputs_ON_Electric_IEA_2023_05_05 | 2040 |  |  | Electricity |  | Capacity-Interconnection | CONE | 177375000 |  |  | Electricity Transmission Line | ON | WC |  | 0.45639 | 80951634.5825
LCP_Inputs_ON_Electric_IEA_2023_05_05 | 2040 |  |  | Electricity |  | Capacity-Interconnection | FOM | 22575000 |  |  | Electricity Transmission Line | ON | WC |  | 0.45639 | 10302935.3105
LCP_Inputs_ON_Electric_IEA_2023_05_05 | 2040 |  |  | Hydrogen |  | Capacity-Interconnection | CONE | 0 |  |  | H2 Pipeline - New | ON | WC |  | 0.45639 | 0
LCP_Inputs_ON_Electric_IEA_2023_05_05 | 2040 |  |  | Hydrogen |  | Capacity-Interconnection | FOM | 0 |  |  | H2 Pipeline - New | ON | WC |  | 0.45639 | 0
LCP_Inputs_ON_Electric_IEA_2023_05_05 | 2040 |  |  | Hydrogen |  | Capacity-Interconnection | CONE | 360567075.9615 |  |  | H2 Pipeline - Repurposed | ON | WC |  | 0.45639 | 164558106.6988
LCP_Inputs_ON_Electric_IEA_2023_05_05 | 2040 |  |  | Hydrogen |  | Capacity-Interconnection | FOM | 127473208.6733 |  |  | H2 Pipeline - Repurposed | ON | WC |  | 0.45639 | 58177108.4289
LCP_Inputs_ON_Electric_IEA_2023_05_05 | 2040 |  |  | Methane |  | Capacity-Intraconnection | CONE | 0 |  |  | CH4 Pipeline | PJ | PJ |  | 0.45639 | 0
LCP_Inputs_ON_Electric_IEA_2023_05_05 | 2040 |  |  | Methane |  | Capacity-Intraconnection | FOM | 0 |  |  | CH4 Pipeline | PJ | PJ |  | 0.45639 | 0
LCP_Inputs_ON_Electric_IEA_2023_05_05 | 2040 |  |  | Electricity |  | Capacity-Intraconnection | CONE | 0 |  |  | Electricity Transmission Line | PJ | PJ |  | 0.45639 | 0
LCP_Inputs_ON_Electric_IEA_2023_05_05 | 2040 |  |  | Electricity |  | Capacity-Intraconnection | FOM | 0 |  |  | Electricity Transmission Line | PJ | PJ |  | 0.45639 | 0
LCP_Inputs_ON_Electric_IEA_2023_05_05 | 2040 |  |  | Hydrogen |  | Capacity-Intraconnection | CONE | 0 |  |  | H2 Pipeline - New | PJ | PJ |  | 0.45639 | 0
LCP_Inputs_ON_Electric_IEA_2023_05_05 | 2040 |  |  | Hydrogen |  | Capacity-Intraconnection | FOM | 0 |  |  | H2 Pipeline - New | PJ | PJ |  | 0.45639 | 0
LCP_Inputs_ON_Electric_IEA_2023_05_05 | 2040 |  |  | Hydrogen |  | Capacity-Intraconnection | CONE | 0 |  |  | H2 Pipeline - Repurposed | PJ | PJ |  | 0.45639 | 0
LCP_Inputs_ON_Electric_IEA_2023_05_05 | 2040 |  |  | Hydrogen |  | Capacity-Intraconnection | FOM | 0 |  |  | H2 Pipeline - Repurposed | PJ | PJ |  | 0.45639 | 0
LCP_Inputs_ON_Electric_IEA_2023_05_05 | 2040 |  |  | Electricity |  | Capacity-Interconnection | CONE | 101081725.7581 |  |  | Electricity Transmission Line | QC | NY |  | 0.45639 | 46132380.1355
LCP_Inputs_ON_Electric_IEA_2023_05_05 | 2040 |  |  | Electricity |  | Capacity-Interconnection | FOM | 18173719.557 |  |  | Electricity Transmission Line | QC | NY |  | 0.45639 | 8294248.3697
LCP_Inputs_ON_Electric_IEA_2023_05_05 | 2040 |  |  | Methane |  | Capacity-Intraconnection | CONE | 0 |  |  | CH4 Pipeline | QC | QC |  | 0.45639 | 0
LCP_Inputs_ON_Electric_IEA_2023_05_05 | 2040 |  |  | Methane |  | Capacity-Intraconnection | FOM | 0 |  |  | CH4 Pipeline | QC | QC |  | 0.45639 | 0
LCP_Inputs_ON_Electric_IEA_2023_05_05 | 2040 |  |  | Electricity |  | Capacity-Intraconnection | CONE | 0 |  |  | Electricity Transmission Line | QC | QC |  | 0.45639 | 0
LCP_Inputs_ON_Electric_IEA_2023_05_05 | 2040 |  |  | Electricity |  | Capacity-Intraconnection | FOM | 0 |  |  | Electricity Transmission Line | QC | QC |  | 0.45639 | 0
LCP_Inputs_ON_Electric_IEA_2023_05_05 | 2040 |  |  | Hydrogen |  | Capacity-Intraconnection | CONE | 0 |  |  | H2 Pipeline - New | QC | QC |  | 0.45639 | 0
LCP_Inputs_ON_Electric_IEA_2023_05_05 | 2040 |  |  | Hydrogen |  | Capacity-Intraconnection | FOM | 0 |  |  | H2 Pipeline - New | QC | QC |  | 0.45639 | 0
LCP_Inputs_ON_Electric_IEA_2023_05_05 | 2040 |  |  | Hydrogen |  | Capacity-Intraconnection | CONE | 0 |  |  | H2 Pipeline - Repurposed | QC | QC |  | 0.45639 | 0
LCP_Inputs_ON_Electric_IEA_2023_05_05 | 2040 |  |  | Hydrogen |  | Capacity-Intraconnection | FOM | 0 |  |  | H2 Pipeline - Repurposed | QC | QC |  | 0.45639 | 0
LCP_Inputs_ON_Electric_IEA_2023_05_05 | 2040 |  |  | Electricity |  | Capacity-Interconnection | CONE | 43790680.8082 |  |  | Electricity Transmission Line | WC | MI |  | 0.45639 | 19985495.0861
LCP_Inputs_ON_Electric_IEA_2023_05_05 | 2040 |  |  | Electricity |  | Capacity-Interconnection | FOM | 3469694.4212 |  |  | Electricity Transmission Line | WC | MI |  | 0.45639 | 1583523.2411
LCP_Inputs_ON_Electric_IEA_2023_05_05 | 2040 |  |  | Methane |  | Capacity-Intraconnection | CONE | 0 |  |  | CH4 Pipeline | WC | WC |  | 0.45639 | 0
LCP_Inputs_ON_Electric_IEA_2023_05_05 | 2040 |  |  | Methane |  | Capacity-Intraconnection | FOM | 0 |  |  | CH4 Pipeline | WC | WC |  | 0.45639 | 0
LCP_Inputs_ON_Electric_IEA_2023_05_05 | 2040 |  |  | Electricity |  | Capacity-Intraconnection | CONE | 0 |  |  | Electricity Transmission Line | WC | WC |  | 0.45639 | 0
LCP_Inputs_ON_Electric_IEA_2023_05_05 | 2040 |  |  | Electricity |  | Capacity-Intraconnection | FOM | 0 |  |  | Electricity Transmission Line | WC | WC |  | 0.45639 | 0
LCP_Inputs_ON_Electric_IEA_2023_05_05 | 2040 |  |  | Hydrogen |  | Capacity-Intraconnection | CONE | 0 |  |  | H2 Pipeline - New | WC | WC |  | 0.45639 | 0
LCP_Inputs_ON_Electric_IEA_2023_05_05 | 2040 |  |  | Hydrogen |  | Capacity-Intraconnection | FOM | 0 |  |  | H2 Pipeline - New | WC | WC |  | 0.45639 | 0
LCP_Inputs_ON_Electric_IEA_2023_05_05 | 2040 |  |  | Hydrogen |  | Capacity-Intraconnection | CONE | 0 |  |  | H2 Pipeline - Repurposed | WC | WC |  | 0.45639 | 0
LCP_Inputs_ON_Electric_IEA_2023_05_05 | 2040 |  |  | Hydrogen |  | Capacity-Intraconnection | FOM | 0 |  |  | H2 Pipeline - Repurposed | WC | WC |  | 0.45639 | 0
LCP_Inputs_ON_Electric_IEA_2023_05_05 | 2041 |  |  | Methane |  | Capacity-Intraconnection | FOM | 0 |  |  | CH4 Pipeline | MI | MI |  | 0.43883 | 0
LCP_Inputs_ON_Electric_IEA_2023_05_05 | 2041 |  |  | Electricity |  | Capacity-Intraconnection | FOM | 0 |  |  | Electricity Transmission Line | MI | MI |  | 0.43883 | 0
LCP_Inputs_ON_Electric_IEA_2023_05_05 | 2041 |  |  | Hydrogen |  | Capacity-Intraconnection | FOM | 0 |  |  | H2 Pipeline - New | MI | MI |  | 0.43883 | 0
LCP_Inputs_ON_Electric_IEA_2023_05_05 | 2041 |  |  | Hydrogen |  | Capacity-Intraconnection | FOM | 0 |  |  | H2 Pipeline - Repurposed | MI | MI |  | 0.43883 | 0
LCP_Inputs_ON_Electric_IEA_2023_05_05 | 2041 |  |  | Methane |  | Capacity-Intraconnection | FOM | 0 |  |  | CH4 Pipeline | NY | NY |  | 0.43883 | 0
LCP_Inputs_ON_Electric_IEA_2023_05_05 | 2041 |  |  | Electricity |  | Capacity-Intraconnection | FOM | 0 |  |  | Electricity Transmission Line | NY | NY |  | 0.43883 | 0
LCP_Inputs_ON_Electric_IEA_2023_05_05 | 2041 |  |  | Hydrogen |  | Capacity-Intraconnection | FOM | 0 |  |  | H2 Pipeline - New | NY | NY |  | 0.43883 | 0
LCP_Inputs_ON_Electric_IEA_2023_05_05 | 2041 |  |  | Hydrogen |  | Capacity-Intraconnection | FOM | 0 |  |  | H2 Pipeline - Repurposed | NY | NY |  | 0.43883 | 0
LCP_Inputs_ON_Electric_IEA_2023_05_05 | 2041 |  |  | Methane |  | Capacity-Interconnection | FOM | 0 |  |  | CH4 Pipeline | ON | MI |  | 0.43883 | 0
LCP_Inputs_ON_Electric_IEA_2023_05_05 | 2041 |  |  | Electricity |  | Capacity-Interconnection | FOM | 5643750 |  |  | Electricity Transmission Line | ON | MI |  | 0.43883 | 2476667.1419
LCP_Inputs_ON_Electric_IEA_2023_05_05 | 2041 |  |  | Hydrogen |  | Capacity-Interconnection | FOM | 0 |  |  | H2 Pipeline - New | ON | MI |  | 0.43883 | 0
LCP_Inputs_ON_Electric_IEA_2023_05_05 | 2041 |  |  | Hydrogen |  | Capacity-Interconnection | FOM | 0 |  |  | H2 Pipeline - Repurposed | ON | MI |  | 0.43883 | 0
LCP_Inputs_ON_Electric_IEA_2023_05_05 | 2041 |  |  | Methane |  | Capacity-Interconnection | FOM | 0 |  |  | CH4 Pipeline | ON | NY |  | 0.43883 | 0
LCP_Inputs_ON_Electric_IEA_2023_05_05 | 2041 |  |  | Electricity |  | Capacity-Interconnection | FOM | 5643750 |  |  | Electricity Transmission Line | ON | NY |  | 0.43883 | 2476667.1419
LCP_Inputs_ON_Electric_IEA_2023_05_05 | 2041 |  |  | Hydrogen |  | Capacity-Interconnection | FOM | 0 |  |  | H2 Pipeline - New | ON | NY |  | 0.43883 | 0
LCP_Inputs_ON_Electric_IEA_2023_05_05 | 2041 |  |  | Hydrogen |  | Capacity-Interconnection | FOM | 0 |  |  | H2 Pipeline - Repurposed | ON | NY |  | 0.43883 | 0
LCP_Inputs_ON_Electric_IEA_2023_05_05 | 2041 |  |  | Methane |  | Capacity-Intraconnection | FOM | 0 |  |  | CH4 Pipeline | ON | ON |  | 0.43883 | 0
LCP_Inputs_ON_Electric_IEA_2023_05_05 | 2041 |  |  | Electricity |  | Capacity-Intraconnection | FOM | 0 |  |  | Electricity Transmission Line | ON | ON |  | 0.43883 | 0
LCP_Inputs_ON_Electric_IEA_2023_05_05 | 2041 |  |  | Hydrogen |  | Capacity-Intraconnection | FOM | 0 |  |  | H2 Pipeline - New | ON | ON |  | 0.43883 | 0
LCP_Inputs_ON_Electric_IEA_2023_05_05 | 2041 |  |  | Hydrogen |  | Capacity-Intraconnection | FOM | 0 |  |  | H2 Pipeline - Repurposed | ON | ON |  | 0.43883 | 0
LCP_Inputs_ON_Electric_IEA_2023_05_05 | 2041 |  |  | Methane |  | Capacity-Interconnection | FOM | 0 |  |  | CH4 Pipeline | ON | PJ |  | 0.43883 | 0
LCP_Inputs_ON_Electric_IEA_2023_05_05 | 2041 |  |  | Electricity |  | Capacity-Interconnection | FOM | 1128750 |  |  | Electricity Transmission Line | ON | PJ |  | 0.43883 | 495333.4284
LCP_Inputs_ON_Electric_IEA_2023_05_05 | 2041 |  |  | Hydrogen |  | Capacity-Interconnection | FOM | 0 |  |  | H2 Pipeline - New | ON | PJ |  | 0.43883 | 0
LCP_Inputs_ON_Electric_IEA_2023_05_05 | 2041 |  |  | Hydrogen |  | Capacity-Interconnection | FOM | 0 |  |  | H2 Pipeline - Repurposed | ON | PJ |  | 0.43883 | 0
LCP_Inputs_ON_Electric_IEA_2023_05_05 | 2041 |  |  | Methane |  | Capacity-Interconnection | FOM | 0 |  |  | CH4 Pipeline | ON | QC |  | 0.43883 | 0
LCP_Inputs_ON_Electric_IEA_2023_05_05 | 2041 |  |  | Electricity |  | Capacity-Interconnection | FOM | 7901250 |  |  | Electricity Transmission Line | ON | QC |  | 0.43883 | 3467333.9987
LCP_Inputs_ON_Electric_IEA_2023_05_05 | 2041 |  |  | Hydrogen |  | Capacity-Interconnection | FOM | 0 |  |  | H2 Pipeline - New | ON | QC |  | 0.43883 | 0
LCP_Inputs_ON_Electric_IEA_2023_05_05 | 2041 |  |  | Hydrogen |  | Capacity-Interconnection | FOM | 0 |  |  | H2 Pipeline - Repurposed | ON | QC |  | 0.43883 | 0
LCP_Inputs_ON_Electric_IEA_2023_05_05 | 2041 |  |  | Methane |  | Capacity-Interconnection | FOM | 0 |  |  | CH4 Pipeline | ON | WC |  | 0.43883 | 0
LCP_Inputs_ON_Electric_IEA_2023_05_05 | 2041 |  |  | Electricity |  | Capacity-Interconnection | FOM | 22575000 |  |  | Electricity Transmission Line | ON | WC |  | 0.43883 | 9906668.5678
LCP_Inputs_ON_Electric_IEA_2023_05_05 | 2041 |  |  | Hydrogen |  | Capacity-Interconnection | FOM | 0 |  |  | H2 Pipeline - New | ON | WC |  | 0.43883 | 0
LCP_Inputs_ON_Electric_IEA_2023_05_05 | 2041 |  |  | Hydrogen |  | Capacity-Interconnection | FOM | 127473208.6733 |  |  | H2 Pipeline - Repurposed | ON | WC |  | 0.43883 | 55939527.3354
LCP_Inputs_ON_Electric_IEA_2023_05_05 | 2041 |  |  | Methane |  | Capacity-Intraconnection | FOM | 0 |  |  | CH4 Pipeline | PJ | PJ |  | 0.43883 | 0
LCP_Inputs_ON_Electric_IEA_2023_05_05 | 2041 |  |  | Electricity |  | Capacity-Intraconnection | FOM | 0 |  |  | Electricity Transmission Line | PJ | PJ |  | 0.43883 | 0
LCP_Inputs_ON_Electric_IEA_2023_05_05 | 2041 |  |  | Hydrogen |  | Capacity-Intraconnection | FOM | 0 |  |  | H2 Pipeline - New | PJ | PJ |  | 0.43883 | 0
LCP_Inputs_ON_Electric_IEA_2023_05_05 | 2041 |  |  | Hydrogen |  | Capacity-Intraconnection | FOM | 0 |  |  | H2 Pipeline - Repurposed | PJ | PJ |  | 0.43883 | 0
LCP_Inputs_ON_Electric_IEA_2023_05_05 | 2041 |  |  | Electricity |  | Capacity-Interconnection | FOM | 18173719.557 |  |  | Electricity Transmission Line | QC | NY |  | 0.43883 | 7975238.817
LCP_Inputs_ON_Electric_IEA_2023_05_05 | 2041 |  |  | Methane |  | Capacity-Intraconnection | FOM | 0 |  |  | CH4 Pipeline | QC | QC |  | 0.43883 | 0
LCP_Inputs_ON_Electric_IEA_2023_05_05 | 2041 |  |  | Electricity |  | Capacity-Intraconnection | FOM | 0 |  |  | Electricity Transmission Line | QC | QC |  | 0.43883 | 0
LCP_Inputs_ON_Electric_IEA_2023_05_05 | 2041 |  |  | Hydrogen |  | Capacity-Intraconnection | FOM | 0 |  |  | H2 Pipeline - New | QC | QC |  | 0.43883 | 0
LCP_Inputs_ON_Electric_IEA_2023_05_05 | 2041 |  |  | Hydrogen |  | Capacity-Intraconnection | FOM | 0 |  |  | H2 Pipeline - Repurposed | QC | QC |  | 0.43883 | 0
LCP_Inputs_ON_Electric_IEA_2023_05_05 | 2041 |  |  | Electricity |  | Capacity-Interconnection | FOM | 3469694.4212 |  |  | Electricity Transmission Line | WC | MI |  | 0.43883 | 1522618.5011
LCP_Inputs_ON_Electric_IEA_2023_05_05 | 2041 |  |  | Methane |  | Capacity-Intraconnection | FOM | 0 |  |  | CH4 Pipeline | WC | WC |  | 0.43883 | 0
LCP_Inputs_ON_Electric_IEA_2023_05_05 | 2041 |  |  | Electricity |  | Capacity-Intraconnection | FOM | 0 |  |  | Electricity Transmission Line | WC | WC |  | 0.43883 | 0
LCP_Inputs_ON_Electric_IEA_2023_05_05 | 2041 |  |  | Hydrogen |  | Capacity-Intraconnection | FOM | 0 |  |  | H2 Pipeline - New | WC | WC |  | 0.43883 | 0
LCP_Inputs_ON_Electric_IEA_2023_05_05 | 2041 |  |  | Hydrogen |  | Capacity-Intraconnection | FOM | 0 |  |  | H2 Pipeline - Repurposed | WC | WC |  | 0.43883 | 0
LCP_Inputs_ON_Electric_IEA_2023_05_05 | 2042 |  |  | Methane |  | Capacity-Intraconnection | FOM | 0 |  |  | CH4 Pipeline | MI | MI |  | 0.42196 | 0
LCP_Inputs_ON_Electric_IEA_2023_05_05 | 2042 |  |  | Electricity |  | Capacity-Intraconnection | FOM | 0 |  |  | Electricity Transmission Line | MI | MI |  | 0.42196 | 0
LCP_Inputs_ON_Electric_IEA_2023_05_05 | 2042 |  |  | Hydrogen |  | Capacity-Intraconnection | FOM | 0 |  |  | H2 Pipeline - New | MI | MI |  | 0.42196 | 0
LCP_Inputs_ON_Electric_IEA_2023_05_05 | 2042 |  |  | Hydrogen |  | Capacity-Intraconnection | FOM | 0 |  |  | H2 Pipeline - Repurposed | MI | MI |  | 0.42196 | 0
LCP_Inputs_ON_Electric_IEA_2023_05_05 | 2042 |  |  | Methane |  | Capacity-Intraconnection | FOM | 0 |  |  | CH4 Pipeline | NY | NY |  | 0.42196 | 0
LCP_Inputs_ON_Electric_IEA_2023_05_05 | 2042 |  |  | Electricity |  | Capacity-Intraconnection | FOM | 0 |  |  | Electricity Transmission Line | NY | NY |  | 0.42196 | 0
LCP_Inputs_ON_Electric_IEA_2023_05_05 | 2042 |  |  | Hydrogen |  | Capacity-Intraconnection | FOM | 0 |  |  | H2 Pipeline - New | NY | NY |  | 0.42196 | 0
LCP_Inputs_ON_Electric_IEA_2023_05_05 | 2042 |  |  | Hydrogen |  | Capacity-Intraconnection | FOM | 0 |  |  | H2 Pipeline - Repurposed | NY | NY |  | 0.42196 | 0
LCP_Inputs_ON_Electric_IEA_2023_05_05 | 2042 |  |  | Methane |  | Capacity-Interconnection | FOM | 0 |  |  | CH4 Pipeline | ON | MI |  | 0.42196 | 0
LCP_Inputs_ON_Electric_IEA_2023_05_05 | 2042 |  |  | Electricity |  | Capacity-Interconnection | FOM | 5643750 |  |  | Electricity Transmission Line | ON | MI |  | 0.42196 | 2381410.7134
LCP_Inputs_ON_Electric_IEA_2023_05_05 | 2042 |  |  | Hydrogen |  | Capacity-Interconnection | FOM | 0 |  |  | H2 Pipeline - New | ON | MI |  | 0.42196 | 0
LCP_Inputs_ON_Electric_IEA_2023_05_05 | 2042 |  |  | Hydrogen |  | Capacity-Interconnection | FOM | 0 |  |  | H2 Pipeline - Repurposed | ON | MI |  | 0.42196 | 0
LCP_Inputs_ON_Electric_IEA_2023_05_05 | 2042 |  |  | Methane |  | Capacity-Interconnection | FOM | 0 |  |  | CH4 Pipeline | ON | NY |  | 0.42196 | 0
LCP_Inputs_ON_Electric_IEA_2023_05_05 | 2042 |  |  | Electricity |  | Capacity-Interconnection | FOM | 5643750 |  |  | Electricity Transmission Line | ON | NY |  | 0.42196 | 2381410.7134
LCP_Inputs_ON_Electric_IEA_2023_05_05 | 2042 |  |  | Hydrogen |  | Capacity-Interconnection | FOM | 0 |  |  | H2 Pipeline - New | ON | NY |  | 0.42196 | 0
LCP_Inputs_ON_Electric_IEA_2023_05_05 | 2042 |  |  | Hydrogen |  | Capacity-Interconnection | FOM | 0 |  |  | H2 Pipeline - Repurposed | ON | NY |  | 0.42196 | 0
LCP_Inputs_ON_Electric_IEA_2023_05_05 | 2042 |  |  | Methane |  | Capacity-Intraconnection | FOM | 0 |  |  | CH4 Pipeline | ON | ON |  | 0.42196 | 0
LCP_Inputs_ON_Electric_IEA_2023_05_05 | 2042 |  |  | Electricity |  | Capacity-Intraconnection | FOM | 0 |  |  | Electricity Transmission Line | ON | ON |  | 0.42196 | 0
LCP_Inputs_ON_Electric_IEA_2023_05_05 | 2042 |  |  | Hydrogen |  | Capacity-Intraconnection | FOM | 0 |  |  | H2 Pipeline - New | ON | ON |  | 0.42196 | 0
LCP_Inputs_ON_Electric_IEA_2023_05_05 | 2042 |  |  | Hydrogen |  | Capacity-Intraconnection | FOM | 0 |  |  | H2 Pipeline - Repurposed | ON | ON |  | 0.42196 | 0
LCP_Inputs_ON_Electric_IEA_2023_05_05 | 2042 |  |  | Methane |  | Capacity-Interconnection | FOM | 0 |  |  | CH4 Pipeline | ON | PJ |  | 0.42196 | 0
LCP_Inputs_ON_Electric_IEA_2023_05_05 | 2042 |  |  | Electricity |  | Capacity-Interconnection | FOM | 1128750 |  |  | Electricity Transmission Line | ON | PJ |  | 0.42196 | 476282.1427
LCP_Inputs_ON_Electric_IEA_2023_05_05 | 2042 |  |  | Hydrogen |  | Capacity-Interconnection | FOM | 0 |  |  | H2 Pipeline - New | ON | PJ |  | 0.42196 | 0
LCP_Inputs_ON_Electric_IEA_2023_05_05 | 2042 |  |  | Hydrogen |  | Capacity-Interconnection | FOM | 0 |  |  | H2 Pipeline - Repurposed | ON | PJ |  | 0.42196 | 0
LCP_Inputs_ON_Electric_IEA_2023_05_05 | 2042 |  |  | Methane |  | Capacity-Interconnection | FOM | 0 |  |  | CH4 Pipeline | ON | QC |  | 0.42196 | 0
LCP_Inputs_ON_Electric_IEA_2023_05_05 | 2042 |  |  | Electricity |  | Capacity-Interconnection | FOM | 7901250 |  |  | Electricity Transmission Line | ON | QC |  | 0.42196 | 3333974.9988
LCP_Inputs_ON_Electric_IEA_2023_05_05 | 2042 |  |  | Hydrogen |  | Capacity-Interconnection | FOM | 0 |  |  | H2 Pipeline - New | ON | QC |  | 0.42196 | 0
LCP_Inputs_ON_Electric_IEA_2023_05_05 | 2042 |  |  | Hydrogen |  | Capacity-Interconnection | FOM | 0 |  |  | H2 Pipeline - Repurposed | ON | QC |  | 0.42196 | 0
LCP_Inputs_ON_Electric_IEA_2023_05_05 | 2042 |  |  | Methane |  | Capacity-Interconnection | FOM | 0 |  |  | CH4 Pipeline | ON | WC |  | 0.42196 | 0
LCP_Inputs_ON_Electric_IEA_2023_05_05 | 2042 |  |  | Electricity |  | Capacity-Interconnection | FOM | 22575000 |  |  | Electricity Transmission Line | ON | WC |  | 0.42196 | 9525642.8536
LCP_Inputs_ON_Electric_IEA_2023_05_05 | 2042 |  |  | Hydrogen |  | Capacity-Interconnection | FOM | 0 |  |  | H2 Pipeline - New | ON | WC |  | 0.42196 | 0
LCP_Inputs_ON_Electric_IEA_2023_05_05 | 2042 |  |  | Hydrogen |  | Capacity-Interconnection | FOM | 127473208.6733 |  |  | H2 Pipeline - Repurposed | ON | WC |  | 0.42196 | 53788007.0533
LCP_Inputs_ON_Electric_IEA_2023_05_05 | 2042 |  |  | Methane |  | Capacity-Intraconnection | FOM | 0 |  |  | CH4 Pipeline | PJ | PJ |  | 0.42196 | 0
LCP_Inputs_ON_Electric_IEA_2023_05_05 | 2042 |  |  | Electricity |  | Capacity-Intraconnection | FOM | 0 |  |  | Electricity Transmission Line | PJ | PJ |  | 0.42196 | 0
LCP_Inputs_ON_Electric_IEA_2023_05_05 | 2042 |  |  | Hydrogen |  | Capacity-Intraconnection | FOM | 0 |  |  | H2 Pipeline - New | PJ | PJ |  | 0.42196 | 0
LCP_Inputs_ON_Electric_IEA_2023_05_05 | 2042 |  |  | Hydrogen |  | Capacity-Intraconnection | FOM | 0 |  |  | H2 Pipeline - Repurposed | PJ | PJ |  | 0.42196 | 0
LCP_Inputs_ON_Electric_IEA_2023_05_05 | 2042 |  |  | Electricity |  | Capacity-Interconnection | FOM | 18173719.557 |  |  | Electricity Transmission Line | QC | NY |  | 0.42196 | 7668498.8625
LCP_Inputs_ON_Electric_IEA_2023_05_05 | 2042 |  |  | Methane |  | Capacity-Intraconnection | FOM | 0 |  |  | CH4 Pipeline | QC | QC |  | 0.42196 | 0
LCP_Inputs_ON_Electric_IEA_2023_05_05 | 2042 |  |  | Electricity |  | Capacity-Intraconnection | FOM | 0 |  |  | Electricity Transmission Line | QC | QC |  | 0.42196 | 0
LCP_Inputs_ON_Electric_IEA_2023_05_05 | 2042 |  |  | Hydrogen |  | Capacity-Intraconnection | FOM | 0 |  |  | H2 Pipeline - New | QC | QC |  | 0.42196 | 0
LCP_Inputs_ON_Electric_IEA_2023_05_05 | 2042 |  |  | Hydrogen |  | Capacity-Intraconnection | FOM | 0 |  |  | H2 Pipeline - Repurposed | QC | QC |  | 0.42196 | 0
LCP_Inputs_ON_Electric_IEA_2023_05_05 | 2042 |  |  | Electricity |  | Capacity-Interconnection | FOM | 3469694.4212 |  |  | Electricity Transmission Line | WC | MI |  | 0.42196 | 1464056.2511
LCP_Inputs_ON_Electric_IEA_2023_05_05 | 2042 |  |  | Methane |  | Capacity-Intraconnection | FOM | 0 |  |  | CH4 Pipeline | WC | WC |  | 0.42196 | 0
LCP_Inputs_ON_Electric_IEA_2023_05_05 | 2042 |  |  | Electricity |  | Capacity-Intraconnection | FOM | 0 |  |  | Electricity Transmission Line | WC | WC |  | 0.42196 | 0
LCP_Inputs_ON_Electric_IEA_2023_05_05 | 2042 |  |  | Hydrogen |  | Capacity-Intraconnection | FOM | 0 |  |  | H2 Pipeline - New | WC | WC |  | 0.42196 | 0
LCP_Inputs_ON_Electric_IEA_2023_05_05 | 2042 |  |  | Hydrogen |  | Capacity-Intraconnection | FOM | 0 |  |  | H2 Pipeline - Repurposed | WC | WC |  | 0.42196 | 0
LCP_Inputs_ON_Electric_IEA_2023_05_05 | 2043 |  |  | Methane |  | Capacity-Intraconnection | FOM | 0 |  |  | CH4 Pipeline | MI | MI |  | 0.40573 | 0
LCP_Inputs_ON_Electric_IEA_2023_05_05 | 2043 |  |  | Electricity |  | Capacity-Intraconnection | FOM | 0 |  |  | Electricity Transmission Line | MI | MI |  | 0.40573 | 0
LCP_Inputs_ON_Electric_IEA_2023_05_05 | 2043 |  |  | Hydrogen |  | Capacity-Intraconnection | FOM | 0 |  |  | H2 Pipeline - New | MI | MI |  | 0.40573 | 0
LCP_Inputs_ON_Electric_IEA_2023_05_05 | 2043 |  |  | Hydrogen |  | Capacity-Intraconnection | FOM | 0 |  |  | H2 Pipeline - Repurposed | MI | MI |  | 0.40573 | 0
LCP_Inputs_ON_Electric_IEA_2023_05_05 | 2043 |  |  | Methane |  | Capacity-Intraconnection | FOM | 0 |  |  | CH4 Pipeline | NY | NY |  | 0.40573 | 0
LCP_Inputs_ON_Electric_IEA_2023_05_05 | 2043 |  |  | Electricity |  | Capacity-Intraconnection | FOM | 0 |  |  | Electricity Transmission Line | NY | NY |  | 0.40573 | 0
LCP_Inputs_ON_Electric_IEA_2023_05_05 | 2043 |  |  | Hydrogen |  | Capacity-Intraconnection | FOM | 0 |  |  | H2 Pipeline - New | NY | NY |  | 0.40573 | 0
LCP_Inputs_ON_Electric_IEA_2023_05_05 | 2043 |  |  | Hydrogen |  | Capacity-Intraconnection | FOM | 0 |  |  | H2 Pipeline - Repurposed | NY | NY |  | 0.40573 | 0
LCP_Inputs_ON_Electric_IEA_2023_05_05 | 2043 |  |  | Methane |  | Capacity-Interconnection | FOM | 0 |  |  | CH4 Pipeline | ON | MI |  | 0.40573 | 0
LCP_Inputs_ON_Electric_IEA_2023_05_05 | 2043 |  |  | Electricity |  | Capacity-Interconnection | FOM | 5643750 |  |  | Electricity Transmission Line | ON | MI |  | 0.40573 | 2289817.9937
LCP_Inputs_ON_Electric_IEA_2023_05_05 | 2043 |  |  | Hydrogen |  | Capacity-Interconnection | FOM | 0 |  |  | H2 Pipeline - New | ON | MI |  | 0.40573 | 0
LCP_Inputs_ON_Electric_IEA_2023_05_05 | 2043 |  |  | Hydrogen |  | Capacity-Interconnection | FOM | 0 |  |  | H2 Pipeline - Repurposed | ON | MI |  | 0.40573 | 0
LCP_Inputs_ON_Electric_IEA_2023_05_05 | 2043 |  |  | Methane |  | Capacity-Interconnection | FOM | 0 |  |  | CH4 Pipeline | ON | NY |  | 0.40573 | 0
LCP_Inputs_ON_Electric_IEA_2023_05_05 | 2043 |  |  | Electricity |  | Capacity-Interconnection | FOM | 5643750 |  |  | Electricity Transmission Line | ON | NY |  | 0.40573 | 2289817.9937
LCP_Inputs_ON_Electric_IEA_2023_05_05 | 2043 |  |  | Hydrogen |  | Capacity-Interconnection | FOM | 0 |  |  | H2 Pipeline - New | ON | NY |  | 0.40573 | 0
LCP_Inputs_ON_Electric_IEA_2023_05_05 | 2043 |  |  | Hydrogen |  | Capacity-Interconnection | FOM | 0 |  |  | H2 Pipeline - Repurposed | ON | NY |  | 0.40573 | 0
LCP_Inputs_ON_Electric_IEA_2023_05_05 | 2043 |  |  | Methane |  | Capacity-Intraconnection | FOM | 0 |  |  | CH4 Pipeline | ON | ON |  | 0.40573 | 0
LCP_Inputs_ON_Electric_IEA_2023_05_05 | 2043 |  |  | Electricity |  | Capacity-Intraconnection | FOM | 0 |  |  | Electricity Transmission Line | ON | ON |  | 0.40573 | 0
LCP_Inputs_ON_Electric_IEA_2023_05_05 | 2043 |  |  | Hydrogen |  | Capacity-Intraconnection | FOM | 0 |  |  | H2 Pipeline - New | ON | ON |  | 0.40573 | 0
LCP_Inputs_ON_Electric_IEA_2023_05_05 | 2043 |  |  | Hydrogen |  | Capacity-Intraconnection | FOM | 0 |  |  | H2 Pipeline - Repurposed | ON | ON |  | 0.40573 | 0
LCP_Inputs_ON_Electric_IEA_2023_05_05 | 2043 |  |  | Methane |  | Capacity-Interconnection | FOM | 0 |  |  | CH4 Pipeline | ON | PJ |  | 0.40573 | 0
LCP_Inputs_ON_Electric_IEA_2023_05_05 | 2043 |  |  | Electricity |  | Capacity-Interconnection | FOM | 1128750 |  |  | Electricity Transmission Line | ON | PJ |  | 0.40573 | 457963.5987
LCP_Inputs_ON_Electric_IEA_2023_05_05 | 2043 |  |  | Hydrogen |  | Capacity-Interconnection | FOM | 0 |  |  | H2 Pipeline - New | ON | PJ |  | 0.40573 | 0
LCP_Inputs_ON_Electric_IEA_2023_05_05 | 2043 |  |  | Hydrogen |  | Capacity-Interconnection | FOM | 0 |  |  | H2 Pipeline - Repurposed | ON | PJ |  | 0.40573 | 0
LCP_Inputs_ON_Electric_IEA_2023_05_05 | 2043 |  |  | Methane |  | Capacity-Interconnection | FOM | 0 |  |  | CH4 Pipeline | ON | QC |  | 0.40573 | 0
LCP_Inputs_ON_Electric_IEA_2023_05_05 | 2043 |  |  | Electricity |  | Capacity-Interconnection | FOM | 7901250 |  |  | Electricity Transmission Line | ON | QC |  | 0.40573 | 3205745.1911
LCP_Inputs_ON_Electric_IEA_2023_05_05 | 2043 |  |  | Hydrogen |  | Capacity-Interconnection | FOM | 0 |  |  | H2 Pipeline - New | ON | QC |  | 0.40573 | 0
LCP_Inputs_ON_Electric_IEA_2023_05_05 | 2043 |  |  | Hydrogen |  | Capacity-Interconnection | FOM | 0 |  |  | H2 Pipeline - Repurposed | ON | QC |  | 0.40573 | 0
LCP_Inputs_ON_Electric_IEA_2023_05_05 | 2043 |  |  | Methane |  | Capacity-Interconnection | FOM | 0 |  |  | CH4 Pipeline | ON | WC |  | 0.40573 | 0
LCP_Inputs_ON_Electric_IEA_2023_05_05 | 2043 |  |  | Electricity |  | Capacity-Interconnection | FOM | 22575000 |  |  | Electricity Transmission Line | ON | WC |  | 0.40573 | 9159271.9747
LCP_Inputs_ON_Electric_IEA_2023_05_05 | 2043 |  |  | Hydrogen |  | Capacity-Interconnection | FOM | 0 |  |  | H2 Pipeline - New | ON | WC |  | 0.40573 | 0
LCP_Inputs_ON_Electric_IEA_2023_05_05 | 2043 |  |  | Hydrogen |  | Capacity-Interconnection | FOM | 127473208.6733 |  |  | H2 Pipeline - Repurposed | ON | WC |  | 0.40573 | 51719237.5513
LCP_Inputs_ON_Electric_IEA_2023_05_05 | 2043 |  |  | Methane |  | Capacity-Intraconnection | FOM | 0 |  |  | CH4 Pipeline | PJ | PJ |  | 0.40573 | 0
LCP_Inputs_ON_Electric_IEA_2023_05_05 | 2043 |  |  | Electricity |  | Capacity-Intraconnection | FOM | 0 |  |  | Electricity Transmission Line | PJ | PJ |  | 0.40573 | 0
LCP_Inputs_ON_Electric_IEA_2023_05_05 | 2043 |  |  | Hydrogen |  | Capacity-Intraconnection | FOM | 0 |  |  | H2 Pipeline - New | PJ | PJ |  | 0.40573 | 0
LCP_Inputs_ON_Electric_IEA_2023_05_05 | 2043 |  |  | Hydrogen |  | Capacity-Intraconnection | FOM | 0 |  |  | H2 Pipeline - Repurposed | PJ | PJ |  | 0.40573 | 0
LCP_Inputs_ON_Electric_IEA_2023_05_05 | 2043 |  |  | Electricity |  | Capacity-Interconnection | FOM | 18173719.557 |  |  | Electricity Transmission Line | QC | NY |  | 0.40573 | 7373556.5986
LCP_Inputs_ON_Electric_IEA_2023_05_05 | 2043 |  |  | Methane |  | Capacity-Intraconnection | FOM | 0 |  |  | CH4 Pipeline | QC | QC |  | 0.40573 | 0
LCP_Inputs_ON_Electric_IEA_2023_05_05 | 2043 |  |  | Electricity |  | Capacity-Intraconnection | FOM | 0 |  |  | Electricity Transmission Line | QC | QC |  | 0.40573 | 0
LCP_Inputs_ON_Electric_IEA_2023_05_05 | 2043 |  |  | Hydrogen |  | Capacity-Intraconnection | FOM | 0 |  |  | H2 Pipeline - New | QC | QC |  | 0.40573 | 0
LCP_Inputs_ON_Electric_IEA_2023_05_05 | 2043 |  |  | Hydrogen |  | Capacity-Intraconnection | FOM | 0 |  |  | H2 Pipeline - Repurposed | QC | QC |  | 0.40573 | 0
LCP_Inputs_ON_Electric_IEA_2023_05_05 | 2043 |  |  | Electricity |  | Capacity-Interconnection | FOM | 3469694.4212 |  |  | Electricity Transmission Line | WC | MI |  | 0.40573 | 1407746.3952
LCP_Inputs_ON_Electric_IEA_2023_05_05 | 2043 |  |  | Methane |  | Capacity-Intraconnection | FOM | 0 |  |  | CH4 Pipeline | WC | WC |  | 0.40573 | 0
LCP_Inputs_ON_Electric_IEA_2023_05_05 | 2043 |  |  | Electricity |  | Capacity-Intraconnection | FOM | 0 |  |  | Electricity Transmission Line | WC | WC |  | 0.40573 | 0
LCP_Inputs_ON_Electric_IEA_2023_05_05 | 2043 |  |  | Hydrogen |  | Capacity-Intraconnection | FOM | 0 |  |  | H2 Pipeline - New | WC | WC |  | 0.40573 | 0
LCP_Inputs_ON_Electric_IEA_2023_05_05 | 2043 |  |  | Hydrogen |  | Capacity-Intraconnection | FOM | 0 |  |  | H2 Pipeline - Repurposed | WC | WC |  | 0.40573 | 0
LCP_Inputs_ON_Electric_IEA_2023_05_05 | 2044 |  |  | Methane |  | Capacity-Intraconnection | FOM | 0 |  |  | CH4 Pipeline | MI | MI |  | 0.39012 | 0
LCP_Inputs_ON_Electric_IEA_2023_05_05 | 2044 |  |  | Electricity |  | Capacity-Intraconnection | FOM | 0 |  |  | Electricity Transmission Line | MI | MI |  | 0.39012 | 0
LCP_Inputs_ON_Electric_IEA_2023_05_05 | 2044 |  |  | Hydrogen |  | Capacity-Intraconnection | FOM | 0 |  |  | H2 Pipeline - New | MI | MI |  | 0.39012 | 0
LCP_Inputs_ON_Electric_IEA_2023_05_05 | 2044 |  |  | Hydrogen |  | Capacity-Intraconnection | FOM | 0 |  |  | H2 Pipeline - Repurposed | MI | MI |  | 0.39012 | 0
LCP_Inputs_ON_Electric_IEA_2023_05_05 | 2044 |  |  | Methane |  | Capacity-Intraconnection | FOM | 0 |  |  | CH4 Pipeline | NY | NY |  | 0.39012 | 0
LCP_Inputs_ON_Electric_IEA_2023_05_05 | 2044 |  |  | Electricity |  | Capacity-Intraconnection | FOM | 0 |  |  | Electricity Transmission Line | NY | NY |  | 0.39012 | 0
LCP_Inputs_ON_Electric_IEA_2023_05_05 | 2044 |  |  | Hydrogen |  | Capacity-Intraconnection | FOM | 0 |  |  | H2 Pipeline - New | NY | NY |  | 0.39012 | 0
LCP_Inputs_ON_Electric_IEA_2023_05_05 | 2044 |  |  | Hydrogen |  | Capacity-Intraconnection | FOM | 0 |  |  | H2 Pipeline - Repurposed | NY | NY |  | 0.39012 | 0
LCP_Inputs_ON_Electric_IEA_2023_05_05 | 2044 |  |  | Methane |  | Capacity-Interconnection | FOM | 0 |  |  | CH4 Pipeline | ON | MI |  | 0.39012 | 0
LCP_Inputs_ON_Electric_IEA_2023_05_05 | 2044 |  |  | Electricity |  | Capacity-Interconnection | FOM | 5643750 |  |  | Electricity Transmission Line | ON | MI |  | 0.39012 | 2201748.0708
LCP_Inputs_ON_Electric_IEA_2023_05_05 | 2044 |  |  | Hydrogen |  | Capacity-Interconnection | FOM | 0 |  |  | H2 Pipeline - New | ON | MI |  | 0.39012 | 0
LCP_Inputs_ON_Electric_IEA_2023_05_05 | 2044 |  |  | Hydrogen |  | Capacity-Interconnection | FOM | 0 |  |  | H2 Pipeline - Repurposed | ON | MI |  | 0.39012 | 0
LCP_Inputs_ON_Electric_IEA_2023_05_05 | 2044 |  |  | Methane |  | Capacity-Interconnection | FOM | 0 |  |  | CH4 Pipeline | ON | NY |  | 0.39012 | 0
LCP_Inputs_ON_Electric_IEA_2023_05_05 | 2044 |  |  | Electricity |  | Capacity-Interconnection | FOM | 5643750 |  |  | Electricity Transmission Line | ON | NY |  | 0.39012 | 2201748.0708
LCP_Inputs_ON_Electric_IEA_2023_05_05 | 2044 |  |  | Hydrogen |  | Capacity-Interconnection | FOM | 0 |  |  | H2 Pipeline - New | ON | NY |  | 0.39012 | 0
LCP_Inputs_ON_Electric_IEA_2023_05_05 | 2044 |  |  | Hydrogen |  | Capacity-Interconnection | FOM | 0 |  |  | H2 Pipeline - Repurposed | ON | NY |  | 0.39012 | 0
LCP_Inputs_ON_Electric_IEA_2023_05_05 | 2044 |  |  | Methane |  | Capacity-Intraconnection | FOM | 0 |  |  | CH4 Pipeline | ON | ON |  | 0.39012 | 0
LCP_Inputs_ON_Electric_IEA_2023_05_05 | 2044 |  |  | Electricity |  | Capacity-Intraconnection | FOM | 0 |  |  | Electricity Transmission Line | ON | ON |  | 0.39012 | 0
LCP_Inputs_ON_Electric_IEA_2023_05_05 | 2044 |  |  | Hydrogen |  | Capacity-Intraconnection | FOM | 0 |  |  | H2 Pipeline - New | ON | ON |  | 0.39012 | 0
LCP_Inputs_ON_Electric_IEA_2023_05_05 | 2044 |  |  | Hydrogen |  | Capacity-Intraconnection | FOM | 0 |  |  | H2 Pipeline - Repurposed | ON | ON |  | 0.39012 | 0
LCP_Inputs_ON_Electric_IEA_2023_05_05 | 2044 |  |  | Methane |  | Capacity-Interconnection | FOM | 0 |  |  | CH4 Pipeline | ON | PJ |  | 0.39012 | 0
LCP_Inputs_ON_Electric_IEA_2023_05_05 | 2044 |  |  | Electricity |  | Capacity-Interconnection | FOM | 1128750 |  |  | Electricity Transmission Line | ON | PJ |  | 0.39012 | 440349.6142
LCP_Inputs_ON_Electric_IEA_2023_05_05 | 2044 |  |  | Hydrogen |  | Capacity-Interconnection | FOM | 0 |  |  | H2 Pipeline - New | ON | PJ |  | 0.39012 | 0
LCP_Inputs_ON_Electric_IEA_2023_05_05 | 2044 |  |  | Hydrogen |  | Capacity-Interconnection | FOM | 0 |  |  | H2 Pipeline - Repurposed | ON | PJ |  | 0.39012 | 0
LCP_Inputs_ON_Electric_IEA_2023_05_05 | 2044 |  |  | Methane |  | Capacity-Interconnection | FOM | 0 |  |  | CH4 Pipeline | ON | QC |  | 0.39012 | 0
LCP_Inputs_ON_Electric_IEA_2023_05_05 | 2044 |  |  | Electricity |  | Capacity-Interconnection | FOM | 7901250 |  |  | Electricity Transmission Line | ON | QC |  | 0.39012 | 3082447.2992
LCP_Inputs_ON_Electric_IEA_2023_05_05 | 2044 |  |  | Hydrogen |  | Capacity-Interconnection | FOM | 0 |  |  | H2 Pipeline - New | ON | QC |  | 0.39012 | 0
LCP_Inputs_ON_Electric_IEA_2023_05_05 | 2044 |  |  | Hydrogen |  | Capacity-Interconnection | FOM | 0 |  |  | H2 Pipeline - Repurposed | ON | QC |  | 0.39012 | 0
LCP_Inputs_ON_Electric_IEA_2023_05_05 | 2044 |  |  | Methane |  | Capacity-Interconnection | FOM | 0 |  |  | CH4 Pipeline | ON | WC |  | 0.39012 | 0
LCP_Inputs_ON_Electric_IEA_2023_05_05 | 2044 |  |  | Electricity |  | Capacity-Interconnection | FOM | 22575000 |  |  | Electricity Transmission Line | ON | WC |  | 0.39012 | 8806992.2833
LCP_Inputs_ON_Electric_IEA_2023_05_05 | 2044 |  |  | Hydrogen |  | Capacity-Interconnection | FOM | 0 |  |  | H2 Pipeline - New | ON | WC |  | 0.39012 | 0
LCP_Inputs_ON_Electric_IEA_2023_05_05 | 2044 |  |  | Hydrogen |  | Capacity-Interconnection | FOM | 127473208.6733 |  |  | H2 Pipeline - Repurposed | ON | WC |  | 0.39012 | 49730036.107
LCP_Inputs_ON_Electric_IEA_2023_05_05 | 2044 |  |  | Methane |  | Capacity-Intraconnection | FOM | 0 |  |  | CH4 Pipeline | PJ | PJ |  | 0.39012 | 0
LCP_Inputs_ON_Electric_IEA_2023_05_05 | 2044 |  |  | Electricity |  | Capacity-Intraconnection | FOM | 0 |  |  | Electricity Transmission Line | PJ | PJ |  | 0.39012 | 0
LCP_Inputs_ON_Electric_IEA_2023_05_05 | 2044 |  |  | Hydrogen |  | Capacity-Intraconnection | FOM | 0 |  |  | H2 Pipeline - New | PJ | PJ |  | 0.39012 | 0
LCP_Inputs_ON_Electric_IEA_2023_05_05 | 2044 |  |  | Hydrogen |  | Capacity-Intraconnection | FOM | 0 |  |  | H2 Pipeline - Repurposed | PJ | PJ |  | 0.39012 | 0
LCP_Inputs_ON_Electric_IEA_2023_05_05 | 2044 |  |  | Electricity |  | Capacity-Interconnection | FOM | 18173719.557 |  |  | Electricity Transmission Line | QC | NY |  | 0.39012 | 7089958.2679
LCP_Inputs_ON_Electric_IEA_2023_05_05 | 2044 |  |  | Methane |  | Capacity-Intraconnection | FOM | 0 |  |  | CH4 Pipeline | QC | QC |  | 0.39012 | 0
LCP_Inputs_ON_Electric_IEA_2023_05_05 | 2044 |  |  | Electricity |  | Capacity-Intraconnection | FOM | 0 |  |  | Electricity Transmission Line | QC | QC |  | 0.39012 | 0
LCP_Inputs_ON_Electric_IEA_2023_05_05 | 2044 |  |  | Hydrogen |  | Capacity-Intraconnection | FOM | 0 |  |  | H2 Pipeline - New | QC | QC |  | 0.39012 | 0
LCP_Inputs_ON_Electric_IEA_2023_05_05 | 2044 |  |  | Hydrogen |  | Capacity-Intraconnection | FOM | 0 |  |  | H2 Pipeline - Repurposed | QC | QC |  | 0.39012 | 0
LCP_Inputs_ON_Electric_IEA_2023_05_05 | 2044 |  |  | Electricity |  | Capacity-Interconnection | FOM | 3469694.4212 |  |  | Electricity Transmission Line | WC | MI |  | 0.39012 | 1353602.3031
LCP_Inputs_ON_Electric_IEA_2023_05_05 | 2044 |  |  | Methane |  | Capacity-Intraconnection | FOM | 0 |  |  | CH4 Pipeline | WC | WC |  | 0.39012 | 0
LCP_Inputs_ON_Electric_IEA_2023_05_05 | 2044 |  |  | Electricity |  | Capacity-Intraconnection | FOM | 0 |  |  | Electricity Transmission Line | WC | WC |  | 0.39012 | 0
LCP_Inputs_ON_Electric_IEA_2023_05_05 | 2044 |  |  | Hydrogen |  | Capacity-Intraconnection | FOM | 0 |  |  | H2 Pipeline - New | WC | WC |  | 0.39012 | 0
LCP_Inputs_ON_Electric_IEA_2023_05_05 | 2044 |  |  | Hydrogen |  | Capacity-Intraconnection | FOM | 0 |  |  | H2 Pipeline - Repurposed | WC | WC |  | 0.39012 | 0
LCP_Inputs_ON_Electric_IEA_2023_05_05 | 2045 |  |  | Methane |  | Capacity-Intraconnection | FOM | 0 |  |  | CH4 Pipeline | MI | MI |  | 0.37512 | 0
LCP_Inputs_ON_Electric_IEA_2023_05_05 | 2045 |  |  | Electricity |  | Capacity-Intraconnection | FOM | 0 |  |  | Electricity Transmission Line | MI | MI |  | 0.37512 | 0
LCP_Inputs_ON_Electric_IEA_2023_05_05 | 2045 |  |  | Hydrogen |  | Capacity-Intraconnection | FOM | 0 |  |  | H2 Pipeline - New | MI | MI |  | 0.37512 | 0
LCP_Inputs_ON_Electric_IEA_2023_05_05 | 2045 |  |  | Hydrogen |  | Capacity-Intraconnection | FOM | 0 |  |  | H2 Pipeline - Repurposed | MI | MI |  | 0.37512 | 0
LCP_Inputs_ON_Electric_IEA_2023_05_05 | 2045 |  |  | Methane |  | Capacity-Intraconnection | FOM | 0 |  |  | CH4 Pipeline | NY | NY |  | 0.37512 | 0
LCP_Inputs_ON_Electric_IEA_2023_05_05 | 2045 |  |  | Electricity |  | Capacity-Intraconnection | FOM | 0 |  |  | Electricity Transmission Line | NY | NY |  | 0.37512 | 0
LCP_Inputs_ON_Electric_IEA_2023_05_05 | 2045 |  |  | Hydrogen |  | Capacity-Intraconnection | FOM | 0 |  |  | H2 Pipeline - New | NY | NY |  | 0.37512 | 0
LCP_Inputs_ON_Electric_IEA_2023_05_05 | 2045 |  |  | Hydrogen |  | Capacity-Intraconnection | FOM | 0 |  |  | H2 Pipeline - Repurposed | NY | NY |  | 0.37512 | 0
LCP_Inputs_ON_Electric_IEA_2023_05_05 | 2045 |  |  | Methane |  | Capacity-Interconnection | FOM | 0 |  |  | CH4 Pipeline | ON | MI |  | 0.37512 | 0
LCP_Inputs_ON_Electric_IEA_2023_05_05 | 2045 |  |  | Electricity |  | Capacity-Interconnection | FOM | 5643750 |  |  | Electricity Transmission Line | ON | MI |  | 0.37512 | 2117065.4527
LCP_Inputs_ON_Electric_IEA_2023_05_05 | 2045 |  |  | Hydrogen |  | Capacity-Interconnection | FOM | 0 |  |  | H2 Pipeline - New | ON | MI |  | 0.37512 | 0
LCP_Inputs_ON_Electric_IEA_2023_05_05 | 2045 |  |  | Hydrogen |  | Capacity-Interconnection | FOM | 0 |  |  | H2 Pipeline - Repurposed | ON | MI |  | 0.37512 | 0
LCP_Inputs_ON_Electric_IEA_2023_05_05 | 2045 |  |  | Methane |  | Capacity-Interconnection | FOM | 0 |  |  | CH4 Pipeline | ON | NY |  | 0.37512 | 0
LCP_Inputs_ON_Electric_IEA_2023_05_05 | 2045 |  |  | Electricity |  | Capacity-Interconnection | FOM | 5643750 |  |  | Electricity Transmission Line | ON | NY |  | 0.37512 | 2117065.4527
LCP_Inputs_ON_Electric_IEA_2023_05_05 | 2045 |  |  | Hydrogen |  | Capacity-Interconnection | FOM | 0 |  |  | H2 Pipeline - New | ON | NY |  | 0.37512 | 0
LCP_Inputs_ON_Electric_IEA_2023_05_05 | 2045 |  |  | Hydrogen |  | Capacity-Interconnection | FOM | 0 |  |  | H2 Pipeline - Repurposed | ON | NY |  | 0.37512 | 0
LCP_Inputs_ON_Electric_IEA_2023_05_05 | 2045 |  |  | Methane |  | Capacity-Intraconnection | FOM | 0 |  |  | CH4 Pipeline | ON | ON |  | 0.37512 | 0
LCP_Inputs_ON_Electric_IEA_2023_05_05 | 2045 |  |  | Electricity |  | Capacity-Intraconnection | FOM | 0 |  |  | Electricity Transmission Line | ON | ON |  | 0.37512 | 0
LCP_Inputs_ON_Electric_IEA_2023_05_05 | 2045 |  |  | Hydrogen |  | Capacity-Intraconnection | FOM | 0 |  |  | H2 Pipeline - New | ON | ON |  | 0.37512 | 0
LCP_Inputs_ON_Electric_IEA_2023_05_05 | 2045 |  |  | Hydrogen |  | Capacity-Intraconnection | FOM | 0 |  |  | H2 Pipeline - Repurposed | ON | ON |  | 0.37512 | 0
LCP_Inputs_ON_Electric_IEA_2023_05_05 | 2045 |  |  | Methane |  | Capacity-Interconnection | FOM | 0 |  |  | CH4 Pipeline | ON | PJ |  | 0.37512 | 0
LCP_Inputs_ON_Electric_IEA_2023_05_05 | 2045 |  |  | Electricity |  | Capacity-Interconnection | FOM | 1128750 |  |  | Electricity Transmission Line | ON | PJ |  | 0.37512 | 423413.0905
LCP_Inputs_ON_Electric_IEA_2023_05_05 | 2045 |  |  | Hydrogen |  | Capacity-Interconnection | FOM | 0 |  |  | H2 Pipeline - New | ON | PJ |  | 0.37512 | 0
LCP_Inputs_ON_Electric_IEA_2023_05_05 | 2045 |  |  | Hydrogen |  | Capacity-Interconnection | FOM | 0 |  |  | H2 Pipeline - Repurposed | ON | PJ |  | 0.37512 | 0
LCP_Inputs_ON_Electric_IEA_2023_05_05 | 2045 |  |  | Methane |  | Capacity-Interconnection | FOM | 0 |  |  | CH4 Pipeline | ON | QC |  | 0.37512 | 0
LCP_Inputs_ON_Electric_IEA_2023_05_05 | 2045 |  |  | Electricity |  | Capacity-Interconnection | FOM | 7901250 |  |  | Electricity Transmission Line | ON | QC |  | 0.37512 | 2963891.6338
LCP_Inputs_ON_Electric_IEA_2023_05_05 | 2045 |  |  | Hydrogen |  | Capacity-Interconnection | FOM | 0 |  |  | H2 Pipeline - New | ON | QC |  | 0.37512 | 0
LCP_Inputs_ON_Electric_IEA_2023_05_05 | 2045 |  |  | Hydrogen |  | Capacity-Interconnection | FOM | 0 |  |  | H2 Pipeline - Repurposed | ON | QC |  | 0.37512 | 0
LCP_Inputs_ON_Electric_IEA_2023_05_05 | 2045 |  |  | Methane |  | Capacity-Interconnection | FOM | 0 |  |  | CH4 Pipeline | ON | WC |  | 0.37512 | 0
LCP_Inputs_ON_Electric_IEA_2023_05_05 | 2045 |  |  | Electricity |  | Capacity-Interconnection | FOM | 22575000 |  |  | Electricity Transmission Line | ON | WC |  | 0.37512 | 8468261.8109
LCP_Inputs_ON_Electric_IEA_2023_05_05 | 2045 |  |  | Hydrogen |  | Capacity-Interconnection | FOM | 0 |  |  | H2 Pipeline - New | ON | WC |  | 0.37512 | 0
LCP_Inputs_ON_Electric_IEA_2023_05_05 | 2045 |  |  | Hydrogen |  | Capacity-Interconnection | FOM | 127473208.6733 |  |  | H2 Pipeline - Repurposed | ON | WC |  | 0.37512 | 47817342.4106
LCP_Inputs_ON_Electric_IEA_2023_05_05 | 2045 |  |  | Methane |  | Capacity-Intraconnection | FOM | 0 |  |  | CH4 Pipeline | PJ | PJ |  | 0.37512 | 0
LCP_Inputs_ON_Electric_IEA_2023_05_05 | 2045 |  |  | Electricity |  | Capacity-Intraconnection | FOM | 0 |  |  | Electricity Transmission Line | PJ | PJ |  | 0.37512 | 0
LCP_Inputs_ON_Electric_IEA_2023_05_05 | 2045 |  |  | Hydrogen |  | Capacity-Intraconnection | FOM | 0 |  |  | H2 Pipeline - New | PJ | PJ |  | 0.37512 | 0
LCP_Inputs_ON_Electric_IEA_2023_05_05 | 2045 |  |  | Hydrogen |  | Capacity-Intraconnection | FOM | 0 |  |  | H2 Pipeline - Repurposed | PJ | PJ |  | 0.37512 | 0
LCP_Inputs_ON_Electric_IEA_2023_05_05 | 2045 |  |  | Electricity |  | Capacity-Interconnection | FOM | 18173719.557 |  |  | Electricity Transmission Line | QC | NY |  | 0.37512 | 6817267.5653
LCP_Inputs_ON_Electric_IEA_2023_05_05 | 2045 |  |  | Methane |  | Capacity-Intraconnection | FOM | 0 |  |  | CH4 Pipeline | QC | QC |  | 0.37512 | 0
LCP_Inputs_ON_Electric_IEA_2023_05_05 | 2045 |  |  | Electricity |  | Capacity-Intraconnection | FOM | 0 |  |  | Electricity Transmission Line | QC | QC |  | 0.37512 | 0
LCP_Inputs_ON_Electric_IEA_2023_05_05 | 2045 |  |  | Hydrogen |  | Capacity-Intraconnection | FOM | 0 |  |  | H2 Pipeline - New | QC | QC |  | 0.37512 | 0
LCP_Inputs_ON_Electric_IEA_2023_05_05 | 2045 |  |  | Hydrogen |  | Capacity-Intraconnection | FOM | 0 |  |  | H2 Pipeline - Repurposed | QC | QC |  | 0.37512 | 0
LCP_Inputs_ON_Electric_IEA_2023_05_05 | 2045 |  |  | Electricity |  | Capacity-Interconnection | FOM | 3469694.4212 |  |  | Electricity Transmission Line | WC | MI |  | 0.37512 | 1301540.6761
LCP_Inputs_ON_Electric_IEA_2023_05_05 | 2045 |  |  | Methane |  | Capacity-Intraconnection | FOM | 0 |  |  | CH4 Pipeline | WC | WC |  | 0.37512 | 0
LCP_Inputs_ON_Electric_IEA_2023_05_05 | 2045 |  |  | Electricity |  | Capacity-Intraconnection | FOM | 0 |  |  | Electricity Transmission Line | WC | WC |  | 0.37512 | 0
LCP_Inputs_ON_Electric_IEA_2023_05_05 | 2045 |  |  | Hydrogen |  | Capacity-Intraconnection | FOM | 0 |  |  | H2 Pipeline - New | WC | WC |  | 0.37512 | 0
LCP_Inputs_ON_Electric_IEA_2023_05_05 | 2045 |  |  | Hydrogen |  | Capacity-Intraconnection | FOM | 0 |  |  | H2 Pipeline - Repurposed | WC | WC |  | 0.37512 | 0
LCP_Inputs_ON_Electric_IEA_2023_05_05 | 2046 |  |  | Methane |  | Capacity-Intraconnection | FOM | 0 |  |  | CH4 Pipeline | MI | MI |  | 0.36069 | 0
LCP_Inputs_ON_Electric_IEA_2023_05_05 | 2046 |  |  | Electricity |  | Capacity-Intraconnection | FOM | 0 |  |  | Electricity Transmission Line | MI | MI |  | 0.36069 | 0
LCP_Inputs_ON_Electric_IEA_2023_05_05 | 2046 |  |  | Hydrogen |  | Capacity-Intraconnection | FOM | 0 |  |  | H2 Pipeline - New | MI | MI |  | 0.36069 | 0
LCP_Inputs_ON_Electric_IEA_2023_05_05 | 2046 |  |  | Hydrogen |  | Capacity-Intraconnection | FOM | 0 |  |  | H2 Pipeline - Repurposed | MI | MI |  | 0.36069 | 0
LCP_Inputs_ON_Electric_IEA_2023_05_05 | 2046 |  |  | Methane |  | Capacity-Intraconnection | FOM | 0 |  |  | CH4 Pipeline | NY | NY |  | 0.36069 | 0
LCP_Inputs_ON_Electric_IEA_2023_05_05 | 2046 |  |  | Electricity |  | Capacity-Intraconnection | FOM | 0 |  |  | Electricity Transmission Line | NY | NY |  | 0.36069 | 0
LCP_Inputs_ON_Electric_IEA_2023_05_05 | 2046 |  |  | Hydrogen |  | Capacity-Intraconnection | FOM | 0 |  |  | H2 Pipeline - New | NY | NY |  | 0.36069 | 0
LCP_Inputs_ON_Electric_IEA_2023_05_05 | 2046 |  |  | Hydrogen |  | Capacity-Intraconnection | FOM | 0 |  |  | H2 Pipeline - Repurposed | NY | NY |  | 0.36069 | 0
LCP_Inputs_ON_Electric_IEA_2023_05_05 | 2046 |  |  | Methane |  | Capacity-Interconnection | FOM | 0 |  |  | CH4 Pipeline | ON | MI |  | 0.36069 | 0
LCP_Inputs_ON_Electric_IEA_2023_05_05 | 2046 |  |  | Electricity |  | Capacity-Interconnection | FOM | 5643750 |  |  | Electricity Transmission Line | ON | MI |  | 0.36069 | 2035639.8584
LCP_Inputs_ON_Electric_IEA_2023_05_05 | 2046 |  |  | Hydrogen |  | Capacity-Interconnection | FOM | 0 |  |  | H2 Pipeline - New | ON | MI |  | 0.36069 | 0
LCP_Inputs_ON_Electric_IEA_2023_05_05 | 2046 |  |  | Hydrogen |  | Capacity-Interconnection | FOM | 0 |  |  | H2 Pipeline - Repurposed | ON | MI |  | 0.36069 | 0
LCP_Inputs_ON_Electric_IEA_2023_05_05 | 2046 |  |  | Methane |  | Capacity-Interconnection | FOM | 0 |  |  | CH4 Pipeline | ON | NY |  | 0.36069 | 0
LCP_Inputs_ON_Electric_IEA_2023_05_05 | 2046 |  |  | Electricity |  | Capacity-Interconnection | FOM | 5643750 |  |  | Electricity Transmission Line | ON | NY |  | 0.36069 | 2035639.8584
LCP_Inputs_ON_Electric_IEA_2023_05_05 | 2046 |  |  | Hydrogen |  | Capacity-Interconnection | FOM | 0 |  |  | H2 Pipeline - New | ON | NY |  | 0.36069 | 0
LCP_Inputs_ON_Electric_IEA_2023_05_05 | 2046 |  |  | Hydrogen |  | Capacity-Interconnection | FOM | 0 |  |  | H2 Pipeline - Repurposed | ON | NY |  | 0.36069 | 0
LCP_Inputs_ON_Electric_IEA_2023_05_05 | 2046 |  |  | Methane |  | Capacity-Intraconnection | FOM | 0 |  |  | CH4 Pipeline | ON | ON |  | 0.36069 | 0
LCP_Inputs_ON_Electric_IEA_2023_05_05 | 2046 |  |  | Electricity |  | Capacity-Intraconnection | FOM | 0 |  |  | Electricity Transmission Line | ON | ON |  | 0.36069 | 0
LCP_Inputs_ON_Electric_IEA_2023_05_05 | 2046 |  |  | Hydrogen |  | Capacity-Intraconnection | FOM | 0 |  |  | H2 Pipeline - New | ON | ON |  | 0.36069 | 0
LCP_Inputs_ON_Electric_IEA_2023_05_05 | 2046 |  |  | Hydrogen |  | Capacity-Intraconnection | FOM | 0 |  |  | H2 Pipeline - Repurposed | ON | ON |  | 0.36069 | 0
LCP_Inputs_ON_Electric_IEA_2023_05_05 | 2046 |  |  | Methane |  | Capacity-Interconnection | FOM | 0 |  |  | CH4 Pipeline | ON | PJ |  | 0.36069 | 0
LCP_Inputs_ON_Electric_IEA_2023_05_05 | 2046 |  |  | Electricity |  | Capacity-Interconnection | FOM | 1128750 |  |  | Electricity Transmission Line | ON | PJ |  | 0.36069 | 407127.9717
LCP_Inputs_ON_Electric_IEA_2023_05_05 | 2046 |  |  | Hydrogen |  | Capacity-Interconnection | FOM | 0 |  |  | H2 Pipeline - New | ON | PJ |  | 0.36069 | 0
LCP_Inputs_ON_Electric_IEA_2023_05_05 | 2046 |  |  | Hydrogen |  | Capacity-Interconnection | FOM | 0 |  |  | H2 Pipeline - Repurposed | ON | PJ |  | 0.36069 | 0
LCP_Inputs_ON_Electric_IEA_2023_05_05 | 2046 |  |  | Methane |  | Capacity-Interconnection | FOM | 0 |  |  | CH4 Pipeline | ON | QC |  | 0.36069 | 0
LCP_Inputs_ON_Electric_IEA_2023_05_05 | 2046 |  |  | Electricity |  | Capacity-Interconnection | FOM | 7901250 |  |  | Electricity Transmission Line | ON | QC |  | 0.36069 | 2849895.8017
LCP_Inputs_ON_Electric_IEA_2023_05_05 | 2046 |  |  | Hydrogen |  | Capacity-Interconnection | FOM | 0 |  |  | H2 Pipeline - New | ON | QC |  | 0.36069 | 0
LCP_Inputs_ON_Electric_IEA_2023_05_05 | 2046 |  |  | Hydrogen |  | Capacity-Interconnection | FOM | 0 |  |  | H2 Pipeline - Repurposed | ON | QC |  | 0.36069 | 0
LCP_Inputs_ON_Electric_IEA_2023_05_05 | 2046 |  |  | Methane |  | Capacity-Interconnection | FOM | 0 |  |  | CH4 Pipeline | ON | WC |  | 0.36069 | 0
LCP_Inputs_ON_Electric_IEA_2023_05_05 | 2046 |  |  | Electricity |  | Capacity-Interconnection | FOM | 22575000 |  |  | Electricity Transmission Line | ON | WC |  | 0.36069 | 8142559.4335
LCP_Inputs_ON_Electric_IEA_2023_05_05 | 2046 |  |  | Hydrogen |  | Capacity-Interconnection | FOM | 0 |  |  | H2 Pipeline - New | ON | WC |  | 0.36069 | 0
LCP_Inputs_ON_Electric_IEA_2023_05_05 | 2046 |  |  | Hydrogen |  | Capacity-Interconnection | FOM | 127473208.6733 |  |  | H2 Pipeline - Repurposed | ON | WC |  | 0.36069 | 45978213.8563
LCP_Inputs_ON_Electric_IEA_2023_05_05 | 2046 |  |  | Methane |  | Capacity-Intraconnection | FOM | 0 |  |  | CH4 Pipeline | PJ | PJ |  | 0.36069 | 0
LCP_Inputs_ON_Electric_IEA_2023_05_05 | 2046 |  |  | Electricity |  | Capacity-Intraconnection | FOM | 0 |  |  | Electricity Transmission Line | PJ | PJ |  | 0.36069 | 0
LCP_Inputs_ON_Electric_IEA_2023_05_05 | 2046 |  |  | Hydrogen |  | Capacity-Intraconnection | FOM | 0 |  |  | H2 Pipeline - New | PJ | PJ |  | 0.36069 | 0
LCP_Inputs_ON_Electric_IEA_2023_05_05 | 2046 |  |  | Hydrogen |  | Capacity-Intraconnection | FOM | 0 |  |  | H2 Pipeline - Repurposed | PJ | PJ |  | 0.36069 | 0
LCP_Inputs_ON_Electric_IEA_2023_05_05 | 2046 |  |  | Electricity |  | Capacity-Interconnection | FOM | 18173719.557 |  |  | Electricity Transmission Line | QC | NY |  | 0.36069 | 6555064.9666
LCP_Inputs_ON_Electric_IEA_2023_05_05 | 2046 |  |  | Methane |  | Capacity-Intraconnection | FOM | 0 |  |  | CH4 Pipeline | QC | QC |  | 0.36069 | 0
LCP_Inputs_ON_Electric_IEA_2023_05_05 | 2046 |  |  | Electricity |  | Capacity-Intraconnection | FOM | 0 |  |  | Electricity Transmission Line | QC | QC |  | 0.36069 | 0
LCP_Inputs_ON_Electric_IEA_2023_05_05 | 2046 |  |  | Hydrogen |  | Capacity-Intraconnection | FOM | 0 |  |  | H2 Pipeline - New | QC | QC |  | 0.36069 | 0
LCP_Inputs_ON_Electric_IEA_2023_05_05 | 2046 |  |  | Hydrogen |  | Capacity-Intraconnection | FOM | 0 |  |  | H2 Pipeline - Repurposed | QC | QC |  | 0.36069 | 0
LCP_Inputs_ON_Electric_IEA_2023_05_05 | 2046 |  |  | Electricity |  | Capacity-Interconnection | FOM | 3469694.4212 |  |  | Electricity Transmission Line | WC | MI |  | 0.36069 | 1251481.4193
LCP_Inputs_ON_Electric_IEA_2023_05_05 | 2046 |  |  | Methane |  | Capacity-Intraconnection | FOM | 0 |  |  | CH4 Pipeline | WC | WC |  | 0.36069 | 0
LCP_Inputs_ON_Electric_IEA_2023_05_05 | 2046 |  |  | Electricity |  | Capacity-Intraconnection | FOM | 0 |  |  | Electricity Transmission Line | WC | WC |  | 0.36069 | 0
LCP_Inputs_ON_Electric_IEA_2023_05_05 | 2046 |  |  | Hydrogen |  | Capacity-Intraconnection | FOM | 0 |  |  | H2 Pipeline - New | WC | WC |  | 0.36069 | 0
LCP_Inputs_ON_Electric_IEA_2023_05_05 | 2046 |  |  | Hydrogen |  | Capacity-Intraconnection | FOM | 0 |  |  | H2 Pipeline - Repurposed | WC | WC |  | 0.36069 | 0
LCP_Inputs_ON_Electric_IEA_2023_05_05 | 2047 |  |  | Methane |  | Capacity-Intraconnection | FOM | 0 |  |  | CH4 Pipeline | MI | MI |  | 0.34682 | 0
LCP_Inputs_ON_Electric_IEA_2023_05_05 | 2047 |  |  | Electricity |  | Capacity-Intraconnection | FOM | 0 |  |  | Electricity Transmission Line | MI | MI |  | 0.34682 | 0
LCP_Inputs_ON_Electric_IEA_2023_05_05 | 2047 |  |  | Hydrogen |  | Capacity-Intraconnection | FOM | 0 |  |  | H2 Pipeline - New | MI | MI |  | 0.34682 | 0
LCP_Inputs_ON_Electric_IEA_2023_05_05 | 2047 |  |  | Hydrogen |  | Capacity-Intraconnection | FOM | 0 |  |  | H2 Pipeline - Repurposed | MI | MI |  | 0.34682 | 0
LCP_Inputs_ON_Electric_IEA_2023_05_05 | 2047 |  |  | Methane |  | Capacity-Intraconnection | FOM | 0 |  |  | CH4 Pipeline | NY | NY |  | 0.34682 | 0
LCP_Inputs_ON_Electric_IEA_2023_05_05 | 2047 |  |  | Electricity |  | Capacity-Intraconnection | FOM | 0 |  |  | Electricity Transmission Line | NY | NY |  | 0.34682 | 0
LCP_Inputs_ON_Electric_IEA_2023_05_05 | 2047 |  |  | Hydrogen |  | Capacity-Intraconnection | FOM | 0 |  |  | H2 Pipeline - New | NY | NY |  | 0.34682 | 0
LCP_Inputs_ON_Electric_IEA_2023_05_05 | 2047 |  |  | Hydrogen |  | Capacity-Intraconnection | FOM | 0 |  |  | H2 Pipeline - Repurposed | NY | NY |  | 0.34682 | 0
LCP_Inputs_ON_Electric_IEA_2023_05_05 | 2047 |  |  | Methane |  | Capacity-Interconnection | FOM | 0 |  |  | CH4 Pipeline | ON | MI |  | 0.34682 | 0
LCP_Inputs_ON_Electric_IEA_2023_05_05 | 2047 |  |  | Electricity |  | Capacity-Interconnection | FOM | 5643750 |  |  | Electricity Transmission Line | ON | MI |  | 0.34682 | 1957346.0177
LCP_Inputs_ON_Electric_IEA_2023_05_05 | 2047 |  |  | Hydrogen |  | Capacity-Interconnection | FOM | 0 |  |  | H2 Pipeline - New | ON | MI |  | 0.34682 | 0
LCP_Inputs_ON_Electric_IEA_2023_05_05 | 2047 |  |  | Hydrogen |  | Capacity-Interconnection | FOM | 0 |  |  | H2 Pipeline - Repurposed | ON | MI |  | 0.34682 | 0
LCP_Inputs_ON_Electric_IEA_2023_05_05 | 2047 |  |  | Methane |  | Capacity-Interconnection | FOM | 0 |  |  | CH4 Pipeline | ON | NY |  | 0.34682 | 0
LCP_Inputs_ON_Electric_IEA_2023_05_05 | 2047 |  |  | Electricity |  | Capacity-Interconnection | FOM | 5643750 |  |  | Electricity Transmission Line | ON | NY |  | 0.34682 | 1957346.0177
LCP_Inputs_ON_Electric_IEA_2023_05_05 | 2047 |  |  | Hydrogen |  | Capacity-Interconnection | FOM | 0 |  |  | H2 Pipeline - New | ON | NY |  | 0.34682 | 0
LCP_Inputs_ON_Electric_IEA_2023_05_05 | 2047 |  |  | Hydrogen |  | Capacity-Interconnection | FOM | 0 |  |  | H2 Pipeline - Repurposed | ON | NY |  | 0.34682 | 0
LCP_Inputs_ON_Electric_IEA_2023_05_05 | 2047 |  |  | Methane |  | Capacity-Intraconnection | FOM | 0 |  |  | CH4 Pipeline | ON | ON |  | 0.34682 | 0
LCP_Inputs_ON_Electric_IEA_2023_05_05 | 2047 |  |  | Electricity |  | Capacity-Intraconnection | FOM | 0 |  |  | Electricity Transmission Line | ON | ON |  | 0.34682 | 0
LCP_Inputs_ON_Electric_IEA_2023_05_05 | 2047 |  |  | Hydrogen |  | Capacity-Intraconnection | FOM | 0 |  |  | H2 Pipeline - New | ON | ON |  | 0.34682 | 0
LCP_Inputs_ON_Electric_IEA_2023_05_05 | 2047 |  |  | Hydrogen |  | Capacity-Intraconnection | FOM | 0 |  |  | H2 Pipeline - Repurposed | ON | ON |  | 0.34682 | 0
LCP_Inputs_ON_Electric_IEA_2023_05_05 | 2047 |  |  | Methane |  | Capacity-Interconnection | FOM | 0 |  |  | CH4 Pipeline | ON | PJ |  | 0.34682 | 0
LCP_Inputs_ON_Electric_IEA_2023_05_05 | 2047 |  |  | Electricity |  | Capacity-Interconnection | FOM | 1128750 |  |  | Electricity Transmission Line | ON | PJ |  | 0.34682 | 391469.2035
LCP_Inputs_ON_Electric_IEA_2023_05_05 | 2047 |  |  | Hydrogen |  | Capacity-Interconnection | FOM | 0 |  |  | H2 Pipeline - New | ON | PJ |  | 0.34682 | 0
LCP_Inputs_ON_Electric_IEA_2023_05_05 | 2047 |  |  | Hydrogen |  | Capacity-Interconnection | FOM | 0 |  |  | H2 Pipeline - Repurposed | ON | PJ |  | 0.34682 | 0
LCP_Inputs_ON_Electric_IEA_2023_05_05 | 2047 |  |  | Methane |  | Capacity-Interconnection | FOM | 0 |  |  | CH4 Pipeline | ON | QC |  | 0.34682 | 0
LCP_Inputs_ON_Electric_IEA_2023_05_05 | 2047 |  |  | Electricity |  | Capacity-Interconnection | FOM | 7901250 |  |  | Electricity Transmission Line | ON | QC |  | 0.34682 | 2740284.4247
LCP_Inputs_ON_Electric_IEA_2023_05_05 | 2047 |  |  | Hydrogen |  | Capacity-Interconnection | FOM | 0 |  |  | H2 Pipeline - New | ON | QC |  | 0.34682 | 0
LCP_Inputs_ON_Electric_IEA_2023_05_05 | 2047 |  |  | Hydrogen |  | Capacity-Interconnection | FOM | 0 |  |  | H2 Pipeline - Repurposed | ON | QC |  | 0.34682 | 0
LCP_Inputs_ON_Electric_IEA_2023_05_05 | 2047 |  |  | Methane |  | Capacity-Interconnection | FOM | 0 |  |  | CH4 Pipeline | ON | WC |  | 0.34682 | 0
LCP_Inputs_ON_Electric_IEA_2023_05_05 | 2047 |  |  | Electricity |  | Capacity-Interconnection | FOM | 22575000 |  |  | Electricity Transmission Line | ON | WC |  | 0.34682 | 7829384.0707
LCP_Inputs_ON_Electric_IEA_2023_05_05 | 2047 |  |  | Hydrogen |  | Capacity-Interconnection | FOM | 0 |  |  | H2 Pipeline - New | ON | WC |  | 0.34682 | 0
LCP_Inputs_ON_Electric_IEA_2023_05_05 | 2047 |  |  | Hydrogen |  | Capacity-Interconnection | FOM | 127473208.6733 |  |  | H2 Pipeline - Repurposed | ON | WC |  | 0.34682 | 44209821.0157
LCP_Inputs_ON_Electric_IEA_2023_05_05 | 2047 |  |  | Methane |  | Capacity-Intraconnection | FOM | 0 |  |  | CH4 Pipeline | PJ | PJ |  | 0.34682 | 0
LCP_Inputs_ON_Electric_IEA_2023_05_05 | 2047 |  |  | Electricity |  | Capacity-Intraconnection | FOM | 0 |  |  | Electricity Transmission Line | PJ | PJ |  | 0.34682 | 0
LCP_Inputs_ON_Electric_IEA_2023_05_05 | 2047 |  |  | Hydrogen |  | Capacity-Intraconnection | FOM | 0 |  |  | H2 Pipeline - New | PJ | PJ |  | 0.34682 | 0
LCP_Inputs_ON_Electric_IEA_2023_05_05 | 2047 |  |  | Hydrogen |  | Capacity-Intraconnection | FOM | 0 |  |  | H2 Pipeline - Repurposed | PJ | PJ |  | 0.34682 | 0
LCP_Inputs_ON_Electric_IEA_2023_05_05 | 2047 |  |  | Electricity |  | Capacity-Interconnection | FOM | 18173719.557 |  |  | Electricity Transmission Line | QC | NY |  | 0.34682 | 6302947.0833
LCP_Inputs_ON_Electric_IEA_2023_05_05 | 2047 |  |  | Methane |  | Capacity-Intraconnection | FOM | 0 |  |  | CH4 Pipeline | QC | QC |  | 0.34682 | 0
LCP_Inputs_ON_Electric_IEA_2023_05_05 | 2047 |  |  | Electricity |  | Capacity-Intraconnection | FOM | 0 |  |  | Electricity Transmission Line | QC | QC |  | 0.34682 | 0
LCP_Inputs_ON_Electric_IEA_2023_05_05 | 2047 |  |  | Hydrogen |  | Capacity-Intraconnection | FOM | 0 |  |  | H2 Pipeline - New | QC | QC |  | 0.34682 | 0
LCP_Inputs_ON_Electric_IEA_2023_05_05 | 2047 |  |  | Hydrogen |  | Capacity-Intraconnection | FOM | 0 |  |  | H2 Pipeline - Repurposed | QC | QC |  | 0.34682 | 0
LCP_Inputs_ON_Electric_IEA_2023_05_05 | 2047 |  |  | Electricity |  | Capacity-Interconnection | FOM | 3469694.4212 |  |  | Electricity Transmission Line | WC | MI |  | 0.34682 | 1203347.5186
LCP_Inputs_ON_Electric_IEA_2023_05_05 | 2047 |  |  | Methane |  | Capacity-Intraconnection | FOM | 0 |  |  | CH4 Pipeline | WC | WC |  | 0.34682 | 0
LCP_Inputs_ON_Electric_IEA_2023_05_05 | 2047 |  |  | Electricity |  | Capacity-Intraconnection | FOM | 0 |  |  | Electricity Transmission Line | WC | WC |  | 0.34682 | 0
LCP_Inputs_ON_Electric_IEA_2023_05_05 | 2047 |  |  | Hydrogen |  | Capacity-Intraconnection | FOM | 0 |  |  | H2 Pipeline - New | WC | WC |  | 0.34682 | 0
LCP_Inputs_ON_Electric_IEA_2023_05_05 | 2047 |  |  | Hydrogen |  | Capacity-Intraconnection | FOM | 0 |  |  | H2 Pipeline - Repurposed | WC | WC |  | 0.34682 | 0
LCP_Inputs_ON_Electric_IEA_2023_05_05 | 2048 |  |  | Methane |  | Capacity-Intraconnection | FOM | 0 |  |  | CH4 Pipeline | MI | MI |  | 0.33348 | 0
LCP_Inputs_ON_Electric_IEA_2023_05_05 | 2048 |  |  | Electricity |  | Capacity-Intraconnection | FOM | 0 |  |  | Electricity Transmission Line | MI | MI |  | 0.33348 | 0
LCP_Inputs_ON_Electric_IEA_2023_05_05 | 2048 |  |  | Hydrogen |  | Capacity-Intraconnection | FOM | 0 |  |  | H2 Pipeline - New | MI | MI |  | 0.33348 | 0
LCP_Inputs_ON_Electric_IEA_2023_05_05 | 2048 |  |  | Hydrogen |  | Capacity-Intraconnection | FOM | 0 |  |  | H2 Pipeline - Repurposed | MI | MI |  | 0.33348 | 0
LCP_Inputs_ON_Electric_IEA_2023_05_05 | 2048 |  |  | Methane |  | Capacity-Intraconnection | FOM | 0 |  |  | CH4 Pipeline | NY | NY |  | 0.33348 | 0
LCP_Inputs_ON_Electric_IEA_2023_05_05 | 2048 |  |  | Electricity |  | Capacity-Intraconnection | FOM | 0 |  |  | Electricity Transmission Line | NY | NY |  | 0.33348 | 0
LCP_Inputs_ON_Electric_IEA_2023_05_05 | 2048 |  |  | Hydrogen |  | Capacity-Intraconnection | FOM | 0 |  |  | H2 Pipeline - New | NY | NY |  | 0.33348 | 0
LCP_Inputs_ON_Electric_IEA_2023_05_05 | 2048 |  |  | Hydrogen |  | Capacity-Intraconnection | FOM | 0 |  |  | H2 Pipeline - Repurposed | NY | NY |  | 0.33348 | 0
LCP_Inputs_ON_Electric_IEA_2023_05_05 | 2048 |  |  | Methane |  | Capacity-Interconnection | FOM | 0 |  |  | CH4 Pipeline | ON | MI |  | 0.33348 | 0
LCP_Inputs_ON_Electric_IEA_2023_05_05 | 2048 |  |  | Electricity |  | Capacity-Interconnection | FOM | 5643750 |  |  | Electricity Transmission Line | ON | MI |  | 0.33348 | 1882063.4785
LCP_Inputs_ON_Electric_IEA_2023_05_05 | 2048 |  |  | Hydrogen |  | Capacity-Interconnection | FOM | 0 |  |  | H2 Pipeline - New | ON | MI |  | 0.33348 | 0
LCP_Inputs_ON_Electric_IEA_2023_05_05 | 2048 |  |  | Hydrogen |  | Capacity-Interconnection | FOM | 0 |  |  | H2 Pipeline - Repurposed | ON | MI |  | 0.33348 | 0
LCP_Inputs_ON_Electric_IEA_2023_05_05 | 2048 |  |  | Methane |  | Capacity-Interconnection | FOM | 0 |  |  | CH4 Pipeline | ON | NY |  | 0.33348 | 0
LCP_Inputs_ON_Electric_IEA_2023_05_05 | 2048 |  |  | Electricity |  | Capacity-Interconnection | FOM | 5643750 |  |  | Electricity Transmission Line | ON | NY |  | 0.33348 | 1882063.4785
LCP_Inputs_ON_Electric_IEA_2023_05_05 | 2048 |  |  | Hydrogen |  | Capacity-Interconnection | FOM | 0 |  |  | H2 Pipeline - New | ON | NY |  | 0.33348 | 0
LCP_Inputs_ON_Electric_IEA_2023_05_05 | 2048 |  |  | Hydrogen |  | Capacity-Interconnection | FOM | 0 |  |  | H2 Pipeline - Repurposed | ON | NY |  | 0.33348 | 0
LCP_Inputs_ON_Electric_IEA_2023_05_05 | 2048 |  |  | Methane |  | Capacity-Intraconnection | FOM | 0 |  |  | CH4 Pipeline | ON | ON |  | 0.33348 | 0
LCP_Inputs_ON_Electric_IEA_2023_05_05 | 2048 |  |  | Electricity |  | Capacity-Intraconnection | FOM | 0 |  |  | Electricity Transmission Line | ON | ON |  | 0.33348 | 0
LCP_Inputs_ON_Electric_IEA_2023_05_05 | 2048 |  |  | Hydrogen |  | Capacity-Intraconnection | FOM | 0 |  |  | H2 Pipeline - New | ON | ON |  | 0.33348 | 0
LCP_Inputs_ON_Electric_IEA_2023_05_05 | 2048 |  |  | Hydrogen |  | Capacity-Intraconnection | FOM | 0 |  |  | H2 Pipeline - Repurposed | ON | ON |  | 0.33348 | 0
LCP_Inputs_ON_Electric_IEA_2023_05_05 | 2048 |  |  | Methane |  | Capacity-Interconnection | FOM | 0 |  |  | CH4 Pipeline | ON | PJ |  | 0.33348 | 0
LCP_Inputs_ON_Electric_IEA_2023_05_05 | 2048 |  |  | Electricity |  | Capacity-Interconnection | FOM | 1128750 |  |  | Electricity Transmission Line | ON | PJ |  | 0.33348 | 376412.6957
LCP_Inputs_ON_Electric_IEA_2023_05_05 | 2048 |  |  | Hydrogen |  | Capacity-Interconnection | FOM | 0 |  |  | H2 Pipeline - New | ON | PJ |  | 0.33348 | 0
LCP_Inputs_ON_Electric_IEA_2023_05_05 | 2048 |  |  | Hydrogen |  | Capacity-Interconnection | FOM | 0 |  |  | H2 Pipeline - Repurposed | ON | PJ |  | 0.33348 | 0
LCP_Inputs_ON_Electric_IEA_2023_05_05 | 2048 |  |  | Methane |  | Capacity-Interconnection | FOM | 0 |  |  | CH4 Pipeline | ON | QC |  | 0.33348 | 0
LCP_Inputs_ON_Electric_IEA_2023_05_05 | 2048 |  |  | Electricity |  | Capacity-Interconnection | FOM | 7901250 |  |  | Electricity Transmission Line | ON | QC |  | 0.33348 | 2634888.87
LCP_Inputs_ON_Electric_IEA_2023_05_05 | 2048 |  |  | Hydrogen |  | Capacity-Interconnection | FOM | 0 |  |  | H2 Pipeline - New | ON | QC |  | 0.33348 | 0
LCP_Inputs_ON_Electric_IEA_2023_05_05 | 2048 |  |  | Hydrogen |  | Capacity-Interconnection | FOM | 0 |  |  | H2 Pipeline - Repurposed | ON | QC |  | 0.33348 | 0
LCP_Inputs_ON_Electric_IEA_2023_05_05 | 2048 |  |  | Methane |  | Capacity-Interconnection | FOM | 0 |  |  | CH4 Pipeline | ON | WC |  | 0.33348 | 0
LCP_Inputs_ON_Electric_IEA_2023_05_05 | 2048 |  |  | Electricity |  | Capacity-Interconnection | FOM | 22575000 |  |  | Electricity Transmission Line | ON | WC |  | 0.33348 | 7528253.9141
LCP_Inputs_ON_Electric_IEA_2023_05_05 | 2048 |  |  | Hydrogen |  | Capacity-Interconnection | FOM | 0 |  |  | H2 Pipeline - New | ON | WC |  | 0.33348 | 0
LCP_Inputs_ON_Electric_IEA_2023_05_05 | 2048 |  |  | Hydrogen |  | Capacity-Interconnection | FOM | 127473208.6733 |  |  | H2 Pipeline - Repurposed | ON | WC |  | 0.33348 | 42509443.2843
LCP_Inputs_ON_Electric_IEA_2023_05_05 | 2048 |  |  | Methane |  | Capacity-Intraconnection | FOM | 0 |  |  | CH4 Pipeline | PJ | PJ |  | 0.33348 | 0
LCP_Inputs_ON_Electric_IEA_2023_05_05 | 2048 |  |  | Electricity |  | Capacity-Intraconnection | FOM | 0 |  |  | Electricity Transmission Line | PJ | PJ |  | 0.33348 | 0
LCP_Inputs_ON_Electric_IEA_2023_05_05 | 2048 |  |  | Hydrogen |  | Capacity-Intraconnection | FOM | 0 |  |  | H2 Pipeline - New | PJ | PJ |  | 0.33348 | 0
LCP_Inputs_ON_Electric_IEA_2023_05_05 | 2048 |  |  | Hydrogen |  | Capacity-Intraconnection | FOM | 0 |  |  | H2 Pipeline - Repurposed | PJ | PJ |  | 0.33348 | 0
LCP_Inputs_ON_Electric_IEA_2023_05_05 | 2048 |  |  | Electricity |  | Capacity-Interconnection | FOM | 18173719.557 |  |  | Electricity Transmission Line | QC | NY |  | 0.33348 | 6060526.0416
LCP_Inputs_ON_Electric_IEA_2023_05_05 | 2048 |  |  | Methane |  | Capacity-Intraconnection | FOM | 0 |  |  | CH4 Pipeline | QC | QC |  | 0.33348 | 0
LCP_Inputs_ON_Electric_IEA_2023_05_05 | 2048 |  |  | Electricity |  | Capacity-Intraconnection | FOM | 0 |  |  | Electricity Transmission Line | QC | QC |  | 0.33348 | 0
LCP_Inputs_ON_Electric_IEA_2023_05_05 | 2048 |  |  | Hydrogen |  | Capacity-Intraconnection | FOM | 0 |  |  | H2 Pipeline - New | QC | QC |  | 0.33348 | 0
LCP_Inputs_ON_Electric_IEA_2023_05_05 | 2048 |  |  | Hydrogen |  | Capacity-Intraconnection | FOM | 0 |  |  | H2 Pipeline - Repurposed | QC | QC |  | 0.33348 | 0
LCP_Inputs_ON_Electric_IEA_2023_05_05 | 2048 |  |  | Electricity |  | Capacity-Interconnection | FOM | 3469694.4212 |  |  | Electricity Transmission Line | WC | MI |  | 0.33348 | 1157064.9217
LCP_Inputs_ON_Electric_IEA_2023_05_05 | 2048 |  |  | Methane |  | Capacity-Intraconnection | FOM | 0 |  |  | CH4 Pipeline | WC | WC |  | 0.33348 | 0
LCP_Inputs_ON_Electric_IEA_2023_05_05 | 2048 |  |  | Electricity |  | Capacity-Intraconnection | FOM | 0 |  |  | Electricity Transmission Line | WC | WC |  | 0.33348 | 0
LCP_Inputs_ON_Electric_IEA_2023_05_05 | 2048 |  |  | Hydrogen |  | Capacity-Intraconnection | FOM | 0 |  |  | H2 Pipeline - New | WC | WC |  | 0.33348 | 0
LCP_Inputs_ON_Electric_IEA_2023_05_05 | 2048 |  |  | Hydrogen |  | Capacity-Intraconnection | FOM | 0 |  |  | H2 Pipeline - Repurposed | WC | WC |  | 0.33348 | 0
LCP_Inputs_ON_Electric_IEA_2023_05_05 | 2049 |  |  | Methane |  | Capacity-Intraconnection | FOM | 0 |  |  | CH4 Pipeline | MI | MI |  | 0.32065 | 0
LCP_Inputs_ON_Electric_IEA_2023_05_05 | 2049 |  |  | Electricity |  | Capacity-Intraconnection | FOM | 0 |  |  | Electricity Transmission Line | MI | MI |  | 0.32065 | 0
LCP_Inputs_ON_Electric_IEA_2023_05_05 | 2049 |  |  | Hydrogen |  | Capacity-Intraconnection | FOM | 0 |  |  | H2 Pipeline - New | MI | MI |  | 0.32065 | 0
LCP_Inputs_ON_Electric_IEA_2023_05_05 | 2049 |  |  | Hydrogen |  | Capacity-Intraconnection | FOM | 0 |  |  | H2 Pipeline - Repurposed | MI | MI |  | 0.32065 | 0
LCP_Inputs_ON_Electric_IEA_2023_05_05 | 2049 |  |  | Methane |  | Capacity-Intraconnection | FOM | 0 |  |  | CH4 Pipeline | NY | NY |  | 0.32065 | 0
LCP_Inputs_ON_Electric_IEA_2023_05_05 | 2049 |  |  | Electricity |  | Capacity-Intraconnection | FOM | 0 |  |  | Electricity Transmission Line | NY | NY |  | 0.32065 | 0
LCP_Inputs_ON_Electric_IEA_2023_05_05 | 2049 |  |  | Hydrogen |  | Capacity-Intraconnection | FOM | 0 |  |  | H2 Pipeline - New | NY | NY |  | 0.32065 | 0
LCP_Inputs_ON_Electric_IEA_2023_05_05 | 2049 |  |  | Hydrogen |  | Capacity-Intraconnection | FOM | 0 |  |  | H2 Pipeline - Repurposed | NY | NY |  | 0.32065 | 0
LCP_Inputs_ON_Electric_IEA_2023_05_05 | 2049 |  |  | Methane |  | Capacity-Interconnection | FOM | 0 |  |  | CH4 Pipeline | ON | MI |  | 0.32065 | 0
LCP_Inputs_ON_Electric_IEA_2023_05_05 | 2049 |  |  | Electricity |  | Capacity-Interconnection | FOM | 5643750 |  |  | Electricity Transmission Line | ON | MI |  | 0.32065 | 1809676.4217
LCP_Inputs_ON_Electric_IEA_2023_05_05 | 2049 |  |  | Hydrogen |  | Capacity-Interconnection | FOM | 0 |  |  | H2 Pipeline - New | ON | MI |  | 0.32065 | 0
LCP_Inputs_ON_Electric_IEA_2023_05_05 | 2049 |  |  | Hydrogen |  | Capacity-Interconnection | FOM | 0 |  |  | H2 Pipeline - Repurposed | ON | MI |  | 0.32065 | 0
LCP_Inputs_ON_Electric_IEA_2023_05_05 | 2049 |  |  | Methane |  | Capacity-Interconnection | FOM | 0 |  |  | CH4 Pipeline | ON | NY |  | 0.32065 | 0
LCP_Inputs_ON_Electric_IEA_2023_05_05 | 2049 |  |  | Electricity |  | Capacity-Interconnection | FOM | 5643750 |  |  | Electricity Transmission Line | ON | NY |  | 0.32065 | 1809676.4217
LCP_Inputs_ON_Electric_IEA_2023_05_05 | 2049 |  |  | Hydrogen |  | Capacity-Interconnection | FOM | 0 |  |  | H2 Pipeline - New | ON | NY |  | 0.32065 | 0
LCP_Inputs_ON_Electric_IEA_2023_05_05 | 2049 |  |  | Hydrogen |  | Capacity-Interconnection | FOM | 0 |  |  | H2 Pipeline - Repurposed | ON | NY |  | 0.32065 | 0
LCP_Inputs_ON_Electric_IEA_2023_05_05 | 2049 |  |  | Methane |  | Capacity-Intraconnection | FOM | 0 |  |  | CH4 Pipeline | ON | ON |  | 0.32065 | 0
LCP_Inputs_ON_Electric_IEA_2023_05_05 | 2049 |  |  | Electricity |  | Capacity-Intraconnection | FOM | 0 |  |  | Electricity Transmission Line | ON | ON |  | 0.32065 | 0
LCP_Inputs_ON_Electric_IEA_2023_05_05 | 2049 |  |  | Hydrogen |  | Capacity-Intraconnection | FOM | 0 |  |  | H2 Pipeline - New | ON | ON |  | 0.32065 | 0
LCP_Inputs_ON_Electric_IEA_2023_05_05 | 2049 |  |  | Hydrogen |  | Capacity-Intraconnection | FOM | 0 |  |  | H2 Pipeline - Repurposed | ON | ON |  | 0.32065 | 0
LCP_Inputs_ON_Electric_IEA_2023_05_05 | 2049 |  |  | Methane |  | Capacity-Interconnection | FOM | 0 |  |  | CH4 Pipeline | ON | PJ |  | 0.32065 | 0
LCP_Inputs_ON_Electric_IEA_2023_05_05 | 2049 |  |  | Electricity |  | Capacity-Interconnection | FOM | 1128750 |  |  | Electricity Transmission Line | ON | PJ |  | 0.32065 | 361935.2843
LCP_Inputs_ON_Electric_IEA_2023_05_05 | 2049 |  |  | Hydrogen |  | Capacity-Interconnection | FOM | 0 |  |  | H2 Pipeline - New | ON | PJ |  | 0.32065 | 0
LCP_Inputs_ON_Electric_IEA_2023_05_05 | 2049 |  |  | Hydrogen |  | Capacity-Interconnection | FOM | 0 |  |  | H2 Pipeline - Repurposed | ON | PJ |  | 0.32065 | 0
LCP_Inputs_ON_Electric_IEA_2023_05_05 | 2049 |  |  | Methane |  | Capacity-Interconnection | FOM | 0 |  |  | CH4 Pipeline | ON | QC |  | 0.32065 | 0
LCP_Inputs_ON_Electric_IEA_2023_05_05 | 2049 |  |  | Electricity |  | Capacity-Interconnection | FOM | 7901250 |  |  | Electricity Transmission Line | ON | QC |  | 0.32065 | 2533546.9903
LCP_Inputs_ON_Electric_IEA_2023_05_05 | 2049 |  |  | Hydrogen |  | Capacity-Interconnection | FOM | 0 |  |  | H2 Pipeline - New | ON | QC |  | 0.32065 | 0
LCP_Inputs_ON_Electric_IEA_2023_05_05 | 2049 |  |  | Hydrogen |  | Capacity-Interconnection | FOM | 0 |  |  | H2 Pipeline - Repurposed | ON | QC |  | 0.32065 | 0
LCP_Inputs_ON_Electric_IEA_2023_05_05 | 2049 |  |  | Methane |  | Capacity-Interconnection | FOM | 0 |  |  | CH4 Pipeline | ON | WC |  | 0.32065 | 0
LCP_Inputs_ON_Electric_IEA_2023_05_05 | 2049 |  |  | Electricity |  | Capacity-Interconnection | FOM | 22575000 |  |  | Electricity Transmission Line | ON | WC |  | 0.32065 | 7238705.6867
LCP_Inputs_ON_Electric_IEA_2023_05_05 | 2049 |  |  | Hydrogen |  | Capacity-Interconnection | FOM | 0 |  |  | H2 Pipeline - New | ON | WC |  | 0.32065 | 0
LCP_Inputs_ON_Electric_IEA_2023_05_05 | 2049 |  |  | Hydrogen |  | Capacity-Interconnection | FOM | 127473208.6733 |  |  | H2 Pipeline - Repurposed | ON | WC |  | 0.32065 | 40874464.6965
LCP_Inputs_ON_Electric_IEA_2023_05_05 | 2049 |  |  | Methane |  | Capacity-Intraconnection | FOM | 0 |  |  | CH4 Pipeline | PJ | PJ |  | 0.32065 | 0
LCP_Inputs_ON_Electric_IEA_2023_05_05 | 2049 |  |  | Electricity |  | Capacity-Intraconnection | FOM | 0 |  |  | Electricity Transmission Line | PJ | PJ |  | 0.32065 | 0
LCP_Inputs_ON_Electric_IEA_2023_05_05 | 2049 |  |  | Hydrogen |  | Capacity-Intraconnection | FOM | 0 |  |  | H2 Pipeline - New | PJ | PJ |  | 0.32065 | 0
LCP_Inputs_ON_Electric_IEA_2023_05_05 | 2049 |  |  | Hydrogen |  | Capacity-Intraconnection | FOM | 0 |  |  | H2 Pipeline - Repurposed | PJ | PJ |  | 0.32065 | 0
LCP_Inputs_ON_Electric_IEA_2023_05_05 | 2049 |  |  | Electricity |  | Capacity-Interconnection | FOM | 18173719.557 |  |  | Electricity Transmission Line | QC | NY |  | 0.32065 | 5827428.8862
LCP_Inputs_ON_Electric_IEA_2023_05_05 | 2049 |  |  | Methane |  | Capacity-Intraconnection | FOM | 0 |  |  | CH4 Pipeline | QC | QC |  | 0.32065 | 0
LCP_Inputs_ON_Electric_IEA_2023_05_05 | 2049 |  |  | Electricity |  | Capacity-Intraconnection | FOM | 0 |  |  | Electricity Transmission Line | QC | QC |  | 0.32065 | 0
LCP_Inputs_ON_Electric_IEA_2023_05_05 | 2049 |  |  | Hydrogen |  | Capacity-Intraconnection | FOM | 0 |  |  | H2 Pipeline - New | QC | QC |  | 0.32065 | 0
LCP_Inputs_ON_Electric_IEA_2023_05_05 | 2049 |  |  | Hydrogen |  | Capacity-Intraconnection | FOM | 0 |  |  | H2 Pipeline - Repurposed | QC | QC |  | 0.32065 | 0
LCP_Inputs_ON_Electric_IEA_2023_05_05 | 2049 |  |  | Electricity |  | Capacity-Interconnection | FOM | 3469694.4212 |  |  | Electricity Transmission Line | WC | MI |  | 0.32065 | 1112562.4247
LCP_Inputs_ON_Electric_IEA_2023_05_05 | 2049 |  |  | Methane |  | Capacity-Intraconnection | FOM | 0 |  |  | CH4 Pipeline | WC | WC |  | 0.32065 | 0
LCP_Inputs_ON_Electric_IEA_2023_05_05 | 2049 |  |  | Electricity |  | Capacity-Intraconnection | FOM | 0 |  |  | Electricity Transmission Line | WC | WC |  | 0.32065 | 0
LCP_Inputs_ON_Electric_IEA_2023_05_05 | 2049 |  |  | Hydrogen |  | Capacity-Intraconnection | FOM | 0 |  |  | H2 Pipeline - New | WC | WC |  | 0.32065 | 0
LCP_Inputs_ON_Electric_IEA_2023_05_05 | 2049 |  |  | Hydrogen |  | Capacity-Intraconnection | FOM | 0 |  |  | H2 Pipeline - Repurposed | WC | WC |  | 0.32065 | 0
LCP_Inputs_ON_Electric_IEA_2023_05_05 | 2050 |  |  | Methane |  | Capacity-Intraconnection | CONE | 0 |  |  | CH4 Pipeline | MI | MI |  | 0.30832 | 0
LCP_Inputs_ON_Electric_IEA_2023_05_05 | 2050 |  |  | Methane |  | Capacity-Intraconnection | FOM | 0 |  |  | CH4 Pipeline | MI | MI |  | 0.30832 | 0
LCP_Inputs_ON_Electric_IEA_2023_05_05 | 2050 |  |  | Electricity |  | Capacity-Intraconnection | CONE | 0 |  |  | Electricity Transmission Line | MI | MI |  | 0.30832 | 0
LCP_Inputs_ON_Electric_IEA_2023_05_05 | 2050 |  |  | Electricity |  | Capacity-Intraconnection | FOM | 0 |  |  | Electricity Transmission Line | MI | MI |  | 0.30832 | 0
LCP_Inputs_ON_Electric_IEA_2023_05_05 | 2050 |  |  | Hydrogen |  | Capacity-Intraconnection | CONE | 0 |  |  | H2 Pipeline - New | MI | MI |  | 0.30832 | 0
LCP_Inputs_ON_Electric_IEA_2023_05_05 | 2050 |  |  | Hydrogen |  | Capacity-Intraconnection | FOM | 0 |  |  | H2 Pipeline - New | MI | MI |  | 0.30832 | 0
LCP_Inputs_ON_Electric_IEA_2023_05_05 | 2050 |  |  | Hydrogen |  | Capacity-Intraconnection | CONE | 0 |  |  | H2 Pipeline - Repurposed | MI | MI |  | 0.30832 | 0
LCP_Inputs_ON_Electric_IEA_2023_05_05 | 2050 |  |  | Hydrogen |  | Capacity-Intraconnection | FOM | 0 |  |  | H2 Pipeline - Repurposed | MI | MI |  | 0.30832 | 0
LCP_Inputs_ON_Electric_IEA_2023_05_05 | 2050 |  |  | Methane |  | Capacity-Intraconnection | CONE | 0 |  |  | CH4 Pipeline | NY | NY |  | 0.30832 | 0
LCP_Inputs_ON_Electric_IEA_2023_05_05 | 2050 |  |  | Methane |  | Capacity-Intraconnection | FOM | 0 |  |  | CH4 Pipeline | NY | NY |  | 0.30832 | 0
LCP_Inputs_ON_Electric_IEA_2023_05_05 | 2050 |  |  | Electricity |  | Capacity-Intraconnection | CONE | 0 |  |  | Electricity Transmission Line | NY | NY |  | 0.30832 | 0
LCP_Inputs_ON_Electric_IEA_2023_05_05 | 2050 |  |  | Electricity |  | Capacity-Intraconnection | FOM | 0 |  |  | Electricity Transmission Line | NY | NY |  | 0.30832 | 0
LCP_Inputs_ON_Electric_IEA_2023_05_05 | 2050 |  |  | Hydrogen |  | Capacity-Intraconnection | CONE | 0 |  |  | H2 Pipeline - New | NY | NY |  | 0.30832 | 0
LCP_Inputs_ON_Electric_IEA_2023_05_05 | 2050 |  |  | Hydrogen |  | Capacity-Intraconnection | FOM | 0 |  |  | H2 Pipeline - New | NY | NY |  | 0.30832 | 0
LCP_Inputs_ON_Electric_IEA_2023_05_05 | 2050 |  |  | Hydrogen |  | Capacity-Intraconnection | CONE | 0 |  |  | H2 Pipeline - Repurposed | NY | NY |  | 0.30832 | 0
LCP_Inputs_ON_Electric_IEA_2023_05_05 | 2050 |  |  | Hydrogen |  | Capacity-Intraconnection | FOM | 0 |  |  | H2 Pipeline - Repurposed | NY | NY |  | 0.30832 | 0
LCP_Inputs_ON_Electric_IEA_2023_05_05 | 2050 |  |  | Methane |  | Capacity-Interconnection | CONE | 0 |  |  | CH4 Pipeline | ON | MI |  | 0.30832 | 0
LCP_Inputs_ON_Electric_IEA_2023_05_05 | 2050 |  |  | Methane |  | Capacity-Interconnection | FOM | 0 |  |  | CH4 Pipeline | ON | MI |  | 0.30832 | 0
LCP_Inputs_ON_Electric_IEA_2023_05_05 | 2050 |  |  | Electricity |  | Capacity-Interconnection | CONE | 4031250 |  |  | Electricity Transmission Line | ON | MI |  | 0.30832 | 1242909.6303
LCP_Inputs_ON_Electric_IEA_2023_05_05 | 2050 |  |  | Electricity |  | Capacity-Interconnection | FOM | 8465625 |  |  | Electricity Transmission Line | ON | MI |  | 0.30832 | 2610110.2236
LCP_Inputs_ON_Electric_IEA_2023_05_05 | 2050 |  |  | Hydrogen |  | Capacity-Interconnection | CONE | 0 |  |  | H2 Pipeline - New | ON | MI |  | 0.30832 | 0
LCP_Inputs_ON_Electric_IEA_2023_05_05 | 2050 |  |  | Hydrogen |  | Capacity-Interconnection | FOM | 0 |  |  | H2 Pipeline - New | ON | MI |  | 0.30832 | 0
LCP_Inputs_ON_Electric_IEA_2023_05_05 | 2050 |  |  | Hydrogen |  | Capacity-Interconnection | CONE | 0 |  |  | H2 Pipeline - Repurposed | ON | MI |  | 0.30832 | 0
LCP_Inputs_ON_Electric_IEA_2023_05_05 | 2050 |  |  | Hydrogen |  | Capacity-Interconnection | FOM | 0 |  |  | H2 Pipeline - Repurposed | ON | MI |  | 0.30832 | 0
LCP_Inputs_ON_Electric_IEA_2023_05_05 | 2050 |  |  | Methane |  | Capacity-Interconnection | CONE | 0 |  |  | CH4 Pipeline | ON | NY |  | 0.30832 | 0
LCP_Inputs_ON_Electric_IEA_2023_05_05 | 2050 |  |  | Methane |  | Capacity-Interconnection | FOM | 0 |  |  | CH4 Pipeline | ON | NY |  | 0.30832 | 0
LCP_Inputs_ON_Electric_IEA_2023_05_05 | 2050 |  |  | Electricity |  | Capacity-Interconnection | CONE | 4031250 |  |  | Electricity Transmission Line | ON | NY |  | 0.30832 | 1242909.6303
LCP_Inputs_ON_Electric_IEA_2023_05_05 | 2050 |  |  | Electricity |  | Capacity-Interconnection | FOM | 8465625 |  |  | Electricity Transmission Line | ON | NY |  | 0.30832 | 2610110.2236
LCP_Inputs_ON_Electric_IEA_2023_05_05 | 2050 |  |  | Hydrogen |  | Capacity-Interconnection | CONE | 0 |  |  | H2 Pipeline - New | ON | NY |  | 0.30832 | 0
LCP_Inputs_ON_Electric_IEA_2023_05_05 | 2050 |  |  | Hydrogen |  | Capacity-Interconnection | FOM | 0 |  |  | H2 Pipeline - New | ON | NY |  | 0.30832 | 0
LCP_Inputs_ON_Electric_IEA_2023_05_05 | 2050 |  |  | Hydrogen |  | Capacity-Interconnection | CONE | 0 |  |  | H2 Pipeline - Repurposed | ON | NY |  | 0.30832 | 0
LCP_Inputs_ON_Electric_IEA_2023_05_05 | 2050 |  |  | Hydrogen |  | Capacity-Interconnection | FOM | 0 |  |  | H2 Pipeline - Repurposed | ON | NY |  | 0.30832 | 0
LCP_Inputs_ON_Electric_IEA_2023_05_05 | 2050 |  |  | Methane |  | Capacity-Intraconnection | CONE | 0 |  |  | CH4 Pipeline | ON | ON |  | 0.30832 | 0
LCP_Inputs_ON_Electric_IEA_2023_05_05 | 2050 |  |  | Methane |  | Capacity-Intraconnection | FOM | 0 |  |  | CH4 Pipeline | ON | ON |  | 0.30832 | 0
LCP_Inputs_ON_Electric_IEA_2023_05_05 | 2050 |  |  | Electricity |  | Capacity-Intraconnection | CONE | 38228744.3123 |  |  | Electricity Transmission Line | ON | ON |  | 0.30832 | 11786635.5247
LCP_Inputs_ON_Electric_IEA_2023_05_05 | 2050 |  |  | Electricity |  | Capacity-Intraconnection | FOM | 0 |  |  | Electricity Transmission Line | ON | ON |  | 0.30832 | 0
LCP_Inputs_ON_Electric_IEA_2023_05_05 | 2050 |  |  | Hydrogen |  | Capacity-Intraconnection | CONE | 0 |  |  | H2 Pipeline - New | ON | ON |  | 0.30832 | 0
LCP_Inputs_ON_Electric_IEA_2023_05_05 | 2050 |  |  | Hydrogen |  | Capacity-Intraconnection | FOM | 0 |  |  | H2 Pipeline - New | ON | ON |  | 0.30832 | 0
LCP_Inputs_ON_Electric_IEA_2023_05_05 | 2050 |  |  | Hydrogen |  | Capacity-Intraconnection | CONE | 2255881.1706 |  |  | H2 Pipeline - Repurposed | ON | ON |  | 0.30832 | 695530.2776
LCP_Inputs_ON_Electric_IEA_2023_05_05 | 2050 |  |  | Hydrogen |  | Capacity-Intraconnection | FOM | 0 |  |  | H2 Pipeline - Repurposed | ON | ON |  | 0.30832 | 0
LCP_Inputs_ON_Electric_IEA_2023_05_05 | 2050 |  |  | Methane |  | Capacity-Interconnection | CONE | 0 |  |  | CH4 Pipeline | ON | PJ |  | 0.30832 | 0
LCP_Inputs_ON_Electric_IEA_2023_05_05 | 2050 |  |  | Methane |  | Capacity-Interconnection | FOM | 0 |  |  | CH4 Pipeline | ON | PJ |  | 0.30832 | 0
LCP_Inputs_ON_Electric_IEA_2023_05_05 | 2050 |  |  | Electricity |  | Capacity-Interconnection | CONE | 1612500 |  |  | Electricity Transmission Line | ON | PJ |  | 0.30832 | 497163.8521
LCP_Inputs_ON_Electric_IEA_2023_05_05 | 2050 |  |  | Electricity |  | Capacity-Interconnection | FOM | 2257500 |  |  | Electricity Transmission Line | ON | PJ |  | 0.30832 | 696029.3929
LCP_Inputs_ON_Electric_IEA_2023_05_05 | 2050 |  |  | Hydrogen |  | Capacity-Interconnection | CONE | 0 |  |  | H2 Pipeline - New | ON | PJ |  | 0.30832 | 0
LCP_Inputs_ON_Electric_IEA_2023_05_05 | 2050 |  |  | Hydrogen |  | Capacity-Interconnection | FOM | 0 |  |  | H2 Pipeline - New | ON | PJ |  | 0.30832 | 0
LCP_Inputs_ON_Electric_IEA_2023_05_05 | 2050 |  |  | Hydrogen |  | Capacity-Interconnection | CONE | 0 |  |  | H2 Pipeline - Repurposed | ON | PJ |  | 0.30832 | 0
LCP_Inputs_ON_Electric_IEA_2023_05_05 | 2050 |  |  | Hydrogen |  | Capacity-Interconnection | FOM | 0 |  |  | H2 Pipeline - Repurposed | ON | PJ |  | 0.30832 | 0
LCP_Inputs_ON_Electric_IEA_2023_05_05 | 2050 |  |  | Methane |  | Capacity-Interconnection | CONE | 0 |  |  | CH4 Pipeline | ON | QC |  | 0.30832 | 0
LCP_Inputs_ON_Electric_IEA_2023_05_05 | 2050 |  |  | Methane |  | Capacity-Interconnection | FOM | 0 |  |  | CH4 Pipeline | ON | QC |  | 0.30832 | 0
LCP_Inputs_ON_Electric_IEA_2023_05_05 | 2050 |  |  | Electricity |  | Capacity-Interconnection | CONE | 5643750 |  |  | Electricity Transmission Line | ON | QC |  | 0.30832 | 1740073.4824
LCP_Inputs_ON_Electric_IEA_2023_05_05 | 2050 |  |  | Electricity |  | Capacity-Interconnection | FOM | 11851875 |  |  | Electricity Transmission Line | ON | QC |  | 0.30832 | 3654154.313
LCP_Inputs_ON_Electric_IEA_2023_05_05 | 2050 |  |  | Hydrogen |  | Capacity-Interconnection | CONE | 0 |  |  | H2 Pipeline - New | ON | QC |  | 0.30832 | 0
LCP_Inputs_ON_Electric_IEA_2023_05_05 | 2050 |  |  | Hydrogen |  | Capacity-Interconnection | FOM | 0 |  |  | H2 Pipeline - New | ON | QC |  | 0.30832 | 0
LCP_Inputs_ON_Electric_IEA_2023_05_05 | 2050 |  |  | Hydrogen |  | Capacity-Interconnection | CONE | 1009651.6484 |  |  | H2 Pipeline - Repurposed | ON | QC |  | 0.30832 | 311294.4513
LCP_Inputs_ON_Electric_IEA_2023_05_05 | 2050 |  |  | Hydrogen |  | Capacity-Interconnection | FOM | 3926423.0769 |  |  | H2 Pipeline - Repurposed | ON | QC |  | 0.30832 | 1210589.533
LCP_Inputs_ON_Electric_IEA_2023_05_05 | 2050 |  |  | Methane |  | Capacity-Interconnection | CONE | 0 |  |  | CH4 Pipeline | ON | WC |  | 0.30832 | 0
LCP_Inputs_ON_Electric_IEA_2023_05_05 | 2050 |  |  | Methane |  | Capacity-Interconnection | FOM | 0 |  |  | CH4 Pipeline | ON | WC |  | 0.30832 | 0
LCP_Inputs_ON_Electric_IEA_2023_05_05 | 2050 |  |  | Electricity |  | Capacity-Interconnection | CONE | 16125000 |  |  | Electricity Transmission Line | ON | WC |  | 0.30832 | 4971638.5211
LCP_Inputs_ON_Electric_IEA_2023_05_05 | 2050 |  |  | Electricity |  | Capacity-Interconnection | FOM | 33862500 |  |  | Electricity Transmission Line | ON | WC |  | 0.30832 | 10440440.8942
LCP_Inputs_ON_Electric_IEA_2023_05_05 | 2050 |  |  | Hydrogen |  | Capacity-Interconnection | CONE | 0 |  |  | H2 Pipeline - New | ON | WC |  | 0.30832 | 0
LCP_Inputs_ON_Electric_IEA_2023_05_05 | 2050 |  |  | Hydrogen |  | Capacity-Interconnection | FOM | 0 |  |  | H2 Pipeline - New | ON | WC |  | 0.30832 | 0
LCP_Inputs_ON_Electric_IEA_2023_05_05 | 2050 |  |  | Hydrogen |  | Capacity-Interconnection | CONE | 25577829.6471 |  |  | H2 Pipeline - Repurposed | ON | WC |  | 0.30832 | 7886122.3664
LCP_Inputs_ON_Electric_IEA_2023_05_05 | 2050 |  |  | Hydrogen |  | Capacity-Interconnection | FOM | 226942546.1898 |  |  | H2 Pipeline - Repurposed | ON | WC |  | 0.30832 | 69970623.5477
LCP_Inputs_ON_Electric_IEA_2023_05_05 | 2050 |  |  | Methane |  | Capacity-Intraconnection | CONE | 0 |  |  | CH4 Pipeline | PJ | PJ |  | 0.30832 | 0
LCP_Inputs_ON_Electric_IEA_2023_05_05 | 2050 |  |  | Methane |  | Capacity-Intraconnection | FOM | 0 |  |  | CH4 Pipeline | PJ | PJ |  | 0.30832 | 0
LCP_Inputs_ON_Electric_IEA_2023_05_05 | 2050 |  |  | Electricity |  | Capacity-Intraconnection | CONE | 0 |  |  | Electricity Transmission Line | PJ | PJ |  | 0.30832 | 0
LCP_Inputs_ON_Electric_IEA_2023_05_05 | 2050 |  |  | Electricity |  | Capacity-Intraconnection | FOM | 0 |  |  | Electricity Transmission Line | PJ | PJ |  | 0.30832 | 0
LCP_Inputs_ON_Electric_IEA_2023_05_05 | 2050 |  |  | Hydrogen |  | Capacity-Intraconnection | CONE | 0 |  |  | H2 Pipeline - New | PJ | PJ |  | 0.30832 | 0
LCP_Inputs_ON_Electric_IEA_2023_05_05 | 2050 |  |  | Hydrogen |  | Capacity-Intraconnection | FOM | 0 |  |  | H2 Pipeline - New | PJ | PJ |  | 0.30832 | 0
LCP_Inputs_ON_Electric_IEA_2023_05_05 | 2050 |  |  | Hydrogen |  | Capacity-Intraconnection | CONE | 0 |  |  | H2 Pipeline - Repurposed | PJ | PJ |  | 0.30832 | 0
LCP_Inputs_ON_Electric_IEA_2023_05_05 | 2050 |  |  | Hydrogen |  | Capacity-Intraconnection | FOM | 0 |  |  | H2 Pipeline - Repurposed | PJ | PJ |  | 0.30832 | 0
LCP_Inputs_ON_Electric_IEA_2023_05_05 | 2050 |  |  | Electricity |  | Capacity-Interconnection | CONE | 4290696.4498 |  |  | Electricity Transmission Line | QC | NY |  | 0.30832 | 1322901.8141
LCP_Inputs_ON_Electric_IEA_2023_05_05 | 2050 |  |  | Electricity |  | Capacity-Interconnection | FOM | 21177207.0719 |  |  | Electricity Transmission Line | QC | NY |  | 0.30832 | 6529328.2758
LCP_Inputs_ON_Electric_IEA_2023_05_05 | 2050 |  |  | Methane |  | Capacity-Intraconnection | CONE | 0 |  |  | CH4 Pipeline | QC | QC |  | 0.30832 | 0
LCP_Inputs_ON_Electric_IEA_2023_05_05 | 2050 |  |  | Methane |  | Capacity-Intraconnection | FOM | 0 |  |  | CH4 Pipeline | QC | QC |  | 0.30832 | 0
LCP_Inputs_ON_Electric_IEA_2023_05_05 | 2050 |  |  | Electricity |  | Capacity-Intraconnection | CONE | 0 |  |  | Electricity Transmission Line | QC | QC |  | 0.30832 | 0
LCP_Inputs_ON_Electric_IEA_2023_05_05 | 2050 |  |  | Electricity |  | Capacity-Intraconnection | FOM | 0 |  |  | Electricity Transmission Line | QC | QC |  | 0.30832 | 0
LCP_Inputs_ON_Electric_IEA_2023_05_05 | 2050 |  |  | Hydrogen |  | Capacity-Intraconnection | CONE | 0 |  |  | H2 Pipeline - New | QC | QC |  | 0.30832 | 0
LCP_Inputs_ON_Electric_IEA_2023_05_05 | 2050 |  |  | Hydrogen |  | Capacity-Intraconnection | FOM | 0 |  |  | H2 Pipeline - New | QC | QC |  | 0.30832 | 0
LCP_Inputs_ON_Electric_IEA_2023_05_05 | 2050 |  |  | Hydrogen |  | Capacity-Intraconnection | CONE | 0 |  |  | H2 Pipeline - Repurposed | QC | QC |  | 0.30832 | 0
LCP_Inputs_ON_Electric_IEA_2023_05_05 | 2050 |  |  | Hydrogen |  | Capacity-Intraconnection | FOM | 0 |  |  | H2 Pipeline - Repurposed | QC | QC |  | 0.30832 | 0
LCP_Inputs_ON_Electric_IEA_2023_05_05 | 2050 |  |  | Electricity |  | Capacity-Interconnection | CONE | 4671815.3836 |  |  | Electricity Transmission Line | WC | MI |  | 0.30832 | 1440407.8961
LCP_Inputs_ON_Electric_IEA_2023_05_05 | 2050 |  |  | Electricity |  | Capacity-Interconnection | FOM | 6739965.1897 |  |  | Electricity Transmission Line | WC | MI |  | 0.30832 | 2078057.0895
LCP_Inputs_ON_Electric_IEA_2023_05_05 | 2050 |  |  | Methane |  | Capacity-Intraconnection | CONE | 0 |  |  | CH4 Pipeline | WC | WC |  | 0.30832 | 0
LCP_Inputs_ON_Electric_IEA_2023_05_05 | 2050 |  |  | Methane |  | Capacity-Intraconnection | FOM | 0 |  |  | CH4 Pipeline | WC | WC |  | 0.30832 | 0
LCP_Inputs_ON_Electric_IEA_2023_05_05 | 2050 |  |  | Electricity |  | Capacity-Intraconnection | CONE | 0 |  |  | Electricity Transmission Line | WC | WC |  | 0.30832 | 0
LCP_Inputs_ON_Electric_IEA_2023_05_05 | 2050 |  |  | Electricity |  | Capacity-Intraconnection | FOM | 0 |  |  | Electricity Transmission Line | WC | WC |  | 0.30832 | 0
LCP_Inputs_ON_Electric_IEA_2023_05_05 | 2050 |  |  | Hydrogen |  | Capacity-Intraconnection | CONE | 0 |  |  | H2 Pipeline - New | WC | WC |  | 0.30832 | 0
LCP_Inputs_ON_Electric_IEA_2023_05_05 | 2050 |  |  | Hydrogen |  | Capacity-Intraconnection | FOM | 0 |  |  | H2 Pipeline - New | WC | WC |  | 0.30832 | 0
LCP_Inputs_ON_Electric_IEA_2023_05_05 | 2050 |  |  | Hydrogen |  | Capacity-Intraconnection | CONE | 0 |  |  | H2 Pipeline - Repurposed | WC | WC |  | 0.30832 | 0
LCP_Inputs_ON_Electric_IEA_2023_05_05 | 2050 |  |  | Hydrogen |  | Capacity-Intraconnection | FOM | 0 |  |  | H2 Pipeline - Repurposed | WC | WC |  | 0.30832 | 0
LCP_Inputs_ON_Electric_IEA_2023_05_05 | 2020 |  |  |  |  | Carbon Offsets | CarbonOffsetPrice | 0 | [5 empty] | Offset A | 1 | 0
LCP_Inputs_ON_Electric_IEA_2023_05_05 | 2021 |  |  |  |  | Carbon Offsets | CarbonOffsetPrice | 0 | [5 empty] | Offset A | 0.96154 | 0
LCP_Inputs_ON_Electric_IEA_2023_05_05 | 2022 |  |  |  |  | Carbon Offsets | CarbonOffsetPrice | 0 | [5 empty] | Offset A | 0.92456 | 0
LCP_Inputs_ON_Electric_IEA_2023_05_05 | 2023 |  |  |  |  | Carbon Offsets | CarbonOffsetPrice | 0 | [5 empty] | Offset A | 0.889 | 0
LCP_Inputs_ON_Electric_IEA_2023_05_05 | 2024 |  |  |  |  | Carbon Offsets | CarbonOffsetPrice | 0 | [5 empty] | Offset A | 0.8548 | 0
LCP_Inputs_ON_Electric_IEA_2023_05_05 | 2025 |  |  |  |  | Carbon Offsets | CarbonOffsetPrice | 0 | [5 empty] | Offset A | 0.82193 | 0
LCP_Inputs_ON_Electric_IEA_2023_05_05 | 2026 |  |  |  |  | Carbon Offsets | CarbonOffsetPrice | 0 | [5 empty] | Offset A | 0.79031 | 0
LCP_Inputs_ON_Electric_IEA_2023_05_05 | 2027 |  |  |  |  | Carbon Offsets | CarbonOffsetPrice | 0 | [5 empty] | Offset A | 0.75992 | 0
LCP_Inputs_ON_Electric_IEA_2023_05_05 | 2028 |  |  |  |  | Carbon Offsets | CarbonOffsetPrice | 0 | [5 empty] | Offset A | 0.73069 | 0
LCP_Inputs_ON_Electric_IEA_2023_05_05 | 2029 |  |  |  |  | Carbon Offsets | CarbonOffsetPrice | 0 | [5 empty] | Offset A | 0.70259 | 0
LCP_Inputs_ON_Electric_IEA_2023_05_05 | 2030 |  |  |  |  | Carbon Offsets | CarbonOffsetPrice | 0 | [5 empty] | Offset A | 0.67556 | 0
LCP_Inputs_ON_Electric_IEA_2023_05_05 | 2031 |  |  |  |  | Carbon Offsets | CarbonOffsetPrice | 0 | [5 empty] | Offset A | 0.64958 | 0
LCP_Inputs_ON_Electric_IEA_2023_05_05 | 2032 |  |  |  |  | Carbon Offsets | CarbonOffsetPrice | 0 | [5 empty] | Offset A | 0.6246 | 0
LCP_Inputs_ON_Electric_IEA_2023_05_05 | 2033 |  |  |  |  | Carbon Offsets | CarbonOffsetPrice | 0 | [5 empty] | Offset A | 0.60057 | 0
LCP_Inputs_ON_Electric_IEA_2023_05_05 | 2034 |  |  |  |  | Carbon Offsets | CarbonOffsetPrice | 0 | [5 empty] | Offset A | 0.57748 | 0
LCP_Inputs_ON_Electric_IEA_2023_05_05 | 2035 |  |  |  |  | Carbon Offsets | CarbonOffsetPrice | 0 | [5 empty] | Offset A | 0.55526 | 0
LCP_Inputs_ON_Electric_IEA_2023_05_05 | 2036 |  |  |  |  | Carbon Offsets | CarbonOffsetPrice | 0 | [5 empty] | Offset A | 0.53391 | 0
LCP_Inputs_ON_Electric_IEA_2023_05_05 | 2037 |  |  |  |  | Carbon Offsets | CarbonOffsetPrice | 0 | [5 empty] | Offset A | 0.51337 | 0
LCP_Inputs_ON_Electric_IEA_2023_05_05 | 2038 |  |  |  |  | Carbon Offsets | CarbonOffsetPrice | 0 | [5 empty] | Offset A | 0.49363 | 0
LCP_Inputs_ON_Electric_IEA_2023_05_05 | 2039 |  |  |  |  | Carbon Offsets | CarbonOffsetPrice | 0 | [5 empty] | Offset A | 0.47464 | 0
LCP_Inputs_ON_Electric_IEA_2023_05_05 | 2040 |  |  |  |  | Carbon Offsets | CarbonOffsetPrice | 0 | [5 empty] | Offset A | 0.45639 | 0
LCP_Inputs_ON_Electric_IEA_2023_05_05 | 2041 |  |  |  |  | Carbon Offsets | CarbonOffsetPrice | 0 | [5 empty] | Offset A | 0.43883 | 0
LCP_Inputs_ON_Electric_IEA_2023_05_05 | 2042 |  |  |  |  | Carbon Offsets | CarbonOffsetPrice | 0 | [5 empty] | Offset A | 0.42196 | 0
LCP_Inputs_ON_Electric_IEA_2023_05_05 | 2043 |  |  |  |  | Carbon Offsets | CarbonOffsetPrice | 0 | [5 empty] | Offset A | 0.40573 | 0
LCP_Inputs_ON_Electric_IEA_2023_05_05 | 2044 |  |  |  |  | Carbon Offsets | CarbonOffsetPrice | 0 | [5 empty] | Offset A | 0.39012 | 0
LCP_Inputs_ON_Electric_IEA_2023_05_05 | 2045 |  |  |  |  | Carbon Offsets | CarbonOffsetPrice | 0 | [5 empty] | Offset A | 0.37512 | 0
LCP_Inputs_ON_Electric_IEA_2023_05_05 | 2046 |  |  |  |  | Carbon Offsets | CarbonOffsetPrice | 0 | [5 empty] | Offset A | 0.36069 | 0
LCP_Inputs_ON_Electric_IEA_2023_05_05 | 2047 |  |  |  |  | Carbon Offsets | CarbonOffsetPrice | 0 | [5 empty] | Offset A | 0.34682 | 0
LCP_Inputs_ON_Electric_IEA_2023_05_05 | 2048 |  |  |  |  | Carbon Offsets | CarbonOffsetPrice | 0 | [5 empty] | Offset A | 0.33348 | 0
LCP_Inputs_ON_Electric_IEA_2023_05_05 | 2049 |  |  |  |  | Carbon Offsets | CarbonOffsetPrice | 0 | [5 empty] | Offset A | 0.32065 | 0
LCP_Inputs_ON_Electric_IEA_2023_05_05 | 2050 |  |  |  |  | Carbon Offsets | CarbonOffsetPrice | 0 | [5 empty] | Offset A | 0.30832 | 0

## SupplyTechUnitCosts
SupplyTechnology | SupplyTechCostType | CostUnits | 2020 | 2030 | 2040 | 2050
Wind Onshore | FOM | $/FuelCapacityUnit-yr | 25000 | 25000 | 25000 | 25000
Wind Onshore | VOM | $/FuelOutputUnit | 0 | 0 | 0 | 0
Wind Onshore | CONE | $/FuelCapacityUnit | 1412875 | 1412875 | 1212875 | 1112875
Wind Onshore | Flex Adder | $/FuelCapacityUnit-yr | 0 | 0 | 0 | 0
Wind Onshore | Retirement | $/FuelCapacityUnit | 0 | 0 | 0 | 0
Wind Offshore | FOM | $/FuelCapacityUnit-yr | 40000 | 40000 | 30000 | 30000
Wind Offshore | VOM | $/FuelOutputUnit | 0 | 0 | 0 | 0
Wind Offshore | CONE | $/FuelCapacityUnit | 2662875 | 2662875 | 2112875 | 2112875
Wind Offshore | Flex Adder | $/FuelCapacityUnit-yr | 0 | 0 | 0 | 0
Wind Offshore | Retirement | $/FuelCapacityUnit | 0 | 0 | 0 | 0
Solar PV | FOM | $/FuelCapacityUnit-yr | 22000 | 22000 | 18000 | 18000
Solar PV | VOM | $/FuelOutputUnit | 0 | 0 | 0 | 0
Solar PV | CONE | $/FuelCapacityUnit | 1062875 | 1062875 | 812875 | 712875
Solar PV | Flex Adder | $/FuelCapacityUnit-yr | 0 | 0 | 0 | 0
Solar PV | Retirement | $/FuelCapacityUnit | 0 | 0 | 0 | 0
Hydro | FOM | $/FuelCapacityUnit-yr | 60305.9976 | 60305.9976 | 60305.9976 | 60305.9976
Hydro | VOM | $/FuelOutputUnit | 0 | 0 | 0 | 0
Hydro | CONE | $/FuelCapacityUnit | 6892114.0059 | 6892114.0059 | 6892114.0059 | 6892114.0059
Hydro | Flex Adder | $/FuelCapacityUnit-yr | 0 | 0 | 0 | 0
Hydro | Retirement | $/FuelCapacityUnit | 0 | 0 | 0 | 0
Hydro Pumped Storage | FOM | $/FuelCapacityUnit-yr | 0 | 0 | 0 | 0
Hydro Pumped Storage | VOM | $/FuelOutputUnit | 0 | 0 | 0 | 0
Hydro Pumped Storage | CONE | $/FuelCapacityUnit | 0.01 | 0.01 | 0.01 | 0.01
Hydro Pumped Storage | Flex Adder | $/FuelCapacityUnit-yr | 0 | 0 | 0 | 0
Hydro Pumped Storage | Retirement | $/FuelCapacityUnit | 0 | 0 | 0 | 0
Nuclear | FOM | $/FuelCapacityUnit-yr | 0 | 0 | 0 | 0
Nuclear | VOM | $/FuelOutputUnit | 95.83 | 95.83 | 95.83 | 95.83
Nuclear | CONE | $/FuelCapacityUnit | 0.01 | 0.01 | 0.01 | 0.01
Nuclear | Flex Adder | $/FuelCapacityUnit-yr | 0 | 0 | 0 | 0
Nuclear | Retirement | $/FuelCapacityUnit | 0 | 0 | 0 | 0
Nuclear SMR | FOM | $/FuelCapacityUnit-yr | 175000 | 175000 | 150000 | 125000
Nuclear SMR | VOM | $/FuelOutputUnit | 7.26 | 7.26 | 7.26 | 7.26
Nuclear SMR | CONE | $/FuelCapacityUnit | 7000000 | 7000000 | 6000000 | 5000000
Nuclear SMR | Flex Adder | $/FuelCapacityUnit-yr | 0 | 0 | 0 | 0
Nuclear SMR | Retirement | $/FuelCapacityUnit | 0 | 0 | 0 | 0
Fossil Fuel Thermal (Coal, Peat, Oil) | FOM | $/FuelCapacityUnit-yr | 0 | 0 | 0 | 0
Fossil Fuel Thermal (Coal, Peat, Oil) | VOM | $/FuelOutputUnit | 4.9087 | 4.9087 | 4.9087 | 4.9087
Fossil Fuel Thermal (Coal, Peat, Oil) | CONE | $/FuelCapacityUnit | 0.01 | 0.01 | 0.01 | 0.01
Fossil Fuel Thermal (Coal, Peat, Oil) | Flex Adder | $/FuelCapacityUnit-yr | 0 | 0 | 0 | 0
Fossil Fuel Thermal (Coal, Peat, Oil) | Retirement | $/FuelCapacityUnit | 0 | 0 | 0 | 0
O/CCGT - CH4 Existing | FOM | $/FuelCapacityUnit-yr | 0 | 0 | 0 | 0
O/CCGT - CH4 Existing | VOM | $/FuelOutputUnit | 2.38 | 2.38 | 2.38 | 2.38
O/CCGT - CH4 Existing | CONE | $/FuelCapacityUnit | 0.01 | 0.01 | 0.01 | 0.01
O/CCGT - CH4 Existing | Flex Adder | $/FuelCapacityUnit-yr | 0 | 0 | 0 | 0
O/CCGT - CH4 Existing | Retirement | $/FuelCapacityUnit | 0 | 0 | 0 | 0
O/CCGT - H2 New | FOM | $/FuelCapacityUnit-yr | 23000 | 23000 | 23000 | 23000
O/CCGT - H2 New | VOM | $/FuelOutputUnit | 2.737 | 2.737 | 2.737 | 2.737
O/CCGT - H2 New | CONE | $/FuelCapacityUnit | 759000 | 759000 | 759000 | 759000
O/CCGT - H2 New | Flex Adder | $/FuelCapacityUnit-yr | 0 | 0 | 0 | 0
O/CCGT - H2 New | Retirement | $/FuelCapacityUnit | 0 | 0 | 0 | 0
O/CCGT - CH4 New | FOM | $/FuelCapacityUnit-yr | 20000 | 20000 | 20000 | 20000
O/CCGT - CH4 New | VOM | $/FuelOutputUnit | 2.38 | 2.38 | 2.38 | 2.38
O/CCGT - CH4 New | CONE | $/FuelCapacityUnit | 660000 | 660000 | 660000 | 660000
O/CCGT - CH4 New | Flex Adder | $/FuelCapacityUnit-yr | 0 | 0 | 0 | 0
O/CCGT - CH4 New | Retirement | $/FuelCapacityUnit | 0 | 0 | 0 | 0
Biomass | FOM | $/FuelCapacityUnit-yr | 19337.5 | 19337.5 | 19337.5 | 19337.5
Biomass | VOM | $/FuelOutputUnit | 2.38 | 2.38 | 2.38 | 2.38
Biomass | CONE | $/FuelCapacityUnit | 654500 | 654500 | 654500 | 654500
Biomass | Flex Adder | $/FuelCapacityUnit-yr | 0 | 0 | 0 | 0
Biomass | Retirement | $/FuelCapacityUnit | 0 | 0 | 0 | 0
Generic - Generator | FOM | $/FuelCapacityUnit-yr | 22000 | 22000 | 22000 | 22000
Generic - Generator | VOM | $/FuelOutputUnit | 2.38 | 2.38 | 2.38 | 2.38
Generic - Generator | CONE | $/FuelCapacityUnit | 1160000 | 1160000 | 1130000 | 1130000
Generic - Generator | Flex Adder | $/FuelCapacityUnit-yr | 0 | 0 | 0 | 0
Generic - Generator | Retirement | $/FuelCapacityUnit | 0 | 0 | 0 | 0
CH4 Salt Cavern Storage - ON | FOM | $/FuelCapacityUnit-yr | 0 | 0 | 0 | 0
CH4 Salt Cavern Storage - ON | VOM | $/FuelOutputUnit | 10.5 | 10.5 | 10.5 | 10.5
CH4 Salt Cavern Storage - ON | CONE | $/FuelCapacityUnit | 0.01 | 0.01 | 0.01 | 0.01
CH4 Salt Cavern Storage - ON | Flex Adder | $/FuelCapacityUnit-yr | 0 | 0 | 0 | 0
CH4 Salt Cavern Storage - ON | Retirement | $/FuelCapacityUnit | 0 | 0 | 0 | 0
H2 Salt Cavern Storage - ON | FOM | $/FuelCapacityUnit-yr | 0 | 0 | 0 | 0
H2 Salt Cavern Storage - ON | VOM | $/FuelOutputUnit | 10.5 | 10.5 | 10.5 | 10.5
H2 Salt Cavern Storage - ON | CONE | $/FuelCapacityUnit | 0.01 | 0.01 | 0.01 | 0.01
H2 Salt Cavern Storage - ON | Flex Adder | $/FuelCapacityUnit-yr | 0 | 0 | 0 | 0
H2 Salt Cavern Storage - ON | Retirement | $/FuelCapacityUnit | 0 | 0 | 0 | 0
H2 Import - QC | FOM | $/FuelCapacityUnit-yr | 0 | 0 | 0 | 0
H2 Import - QC | VOM | $/FuelOutputUnit | 0 | 0 | 0 | 0
H2 Import - QC | CONE | $/FuelCapacityUnit | 0.01 | 0.01 | 0.01 | 0.01
H2 Import - QC | Flex Adder | $/FuelCapacityUnit-yr | 0 | 0 | 0 | 0
H2 Import - QC | Retirement | $/FuelCapacityUnit | 0 | 0 | 0 | 0
H2 Import - WC | FOM | $/FuelCapacityUnit-yr | 0 | 0 | 0 | 0
H2 Import - WC | VOM | $/FuelOutputUnit | 0 | 0 | 0 | 0
H2 Import - WC | CONE | $/FuelCapacityUnit | 0.01 | 0.01 | 0.01 | 0.01
H2 Import - WC | Flex Adder | $/FuelCapacityUnit-yr | 0 | 0 | 0 | 0
H2 Import - WC | Retirement | $/FuelCapacityUnit | 0 | 0 | 0 | 0
CH4 Import - WC 2020 | FOM | $/FuelCapacityUnit-yr | 0 | 0 | 0 | 0
CH4 Import - WC 2020 | VOM | $/FuelOutputUnit | 0 | 0 | 0 | 0
CH4 Import - WC 2020 | CONE | $/FuelCapacityUnit | 0.01 | 0.01 | 0.01 | 0.01
CH4 Import - WC 2020 | Flex Adder | $/FuelCapacityUnit-yr | 0 | 0 | 0 | 0
CH4 Import - WC 2020 | Retirement | $/FuelCapacityUnit | 0 | 0 | 0 | 0
CH4 Import - WC 2030 | FOM | $/FuelCapacityUnit-yr | 0 | 0 | 0 | 0
CH4 Import - WC 2030 | VOM | $/FuelOutputUnit | 0 | 0 | 0 | 0
CH4 Import - WC 2030 | CONE | $/FuelCapacityUnit | 0.01 | 0.01 | 0.01 | 0.01
CH4 Import - WC 2030 | Flex Adder | $/FuelCapacityUnit-yr | 0 | 0 | 0 | 0
CH4 Import - WC 2030 | Retirement | $/FuelCapacityUnit | 0 | 0 | 0 | 0
CH4 Import - WC 2040 | FOM | $/FuelCapacityUnit-yr | 0 | 0 | 0 | 0
CH4 Import - WC 2040 | VOM | $/FuelOutputUnit | 0 | 0 | 0 | 0
CH4 Import - WC 2040 | CONE | $/FuelCapacityUnit | 0.01 | 0.01 | 0.01 | 0.01
CH4 Import - WC 2040 | Flex Adder | $/FuelCapacityUnit-yr | 0 | 0 | 0 | 0
CH4 Import - WC 2040 | Retirement | $/FuelCapacityUnit | 0 | 0 | 0 | 0
CH4 Import - WC 2050 | FOM | $/FuelCapacityUnit-yr | 0 | 0 | 0 | 0
CH4 Import - WC 2050 | VOM | $/FuelOutputUnit | 0 | 0 | 0 | 0
CH4 Import - WC 2050 | CONE | $/FuelCapacityUnit | 0.01 | 0.01 | 0.01 | 0.01
CH4 Import - WC 2050 | Flex Adder | $/FuelCapacityUnit-yr | 0 | 0 | 0 | 0
CH4 Import - WC 2050 | Retirement | $/FuelCapacityUnit | 0 | 0 | 0 | 0
CH4 Import - NY 2020 | FOM | $/FuelCapacityUnit-yr | 0 | 0 | 0 | 0
CH4 Import - NY 2020 | VOM | $/FuelOutputUnit | 0 | 0 | 0 | 0
CH4 Import - NY 2020 | CONE | $/FuelCapacityUnit | 0.01 | 0.01 | 0.01 | 0.01
CH4 Import - NY 2020 | Flex Adder | $/FuelCapacityUnit-yr | 0 | 0 | 0 | 0
CH4 Import - NY 2020 | Retirement | $/FuelCapacityUnit | 0 | 0 | 0 | 0
CH4 Import - NY 2030 | FOM | $/FuelCapacityUnit-yr | 0 | 0 | 0 | 0
CH4 Import - NY 2030 | VOM | $/FuelOutputUnit | 0 | 0 | 0 | 0
CH4 Import - NY 2030 | CONE | $/FuelCapacityUnit | 0.01 | 0.01 | 0.01 | 0.01
CH4 Import - NY 2030 | Flex Adder | $/FuelCapacityUnit-yr | 0 | 0 | 0 | 0
CH4 Import - NY 2030 | Retirement | $/FuelCapacityUnit | 0 | 0 | 0 | 0
CH4 Import - NY 2040 | FOM | $/FuelCapacityUnit-yr | 0 | 0 | 0 | 0
CH4 Import - NY 2040 | VOM | $/FuelOutputUnit | 0 | 0 | 0 | 0
CH4 Import - NY 2040 | CONE | $/FuelCapacityUnit | 0.01 | 0.01 | 0.01 | 0.01
CH4 Import - NY 2040 | Flex Adder | $/FuelCapacityUnit-yr | 0 | 0 | 0 | 0
CH4 Import - NY 2040 | Retirement | $/FuelCapacityUnit | 0 | 0 | 0 | 0
CH4 Import - NY 2050 | FOM | $/FuelCapacityUnit-yr | 0 | 0 | 0 | 0
CH4 Import - NY 2050 | VOM | $/FuelOutputUnit | 0 | 0 | 0 | 0
CH4 Import - NY 2050 | CONE | $/FuelCapacityUnit | 0.01 | 0.01 | 0.01 | 0.01
CH4 Import - NY 2050 | Flex Adder | $/FuelCapacityUnit-yr | 0 | 0 | 0 | 0
CH4 Import - NY 2050 | Retirement | $/FuelCapacityUnit | 0 | 0 | 0 | 0
Battery Storage | FOM | $/FuelCapacityUnit-yr | 44000 | 30000 | 28000 | 24000
Battery Storage | VOM | $/FuelOutputUnit | 0 | 0 | 0 | 0
Battery Storage | CONE | $/FuelCapacityUnit | 1750000 | 1200000 | 1100000 | 950000
Battery Storage | Flex Adder | $/FuelCapacityUnit-yr | 0 | 0 | 0 | 0
Battery Storage | Retirement | $/FuelCapacityUnit | 0 | 0 | 0 | 0
Electrolyser 2020/2030 | FOM | $/FuelCapacityUnit-yr | 20000 | 20000 | 20000 | 20000
Electrolyser 2020/2030 | VOM | $/FuelOutputUnit | 0 | 0 | 0 | 0
Electrolyser 2020/2030 | CONE | $/FuelCapacityUnit | 570000 | 570000 | 570000 | 570000
Electrolyser 2020/2030 | Flex Adder | $/FuelCapacityUnit-yr | 0 | 0 | 0 | 0
Electrolyser 2020/2030 | Retirement | $/FuelCapacityUnit | 0 | 0 | 0 | 0
Electrolyser 2040 | FOM | $/FuelCapacityUnit-yr | 14000 | 14000 | 14000 | 14000
Electrolyser 2040 | VOM | $/FuelOutputUnit | 0 | 0 | 0 | 0
Electrolyser 2040 | CONE | $/FuelCapacityUnit | 390000 | 390000 | 390000 | 390000
Electrolyser 2040 | Flex Adder | $/FuelCapacityUnit-yr | 0 | 0 | 0 | 0
Electrolyser 2040 | Retirement | $/FuelCapacityUnit | 0 | 0 | 0 | 0
Electrolyser 2050 | FOM | $/FuelCapacityUnit-yr | 8000 | 8000 | 8000 | 8000
Electrolyser 2050 | VOM | $/FuelOutputUnit | 0 | 0 | 0 | 0
Electrolyser 2050 | CONE | $/FuelCapacityUnit | 240000 | 240000 | 240000 | 240000
Electrolyser 2050 | Flex Adder | $/FuelCapacityUnit-yr | 0 | 0 | 0 | 0
Electrolyser 2050 | Retirement | $/FuelCapacityUnit | 0 | 0 | 0 | 0
Anaerobic Digestion | FOM | $/FuelCapacityUnit-yr | 89640.3551 | 89640.3551 | 89640.3551 | 89640.3551
Anaerobic Digestion | VOM | $/FuelOutputUnit | 73.1 | 70.1 | 68.6 | 67.1
Anaerobic Digestion | CONE | $/FuelCapacityUnit | 446820.4774 | 446820.4774 | 446820.4774 | 446820.4774
Anaerobic Digestion | Flex Adder | $/FuelCapacityUnit-yr | 0 | 0 | 0 | 0
Anaerobic Digestion | Retirement | $/FuelCapacityUnit | 0 | 0 | 0 | 0
CH4 + CCS | FOM | $/FuelCapacityUnit-yr | 0 | 0 | 0 | 0
CH4 + CCS | VOM | $/FuelOutputUnit | 1.442 | 1.442 | 1.442 | 1.442
CH4 + CCS | CONE | $/FuelCapacityUnit | 0.01 | 0.01 | 0.01 | 0.01
CH4 + CCS | Flex Adder | $/FuelCapacityUnit-yr | 0 | 0 | 0 | 0
CH4 + CCS | Retirement | $/FuelCapacityUnit | 0 | 0 | 0 | 0
SMR CCS | FOM | $/FuelCapacityUnit-yr | 94500 | 94500 | 94500 | 94500
SMR CCS | VOM | $/FuelOutputUnit | 0 | 0 | 0 | 0
SMR CCS | CONE | $/FuelCapacityUnit | 3150000 | 3150000 | 3150000 | 3150000
SMR CCS | Flex Adder | $/FuelCapacityUnit-yr | 0 | 0 | 0 | 0
SMR CCS | Retirement | $/FuelCapacityUnit | 0 | 0 | 0 | 0
Biomass + CCS | FOM | $/FuelCapacityUnit-yr | 287300 | 287300 | 287300 | 287300
Biomass + CCS | VOM | $/FuelOutputUnit | 1.442 | 1.442 | 1.442 | 1.442
Biomass + CCS | CONE | $/FuelCapacityUnit | 5780000 | 5780000 | 5780000 | 5780000
Biomass + CCS | Flex Adder | $/FuelCapacityUnit-yr | 0 | 0 | 0 | 0
Biomass + CCS | Retirement | $/FuelCapacityUnit | 0 | 0 | 0 | 0