## General
Cost Units | million CAD$
Assign supply technologies to a cost bucket:
SupplyTech | System
Anaerobic Digestion | Gas System
Battery Storage | Electricity System
Hydro Pumped Storage | Electricity System
O/CCGT - CH4 Existing | Electricity System
O/CCGT - CH4 New | Electricity System
O/CCGT - H2 New | Electricity System
Biomass | Electricity System
Fossil Fuel Thermal (Coal, Peat, Oil) | Electricity System
Generic - Generator | Electricity System
Hydro | Electricity System
Nuclear | Electricity System
Solar PV | Electricity System
Wind Offshore | Electricity System
Wind Onshore | Electricity System
Electrolyser 2020/2030 | Gas System
Electrolyser 2040 | Gas System
SMR CCS | Gas System
Electrolyser 2050 | Gas System

## Infrastructure CAPEX (hidden)
Motivation: The original study did not include gas CAPEX costs for T&D. This sheet calculates what they should have been |  |  |  |  | Sources:
Method: Original cost source is the Gas for climate study, as stated in the P2NZ report (see screenshots to the right). To get those values in $/MW-km, we use the sweden study (whose source is the gas for climate - see screenshot to the right of the P2NZ screenshot). They are the same numbers, but calculated in terms of capacity in the sweden study. | [5 empty] | Pathways to Net Zero Emissions for Ontario (enbridgegas.com) | Report link: guidehouse_energiforsk_report_draft-2 | Estimating Hydrogen Transmission length based on supply (wind near lake Huron) and demand centers (Golden Horseshoe + eastern Ontario) |  |  |  | Hydrogen Distribution Costs
[6 empty] | Page A-8 to A-9: |  | Map 1 | 315 | km | Lake huron -> Toronto -> Hamilton -> Niagara | Path-to-Hydrogen-Competitiveness_Full-Study-1.pdf (hydrogencouncil.com)
Normalized Transmission Costs for New Hydrogen Pipelines | 263 | Euros/MW-km | [5 empty] | Map 2 | 174 | km | Kingston -> Ottawa |  | 2020 | 2030
| 394.5 | $CAD/MW-km | [5 empty] | Map 3 | 337 | km | Kitchener/Guelph -> Markham/Vaughan -> Kingston | $USD/kg | 1.6 | 0.4
Source: P2NZ Report (see screenshots to the right - original source is Gas for Climate but values are pulled from Sweden study)
[8 empty] | Div. Scenario: | 826 | km | Assume diversified scenario needs all main population centers connected
Existing Transmission System Pipeline Length | 5500 | km | [5 empty] | Elec. Scenario: | 315 | km | Assume electrification scenario only needs connection to Golden Horseshoe (Toronto/Hamilton/Niagara… etc ~54% of Ontario population)
Existing Distribution System Pipeline Length | 148000 | km
Source: P2NZ Report (see screenshot to the right)
% of Buildings that have hydrogen service in 2050
Diversified Scenario: Residential Buildings | 47%
Diversified Scenario: Commercial Buildings | 30%
Electrification Scenario: Residential Buildings | 4%
Electrification Scenario: Commercial Buildings | 16%
Source: Demand Forecast. Tab: Diverse_Scenario_Results, Electric_Scenario_Results, Com_Diverse_Results, Com_Electric_Results. Link: https://accesshub.sharepoint.com/:x:/r/sites/engf0juqctjfa1lh/Shared%20Documents/03_Data%20Collection%20and%20Scenarios/01%20Scenario%20Development/20220317_Scenario_development_ETSA.xlsx?d=we49b3268a2d54552b766ad9a64a83b6c&csf=1&web=1&e=dkDqdg
Map - Enbridge Inc.
| Diversified Scenario | Electrification Scenario
Future H2 Transmission System Pipeline Length (km) | 826 | 315
Future H2 Distribution System Pipeline Length (km) | 69560 | 5920
Cost of H2 Transmission ($CAD/MW) | 325857 | 124267.5
Cost of H2 Distribution ($CAD/MW)
Capacity of Hydrogen Infra | 2020 | 2030 | 2040 | 2050
Diversified Scenario
Electrified Scenario
Page 12
Note on B13: [Threaded comment] Your version of Excel allows you to read this threaded comment; however, any edits to it will get removed if the file is opened in a newer version of Excel. Learn more: https://go.microsoft.com/fwlink/?linkid=870924 Comment: These percentages come from the demand forecast. They are the % of buildings with Hydrogen space heating. This operates on the assumption that homes with hydrogen for any other end use also have hydrogen heating.

## Total Energy System Cost
Electric Scenario: Total Energy System Costs | [5 empty] | Detailed Energy System Costs
Totals (Billion CAD) | 2020-2030 | 2030-2040 | 2040-2050 | TOTAL |  | Totals (Billion CAD) | 2020-2030 | 2030-2040 | 2040-2050 | TOTAL
End User Costs | 15.4549 | 51.0819 | 3.478 | 70.0148 |  | End User Costs | 15.4549 | 51.0819 | 3.478 | 70.0148
Electricity System | 122.8854 | 125.9875 | 115.6686 | 364.5415 |  | Equipment | 13.8633 | 22.2 | 1.7315 | 37.7948
Gas System | 66.4596 | 155.8605 | 83.8712 | 306.1913 |  | Retrofits | 1.5916 | 28.8819 | 1.7465 | 32.22
Total | 204.7999 | 332.9299 | 203.0179 | 740.7477 |  | Electricity System | 122.8854 | 125.9875 | 115.6686 | 364.5415
Electricity + Gas | 189.345 | 281.848 | 199.5398 | 670.7329 |  | Supply Tech Costs | 120.3251 | 118.0087 | 108.2387 | 346.5725
[6 empty] | Infra Dispatch (to) | 0.19401 | 0.69628 | 1.0672 | 1.9575
[6 empty] | Infra Dispatch (from) | -0.4047 | -0.20636 | -0.59028 | -1.2013
[6 empty] | Known Capacity | 2.771 | 7.4888 | 6.953 | 17.2128
[6 empty] | Gas System | 66.4596 | 155.8605 | 83.8712 | 306.1913
[6 empty] | Supply Tech Costs | 4.579 | 11.1449 | 19.7371 | 35.4611
[6 empty] | Dispatch Import | 53.3286 | 136.5413 | 55.9267 | 245.7966
[6 empty] | Infra Capacity | 0.023606 | 0.54588 | 1.4904 | 2.0599
[6 empty] | Intra ON H2 Transmission OPEX | 0.11085 | 1.3028 | 3.2582 | 4.6719
[6 empty] | Intra ON CH4 Transmission OPEX | 8.4175 | 6.3257 | 3.4587 | 18.2019 | Includes dispatch (to) costs, on the assumption that the destination (receiving province) pays.
[6 empty] | Total | 204.7999 | 332.9299 | 203.0179 | 740.7477
Totals (Billion CAD) | 2020-2030 | 2031-2040 | 2041-2050 | TOTAL
End User Costs | 15.4549 | 51.0819 | 3.478 | 70.0148
Electricity System | 122.8854 | 125.9875 | 115.6686 | 364.5415
Emissions Costs | 27.8146 | 111.9113 | 41.6848 | 181.4106 | Error
Gas System | 38.645 | 43.9493 | 42.1864 | 124.7807
Total | 204.7999 | 332.9299 | 203.0179 | 740.7477
Electricity + Gas | 189.345 | 281.848 | 199.5398 | 670.7329

## End-User Costs
Total Number of Households (IESO APO) | [6 empty] | $US to $CAD conversion: | 1.3
| 2020 | 2030 | 2040 | 2050
Households (#millions) | 5.8157 | 6.56 | 7.19 | 7.9647
New Builds (#millions) | 0 | 0.74426 | 0.63 | 0.77468
Space Heating | Percent of households per technology type
| 2020 | 2030 | 2040 | 2050
RNG + H2 (New) Gas HP | 0% | 4% | 6% | 10%
Electric ASHP | 6.954% | 14% | 52% | 75%
Electric GSHP | 0% | 3.5% | 7% | 10%
Hybrid | 0% | 0% | 0% | 0%
Other | 11.43% | 10% | 8% | 5%
Natural Gas Furnace | 81.61% | 68% | 27% | 0%
Total | 100% | 99.5% | 100% | 100%
Percent of new builds per technology type
RNG + H2 (New) Gas HP | 10.17%
Electric ASHP | 60.17%
Electric GSHP | 29.65%
Hybrid | 0%
Total | 100%
Space Heating | Cumulative number of total households per technology type (millions)
| 2020 | 2030 | 2040 | 2050
RNG + H2 (New) Gas HP | 0 | 0.2624 | 0.4314 | 0.79647
Electric ASHP | 0.4044 | 0.9184 | 3.7388 | 5.9735
Electric GSHP | 0 | 0.2296 | 0.5033 | 0.79647
Hybrid | 0 | 0 | 0 | 0
Other | 0.6649 | 0.656 | 0.5752 | 0.39823
Natural Gas Furnace | 4.7464 | 4.4608 | 1.9413 | 0
Total | 5.8157 | 6.5272 | 7.19 | 7.9647
Space Heating | Incremental number of new households per technology type each year (millions)
| 2020 | 2030 | 2040 | 2050
RNG + H2 (New) Gas HP | 0 | 0.075727 | 0.064101 | 0.078822
Electric ASHP | 0 | 0.44786 | 0.3791 | 0.46616
Electric GSHP | 0 | 0.22068 | 0.1868 | 0.2297
Check | 1 | 1 | 1 | 1
Total cost of space heating technology
Space Heating | Incremental number of existing households switching to each technology type (million) |  |  |  | Incremental number of new builds per technology type (million households)
| 2020 | 2030 | 2040 | 2050 | 2020 | 2030 | 2040 | 2050
RNG + H2 (New) Gas HP |  | 0.18667 | 0.1049 | 0.28625 |  | 0.075727 | 0.064101 | 0.078822
Electric ASHP |  | 0.066142 | 2.4413 | 1.7685 |  | 0.44786 | 0.3791 | 0.46616
Electric GSHP |  | 0.0089219 | 0.086902 | 0.06347 |  | 0.22068 | 0.1868 | 0.2297
Hybrid |  | 0 | 0 | 0 |  | 0 | 0 | 0
Total |  | 0.26174 | 2.6331 | 2.1183 |  | 0.74426 | 0.63 | 0.77468 |  |  | Source: | The Economic Value of Ground Source Heat Pumps for Building Sector Decarbonization (Dunsky, 2020)
Costs (CAD$/unit)
| Existing Home | New Construction | Assumptions | Source |  | Year | Reduction in HP Cost
Cold Climate HP with electric resistance backup | 11100 | 11100 | Includes installation cost | Pages 347-348, link: https://www.rds.oeb.ca/CMWebDrawer/Record/732115/File/document |  | 2030 | 5%
Hybrid Heating with Smart Controls | 11350 | 11350 | Includes installation cost | Pages 347-348, link: https://www.rds.oeb.ca/CMWebDrawer/Record/732115/File/document |  | 2040 | 10%
Gas Heat Pump | 12200 | 12200 | See blue stars on chart to the right for estimates. 8000 is the cost of the gas heat pump + 4200 for a low-capacity A/C system | Page 397, link: https://www.rds.oeb.ca/CMWebDrawer/Record/732115/File/document |  | 2050 | 15%
Electric GSHP | 27500 | 24655.3442 | 3.4 ton heating capacity | Dunsky report, see screenshot to the right
Space Heating | Total cost (billion CAD$) |  |  |  |  | $USD | GSHP Cost (equip + install) [$/ton] | Source
| 2020 | 2030 | 2040 | 2050 |  | New Construction | 9520.6906 | Massachusetts Clean Energy Center: Ground Source Heat Pump Program. Available: https://www.masscec.com/public-records-requests | 12376.8978 | 42081.4524
RNG + H2 (New) Gas HP |  | 3.0412 | 1.8556 | 3.7858 |  | Retrofit | 10619.1578 |  | 13804.9052 | 46936.6776
Electric ASHP |  | 5.4201 | 28.1758 | 21.0845 |  | Difference | 111.5%
Electric GSHP |  | 5.4019 | 6.2958 | 6.2974
Hybrid |  | 0 | 0 | 0
Total |  | 13.8633 | 36.3273 | 31.1677
[11 empty] | Source: | Page 397, link: https://www.rds.oeb.ca/CMWebDrawer/Record/732115/File/document
Retrofit Costs
(Thousand £) | 2020 | 2030 | 2040 | 2050
Low-Medium | 7.82 | 7.089 | 6.528 | 5.967
Medium - High | 18.496 | 16.796 | 15.538 | 14.28
CAD$/Pound | 1.7
Thousand CAD$ | 2020 | 2030 | 2040 | 2050
Moderate Retrofit | 13.294 | 12.0513 | 11.0976 | 10.1439
Deep Retrofit | 31.4432 | 28.5532 | 26.4146 | 24.276
[12 empty] | Shares (%) | 2018
[12 empty] | Before 1946 | 11.8
| Existing Homes Retrofit Assumptions | [10 empty] | 1946–1960 | 7.9
| Moderate Retrofit | Deep Retrofit | [9 empty] | 1961–1977 | 17.6
Electric ASHP | 33.9% | 66.2% | [9 empty] | 1978–1983 | 8.6
Electric GSHP | 66.2% | 0% | [9 empty] | 1984–1995 | 20.3
[12 empty] | 1996–2000 | 5.6
[12 empty] | 2001–2005 | 8.1
| Total cost (billion CAD$) | [10 empty] | 2006–2010 | 6.9
| 2020 | 2030 | 2040 | 2050 | [7 empty] | 2011–2015 | 6.5
Moderate Retrofit |  | 0.34139 | 9.8228 | 6.5079 | [7 empty] | 2016–2018 | 6.8
Deep Retrofit |  | 1.2502 | 42.6897 | 28.4218 | [7 empty] | Source: | Residential Sector Ontario Table 15: Housing Stock by Building Type and Vintage ¦ Natural Resources Canada (rncan.gc.ca)
Total end user cost
| Total cost of retrofits (billion CAD$) WITHOUT SALVAGE | [7 empty] | DiscountSalvage
| 2020 | 2030 | 2040 | 2050 |  |  | Lifetime |  | SimYr | Equipment | Retrofits
Equipment |  | 13.8633 | 36.3273 | 31.1677 |  | Equipment | 18 |  | 2020 | 1 | 1
Retrofits |  | 1.5916 | 52.5125 | 34.9297 |  | Retrofits | 20 |  | 2030 | 1 | 1
Total |  | 15.4549 | 88.8398 | 66.0974 |  |  |  |  | 2040 | 0.61111 | 0.55
[9 empty] | 2050 | 0.055556 | 0.05
Total cost of retrofits (billion CAD$) WITH SALVAGE
| 2020 | 2030 | 2040 | 2050
Equipment |  | 13.8633 | 22.2 | 1.7315
Retrofits |  | 1.5916 | 28.8819 | 1.7465
Total |  | 15.4549 | 51.0819 | 3.478
Cost per household (CAD$) |  | 2355.9304 | 7104.5709 | 436.6807
Equipment Conversion Pathways:
Assume costs of all HPs come down 12-15% from 2020 to 2050 due to tech improvement over time and installer familiarity with the equipment as penetration increases.
Cost to upgrade system: ETM Model Insulation Table 11 (https://docs.energytransitionmodel.com/main/insulation)
Cost to upgrade system: ETM Model Insulation Table 11 (https://docs.energytransitionmodel.com/main/insulation)
See New End-user Costs Updated 11-08.xlsx. Tab "Balanced" for detailed calculations
Retrofit Assumptions
All existing homes switching to ASHPs receive a retrofit.
Homes built before 1995 require a deep retrofit
Homes built after 1995 require a moderate retrofit.
Older existing homes switching to GSHPs receive a retrofit
Homes built before 1995 switching to GSHPs receive a moderate retrofit
All other technologies do not require retrofits beyond current EE programs.
NEW HOMES DO NOT GET RETROFITTED
New Home Assumptions:
80% of added GSHPs are installed in new construction homes, the rest are retrofitted into existing homes
Of the remaining new construction homes, 50% install an ASHP and 50% install a gas HP

## Emissons Costs
Year Range: | 2020-2030 | 2020-2030 | 2020-2030 | 2020-2030 | 2020-2030 | 2020-2030 | 2020-2030 | 2020-2030 | 2020-2030 | 2020-2030 | 2020-2030 | 2030-2040 | 2030-2040 | 2030-2040 | 2030-2040 | 2030-2040 | 2030-2040 | 2030-2040 | 2030-2040 | 2030-2040 | 2030-2040 | 2040-2050 | 2040-2050 | 2040-2050 | 2040-2050 | 2040-2050 | 2040-2050 | 2040-2050 | 2040-2050 | 2040-2050 | 2040-2050
ScenarioName | - all -
var_type | - all -
Sum of SolutionCost | ModelYr
SupplyTechnology | 2020 | 2021 | 2022 | 2023 | 2024 | 2025 | 2026 | 2027 | 2028 | 2029 | 2030 | 2031 | 2032 | 2033 | 2034 | 2035 | 2036 | 2037 | 2038 | 2039 | 2040 | 2041 | 2042 | 2043 | 2044 | 2045 | 2046 | 2047 | 2048 | 2049 | 2050 | Total Result
Anaerobic Digestion | 0 | 0 | 0 | 0 | 0 | 0 | 0 | 0 | 0 | 0 | 0 | 0 | 0 | 0 | 0 | 0 | 0 | 0 | 0 | 0 | 1665170534.7777 | 1297104716.8542 | 1297104716.8542 | 1297104716.8542 | 1297104716.8542 | 1297104716.8542 | 1297104716.8542 | 1297104716.8542 | 1297104716.8542 | 1297104716.8542 | 1567143217.4211 | 14906256203.8862
CH4 + CCS | 0 | 0 | 0 | 0 | 0 | 0 | 0 | 0 | 0 | 0 | 0 | 0 | 0 | 0 | 0 | 0 | 0 | 0 | 0 | 0 | 381695662.0079 | 381695653.017 | 381695653.017 | 381695653.017 | 381695653.017 | 381695653.017 | 381695653.017 | 381695653.017 | 381695653.017 | 381695653.017 | 613019117.4083 | 4429975656.5692
CH4 Import - NY 2020 | 690133208.2715 | 690133208.2715 | 690133208.2715 | 690133208.2715 | 690133208.2715 | 690133208.2715 | 690133208.2715 | 690133208.2715 | 690133208.2715 | 690133208.2715 | 0 | 0 | 0 | 0 | 0 | 0 | 0 | 0 | 0 | 0 | 0 | 0 | 0 | 0 | 0 | 0 | 0 | 0 | 0 | 0 | 0 | 6901332082.7152
CH4 Import - NY 2030 | 0 | 0 | 0 | 0 | 0 | 0 | 0 | 0 | 0 | 0 | 3015562323.6139 | 3015562323.6139 | 3015562323.6139 | 3015562323.6139 | 3015562323.6139 | 3015562323.6139 | 3015562323.6139 | 3015562323.6139 | 3015562323.6139 | 3015562323.6139 | 0 | 0 | 0 | 0 | 0 | 0 | 0 | 0 | 0 | 0 | 0 | 30155623236.1393
CH4 Import - NY 2040 | 0 | 0 | 0 | 0 | 0 | 0 | 0 | 0 | 0 | 0 | 0 | 0 | 0 | 0 | 0 | 0 | 0 | 0 | 0 | 0 | 3180526655.3784 | 3180526655.3784 | 3180526655.3784 | 3180526655.3784 | 3180526655.3784 | 3180526655.3784 | 3180526655.3784 | 3180526655.3784 | 3180526655.3784 | 3180526655.3784 | 0 | 31805266553.784
CH4 Import - NY 2050 | 0 | 0 | 0 | 0 | 0 | 0 | 0 | 0 | 0 | 0 | 0 | 0 | 0 | 0 | 0 | 0 | 0 | 0 | 0 | 0 | 0 | 0 | 0 | 0 | 0 | 0 | 0 | 0 | 0 | 0 | 0 | 0
CH4 Import - WC 2020 | 3194576170.2715 | 3194576170.2715 | 3194576170.2715 | 3194576170.2715 | 3194576170.2715 | 3194576170.2715 | 3194576170.2715 | 3194576170.2715 | 3194576170.2715 | 3194576170.2715 | 0 | 0 | 0 | 0 | 0 | 0 | 0 | 0 | 0 | 0 | 0 | 0 | 0 | 0 | 0 | 0 | 0 | 0 | 0 | 0 | 0 | 31945761702.7151
CH4 Import - WC 2030 | 0 | 0 | 0 | 0 | 0 | 0 | 0 | 0 | 0 | 0 | 11465937856.9414 | 11465937856.9414 | 11465937856.9414 | 11465937856.9414 | 11465937856.9414 | 11465937856.9414 | 11465937856.9414 | 11465937856.9414 | 11465937856.9414 | 11465937856.9414 | 0 | 0 | 0 | 0 | 0 | 0 | 0 | 0 | 0 | 0 | 0 | 114659378569.413
CH4 Import - WC 2040 | 0 | 0 | 0 | 0 | 0 | 0 | 0 | 0 | 0 | 0 | 0 | 0 | 0 | 0 | 0 | 0 | 0 | 0 | 0 | 0 | 2762888790.687 | 2762888790.687 | 2762888790.687 | 2762888790.687 | 2762888790.687 | 2762888790.687 | 2762888790.687 | 2762888790.687 | 2762888790.687 | 2762888790.687 | 0 | 27628887906.8697
CH4 Import - WC 2050 | 0 | 0 | 0 | 0 | 0 | 0 | 0 | 0 | 0 | 0 | 0 | 0 | 0 | 0 | 0 | 0 | 0 | 0 | 0 | 0 | 0 | 0 | 0 | 0 | 0 | 0 | 0 | 0 | 0 | 0 | 0 | 0
CH4 Salt Cavern Storage - ON | 691417.653 | 691417.653 | 691417.653 | 691417.653 | 691417.653 | 691417.653 | 691417.653 | 691417.653 | 691417.653 | 691417.653 | 2275232.4049 | 2275232.4049 | 2275232.4049 | 2275232.4049 | 2275232.4049 | 2275232.4049 | 2275232.4049 | 2275232.4049 | 2275232.4049 | 2275232.4049 | 0 | 0 | 0 | 0 | 0 | 0 | 0 | 0 | 0 | 0 | 0 | 29666500.5797
Electrolyser 2020/2030 | 0 | 0 | 0 | 0 | 0 | 0 | 0 | 0 | 0 | 0 | 283731486.991 | 11376563.2314 | 11376563.2314 | 11376563.2314 | 11376563.2314 | 11376563.2314 | 11376563.2314 | 11376563.2314 | 11376563.2314 | 11376563.2314 | 11376563.2314 | 11376563.2314 | 11376563.2314 | 11376563.2314 | 11376563.2314 | 11376563.2314 | 11376563.2314 | 11376563.2314 | 11376563.2314 | 11376563.2314 | 11376563.2314 | 511262751.6188
Electrolyser 2040 | 0 | 0 | 0 | 0 | 0 | 0 | 0 | 0 | 0 | 0 | 0 | 0 | 0 | 0 | 0 | 0 | 0 | 0 | 0 | 0 | 899341227.0986 | 67838239.113 | 67838239.113 | 67838239.113 | 67838239.113 | 67838239.113 | 67838239.113 | 67838239.113 | 67838239.113 | 67838239.113 | 67838239.113 | 1577723618.229
Electrolyser 2050 | 0 | 0 | 0 | 0 | 0 | 0 | 0 | 0 | 0 | 0 | 0 | 0 | 0 | 0 | 0 | 0 | 0 | 0 | 0 | 0 | 0 | 0 | 0 | 0 | 0 | 0 | 0 | 0 | 0 | 0 | 75950936.5727 | 75950936.5727
H2 Import - QC | 0 | 0 | 0 | 0 | 0 | 0 | 0 | 0 | 0 | 0 | 0 | 0 | 0 | 0 | 0 | 0 | 0 | 0 | 0 | 0 | 0 | 0 | 0 | 0 | 0 | 0 | 0 | 0 | 0 | 0 | 10976906.0623 | 10976906.0623
H2 Import - WC | 0 | 0 | 0 | 0 | 0 | 0 | 0 | 0 | 0 | 0 | 0 | 0 | 0 | 0 | 0 | 0 | 0 | 0 | 0 | 0 | 264354533.9246 | 264354475.5194 | 264354475.5194 | 264354475.5194 | 264354475.5194 | 264354475.5194 | 264354475.5194 | 264354475.5194 | 264354475.5194 | 264354475.5194 | 56758155.6433 | 2700302969.2424
H2 Salt Cavern Storage - ON | 0 | 0 | 0 | 0 | 0 | 0 | 0 | 0 | 0 | 0 | 12116996.9484 | 12116975.9484 | 12116975.9484 | 12116975.9484 | 12116975.9484 | 12116975.9484 | 12116975.9484 | 12116975.9484 | 12116975.9484 | 12116975.9484 | 29987530.9081 | 29987486.9081 | 29987486.9081 | 29987486.9081 | 29987486.9081 | 29987486.9081 | 29987486.9081 | 29987486.9081 | 29987486.9081 | 29987486.9081 | 79093273.7277 | 500137967.2935
SMR CCS | 0 | 0 | 0 | 0 | 0 | 0 | 0 | 0 | 0 | 0 | 4273995700.7824 | 866914591.9464 | 866914591.9464 | 866914591.9464 | 866914591.9464 | 866914591.9464 | 866914591.9464 | 866914591.9464 | 866914591.9464 | 866914591.9464 | 123145912.9142 | 123145912.9142 | 123145912.9142 | 123145912.9142 | 123145912.9142 | 123145912.9142 | 123145912.9142 | 123145912.9142 | 123145912.9142 | 123145912.9142 | 122390480.5475 | 13430076637.9898
Total Result | 3885400796.1961 | 3885400796.1961 | 3885400796.1961 | 3885400796.1961 | 3885400796.1961 | 3885400796.1961 | 3885400796.1961 | 3885400796.1961 | 3885400796.1961 | 3885400796.1961 | 19053619597.682 | 15374183544.0865 | 15374183544.0865 | 15374183544.0865 | 15374183544.0865 | 15374183544.0865 | 15374183544.0865 | 15374183544.0865 | 15374183544.0865 | 15374183544.0865 | 9318487410.9279 | 8118918493.6227 | 8118918493.6227 | 8118918493.6227 | 8118918493.6227 | 8118918493.6227 | 8118918493.6227 | 8118918493.6227 | 8118918493.6227 | 8118918493.6227 | 2604546889.7273 | 281268580199.681
Note: These emissions costs include only those associated with the gas system.

## SupplyTechCosts Gas
Year Range: | 2020-2030 | 2020-2030 | 2020-2030 | 2020-2030 | 2020-2030 | 2020-2030 | 2020-2030 | 2020-2030 | 2020-2030 | 2020-2030 | 2020-2030 | 2030-2040 | 2030-2040 | 2030-2040 | 2030-2040 | 2030-2040 | 2030-2040 | 2030-2040 | 2030-2040 | 2030-2040 | 2030-2040 | 2040-2050 | 2040-2050 | 2040-2050 | 2040-2050 | 2040-2050 | 2040-2050 | 2040-2050 | 2040-2050 | 2040-2050 | 2040-2050
ScenarioName | - all -
var_type | - multiple -
SubRegion | ON
Sum of SolutionCost |  | ModelYr
SupplyTechnology | CostType | 2020 | 2021 | 2022 | 2023 | 2024 | 2025 | 2026 | 2027 | 2028 | 2029 | 2030 | 2031 | 2032 | 2033 | 2034 | 2035 | 2036 | 2037 | 2038 | 2039 | 2040 | 2041 | 2042 | 2043 | 2044 | 2045 | 2046 | 2047 | 2048 | 2049 | 2050 | Total Result
Anaerobic Digestion |  | 0 | 0 | 0 | 0 | 0 | 0 | 0 | 0 | 0 | 0 | 0 | 0 | 0 | 0 | 0 | 0 | 0 | 0 | 0 | 0 | 1665170534.7777 | 1297104716.8542 | 1297104716.8542 | 1297104716.8542 | 1297104716.8542 | 1297104716.8542 | 1297104716.8542 | 1297104716.8542 | 1297104716.8542 | 1297104716.8542 | 1567143217.4211 | 14906256203.8862
| CONE | ModelYr 2030: 0; ModelYr 2040: 368065817.9235; ModelYr 2050: 7549021.7645 | 375614839.688
| EmissionsCost | 0 | 0 | 0 | 0 | 0 | 0 | 0 | 0 | 0 | 0 | 0 | 0 | 0 | 0 | 0 | 0 | 0 | 0 | 0 | 0 | 4244873.9669 | 4244873.9669 | 4244873.9669 | 4244873.9669 | 4244873.9669 | 4244873.9669 | 4244873.9669 | 4244873.9669 | 4244873.9669 | 4244873.9669 | 5202558.9473 | 47651298.6166
| Flex Adder | [10 empty] | 0 | 0 | 0 | 0 | 0 | 0 | 0 | 0 | 0 | 0 | 0 | 0 | 0 | 0 | 0 | 0 | 0 | 0 | 0 | 0 | 0 | 0
| FOM | [10 empty] | 0 | 0 | 0 | 0 | 0 | 0 | 0 | 0 | 0 | 0 | 167819842.8872 | 167819842.8872 | 167819842.8872 | 167819842.8872 | 167819842.8872 | 167819842.8872 | 167819842.8872 | 167819842.8872 | 167819842.8872 | 167819842.8872 | 205681636.7093 | 1883880065.5816
| FuelCost | 0 | 0 | 0 | 0 | 0 | 0 | 0 | 0 | 0 | 0 | 0 | 0 | 0 | 0 | 0 | 0 | 0 | 0 | 0 | 0 | 0 | 0 | 0 | 0 | 0 | 0 | 0 | 0 | 0 | 0 | 0 | 0
| VOM | 0 | 0 | 0 | 0 | 0 | 0 | 0 | 0 | 0 | 0 | 0 | 0 | 0 | 0 | 0 | 0 | 0 | 0 | 0 | 0 | 1125040000 | 1125040000 | 1125040000 | 1125040000 | 1125040000 | 1125040000 | 1125040000 | 1125040000 | 1125040000 | 1125040000 | 1348710000 | 12599110000
CH4 + CCS |  | 0 | 0 | 0 | 0 | 0 | 0 | 0 | 0 | 0 | 0 | 0 | 0 | 0 | 0 | 0 | 0 | 0 | 0 | 0 | 0 | 381695662.0079 | 381695653.017 | 381695653.017 | 381695653.017 | 381695653.017 | 381695653.017 | 381695653.017 | 381695653.017 | 381695653.017 | 381695653.017 | 613019117.4083 | 4429975656.5692
| CONE | ModelYr 2030: 0; ModelYr 2040: 8.9909; ModelYr 2050: 4.1613 | 13.1521
| EmissionsCost | 0 | 0 | 0 | 0 | 0 | 0 | 0 | 0 | 0 | 0 | 0 | 0 | 0 | 0 | 0 | 0 | 0 | 0 | 0 | 0 | 84395478.3721 | 84395478.3721 | 84395478.3721 | 84395478.3721 | 84395478.3721 | 84395478.3721 | 84395478.3721 | 84395478.3721 | 84395478.3721 | 84395478.3721 | 135542652.6469 | 979497436.3675
| Flex Adder | [10 empty] | 0 | 0 | 0 | 0 | 0 | 0 | 0 | 0 | 0 | 0 | 0 | 0 | 0 | 0 | 0 | 0 | 0 | 0 | 0 | 0 | 0 | 0
| FOM | [10 empty] | 0 | 0 | 0 | 0 | 0 | 0 | 0 | 0 | 0 | 0 | 0 | 0 | 0 | 0 | 0 | 0 | 0 | 0 | 0 | 0 | 0 | 0
| FuelCost | 0 | 0 | 0 | 0 | 0 | 0 | 0 | 0 | 0 | 0 | 0 | 0 | 0 | 0 | 0 | 0 | 0 | 0 | 0 | 0 | 271488076.3116 | 271488076.3116 | 271488076.3116 | 271488076.3116 | 271488076.3116 | 271488076.3116 | 271488076.3116 | 271488076.3116 | 271488076.3116 | 271488076.3116 | 436021155.8141 | 3150901918.9301
| VOM | 0 | 0 | 0 | 0 | 0 | 0 | 0 | 0 | 0 | 0 | 0 | 0 | 0 | 0 | 0 | 0 | 0 | 0 | 0 | 0 | 25812098.3333 | 25812098.3333 | 25812098.3333 | 25812098.3333 | 25812098.3333 | 25812098.3333 | 25812098.3333 | 25812098.3333 | 25812098.3333 | 25812098.3333 | 41455304.7861 | 299576288.1194
CH4 Salt Cavern Storage - ON |  | 691417.653 | 691417.653 | 691417.653 | 691417.653 | 691417.653 | 691417.653 | 691417.653 | 691417.653 | 691417.653 | 691417.653 | 2275232.4049 | 2275232.4049 | 2275232.4049 | 2275232.4049 | 2275232.4049 | 2275232.4049 | 2275232.4049 | 2275232.4049 | 2275232.4049 | 2275232.4049 | 0 | 0 | 0 | 0 | 0 | 0 | 0 | 0 | 0 | 0 | 0 | 29666500.5797
| EmissionsCost | 0 | 0 | 0 | 0 | 0 | 0 | 0 | 0 | 0 | 0 | 0 | 0 | 0 | 0 | 0 | 0 | 0 | 0 | 0 | 0 | 0 | 0 | 0 | 0 | 0 | 0 | 0 | 0 | 0 | 0 | 0 | 0
| FuelCost | 0 | 0 | 0 | 0 | 0 | 0 | 0 | 0 | 0 | 0 | 0 | 0 | 0 | 0 | 0 | 0 | 0 | 0 | 0 | 0 | 0 | 0 | 0 | 0 | 0 | 0 | 0 | 0 | 0 | 0 | 0 | 0
| O&M | ModelYr 2020: 0; ModelYr 2030: 0; ModelYr 2040: 0; ModelYr 2050: 0 | 0
| VOM | 691417.653 | 691417.653 | 691417.653 | 691417.653 | 691417.653 | 691417.653 | 691417.653 | 691417.653 | 691417.653 | 691417.653 | 2275232.4049 | 2275232.4049 | 2275232.4049 | 2275232.4049 | 2275232.4049 | 2275232.4049 | 2275232.4049 | 2275232.4049 | 2275232.4049 | 2275232.4049 | 0 | 0 | 0 | 0 | 0 | 0 | 0 | 0 | 0 | 0 | 0 | 29666500.5797
Electrolyser 2020/2030 |  | 0 | 0 | 0 | 0 | 0 | 0 | 0 | 0 | 0 | 0 | 283731486.991 | 11376563.2314 | 11376563.2314 | 11376563.2314 | 11376563.2314 | 11376563.2314 | 11376563.2314 | 11376563.2314 | 11376563.2314 | 11376563.2314 | 11376563.2314 | 11376563.2314 | 11376563.2314 | 11376563.2314 | 11376563.2314 | 11376563.2314 | 11376563.2314 | 11376563.2314 | 11376563.2314 | 11376563.2314 | 11376563.2314 | 511262751.6188
| CONE | ModelYr 2030: 272354923.7596 | 272354923.7596
| EmissionsCost | 0 | 0 | 0 | 0 | 0 | 0 | 0 | 0 | 0 | 0 | 0 | 0 | 0 | 0 | 0 | 0 | 0 | 0 | 0 | 0 | 0 | 0 | 0 | 0 | 0 | 0 | 0 | 0 | 0 | 0 | 0 | 0
| Flex Adder | [10 empty] | 0 | 0 | 0 | 0 | 0 | 0 | 0 | 0 | 0 | 0 | 0 | 0 | 0 | 0 | 0 | 0 | 0 | 0 | 0 | 0 | 0 | 0
| FOM | [10 empty] | 11376563.2314 | 11376563.2314 | 11376563.2314 | 11376563.2314 | 11376563.2314 | 11376563.2314 | 11376563.2314 | 11376563.2314 | 11376563.2314 | 11376563.2314 | 11376563.2314 | 11376563.2314 | 11376563.2314 | 11376563.2314 | 11376563.2314 | 11376563.2314 | 11376563.2314 | 11376563.2314 | 11376563.2314 | 11376563.2314 | 11376563.2314 | 238907827.8593
| FuelCost | 0 | 0 | 0 | 0 | 0 | 0 | 0 | 0 | 0 | 0 | 0 | 0 | 0 | 0 | 0 | 0 | 0 | 0 | 0 | 0 | 0 | 0 | 0 | 0 | 0 | 0 | 0 | 0 | 0 | 0 | 0 | 0
| VOM | 0 | 0 | 0 | 0 | 0 | 0 | 0 | 0 | 0 | 0 | 0 | 0 | 0 | 0 | 0 | 0 | 0 | 0 | 0 | 0 | 0 | 0 | 0 | 0 | 0 | 0 | 0 | 0 | 0 | 0 | 0 | 0
Electrolyser 2040 |  | 0 | 0 | 0 | 0 | 0 | 0 | 0 | 0 | 0 | 0 | 0 | 0 | 0 | 0 | 0 | 0 | 0 | 0 | 0 | 0 | 899341227.0986 | 67838239.113 | 67838239.113 | 67838239.113 | 67838239.113 | 67838239.113 | 67838239.113 | 67838239.113 | 67838239.113 | 67838239.113 | 67838239.113 | 1577723618.229
| CONE | ModelYr 2040: 831502987.9856 | 831502987.9856
| EmissionsCost | 0 | 0 | 0 | 0 | 0 | 0 | 0 | 0 | 0 | 0 | 0 | 0 | 0 | 0 | 0 | 0 | 0 | 0 | 0 | 0 | 0 | 0 | 0 | 0 | 0 | 0 | 0 | 0 | 0 | 0 | 0 | 0
| Flex Adder | ModelYr 2040: 0; ModelYr 2041: 0; ModelYr 2042: 0; ModelYr 2043: 0; ModelYr 2044: 0; ModelYr 2045: 0; ModelYr 2046: 0; ModelYr 2047: 0; ModelYr 2048: 0; ModelYr 2049: 0; ModelYr 2050: 0 | 0
| FOM | ModelYr 2040: 67838239.113; ModelYr 2041: 67838239.113; ModelYr 2042: 67838239.113; ModelYr 2043: 67838239.113; ModelYr 2044: 67838239.113; ModelYr 2045: 67838239.113; ModelYr 2046: 67838239.113; ModelYr 2047: 67838239.113; ModelYr 2048: 67838239.113; ModelYr 2049: 67838239.113; ModelYr 2050: 67838239.113 | 746220630.2435
| FuelCost | 0 | 0 | 0 | 0 | 0 | 0 | 0 | 0 | 0 | 0 | 0 | 0 | 0 | 0 | 0 | 0 | 0 | 0 | 0 | 0 | 0 | 0 | 0 | 0 | 0 | 0 | 0 | 0 | 0 | 0 | 0 | 0
| VOM | 0 | 0 | 0 | 0 | 0 | 0 | 0 | 0 | 0 | 0 | 0 | 0 | 0 | 0 | 0 | 0 | 0 | 0 | 0 | 0 | 0 | 0 | 0 | 0 | 0 | 0 | 0 | 0 | 0 | 0 | 0 | 0
Electrolyser 2050 |  | 0 | 0 | 0 | 0 | 0 | 0 | 0 | 0 | 0 | 0 | 0 | 0 | 0 | 0 | 0 | 0 | 0 | 0 | 0 | 0 | 0 | 0 | 0 | 0 | 0 | 0 | 0 | 0 | 0 | 0 | 75950936.5727 | 75950936.5727
| CONE | ModelYr 2050: 41427783.5851 | 41427783.5851
| EmissionsCost | 0 | 0 | 0 | 0 | 0 | 0 | 0 | 0 | 0 | 0 | 0 | 0 | 0 | 0 | 0 | 0 | 0 | 0 | 0 | 0 | 0 | 0 | 0 | 0 | 0 | 0 | 0 | 0 | 0 | 0 | 0 | 0
| Flex Adder | ModelYr 2050: 0 | 0
| FOM | ModelYr 2050: 34523152.9876 | 34523152.9876
| FuelCost | 0 | 0 | 0 | 0 | 0 | 0 | 0 | 0 | 0 | 0 | 0 | 0 | 0 | 0 | 0 | 0 | 0 | 0 | 0 | 0 | 0 | 0 | 0 | 0 | 0 | 0 | 0 | 0 | 0 | 0 | 0 | 0
| VOM | 0 | 0 | 0 | 0 | 0 | 0 | 0 | 0 | 0 | 0 | 0 | 0 | 0 | 0 | 0 | 0 | 0 | 0 | 0 | 0 | 0 | 0 | 0 | 0 | 0 | 0 | 0 | 0 | 0 | 0 | 0 | 0
H2 Salt Cavern Storage - ON |  | 0 | 0 | 0 | 0 | 0 | 0 | 0 | 0 | 0 | 0 | 12116996.9484 | 12116975.9484 | 12116975.9484 | 12116975.9484 | 12116975.9484 | 12116975.9484 | 12116975.9484 | 12116975.9484 | 12116975.9484 | 12116975.9484 | 29987530.9081 | 29987486.9081 | 29987486.9081 | 29987486.9081 | 29987486.9081 | 29987486.9081 | 29987486.9081 | 29987486.9081 | 29987486.9081 | 29987486.9081 | 79093273.7277 | 500137967.2935
| CONE | ModelYr 2030: 21; ModelYr 2040: 44; ModelYr 2050: 2.2 | 67.2
| EmissionsCost | 0 | 0 | 0 | 0 | 0 | 0 | 0 | 0 | 0 | 0 | 0 | 0 | 0 | 0 | 0 | 0 | 0 | 0 | 0 | 0 | 0 | 0 | 0 | 0 | 0 | 0 | 0 | 0 | 0 | 0 | 0 | 0
| Flex Adder | [10 empty] | 0 | 0 | 0 | 0 | 0 | 0 | 0 | 0 | 0 | 0 | 0 | 0 | 0 | 0 | 0 | 0 | 0 | 0 | 0 | 0 | 0 | 0
| FOM | [10 empty] | 0 | 0 | 0 | 0 | 0 | 0 | 0 | 0 | 0 | 0 | 0 | 0 | 0 | 0 | 0 | 0 | 0 | 0 | 0 | 0 | 0 | 0
| FuelCost | 0 | 0 | 0 | 0 | 0 | 0 | 0 | 0 | 0 | 0 | 0 | 0 | 0 | 0 | 0 | 0 | 0 | 0 | 0 | 0 | 0 | 0 | 0 | 0 | 0 | 0 | 0 | 0 | 0 | 0 | 0 | 0
| O&M | ModelYr 2020: 0; ModelYr 2030: 0; ModelYr 2040: 0; ModelYr 2050: 0 | 0
| VOM | 0 | 0 | 0 | 0 | 0 | 0 | 0 | 0 | 0 | 0 | 12116975.9484 | 12116975.9484 | 12116975.9484 | 12116975.9484 | 12116975.9484 | 12116975.9484 | 12116975.9484 | 12116975.9484 | 12116975.9484 | 12116975.9484 | 29987486.9081 | 29987486.9081 | 29987486.9081 | 29987486.9081 | 29987486.9081 | 29987486.9081 | 29987486.9081 | 29987486.9081 | 29987486.9081 | 29987486.9081 | 79093271.5277 | 500137900.0935
SMR CCS |  | 0 | 0 | 0 | 0 | 0 | 0 | 0 | 0 | 0 | 0 | 4273995700.7824 | 866914591.9464 | 866914591.9464 | 866914591.9464 | 866914591.9464 | 866914591.9464 | 866914591.9464 | 866914591.9464 | 866914591.9464 | 866914591.9464 | 123145912.9142 | 123145912.9142 | 123145912.9142 | 123145912.9142 | 123145912.9142 | 123145912.9142 | 123145912.9142 | 123145912.9142 | 123145912.9142 | 123145912.9142 | 122390480.5475 | 13430076637.9898
| CONE | ModelYr 2030: 3407081108.836; ModelYr 2040: 0; ModelYr 2050: 0 | 3407081108.836
| EmissionsCost | 0 | 0 | 0 | 0 | 0 | 0 | 0 | 0 | 0 | 0 | 534562683.9116 | 534562683.9116 | 534562683.9116 | 534562683.9116 | 534562683.9116 | 534562683.9116 | 534562683.9116 | 534562683.9116 | 534562683.9116 | 534562683.9116 | 1007144.5083 | 1007144.5083 | 1007144.5083 | 1007144.5083 | 1007144.5083 | 1007144.5083 | 1007144.5083 | 1007144.5083 | 1007144.5083 | 1007144.5083 | 487610.0131 | 5356185894.2119
| Flex Adder | [10 empty] | 0 | 0 | 0 | 0 | 0 | 0 | 0 | 0 | 0 | 0 | 0 | 0 | 0 | 0 | 0 | 0 | 0 | 0 | 0 | 0 | 0 | 0
| FOM | [10 empty] | 121681468.1727 | 121681468.1727 | 121681468.1727 | 121681468.1727 | 121681468.1727 | 121681468.1727 | 121681468.1727 | 121681468.1727 | 121681468.1727 | 121681468.1727 | 121681468.1727 | 121681468.1727 | 121681468.1727 | 121681468.1727 | 121681468.1727 | 121681468.1727 | 121681468.1727 | 121681468.1727 | 121681468.1727 | 121681468.1727 | 121681468.1727 | 2555310831.627
| FuelCost | 0 | 0 | 0 | 0 | 0 | 0 | 0 | 0 | 0 | 0 | 210670439.8621 | 210670439.8621 | 210670439.8621 | 210670439.8621 | 210670439.8621 | 210670439.8621 | 210670439.8621 | 210670439.8621 | 210670439.8621 | 210670439.8621 | 457300.2332 | 457300.2332 | 457300.2332 | 457300.2332 | 457300.2332 | 457300.2332 | 457300.2332 | 457300.2332 | 457300.2332 | 457300.2332 | 221402.3617 | 2111498803.3149
| VOM | 0 | 0 | 0 | 0 | 0 | 0 | 0 | 0 | 0 | 0 | 0 | 0 | 0 | 0 | 0 | 0 | 0 | 0 | 0 | 0 | 0 | 0 | 0 | 0 | 0 | 0 | 0 | 0 | 0 | 0 | 0 | 0
Total Result |  | 691417.653 | 691417.653 | 691417.653 | 691417.653 | 691417.653 | 691417.653 | 691417.653 | 691417.653 | 691417.653 | 691417.653 | 4572119417.1267 | 892683363.5312 | 892683363.5312 | 892683363.5312 | 892683363.5312 | 892683363.5312 | 892683363.5312 | 892683363.5312 | 892683363.5312 | 892683363.5312 | 3110717430.9379 | 1911148572.038 | 1911148572.038 | 1911148572.038 | 1911148572.038 | 1911148572.038 | 1911148572.038 | 1911148572.038 | 1911148572.038 | 1911148572.038 | 2536811828.0217 | 35461050272.7388
Total Emissions Cost | 0 | 0 | 0 | 0 | 0 | 0 | 0 | 0 | 0 | 0 | 534562683.9116 | 534562683.9116 | 534562683.9116 | 534562683.9116 | 534562683.9116 | 534562683.9116 | 534562683.9116 | 534562683.9116 | 534562683.9116 | 534562683.9116 | 534562683.9116 | 89647496.8473 | 89647496.8473 | 89647496.8473 | 89647496.8473 | 89647496.8473 | 89647496.8473 | 89647496.8473 | 89647496.8473 | 89647496.8473 | 89647496.8473 | 6383334629.196
Note: These costs are not discounted. They are the real dollars subtracted by the salvage value at the end of the study period (if applicable). They do not include the cost of known capacity build outs, only modeled capacity build outs.

## SupplyTechCosts Elec
Year Range: | 2020-2030 | 2020-2030 | 2020-2030 | 2020-2030 | 2020-2030 | 2020-2030 | 2020-2030 | 2020-2030 | 2020-2030 | 2020-2030 | 2020-2030 | 2030-2040 | 2030-2040 | 2030-2040 | 2030-2040 | 2030-2040 | 2030-2040 | 2030-2040 | 2030-2040 | 2030-2040 | 2030-2040 | 2040-2050 | 2040-2050 | 2040-2050 | 2040-2050 | 2040-2050 | 2040-2050 | 2040-2050 | 2040-2050 | 2040-2050 | 2040-2050
ScenarioName | - all -
var_type | - multiple -
SubRegion | ON
Sum of SolutionCost | ModelYr
SupplyTechnology | 2020 | 2021 | 2022 | 2023 | 2024 | 2025 | 2026 | 2027 | 2028 | 2029 | 2030 | 2031 | 2032 | 2033 | 2034 | 2035 | 2036 | 2037 | 2038 | 2039 | 2040 | 2041 | 2042 | 2043 | 2044 | 2045 | 2046 | 2047 | 2048 | 2049 | 2050 | Total Result
Battery Storage | 0 | 0 | 0 | 0 | 0 | 0 | 0 | 0 | 0 | 0 | 0 | 0 | 0 | 0 | 0 | 0 | 0 | 0 | 0 | 0 | 0 | 0 | 0 | 0 | 0 | 0 | 0 | 0 | 0 | 0 | 0 | 0
Biomass | 0 | 0 | 0 | 0 | 0 | 0 | 0 | 0 | 0 | 0 | 2531032.9331 | 2531032.9331 | 2531032.9331 | 2531032.9331 | 2531032.9331 | 2531032.9331 | 2531032.9331 | 2531032.9331 | 2531032.9331 | 2531032.9331 | 2480543.0073 | 2480543.0073 | 2480543.0073 | 2480543.0073 | 2480543.0073 | 2480543.0073 | 2480543.0073 | 2480543.0073 | 2480543.0073 | 2480543.0073 | 1089960.2251 | 51205719.6288
Biomass + CCS | 0 | 0 | 0 | 0 | 0 | 0 | 0 | 0 | 0 | 0 | 0 | 0 | 0 | 0 | 0 | 0 | 0 | 0 | 0 | 0 | 687383430.3228 | -26556389.6772 | -26556389.6772 | -26556389.6772 | -26556389.6772 | -26556389.6772 | -26556389.6772 | -26556389.6772 | -26556389.6772 | -26556389.6772 | 11790840.6455 | 460166763.8731
Fossil Fuel Thermal (Coal, Peat, Oil) | 0 | 0 | 0 | 0 | 0 | 0 | 0 | 0 | 0 | 0 | 0 | 0 | 0 | 0 | 0 | 0 | 0 | 0 | 0 | 0 | 0 | 0 | 0 | 0 | 0 | 0 | 0 | 0 | 0 | 0 | 0 | 0
Generic - Generator | 0 | 0 | 0 | 0 | 0 | 0 | 0 | 0 | 0 | 0 | 0 | 0 | 0 | 0 | 0 | 0 | 0 | 0 | 0 | 0 | 0 | 0 | 0 | 0 | 0 | 0 | 0 | 0 | 0 | 0 | 0 | 0
Hydro | 0 | 0 | 0 | 0 | 0 | 0 | 0 | 0 | 0 | 0 | 0 | 0 | 0 | 0 | 0 | 0 | 0 | 0 | 0 | 0 | 14162338001.2973 | 541728776.0059 | 541728776.0059 | 541728776.0059 | 541728776.0059 | 541728776.0059 | 541728776.0059 | 541728776.0059 | 541728776.0059 | 541728776.0059 | 541728776.0059 | 19579625761.3564
Hydro Pumped Storage | 0 | 0 | 0 | 0 | 0 | 0 | 0 | 0 | 0 | 0 | 0 | 0 | 0 | 0 | 0 | 0 | 0 | 0 | 0 | 0 | 0 | 0 | 0 | 0 | 0 | 0 | 0 | 0 | 0 | 0 | 0 | 0
Nuclear | 8790266640.96 | 8790266640.96 | 8790266640.96 | 8790266640.96 | 8790266640.96 | 8790266640.96 | 8790266640.96 | 8790266640.96 | 8790266640.96 | 8790266640.96 | 7240796912.4466 | 7240796912.4466 | 7240796912.4466 | 7240796912.4466 | 7240796912.4466 | 7240796912.4466 | 7240796912.4466 | 7240796912.4466 | 7240796912.4466 | 7240796912.4466 | 7838119223.6803 | 7838119223.6803 | 7838119223.6803 | 7838119223.6803 | 7838119223.6803 | 7838119223.6803 | 7838119223.6803 | 7838119223.6803 | 7838119223.6803 | 7838119223.6803 | 7823178339.984 | 246515006110.853
O/CCGT - CH4 Existing | 0 | 0 | 0 | 0 | 0 | 0 | 0 | 0 | 0 | 0 | 11571660.115 | 11571660.115 | 11571660.115 | 11571660.115 | 11571660.115 | 11571660.115 | 11571660.115 | 11571660.115 | 11571660.115 | 11571660.115 | 4248159.4961 | 4248159.4961 | 4248159.4961 | 4248159.4961 | 4248159.4961 | 4248159.4961 | 4248159.4961 | 4248159.4961 | 4248159.4961 | 4248159.4961 | 0 | 158198196.1105
O/CCGT - CH4 New | 0 | 0 | 0 | 0 | 0 | 0 | 0 | 0 | 0 | 0 | 1060740.1117 | 1060740.1117 | 1060740.1117 | 1060740.1117 | 1060740.1117 | 1060740.1117 | 1060740.1117 | 1060740.1117 | 1060740.1117 | 1060740.1117 | 1463221.018 | 1463221.018 | 1463221.018 | 1463221.018 | 1463221.018 | 1463221.018 | 1463221.018 | 1463221.018 | 1463221.018 | 1463221.018 | 0 | 25239611.2971
O/CCGT - H2 New | 0 | 0 | 0 | 0 | 0 | 0 | 0 | 0 | 0 | 0 | 2396141081.8075 | 83444230.6577 | 83444230.6577 | 83444230.6577 | 83444230.6577 | 83444230.6577 | 83444230.6577 | 83444230.6577 | 83444230.6577 | 83444230.6577 | 5439047200.1528 | 429647200.1528 | 429647200.1528 | 429647200.1528 | 429647200.1528 | 429647200.1528 | 429647200.1528 | 429647200.1528 | 429647200.1528 | 429647200.1528 | 1211231908.8803 | 13664243068.1352
Solar PV | 0 | 0 | 0 | 0 | 0 | 0 | 0 | 0 | 0 | 0 | 4574075000 | 110000000 | 110000000 | 110000000 | 110000000 | 110000000 | 110000000 | 110000000 | 110000000 | 110000000 | 1628457571.0159 | 182756941.0999 | 182756941.0999 | 182756941.0999 | 182756941.0999 | 182756941.0999 | 182756941.0999 | 182756941.0999 | 182756941.0999 | 182756941.0999 | 182756941.0999 | 9020101982.0147
Wind Offshore | 0 | 0 | 0 | 0 | 0 | 0 | 0 | 0 | 0 | 0 | 0 | 0 | 0 | 0 | 0 | 0 | 0 | 0 | 0 | 0 | 1486879917.0368 | 46481217.4156 | 46481217.4156 | 46481217.4156 | 46481217.4156 | 46481217.4156 | 46481217.4156 | 46481217.4156 | 46481217.4156 | 46481217.4156 | 46481217.4156 | 1951692091.1925
Wind Onshore | 0 | 0 | 0 | 0 | 0 | 0 | 0 | 0 | 0 | 0 | 18177225000 | 375000000 | 375000000 | 375000000 | 375000000 | 375000000 | 375000000 | 375000000 | 375000000 | 375000000 | 11548300000 | 875000000 | 875000000 | 875000000 | 875000000 | 875000000 | 875000000 | 875000000 | 875000000 | 875000000 | 2793637014.1833 | 43769162014.1833
Nuclear SMR | 0 | 0 | 0 | 0 | 0 | 0 | 0 | 0 | 0 | 0 | 19039640.4 | 19039640.4 | 19039640.4 | 19039640.4 | 19039640.4 | 19039640.4 | 19039640.4 | 19039640.4 | 19039640.4 | 19039640.4 | 4619027402.6763 | 659027402.6763 | 659027402.6763 | 659027402.6763 | 659027402.6763 | 659027402.6763 | 659027402.6763 | 659027402.6763 | 659027402.6763 | 659027402.6763 | 637198228.8 | 11377868659.563
Total Result | 8790266640.96 | 8790266640.96 | 8790266640.96 | 8790266640.96 | 8790266640.96 | 8790266640.96 | 8790266640.96 | 8790266640.96 | 8790266640.96 | 8790266640.96 | 32422441067.814 | 7843444216.6642 | 7843444216.6642 | 7843444216.6642 | 7843444216.6642 | 7843444216.6642 | 7843444216.6642 | 7843444216.6642 | 7843444216.6642 | 7843444216.6642 | 47417744669.7035 | 10554396294.8748 | 10554396294.8748 | 10554396294.8748 | 10554396294.8748 | 10554396294.8748 | 10554396294.8748 | 10554396294.8748 | 10554396294.8748 | 10554396294.8748 | 13249093227.2396 | 346572509978.208
Note: These costs are not discounted. They are the real dollars subtracted by the salvage value at the end of the study period (if applicable). They do not include the cost of known capacity build outs, only modeled capacity build outs.

## Known Capacity Costs
ScenarioName | - all -
known_modeled | known
SubRegion | ON
Sum of Capacity | SimYr |  |  |  | Year Range: | 2020-2030 | 2030-2040 | 2040-2050
SupplyTechnology | 2020 | 2030 | 2040 | 2050 | CONE Costs | 2030 | 2040 | 2050
Anaerobic Digestion | 0 | 0 | 0 | 0 | Anaerobic Digestion | 0 | 0 | 0
Battery Storage | 0 | 1298 | 3700 | 6300 | Battery Storage | 1557600000 | 2642200000 | 2470000000
Biomass | 561.45 | 561.45 | 550.25 | 550.25 | Biomass | 0 | 0 | 0
Biomass + CCS | 0 | 0 | 0 | 0 | Biomass + CCS | 0 | 0 | 0
CH4 + CCS | 0 | 0 | 0 | 0 | CH4 + CCS | 0 | 0 | 0
CH4 Import - NY 2020 | 0 | 0 | 0 | 0 | CH4 Import - NY 2020 | 0 | 0 | 0
CH4 Import - NY 2030 | 0 | 0 | 0 | 0 | CH4 Import - NY 2030 | 0 | 0 | 0
CH4 Import - NY 2040 | 0 | 0 | 0 | 0 | CH4 Import - NY 2040 | 0 | 0 | 0
CH4 Import - NY 2050 | 0 | 0 | 0 | 0 | CH4 Import - NY 2050 | 0 | 0 | 0
CH4 Import - WC 2020 | 0 | 0 | 0 | 0 | CH4 Import - WC 2020 | 0 | 0 | 0
CH4 Import - WC 2030 | 0 | 0 | 0 | 0 | CH4 Import - WC 2030 | 0 | 0 | 0
CH4 Import - WC 2040 | 0 | 0 | 0 | 0 | CH4 Import - WC 2040 | 0 | 0 | 0
CH4 Import - WC 2050 | 0 | 0 | 0 | 0 | CH4 Import - WC 2050 | 0 | 0 | 0
CH4 Salt Cavern Storage - ON | 36000 | 36000 | 36000 | 36000 | CH4 Salt Cavern Storage - ON | 0 | 0 | 0
Electrolyser 2020/2030 | 0 | 0 | 0 | 0 | Electrolyser 2020/2030 | 0 | 0 | 0
Electrolyser 2040 | 0 | 0 | 0 | 0 | Electrolyser 2040 | 0 | 0 | 0
Electrolyser 2050 | 0 | 0 | 0 | 0 | Electrolyser 2050 | 0 | 0 | 0
Fossil Fuel Thermal (Coal, Peat, Oil) | 45.5 | 0 | 0 | 0 | Fossil Fuel Thermal (Coal, Peat, Oil) | 0 | 0 | 0
Generic - Generator | 0 | 0 | 0 | 0 | Generic - Generator | 0 | 0 | 0
H2 Import - QC | 0 | 0 | 0 | 0 | H2 Import - QC | 0 | 0 | 0
H2 Import - WC | 0 | 0 | 0 | 0 | H2 Import - WC | 0 | 0 | 0
H2 Salt Cavern Storage - ON | 0 | 0 | 0 | 0 | H2 Salt Cavern Storage - ON | 0 | 0 | 0
Hydro | 9254.9 | 9271.9 | 9271.9 | 9271.9 | Hydro | 117165938.1002 | 0 | 0
Hydro Pumped Storage | 174.6 | 174.6 | 174.6 | 174.6 | Hydro Pumped Storage | 0 | 0 | 0
Nuclear | 13089 | 10007 | 11641 | 11641 | Nuclear | 0 | 16.34 | 0
O/CCGT - CH4 Existing | 10769.59 | 7179.7267 | 3589.8633 | 0 | O/CCGT - CH4 Existing | 0 | 0 | 0
O/CCGT - CH4 New | 0 | 1000 | 1600 | 0 | O/CCGT - CH4 New | 660000000 | 396000000 | 0
O/CCGT - H2 New | 0 | 0 | 0 | 0 | O/CCGT - H2 New | 0 | 0 | 0
SMR CCS | 0 | 0 | 0 | 0 | SMR CCS | 0 | 0 | 0
Solar PV | 478 | 689 | 2807 | 5349 | Solar PV | 224266625 | 1721669250 | 1812128250
Wind Offshore | 0 | 0 | 0 | 0 | Wind Offshore | 0 | 0 | 0
Wind Onshore | 5533.94 | 5683.94 | 7933.94 | 10333.94 | Wind Onshore | 211931250 | 2728968750 | 2670900000
Nuclear SMR | 0 | 300 | 300 | 300 | Total | 2770963813.1002 | 7488838016.34 | 6953028250
Note: Known capacity costs are cumulative, so need to subtract to make them incremental

## Dispatch Import Costs
Year Range: | 2020-2030 | 2020-2030 | 2020-2030 | 2020-2030 | 2020-2030 | 2020-2030 | 2020-2030 | 2020-2030 | 2020-2030 | 2020-2030 | 2020-2030 | 2030-2040 | 2030-2040 | 2030-2040 | 2030-2040 | 2030-2040 | 2030-2040 | 2030-2040 | 2030-2040 | 2030-2040 | 2030-2040 | 2040-2050 | 2040-2050 | 2040-2050 | 2040-2050 | 2040-2050 | 2040-2050 | 2040-2050 | 2040-2050 | 2040-2050 | 2040-2050
ScenarioName | - all -
var_type | Dispatch-Import
Sum of SolutionCost |  |  | ModelYr
SupplyTechnology | SubRegion | CostType | 2020 | 2021 | 2022 | 2023 | 2024 | 2025 | 2026 | 2027 | 2028 | 2029 | 2030 | 2031 | 2032 | 2033 | 2034 | 2035 | 2036 | 2037 | 2038 | 2039 | 2040 | 2041 | 2042 | 2043 | 2044 | 2045 | 2046 | 2047 | 2048 | 2049 | 2050 | Total Result
CH4 Import - NY 2020 |  |  | 690133208.2715 | 690133208.2715 | 690133208.2715 | 690133208.2715 | 690133208.2715 | 690133208.2715 | 690133208.2715 | 690133208.2715 | 690133208.2715 | 690133208.2715 | 0 | 0 | 0 | 0 | 0 | 0 | 0 | 0 | 0 | 0 | 0 | 0 | 0 | 0 | 0 | 0 | 0 | 0 | 0 | 0 | 0 | 6901332082.7152
| NY |  | 690133208.2715 | 690133208.2715 | 690133208.2715 | 690133208.2715 | 690133208.2715 | 690133208.2715 | 690133208.2715 | 690133208.2715 | 690133208.2715 | 690133208.2715 | 0 | 0 | 0 | 0 | 0 | 0 | 0 | 0 | 0 | 0 | 0 | 0 | 0 | 0 | 0 | 0 | 0 | 0 | 0 | 0 | 0 | 6901332082.7152
|  | EmissionsCost | 282343065.1873 | 282343065.1873 | 282343065.1873 | 282343065.1873 | 282343065.1873 | 282343065.1873 | 282343065.1873 | 282343065.1873 | 282343065.1873 | 282343065.1873 | 0 | 0 | 0 | 0 | 0 | 0 | 0 | 0 | 0 | 0 | 0 | 0 | 0 | 0 | 0 | 0 | 0 | 0 | 0 | 0 | 0 | 2823430651.8726
|  | FuelCost | 407790143.0843 | 407790143.0843 | 407790143.0843 | 407790143.0843 | 407790143.0843 | 407790143.0843 | 407790143.0843 | 407790143.0843 | 407790143.0843 | 407790143.0843 | 0 | 0 | 0 | 0 | 0 | 0 | 0 | 0 | 0 | 0 | 0 | 0 | 0 | 0 | 0 | 0 | 0 | 0 | 0 | 0 | 0 | 4077901430.8426
|  | VOM | 0 | 0 | 0 | 0 | 0 | 0 | 0 | 0 | 0 | 0 | 0 | 0 | 0 | 0 | 0 | 0 | 0 | 0 | 0 | 0 | 0 | 0 | 0 | 0 | 0 | 0 | 0 | 0 | 0 | 0 | 0 | 0
| WC |  | 0 | 0 | 0 | 0 | 0 | 0 | 0 | 0 | 0 | 0 | 0 | 0 | 0 | 0 | 0 | 0 | 0 | 0 | 0 | 0 | 0 | 0 | 0 | 0 | 0 | 0 | 0 | 0 | 0 | 0 | 0 | 0
|  | EmissionsCost | 0 | 0 | 0 | 0 | 0 | 0 | 0 | 0 | 0 | 0 | 0 | 0 | 0 | 0 | 0 | 0 | 0 | 0 | 0 | 0 | 0 | 0 | 0 | 0 | 0 | 0 | 0 | 0 | 0 | 0 | 0 | 0
|  | FuelCost | 0 | 0 | 0 | 0 | 0 | 0 | 0 | 0 | 0 | 0 | 0 | 0 | 0 | 0 | 0 | 0 | 0 | 0 | 0 | 0 | 0 | 0 | 0 | 0 | 0 | 0 | 0 | 0 | 0 | 0 | 0 | 0
|  | VOM | 0 | 0 | 0 | 0 | 0 | 0 | 0 | 0 | 0 | 0 | 0 | 0 | 0 | 0 | 0 | 0 | 0 | 0 | 0 | 0 | 0 | 0 | 0 | 0 | 0 | 0 | 0 | 0 | 0 | 0 | 0 | 0
CH4 Import - NY 2030 |  |  | 0 | 0 | 0 | 0 | 0 | 0 | 0 | 0 | 0 | 0 | 3015562323.6139 | 3015562323.6139 | 3015562323.6139 | 3015562323.6139 | 3015562323.6139 | 3015562323.6139 | 3015562323.6139 | 3015562323.6139 | 3015562323.6139 | 3015562323.6139 | 0 | 0 | 0 | 0 | 0 | 0 | 0 | 0 | 0 | 0 | 0 | 30155623236.1393
| NY |  | 0 | 0 | 0 | 0 | 0 | 0 | 0 | 0 | 0 | 0 | 3015562323.6139 | 3015562323.6139 | 3015562323.6139 | 3015562323.6139 | 3015562323.6139 | 3015562323.6139 | 3015562323.6139 | 3015562323.6139 | 3015562323.6139 | 3015562323.6139 | 0 | 0 | 0 | 0 | 0 | 0 | 0 | 0 | 0 | 0 | 0 | 30155623236.1393
|  | EmissionsCost | 0 | 0 | 0 | 0 | 0 | 0 | 0 | 0 | 0 | 0 | 2371206202.7872 | 2371206202.7872 | 2371206202.7872 | 2371206202.7872 | 2371206202.7872 | 2371206202.7872 | 2371206202.7872 | 2371206202.7872 | 2371206202.7872 | 2371206202.7872 | 0 | 0 | 0 | 0 | 0 | 0 | 0 | 0 | 0 | 0 | 0 | 23712062027.8722
|  | FuelCost | 0 | 0 | 0 | 0 | 0 | 0 | 0 | 0 | 0 | 0 | 644356120.8267 | 644356120.8267 | 644356120.8267 | 644356120.8267 | 644356120.8267 | 644356120.8267 | 644356120.8267 | 644356120.8267 | 644356120.8267 | 644356120.8267 | 0 | 0 | 0 | 0 | 0 | 0 | 0 | 0 | 0 | 0 | 0 | 6443561208.2671
|  | VOM | 0 | 0 | 0 | 0 | 0 | 0 | 0 | 0 | 0 | 0 | 0 | 0 | 0 | 0 | 0 | 0 | 0 | 0 | 0 | 0 | 0 | 0 | 0 | 0 | 0 | 0 | 0 | 0 | 0 | 0 | 0 | 0
| WC |  | 0 | 0 | 0 | 0 | 0 | 0 | 0 | 0 | 0 | 0 | 0 | 0 | 0 | 0 | 0 | 0 | 0 | 0 | 0 | 0 | 0 | 0 | 0 | 0 | 0 | 0 | 0 | 0 | 0 | 0 | 0 | 0
|  | EmissionsCost | 0 | 0 | 0 | 0 | 0 | 0 | 0 | 0 | 0 | 0 | 0 | 0 | 0 | 0 | 0 | 0 | 0 | 0 | 0 | 0 | 0 | 0 | 0 | 0 | 0 | 0 | 0 | 0 | 0 | 0 | 0 | 0
|  | FuelCost | 0 | 0 | 0 | 0 | 0 | 0 | 0 | 0 | 0 | 0 | 0 | 0 | 0 | 0 | 0 | 0 | 0 | 0 | 0 | 0 | 0 | 0 | 0 | 0 | 0 | 0 | 0 | 0 | 0 | 0 | 0 | 0
|  | VOM | 0 | 0 | 0 | 0 | 0 | 0 | 0 | 0 | 0 | 0 | 0 | 0 | 0 | 0 | 0 | 0 | 0 | 0 | 0 | 0 | 0 | 0 | 0 | 0 | 0 | 0 | 0 | 0 | 0 | 0 | 0 | 0
CH4 Import - NY 2040 |  |  | 0 | 0 | 0 | 0 | 0 | 0 | 0 | 0 | 0 | 0 | 0 | 0 | 0 | 0 | 0 | 0 | 0 | 0 | 0 | 0 | 3180526655.3784 | 3180526655.3784 | 3180526655.3784 | 3180526655.3784 | 3180526655.3784 | 3180526655.3784 | 3180526655.3784 | 3180526655.3784 | 3180526655.3784 | 3180526655.3784 | 0 | 31805266553.784
| NY |  | 0 | 0 | 0 | 0 | 0 | 0 | 0 | 0 | 0 | 0 | 0 | 0 | 0 | 0 | 0 | 0 | 0 | 0 | 0 | 0 | 3180526655.3784 | 3180526655.3784 | 3180526655.3784 | 3180526655.3784 | 3180526655.3784 | 3180526655.3784 | 3180526655.3784 | 3180526655.3784 | 3180526655.3784 | 3180526655.3784 | 0 | 31805266553.784
|  | EmissionsCost | 0 | 0 | 0 | 0 | 0 | 0 | 0 | 0 | 0 | 0 | 0 | 0 | 0 | 0 | 0 | 0 | 0 | 0 | 0 | 0 | 2422180073.5024 | 2422180073.5024 | 2422180073.5024 | 2422180073.5024 | 2422180073.5024 | 2422180073.5024 | 2422180073.5024 | 2422180073.5024 | 2422180073.5024 | 2422180073.5024 | 0 | 24221800735.0241
|  | FuelCost | 0 | 0 | 0 | 0 | 0 | 0 | 0 | 0 | 0 | 0 | 0 | 0 | 0 | 0 | 0 | 0 | 0 | 0 | 0 | 0 | 758346581.876 | 758346581.876 | 758346581.876 | 758346581.876 | 758346581.876 | 758346581.876 | 758346581.876 | 758346581.876 | 758346581.876 | 758346581.876 | 0 | 7583465818.7599
|  | VOM | 0 | 0 | 0 | 0 | 0 | 0 | 0 | 0 | 0 | 0 | 0 | 0 | 0 | 0 | 0 | 0 | 0 | 0 | 0 | 0 | 0 | 0 | 0 | 0 | 0 | 0 | 0 | 0 | 0 | 0 | 0 | 0
| WC |  | 0 | 0 | 0 | 0 | 0 | 0 | 0 | 0 | 0 | 0 | 0 | 0 | 0 | 0 | 0 | 0 | 0 | 0 | 0 | 0 | 0 | 0 | 0 | 0 | 0 | 0 | 0 | 0 | 0 | 0 | 0 | 0
|  | EmissionsCost | 0 | 0 | 0 | 0 | 0 | 0 | 0 | 0 | 0 | 0 | 0 | 0 | 0 | 0 | 0 | 0 | 0 | 0 | 0 | 0 | 0 | 0 | 0 | 0 | 0 | 0 | 0 | 0 | 0 | 0 | 0 | 0
|  | FuelCost | 0 | 0 | 0 | 0 | 0 | 0 | 0 | 0 | 0 | 0 | 0 | 0 | 0 | 0 | 0 | 0 | 0 | 0 | 0 | 0 | 0 | 0 | 0 | 0 | 0 | 0 | 0 | 0 | 0 | 0 | 0 | 0
|  | VOM | 0 | 0 | 0 | 0 | 0 | 0 | 0 | 0 | 0 | 0 | 0 | 0 | 0 | 0 | 0 | 0 | 0 | 0 | 0 | 0 | 0 | 0 | 0 | 0 | 0 | 0 | 0 | 0 | 0 | 0 | 0 | 0
CH4 Import - NY 2050 |  |  | 0 | 0 | 0 | 0 | 0 | 0 | 0 | 0 | 0 | 0 | 0 | 0 | 0 | 0 | 0 | 0 | 0 | 0 | 0 | 0 | 0 | 0 | 0 | 0 | 0 | 0 | 0 | 0 | 0 | 0 | 0 | 0
| NY |  | 0 | 0 | 0 | 0 | 0 | 0 | 0 | 0 | 0 | 0 | 0 | 0 | 0 | 0 | 0 | 0 | 0 | 0 | 0 | 0 | 0 | 0 | 0 | 0 | 0 | 0 | 0 | 0 | 0 | 0 | 0 | 0
|  | EmissionsCost | 0 | 0 | 0 | 0 | 0 | 0 | 0 | 0 | 0 | 0 | 0 | 0 | 0 | 0 | 0 | 0 | 0 | 0 | 0 | 0 | 0 | 0 | 0 | 0 | 0 | 0 | 0 | 0 | 0 | 0 | 0 | 0
|  | FuelCost | 0 | 0 | 0 | 0 | 0 | 0 | 0 | 0 | 0 | 0 | 0 | 0 | 0 | 0 | 0 | 0 | 0 | 0 | 0 | 0 | 0 | 0 | 0 | 0 | 0 | 0 | 0 | 0 | 0 | 0 | 0 | 0
|  | VOM | 0 | 0 | 0 | 0 | 0 | 0 | 0 | 0 | 0 | 0 | 0 | 0 | 0 | 0 | 0 | 0 | 0 | 0 | 0 | 0 | 0 | 0 | 0 | 0 | 0 | 0 | 0 | 0 | 0 | 0 | 0 | 0
| WC |  | 0 | 0 | 0 | 0 | 0 | 0 | 0 | 0 | 0 | 0 | 0 | 0 | 0 | 0 | 0 | 0 | 0 | 0 | 0 | 0 | 0 | 0 | 0 | 0 | 0 | 0 | 0 | 0 | 0 | 0 | 0 | 0
|  | EmissionsCost | 0 | 0 | 0 | 0 | 0 | 0 | 0 | 0 | 0 | 0 | 0 | 0 | 0 | 0 | 0 | 0 | 0 | 0 | 0 | 0 | 0 | 0 | 0 | 0 | 0 | 0 | 0 | 0 | 0 | 0 | 0 | 0
|  | FuelCost | 0 | 0 | 0 | 0 | 0 | 0 | 0 | 0 | 0 | 0 | 0 | 0 | 0 | 0 | 0 | 0 | 0 | 0 | 0 | 0 | 0 | 0 | 0 | 0 | 0 | 0 | 0 | 0 | 0 | 0 | 0 | 0
|  | VOM | 0 | 0 | 0 | 0 | 0 | 0 | 0 | 0 | 0 | 0 | 0 | 0 | 0 | 0 | 0 | 0 | 0 | 0 | 0 | 0 | 0 | 0 | 0 | 0 | 0 | 0 | 0 | 0 | 0 | 0 | 0 | 0
CH4 Import - WC 2020 |  |  | 3194576170.2715 | 3194576170.2715 | 3194576170.2715 | 3194576170.2715 | 3194576170.2715 | 3194576170.2715 | 3194576170.2715 | 3194576170.2715 | 3194576170.2715 | 3194576170.2715 | 0 | 0 | 0 | 0 | 0 | 0 | 0 | 0 | 0 | 0 | 0 | 0 | 0 | 0 | 0 | 0 | 0 | 0 | 0 | 0 | 0 | 31945761702.7151
| NY |  | 0 | 0 | 0 | 0 | 0 | 0 | 0 | 0 | 0 | 0 | 0 | 0 | 0 | 0 | 0 | 0 | 0 | 0 | 0 | 0 | 0 | 0 | 0 | 0 | 0 | 0 | 0 | 0 | 0 | 0 | 0 | 0
|  | EmissionsCost | 0 | 0 | 0 | 0 | 0 | 0 | 0 | 0 | 0 | 0 | 0 | 0 | 0 | 0 | 0 | 0 | 0 | 0 | 0 | 0 | 0 | 0 | 0 | 0 | 0 | 0 | 0 | 0 | 0 | 0 | 0 | 0
|  | FuelCost | 0 | 0 | 0 | 0 | 0 | 0 | 0 | 0 | 0 | 0 | 0 | 0 | 0 | 0 | 0 | 0 | 0 | 0 | 0 | 0 | 0 | 0 | 0 | 0 | 0 | 0 | 0 | 0 | 0 | 0 | 0 | 0
|  | VOM | 0 | 0 | 0 | 0 | 0 | 0 | 0 | 0 | 0 | 0 | 0 | 0 | 0 | 0 | 0 | 0 | 0 | 0 | 0 | 0 | 0 | 0 | 0 | 0 | 0 | 0 | 0 | 0 | 0 | 0 | 0 | 0
| WC |  | 3194576170.2715 | 3194576170.2715 | 3194576170.2715 | 3194576170.2715 | 3194576170.2715 | 3194576170.2715 | 3194576170.2715 | 3194576170.2715 | 3194576170.2715 | 3194576170.2715 | 0 | 0 | 0 | 0 | 0 | 0 | 0 | 0 | 0 | 0 | 0 | 0 | 0 | 0 | 0 | 0 | 0 | 0 | 0 | 0 | 0 | 31945761702.7151
|  | EmissionsCost | 1306945408.6229 | 1306945408.6229 | 1306945408.6229 | 1306945408.6229 | 1306945408.6229 | 1306945408.6229 | 1306945408.6229 | 1306945408.6229 | 1306945408.6229 | 1306945408.6229 | 0 | 0 | 0 | 0 | 0 | 0 | 0 | 0 | 0 | 0 | 0 | 0 | 0 | 0 | 0 | 0 | 0 | 0 | 0 | 0 | 0 | 13069454086.2287
|  | FuelCost | 1887630761.6486 | 1887630761.6486 | 1887630761.6486 | 1887630761.6486 | 1887630761.6486 | 1887630761.6486 | 1887630761.6486 | 1887630761.6486 | 1887630761.6486 | 1887630761.6486 | 0 | 0 | 0 | 0 | 0 | 0 | 0 | 0 | 0 | 0 | 0 | 0 | 0 | 0 | 0 | 0 | 0 | 0 | 0 | 0 | 0 | 18876307616.4864
|  | VOM | 0 | 0 | 0 | 0 | 0 | 0 | 0 | 0 | 0 | 0 | 0 | 0 | 0 | 0 | 0 | 0 | 0 | 0 | 0 | 0 | 0 | 0 | 0 | 0 | 0 | 0 | 0 | 0 | 0 | 0 | 0 | 0
CH4 Import - WC 2030 |  |  | 0 | 0 | 0 | 0 | 0 | 0 | 0 | 0 | 0 | 0 | 11465937856.9414 | 11465937856.9414 | 11465937856.9414 | 11465937856.9414 | 11465937856.9414 | 11465937856.9414 | 11465937856.9414 | 11465937856.9414 | 11465937856.9414 | 11465937856.9414 | 0 | 0 | 0 | 0 | 0 | 0 | 0 | 0 | 0 | 0 | 0 | 114659378569.413
| NY |  | 0 | 0 | 0 | 0 | 0 | 0 | 0 | 0 | 0 | 0 | 0 | 0 | 0 | 0 | 0 | 0 | 0 | 0 | 0 | 0 | 0 | 0 | 0 | 0 | 0 | 0 | 0 | 0 | 0 | 0 | 0 | 0
|  | EmissionsCost | 0 | 0 | 0 | 0 | 0 | 0 | 0 | 0 | 0 | 0 | 0 | 0 | 0 | 0 | 0 | 0 | 0 | 0 | 0 | 0 | 0 | 0 | 0 | 0 | 0 | 0 | 0 | 0 | 0 | 0 | 0 | 0
|  | FuelCost | 0 | 0 | 0 | 0 | 0 | 0 | 0 | 0 | 0 | 0 | 0 | 0 | 0 | 0 | 0 | 0 | 0 | 0 | 0 | 0 | 0 | 0 | 0 | 0 | 0 | 0 | 0 | 0 | 0 | 0 | 0 | 0
|  | VOM | 0 | 0 | 0 | 0 | 0 | 0 | 0 | 0 | 0 | 0 | 0 | 0 | 0 | 0 | 0 | 0 | 0 | 0 | 0 | 0 | 0 | 0 | 0 | 0 | 0 | 0 | 0 | 0 | 0 | 0 | 0 | 0
| WC |  | 0 | 0 | 0 | 0 | 0 | 0 | 0 | 0 | 0 | 0 | 11465937856.9414 | 11465937856.9414 | 11465937856.9414 | 11465937856.9414 | 11465937856.9414 | 11465937856.9414 | 11465937856.9414 | 11465937856.9414 | 11465937856.9414 | 11465937856.9414 | 0 | 0 | 0 | 0 | 0 | 0 | 0 | 0 | 0 | 0 | 0 | 114659378569.413
|  | EmissionsCost | 0 | 0 | 0 | 0 | 0 | 0 | 0 | 0 | 0 | 0 | 9015931375.1371 | 9015931375.1371 | 9015931375.1371 | 9015931375.1371 | 9015931375.1371 | 9015931375.1371 | 9015931375.1371 | 9015931375.1371 | 9015931375.1371 | 9015931375.1371 | 0 | 0 | 0 | 0 | 0 | 0 | 0 | 0 | 0 | 0 | 0 | 90159313751.3709
|  | FuelCost | 0 | 0 | 0 | 0 | 0 | 0 | 0 | 0 | 0 | 0 | 2450006481.8043 | 2450006481.8043 | 2450006481.8043 | 2450006481.8043 | 2450006481.8043 | 2450006481.8043 | 2450006481.8043 | 2450006481.8043 | 2450006481.8043 | 2450006481.8043 | 0 | 0 | 0 | 0 | 0 | 0 | 0 | 0 | 0 | 0 | 0 | 24500064818.0426
|  | VOM | 0 | 0 | 0 | 0 | 0 | 0 | 0 | 0 | 0 | 0 | 0 | 0 | 0 | 0 | 0 | 0 | 0 | 0 | 0 | 0 | 0 | 0 | 0 | 0 | 0 | 0 | 0 | 0 | 0 | 0 | 0 | 0
CH4 Import - WC 2040 |  |  | 0 | 0 | 0 | 0 | 0 | 0 | 0 | 0 | 0 | 0 | 0 | 0 | 0 | 0 | 0 | 0 | 0 | 0 | 0 | 0 | 2762888790.687 | 2762888790.687 | 2762888790.687 | 2762888790.687 | 2762888790.687 | 2762888790.687 | 2762888790.687 | 2762888790.687 | 2762888790.687 | 2762888790.687 | 0 | 27628887906.8697
| NY |  | 0 | 0 | 0 | 0 | 0 | 0 | 0 | 0 | 0 | 0 | 0 | 0 | 0 | 0 | 0 | 0 | 0 | 0 | 0 | 0 | 0 | 0 | 0 | 0 | 0 | 0 | 0 | 0 | 0 | 0 | 0 | 0
|  | EmissionsCost | 0 | 0 | 0 | 0 | 0 | 0 | 0 | 0 | 0 | 0 | 0 | 0 | 0 | 0 | 0 | 0 | 0 | 0 | 0 | 0 | 0 | 0 | 0 | 0 | 0 | 0 | 0 | 0 | 0 | 0 | 0 | 0
|  | FuelCost | 0 | 0 | 0 | 0 | 0 | 0 | 0 | 0 | 0 | 0 | 0 | 0 | 0 | 0 | 0 | 0 | 0 | 0 | 0 | 0 | 0 | 0 | 0 | 0 | 0 | 0 | 0 | 0 | 0 | 0 | 0 | 0
|  | VOM | 0 | 0 | 0 | 0 | 0 | 0 | 0 | 0 | 0 | 0 | 0 | 0 | 0 | 0 | 0 | 0 | 0 | 0 | 0 | 0 | 0 | 0 | 0 | 0 | 0 | 0 | 0 | 0 | 0 | 0 | 0 | 0
| WC |  | 0 | 0 | 0 | 0 | 0 | 0 | 0 | 0 | 0 | 0 | 0 | 0 | 0 | 0 | 0 | 0 | 0 | 0 | 0 | 0 | 2762888790.687 | 2762888790.687 | 2762888790.687 | 2762888790.687 | 2762888790.687 | 2762888790.687 | 2762888790.687 | 2762888790.687 | 2762888790.687 | 2762888790.687 | 0 | 27628887906.8697
|  | EmissionsCost | 0 | 0 | 0 | 0 | 0 | 0 | 0 | 0 | 0 | 0 | 0 | 0 | 0 | 0 | 0 | 0 | 0 | 0 | 0 | 0 | 2104121392.2192 | 2104121392.2192 | 2104121392.2192 | 2104121392.2192 | 2104121392.2192 | 2104121392.2192 | 2104121392.2192 | 2104121392.2192 | 2104121392.2192 | 2104121392.2192 | 0 | 21041213922.1922
|  | FuelCost | 0 | 0 | 0 | 0 | 0 | 0 | 0 | 0 | 0 | 0 | 0 | 0 | 0 | 0 | 0 | 0 | 0 | 0 | 0 | 0 | 658767398.4677 | 658767398.4677 | 658767398.4677 | 658767398.4677 | 658767398.4677 | 658767398.4677 | 658767398.4677 | 658767398.4677 | 658767398.4677 | 658767398.4677 | 0 | 6587673984.6775
|  | VOM | 0 | 0 | 0 | 0 | 0 | 0 | 0 | 0 | 0 | 0 | 0 | 0 | 0 | 0 | 0 | 0 | 0 | 0 | 0 | 0 | 0 | 0 | 0 | 0 | 0 | 0 | 0 | 0 | 0 | 0 | 0 | 0
CH4 Import - WC 2050 |  |  | 0 | 0 | 0 | 0 | 0 | 0 | 0 | 0 | 0 | 0 | 0 | 0 | 0 | 0 | 0 | 0 | 0 | 0 | 0 | 0 | 0 | 0 | 0 | 0 | 0 | 0 | 0 | 0 | 0 | 0 | 0 | 0
| NY |  | 0 | 0 | 0 | 0 | 0 | 0 | 0 | 0 | 0 | 0 | 0 | 0 | 0 | 0 | 0 | 0 | 0 | 0 | 0 | 0 | 0 | 0 | 0 | 0 | 0 | 0 | 0 | 0 | 0 | 0 | 0 | 0
|  | EmissionsCost | 0 | 0 | 0 | 0 | 0 | 0 | 0 | 0 | 0 | 0 | 0 | 0 | 0 | 0 | 0 | 0 | 0 | 0 | 0 | 0 | 0 | 0 | 0 | 0 | 0 | 0 | 0 | 0 | 0 | 0 | 0 | 0
|  | FuelCost | 0 | 0 | 0 | 0 | 0 | 0 | 0 | 0 | 0 | 0 | 0 | 0 | 0 | 0 | 0 | 0 | 0 | 0 | 0 | 0 | 0 | 0 | 0 | 0 | 0 | 0 | 0 | 0 | 0 | 0 | 0 | 0
|  | VOM | 0 | 0 | 0 | 0 | 0 | 0 | 0 | 0 | 0 | 0 | 0 | 0 | 0 | 0 | 0 | 0 | 0 | 0 | 0 | 0 | 0 | 0 | 0 | 0 | 0 | 0 | 0 | 0 | 0 | 0 | 0 | 0
| WC |  | 0 | 0 | 0 | 0 | 0 | 0 | 0 | 0 | 0 | 0 | 0 | 0 | 0 | 0 | 0 | 0 | 0 | 0 | 0 | 0 | 0 | 0 | 0 | 0 | 0 | 0 | 0 | 0 | 0 | 0 | 0 | 0
|  | EmissionsCost | 0 | 0 | 0 | 0 | 0 | 0 | 0 | 0 | 0 | 0 | 0 | 0 | 0 | 0 | 0 | 0 | 0 | 0 | 0 | 0 | 0 | 0 | 0 | 0 | 0 | 0 | 0 | 0 | 0 | 0 | 0 | 0
|  | FuelCost | 0 | 0 | 0 | 0 | 0 | 0 | 0 | 0 | 0 | 0 | 0 | 0 | 0 | 0 | 0 | 0 | 0 | 0 | 0 | 0 | 0 | 0 | 0 | 0 | 0 | 0 | 0 | 0 | 0 | 0 | 0 | 0
|  | VOM | 0 | 0 | 0 | 0 | 0 | 0 | 0 | 0 | 0 | 0 | 0 | 0 | 0 | 0 | 0 | 0 | 0 | 0 | 0 | 0 | 0 | 0 | 0 | 0 | 0 | 0 | 0 | 0 | 0 | 0 | 0 | 0
H2 Import - QC |  |  | 0 | 0 | 0 | 0 | 0 | 0 | 0 | 0 | 0 | 0 | 0 | 0 | 0 | 0 | 0 | 0 | 0 | 0 | 0 | 0 | 0 | 0 | 0 | 0 | 0 | 0 | 0 | 0 | 0 | 0 | 0 | 0
| NY |  | 0 | 0 | 0 | 0 | 0 | 0 | 0 | 0 | 0 | 0 | 0 | 0 | 0 | 0 | 0 | 0 | 0 | 0 | 0 | 0 | 0 | 0 | 0 | 0 | 0 | 0 | 0 | 0 | 0 | 0 | 0 | 0
|  | EmissionsCost | 0 | 0 | 0 | 0 | 0 | 0 | 0 | 0 | 0 | 0 | 0 | 0 | 0 | 0 | 0 | 0 | 0 | 0 | 0 | 0 | 0 | 0 | 0 | 0 | 0 | 0 | 0 | 0 | 0 | 0 | 0 | 0
|  | FuelCost | 0 | 0 | 0 | 0 | 0 | 0 | 0 | 0 | 0 | 0 | 0 | 0 | 0 | 0 | 0 | 0 | 0 | 0 | 0 | 0 | 0 | 0 | 0 | 0 | 0 | 0 | 0 | 0 | 0 | 0 | 0 | 0
|  | VOM | 0 | 0 | 0 | 0 | 0 | 0 | 0 | 0 | 0 | 0 | 0 | 0 | 0 | 0 | 0 | 0 | 0 | 0 | 0 | 0 | 0 | 0 | 0 | 0 | 0 | 0 | 0 | 0 | 0 | 0 | 0 | 0
| WC |  | 0 | 0 | 0 | 0 | 0 | 0 | 0 | 0 | 0 | 0 | 0 | 0 | 0 | 0 | 0 | 0 | 0 | 0 | 0 | 0 | 0 | 0 | 0 | 0 | 0 | 0 | 0 | 0 | 0 | 0 | 0 | 0
|  | EmissionsCost | 0 | 0 | 0 | 0 | 0 | 0 | 0 | 0 | 0 | 0 | 0 | 0 | 0 | 0 | 0 | 0 | 0 | 0 | 0 | 0 | 0 | 0 | 0 | 0 | 0 | 0 | 0 | 0 | 0 | 0 | 0 | 0
|  | FuelCost | 0 | 0 | 0 | 0 | 0 | 0 | 0 | 0 | 0 | 0 | 0 | 0 | 0 | 0 | 0 | 0 | 0 | 0 | 0 | 0 | 0 | 0 | 0 | 0 | 0 | 0 | 0 | 0 | 0 | 0 | 0 | 0
|  | VOM | 0 | 0 | 0 | 0 | 0 | 0 | 0 | 0 | 0 | 0 | 0 | 0 | 0 | 0 | 0 | 0 | 0 | 0 | 0 | 0 | 0 | 0 | 0 | 0 | 0 | 0 | 0 | 0 | 0 | 0 | 0 | 0
H2 Import - WC |  |  | 0 | 0 | 0 | 0 | 0 | 0 | 0 | 0 | 0 | 0 | 0 | 0 | 0 | 0 | 0 | 0 | 0 | 0 | 0 | 0 | 264354475.5194 | 264354475.5194 | 264354475.5194 | 264354475.5194 | 264354475.5194 | 264354475.5194 | 264354475.5194 | 264354475.5194 | 264354475.5194 | 264354475.5194 | 56758151.951 | 2700302907.1449
| NY |  | 0 | 0 | 0 | 0 | 0 | 0 | 0 | 0 | 0 | 0 | 0 | 0 | 0 | 0 | 0 | 0 | 0 | 0 | 0 | 0 | 0 | 0 | 0 | 0 | 0 | 0 | 0 | 0 | 0 | 0 | 0 | 0
|  | EmissionsCost | 0 | 0 | 0 | 0 | 0 | 0 | 0 | 0 | 0 | 0 | 0 | 0 | 0 | 0 | 0 | 0 | 0 | 0 | 0 | 0 | 0 | 0 | 0 | 0 | 0 | 0 | 0 | 0 | 0 | 0 | 0 | 0
|  | FuelCost | 0 | 0 | 0 | 0 | 0 | 0 | 0 | 0 | 0 | 0 | 0 | 0 | 0 | 0 | 0 | 0 | 0 | 0 | 0 | 0 | 0 | 0 | 0 | 0 | 0 | 0 | 0 | 0 | 0 | 0 | 0 | 0
|  | VOM | 0 | 0 | 0 | 0 | 0 | 0 | 0 | 0 | 0 | 0 | 0 | 0 | 0 | 0 | 0 | 0 | 0 | 0 | 0 | 0 | 0 | 0 | 0 | 0 | 0 | 0 | 0 | 0 | 0 | 0 | 0 | 0
| WC |  | 0 | 0 | 0 | 0 | 0 | 0 | 0 | 0 | 0 | 0 | 0 | 0 | 0 | 0 | 0 | 0 | 0 | 0 | 0 | 0 | 264354475.5194 | 264354475.5194 | 264354475.5194 | 264354475.5194 | 264354475.5194 | 264354475.5194 | 264354475.5194 | 264354475.5194 | 264354475.5194 | 264354475.5194 | 56758151.951 | 2700302907.1449
|  | EmissionsCost | 0 | 0 | 0 | 0 | 0 | 0 | 0 | 0 | 0 | 0 | 0 | 0 | 0 | 0 | 0 | 0 | 0 | 0 | 0 | 0 | 0 | 0 | 0 | 0 | 0 | 0 | 0 | 0 | 0 | 0 | 0 | 0
|  | FuelCost | 0 | 0 | 0 | 0 | 0 | 0 | 0 | 0 | 0 | 0 | 0 | 0 | 0 | 0 | 0 | 0 | 0 | 0 | 0 | 0 | 264354475.5194 | 264354475.5194 | 264354475.5194 | 264354475.5194 | 264354475.5194 | 264354475.5194 | 264354475.5194 | 264354475.5194 | 264354475.5194 | 264354475.5194 | 56758151.951 | 2700302907.1449
|  | VOM | 0 | 0 | 0 | 0 | 0 | 0 | 0 | 0 | 0 | 0 | 0 | 0 | 0 | 0 | 0 | 0 | 0 | 0 | 0 | 0 | 0 | 0 | 0 | 0 | 0 | 0 | 0 | 0 | 0 | 0 | 0 | 0
Total Result |  |  | 3884709378.543 | 3884709378.543 | 3884709378.543 | 3884709378.543 | 3884709378.543 | 3884709378.543 | 3884709378.543 | 3884709378.543 | 3884709378.543 | 3884709378.543 | 14481500180.5553 | 14481500180.5553 | 14481500180.5553 | 14481500180.5553 | 14481500180.5553 | 14481500180.5553 | 14481500180.5553 | 14481500180.5553 | 14481500180.5553 | 14481500180.5553 | 6207769921.5848 | 6207769921.5848 | 6207769921.5848 | 6207769921.5848 | 6207769921.5848 | 6207769921.5848 | 6207769921.5848 | 6207769921.5848 | 6207769921.5848 | 6207769921.5848 | 56758151.951 | 245796552958.782
Total Emissions Costs | 1589288473.8101 | 0 | 0 | 0 | 0 | 0 | 0 | 0 | 0 | 0 | 0 | 0 | 0 | 0 | 0 | 0 | 0 | 0 | 0 | 0 | 0 | 0 | 0 | 0 | 0 | 0 | 0 | 0 | 0 | 0 | 0 | 0

## InfraTech Dispatch Costs (to)
Year Range: | 2020-2030 | 2020-2030 | 2020-2030 | 2020-2030 | 2020-2030 | 2020-2030 | 2020-2030 | 2020-2030 | 2020-2030 | 2020-2030 | 2020-2030 | 2030-2040 | 2030-2040 | 2030-2040 | 2030-2040 | 2030-2040 | 2030-2040 | 2030-2040 | 2030-2040 | 2030-2040 | 2030-2040 | 2040-2050 | 2040-2050 | 2040-2050 | 2040-2050 | 2040-2050 | 2040-2050 | 2040-2050 | 2040-2050 | 2040-2050 | 2040-2050
ScenarioName | - all -
var_type | - multiple -
SubRegion_To | ON
Sum of SolutionCost |  |  | ModelYr
GENtoDISFuel | InfraTechnology | SubRegion_From | 2020 | 2021 | 2022 | 2023 | 2024 | 2025 | 2026 | 2027 | 2028 | 2029 | 2030 | 2031 | 2032 | 2033 | 2034 | 2035 | 2036 | 2037 | 2038 | 2039 | 2040 | 2041 | 2042 | 2043 | 2044 | 2045 | 2046 | 2047 | 2048 | 2049 | 2050 | Total Result
Electricity |  |  | 12827470.5566 | 12827470.5566 | 12827470.5566 | 12827470.5566 | 12827470.5566 | 12827470.5566 | 12827470.5566 | 12827470.5566 | 12827470.5566 | 12827470.5566 | 65734734.4652 | 65734734.4652 | 65734734.4652 | 65734734.4652 | 65734734.4652 | 65734734.4652 | 65734734.4652 | 65734734.4652 | 65734734.4652 | 65734734.4652 | 104664405.5164 | 104664405.5164 | 104664405.5164 | 104664405.5164 | 104664405.5164 | 104664405.5164 | 104664405.5164 | 104664405.5164 | 104664405.5164 | 104664405.5164 | 125254510.1907 | 1957520615.5727
| Electricity Transmission Line |  | 12827470.5566 | 12827470.5566 | 12827470.5566 | 12827470.5566 | 12827470.5566 | 12827470.5566 | 12827470.5566 | 12827470.5566 | 12827470.5566 | 12827470.5566 | 65734734.4652 | 65734734.4652 | 65734734.4652 | 65734734.4652 | 65734734.4652 | 65734734.4652 | 65734734.4652 | 65734734.4652 | 65734734.4652 | 65734734.4652 | 104664405.5164 | 104664405.5164 | 104664405.5164 | 104664405.5164 | 104664405.5164 | 104664405.5164 | 104664405.5164 | 104664405.5164 | 104664405.5164 | 104664405.5164 | 125254510.1907 | 1957520615.5727
|  | MI | 670622.3732 | 670622.3732 | 670622.3732 | 670622.3732 | 670622.3732 | 670622.3732 | 670622.3732 | 670622.3732 | 670622.3732 | 670622.3732 | 19056549.9279 | 19056549.9279 | 19056549.9279 | 19056549.9279 | 19056549.9279 | 19056549.9279 | 19056549.9279 | 19056549.9279 | 19056549.9279 | 19056549.9279 | 30000319.6371 | 30000319.6371 | 30000319.6371 | 30000319.6371 | 30000319.6371 | 30000319.6371 | 30000319.6371 | 30000319.6371 | 30000319.6371 | 30000319.6371 | 35849168.2338 | 533124087.6157
|  | NY | 5679970.3879 | 5679970.3879 | 5679970.3879 | 5679970.3879 | 5679970.3879 | 5679970.3879 | 5679970.3879 | 5679970.3879 | 5679970.3879 | 5679970.3879 | 20664534.3565 | 20664534.3565 | 20664534.3565 | 20664534.3565 | 20664534.3565 | 20664534.3565 | 20664534.3565 | 20664534.3565 | 20664534.3565 | 20664534.3565 | 32758621.5959 | 32758621.5959 | 32758621.5959 | 32758621.5959 | 32758621.5959 | 32758621.5959 | 32758621.5959 | 32758621.5959 | 32758621.5959 | 32758621.5959 | 36312895.7464 | 627344159.1498
|  | ON | 0 | 0 | 0 | 0 | 0 | 0 | 0 | 0 | 0 | 0 | 0 | 0 | 0 | 0 | 0 | 0 | 0 | 0 | 0 | 0 | 0 | 0 | 0 | 0 | 0 | 0 | 0 | 0 | 0 | 0 | 0 | 0
|  | PJ | 0 | 0 | 0 | 0 | 0 | 0 | 0 | 0 | 0 | 0 | 9815410.8425 | 9815410.8425 | 9815410.8425 | 9815410.8425 | 9815410.8425 | 9815410.8425 | 9815410.8425 | 9815410.8425 | 9815410.8425 | 9815410.8425 | 16451717.6858 | 16451717.6858 | 16451717.6858 | 16451717.6858 | 16451717.6858 | 16451717.6858 | 16451717.6858 | 16451717.6858 | 16451717.6858 | 16451717.6858 | 32307316.9104 | 294978602.1929
|  | QC | 6023844.3192 | 6023844.3192 | 6023844.3192 | 6023844.3192 | 6023844.3192 | 6023844.3192 | 6023844.3192 | 6023844.3192 | 6023844.3192 | 6023844.3192 | 11684862.7415 | 11684862.7415 | 11684862.7415 | 11684862.7415 | 11684862.7415 | 11684862.7415 | 11684862.7415 | 11684862.7415 | 11684862.7415 | 11684862.7415 | 13890140.2258 | 13890140.2258 | 13890140.2258 | 13890140.2258 | 13890140.2258 | 13890140.2258 | 13890140.2258 | 13890140.2258 | 13890140.2258 | 13890140.2258 | 12967492.2239 | 328955965.0884
|  | WC | 453033.4763 | 453033.4763 | 453033.4763 | 453033.4763 | 453033.4763 | 453033.4763 | 453033.4763 | 453033.4763 | 453033.4763 | 453033.4763 | 4513376.5969 | 4513376.5969 | 4513376.5969 | 4513376.5969 | 4513376.5969 | 4513376.5969 | 4513376.5969 | 4513376.5969 | 4513376.5969 | 4513376.5969 | 11563606.3718 | 11563606.3718 | 11563606.3718 | 11563606.3718 | 11563606.3718 | 11563606.3718 | 11563606.3718 | 11563606.3718 | 11563606.3718 | 11563606.3718 | 7817637.0761 | 173117801.5259
Hydrogen |  |  | 0 | 0 | 0 | 0 | 0 | 0 | 0 | 0 | 0 | 0 | 110846468.6684 | 110846468.6684 | 110846468.6684 | 110846468.6684 | 110846468.6684 | 110846468.6684 | 110846468.6684 | 110846468.6684 | 110846468.6684 | 110846468.6684 | 305168522.8171 | 305168522.8171 | 305168522.8171 | 305168522.8171 | 305168522.8171 | 305168522.8171 | 305168522.8171 | 305168522.8171 | 305168522.8171 | 305168522.8171 | 511715728.5138 | 4671865643.3693
| H2 Pipeline - New |  | 0 | 0 | 0 | 0 | 0 | 0 | 0 | 0 | 0 | 0 | 0 | 0 | 0 | 0 | 0 | 0 | 0 | 0 | 0 | 0 | 0 | 0 | 0 | 0 | 0 | 0 | 0 | 0 | 0 | 0 | 0 | 0
|  | MI | 0 | 0 | 0 | 0 | 0 | 0 | 0 | 0 | 0 | 0 | 0 | 0 | 0 | 0 | 0 | 0 | 0 | 0 | 0 | 0 | 0 | 0 | 0 | 0 | 0 | 0 | 0 | 0 | 0 | 0 | 0 | 0
|  | NY | 0 | 0 | 0 | 0 | 0 | 0 | 0 | 0 | 0 | 0 | 0 | 0 | 0 | 0 | 0 | 0 | 0 | 0 | 0 | 0 | 0 | 0 | 0 | 0 | 0 | 0 | 0 | 0 | 0 | 0 | 0 | 0
|  | ON | 0 | 0 | 0 | 0 | 0 | 0 | 0 | 0 | 0 | 0 | 0 | 0 | 0 | 0 | 0 | 0 | 0 | 0 | 0 | 0 | 0 | 0 | 0 | 0 | 0 | 0 | 0 | 0 | 0 | 0 | 0 | 0
|  | PJ | 0 | 0 | 0 | 0 | 0 | 0 | 0 | 0 | 0 | 0 | 0 | 0 | 0 | 0 | 0 | 0 | 0 | 0 | 0 | 0 | 0 | 0 | 0 | 0 | 0 | 0 | 0 | 0 | 0 | 0 | 0 | 0
|  | QC | 0 | 0 | 0 | 0 | 0 | 0 | 0 | 0 | 0 | 0 | 0 | 0 | 0 | 0 | 0 | 0 | 0 | 0 | 0 | 0 | 0 | 0 | 0 | 0 | 0 | 0 | 0 | 0 | 0 | 0 | 0 | 0
|  | WC | 0 | 0 | 0 | 0 | 0 | 0 | 0 | 0 | 0 | 0 | 0 | 0 | 0 | 0 | 0 | 0 | 0 | 0 | 0 | 0 | 0 | 0 | 0 | 0 | 0 | 0 | 0 | 0 | 0 | 0 | 0 | 0
| H2 Pipeline - Repurposed |  | 0 | 0 | 0 | 0 | 0 | 0 | 0 | 0 | 0 | 0 | 110846468.6684 | 110846468.6684 | 110846468.6684 | 110846468.6684 | 110846468.6684 | 110846468.6684 | 110846468.6684 | 110846468.6684 | 110846468.6684 | 110846468.6684 | 305168522.8171 | 305168522.8171 | 305168522.8171 | 305168522.8171 | 305168522.8171 | 305168522.8171 | 305168522.8171 | 305168522.8171 | 305168522.8171 | 305168522.8171 | 511715728.5138 | 4671865643.3693
|  | MI | 0 | 0 | 0 | 0 | 0 | 0 | 0 | 0 | 0 | 0 | 0 | 0 | 0 | 0 | 0 | 0 | 0 | 0 | 0 | 0 | 0 | 0 | 0 | 0 | 0 | 0 | 0 | 0 | 0 | 0 | 0 | 0
|  | NY | 0 | 0 | 0 | 0 | 0 | 0 | 0 | 0 | 0 | 0 | 0 | 0 | 0 | 0 | 0 | 0 | 0 | 0 | 0 | 0 | 0 | 0 | 0 | 0 | 0 | 0 | 0 | 0 | 0 | 0 | 0 | 0
|  | ON | 0 | 0 | 0 | 0 | 0 | 0 | 0 | 0 | 0 | 0 | 110846468.6684 | 110846468.6684 | 110846468.6684 | 110846468.6684 | 110846468.6684 | 110846468.6684 | 110846468.6684 | 110846468.6684 | 110846468.6684 | 110846468.6684 | 305168522.8171 | 305168522.8171 | 305168522.8171 | 305168522.8171 | 305168522.8171 | 305168522.8171 | 305168522.8171 | 305168522.8171 | 305168522.8171 | 305168522.8171 | 511715728.5138 | 4671865643.3693
|  | PJ | 0 | 0 | 0 | 0 | 0 | 0 | 0 | 0 | 0 | 0 | 0 | 0 | 0 | 0 | 0 | 0 | 0 | 0 | 0 | 0 | 0 | 0 | 0 | 0 | 0 | 0 | 0 | 0 | 0 | 0 | 0 | 0
|  | QC | 0 | 0 | 0 | 0 | 0 | 0 | 0 | 0 | 0 | 0 | 0 | 0 | 0 | 0 | 0 | 0 | 0 | 0 | 0 | 0 | 0 | 0 | 0 | 0 | 0 | 0 | 0 | 0 | 0 | 0 | 0 | 0
|  | WC | 0 | 0 | 0 | 0 | 0 | 0 | 0 | 0 | 0 | 0 | 0 | 0 | 0 | 0 | 0 | 0 | 0 | 0 | 0 | 0 | 0 | 0 | 0 | 0 | 0 | 0 | 0 | 0 | 0 | 0 | 0 | 0
Methane |  |  | 775556540.7665 | 775556540.7665 | 775556540.7665 | 775556540.7665 | 775556540.7665 | 775556540.7665 | 775556540.7665 | 775556540.7665 | 775556540.7665 | 775556540.7665 | 661976965.2959 | 661976965.2959 | 661976965.2959 | 661976965.2959 | 661976965.2959 | 661976965.2959 | 661976965.2959 | 661976965.2959 | 661976965.2959 | 661976965.2959 | 367923131.7518 | 367923131.7518 | 367923131.7518 | 367923131.7518 | 367923131.7518 | 367923131.7518 | 367923131.7518 | 367923131.7518 | 367923131.7518 | 367923131.7518 | 147381227.8336 | 18201947605.9754
| CH4 Pipeline |  | 775556540.7665 | 775556540.7665 | 775556540.7665 | 775556540.7665 | 775556540.7665 | 775556540.7665 | 775556540.7665 | 775556540.7665 | 775556540.7665 | 775556540.7665 | 661976965.2959 | 661976965.2959 | 661976965.2959 | 661976965.2959 | 661976965.2959 | 661976965.2959 | 661976965.2959 | 661976965.2959 | 661976965.2959 | 661976965.2959 | 367923131.7518 | 367923131.7518 | 367923131.7518 | 367923131.7518 | 367923131.7518 | 367923131.7518 | 367923131.7518 | 367923131.7518 | 367923131.7518 | 367923131.7518 | 147381227.8336 | 18201947605.9754
|  | MI | 0 | 0 | 0 | 0 | 0 | 0 | 0 | 0 | 0 | 0 | 0 | 0 | 0 | 0 | 0 | 0 | 0 | 0 | 0 | 0 | 0 | 0 | 0 | 0 | 0 | 0 | 0 | 0 | 0 | 0 | 0 | 0
|  | NY | 0 | 0 | 0 | 0 | 0 | 0 | 0 | 0 | 0 | 0 | 0 | 0 | 0 | 0 | 0 | 0 | 0 | 0 | 0 | 0 | 0 | 0 | 0 | 0 | 0 | 0 | 0 | 0 | 0 | 0 | 0 | 0
|  | ON | 775556540.7665 | 775556540.7665 | 775556540.7665 | 775556540.7665 | 775556540.7665 | 775556540.7665 | 775556540.7665 | 775556540.7665 | 775556540.7665 | 775556540.7665 | 661976965.2959 | 661976965.2959 | 661976965.2959 | 661976965.2959 | 661976965.2959 | 661976965.2959 | 661976965.2959 | 661976965.2959 | 661976965.2959 | 661976965.2959 | 367923131.7518 | 367923131.7518 | 367923131.7518 | 367923131.7518 | 367923131.7518 | 367923131.7518 | 367923131.7518 | 367923131.7518 | 367923131.7518 | 367923131.7518 | 147381227.8336 | 18201947605.9754
|  | PJ | 0 | 0 | 0 | 0 | 0 | 0 | 0 | 0 | 0 | 0 | 0 | 0 | 0 | 0 | 0 | 0 | 0 | 0 | 0 | 0 | 0 | 0 | 0 | 0 | 0 | 0 | 0 | 0 | 0 | 0 | 0 | 0
|  | QC | 0 | 0 | 0 | 0 | 0 | 0 | 0 | 0 | 0 | 0 | 0 | 0 | 0 | 0 | 0 | 0 | 0 | 0 | 0 | 0 | 0 | 0 | 0 | 0 | 0 | 0 | 0 | 0 | 0 | 0 | 0 | 0
|  | WC | 0 | 0 | 0 | 0 | 0 | 0 | 0 | 0 | 0 | 0 | 0 | 0 | 0 | 0 | 0 | 0 | 0 | 0 | 0 | 0 | 0 | 0 | 0 | 0 | 0 | 0 | 0 | 0 | 0 | 0 | 0 | 0
Total Result |  |  | 788384011.3232 | 788384011.3232 | 788384011.3232 | 788384011.3232 | 788384011.3232 | 788384011.3232 | 788384011.3232 | 788384011.3232 | 788384011.3232 | 788384011.3232 | 838558168.4295 | 838558168.4295 | 838558168.4295 | 838558168.4295 | 838558168.4295 | 838558168.4295 | 838558168.4295 | 838558168.4295 | 838558168.4295 | 838558168.4295 | 777756060.0852 | 777756060.0852 | 777756060.0852 | 777756060.0852 | 777756060.0852 | 777756060.0852 | 777756060.0852 | 777756060.0852 | 777756060.0852 | 777756060.0852 | 784351466.5381 | 24831333864.9174

## InfraTech Dispatch Costs (from)
Year Range: | 2020-2030 | 2020-2030 | 2020-2030 | 2020-2030 | 2020-2030 | 2020-2030 | 2020-2030 | 2020-2030 | 2020-2030 | 2020-2030 | 2020-2030 | 2030-2040 | 2030-2040 | 2030-2040 | 2030-2040 | 2030-2040 | 2030-2040 | 2030-2040 | 2030-2040 | 2030-2040 | 2030-2040 | 2040-2050 | 2040-2050 | 2040-2050 | 2040-2050 | 2040-2050 | 2040-2050 | 2040-2050 | 2040-2050 | 2040-2050 | 2040-2050
ScenarioName | - all -
var_type | - multiple -
SubRegion_From | ON
Sum of SolutionCost |  |  | ModelYr
GENtoDISFuel | InfraTechnology | SubRegion_To | 2020 | 2021 | 2022 | 2023 | 2024 | 2025 | 2026 | 2027 | 2028 | 2029 | 2030 | 2031 | 2032 | 2033 | 2034 | 2035 | 2036 | 2037 | 2038 | 2039 | 2040 | 2041 | 2042 | 2043 | 2044 | 2045 | 2046 | 2047 | 2048 | 2049 | 2050 | Total Result
Electricity |  |  | 38828637.3522 | 38828637.3522 | 38828637.3522 | 38828637.3522 | 38828637.3522 | 38828637.3522 | 38828637.3522 | 38828637.3522 | 38828637.3522 | 38828637.3522 | 16411195.0335 | 16411195.0335 | 16411195.0335 | 16411195.0335 | 16411195.0335 | 16411195.0335 | 16411195.0335 | 16411195.0335 | 16411195.0335 | 16411195.0335 | 58655932.9446 | 58655932.9446 | 58655932.9446 | 58655932.9446 | 58655932.9446 | 58655932.9446 | 58655932.9446 | 58655932.9446 | 58655932.9446 | 58655932.9446 | 62376916.0535 | 1201334569.3573
| Electricity Transmission Line |  | 38828637.3522 | 38828637.3522 | 38828637.3522 | 38828637.3522 | 38828637.3522 | 38828637.3522 | 38828637.3522 | 38828637.3522 | 38828637.3522 | 38828637.3522 | 16411195.0335 | 16411195.0335 | 16411195.0335 | 16411195.0335 | 16411195.0335 | 16411195.0335 | 16411195.0335 | 16411195.0335 | 16411195.0335 | 16411195.0335 | 58655932.9446 | 58655932.9446 | 58655932.9446 | 58655932.9446 | 58655932.9446 | 58655932.9446 | 58655932.9446 | 58655932.9446 | 58655932.9446 | 58655932.9446 | 62376916.0535 | 1201334569.3573
|  | MI | 17070370.1503 | 17070370.1503 | 17070370.1503 | 17070370.1503 | 17070370.1503 | 17070370.1503 | 17070370.1503 | 17070370.1503 | 17070370.1503 | 17070370.1503 | 221754.2829 | 221754.2829 | 221754.2829 | 221754.2829 | 221754.2829 | 221754.2829 | 221754.2829 | 221754.2829 | 221754.2829 | 221754.2829 | 17725102.1539 | 17725102.1539 | 17725102.1539 | 17725102.1539 | 17725102.1539 | 17725102.1539 | 17725102.1539 | 17725102.1539 | 17725102.1539 | 17725102.1539 | 9943375.362 | 360115641.2325
|  | NY | 18415209.0161 | 18415209.0161 | 18415209.0161 | 18415209.0161 | 18415209.0161 | 18415209.0161 | 18415209.0161 | 18415209.0161 | 18415209.0161 | 18415209.0161 | 9056695.3664 | 9056695.3664 | 9056695.3664 | 9056695.3664 | 9056695.3664 | 9056695.3664 | 9056695.3664 | 9056695.3664 | 9056695.3664 | 9056695.3664 | 13014535.5485 | 13014535.5485 | 13014535.5485 | 13014535.5485 | 13014535.5485 | 13014535.5485 | 13014535.5485 | 13014535.5485 | 13014535.5485 | 13014535.5485 | 15468140.0471 | 420332539.3567
|  | ON | 0 | 0 | 0 | 0 | 0 | 0 | 0 | 0 | 0 | 0 | 0 | 0 | 0 | 0 | 0 | 0 | 0 | 0 | 0 | 0 | 0 | 0 | 0 | 0 | 0 | 0 | 0 | 0 | 0 | 0 | 0 | 0
|  | PJ | 0 | 0 | 0 | 0 | 0 | 0 | 0 | 0 | 0 | 0 | 5245197.9798 | 5245197.9798 | 5245197.9798 | 5245197.9798 | 5245197.9798 | 5245197.9798 | 5245197.9798 | 5245197.9798 | 5245197.9798 | 5245197.9798 | 22305217.0198 | 22305217.0198 | 22305217.0198 | 22305217.0198 | 22305217.0198 | 22305217.0198 | 22305217.0198 | 22305217.0198 | 22305217.0198 | 22305217.0198 | 29551292.8115 | 305055442.8069
|  | QC | 3255394.417 | 3255394.417 | 3255394.417 | 3255394.417 | 3255394.417 | 3255394.417 | 3255394.417 | 3255394.417 | 3255394.417 | 3255394.417 | 1887547.4045 | 1887547.4045 | 1887547.4045 | 1887547.4045 | 1887547.4045 | 1887547.4045 | 1887547.4045 | 1887547.4045 | 1887547.4045 | 1887547.4045 | 5112731.3506 | 5112731.3506 | 5112731.3506 | 5112731.3506 | 5112731.3506 | 5112731.3506 | 5112731.3506 | 5112731.3506 | 5112731.3506 | 5112731.3506 | 7292082.6956 | 109848814.4161
|  | WC | 87663.7689 | 87663.7689 | 87663.7689 | 87663.7689 | 87663.7689 | 87663.7689 | 87663.7689 | 87663.7689 | 87663.7689 | 87663.7689 | 0 | 0 | 0 | 0 | 0 | 0 | 0 | 0 | 0 | 0 | 498346.8719 | 498346.8719 | 498346.8719 | 498346.8719 | 498346.8719 | 498346.8719 | 498346.8719 | 498346.8719 | 498346.8719 | 498346.8719 | 122025.1374 | 5982131.5451
Hydrogen |  |  | 0 | 0 | 0 | 0 | 0 | 0 | 0 | 0 | 0 | 0 | 110846468.6684 | 110846468.6684 | 110846468.6684 | 110846468.6684 | 110846468.6684 | 110846468.6684 | 110846468.6684 | 110846468.6684 | 110846468.6684 | 110846468.6684 | 305168522.8171 | 305168522.8171 | 305168522.8171 | 305168522.8171 | 305168522.8171 | 305168522.8171 | 305168522.8171 | 305168522.8171 | 305168522.8171 | 305168522.8171 | 511715728.5138 | 4671865643.3693
| H2 Pipeline - New |  | 0 | 0 | 0 | 0 | 0 | 0 | 0 | 0 | 0 | 0 | 0 | 0 | 0 | 0 | 0 | 0 | 0 | 0 | 0 | 0 | 0 | 0 | 0 | 0 | 0 | 0 | 0 | 0 | 0 | 0 | 0 | 0
|  | MI | 0 | 0 | 0 | 0 | 0 | 0 | 0 | 0 | 0 | 0 | 0 | 0 | 0 | 0 | 0 | 0 | 0 | 0 | 0 | 0 | 0 | 0 | 0 | 0 | 0 | 0 | 0 | 0 | 0 | 0 | 0 | 0
|  | NY | 0 | 0 | 0 | 0 | 0 | 0 | 0 | 0 | 0 | 0 | 0 | 0 | 0 | 0 | 0 | 0 | 0 | 0 | 0 | 0 | 0 | 0 | 0 | 0 | 0 | 0 | 0 | 0 | 0 | 0 | 0 | 0
|  | ON | 0 | 0 | 0 | 0 | 0 | 0 | 0 | 0 | 0 | 0 | 0 | 0 | 0 | 0 | 0 | 0 | 0 | 0 | 0 | 0 | 0 | 0 | 0 | 0 | 0 | 0 | 0 | 0 | 0 | 0 | 0 | 0
|  | PJ | 0 | 0 | 0 | 0 | 0 | 0 | 0 | 0 | 0 | 0 | 0 | 0 | 0 | 0 | 0 | 0 | 0 | 0 | 0 | 0 | 0 | 0 | 0 | 0 | 0 | 0 | 0 | 0 | 0 | 0 | 0 | 0
|  | QC | 0 | 0 | 0 | 0 | 0 | 0 | 0 | 0 | 0 | 0 | 0 | 0 | 0 | 0 | 0 | 0 | 0 | 0 | 0 | 0 | 0 | 0 | 0 | 0 | 0 | 0 | 0 | 0 | 0 | 0 | 0 | 0
|  | WC | 0 | 0 | 0 | 0 | 0 | 0 | 0 | 0 | 0 | 0 | 0 | 0 | 0 | 0 | 0 | 0 | 0 | 0 | 0 | 0 | 0 | 0 | 0 | 0 | 0 | 0 | 0 | 0 | 0 | 0 | 0 | 0
| H2 Pipeline - Repurposed |  | 0 | 0 | 0 | 0 | 0 | 0 | 0 | 0 | 0 | 0 | 110846468.6684 | 110846468.6684 | 110846468.6684 | 110846468.6684 | 110846468.6684 | 110846468.6684 | 110846468.6684 | 110846468.6684 | 110846468.6684 | 110846468.6684 | 305168522.8171 | 305168522.8171 | 305168522.8171 | 305168522.8171 | 305168522.8171 | 305168522.8171 | 305168522.8171 | 305168522.8171 | 305168522.8171 | 305168522.8171 | 511715728.5138 | 4671865643.3693
|  | MI | 0 | 0 | 0 | 0 | 0 | 0 | 0 | 0 | 0 | 0 | 0 | 0 | 0 | 0 | 0 | 0 | 0 | 0 | 0 | 0 | 0 | 0 | 0 | 0 | 0 | 0 | 0 | 0 | 0 | 0 | 0 | 0
|  | NY | 0 | 0 | 0 | 0 | 0 | 0 | 0 | 0 | 0 | 0 | 0 | 0 | 0 | 0 | 0 | 0 | 0 | 0 | 0 | 0 | 0 | 0 | 0 | 0 | 0 | 0 | 0 | 0 | 0 | 0 | 0 | 0
|  | ON | 0 | 0 | 0 | 0 | 0 | 0 | 0 | 0 | 0 | 0 | 110846468.6684 | 110846468.6684 | 110846468.6684 | 110846468.6684 | 110846468.6684 | 110846468.6684 | 110846468.6684 | 110846468.6684 | 110846468.6684 | 110846468.6684 | 305168522.8171 | 305168522.8171 | 305168522.8171 | 305168522.8171 | 305168522.8171 | 305168522.8171 | 305168522.8171 | 305168522.8171 | 305168522.8171 | 305168522.8171 | 511715728.5138 | 4671865643.3693
|  | PJ | 0 | 0 | 0 | 0 | 0 | 0 | 0 | 0 | 0 | 0 | 0 | 0 | 0 | 0 | 0 | 0 | 0 | 0 | 0 | 0 | 0 | 0 | 0 | 0 | 0 | 0 | 0 | 0 | 0 | 0 | 0 | 0
|  | QC | 0 | 0 | 0 | 0 | 0 | 0 | 0 | 0 | 0 | 0 | 0 | 0 | 0 | 0 | 0 | 0 | 0 | 0 | 0 | 0 | 0 | 0 | 0 | 0 | 0 | 0 | 0 | 0 | 0 | 0 | 0 | 0
|  | WC | 0 | 0 | 0 | 0 | 0 | 0 | 0 | 0 | 0 | 0 | 0 | 0 | 0 | 0 | 0 | 0 | 0 | 0 | 0 | 0 | 0 | 0 | 0 | 0 | 0 | 0 | 0 | 0 | 0 | 0 | 0 | 0
Methane |  |  | 775556540.7665 | 775556540.7665 | 775556540.7665 | 775556540.7665 | 775556540.7665 | 775556540.7665 | 775556540.7665 | 775556540.7665 | 775556540.7665 | 775556540.7665 | 661976965.2959 | 661976965.2959 | 661976965.2959 | 661976965.2959 | 661976965.2959 | 661976965.2959 | 661976965.2959 | 661976965.2959 | 661976965.2959 | 661976965.2959 | 367923131.7518 | 367923131.7518 | 367923131.7518 | 367923131.7518 | 367923131.7518 | 367923131.7518 | 367923131.7518 | 367923131.7518 | 367923131.7518 | 367923131.7518 | 147381227.8336 | 18201947605.9754
| CH4 Pipeline |  | 775556540.7665 | 775556540.7665 | 775556540.7665 | 775556540.7665 | 775556540.7665 | 775556540.7665 | 775556540.7665 | 775556540.7665 | 775556540.7665 | 775556540.7665 | 661976965.2959 | 661976965.2959 | 661976965.2959 | 661976965.2959 | 661976965.2959 | 661976965.2959 | 661976965.2959 | 661976965.2959 | 661976965.2959 | 661976965.2959 | 367923131.7518 | 367923131.7518 | 367923131.7518 | 367923131.7518 | 367923131.7518 | 367923131.7518 | 367923131.7518 | 367923131.7518 | 367923131.7518 | 367923131.7518 | 147381227.8336 | 18201947605.9754
|  | MI | 0 | 0 | 0 | 0 | 0 | 0 | 0 | 0 | 0 | 0 | 0 | 0 | 0 | 0 | 0 | 0 | 0 | 0 | 0 | 0 | 0 | 0 | 0 | 0 | 0 | 0 | 0 | 0 | 0 | 0 | 0 | 0
|  | NY | 0 | 0 | 0 | 0 | 0 | 0 | 0 | 0 | 0 | 0 | 0 | 0 | 0 | 0 | 0 | 0 | 0 | 0 | 0 | 0 | 0 | 0 | 0 | 0 | 0 | 0 | 0 | 0 | 0 | 0 | 0 | 0
|  | ON | 775556540.7665 | 775556540.7665 | 775556540.7665 | 775556540.7665 | 775556540.7665 | 775556540.7665 | 775556540.7665 | 775556540.7665 | 775556540.7665 | 775556540.7665 | 661976965.2959 | 661976965.2959 | 661976965.2959 | 661976965.2959 | 661976965.2959 | 661976965.2959 | 661976965.2959 | 661976965.2959 | 661976965.2959 | 661976965.2959 | 367923131.7518 | 367923131.7518 | 367923131.7518 | 367923131.7518 | 367923131.7518 | 367923131.7518 | 367923131.7518 | 367923131.7518 | 367923131.7518 | 367923131.7518 | 147381227.8336 | 18201947605.9754
|  | PJ | 0 | 0 | 0 | 0 | 0 | 0 | 0 | 0 | 0 | 0 | 0 | 0 | 0 | 0 | 0 | 0 | 0 | 0 | 0 | 0 | 0 | 0 | 0 | 0 | 0 | 0 | 0 | 0 | 0 | 0 | 0 | 0
|  | QC | 0 | 0 | 0 | 0 | 0 | 0 | 0 | 0 | 0 | 0 | 0 | 0 | 0 | 0 | 0 | 0 | 0 | 0 | 0 | 0 | 0 | 0 | 0 | 0 | 0 | 0 | 0 | 0 | 0 | 0 | 0 | 0
|  | WC | 0 | 0 | 0 | 0 | 0 | 0 | 0 | 0 | 0 | 0 | 0 | 0 | 0 | 0 | 0 | 0 | 0 | 0 | 0 | 0 | 0 | 0 | 0 | 0 | 0 | 0 | 0 | 0 | 0 | 0 | 0 | 0
Total Result |  |  | 814385178.1188 | 814385178.1188 | 814385178.1188 | 814385178.1188 | 814385178.1188 | 814385178.1188 | 814385178.1188 | 814385178.1188 | 814385178.1188 | 814385178.1188 | 789234628.9978 | 789234628.9978 | 789234628.9978 | 789234628.9978 | 789234628.9978 | 789234628.9978 | 789234628.9978 | 789234628.9978 | 789234628.9978 | 789234628.9978 | 731747587.5135 | 731747587.5135 | 731747587.5135 | 731747587.5135 | 731747587.5135 | 731747587.5135 | 731747587.5135 | 731747587.5135 | 731747587.5135 | 731747587.5135 | 721473872.4009 | 24075147818.702

## InfraTech Capacity Costs
Year Range: | 2020-2030 | 2020-2030 | 2020-2030 | 2020-2030 | 2020-2030 | 2020-2030 | 2020-2030 | 2020-2030 | 2020-2030 | 2020-2030 | 2020-2030 | 2030-2040 | 2030-2040 | 2030-2040 | 2030-2040 | 2030-2040 | 2030-2040 | 2030-2040 | 2030-2040 | 2030-2040 | 2030-2040 | 2040-2050 | 2040-2050 | 2040-2050 | 2040-2050 | 2040-2050 | 2040-2050 | 2040-2050 | 2040-2050 | 2040-2050 | 2040-2050
ScenarioName | - all -
var_type | - multiple -
SubRegion1 | ON
Sum of SolutionCost |  |  | ModelYr
GENtoDISFuel | InfraTechnology | SubRegion2 | 2020 | 2021 | 2022 | 2023 | 2024 | 2025 | 2026 | 2027 | 2028 | 2029 | 2030 | 2031 | 2032 | 2033 | 2034 | 2035 | 2036 | 2037 | 2038 | 2039 | 2040 | 2041 | 2042 | 2043 | 2044 | 2045 | 2046 | 2047 | 2048 | 2049 | 2050 | Total Result
Electricity |  |  | 0 | 0 | 0 | 0 | 0 | 0 | 0 | 0 | 0 | 0 | 1594089926.1913 | 20881875 | 20881875 | 20881875 | 20881875 | 20881875 | 20881875 | 20881875 | 20881875 | 20881875 | 1308623611.2666 | 42892500 | 42892500 | 42892500 | 42892500 | 42892500 | 42892500 | 42892500 | 42892500 | 42892500 | 134575619.3123 | 3611258531.7702
| Electricity Transmission Line |  | 0 | 0 | 0 | 0 | 0 | 0 | 0 | 0 | 0 | 0 | 1594089926.1913 | 20881875 | 20881875 | 20881875 | 20881875 | 20881875 | 20881875 | 20881875 | 20881875 | 20881875 | 1308623611.2666 | 42892500 | 42892500 | 42892500 | 42892500 | 42892500 | 42892500 | 42892500 | 42892500 | 42892500 | 134575619.3123 | 3611258531.7702
|  | MI | 0 | 0 | 0 | 0 | 0 | 0 | 0 | 0 | 0 | 0 | 87478125 | 2821875 | 2821875 | 2821875 | 2821875 | 2821875 | 2821875 | 2821875 | 2821875 | 2821875 | 49987500 | 5643750 | 5643750 | 5643750 | 5643750 | 5643750 | 5643750 | 5643750 | 5643750 | 5643750 | 12496875 | 226153125
|  | NY | 0 | 0 | 0 | 0 | 0 | 0 | 0 | 0 | 0 | 0 | 87478125 | 2821875 | 2821875 | 2821875 | 2821875 | 2821875 | 2821875 | 2821875 | 2821875 | 2821875 | 49987500 | 5643750 | 5643750 | 5643750 | 5643750 | 5643750 | 5643750 | 5643750 | 5643750 | 5643750 | 12496875 | 226153125
|  | ON | 0 | 0 | 0 | 0 | 0 | 0 | 0 | 0 | 0 | 0 | 946751801.1913 | 0 | 0 | 0 | 0 | 0 | 0 | 0 | 0 | 0 | 919849861.2666 | 0 | 0 | 0 | 0 | 0 | 0 | 0 | 0 | 0 | 38228744.3123 | 1904830406.7702
|  | PJ | 0 | 0 | 0 | 0 | 0 | 0 | 0 | 0 | 0 | 0 | 0 | 0 | 0 | 0 | 0 | 0 | 0 | 0 | 0 | 0 | 18866250 | 1128750 | 1128750 | 1128750 | 1128750 | 1128750 | 1128750 | 1128750 | 1128750 | 1128750 | 3870000 | 32895000
|  | QC | 0 | 0 | 0 | 0 | 0 | 0 | 0 | 0 | 0 | 0 | 122469375 | 3950625 | 3950625 | 3950625 | 3950625 | 3950625 | 3950625 | 3950625 | 3950625 | 3950625 | 69982500 | 7901250 | 7901250 | 7901250 | 7901250 | 7901250 | 7901250 | 7901250 | 7901250 | 7901250 | 17495625 | 316614375
|  | WC | 0 | 0 | 0 | 0 | 0 | 0 | 0 | 0 | 0 | 0 | 349912500 | 11287500 | 11287500 | 11287500 | 11287500 | 11287500 | 11287500 | 11287500 | 11287500 | 11287500 | 199950000 | 22575000 | 22575000 | 22575000 | 22575000 | 22575000 | 22575000 | 22575000 | 22575000 | 22575000 | 49987500 | 904612500
Hydrogen |  |  | 0 | 0 | 0 | 0 | 0 | 0 | 0 | 0 | 0 | 0 | 23605582.0234 | 0 | 0 | 0 | 0 | 0 | 0 | 0 | 0 | 0 | 545882476.6487 | 136399862.563 | 136399862.563 | 136399862.563 | 136399862.563 | 136399862.563 | 136399862.563 | 136399862.563 | 136399862.563 | 136399862.563 | 262834743.3128 | 2059921565.0523
| H2 Pipeline - New |  | 0 | 0 | 0 | 0 | 0 | 0 | 0 | 0 | 0 | 0 | 0 | 0 | 0 | 0 | 0 | 0 | 0 | 0 | 0 | 0 | 0 | 0 | 0 | 0 | 0 | 0 | 0 | 0 | 0 | 0 | 0 | 0
|  | MI | 0 | 0 | 0 | 0 | 0 | 0 | 0 | 0 | 0 | 0 | 0 | 0 | 0 | 0 | 0 | 0 | 0 | 0 | 0 | 0 | 0 | 0 | 0 | 0 | 0 | 0 | 0 | 0 | 0 | 0 | 0 | 0
|  | NY | 0 | 0 | 0 | 0 | 0 | 0 | 0 | 0 | 0 | 0 | 0 | 0 | 0 | 0 | 0 | 0 | 0 | 0 | 0 | 0 | 0 | 0 | 0 | 0 | 0 | 0 | 0 | 0 | 0 | 0 | 0 | 0
|  | ON | 0 | 0 | 0 | 0 | 0 | 0 | 0 | 0 | 0 | 0 | 0 | 0 | 0 | 0 | 0 | 0 | 0 | 0 | 0 | 0 | 0 | 0 | 0 | 0 | 0 | 0 | 0 | 0 | 0 | 0 | 0 | 0
|  | PJ | 0 | 0 | 0 | 0 | 0 | 0 | 0 | 0 | 0 | 0 | 0 | 0 | 0 | 0 | 0 | 0 | 0 | 0 | 0 | 0 | 0 | 0 | 0 | 0 | 0 | 0 | 0 | 0 | 0 | 0 | 0 | 0
|  | QC | 0 | 0 | 0 | 0 | 0 | 0 | 0 | 0 | 0 | 0 | 0 | 0 | 0 | 0 | 0 | 0 | 0 | 0 | 0 | 0 | 0 | 0 | 0 | 0 | 0 | 0 | 0 | 0 | 0 | 0 | 0 | 0
|  | WC | 0 | 0 | 0 | 0 | 0 | 0 | 0 | 0 | 0 | 0 | 0 | 0 | 0 | 0 | 0 | 0 | 0 | 0 | 0 | 0 | 0 | 0 | 0 | 0 | 0 | 0 | 0 | 0 | 0 | 0 | 0 | 0
| H2 Pipeline - Repurposed |  | 0 | 0 | 0 | 0 | 0 | 0 | 0 | 0 | 0 | 0 | 23605582.0234 | 0 | 0 | 0 | 0 | 0 | 0 | 0 | 0 | 0 | 545882476.6487 | 136399862.563 | 136399862.563 | 136399862.563 | 136399862.563 | 136399862.563 | 136399862.563 | 136399862.563 | 136399862.563 | 136399862.563 | 262834743.3128 | 2059921565.0523
|  | MI | 0 | 0 | 0 | 0 | 0 | 0 | 0 | 0 | 0 | 0 | 0 | 0 | 0 | 0 | 0 | 0 | 0 | 0 | 0 | 0 | 0 | 0 | 0 | 0 | 0 | 0 | 0 | 0 | 0 | 0 | 0 | 0
|  | NY | 0 | 0 | 0 | 0 | 0 | 0 | 0 | 0 | 0 | 0 | 0 | 0 | 0 | 0 | 0 | 0 | 0 | 0 | 0 | 0 | 0 | 0 | 0 | 0 | 0 | 0 | 0 | 0 | 0 | 0 | 0 | 0
|  | ON | 0 | 0 | 0 | 0 | 0 | 0 | 0 | 0 | 0 | 0 | 23605582.0234 | 0 | 0 | 0 | 0 | 0 | 0 | 0 | 0 | 0 | 23665859.9788 | 0 | 0 | 0 | 0 | 0 | 0 | 0 | 0 | 0 | 2255881.1706 | 49527323.1728
|  | PJ | 0 | 0 | 0 | 0 | 0 | 0 | 0 | 0 | 0 | 0 | 0 | 0 | 0 | 0 | 0 | 0 | 0 | 0 | 0 | 0 | 0 | 0 | 0 | 0 | 0 | 0 | 0 | 0 | 0 | 0 | 0 | 0
|  | QC | 0 | 0 | 0 | 0 | 0 | 0 | 0 | 0 | 0 | 0 | 0 | 0 | 0 | 0 | 0 | 0 | 0 | 0 | 0 | 0 | 0 | 0 | 0 | 0 | 0 | 0 | 0 | 0 | 0 | 0 | 4936074.7253 | 4936074.7253
|  | WC | 0 | 0 | 0 | 0 | 0 | 0 | 0 | 0 | 0 | 0 | 0 | 0 | 0 | 0 | 0 | 0 | 0 | 0 | 0 | 0 | 522216616.67 | 136399862.563 | 136399862.563 | 136399862.563 | 136399862.563 | 136399862.563 | 136399862.563 | 136399862.563 | 136399862.563 | 136399862.563 | 255642787.4169 | 2005458167.1543
Methane |  |  | 0 | 0 | 0 | 0 | 0 | 0 | 0 | 0 | 0 | 0 | 0 | 0 | 0 | 0 | 0 | 0 | 0 | 0 | 0 | 0 | 0 | 0 | 0 | 0 | 0 | 0 | 0 | 0 | 0 | 0 | 0 | 0
| CH4 Pipeline |  | 0 | 0 | 0 | 0 | 0 | 0 | 0 | 0 | 0 | 0 | 0 | 0 | 0 | 0 | 0 | 0 | 0 | 0 | 0 | 0 | 0 | 0 | 0 | 0 | 0 | 0 | 0 | 0 | 0 | 0 | 0 | 0
|  | MI | 0 | 0 | 0 | 0 | 0 | 0 | 0 | 0 | 0 | 0 | 0 | 0 | 0 | 0 | 0 | 0 | 0 | 0 | 0 | 0 | 0 | 0 | 0 | 0 | 0 | 0 | 0 | 0 | 0 | 0 | 0 | 0
|  | NY | 0 | 0 | 0 | 0 | 0 | 0 | 0 | 0 | 0 | 0 | 0 | 0 | 0 | 0 | 0 | 0 | 0 | 0 | 0 | 0 | 0 | 0 | 0 | 0 | 0 | 0 | 0 | 0 | 0 | 0 | 0 | 0
|  | ON | 0 | 0 | 0 | 0 | 0 | 0 | 0 | 0 | 0 | 0 | 0 | 0 | 0 | 0 | 0 | 0 | 0 | 0 | 0 | 0 | 0 | 0 | 0 | 0 | 0 | 0 | 0 | 0 | 0 | 0 | 0 | 0
|  | PJ | 0 | 0 | 0 | 0 | 0 | 0 | 0 | 0 | 0 | 0 | 0 | 0 | 0 | 0 | 0 | 0 | 0 | 0 | 0 | 0 | 0 | 0 | 0 | 0 | 0 | 0 | 0 | 0 | 0 | 0 | 0 | 0
|  | QC | 0 | 0 | 0 | 0 | 0 | 0 | 0 | 0 | 0 | 0 | 0 | 0 | 0 | 0 | 0 | 0 | 0 | 0 | 0 | 0 | 0 | 0 | 0 | 0 | 0 | 0 | 0 | 0 | 0 | 0 | 0 | 0
|  | WC | 0 | 0 | 0 | 0 | 0 | 0 | 0 | 0 | 0 | 0 | 0 | 0 | 0 | 0 | 0 | 0 | 0 | 0 | 0 | 0 | 0 | 0 | 0 | 0 | 0 | 0 | 0 | 0 | 0 | 0 | 0 | 0
Total Result |  |  | 0 | 0 | 0 | 0 | 0 | 0 | 0 | 0 | 0 | 0 | 1617695508.2147 | 20881875 | 20881875 | 20881875 | 20881875 | 20881875 | 20881875 | 20881875 | 20881875 | 20881875 | 1854506087.9153 | 179292362.563 | 179292362.563 | 179292362.563 | 179292362.563 | 179292362.563 | 179292362.563 | 179292362.563 | 179292362.563 | 179292362.563 | 397410362.6251 | 5671180096.8225
Note: These costs are the CONE and FOM interconnections and intraconnection infratructure in real 2020 dollars.

## Carbon Offset Costs (hidden)
ScenarioName | - all -
var_type | - all -
Sum of SolutionCost

## InfraTech Capacity Cost by Type
Year Range: | 2020-2030 | 2020-2030 | 2020-2030 | 2020-2030 | 2020-2030 | 2020-2030 | 2020-2030 | 2020-2030 | 2020-2030 | 2020-2030 | 2020-2030 | 2030-2040 | 2030-2040 | 2030-2040 | 2030-2040 | 2030-2040 | 2030-2040 | 2030-2040 | 2030-2040 | 2030-2040 | 2030-2040 | 2040-2050 | 2040-2050 | 2040-2050 | 2040-2050 | 2040-2050 | 2040-2050 | 2040-2050 | 2040-2050 | 2040-2050 | 2040-2050
ScenarioName | - all -
var_type | - multiple -
SubRegion1 | ON
Sum of SolutionCost |  |  |  | ModelYr
GENtoDISFuel | InfraTechnology | SubRegion2 | CostType | 2020 | 2021 | 2022 | 2023 | 2024 | 2025 | 2026 | 2027 | 2028 | 2029 | 2030 | 2031 | 2032 | 2033 | 2034 | 2035 | 2036 | 2037 | 2038 | 2039 | 2040 | 2041 | 2042 | 2043 | 2044 | 2045 | 2046 | 2047 | 2048 | 2049 | 2050 | Total Result
Electricity |  |  |  | 0 | 0 | 0 | 0 | 0 | 0 | 0 | 0 | 0 | 0 | 1594089926.1913 | 20881875 | 20881875 | 20881875 | 20881875 | 20881875 | 20881875 | 20881875 | 20881875 | 20881875 | 1308623611.2666 | 42892500 | 42892500 | 42892500 | 42892500 | 42892500 | 42892500 | 42892500 | 42892500 | 42892500 | 134575619.3123 | 3611258531.7702
| Electricity Transmission Line |  |  | 0 | 0 | 0 | 0 | 0 | 0 | 0 | 0 | 0 | 0 | 1594089926.1913 | 20881875 | 20881875 | 20881875 | 20881875 | 20881875 | 20881875 | 20881875 | 20881875 | 20881875 | 1308623611.2666 | 42892500 | 42892500 | 42892500 | 42892500 | 42892500 | 42892500 | 42892500 | 42892500 | 42892500 | 134575619.3123 | 3611258531.7702
|  | MI |  | 0 | 0 | 0 | 0 | 0 | 0 | 0 | 0 | 0 | 0 | 87478125 | 2821875 | 2821875 | 2821875 | 2821875 | 2821875 | 2821875 | 2821875 | 2821875 | 2821875 | 49987500 | 5643750 | 5643750 | 5643750 | 5643750 | 5643750 | 5643750 | 5643750 | 5643750 | 5643750 | 12496875 | 226153125
|  |  | CONE | ModelYr 2020: 0; ModelYr 2030: 84656250; ModelYr 2040: 44343750; ModelYr 2050: 4031250 | 133031250
|  |  | FOM | 0 | 0 | 0 | 0 | 0 | 0 | 0 | 0 | 0 | 0 | 2821875 | 2821875 | 2821875 | 2821875 | 2821875 | 2821875 | 2821875 | 2821875 | 2821875 | 2821875 | 5643750 | 5643750 | 5643750 | 5643750 | 5643750 | 5643750 | 5643750 | 5643750 | 5643750 | 5643750 | 8465625 | 93121875
|  | NY |  | 0 | 0 | 0 | 0 | 0 | 0 | 0 | 0 | 0 | 0 | 87478125 | 2821875 | 2821875 | 2821875 | 2821875 | 2821875 | 2821875 | 2821875 | 2821875 | 2821875 | 49987500 | 5643750 | 5643750 | 5643750 | 5643750 | 5643750 | 5643750 | 5643750 | 5643750 | 5643750 | 12496875 | 226153125
|  |  | CONE | ModelYr 2020: 0; ModelYr 2030: 84656250; ModelYr 2040: 44343750; ModelYr 2050: 4031250 | 133031250
|  |  | FOM | 0 | 0 | 0 | 0 | 0 | 0 | 0 | 0 | 0 | 0 | 2821875 | 2821875 | 2821875 | 2821875 | 2821875 | 2821875 | 2821875 | 2821875 | 2821875 | 2821875 | 5643750 | 5643750 | 5643750 | 5643750 | 5643750 | 5643750 | 5643750 | 5643750 | 5643750 | 5643750 | 8465625 | 93121875
|  | ON |  | 0 | 0 | 0 | 0 | 0 | 0 | 0 | 0 | 0 | 0 | 946751801.1913 | 0 | 0 | 0 | 0 | 0 | 0 | 0 | 0 | 0 | 919849861.2666 | 0 | 0 | 0 | 0 | 0 | 0 | 0 | 0 | 0 | 38228744.3123 | 1904830406.7702
|  |  | CONE | ModelYr 2020: 0; ModelYr 2030: 946751801.1913; ModelYr 2040: 919849861.2666; ModelYr 2050: 38228744.3123 | 1904830406.7702
|  |  | FOM | 0 | 0 | 0 | 0 | 0 | 0 | 0 | 0 | 0 | 0 | 0 | 0 | 0 | 0 | 0 | 0 | 0 | 0 | 0 | 0 | 0 | 0 | 0 | 0 | 0 | 0 | 0 | 0 | 0 | 0 | 0 | 0
|  | PJ |  | 0 | 0 | 0 | 0 | 0 | 0 | 0 | 0 | 0 | 0 | 0 | 0 | 0 | 0 | 0 | 0 | 0 | 0 | 0 | 0 | 18866250 | 1128750 | 1128750 | 1128750 | 1128750 | 1128750 | 1128750 | 1128750 | 1128750 | 1128750 | 3870000 | 32895000
|  |  | CONE | ModelYr 2020: 0; ModelYr 2030: 0; ModelYr 2040: 17737500; ModelYr 2050: 1612500 | 19350000
|  |  | FOM | 0 | 0 | 0 | 0 | 0 | 0 | 0 | 0 | 0 | 0 | 0 | 0 | 0 | 0 | 0 | 0 | 0 | 0 | 0 | 0 | 1128750 | 1128750 | 1128750 | 1128750 | 1128750 | 1128750 | 1128750 | 1128750 | 1128750 | 1128750 | 2257500 | 13545000
|  | QC |  | 0 | 0 | 0 | 0 | 0 | 0 | 0 | 0 | 0 | 0 | 122469375 | 3950625 | 3950625 | 3950625 | 3950625 | 3950625 | 3950625 | 3950625 | 3950625 | 3950625 | 69982500 | 7901250 | 7901250 | 7901250 | 7901250 | 7901250 | 7901250 | 7901250 | 7901250 | 7901250 | 17495625 | 316614375
|  |  | CONE | ModelYr 2020: 0; ModelYr 2030: 118518750; ModelYr 2040: 62081250; ModelYr 2050: 5643750 | 186243750
|  |  | FOM | 0 | 0 | 0 | 0 | 0 | 0 | 0 | 0 | 0 | 0 | 3950625 | 3950625 | 3950625 | 3950625 | 3950625 | 3950625 | 3950625 | 3950625 | 3950625 | 3950625 | 7901250 | 7901250 | 7901250 | 7901250 | 7901250 | 7901250 | 7901250 | 7901250 | 7901250 | 7901250 | 11851875 | 130370625
|  | WC |  | 0 | 0 | 0 | 0 | 0 | 0 | 0 | 0 | 0 | 0 | 349912500 | 11287500 | 11287500 | 11287500 | 11287500 | 11287500 | 11287500 | 11287500 | 11287500 | 11287500 | 199950000 | 22575000 | 22575000 | 22575000 | 22575000 | 22575000 | 22575000 | 22575000 | 22575000 | 22575000 | 49987500 | 904612500
|  |  | CONE | ModelYr 2020: 0; ModelYr 2030: 338625000; ModelYr 2040: 177375000; ModelYr 2050: 16125000 | 532125000
|  |  | FOM | 0 | 0 | 0 | 0 | 0 | 0 | 0 | 0 | 0 | 0 | 11287500 | 11287500 | 11287500 | 11287500 | 11287500 | 11287500 | 11287500 | 11287500 | 11287500 | 11287500 | 22575000 | 22575000 | 22575000 | 22575000 | 22575000 | 22575000 | 22575000 | 22575000 | 22575000 | 22575000 | 33862500 | 372487500
Hydrogen |  |  |  | 0 | 0 | 0 | 0 | 0 | 0 | 0 | 0 | 0 | 0 | 23605582.0234 | 0 | 0 | 0 | 0 | 0 | 0 | 0 | 0 | 0 | 545882476.6487 | 136399862.563 | 136399862.563 | 136399862.563 | 136399862.563 | 136399862.563 | 136399862.563 | 136399862.563 | 136399862.563 | 136399862.563 | 262834743.3128 | 2059921565.0523
| H2 Pipeline - New |  |  | 0 | 0 | 0 | 0 | 0 | 0 | 0 | 0 | 0 | 0 | 0 | 0 | 0 | 0 | 0 | 0 | 0 | 0 | 0 | 0 | 0 | 0 | 0 | 0 | 0 | 0 | 0 | 0 | 0 | 0 | 0 | 0
|  | MI |  | 0 | 0 | 0 | 0 | 0 | 0 | 0 | 0 | 0 | 0 | 0 | 0 | 0 | 0 | 0 | 0 | 0 | 0 | 0 | 0 | 0 | 0 | 0 | 0 | 0 | 0 | 0 | 0 | 0 | 0 | 0 | 0
|  |  | CONE | ModelYr 2020: 0; ModelYr 2030: 0; ModelYr 2040: 0; ModelYr 2050: 0 | 0
|  |  | FOM | 0 | 0 | 0 | 0 | 0 | 0 | 0 | 0 | 0 | 0 | 0 | 0 | 0 | 0 | 0 | 0 | 0 | 0 | 0 | 0 | 0 | 0 | 0 | 0 | 0 | 0 | 0 | 0 | 0 | 0 | 0 | 0
|  | NY |  | 0 | 0 | 0 | 0 | 0 | 0 | 0 | 0 | 0 | 0 | 0 | 0 | 0 | 0 | 0 | 0 | 0 | 0 | 0 | 0 | 0 | 0 | 0 | 0 | 0 | 0 | 0 | 0 | 0 | 0 | 0 | 0
|  |  | CONE | ModelYr 2020: 0; ModelYr 2030: 0; ModelYr 2040: 0; ModelYr 2050: 0 | 0
|  |  | FOM | 0 | 0 | 0 | 0 | 0 | 0 | 0 | 0 | 0 | 0 | 0 | 0 | 0 | 0 | 0 | 0 | 0 | 0 | 0 | 0 | 0 | 0 | 0 | 0 | 0 | 0 | 0 | 0 | 0 | 0 | 0 | 0
|  | ON |  | 0 | 0 | 0 | 0 | 0 | 0 | 0 | 0 | 0 | 0 | 0 | 0 | 0 | 0 | 0 | 0 | 0 | 0 | 0 | 0 | 0 | 0 | 0 | 0 | 0 | 0 | 0 | 0 | 0 | 0 | 0 | 0
|  |  | CONE | ModelYr 2020: 0; ModelYr 2030: 0; ModelYr 2040: 0; ModelYr 2050: 0 | 0
|  |  | FOM | 0 | 0 | 0 | 0 | 0 | 0 | 0 | 0 | 0 | 0 | 0 | 0 | 0 | 0 | 0 | 0 | 0 | 0 | 0 | 0 | 0 | 0 | 0 | 0 | 0 | 0 | 0 | 0 | 0 | 0 | 0 | 0
|  | PJ |  | 0 | 0 | 0 | 0 | 0 | 0 | 0 | 0 | 0 | 0 | 0 | 0 | 0 | 0 | 0 | 0 | 0 | 0 | 0 | 0 | 0 | 0 | 0 | 0 | 0 | 0 | 0 | 0 | 0 | 0 | 0 | 0
|  |  | CONE | ModelYr 2020: 0; ModelYr 2030: 0; ModelYr 2040: 0; ModelYr 2050: 0 | 0
|  |  | FOM | 0 | 0 | 0 | 0 | 0 | 0 | 0 | 0 | 0 | 0 | 0 | 0 | 0 | 0 | 0 | 0 | 0 | 0 | 0 | 0 | 0 | 0 | 0 | 0 | 0 | 0 | 0 | 0 | 0 | 0 | 0 | 0
|  | QC |  | 0 | 0 | 0 | 0 | 0 | 0 | 0 | 0 | 0 | 0 | 0 | 0 | 0 | 0 | 0 | 0 | 0 | 0 | 0 | 0 | 0 | 0 | 0 | 0 | 0 | 0 | 0 | 0 | 0 | 0 | 0 | 0
|  |  | CONE | ModelYr 2020: 0; ModelYr 2030: 0; ModelYr 2040: 0; ModelYr 2050: 0 | 0
|  |  | FOM | 0 | 0 | 0 | 0 | 0 | 0 | 0 | 0 | 0 | 0 | 0 | 0 | 0 | 0 | 0 | 0 | 0 | 0 | 0 | 0 | 0 | 0 | 0 | 0 | 0 | 0 | 0 | 0 | 0 | 0 | 0 | 0
|  | WC |  | 0 | 0 | 0 | 0 | 0 | 0 | 0 | 0 | 0 | 0 | 0 | 0 | 0 | 0 | 0 | 0 | 0 | 0 | 0 | 0 | 0 | 0 | 0 | 0 | 0 | 0 | 0 | 0 | 0 | 0 | 0 | 0
|  |  | CONE | ModelYr 2020: 0; ModelYr 2030: 0; ModelYr 2040: 0; ModelYr 2050: 0 | 0
|  |  | FOM | 0 | 0 | 0 | 0 | 0 | 0 | 0 | 0 | 0 | 0 | 0 | 0 | 0 | 0 | 0 | 0 | 0 | 0 | 0 | 0 | 0 | 0 | 0 | 0 | 0 | 0 | 0 | 0 | 0 | 0 | 0 | 0
| H2 Pipeline - Repurposed |  |  | 0 | 0 | 0 | 0 | 0 | 0 | 0 | 0 | 0 | 0 | 23605582.0234 | 0 | 0 | 0 | 0 | 0 | 0 | 0 | 0 | 0 | 545882476.6487 | 136399862.563 | 136399862.563 | 136399862.563 | 136399862.563 | 136399862.563 | 136399862.563 | 136399862.563 | 136399862.563 | 136399862.563 | 262834743.3128 | 2059921565.0523
|  | MI |  | 0 | 0 | 0 | 0 | 0 | 0 | 0 | 0 | 0 | 0 | 0 | 0 | 0 | 0 | 0 | 0 | 0 | 0 | 0 | 0 | 0 | 0 | 0 | 0 | 0 | 0 | 0 | 0 | 0 | 0 | 0 | 0
|  |  | CONE | ModelYr 2020: 0; ModelYr 2030: 0; ModelYr 2040: 0; ModelYr 2050: 0 | 0
|  |  | FOM | 0 | 0 | 0 | 0 | 0 | 0 | 0 | 0 | 0 | 0 | 0 | 0 | 0 | 0 | 0 | 0 | 0 | 0 | 0 | 0 | 0 | 0 | 0 | 0 | 0 | 0 | 0 | 0 | 0 | 0 | 0 | 0
|  | NY |  | 0 | 0 | 0 | 0 | 0 | 0 | 0 | 0 | 0 | 0 | 0 | 0 | 0 | 0 | 0 | 0 | 0 | 0 | 0 | 0 | 0 | 0 | 0 | 0 | 0 | 0 | 0 | 0 | 0 | 0 | 0 | 0
|  |  | CONE | ModelYr 2020: 0; ModelYr 2030: 0; ModelYr 2040: 0; ModelYr 2050: 0 | 0
|  |  | FOM | 0 | 0 | 0 | 0 | 0 | 0 | 0 | 0 | 0 | 0 | 0 | 0 | 0 | 0 | 0 | 0 | 0 | 0 | 0 | 0 | 0 | 0 | 0 | 0 | 0 | 0 | 0 | 0 | 0 | 0 | 0 | 0
|  | ON |  | 0 | 0 | 0 | 0 | 0 | 0 | 0 | 0 | 0 | 0 | 23605582.0234 | 0 | 0 | 0 | 0 | 0 | 0 | 0 | 0 | 0 | 23665859.9788 | 0 | 0 | 0 | 0 | 0 | 0 | 0 | 0 | 0 | 2255881.1706 | 49527323.1728
|  |  | CONE | ModelYr 2020: 0; ModelYr 2030: 23605582.0234; ModelYr 2040: 23665859.9788; ModelYr 2050: 2255881.1706 | 49527323.1728
|  |  | FOM | 0 | 0 | 0 | 0 | 0 | 0 | 0 | 0 | 0 | 0 | 0 | 0 | 0 | 0 | 0 | 0 | 0 | 0 | 0 | 0 | 0 | 0 | 0 | 0 | 0 | 0 | 0 | 0 | 0 | 0 | 0 | 0
|  | PJ |  | 0 | 0 | 0 | 0 | 0 | 0 | 0 | 0 | 0 | 0 | 0 | 0 | 0 | 0 | 0 | 0 | 0 | 0 | 0 | 0 | 0 | 0 | 0 | 0 | 0 | 0 | 0 | 0 | 0 | 0 | 0 | 0
|  |  | CONE | ModelYr 2020: 0; ModelYr 2030: 0; ModelYr 2040: 0; ModelYr 2050: 0 | 0
|  |  | FOM | 0 | 0 | 0 | 0 | 0 | 0 | 0 | 0 | 0 | 0 | 0 | 0 | 0 | 0 | 0 | 0 | 0 | 0 | 0 | 0 | 0 | 0 | 0 | 0 | 0 | 0 | 0 | 0 | 0 | 0 | 0 | 0
|  | QC |  | 0 | 0 | 0 | 0 | 0 | 0 | 0 | 0 | 0 | 0 | 0 | 0 | 0 | 0 | 0 | 0 | 0 | 0 | 0 | 0 | 0 | 0 | 0 | 0 | 0 | 0 | 0 | 0 | 0 | 0 | 4936074.7253 | 4936074.7253
|  |  | CONE | ModelYr 2020: 0; ModelYr 2030: 0; ModelYr 2040: 0; ModelYr 2050: 1009651.6484 | 1009651.6484
|  |  | FOM | 0 | 0 | 0 | 0 | 0 | 0 | 0 | 0 | 0 | 0 | 0 | 0 | 0 | 0 | 0 | 0 | 0 | 0 | 0 | 0 | 0 | 0 | 0 | 0 | 0 | 0 | 0 | 0 | 0 | 0 | 3926423.0769 | 3926423.0769
|  | WC |  | 0 | 0 | 0 | 0 | 0 | 0 | 0 | 0 | 0 | 0 | 0 | 0 | 0 | 0 | 0 | 0 | 0 | 0 | 0 | 0 | 522216616.67 | 136399862.563 | 136399862.563 | 136399862.563 | 136399862.563 | 136399862.563 | 136399862.563 | 136399862.563 | 136399862.563 | 136399862.563 | 255642787.4169 | 2005458167.1543
|  |  | CONE | ModelYr 2020: 0; ModelYr 2030: 0; ModelYr 2040: 385816754.1069; ModelYr 2050: 24390598.2656 | 410207352.3725
|  |  | FOM | 0 | 0 | 0 | 0 | 0 | 0 | 0 | 0 | 0 | 0 | 0 | 0 | 0 | 0 | 0 | 0 | 0 | 0 | 0 | 0 | 136399862.563 | 136399862.563 | 136399862.563 | 136399862.563 | 136399862.563 | 136399862.563 | 136399862.563 | 136399862.563 | 136399862.563 | 136399862.563 | 231252189.1513 | 1595250814.7818
Methane |  |  |  | 0 | 0 | 0 | 0 | 0 | 0 | 0 | 0 | 0 | 0 | 0 | 0 | 0 | 0 | 0 | 0 | 0 | 0 | 0 | 0 | 0 | 0 | 0 | 0 | 0 | 0 | 0 | 0 | 0 | 0 | 0 | 0
| CH4 Pipeline |  |  | 0 | 0 | 0 | 0 | 0 | 0 | 0 | 0 | 0 | 0 | 0 | 0 | 0 | 0 | 0 | 0 | 0 | 0 | 0 | 0 | 0 | 0 | 0 | 0 | 0 | 0 | 0 | 0 | 0 | 0 | 0 | 0
|  | MI |  | 0 | 0 | 0 | 0 | 0 | 0 | 0 | 0 | 0 | 0 | 0 | 0 | 0 | 0 | 0 | 0 | 0 | 0 | 0 | 0 | 0 | 0 | 0 | 0 | 0 | 0 | 0 | 0 | 0 | 0 | 0 | 0
|  |  | CONE | ModelYr 2020: 0; ModelYr 2030: 0; ModelYr 2040: 0; ModelYr 2050: 0 | 0
|  |  | FOM | 0 | 0 | 0 | 0 | 0 | 0 | 0 | 0 | 0 | 0 | 0 | 0 | 0 | 0 | 0 | 0 | 0 | 0 | 0 | 0 | 0 | 0 | 0 | 0 | 0 | 0 | 0 | 0 | 0 | 0 | 0 | 0
|  | NY |  | 0 | 0 | 0 | 0 | 0 | 0 | 0 | 0 | 0 | 0 | 0 | 0 | 0 | 0 | 0 | 0 | 0 | 0 | 0 | 0 | 0 | 0 | 0 | 0 | 0 | 0 | 0 | 0 | 0 | 0 | 0 | 0
|  |  | CONE | ModelYr 2020: 0; ModelYr 2030: 0; ModelYr 2040: 0; ModelYr 2050: 0 | 0
|  |  | FOM | 0 | 0 | 0 | 0 | 0 | 0 | 0 | 0 | 0 | 0 | 0 | 0 | 0 | 0 | 0 | 0 | 0 | 0 | 0 | 0 | 0 | 0 | 0 | 0 | 0 | 0 | 0 | 0 | 0 | 0 | 0 | 0
|  | ON |  | 0 | 0 | 0 | 0 | 0 | 0 | 0 | 0 | 0 | 0 | 0 | 0 | 0 | 0 | 0 | 0 | 0 | 0 | 0 | 0 | 0 | 0 | 0 | 0 | 0 | 0 | 0 | 0 | 0 | 0 | 0 | 0
|  |  | CONE | ModelYr 2020: 0; ModelYr 2030: 0; ModelYr 2040: 0; ModelYr 2050: 0 | 0
|  |  | FOM | 0 | 0 | 0 | 0 | 0 | 0 | 0 | 0 | 0 | 0 | 0 | 0 | 0 | 0 | 0 | 0 | 0 | 0 | 0 | 0 | 0 | 0 | 0 | 0 | 0 | 0 | 0 | 0 | 0 | 0 | 0 | 0
|  | PJ |  | 0 | 0 | 0 | 0 | 0 | 0 | 0 | 0 | 0 | 0 | 0 | 0 | 0 | 0 | 0 | 0 | 0 | 0 | 0 | 0 | 0 | 0 | 0 | 0 | 0 | 0 | 0 | 0 | 0 | 0 | 0 | 0
|  |  | CONE | ModelYr 2020: 0; ModelYr 2030: 0; ModelYr 2040: 0; ModelYr 2050: 0 | 0
|  |  | FOM | 0 | 0 | 0 | 0 | 0 | 0 | 0 | 0 | 0 | 0 | 0 | 0 | 0 | 0 | 0 | 0 | 0 | 0 | 0 | 0 | 0 | 0 | 0 | 0 | 0 | 0 | 0 | 0 | 0 | 0 | 0 | 0
|  | QC |  | 0 | 0 | 0 | 0 | 0 | 0 | 0 | 0 | 0 | 0 | 0 | 0 | 0 | 0 | 0 | 0 | 0 | 0 | 0 | 0 | 0 | 0 | 0 | 0 | 0 | 0 | 0 | 0 | 0 | 0 | 0 | 0
|  |  | CONE | ModelYr 2020: 0; ModelYr 2030: 0; ModelYr 2040: 0; ModelYr 2050: 0 | 0
|  |  | FOM | 0 | 0 | 0 | 0 | 0 | 0 | 0 | 0 | 0 | 0 | 0 | 0 | 0 | 0 | 0 | 0 | 0 | 0 | 0 | 0 | 0 | 0 | 0 | 0 | 0 | 0 | 0 | 0 | 0 | 0 | 0 | 0
|  | WC |  | 0 | 0 | 0 | 0 | 0 | 0 | 0 | 0 | 0 | 0 | 0 | 0 | 0 | 0 | 0 | 0 | 0 | 0 | 0 | 0 | 0 | 0 | 0 | 0 | 0 | 0 | 0 | 0 | 0 | 0 | 0 | 0
|  |  | CONE | ModelYr 2020: 0; ModelYr 2030: 0; ModelYr 2040: 0; ModelYr 2050: 0 | 0
|  |  | FOM | 0 | 0 | 0 | 0 | 0 | 0 | 0 | 0 | 0 | 0 | 0 | 0 | 0 | 0 | 0 | 0 | 0 | 0 | 0 | 0 | 0 | 0 | 0 | 0 | 0 | 0 | 0 | 0 | 0 | 0 | 0 | 0
Total Result |  |  |  | 0 | 0 | 0 | 0 | 0 | 0 | 0 | 0 | 0 | 0 | 1617695508.2147 | 20881875 | 20881875 | 20881875 | 20881875 | 20881875 | 20881875 | 20881875 | 20881875 | 20881875 | 1854506087.9153 | 179292362.563 | 179292362.563 | 179292362.563 | 179292362.563 | 179292362.563 | 179292362.563 | 179292362.563 | 179292362.563 | 179292362.563 | 397410362.6251 | 5671180096.8225
Note: These costs are the CONE and FOM interconnections and intraconnection infratructure in real 2020 dollars.

## cumul_supply_cap_granular
ScenarioName | all_vars | SubRegion | SupplyTechnology | SimYr | OutputFuel1 | Capacity | known_modeled | SubRegion
LCP_Inputs_ON_Electric_Howarth_2023_05_05 | Anaerobic Digestion_2030_ON_New | ON | Anaerobic Digestion | 2020 | Methane | 0 | modeled | ON
LCP_Inputs_ON_Electric_Howarth_2023_05_05 | Anaerobic Digestion_2030_ON_New | ON | Anaerobic Digestion | 2030 | Methane | 0 | modeled | ON
LCP_Inputs_ON_Electric_Howarth_2023_05_05 | Anaerobic Digestion_2030_ON_New | ON | Anaerobic Digestion | 2040 | Methane | 0 | modeled | ON
LCP_Inputs_ON_Electric_Howarth_2023_05_05 | Anaerobic Digestion_2030_ON_New | ON | Anaerobic Digestion | 2050 | Methane | 0 | modeled | ON
LCP_Inputs_ON_Electric_Howarth_2023_05_05 | Anaerobic Digestion_2040_ON_New | ON | Anaerobic Digestion | 2020 | Methane | 0 | modeled | ON
LCP_Inputs_ON_Electric_Howarth_2023_05_05 | Anaerobic Digestion_2040_ON_New | ON | Anaerobic Digestion | 2030 | Methane | 0 | modeled | ON
LCP_Inputs_ON_Electric_Howarth_2023_05_05 | Anaerobic Digestion_2040_ON_New | ON | Anaerobic Digestion | 2040 | Methane | 1872.1461 | modeled | ON
LCP_Inputs_ON_Electric_Howarth_2023_05_05 | Anaerobic Digestion_2040_ON_New | ON | Anaerobic Digestion | 2050 | Methane | 1872.1461 | modeled | ON
LCP_Inputs_ON_Electric_Howarth_2023_05_05 | Anaerobic Digestion_2050_ON_New | ON | Anaerobic Digestion | 2020 | Methane | 0 | modeled | ON
LCP_Inputs_ON_Electric_Howarth_2023_05_05 | Anaerobic Digestion_2050_ON_New | ON | Anaerobic Digestion | 2030 | Methane | 0 | modeled | ON
LCP_Inputs_ON_Electric_Howarth_2023_05_05 | Anaerobic Digestion_2050_ON_New | ON | Anaerobic Digestion | 2040 | Methane | 0 | modeled | ON
LCP_Inputs_ON_Electric_Howarth_2023_05_05 | Anaerobic Digestion_2050_ON_New | ON | Anaerobic Digestion | 2050 | Methane | 422.3744 | modeled | ON
LCP_Inputs_ON_Electric_Howarth_2023_05_05 | Battery Storage_2030_ON_New | ON | Battery Storage | 2020 | Electricity | 0 | modeled | ON
LCP_Inputs_ON_Electric_Howarth_2023_05_05 | Battery Storage_2030_ON_New | ON | Battery Storage | 2030 | Electricity | 0 | modeled | ON
LCP_Inputs_ON_Electric_Howarth_2023_05_05 | Battery Storage_2030_ON_New | ON | Battery Storage | 2040 | Electricity | 0 | modeled | ON
LCP_Inputs_ON_Electric_Howarth_2023_05_05 | Battery Storage_2030_ON_New | ON | Battery Storage | 2050 | Electricity | 0 | modeled | ON
LCP_Inputs_ON_Electric_Howarth_2023_05_05 | Battery Storage_2040_ON_New | ON | Battery Storage | 2020 | Electricity | 0 | modeled | ON
LCP_Inputs_ON_Electric_Howarth_2023_05_05 | Battery Storage_2040_ON_New | ON | Battery Storage | 2030 | Electricity | 0 | modeled | ON
LCP_Inputs_ON_Electric_Howarth_2023_05_05 | Battery Storage_2040_ON_New | ON | Battery Storage | 2040 | Electricity | 0 | modeled | ON
LCP_Inputs_ON_Electric_Howarth_2023_05_05 | Battery Storage_2040_ON_New | ON | Battery Storage | 2050 | Electricity | 0 | modeled | ON
LCP_Inputs_ON_Electric_Howarth_2023_05_05 | Battery Storage_2050_ON_New | ON | Battery Storage | 2020 | Electricity | 0 | modeled | ON
LCP_Inputs_ON_Electric_Howarth_2023_05_05 | Battery Storage_2050_ON_New | ON | Battery Storage | 2030 | Electricity | 0 | modeled | ON
LCP_Inputs_ON_Electric_Howarth_2023_05_05 | Battery Storage_2050_ON_New | ON | Battery Storage | 2040 | Electricity | 0 | modeled | ON
LCP_Inputs_ON_Electric_Howarth_2023_05_05 | Battery Storage_2050_ON_New | ON | Battery Storage | 2050 | Electricity | 0 | modeled | ON
LCP_Inputs_ON_Electric_Howarth_2023_05_05 | Biomass + CCS_2040_ON_New | ON | Biomass + CCS | 2020 | Electricity | 0 | modeled | ON
LCP_Inputs_ON_Electric_Howarth_2023_05_05 | Biomass + CCS_2040_ON_New | ON | Biomass + CCS | 2030 | Electricity | 0 | modeled | ON
LCP_Inputs_ON_Electric_Howarth_2023_05_05 | Biomass + CCS_2040_ON_New | ON | Biomass + CCS | 2040 | Electricity | 280.725 | modeled | ON
LCP_Inputs_ON_Electric_Howarth_2023_05_05 | Biomass + CCS_2040_ON_New | ON | Biomass + CCS | 2050 | Electricity | 280.725 | modeled | ON
LCP_Inputs_ON_Electric_Howarth_2023_05_05 | Biomass + CCS_2050_ON_New | ON | Biomass + CCS | 2020 | Electricity | 0 | modeled | ON
LCP_Inputs_ON_Electric_Howarth_2023_05_05 | Biomass + CCS_2050_ON_New | ON | Biomass + CCS | 2030 | Electricity | 0 | modeled | ON
LCP_Inputs_ON_Electric_Howarth_2023_05_05 | Biomass + CCS_2050_ON_New | ON | Biomass + CCS | 2040 | Electricity | 0 | modeled | ON
LCP_Inputs_ON_Electric_Howarth_2023_05_05 | Biomass + CCS_2050_ON_New | ON | Biomass + CCS | 2050 | Electricity | 280.725 | modeled | ON
LCP_Inputs_ON_Electric_Howarth_2023_05_05 | CH4 + CCS_2030_ON_New | ON | CH4 + CCS | 2020 | Methane | 0 | modeled | ON
LCP_Inputs_ON_Electric_Howarth_2023_05_05 | CH4 + CCS_2030_ON_New | ON | CH4 + CCS | 2030 | Methane | 0 | modeled | ON
LCP_Inputs_ON_Electric_Howarth_2023_05_05 | CH4 + CCS_2030_ON_New | ON | CH4 + CCS | 2040 | Methane | 0 | modeled | ON
LCP_Inputs_ON_Electric_Howarth_2023_05_05 | CH4 + CCS_2030_ON_New | ON | CH4 + CCS | 2050 | Methane | 0 | modeled | ON
LCP_Inputs_ON_Electric_Howarth_2023_05_05 | CH4 + CCS_2040_ON_New | ON | CH4 + CCS | 2020 | Methane | 0 | modeled | ON
LCP_Inputs_ON_Electric_Howarth_2023_05_05 | CH4 + CCS_2040_ON_New | ON | CH4 + CCS | 2030 | Methane | 0 | modeled | ON
LCP_Inputs_ON_Electric_Howarth_2023_05_05 | CH4 + CCS_2040_ON_New | ON | CH4 + CCS | 2040 | Methane | 2043.379 | modeled | ON
LCP_Inputs_ON_Electric_Howarth_2023_05_05 | CH4 + CCS_2040_ON_New | ON | CH4 + CCS | 2050 | Methane | 2043.379 | modeled | ON
LCP_Inputs_ON_Electric_Howarth_2023_05_05 | CH4 + CCS_2050_ON_New | ON | CH4 + CCS | 2020 | Methane | 0 | modeled | ON
LCP_Inputs_ON_Electric_Howarth_2023_05_05 | CH4 + CCS_2050_ON_New | ON | CH4 + CCS | 2030 | Methane | 0 | modeled | ON
LCP_Inputs_ON_Electric_Howarth_2023_05_05 | CH4 + CCS_2050_ON_New | ON | CH4 + CCS | 2040 | Methane | 0 | modeled | ON
LCP_Inputs_ON_Electric_Howarth_2023_05_05 | CH4 + CCS_2050_ON_New | ON | CH4 + CCS | 2050 | Methane | 10403.1329 | modeled | ON
LCP_Inputs_ON_Electric_Howarth_2023_05_05 | Electrolyser 2020/2030_2030_ON_New | ON | Electrolyser 2020/2030 | 2020 | Hydrogen | 0 | modeled | ON
LCP_Inputs_ON_Electric_Howarth_2023_05_05 | Electrolyser 2020/2030_2030_ON_New | ON | Electrolyser 2020/2030 | 2030 | Hydrogen | 568.8282 | modeled | ON
LCP_Inputs_ON_Electric_Howarth_2023_05_05 | Electrolyser 2020/2030_2030_ON_New | ON | Electrolyser 2020/2030 | 2040 | Hydrogen | 568.8282 | modeled | ON
LCP_Inputs_ON_Electric_Howarth_2023_05_05 | Electrolyser 2020/2030_2030_ON_New | ON | Electrolyser 2020/2030 | 2050 | Hydrogen | 568.8282 | modeled | ON
LCP_Inputs_ON_Electric_Howarth_2023_05_05 | Electrolyser 2040_2040_ON_New | ON | Electrolyser 2040 | 2020 | Hydrogen | 0 | modeled | ON
LCP_Inputs_ON_Electric_Howarth_2023_05_05 | Electrolyser 2040_2040_ON_New | ON | Electrolyser 2040 | 2030 | Hydrogen | 0 | modeled | ON
LCP_Inputs_ON_Electric_Howarth_2023_05_05 | Electrolyser 2040_2040_ON_New | ON | Electrolyser 2040 | 2040 | Hydrogen | 4845.5885 | modeled | ON
LCP_Inputs_ON_Electric_Howarth_2023_05_05 | Electrolyser 2040_2040_ON_New | ON | Electrolyser 2040 | 2050 | Hydrogen | 4845.5885 | modeled | ON
LCP_Inputs_ON_Electric_Howarth_2023_05_05 | Electrolyser 2050_2050_ON_New | ON | Electrolyser 2050 | 2020 | Hydrogen | 0 | modeled | ON
LCP_Inputs_ON_Electric_Howarth_2023_05_05 | Electrolyser 2050_2050_ON_New | ON | Electrolyser 2050 | 2030 | Hydrogen | 0 | modeled | ON
LCP_Inputs_ON_Electric_Howarth_2023_05_05 | Electrolyser 2050_2050_ON_New | ON | Electrolyser 2050 | 2040 | Hydrogen | 0 | modeled | ON
LCP_Inputs_ON_Electric_Howarth_2023_05_05 | Electrolyser 2050_2050_ON_New | ON | Electrolyser 2050 | 2050 | Hydrogen | 4315.3941 | modeled | ON
LCP_Inputs_ON_Electric_Howarth_2023_05_05 | Generic - Generator_2030_MI_New | MI | Generic - Generator | 2020 | Electricity | 0 | modeled | MI
LCP_Inputs_ON_Electric_Howarth_2023_05_05 | Generic - Generator_2030_MI_New | MI | Generic - Generator | 2030 | Electricity | 0 | modeled | MI
LCP_Inputs_ON_Electric_Howarth_2023_05_05 | Generic - Generator_2030_MI_New | MI | Generic - Generator | 2040 | Electricity | 0 | modeled | MI
LCP_Inputs_ON_Electric_Howarth_2023_05_05 | Generic - Generator_2030_MI_New | MI | Generic - Generator | 2050 | Electricity | 0 | modeled | MI
LCP_Inputs_ON_Electric_Howarth_2023_05_05 | Generic - Generator_2030_NY_New | NY | Generic - Generator | 2020 | Electricity | 0 | modeled | NY
LCP_Inputs_ON_Electric_Howarth_2023_05_05 | Generic - Generator_2030_NY_New | NY | Generic - Generator | 2030 | Electricity | 0 | modeled | NY
LCP_Inputs_ON_Electric_Howarth_2023_05_05 | Generic - Generator_2030_NY_New | NY | Generic - Generator | 2040 | Electricity | 0 | modeled | NY
LCP_Inputs_ON_Electric_Howarth_2023_05_05 | Generic - Generator_2030_NY_New | NY | Generic - Generator | 2050 | Electricity | 0 | modeled | NY
LCP_Inputs_ON_Electric_Howarth_2023_05_05 | Generic - Generator_2030_PJ_New | PJ | Generic - Generator | 2020 | Electricity | 0 | modeled | PJ
LCP_Inputs_ON_Electric_Howarth_2023_05_05 | Generic - Generator_2030_PJ_New | PJ | Generic - Generator | 2030 | Electricity | 0 | modeled | PJ
LCP_Inputs_ON_Electric_Howarth_2023_05_05 | Generic - Generator_2030_PJ_New | PJ | Generic - Generator | 2040 | Electricity | 0 | modeled | PJ
LCP_Inputs_ON_Electric_Howarth_2023_05_05 | Generic - Generator_2030_PJ_New | PJ | Generic - Generator | 2050 | Electricity | 0 | modeled | PJ
LCP_Inputs_ON_Electric_Howarth_2023_05_05 | Generic - Generator_2030_QC_New | QC | Generic - Generator | 2020 | Electricity | 0 | modeled | QC
LCP_Inputs_ON_Electric_Howarth_2023_05_05 | Generic - Generator_2030_QC_New | QC | Generic - Generator | 2030 | Electricity | 0 | modeled | QC
LCP_Inputs_ON_Electric_Howarth_2023_05_05 | Generic - Generator_2030_QC_New | QC | Generic - Generator | 2040 | Electricity | 0 | modeled | QC
LCP_Inputs_ON_Electric_Howarth_2023_05_05 | Generic - Generator_2030_QC_New | QC | Generic - Generator | 2050 | Electricity | 0 | modeled | QC
LCP_Inputs_ON_Electric_Howarth_2023_05_05 | Generic - Generator_2030_WC_New | WC | Generic - Generator | 2020 | Electricity | 0 | modeled | WC
LCP_Inputs_ON_Electric_Howarth_2023_05_05 | Generic - Generator_2030_WC_New | WC | Generic - Generator | 2030 | Electricity | 0 | modeled | WC
LCP_Inputs_ON_Electric_Howarth_2023_05_05 | Generic - Generator_2030_WC_New | WC | Generic - Generator | 2040 | Electricity | 0 | modeled | WC
LCP_Inputs_ON_Electric_Howarth_2023_05_05 | Generic - Generator_2030_WC_New | WC | Generic - Generator | 2050 | Electricity | 0 | modeled | WC
LCP_Inputs_ON_Electric_Howarth_2023_05_05 | Generic - Generator_2040_MI_New | MI | Generic - Generator | 2020 | Electricity | 0 | modeled | MI
LCP_Inputs_ON_Electric_Howarth_2023_05_05 | Generic - Generator_2040_MI_New | MI | Generic - Generator | 2030 | Electricity | 0 | modeled | MI
LCP_Inputs_ON_Electric_Howarth_2023_05_05 | Generic - Generator_2040_MI_New | MI | Generic - Generator | 2040 | Electricity | 0 | modeled | MI
LCP_Inputs_ON_Electric_Howarth_2023_05_05 | Generic - Generator_2040_MI_New | MI | Generic - Generator | 2050 | Electricity | 0 | modeled | MI
LCP_Inputs_ON_Electric_Howarth_2023_05_05 | Generic - Generator_2040_NY_New | NY | Generic - Generator | 2020 | Electricity | 0 | modeled | NY
LCP_Inputs_ON_Electric_Howarth_2023_05_05 | Generic - Generator_2040_NY_New | NY | Generic - Generator | 2030 | Electricity | 0 | modeled | NY
LCP_Inputs_ON_Electric_Howarth_2023_05_05 | Generic - Generator_2040_NY_New | NY | Generic - Generator | 2040 | Electricity | 0 | modeled | NY
LCP_Inputs_ON_Electric_Howarth_2023_05_05 | Generic - Generator_2040_NY_New | NY | Generic - Generator | 2050 | Electricity | 0 | modeled | NY
LCP_Inputs_ON_Electric_Howarth_2023_05_05 | Generic - Generator_2040_PJ_New | PJ | Generic - Generator | 2020 | Electricity | 0 | modeled | PJ
LCP_Inputs_ON_Electric_Howarth_2023_05_05 | Generic - Generator_2040_PJ_New | PJ | Generic - Generator | 2030 | Electricity | 0 | modeled | PJ
LCP_Inputs_ON_Electric_Howarth_2023_05_05 | Generic - Generator_2040_PJ_New | PJ | Generic - Generator | 2040 | Electricity | 0 | modeled | PJ
LCP_Inputs_ON_Electric_Howarth_2023_05_05 | Generic - Generator_2040_PJ_New | PJ | Generic - Generator | 2050 | Electricity | 0 | modeled | PJ
LCP_Inputs_ON_Electric_Howarth_2023_05_05 | Generic - Generator_2040_QC_New | QC | Generic - Generator | 2020 | Electricity | 0 | modeled | QC
LCP_Inputs_ON_Electric_Howarth_2023_05_05 | Generic - Generator_2040_QC_New | QC | Generic - Generator | 2030 | Electricity | 0 | modeled | QC
LCP_Inputs_ON_Electric_Howarth_2023_05_05 | Generic - Generator_2040_QC_New | QC | Generic - Generator | 2040 | Electricity | 0 | modeled | QC
LCP_Inputs_ON_Electric_Howarth_2023_05_05 | Generic - Generator_2040_QC_New | QC | Generic - Generator | 2050 | Electricity | 0 | modeled | QC
LCP_Inputs_ON_Electric_Howarth_2023_05_05 | Generic - Generator_2040_WC_New | WC | Generic - Generator | 2020 | Electricity | 0 | modeled | WC
LCP_Inputs_ON_Electric_Howarth_2023_05_05 | Generic - Generator_2040_WC_New | WC | Generic - Generator | 2030 | Electricity | 0 | modeled | WC
LCP_Inputs_ON_Electric_Howarth_2023_05_05 | Generic - Generator_2040_WC_New | WC | Generic - Generator | 2040 | Electricity | 0 | modeled | WC
LCP_Inputs_ON_Electric_Howarth_2023_05_05 | Generic - Generator_2040_WC_New | WC | Generic - Generator | 2050 | Electricity | 0 | modeled | WC
LCP_Inputs_ON_Electric_Howarth_2023_05_05 | Generic - Generator_2050_MI_New | MI | Generic - Generator | 2020 | Electricity | 0 | modeled | MI
LCP_Inputs_ON_Electric_Howarth_2023_05_05 | Generic - Generator_2050_MI_New | MI | Generic - Generator | 2030 | Electricity | 0 | modeled | MI
LCP_Inputs_ON_Electric_Howarth_2023_05_05 | Generic - Generator_2050_MI_New | MI | Generic - Generator | 2040 | Electricity | 0 | modeled | MI
LCP_Inputs_ON_Electric_Howarth_2023_05_05 | Generic - Generator_2050_MI_New | MI | Generic - Generator | 2050 | Electricity | 0 | modeled | MI
LCP_Inputs_ON_Electric_Howarth_2023_05_05 | Generic - Generator_2050_NY_New | NY | Generic - Generator | 2020 | Electricity | 0 | modeled | NY
LCP_Inputs_ON_Electric_Howarth_2023_05_05 | Generic - Generator_2050_NY_New | NY | Generic - Generator | 2030 | Electricity | 0 | modeled | NY
LCP_Inputs_ON_Electric_Howarth_2023_05_05 | Generic - Generator_2050_NY_New | NY | Generic - Generator | 2040 | Electricity | 0 | modeled | NY
LCP_Inputs_ON_Electric_Howarth_2023_05_05 | Generic - Generator_2050_NY_New | NY | Generic - Generator | 2050 | Electricity | 0 | modeled | NY
LCP_Inputs_ON_Electric_Howarth_2023_05_05 | Generic - Generator_2050_PJ_New | PJ | Generic - Generator | 2020 | Electricity | 0 | modeled | PJ
LCP_Inputs_ON_Electric_Howarth_2023_05_05 | Generic - Generator_2050_PJ_New | PJ | Generic - Generator | 2030 | Electricity | 0 | modeled | PJ
LCP_Inputs_ON_Electric_Howarth_2023_05_05 | Generic - Generator_2050_PJ_New | PJ | Generic - Generator | 2040 | Electricity | 0 | modeled | PJ
LCP_Inputs_ON_Electric_Howarth_2023_05_05 | Generic - Generator_2050_PJ_New | PJ | Generic - Generator | 2050 | Electricity | 0 | modeled | PJ
LCP_Inputs_ON_Electric_Howarth_2023_05_05 | Generic - Generator_2050_QC_New | QC | Generic - Generator | 2020 | Electricity | 0 | modeled | QC
LCP_Inputs_ON_Electric_Howarth_2023_05_05 | Generic - Generator_2050_QC_New | QC | Generic - Generator | 2030 | Electricity | 0 | modeled | QC
LCP_Inputs_ON_Electric_Howarth_2023_05_05 | Generic - Generator_2050_QC_New | QC | Generic - Generator | 2040 | Electricity | 0 | modeled | QC
LCP_Inputs_ON_Electric_Howarth_2023_05_05 | Generic - Generator_2050_QC_New | QC | Generic - Generator | 2050 | Electricity | 0 | modeled | QC
LCP_Inputs_ON_Electric_Howarth_2023_05_05 | Generic - Generator_2050_WC_New | WC | Generic - Generator | 2020 | Electricity | 0 | modeled | WC
LCP_Inputs_ON_Electric_Howarth_2023_05_05 | Generic - Generator_2050_WC_New | WC | Generic - Generator | 2030 | Electricity | 0 | modeled | WC
LCP_Inputs_ON_Electric_Howarth_2023_05_05 | Generic - Generator_2050_WC_New | WC | Generic - Generator | 2040 | Electricity | 0 | modeled | WC
LCP_Inputs_ON_Electric_Howarth_2023_05_05 | Generic - Generator_2050_WC_New | WC | Generic - Generator | 2050 | Electricity | 0 | modeled | WC
LCP_Inputs_ON_Electric_Howarth_2023_05_05 | H2 Import - QC_2050_QC_New | QC | H2 Import - QC | 2020 | Hydrogen | 0 | modeled | QC
LCP_Inputs_ON_Electric_Howarth_2023_05_05 | H2 Import - QC_2050_QC_New | QC | H2 Import - QC | 2030 | Hydrogen | 0 | modeled | QC
LCP_Inputs_ON_Electric_Howarth_2023_05_05 | H2 Import - QC_2050_QC_New | QC | H2 Import - QC | 2040 | Hydrogen | 0 | modeled | QC
LCP_Inputs_ON_Electric_Howarth_2023_05_05 | H2 Import - QC_2050_QC_New | QC | H2 Import - QC | 2050 | Hydrogen | 10000 | modeled | QC
LCP_Inputs_ON_Electric_Howarth_2023_05_05 | H2 Import - WC_2040_WC_New | WC | H2 Import - WC | 2020 | Hydrogen | 0 | modeled | WC
LCP_Inputs_ON_Electric_Howarth_2023_05_05 | H2 Import - WC_2040_WC_New | WC | H2 Import - WC | 2030 | Hydrogen | 0 | modeled | WC
LCP_Inputs_ON_Electric_Howarth_2023_05_05 | H2 Import - WC_2040_WC_New | WC | H2 Import - WC | 2040 | Hydrogen | 26547.8244 | modeled | WC
LCP_Inputs_ON_Electric_Howarth_2023_05_05 | H2 Import - WC_2040_WC_New | WC | H2 Import - WC | 2050 | Hydrogen | 26547.8244 | modeled | WC
LCP_Inputs_ON_Electric_Howarth_2023_05_05 | H2 Import - WC_2050_WC_New | WC | H2 Import - WC | 2020 | Hydrogen | 0 | modeled | WC
LCP_Inputs_ON_Electric_Howarth_2023_05_05 | H2 Import - WC_2050_WC_New | WC | H2 Import - WC | 2030 | Hydrogen | 0 | modeled | WC
LCP_Inputs_ON_Electric_Howarth_2023_05_05 | H2 Import - WC_2050_WC_New | WC | H2 Import - WC | 2040 | Hydrogen | 0 | modeled | WC
LCP_Inputs_ON_Electric_Howarth_2023_05_05 | H2 Import - WC_2050_WC_New | WC | H2 Import - WC | 2050 | Hydrogen | 18461.3302 | modeled | WC
LCP_Inputs_ON_Electric_Howarth_2023_05_05 | H2 Salt Cavern Storage - ON_2030_ON_New | ON | H2 Salt Cavern Storage - ON | 2020 | Hydrogen | 0 | modeled | ON
LCP_Inputs_ON_Electric_Howarth_2023_05_05 | H2 Salt Cavern Storage - ON_2030_ON_New | ON | H2 Salt Cavern Storage - ON | 2030 | Hydrogen | 5000 | modeled | ON
LCP_Inputs_ON_Electric_Howarth_2023_05_05 | H2 Salt Cavern Storage - ON_2030_ON_New | ON | H2 Salt Cavern Storage - ON | 2040 | Hydrogen | 5000 | modeled | ON
LCP_Inputs_ON_Electric_Howarth_2023_05_05 | H2 Salt Cavern Storage - ON_2030_ON_New | ON | H2 Salt Cavern Storage - ON | 2050 | Hydrogen | 5000 | modeled | ON
LCP_Inputs_ON_Electric_Howarth_2023_05_05 | H2 Salt Cavern Storage - ON_2040_ON_New | ON | H2 Salt Cavern Storage - ON | 2020 | Hydrogen | 0 | modeled | ON
LCP_Inputs_ON_Electric_Howarth_2023_05_05 | H2 Salt Cavern Storage - ON_2040_ON_New | ON | H2 Salt Cavern Storage - ON | 2030 | Hydrogen | 0 | modeled | ON
LCP_Inputs_ON_Electric_Howarth_2023_05_05 | H2 Salt Cavern Storage - ON_2040_ON_New | ON | H2 Salt Cavern Storage - ON | 2040 | Hydrogen | 20000 | modeled | ON
LCP_Inputs_ON_Electric_Howarth_2023_05_05 | H2 Salt Cavern Storage - ON_2040_ON_New | ON | H2 Salt Cavern Storage - ON | 2050 | Hydrogen | 20000 | modeled | ON
LCP_Inputs_ON_Electric_Howarth_2023_05_05 | H2 Salt Cavern Storage - ON_2050_ON_New | ON | H2 Salt Cavern Storage - ON | 2020 | Hydrogen | 0 | modeled | ON
LCP_Inputs_ON_Electric_Howarth_2023_05_05 | H2 Salt Cavern Storage - ON_2050_ON_New | ON | H2 Salt Cavern Storage - ON | 2030 | Hydrogen | 0 | modeled | ON
LCP_Inputs_ON_Electric_Howarth_2023_05_05 | H2 Salt Cavern Storage - ON_2050_ON_New | ON | H2 Salt Cavern Storage - ON | 2040 | Hydrogen | 0 | modeled | ON
LCP_Inputs_ON_Electric_Howarth_2023_05_05 | H2 Salt Cavern Storage - ON_2050_ON_New | ON | H2 Salt Cavern Storage - ON | 2050 | Hydrogen | 11000 | modeled | ON
LCP_Inputs_ON_Electric_Howarth_2023_05_05 | Hydro_2040_ON_New | ON | Hydro | 2020 | Electricity | 0 | modeled | ON
LCP_Inputs_ON_Electric_Howarth_2023_05_05 | Hydro_2040_ON_New | ON | Hydro | 2030 | Electricity | 0 | modeled | ON
LCP_Inputs_ON_Electric_Howarth_2023_05_05 | Hydro_2040_ON_New | ON | Hydro | 2040 | Electricity | 8983 | modeled | ON
LCP_Inputs_ON_Electric_Howarth_2023_05_05 | Hydro_2040_ON_New | ON | Hydro | 2050 | Electricity | 8983 | modeled | ON
LCP_Inputs_ON_Electric_Howarth_2023_05_05 | Hydro_2050_ON_New | ON | Hydro | 2020 | Electricity | 0 | modeled | ON
LCP_Inputs_ON_Electric_Howarth_2023_05_05 | Hydro_2050_ON_New | ON | Hydro | 2030 | Electricity | 0 | modeled | ON
LCP_Inputs_ON_Electric_Howarth_2023_05_05 | Hydro_2050_ON_New | ON | Hydro | 2040 | Electricity | 0 | modeled | ON
LCP_Inputs_ON_Electric_Howarth_2023_05_05 | Hydro_2050_ON_New | ON | Hydro | 2050 | Electricity | 0 | modeled | ON
LCP_Inputs_ON_Electric_Howarth_2023_05_05 | Nuclear SMR_2040_ON_New | ON | Nuclear SMR | 2020 | Electricity | 0 | modeled | ON
LCP_Inputs_ON_Electric_Howarth_2023_05_05 | Nuclear SMR_2040_ON_New | ON | Nuclear SMR | 2030 | Electricity | 0 | modeled | ON
LCP_Inputs_ON_Electric_Howarth_2023_05_05 | Nuclear SMR_2040_ON_New | ON | Nuclear SMR | 2040 | Electricity | 3000 | modeled | ON
LCP_Inputs_ON_Electric_Howarth_2023_05_05 | Nuclear SMR_2040_ON_New | ON | Nuclear SMR | 2050 | Electricity | 3000 | modeled | ON
LCP_Inputs_ON_Electric_Howarth_2023_05_05 | Nuclear SMR_2050_ON_New | ON | Nuclear SMR | 2020 | Electricity | 0 | modeled | ON
LCP_Inputs_ON_Electric_Howarth_2023_05_05 | Nuclear SMR_2050_ON_New | ON | Nuclear SMR | 2030 | Electricity | 0 | modeled | ON
LCP_Inputs_ON_Electric_Howarth_2023_05_05 | Nuclear SMR_2050_ON_New | ON | Nuclear SMR | 2040 | Electricity | 0 | modeled | ON
LCP_Inputs_ON_Electric_Howarth_2023_05_05 | Nuclear SMR_2050_ON_New | ON | Nuclear SMR | 2050 | Electricity | 0 | modeled | ON
LCP_Inputs_ON_Electric_Howarth_2023_05_05 | Nuclear_2040_ON_New | ON | Nuclear | 2020 | Electricity | 0 | modeled | ON
LCP_Inputs_ON_Electric_Howarth_2023_05_05 | Nuclear_2040_ON_New | ON | Nuclear | 2030 | Electricity | 0 | modeled | ON
LCP_Inputs_ON_Electric_Howarth_2023_05_05 | Nuclear_2040_ON_New | ON | Nuclear | 2040 | Electricity | 0 | modeled | ON
LCP_Inputs_ON_Electric_Howarth_2023_05_05 | Nuclear_2040_ON_New | ON | Nuclear | 2050 | Electricity | 0 | modeled | ON
LCP_Inputs_ON_Electric_Howarth_2023_05_05 | Nuclear_2050_ON_New | ON | Nuclear | 2020 | Electricity | 0 | modeled | ON
LCP_Inputs_ON_Electric_Howarth_2023_05_05 | Nuclear_2050_ON_New | ON | Nuclear | 2030 | Electricity | 0 | modeled | ON
LCP_Inputs_ON_Electric_Howarth_2023_05_05 | Nuclear_2050_ON_New | ON | Nuclear | 2040 | Electricity | 0 | modeled | ON
LCP_Inputs_ON_Electric_Howarth_2023_05_05 | Nuclear_2050_ON_New | ON | Nuclear | 2050 | Electricity | 0 | modeled | ON
LCP_Inputs_ON_Electric_Howarth_2023_05_05 | O/CCGT - H2 New_2030_ON_New | ON | O/CCGT - H2 New | 2020 | Electricity | 0 | modeled | ON
LCP_Inputs_ON_Electric_Howarth_2023_05_05 | O/CCGT - H2 New_2030_ON_New | ON | O/CCGT - H2 New | 2030 | Electricity | 3627.4184 | modeled | ON
LCP_Inputs_ON_Electric_Howarth_2023_05_05 | O/CCGT - H2 New_2030_ON_New | ON | O/CCGT - H2 New | 2040 | Electricity | 3627.4184 | modeled | ON
LCP_Inputs_ON_Electric_Howarth_2023_05_05 | O/CCGT - H2 New_2030_ON_New | ON | O/CCGT - H2 New | 2050 | Electricity | 3627.4184 | modeled | ON
LCP_Inputs_ON_Electric_Howarth_2023_05_05 | O/CCGT - H2 New_2040_ON_New | ON | O/CCGT - H2 New | 2020 | Electricity | 0 | modeled | ON
LCP_Inputs_ON_Electric_Howarth_2023_05_05 | O/CCGT - H2 New_2040_ON_New | ON | O/CCGT - H2 New | 2030 | Electricity | 0 | modeled | ON
LCP_Inputs_ON_Electric_Howarth_2023_05_05 | O/CCGT - H2 New_2040_ON_New | ON | O/CCGT - H2 New | 2040 | Electricity | 15000 | modeled | ON
LCP_Inputs_ON_Electric_Howarth_2023_05_05 | O/CCGT - H2 New_2040_ON_New | ON | O/CCGT - H2 New | 2050 | Electricity | 15000 | modeled | ON
LCP_Inputs_ON_Electric_Howarth_2023_05_05 | O/CCGT - H2 New_2050_ON_New | ON | O/CCGT - H2 New | 2020 | Electricity | 0 | modeled | ON
LCP_Inputs_ON_Electric_Howarth_2023_05_05 | O/CCGT - H2 New_2050_ON_New | ON | O/CCGT - H2 New | 2030 | Electricity | 0 | modeled | ON
LCP_Inputs_ON_Electric_Howarth_2023_05_05 | O/CCGT - H2 New_2050_ON_New | ON | O/CCGT - H2 New | 2040 | Electricity | 0 | modeled | ON
LCP_Inputs_ON_Electric_Howarth_2023_05_05 | O/CCGT - H2 New_2050_ON_New | ON | O/CCGT - H2 New | 2050 | Electricity | 14627.1568 | modeled | ON
LCP_Inputs_ON_Electric_Howarth_2023_05_05 | SMR CCS_2030_ON_New | ON | SMR CCS | 2020 | Hydrogen | 0 | modeled | ON
LCP_Inputs_ON_Electric_Howarth_2023_05_05 | SMR CCS_2030_ON_New | ON | SMR CCS | 2030 | Hydrogen | 1287.6346 | modeled | ON
LCP_Inputs_ON_Electric_Howarth_2023_05_05 | SMR CCS_2030_ON_New | ON | SMR CCS | 2040 | Hydrogen | 1287.6346 | modeled | ON
LCP_Inputs_ON_Electric_Howarth_2023_05_05 | SMR CCS_2030_ON_New | ON | SMR CCS | 2050 | Hydrogen | 1287.6346 | modeled | ON
LCP_Inputs_ON_Electric_Howarth_2023_05_05 | SMR CCS_2030_WC_New | WC | SMR CCS | 2020 | Hydrogen | 0 | modeled | WC
LCP_Inputs_ON_Electric_Howarth_2023_05_05 | SMR CCS_2030_WC_New | WC | SMR CCS | 2030 | Hydrogen | 0 | modeled | WC
LCP_Inputs_ON_Electric_Howarth_2023_05_05 | SMR CCS_2030_WC_New | WC | SMR CCS | 2040 | Hydrogen | 0 | modeled | WC
LCP_Inputs_ON_Electric_Howarth_2023_05_05 | SMR CCS_2030_WC_New | WC | SMR CCS | 2050 | Hydrogen | 0 | modeled | WC
LCP_Inputs_ON_Electric_Howarth_2023_05_05 | SMR CCS_2040_ON_New | ON | SMR CCS | 2020 | Hydrogen | 0 | modeled | ON
LCP_Inputs_ON_Electric_Howarth_2023_05_05 | SMR CCS_2040_ON_New | ON | SMR CCS | 2030 | Hydrogen | 0 | modeled | ON
LCP_Inputs_ON_Electric_Howarth_2023_05_05 | SMR CCS_2040_ON_New | ON | SMR CCS | 2040 | Hydrogen | 0 | modeled | ON
LCP_Inputs_ON_Electric_Howarth_2023_05_05 | SMR CCS_2040_ON_New | ON | SMR CCS | 2050 | Hydrogen | 0 | modeled | ON
LCP_Inputs_ON_Electric_Howarth_2023_05_05 | SMR CCS_2040_WC_New | WC | SMR CCS | 2020 | Hydrogen | 0 | modeled | WC
LCP_Inputs_ON_Electric_Howarth_2023_05_05 | SMR CCS_2040_WC_New | WC | SMR CCS | 2030 | Hydrogen | 0 | modeled | WC
LCP_Inputs_ON_Electric_Howarth_2023_05_05 | SMR CCS_2040_WC_New | WC | SMR CCS | 2040 | Hydrogen | 0 | modeled | WC
LCP_Inputs_ON_Electric_Howarth_2023_05_05 | SMR CCS_2040_WC_New | WC | SMR CCS | 2050 | Hydrogen | 0 | modeled | WC
LCP_Inputs_ON_Electric_Howarth_2023_05_05 | SMR CCS_2050_ON_New | ON | SMR CCS | 2020 | Hydrogen | 0 | modeled | ON
LCP_Inputs_ON_Electric_Howarth_2023_05_05 | SMR CCS_2050_ON_New | ON | SMR CCS | 2030 | Hydrogen | 0 | modeled | ON
LCP_Inputs_ON_Electric_Howarth_2023_05_05 | SMR CCS_2050_ON_New | ON | SMR CCS | 2040 | Hydrogen | 0 | modeled | ON
LCP_Inputs_ON_Electric_Howarth_2023_05_05 | SMR CCS_2050_ON_New | ON | SMR CCS | 2050 | Hydrogen | 0 | modeled | ON
LCP_Inputs_ON_Electric_Howarth_2023_05_05 | SMR CCS_2050_WC_New | WC | SMR CCS | 2020 | Hydrogen | 0 | modeled | WC
LCP_Inputs_ON_Electric_Howarth_2023_05_05 | SMR CCS_2050_WC_New | WC | SMR CCS | 2030 | Hydrogen | 0 | modeled | WC
LCP_Inputs_ON_Electric_Howarth_2023_05_05 | SMR CCS_2050_WC_New | WC | SMR CCS | 2040 | Hydrogen | 0 | modeled | WC
LCP_Inputs_ON_Electric_Howarth_2023_05_05 | SMR CCS_2050_WC_New | WC | SMR CCS | 2050 | Hydrogen | 0 | modeled | WC
LCP_Inputs_ON_Electric_Howarth_2023_05_05 | Solar PV_2030_ON_New | ON | Solar PV | 2020 | Electricity | 0 | modeled | ON
LCP_Inputs_ON_Electric_Howarth_2023_05_05 | Solar PV_2030_ON_New | ON | Solar PV | 2030 | Electricity | 5000 | modeled | ON
LCP_Inputs_ON_Electric_Howarth_2023_05_05 | Solar PV_2030_ON_New | ON | Solar PV | 2040 | Electricity | 5000 | modeled | ON
LCP_Inputs_ON_Electric_Howarth_2023_05_05 | Solar PV_2030_ON_New | ON | Solar PV | 2050 | Electricity | 5000 | modeled | ON
LCP_Inputs_ON_Electric_Howarth_2023_05_05 | Solar PV_2030_WC_New | WC | Solar PV | 2020 | Electricity | 0 | modeled | WC
LCP_Inputs_ON_Electric_Howarth_2023_05_05 | Solar PV_2030_WC_New | WC | Solar PV | 2030 | Electricity | 0 | modeled | WC
LCP_Inputs_ON_Electric_Howarth_2023_05_05 | Solar PV_2030_WC_New | WC | Solar PV | 2040 | Electricity | 0 | modeled | WC
LCP_Inputs_ON_Electric_Howarth_2023_05_05 | Solar PV_2030_WC_New | WC | Solar PV | 2050 | Electricity | 0 | modeled | WC
LCP_Inputs_ON_Electric_Howarth_2023_05_05 | Solar PV_2040_ON_New | ON | Solar PV | 2020 | Electricity | 0 | modeled | ON
LCP_Inputs_ON_Electric_Howarth_2023_05_05 | Solar PV_2040_ON_New | ON | Solar PV | 2030 | Electricity | 0 | modeled | ON
LCP_Inputs_ON_Electric_Howarth_2023_05_05 | Solar PV_2040_ON_New | ON | Solar PV | 2040 | Electricity | 4042.0523 | modeled | ON
LCP_Inputs_ON_Electric_Howarth_2023_05_05 | Solar PV_2040_ON_New | ON | Solar PV | 2050 | Electricity | 4042.0523 | modeled | ON
LCP_Inputs_ON_Electric_Howarth_2023_05_05 | Solar PV_2040_WC_New | WC | Solar PV | 2020 | Electricity | 0 | modeled | WC
LCP_Inputs_ON_Electric_Howarth_2023_05_05 | Solar PV_2040_WC_New | WC | Solar PV | 2030 | Electricity | 0 | modeled | WC
LCP_Inputs_ON_Electric_Howarth_2023_05_05 | Solar PV_2040_WC_New | WC | Solar PV | 2040 | Electricity | 285.7242 | modeled | WC
LCP_Inputs_ON_Electric_Howarth_2023_05_05 | Solar PV_2040_WC_New | WC | Solar PV | 2050 | Electricity | 285.7242 | modeled | WC
LCP_Inputs_ON_Electric_Howarth_2023_05_05 | Solar PV_2050_ON_New | ON | Solar PV | 2020 | Electricity | 0 | modeled | ON
LCP_Inputs_ON_Electric_Howarth_2023_05_05 | Solar PV_2050_ON_New | ON | Solar PV | 2030 | Electricity | 0 | modeled | ON
LCP_Inputs_ON_Electric_Howarth_2023_05_05 | Solar PV_2050_ON_New | ON | Solar PV | 2040 | Electricity | 0 | modeled | ON
LCP_Inputs_ON_Electric_Howarth_2023_05_05 | Solar PV_2050_ON_New | ON | Solar PV | 2050 | Electricity | 0 | modeled | ON
LCP_Inputs_ON_Electric_Howarth_2023_05_05 | Solar PV_2050_WC_New | WC | Solar PV | 2020 | Electricity | 0 | modeled | WC
LCP_Inputs_ON_Electric_Howarth_2023_05_05 | Solar PV_2050_WC_New | WC | Solar PV | 2030 | Electricity | 0 | modeled | WC
LCP_Inputs_ON_Electric_Howarth_2023_05_05 | Solar PV_2050_WC_New | WC | Solar PV | 2040 | Electricity | 0 | modeled | WC
LCP_Inputs_ON_Electric_Howarth_2023_05_05 | Solar PV_2050_WC_New | WC | Solar PV | 2050 | Electricity | 0 | modeled | WC
LCP_Inputs_ON_Electric_Howarth_2023_05_05 | Wind Offshore_2040_ON_New | ON | Wind Offshore | 2020 | Electricity | 0 | modeled | ON
LCP_Inputs_ON_Electric_Howarth_2023_05_05 | Wind Offshore_2040_ON_New | ON | Wind Offshore | 2030 | Electricity | 0 | modeled | ON
LCP_Inputs_ON_Electric_Howarth_2023_05_05 | Wind Offshore_2040_ON_New | ON | Wind Offshore | 2040 | Electricity | 1549.3739 | modeled | ON
LCP_Inputs_ON_Electric_Howarth_2023_05_05 | Wind Offshore_2040_ON_New | ON | Wind Offshore | 2050 | Electricity | 1549.3739 | modeled | ON
LCP_Inputs_ON_Electric_Howarth_2023_05_05 | Wind Offshore_2050_ON_New | ON | Wind Offshore | 2020 | Electricity | 0 | modeled | ON
LCP_Inputs_ON_Electric_Howarth_2023_05_05 | Wind Offshore_2050_ON_New | ON | Wind Offshore | 2030 | Electricity | 0 | modeled | ON
LCP_Inputs_ON_Electric_Howarth_2023_05_05 | Wind Offshore_2050_ON_New | ON | Wind Offshore | 2040 | Electricity | 0 | modeled | ON
LCP_Inputs_ON_Electric_Howarth_2023_05_05 | Wind Offshore_2050_ON_New | ON | Wind Offshore | 2050 | Electricity | 0 | modeled | ON
LCP_Inputs_ON_Electric_Howarth_2023_05_05 | Wind Onshore_2030_MI_New | MI | Wind Onshore | 2020 | Electricity | 0 | modeled | MI
LCP_Inputs_ON_Electric_Howarth_2023_05_05 | Wind Onshore_2030_MI_New | MI | Wind Onshore | 2030 | Electricity | 32558.1792 | modeled | MI
LCP_Inputs_ON_Electric_Howarth_2023_05_05 | Wind Onshore_2030_MI_New | MI | Wind Onshore | 2040 | Electricity | 32558.1792 | modeled | MI
LCP_Inputs_ON_Electric_Howarth_2023_05_05 | Wind Onshore_2030_MI_New | MI | Wind Onshore | 2050 | Electricity | 32558.1792 | modeled | MI
LCP_Inputs_ON_Electric_Howarth_2023_05_05 | Wind Onshore_2030_NY_New | NY | Wind Onshore | 2020 | Electricity | 0 | modeled | NY
LCP_Inputs_ON_Electric_Howarth_2023_05_05 | Wind Onshore_2030_NY_New | NY | Wind Onshore | 2030 | Electricity | 11695.8306 | modeled | NY
LCP_Inputs_ON_Electric_Howarth_2023_05_05 | Wind Onshore_2030_NY_New | NY | Wind Onshore | 2040 | Electricity | 11695.8306 | modeled | NY
LCP_Inputs_ON_Electric_Howarth_2023_05_05 | Wind Onshore_2030_NY_New | NY | Wind Onshore | 2050 | Electricity | 11695.8306 | modeled | NY
LCP_Inputs_ON_Electric_Howarth_2023_05_05 | Wind Onshore_2030_ON_New | ON | Wind Onshore | 2020 | Electricity | 0 | modeled | ON
LCP_Inputs_ON_Electric_Howarth_2023_05_05 | Wind Onshore_2030_ON_New | ON | Wind Onshore | 2030 | Electricity | 15000 | modeled | ON
LCP_Inputs_ON_Electric_Howarth_2023_05_05 | Wind Onshore_2030_ON_New | ON | Wind Onshore | 2040 | Electricity | 15000 | modeled | ON
LCP_Inputs_ON_Electric_Howarth_2023_05_05 | Wind Onshore_2030_ON_New | ON | Wind Onshore | 2050 | Electricity | 15000 | modeled | ON
LCP_Inputs_ON_Electric_Howarth_2023_05_05 | Wind Onshore_2030_PJ_New | PJ | Wind Onshore | 2020 | Electricity | 0 | modeled | PJ
LCP_Inputs_ON_Electric_Howarth_2023_05_05 | Wind Onshore_2030_PJ_New | PJ | Wind Onshore | 2030 | Electricity | 172551.5317 | modeled | PJ
LCP_Inputs_ON_Electric_Howarth_2023_05_05 | Wind Onshore_2030_PJ_New | PJ | Wind Onshore | 2040 | Electricity | 172551.5317 | modeled | PJ
LCP_Inputs_ON_Electric_Howarth_2023_05_05 | Wind Onshore_2030_PJ_New | PJ | Wind Onshore | 2050 | Electricity | 172551.5317 | modeled | PJ
LCP_Inputs_ON_Electric_Howarth_2023_05_05 | Wind Onshore_2030_WC_New | WC | Wind Onshore | 2020 | Electricity | 0 | modeled | WC
LCP_Inputs_ON_Electric_Howarth_2023_05_05 | Wind Onshore_2030_WC_New | WC | Wind Onshore | 2030 | Electricity | 0 | modeled | WC
LCP_Inputs_ON_Electric_Howarth_2023_05_05 | Wind Onshore_2030_WC_New | WC | Wind Onshore | 2040 | Electricity | 0 | modeled | WC
LCP_Inputs_ON_Electric_Howarth_2023_05_05 | Wind Onshore_2030_WC_New | WC | Wind Onshore | 2050 | Electricity | 0 | modeled | WC
LCP_Inputs_ON_Electric_Howarth_2023_05_05 | Wind Onshore_2040_MI_New | MI | Wind Onshore | 2020 | Electricity | 0 | modeled | MI
LCP_Inputs_ON_Electric_Howarth_2023_05_05 | Wind Onshore_2040_MI_New | MI | Wind Onshore | 2030 | Electricity | 0 | modeled | MI
LCP_Inputs_ON_Electric_Howarth_2023_05_05 | Wind Onshore_2040_MI_New | MI | Wind Onshore | 2040 | Electricity | 0 | modeled | MI
LCP_Inputs_ON_Electric_Howarth_2023_05_05 | Wind Onshore_2040_MI_New | MI | Wind Onshore | 2050 | Electricity | 0 | modeled | MI
LCP_Inputs_ON_Electric_Howarth_2023_05_05 | Wind Onshore_2040_NY_New | NY | Wind Onshore | 2020 | Electricity | 0 | modeled | NY
LCP_Inputs_ON_Electric_Howarth_2023_05_05 | Wind Onshore_2040_NY_New | NY | Wind Onshore | 2030 | Electricity | 0 | modeled | NY
LCP_Inputs_ON_Electric_Howarth_2023_05_05 | Wind Onshore_2040_NY_New | NY | Wind Onshore | 2040 | Electricity | 0 | modeled | NY
LCP_Inputs_ON_Electric_Howarth_2023_05_05 | Wind Onshore_2040_NY_New | NY | Wind Onshore | 2050 | Electricity | 0 | modeled | NY
LCP_Inputs_ON_Electric_Howarth_2023_05_05 | Wind Onshore_2040_ON_New | ON | Wind Onshore | 2020 | Electricity | 0 | modeled | ON
LCP_Inputs_ON_Electric_Howarth_2023_05_05 | Wind Onshore_2040_ON_New | ON | Wind Onshore | 2030 | Electricity | 0 | modeled | ON
LCP_Inputs_ON_Electric_Howarth_2023_05_05 | Wind Onshore_2040_ON_New | ON | Wind Onshore | 2040 | Electricity | 20000 | modeled | ON
LCP_Inputs_ON_Electric_Howarth_2023_05_05 | Wind Onshore_2040_ON_New | ON | Wind Onshore | 2050 | Electricity | 20000 | modeled | ON
LCP_Inputs_ON_Electric_Howarth_2023_05_05 | Wind Onshore_2040_PJ_New | PJ | Wind Onshore | 2020 | Electricity | 0 | modeled | PJ
LCP_Inputs_ON_Electric_Howarth_2023_05_05 | Wind Onshore_2040_PJ_New | PJ | Wind Onshore | 2030 | Electricity | 0 | modeled | PJ
LCP_Inputs_ON_Electric_Howarth_2023_05_05 | Wind Onshore_2040_PJ_New | PJ | Wind Onshore | 2040 | Electricity | 0 | modeled | PJ
LCP_Inputs_ON_Electric_Howarth_2023_05_05 | Wind Onshore_2040_PJ_New | PJ | Wind Onshore | 2050 | Electricity | 0 | modeled | PJ
LCP_Inputs_ON_Electric_Howarth_2023_05_05 | Wind Onshore_2040_WC_New | WC | Wind Onshore | 2020 | Electricity | 0 | modeled | WC
LCP_Inputs_ON_Electric_Howarth_2023_05_05 | Wind Onshore_2040_WC_New | WC | Wind Onshore | 2030 | Electricity | 0 | modeled | WC
LCP_Inputs_ON_Electric_Howarth_2023_05_05 | Wind Onshore_2040_WC_New | WC | Wind Onshore | 2040 | Electricity | 0 | modeled | WC
LCP_Inputs_ON_Electric_Howarth_2023_05_05 | Wind Onshore_2040_WC_New | WC | Wind Onshore | 2050 | Electricity | 0 | modeled | WC
LCP_Inputs_ON_Electric_Howarth_2023_05_05 | Wind Onshore_2050_MI_New | MI | Wind Onshore | 2020 | Electricity | 0 | modeled | MI
LCP_Inputs_ON_Electric_Howarth_2023_05_05 | Wind Onshore_2050_MI_New | MI | Wind Onshore | 2030 | Electricity | 0 | modeled | MI
LCP_Inputs_ON_Electric_Howarth_2023_05_05 | Wind Onshore_2050_MI_New | MI | Wind Onshore | 2040 | Electricity | 0 | modeled | MI
LCP_Inputs_ON_Electric_Howarth_2023_05_05 | Wind Onshore_2050_MI_New | MI | Wind Onshore | 2050 | Electricity | 0 | modeled | MI
LCP_Inputs_ON_Electric_Howarth_2023_05_05 | Wind Onshore_2050_NY_New | NY | Wind Onshore | 2020 | Electricity | 0 | modeled | NY
LCP_Inputs_ON_Electric_Howarth_2023_05_05 | Wind Onshore_2050_NY_New | NY | Wind Onshore | 2030 | Electricity | 0 | modeled | NY
LCP_Inputs_ON_Electric_Howarth_2023_05_05 | Wind Onshore_2050_NY_New | NY | Wind Onshore | 2040 | Electricity | 0 | modeled | NY
LCP_Inputs_ON_Electric_Howarth_2023_05_05 | Wind Onshore_2050_NY_New | NY | Wind Onshore | 2050 | Electricity | 0 | modeled | NY
LCP_Inputs_ON_Electric_Howarth_2023_05_05 | Wind Onshore_2050_ON_New | ON | Wind Onshore | 2020 | Electricity | 0 | modeled | ON
LCP_Inputs_ON_Electric_Howarth_2023_05_05 | Wind Onshore_2050_ON_New | ON | Wind Onshore | 2030 | Electricity | 0 | modeled | ON
LCP_Inputs_ON_Electric_Howarth_2023_05_05 | Wind Onshore_2050_ON_New | ON | Wind Onshore | 2040 | Electricity | 0 | modeled | ON
LCP_Inputs_ON_Electric_Howarth_2023_05_05 | Wind Onshore_2050_ON_New | ON | Wind Onshore | 2050 | Electricity | 27600.3311 | modeled | ON
LCP_Inputs_ON_Electric_Howarth_2023_05_05 | Wind Onshore_2050_PJ_New | PJ | Wind Onshore | 2020 | Electricity | 0 | modeled | PJ
LCP_Inputs_ON_Electric_Howarth_2023_05_05 | Wind Onshore_2050_PJ_New | PJ | Wind Onshore | 2030 | Electricity | 0 | modeled | PJ
LCP_Inputs_ON_Electric_Howarth_2023_05_05 | Wind Onshore_2050_PJ_New | PJ | Wind Onshore | 2040 | Electricity | 0 | modeled | PJ
LCP_Inputs_ON_Electric_Howarth_2023_05_05 | Wind Onshore_2050_PJ_New | PJ | Wind Onshore | 2050 | Electricity | 0 | modeled | PJ
LCP_Inputs_ON_Electric_Howarth_2023_05_05 | Wind Onshore_2050_WC_New | WC | Wind Onshore | 2020 | Electricity | 0 | modeled | WC
LCP_Inputs_ON_Electric_Howarth_2023_05_05 | Wind Onshore_2050_WC_New | WC | Wind Onshore | 2030 | Electricity | 0 | modeled | WC
LCP_Inputs_ON_Electric_Howarth_2023_05_05 | Wind Onshore_2050_WC_New | WC | Wind Onshore | 2040 | Electricity | 0 | modeled | WC
LCP_Inputs_ON_Electric_Howarth_2023_05_05 | Wind Onshore_2050_WC_New | WC | Wind Onshore | 2050 | Electricity | 0 | modeled | WC
LCP_Inputs_ON_Electric_Howarth_2023_05_05 | Wind Onshore_ON_2020_KnownCap | ON | Wind Onshore | 2020 | Electricity | 5533.94 | known | ON
LCP_Inputs_ON_Electric_Howarth_2023_05_05 | Wind Onshore_ON_2030_KnownCap | ON | Wind Onshore | 2030 | Electricity | 5683.94 | known | ON
LCP_Inputs_ON_Electric_Howarth_2023_05_05 | Wind Onshore_ON_2040_KnownCap | ON | Wind Onshore | 2040 | Electricity | 7933.94 | known | ON
LCP_Inputs_ON_Electric_Howarth_2023_05_05 | Wind Onshore_ON_2050_KnownCap | ON | Wind Onshore | 2050 | Electricity | 10333.94 | known | ON
LCP_Inputs_ON_Electric_Howarth_2023_05_05 | Wind Offshore_ON_2020_KnownCap | ON | Wind Offshore | 2020 | Electricity | 0 | known | ON
LCP_Inputs_ON_Electric_Howarth_2023_05_05 | Wind Offshore_ON_2030_KnownCap | ON | Wind Offshore | 2030 | Electricity | 0 | known | ON
LCP_Inputs_ON_Electric_Howarth_2023_05_05 | Wind Offshore_ON_2040_KnownCap | ON | Wind Offshore | 2040 | Electricity | 0 | known | ON
LCP_Inputs_ON_Electric_Howarth_2023_05_05 | Wind Offshore_ON_2050_KnownCap | ON | Wind Offshore | 2050 | Electricity | 0 | known | ON
LCP_Inputs_ON_Electric_Howarth_2023_05_05 | Solar PV_ON_2020_KnownCap | ON | Solar PV | 2020 | Electricity | 478 | known | ON
LCP_Inputs_ON_Electric_Howarth_2023_05_05 | Solar PV_ON_2030_KnownCap | ON | Solar PV | 2030 | Electricity | 689 | known | ON
LCP_Inputs_ON_Electric_Howarth_2023_05_05 | Solar PV_ON_2040_KnownCap | ON | Solar PV | 2040 | Electricity | 2807 | known | ON
LCP_Inputs_ON_Electric_Howarth_2023_05_05 | Solar PV_ON_2050_KnownCap | ON | Solar PV | 2050 | Electricity | 5349 | known | ON
LCP_Inputs_ON_Electric_Howarth_2023_05_05 | Hydro_ON_2020_KnownCap | ON | Hydro | 2020 | Electricity | 9254.9 | known | ON
LCP_Inputs_ON_Electric_Howarth_2023_05_05 | Hydro_ON_2030_KnownCap | ON | Hydro | 2030 | Electricity | 9271.9 | known | ON
LCP_Inputs_ON_Electric_Howarth_2023_05_05 | Hydro_ON_2040_KnownCap | ON | Hydro | 2040 | Electricity | 9271.9 | known | ON
LCP_Inputs_ON_Electric_Howarth_2023_05_05 | Hydro_ON_2050_KnownCap | ON | Hydro | 2050 | Electricity | 9271.9 | known | ON
LCP_Inputs_ON_Electric_Howarth_2023_05_05 | Hydro Pumped Storage_ON_2020_KnownCap | ON | Hydro Pumped Storage | 2020 | Electricity | 174.6 | known | ON
LCP_Inputs_ON_Electric_Howarth_2023_05_05 | Hydro Pumped Storage_ON_2030_KnownCap | ON | Hydro Pumped Storage | 2030 | Electricity | 174.6 | known | ON
LCP_Inputs_ON_Electric_Howarth_2023_05_05 | Hydro Pumped Storage_ON_2040_KnownCap | ON | Hydro Pumped Storage | 2040 | Electricity | 174.6 | known | ON
LCP_Inputs_ON_Electric_Howarth_2023_05_05 | Hydro Pumped Storage_ON_2050_KnownCap | ON | Hydro Pumped Storage | 2050 | Electricity | 174.6 | known | ON
LCP_Inputs_ON_Electric_Howarth_2023_05_05 | Nuclear_ON_2020_KnownCap | ON | Nuclear | 2020 | Electricity | 13089 | known | ON
LCP_Inputs_ON_Electric_Howarth_2023_05_05 | Nuclear_ON_2030_KnownCap | ON | Nuclear | 2030 | Electricity | 10007 | known | ON
LCP_Inputs_ON_Electric_Howarth_2023_05_05 | Nuclear_ON_2040_KnownCap | ON | Nuclear | 2040 | Electricity | 11641 | known | ON
LCP_Inputs_ON_Electric_Howarth_2023_05_05 | Nuclear_ON_2050_KnownCap | ON | Nuclear | 2050 | Electricity | 11641 | known | ON
LCP_Inputs_ON_Electric_Howarth_2023_05_05 | Fossil Fuel Thermal (Coal, Peat, Oil)_ON_2020_KnownCap | ON | Fossil Fuel Thermal (Coal, Peat, Oil) | 2020 | Electricity | 45.5 | known | ON
LCP_Inputs_ON_Electric_Howarth_2023_05_05 | Fossil Fuel Thermal (Coal, Peat, Oil)_ON_2030_KnownCap | ON | Fossil Fuel Thermal (Coal, Peat, Oil) | 2030 | Electricity | 0 | known | ON
LCP_Inputs_ON_Electric_Howarth_2023_05_05 | Fossil Fuel Thermal (Coal, Peat, Oil)_ON_2040_KnownCap | ON | Fossil Fuel Thermal (Coal, Peat, Oil) | 2040 | Electricity | 0 | known | ON
LCP_Inputs_ON_Electric_Howarth_2023_05_05 | Fossil Fuel Thermal (Coal, Peat, Oil)_ON_2050_KnownCap | ON | Fossil Fuel Thermal (Coal, Peat, Oil) | 2050 | Electricity | 0 | known | ON
LCP_Inputs_ON_Electric_Howarth_2023_05_05 | O/CCGT - CH4 Existing_ON_2020_KnownCap | ON | O/CCGT - CH4 Existing | 2020 | Electricity | 10769.59 | known | ON
LCP_Inputs_ON_Electric_Howarth_2023_05_05 | O/CCGT - CH4 Existing_ON_2030_KnownCap | ON | O/CCGT - CH4 Existing | 2030 | Electricity | 7179.7267 | known | ON
LCP_Inputs_ON_Electric_Howarth_2023_05_05 | O/CCGT - CH4 Existing_ON_2040_KnownCap | ON | O/CCGT - CH4 Existing | 2040 | Electricity | 3589.8633 | known | ON
LCP_Inputs_ON_Electric_Howarth_2023_05_05 | O/CCGT - CH4 Existing_ON_2050_KnownCap | ON | O/CCGT - CH4 Existing | 2050 | Electricity | 0 | known | ON
LCP_Inputs_ON_Electric_Howarth_2023_05_05 | O/CCGT - CH4 New_ON_2020_KnownCap | ON | O/CCGT - CH4 New | 2020 | Electricity | 0 | known | ON
LCP_Inputs_ON_Electric_Howarth_2023_05_05 | O/CCGT - CH4 New_ON_2030_KnownCap | ON | O/CCGT - CH4 New | 2030 | Electricity | 1000 | known | ON
LCP_Inputs_ON_Electric_Howarth_2023_05_05 | O/CCGT - CH4 New_ON_2040_KnownCap | ON | O/CCGT - CH4 New | 2040 | Electricity | 1600 | known | ON
LCP_Inputs_ON_Electric_Howarth_2023_05_05 | O/CCGT - CH4 New_ON_2050_KnownCap | ON | O/CCGT - CH4 New | 2050 | Electricity | 0 | known | ON
LCP_Inputs_ON_Electric_Howarth_2023_05_05 | O/CCGT - H2 New_ON_2020_KnownCap | ON | O/CCGT - H2 New | 2020 | Electricity | 0 | known | ON
LCP_Inputs_ON_Electric_Howarth_2023_05_05 | O/CCGT - H2 New_ON_2030_KnownCap | ON | O/CCGT - H2 New | 2030 | Electricity | 0 | known | ON
LCP_Inputs_ON_Electric_Howarth_2023_05_05 | O/CCGT - H2 New_ON_2040_KnownCap | ON | O/CCGT - H2 New | 2040 | Electricity | 0 | known | ON
LCP_Inputs_ON_Electric_Howarth_2023_05_05 | O/CCGT - H2 New_ON_2050_KnownCap | ON | O/CCGT - H2 New | 2050 | Electricity | 0 | known | ON
LCP_Inputs_ON_Electric_Howarth_2023_05_05 | Biomass_ON_2020_KnownCap | ON | Biomass | 2020 | Electricity | 561.45 | known | ON
LCP_Inputs_ON_Electric_Howarth_2023_05_05 | Biomass_ON_2030_KnownCap | ON | Biomass | 2030 | Electricity | 561.45 | known | ON
LCP_Inputs_ON_Electric_Howarth_2023_05_05 | Biomass_ON_2040_KnownCap | ON | Biomass | 2040 | Electricity | 550.25 | known | ON
LCP_Inputs_ON_Electric_Howarth_2023_05_05 | Biomass_ON_2050_KnownCap | ON | Biomass | 2050 | Electricity | 550.25 | known | ON
LCP_Inputs_ON_Electric_Howarth_2023_05_05 | Battery Storage_ON_2020_KnownCap | ON | Battery Storage | 2020 | Electricity | 0 | known | ON
LCP_Inputs_ON_Electric_Howarth_2023_05_05 | Battery Storage_ON_2030_KnownCap | ON | Battery Storage | 2030 | Electricity | 1298 | known | ON
LCP_Inputs_ON_Electric_Howarth_2023_05_05 | Battery Storage_ON_2040_KnownCap | ON | Battery Storage | 2040 | Electricity | 3700 | known | ON
LCP_Inputs_ON_Electric_Howarth_2023_05_05 | Battery Storage_ON_2050_KnownCap | ON | Battery Storage | 2050 | Electricity | 6300 | known | ON
LCP_Inputs_ON_Electric_Howarth_2023_05_05 | Generic - Generator_ON_2020_KnownCap | ON | Generic - Generator | 2020 | Electricity | 0 | known | ON
LCP_Inputs_ON_Electric_Howarth_2023_05_05 | Generic - Generator_ON_2030_KnownCap | ON | Generic - Generator | 2030 | Electricity | 0 | known | ON
LCP_Inputs_ON_Electric_Howarth_2023_05_05 | Generic - Generator_ON_2040_KnownCap | ON | Generic - Generator | 2040 | Electricity | 0 | known | ON
LCP_Inputs_ON_Electric_Howarth_2023_05_05 | Generic - Generator_ON_2050_KnownCap | ON | Generic - Generator | 2050 | Electricity | 0 | known | ON
LCP_Inputs_ON_Electric_Howarth_2023_05_05 | CH4 Salt Cavern Storage - ON_ON_2020_KnownCap | ON | CH4 Salt Cavern Storage - ON | 2020 | Methane | 36000 | known | ON
LCP_Inputs_ON_Electric_Howarth_2023_05_05 | CH4 Salt Cavern Storage - ON_ON_2030_KnownCap | ON | CH4 Salt Cavern Storage - ON | 2030 | Methane | 36000 | known | ON
LCP_Inputs_ON_Electric_Howarth_2023_05_05 | CH4 Salt Cavern Storage - ON_ON_2040_KnownCap | ON | CH4 Salt Cavern Storage - ON | 2040 | Methane | 36000 | known | ON
LCP_Inputs_ON_Electric_Howarth_2023_05_05 | CH4 Salt Cavern Storage - ON_ON_2050_KnownCap | ON | CH4 Salt Cavern Storage - ON | 2050 | Methane | 36000 | known | ON
LCP_Inputs_ON_Electric_Howarth_2023_05_05 | H2 Salt Cavern Storage - ON_ON_2020_KnownCap | ON | H2 Salt Cavern Storage - ON | 2020 | Hydrogen | 0 | known | ON
LCP_Inputs_ON_Electric_Howarth_2023_05_05 | H2 Salt Cavern Storage - ON_ON_2030_KnownCap | ON | H2 Salt Cavern Storage - ON | 2030 | Hydrogen | 0 | known | ON
LCP_Inputs_ON_Electric_Howarth_2023_05_05 | H2 Salt Cavern Storage - ON_ON_2040_KnownCap | ON | H2 Salt Cavern Storage - ON | 2040 | Hydrogen | 0 | known | ON
LCP_Inputs_ON_Electric_Howarth_2023_05_05 | H2 Salt Cavern Storage - ON_ON_2050_KnownCap | ON | H2 Salt Cavern Storage - ON | 2050 | Hydrogen | 0 | known | ON
LCP_Inputs_ON_Electric_Howarth_2023_05_05 | H2 Import - QC_ON_2020_KnownCap | ON | H2 Import - QC | 2020 | Hydrogen | 0 | known | ON
LCP_Inputs_ON_Electric_Howarth_2023_05_05 | H2 Import - QC_ON_2030_KnownCap | ON | H2 Import - QC | 2030 | Hydrogen | 0 | known | ON
LCP_Inputs_ON_Electric_Howarth_2023_05_05 | H2 Import - QC_ON_2040_KnownCap | ON | H2 Import - QC | 2040 | Hydrogen | 0 | known | ON
LCP_Inputs_ON_Electric_Howarth_2023_05_05 | H2 Import - QC_ON_2050_KnownCap | ON | H2 Import - QC | 2050 | Hydrogen | 0 | known | ON
LCP_Inputs_ON_Electric_Howarth_2023_05_05 | H2 Import - WC_ON_2020_KnownCap | ON | H2 Import - WC | 2020 | Hydrogen | 0 | known | ON
LCP_Inputs_ON_Electric_Howarth_2023_05_05 | H2 Import - WC_ON_2030_KnownCap | ON | H2 Import - WC | 2030 | Hydrogen | 0 | known | ON
LCP_Inputs_ON_Electric_Howarth_2023_05_05 | H2 Import - WC_ON_2040_KnownCap | ON | H2 Import - WC | 2040 | Hydrogen | 0 | known | ON
LCP_Inputs_ON_Electric_Howarth_2023_05_05 | H2 Import - WC_ON_2050_KnownCap | ON | H2 Import - WC | 2050 | Hydrogen | 0 | known | ON
LCP_Inputs_ON_Electric_Howarth_2023_05_05 | CH4 Import - WC 2020_ON_2020_KnownCap | ON | CH4 Import - WC 2020 | 2020 | Methane | 0 | known | ON
LCP_Inputs_ON_Electric_Howarth_2023_05_05 | CH4 Import - WC 2020_ON_2030_KnownCap | ON | CH4 Import - WC 2020 | 2030 | Methane | 0 | known | ON
LCP_Inputs_ON_Electric_Howarth_2023_05_05 | CH4 Import - WC 2020_ON_2040_KnownCap | ON | CH4 Import - WC 2020 | 2040 | Methane | 0 | known | ON
LCP_Inputs_ON_Electric_Howarth_2023_05_05 | CH4 Import - WC 2020_ON_2050_KnownCap | ON | CH4 Import - WC 2020 | 2050 | Methane | 0 | known | ON
LCP_Inputs_ON_Electric_Howarth_2023_05_05 | CH4 Import - WC 2030_ON_2020_KnownCap | ON | CH4 Import - WC 2030 | 2020 | Methane | 0 | known | ON
LCP_Inputs_ON_Electric_Howarth_2023_05_05 | CH4 Import - WC 2030_ON_2030_KnownCap | ON | CH4 Import - WC 2030 | 2030 | Methane | 0 | known | ON
LCP_Inputs_ON_Electric_Howarth_2023_05_05 | CH4 Import - WC 2030_ON_2040_KnownCap | ON | CH4 Import - WC 2030 | 2040 | Methane | 0 | known | ON
LCP_Inputs_ON_Electric_Howarth_2023_05_05 | CH4 Import - WC 2030_ON_2050_KnownCap | ON | CH4 Import - WC 2030 | 2050 | Methane | 0 | known | ON
LCP_Inputs_ON_Electric_Howarth_2023_05_05 | CH4 Import - WC 2040_ON_2020_KnownCap | ON | CH4 Import - WC 2040 | 2020 | Methane | 0 | known | ON
LCP_Inputs_ON_Electric_Howarth_2023_05_05 | CH4 Import - WC 2040_ON_2030_KnownCap | ON | CH4 Import - WC 2040 | 2030 | Methane | 0 | known | ON
LCP_Inputs_ON_Electric_Howarth_2023_05_05 | CH4 Import - WC 2040_ON_2040_KnownCap | ON | CH4 Import - WC 2040 | 2040 | Methane | 0 | known | ON
LCP_Inputs_ON_Electric_Howarth_2023_05_05 | CH4 Import - WC 2040_ON_2050_KnownCap | ON | CH4 Import - WC 2040 | 2050 | Methane | 0 | known | ON
LCP_Inputs_ON_Electric_Howarth_2023_05_05 | CH4 Import - WC 2050_ON_2020_KnownCap | ON | CH4 Import - WC 2050 | 2020 | Methane | 0 | known | ON
LCP_Inputs_ON_Electric_Howarth_2023_05_05 | CH4 Import - WC 2050_ON_2030_KnownCap | ON | CH4 Import - WC 2050 | 2030 | Methane | 0 | known | ON
LCP_Inputs_ON_Electric_Howarth_2023_05_05 | CH4 Import - WC 2050_ON_2040_KnownCap | ON | CH4 Import - WC 2050 | 2040 | Methane | 0 | known | ON
LCP_Inputs_ON_Electric_Howarth_2023_05_05 | CH4 Import - WC 2050_ON_2050_KnownCap | ON | CH4 Import - WC 2050 | 2050 | Methane | 0 | known | ON
LCP_Inputs_ON_Electric_Howarth_2023_05_05 | CH4 Import - NY 2020_ON_2020_KnownCap | ON | CH4 Import - NY 2020 | 2020 | Methane | 0 | known | ON
LCP_Inputs_ON_Electric_Howarth_2023_05_05 | CH4 Import - NY 2020_ON_2030_KnownCap | ON | CH4 Import - NY 2020 | 2030 | Methane | 0 | known | ON
LCP_Inputs_ON_Electric_Howarth_2023_05_05 | CH4 Import - NY 2020_ON_2040_KnownCap | ON | CH4 Import - NY 2020 | 2040 | Methane | 0 | known | ON
LCP_Inputs_ON_Electric_Howarth_2023_05_05 | CH4 Import - NY 2020_ON_2050_KnownCap | ON | CH4 Import - NY 2020 | 2050 | Methane | 0 | known | ON
LCP_Inputs_ON_Electric_Howarth_2023_05_05 | CH4 Import - NY 2030_ON_2020_KnownCap | ON | CH4 Import - NY 2030 | 2020 | Methane | 0 | known | ON
LCP_Inputs_ON_Electric_Howarth_2023_05_05 | CH4 Import - NY 2030_ON_2030_KnownCap | ON | CH4 Import - NY 2030 | 2030 | Methane | 0 | known | ON
LCP_Inputs_ON_Electric_Howarth_2023_05_05 | CH4 Import - NY 2030_ON_2040_KnownCap | ON | CH4 Import - NY 2030 | 2040 | Methane | 0 | known | ON
LCP_Inputs_ON_Electric_Howarth_2023_05_05 | CH4 Import - NY 2030_ON_2050_KnownCap | ON | CH4 Import - NY 2030 | 2050 | Methane | 0 | known | ON
LCP_Inputs_ON_Electric_Howarth_2023_05_05 | CH4 Import - NY 2040_ON_2020_KnownCap | ON | CH4 Import - NY 2040 | 2020 | Methane | 0 | known | ON
LCP_Inputs_ON_Electric_Howarth_2023_05_05 | CH4 Import - NY 2040_ON_2030_KnownCap | ON | CH4 Import - NY 2040 | 2030 | Methane | 0 | known | ON
LCP_Inputs_ON_Electric_Howarth_2023_05_05 | CH4 Import - NY 2040_ON_2040_KnownCap | ON | CH4 Import - NY 2040 | 2040 | Methane | 0 | known | ON
LCP_Inputs_ON_Electric_Howarth_2023_05_05 | CH4 Import - NY 2040_ON_2050_KnownCap | ON | CH4 Import - NY 2040 | 2050 | Methane | 0 | known | ON
LCP_Inputs_ON_Electric_Howarth_2023_05_05 | CH4 Import - NY 2050_ON_2020_KnownCap | ON | CH4 Import - NY 2050 | 2020 | Methane | 0 | known | ON
LCP_Inputs_ON_Electric_Howarth_2023_05_05 | CH4 Import - NY 2050_ON_2030_KnownCap | ON | CH4 Import - NY 2050 | 2030 | Methane | 0 | known | ON
LCP_Inputs_ON_Electric_Howarth_2023_05_05 | CH4 Import - NY 2050_ON_2040_KnownCap | ON | CH4 Import - NY 2050 | 2040 | Methane | 0 | known | ON
LCP_Inputs_ON_Electric_Howarth_2023_05_05 | CH4 Import - NY 2050_ON_2050_KnownCap | ON | CH4 Import - NY 2050 | 2050 | Methane | 0 | known | ON
LCP_Inputs_ON_Electric_Howarth_2023_05_05 | Electrolyser 2020/2030_ON_2020_KnownCap | ON | Electrolyser 2020/2030 | 2020 | Hydrogen | 0 | known | ON
LCP_Inputs_ON_Electric_Howarth_2023_05_05 | Electrolyser 2020/2030_ON_2030_KnownCap | ON | Electrolyser 2020/2030 | 2030 | Hydrogen | 0 | known | ON
LCP_Inputs_ON_Electric_Howarth_2023_05_05 | Electrolyser 2020/2030_ON_2040_KnownCap | ON | Electrolyser 2020/2030 | 2040 | Hydrogen | 0 | known | ON
LCP_Inputs_ON_Electric_Howarth_2023_05_05 | Electrolyser 2020/2030_ON_2050_KnownCap | ON | Electrolyser 2020/2030 | 2050 | Hydrogen | 0 | known | ON
LCP_Inputs_ON_Electric_Howarth_2023_05_05 | Electrolyser 2040_ON_2020_KnownCap | ON | Electrolyser 2040 | 2020 | Hydrogen | 0 | known | ON
LCP_Inputs_ON_Electric_Howarth_2023_05_05 | Electrolyser 2040_ON_2030_KnownCap | ON | Electrolyser 2040 | 2030 | Hydrogen | 0 | known | ON
LCP_Inputs_ON_Electric_Howarth_2023_05_05 | Electrolyser 2040_ON_2040_KnownCap | ON | Electrolyser 2040 | 2040 | Hydrogen | 0 | known | ON
LCP_Inputs_ON_Electric_Howarth_2023_05_05 | Electrolyser 2040_ON_2050_KnownCap | ON | Electrolyser 2040 | 2050 | Hydrogen | 0 | known | ON
LCP_Inputs_ON_Electric_Howarth_2023_05_05 | Electrolyser 2050_ON_2020_KnownCap | ON | Electrolyser 2050 | 2020 | Hydrogen | 0 | known | ON
LCP_Inputs_ON_Electric_Howarth_2023_05_05 | Electrolyser 2050_ON_2030_KnownCap | ON | Electrolyser 2050 | 2030 | Hydrogen | 0 | known | ON
LCP_Inputs_ON_Electric_Howarth_2023_05_05 | Electrolyser 2050_ON_2040_KnownCap | ON | Electrolyser 2050 | 2040 | Hydrogen | 0 | known | ON
LCP_Inputs_ON_Electric_Howarth_2023_05_05 | Electrolyser 2050_ON_2050_KnownCap | ON | Electrolyser 2050 | 2050 | Hydrogen | 0 | known | ON
LCP_Inputs_ON_Electric_Howarth_2023_05_05 | Anaerobic Digestion_ON_2020_KnownCap | ON | Anaerobic Digestion | 2020 | Methane | 0 | known | ON
LCP_Inputs_ON_Electric_Howarth_2023_05_05 | Anaerobic Digestion_ON_2030_KnownCap | ON | Anaerobic Digestion | 2030 | Methane | 0 | known | ON
LCP_Inputs_ON_Electric_Howarth_2023_05_05 | Anaerobic Digestion_ON_2040_KnownCap | ON | Anaerobic Digestion | 2040 | Methane | 0 | known | ON
LCP_Inputs_ON_Electric_Howarth_2023_05_05 | Anaerobic Digestion_ON_2050_KnownCap | ON | Anaerobic Digestion | 2050 | Methane | 0 | known | ON
LCP_Inputs_ON_Electric_Howarth_2023_05_05 | CH4 + CCS_ON_2020_KnownCap | ON | CH4 + CCS | 2020 | Methane | 0 | known | ON
LCP_Inputs_ON_Electric_Howarth_2023_05_05 | CH4 + CCS_ON_2030_KnownCap | ON | CH4 + CCS | 2030 | Methane | 0 | known | ON
LCP_Inputs_ON_Electric_Howarth_2023_05_05 | CH4 + CCS_ON_2040_KnownCap | ON | CH4 + CCS | 2040 | Methane | 0 | known | ON
LCP_Inputs_ON_Electric_Howarth_2023_05_05 | CH4 + CCS_ON_2050_KnownCap | ON | CH4 + CCS | 2050 | Methane | 0 | known | ON
LCP_Inputs_ON_Electric_Howarth_2023_05_05 | SMR CCS_ON_2020_KnownCap | ON | SMR CCS | 2020 | Hydrogen | 0 | known | ON
LCP_Inputs_ON_Electric_Howarth_2023_05_05 | SMR CCS_ON_2030_KnownCap | ON | SMR CCS | 2030 | Hydrogen | 0 | known | ON
LCP_Inputs_ON_Electric_Howarth_2023_05_05 | SMR CCS_ON_2040_KnownCap | ON | SMR CCS | 2040 | Hydrogen | 0 | known | ON
LCP_Inputs_ON_Electric_Howarth_2023_05_05 | SMR CCS_ON_2050_KnownCap | ON | SMR CCS | 2050 | Hydrogen | 0 | known | ON
LCP_Inputs_ON_Electric_Howarth_2023_05_05 | Wind Onshore_QC_2020_KnownCap | QC | Wind Onshore | 2020 | Electricity | 1489 | known | QC
LCP_Inputs_ON_Electric_Howarth_2023_05_05 | Wind Onshore_QC_2030_KnownCap | QC | Wind Onshore | 2030 | Electricity | 1489 | known | QC
LCP_Inputs_ON_Electric_Howarth_2023_05_05 | Wind Onshore_QC_2040_KnownCap | QC | Wind Onshore | 2040 | Electricity | 1489 | known | QC
LCP_Inputs_ON_Electric_Howarth_2023_05_05 | Wind Onshore_QC_2050_KnownCap | QC | Wind Onshore | 2050 | Electricity | 1489 | known | QC
LCP_Inputs_ON_Electric_Howarth_2023_05_05 | Wind Offshore_QC_2020_KnownCap | QC | Wind Offshore | 2020 | Electricity | 0 | known | QC
LCP_Inputs_ON_Electric_Howarth_2023_05_05 | Wind Offshore_QC_2030_KnownCap | QC | Wind Offshore | 2030 | Electricity | 0 | known | QC
LCP_Inputs_ON_Electric_Howarth_2023_05_05 | Wind Offshore_QC_2040_KnownCap | QC | Wind Offshore | 2040 | Electricity | 0 | known | QC
LCP_Inputs_ON_Electric_Howarth_2023_05_05 | Wind Offshore_QC_2050_KnownCap | QC | Wind Offshore | 2050 | Electricity | 0 | known | QC
LCP_Inputs_ON_Electric_Howarth_2023_05_05 | Solar PV_QC_2020_KnownCap | QC | Solar PV | 2020 | Electricity | 0 | known | QC
LCP_Inputs_ON_Electric_Howarth_2023_05_05 | Solar PV_QC_2030_KnownCap | QC | Solar PV | 2030 | Electricity | 0 | known | QC
LCP_Inputs_ON_Electric_Howarth_2023_05_05 | Solar PV_QC_2040_KnownCap | QC | Solar PV | 2040 | Electricity | 0 | known | QC
LCP_Inputs_ON_Electric_Howarth_2023_05_05 | Solar PV_QC_2050_KnownCap | QC | Solar PV | 2050 | Electricity | 0 | known | QC
LCP_Inputs_ON_Electric_Howarth_2023_05_05 | Hydro_QC_2020_KnownCap | QC | Hydro | 2020 | Electricity | 38686 | known | QC
LCP_Inputs_ON_Electric_Howarth_2023_05_05 | Hydro_QC_2030_KnownCap | QC | Hydro | 2030 | Electricity | 38686 | known | QC
LCP_Inputs_ON_Electric_Howarth_2023_05_05 | Hydro_QC_2040_KnownCap | QC | Hydro | 2040 | Electricity | 38686 | known | QC
LCP_Inputs_ON_Electric_Howarth_2023_05_05 | Hydro_QC_2050_KnownCap | QC | Hydro | 2050 | Electricity | 38686 | known | QC
LCP_Inputs_ON_Electric_Howarth_2023_05_05 | Hydro Pumped Storage_QC_2020_KnownCap | QC | Hydro Pumped Storage | 2020 | Electricity | 0 | known | QC
LCP_Inputs_ON_Electric_Howarth_2023_05_05 | Hydro Pumped Storage_QC_2030_KnownCap | QC | Hydro Pumped Storage | 2030 | Electricity | 0 | known | QC
LCP_Inputs_ON_Electric_Howarth_2023_05_05 | Hydro Pumped Storage_QC_2040_KnownCap | QC | Hydro Pumped Storage | 2040 | Electricity | 0 | known | QC
LCP_Inputs_ON_Electric_Howarth_2023_05_05 | Hydro Pumped Storage_QC_2050_KnownCap | QC | Hydro Pumped Storage | 2050 | Electricity | 0 | known | QC
LCP_Inputs_ON_Electric_Howarth_2023_05_05 | Nuclear_QC_2020_KnownCap | QC | Nuclear | 2020 | Electricity | 0 | known | QC
LCP_Inputs_ON_Electric_Howarth_2023_05_05 | Nuclear_QC_2030_KnownCap | QC | Nuclear | 2030 | Electricity | 0 | known | QC
LCP_Inputs_ON_Electric_Howarth_2023_05_05 | Nuclear_QC_2040_KnownCap | QC | Nuclear | 2040 | Electricity | 0 | known | QC
LCP_Inputs_ON_Electric_Howarth_2023_05_05 | Nuclear_QC_2050_KnownCap | QC | Nuclear | 2050 | Electricity | 0 | known | QC
LCP_Inputs_ON_Electric_Howarth_2023_05_05 | Fossil Fuel Thermal (Coal, Peat, Oil)_QC_2020_KnownCap | QC | Fossil Fuel Thermal (Coal, Peat, Oil) | 2020 | Electricity | 0 | known | QC
LCP_Inputs_ON_Electric_Howarth_2023_05_05 | Fossil Fuel Thermal (Coal, Peat, Oil)_QC_2030_KnownCap | QC | Fossil Fuel Thermal (Coal, Peat, Oil) | 2030 | Electricity | 0 | known | QC
LCP_Inputs_ON_Electric_Howarth_2023_05_05 | Fossil Fuel Thermal (Coal, Peat, Oil)_QC_2040_KnownCap | QC | Fossil Fuel Thermal (Coal, Peat, Oil) | 2040 | Electricity | 0 | known | QC
LCP_Inputs_ON_Electric_Howarth_2023_05_05 | Fossil Fuel Thermal (Coal, Peat, Oil)_QC_2050_KnownCap | QC | Fossil Fuel Thermal (Coal, Peat, Oil) | 2050 | Electricity | 0 | known | QC
LCP_Inputs_ON_Electric_Howarth_2023_05_05 | O/CCGT - CH4 Existing_QC_2020_KnownCap | QC | O/CCGT - CH4 Existing | 2020 | Electricity | 0 | known | QC
LCP_Inputs_ON_Electric_Howarth_2023_05_05 | O/CCGT - CH4 Existing_QC_2030_KnownCap | QC | O/CCGT - CH4 Existing | 2030 | Electricity | 0 | known | QC
LCP_Inputs_ON_Electric_Howarth_2023_05_05 | O/CCGT - CH4 Existing_QC_2040_KnownCap | QC | O/CCGT - CH4 Existing | 2040 | Electricity | 0 | known | QC
LCP_Inputs_ON_Electric_Howarth_2023_05_05 | O/CCGT - CH4 Existing_QC_2050_KnownCap | QC | O/CCGT - CH4 Existing | 2050 | Electricity | 0 | known | QC
LCP_Inputs_ON_Electric_Howarth_2023_05_05 | O/CCGT - CH4 New_QC_2020_KnownCap | QC | O/CCGT - CH4 New | 2020 | Electricity | 0 | known | QC
LCP_Inputs_ON_Electric_Howarth_2023_05_05 | O/CCGT - CH4 New_QC_2030_KnownCap | QC | O/CCGT - CH4 New | 2030 | Electricity | 0 | known | QC
LCP_Inputs_ON_Electric_Howarth_2023_05_05 | O/CCGT - CH4 New_QC_2040_KnownCap | QC | O/CCGT - CH4 New | 2040 | Electricity | 0 | known | QC
LCP_Inputs_ON_Electric_Howarth_2023_05_05 | O/CCGT - CH4 New_QC_2050_KnownCap | QC | O/CCGT - CH4 New | 2050 | Electricity | 0 | known | QC
LCP_Inputs_ON_Electric_Howarth_2023_05_05 | O/CCGT - H2 New_QC_2020_KnownCap | QC | O/CCGT - H2 New | 2020 | Electricity | 0 | known | QC
LCP_Inputs_ON_Electric_Howarth_2023_05_05 | O/CCGT - H2 New_QC_2030_KnownCap | QC | O/CCGT - H2 New | 2030 | Electricity | 0 | known | QC
LCP_Inputs_ON_Electric_Howarth_2023_05_05 | O/CCGT - H2 New_QC_2040_KnownCap | QC | O/CCGT - H2 New | 2040 | Electricity | 0 | known | QC
LCP_Inputs_ON_Electric_Howarth_2023_05_05 | O/CCGT - H2 New_QC_2050_KnownCap | QC | O/CCGT - H2 New | 2050 | Electricity | 0 | known | QC
LCP_Inputs_ON_Electric_Howarth_2023_05_05 | Biomass_QC_2020_KnownCap | QC | Biomass | 2020 | Electricity | 346 | known | QC
LCP_Inputs_ON_Electric_Howarth_2023_05_05 | Biomass_QC_2030_KnownCap | QC | Biomass | 2030 | Electricity | 346 | known | QC
LCP_Inputs_ON_Electric_Howarth_2023_05_05 | Biomass_QC_2040_KnownCap | QC | Biomass | 2040 | Electricity | 346 | known | QC
LCP_Inputs_ON_Electric_Howarth_2023_05_05 | Biomass_QC_2050_KnownCap | QC | Biomass | 2050 | Electricity | 346 | known | QC
LCP_Inputs_ON_Electric_Howarth_2023_05_05 | Battery Storage_QC_2020_KnownCap | QC | Battery Storage | 2020 | Electricity | 0 | known | QC
LCP_Inputs_ON_Electric_Howarth_2023_05_05 | Battery Storage_QC_2030_KnownCap | QC | Battery Storage | 2030 | Electricity | 0 | known | QC
LCP_Inputs_ON_Electric_Howarth_2023_05_05 | Battery Storage_QC_2040_KnownCap | QC | Battery Storage | 2040 | Electricity | 0 | known | QC
LCP_Inputs_ON_Electric_Howarth_2023_05_05 | Battery Storage_QC_2050_KnownCap | QC | Battery Storage | 2050 | Electricity | 0 | known | QC
LCP_Inputs_ON_Electric_Howarth_2023_05_05 | Generic - Generator_QC_2020_KnownCap | QC | Generic - Generator | 2020 | Electricity | 0 | known | QC
LCP_Inputs_ON_Electric_Howarth_2023_05_05 | Generic - Generator_QC_2030_KnownCap | QC | Generic - Generator | 2030 | Electricity | 0 | known | QC
LCP_Inputs_ON_Electric_Howarth_2023_05_05 | Generic - Generator_QC_2040_KnownCap | QC | Generic - Generator | 2040 | Electricity | 0 | known | QC
LCP_Inputs_ON_Electric_Howarth_2023_05_05 | Generic - Generator_QC_2050_KnownCap | QC | Generic - Generator | 2050 | Electricity | 0 | known | QC
LCP_Inputs_ON_Electric_Howarth_2023_05_05 | CH4 Salt Cavern Storage - ON_QC_2020_KnownCap | QC | CH4 Salt Cavern Storage - ON | 2020 | Methane | 0 | known | QC
LCP_Inputs_ON_Electric_Howarth_2023_05_05 | CH4 Salt Cavern Storage - ON_QC_2030_KnownCap | QC | CH4 Salt Cavern Storage - ON | 2030 | Methane | 0 | known | QC
LCP_Inputs_ON_Electric_Howarth_2023_05_05 | CH4 Salt Cavern Storage - ON_QC_2040_KnownCap | QC | CH4 Salt Cavern Storage - ON | 2040 | Methane | 0 | known | QC
LCP_Inputs_ON_Electric_Howarth_2023_05_05 | CH4 Salt Cavern Storage - ON_QC_2050_KnownCap | QC | CH4 Salt Cavern Storage - ON | 2050 | Methane | 0 | known | QC
LCP_Inputs_ON_Electric_Howarth_2023_05_05 | H2 Salt Cavern Storage - ON_QC_2020_KnownCap | QC | H2 Salt Cavern Storage - ON | 2020 | Hydrogen | 0 | known | QC
LCP_Inputs_ON_Electric_Howarth_2023_05_05 | H2 Salt Cavern Storage - ON_QC_2030_KnownCap | QC | H2 Salt Cavern Storage - ON | 2030 | Hydrogen | 0 | known | QC
LCP_Inputs_ON_Electric_Howarth_2023_05_05 | H2 Salt Cavern Storage - ON_QC_2040_KnownCap | QC | H2 Salt Cavern Storage - ON | 2040 | Hydrogen | 0 | known | QC
LCP_Inputs_ON_Electric_Howarth_2023_05_05 | H2 Salt Cavern Storage - ON_QC_2050_KnownCap | QC | H2 Salt Cavern Storage - ON | 2050 | Hydrogen | 0 | known | QC
LCP_Inputs_ON_Electric_Howarth_2023_05_05 | H2 Import - QC_QC_2020_KnownCap | QC | H2 Import - QC | 2020 | Hydrogen | 0 | known | QC
LCP_Inputs_ON_Electric_Howarth_2023_05_05 | H2 Import - QC_QC_2030_KnownCap | QC | H2 Import - QC | 2030 | Hydrogen | 0 | known | QC
LCP_Inputs_ON_Electric_Howarth_2023_05_05 | H2 Import - QC_QC_2040_KnownCap | QC | H2 Import - QC | 2040 | Hydrogen | 0 | known | QC
LCP_Inputs_ON_Electric_Howarth_2023_05_05 | H2 Import - QC_QC_2050_KnownCap | QC | H2 Import - QC | 2050 | Hydrogen | 0 | known | QC
LCP_Inputs_ON_Electric_Howarth_2023_05_05 | H2 Import - WC_QC_2020_KnownCap | QC | H2 Import - WC | 2020 | Hydrogen | 0 | known | QC
LCP_Inputs_ON_Electric_Howarth_2023_05_05 | H2 Import - WC_QC_2030_KnownCap | QC | H2 Import - WC | 2030 | Hydrogen | 0 | known | QC
LCP_Inputs_ON_Electric_Howarth_2023_05_05 | H2 Import - WC_QC_2040_KnownCap | QC | H2 Import - WC | 2040 | Hydrogen | 0 | known | QC
LCP_Inputs_ON_Electric_Howarth_2023_05_05 | H2 Import - WC_QC_2050_KnownCap | QC | H2 Import - WC | 2050 | Hydrogen | 0 | known | QC
LCP_Inputs_ON_Electric_Howarth_2023_05_05 | CH4 Import - WC 2020_QC_2020_KnownCap | QC | CH4 Import - WC 2020 | 2020 | Methane | 0 | known | QC
LCP_Inputs_ON_Electric_Howarth_2023_05_05 | CH4 Import - WC 2020_QC_2030_KnownCap | QC | CH4 Import - WC 2020 | 2030 | Methane | 0 | known | QC
LCP_Inputs_ON_Electric_Howarth_2023_05_05 | CH4 Import - WC 2020_QC_2040_KnownCap | QC | CH4 Import - WC 2020 | 2040 | Methane | 0 | known | QC
LCP_Inputs_ON_Electric_Howarth_2023_05_05 | CH4 Import - WC 2020_QC_2050_KnownCap | QC | CH4 Import - WC 2020 | 2050 | Methane | 0 | known | QC
LCP_Inputs_ON_Electric_Howarth_2023_05_05 | CH4 Import - WC 2030_QC_2020_KnownCap | QC | CH4 Import - WC 2030 | 2020 | Methane | 0 | known | QC
LCP_Inputs_ON_Electric_Howarth_2023_05_05 | CH4 Import - WC 2030_QC_2030_KnownCap | QC | CH4 Import - WC 2030 | 2030 | Methane | 0 | known | QC
LCP_Inputs_ON_Electric_Howarth_2023_05_05 | CH4 Import - WC 2030_QC_2040_KnownCap | QC | CH4 Import - WC 2030 | 2040 | Methane | 0 | known | QC
LCP_Inputs_ON_Electric_Howarth_2023_05_05 | CH4 Import - WC 2030_QC_2050_KnownCap | QC | CH4 Import - WC 2030 | 2050 | Methane | 0 | known | QC
LCP_Inputs_ON_Electric_Howarth_2023_05_05 | CH4 Import - WC 2040_QC_2020_KnownCap | QC | CH4 Import - WC 2040 | 2020 | Methane | 0 | known | QC
LCP_Inputs_ON_Electric_Howarth_2023_05_05 | CH4 Import - WC 2040_QC_2030_KnownCap | QC | CH4 Import - WC 2040 | 2030 | Methane | 0 | known | QC
LCP_Inputs_ON_Electric_Howarth_2023_05_05 | CH4 Import - WC 2040_QC_2040_KnownCap | QC | CH4 Import - WC 2040 | 2040 | Methane | 0 | known | QC
LCP_Inputs_ON_Electric_Howarth_2023_05_05 | CH4 Import - WC 2040_QC_2050_KnownCap | QC | CH4 Import - WC 2040 | 2050 | Methane | 0 | known | QC
LCP_Inputs_ON_Electric_Howarth_2023_05_05 | CH4 Import - WC 2050_QC_2020_KnownCap | QC | CH4 Import - WC 2050 | 2020 | Methane | 0 | known | QC
LCP_Inputs_ON_Electric_Howarth_2023_05_05 | CH4 Import - WC 2050_QC_2030_KnownCap | QC | CH4 Import - WC 2050 | 2030 | Methane | 0 | known | QC
LCP_Inputs_ON_Electric_Howarth_2023_05_05 | CH4 Import - WC 2050_QC_2040_KnownCap | QC | CH4 Import - WC 2050 | 2040 | Methane | 0 | known | QC
LCP_Inputs_ON_Electric_Howarth_2023_05_05 | CH4 Import - WC 2050_QC_2050_KnownCap | QC | CH4 Import - WC 2050 | 2050 | Methane | 0 | known | QC
LCP_Inputs_ON_Electric_Howarth_2023_05_05 | CH4 Import - NY 2020_QC_2020_KnownCap | QC | CH4 Import - NY 2020 | 2020 | Methane | 0 | known | QC
LCP_Inputs_ON_Electric_Howarth_2023_05_05 | CH4 Import - NY 2020_QC_2030_KnownCap | QC | CH4 Import - NY 2020 | 2030 | Methane | 0 | known | QC
LCP_Inputs_ON_Electric_Howarth_2023_05_05 | CH4 Import - NY 2020_QC_2040_KnownCap | QC | CH4 Import - NY 2020 | 2040 | Methane | 0 | known | QC
LCP_Inputs_ON_Electric_Howarth_2023_05_05 | CH4 Import - NY 2020_QC_2050_KnownCap | QC | CH4 Import - NY 2020 | 2050 | Methane | 0 | known | QC
LCP_Inputs_ON_Electric_Howarth_2023_05_05 | CH4 Import - NY 2030_QC_2020_KnownCap | QC | CH4 Import - NY 2030 | 2020 | Methane | 0 | known | QC
LCP_Inputs_ON_Electric_Howarth_2023_05_05 | CH4 Import - NY 2030_QC_2030_KnownCap | QC | CH4 Import - NY 2030 | 2030 | Methane | 0 | known | QC
LCP_Inputs_ON_Electric_Howarth_2023_05_05 | CH4 Import - NY 2030_QC_2040_KnownCap | QC | CH4 Import - NY 2030 | 2040 | Methane | 0 | known | QC
LCP_Inputs_ON_Electric_Howarth_2023_05_05 | CH4 Import - NY 2030_QC_2050_KnownCap | QC | CH4 Import - NY 2030 | 2050 | Methane | 0 | known | QC
LCP_Inputs_ON_Electric_Howarth_2023_05_05 | CH4 Import - NY 2040_QC_2020_KnownCap | QC | CH4 Import - NY 2040 | 2020 | Methane | 0 | known | QC
LCP_Inputs_ON_Electric_Howarth_2023_05_05 | CH4 Import - NY 2040_QC_2030_KnownCap | QC | CH4 Import - NY 2040 | 2030 | Methane | 0 | known | QC
LCP_Inputs_ON_Electric_Howarth_2023_05_05 | CH4 Import - NY 2040_QC_2040_KnownCap | QC | CH4 Import - NY 2040 | 2040 | Methane | 0 | known | QC
LCP_Inputs_ON_Electric_Howarth_2023_05_05 | CH4 Import - NY 2040_QC_2050_KnownCap | QC | CH4 Import - NY 2040 | 2050 | Methane | 0 | known | QC
LCP_Inputs_ON_Electric_Howarth_2023_05_05 | CH4 Import - NY 2050_QC_2020_KnownCap | QC | CH4 Import - NY 2050 | 2020 | Methane | 0 | known | QC
LCP_Inputs_ON_Electric_Howarth_2023_05_05 | CH4 Import - NY 2050_QC_2030_KnownCap | QC | CH4 Import - NY 2050 | 2030 | Methane | 0 | known | QC
LCP_Inputs_ON_Electric_Howarth_2023_05_05 | CH4 Import - NY 2050_QC_2040_KnownCap | QC | CH4 Import - NY 2050 | 2040 | Methane | 0 | known | QC
LCP_Inputs_ON_Electric_Howarth_2023_05_05 | CH4 Import - NY 2050_QC_2050_KnownCap | QC | CH4 Import - NY 2050 | 2050 | Methane | 0 | known | QC
LCP_Inputs_ON_Electric_Howarth_2023_05_05 | Electrolyser 2020/2030_QC_2020_KnownCap | QC | Electrolyser 2020/2030 | 2020 | Hydrogen | 0 | known | QC
LCP_Inputs_ON_Electric_Howarth_2023_05_05 | Electrolyser 2020/2030_QC_2030_KnownCap | QC | Electrolyser 2020/2030 | 2030 | Hydrogen | 0 | known | QC
LCP_Inputs_ON_Electric_Howarth_2023_05_05 | Electrolyser 2020/2030_QC_2040_KnownCap | QC | Electrolyser 2020/2030 | 2040 | Hydrogen | 0 | known | QC
LCP_Inputs_ON_Electric_Howarth_2023_05_05 | Electrolyser 2020/2030_QC_2050_KnownCap | QC | Electrolyser 2020/2030 | 2050 | Hydrogen | 0 | known | QC
LCP_Inputs_ON_Electric_Howarth_2023_05_05 | Electrolyser 2040_QC_2020_KnownCap | QC | Electrolyser 2040 | 2020 | Hydrogen | 0 | known | QC
LCP_Inputs_ON_Electric_Howarth_2023_05_05 | Electrolyser 2040_QC_2030_KnownCap | QC | Electrolyser 2040 | 2030 | Hydrogen | 0 | known | QC
LCP_Inputs_ON_Electric_Howarth_2023_05_05 | Electrolyser 2040_QC_2040_KnownCap | QC | Electrolyser 2040 | 2040 | Hydrogen | 0 | known | QC
LCP_Inputs_ON_Electric_Howarth_2023_05_05 | Electrolyser 2040_QC_2050_KnownCap | QC | Electrolyser 2040 | 2050 | Hydrogen | 0 | known | QC
LCP_Inputs_ON_Electric_Howarth_2023_05_05 | Electrolyser 2050_QC_2020_KnownCap | QC | Electrolyser 2050 | 2020 | Hydrogen | 0 | known | QC
LCP_Inputs_ON_Electric_Howarth_2023_05_05 | Electrolyser 2050_QC_2030_KnownCap | QC | Electrolyser 2050 | 2030 | Hydrogen | 0 | known | QC
LCP_Inputs_ON_Electric_Howarth_2023_05_05 | Electrolyser 2050_QC_2040_KnownCap | QC | Electrolyser 2050 | 2040 | Hydrogen | 0 | known | QC
LCP_Inputs_ON_Electric_Howarth_2023_05_05 | Electrolyser 2050_QC_2050_KnownCap | QC | Electrolyser 2050 | 2050 | Hydrogen | 0 | known | QC
LCP_Inputs_ON_Electric_Howarth_2023_05_05 | Anaerobic Digestion_QC_2020_KnownCap | QC | Anaerobic Digestion | 2020 | Methane | 0 | known | QC
LCP_Inputs_ON_Electric_Howarth_2023_05_05 | Anaerobic Digestion_QC_2030_KnownCap | QC | Anaerobic Digestion | 2030 | Methane | 0 | known | QC
LCP_Inputs_ON_Electric_Howarth_2023_05_05 | Anaerobic Digestion_QC_2040_KnownCap | QC | Anaerobic Digestion | 2040 | Methane | 0 | known | QC
LCP_Inputs_ON_Electric_Howarth_2023_05_05 | Anaerobic Digestion_QC_2050_KnownCap | QC | Anaerobic Digestion | 2050 | Methane | 0 | known | QC
LCP_Inputs_ON_Electric_Howarth_2023_05_05 | CH4 + CCS_QC_2020_KnownCap | QC | CH4 + CCS | 2020 | Methane | 0 | known | QC
LCP_Inputs_ON_Electric_Howarth_2023_05_05 | CH4 + CCS_QC_2030_KnownCap | QC | CH4 + CCS | 2030 | Methane | 0 | known | QC
LCP_Inputs_ON_Electric_Howarth_2023_05_05 | CH4 + CCS_QC_2040_KnownCap | QC | CH4 + CCS | 2040 | Methane | 0 | known | QC
LCP_Inputs_ON_Electric_Howarth_2023_05_05 | CH4 + CCS_QC_2050_KnownCap | QC | CH4 + CCS | 2050 | Methane | 0 | known | QC
LCP_Inputs_ON_Electric_Howarth_2023_05_05 | SMR CCS_QC_2020_KnownCap | QC | SMR CCS | 2020 | Hydrogen | 0 | known | QC
LCP_Inputs_ON_Electric_Howarth_2023_05_05 | SMR CCS_QC_2030_KnownCap | QC | SMR CCS | 2030 | Hydrogen | 0 | known | QC
LCP_Inputs_ON_Electric_Howarth_2023_05_05 | SMR CCS_QC_2040_KnownCap | QC | SMR CCS | 2040 | Hydrogen | 0 | known | QC
LCP_Inputs_ON_Electric_Howarth_2023_05_05 | SMR CCS_QC_2050_KnownCap | QC | SMR CCS | 2050 | Hydrogen | 0 | known | QC
LCP_Inputs_ON_Electric_Howarth_2023_05_05 | Wind Onshore_WC_2020_KnownCap | WC | Wind Onshore | 2020 | Electricity | 239 | known | WC
LCP_Inputs_ON_Electric_Howarth_2023_05_05 | Wind Onshore_WC_2030_KnownCap | WC | Wind Onshore | 2030 | Electricity | 239 | known | WC
LCP_Inputs_ON_Electric_Howarth_2023_05_05 | Wind Onshore_WC_2040_KnownCap | WC | Wind Onshore | 2040 | Electricity | 1239 | known | WC
LCP_Inputs_ON_Electric_Howarth_2023_05_05 | Wind Onshore_WC_2050_KnownCap | WC | Wind Onshore | 2050 | Electricity | 2239 | known | WC
LCP_Inputs_ON_Electric_Howarth_2023_05_05 | Wind Offshore_WC_2020_KnownCap | WC | Wind Offshore | 2020 | Electricity | 0 | known | WC
LCP_Inputs_ON_Electric_Howarth_2023_05_05 | Wind Offshore_WC_2030_KnownCap | WC | Wind Offshore | 2030 | Electricity | 0 | known | WC
LCP_Inputs_ON_Electric_Howarth_2023_05_05 | Wind Offshore_WC_2040_KnownCap | WC | Wind Offshore | 2040 | Electricity | 0 | known | WC
LCP_Inputs_ON_Electric_Howarth_2023_05_05 | Wind Offshore_WC_2050_KnownCap | WC | Wind Offshore | 2050 | Electricity | 0 | known | WC
LCP_Inputs_ON_Electric_Howarth_2023_05_05 | Solar PV_WC_2020_KnownCap | WC | Solar PV | 2020 | Electricity | 0 | known | WC
LCP_Inputs_ON_Electric_Howarth_2023_05_05 | Solar PV_WC_2030_KnownCap | WC | Solar PV | 2030 | Electricity | 0 | known | WC
LCP_Inputs_ON_Electric_Howarth_2023_05_05 | Solar PV_WC_2040_KnownCap | WC | Solar PV | 2040 | Electricity | 0 | known | WC
LCP_Inputs_ON_Electric_Howarth_2023_05_05 | Solar PV_WC_2050_KnownCap | WC | Solar PV | 2050 | Electricity | 0 | known | WC
LCP_Inputs_ON_Electric_Howarth_2023_05_05 | Hydro_WC_2020_KnownCap | WC | Hydro | 2020 | Electricity | 6045.7 | known | WC
LCP_Inputs_ON_Electric_Howarth_2023_05_05 | Hydro_WC_2030_KnownCap | WC | Hydro | 2030 | Electricity | 6641.7 | known | WC
LCP_Inputs_ON_Electric_Howarth_2023_05_05 | Hydro_WC_2040_KnownCap | WC | Hydro | 2040 | Electricity | 6641.7 | known | WC
LCP_Inputs_ON_Electric_Howarth_2023_05_05 | Hydro_WC_2050_KnownCap | WC | Hydro | 2050 | Electricity | 6641.7 | known | WC
LCP_Inputs_ON_Electric_Howarth_2023_05_05 | Hydro Pumped Storage_WC_2020_KnownCap | WC | Hydro Pumped Storage | 2020 | Electricity | 0 | known | WC
LCP_Inputs_ON_Electric_Howarth_2023_05_05 | Hydro Pumped Storage_WC_2030_KnownCap | WC | Hydro Pumped Storage | 2030 | Electricity | 0 | known | WC
LCP_Inputs_ON_Electric_Howarth_2023_05_05 | Hydro Pumped Storage_WC_2040_KnownCap | WC | Hydro Pumped Storage | 2040 | Electricity | 0 | known | WC
LCP_Inputs_ON_Electric_Howarth_2023_05_05 | Hydro Pumped Storage_WC_2050_KnownCap | WC | Hydro Pumped Storage | 2050 | Electricity | 0 | known | WC
LCP_Inputs_ON_Electric_Howarth_2023_05_05 | Nuclear_WC_2020_KnownCap | WC | Nuclear | 2020 | Electricity | 0 | known | WC
LCP_Inputs_ON_Electric_Howarth_2023_05_05 | Nuclear_WC_2030_KnownCap | WC | Nuclear | 2030 | Electricity | 0 | known | WC
LCP_Inputs_ON_Electric_Howarth_2023_05_05 | Nuclear_WC_2040_KnownCap | WC | Nuclear | 2040 | Electricity | 0 | known | WC
LCP_Inputs_ON_Electric_Howarth_2023_05_05 | Nuclear_WC_2050_KnownCap | WC | Nuclear | 2050 | Electricity | 0 | known | WC
LCP_Inputs_ON_Electric_Howarth_2023_05_05 | Fossil Fuel Thermal (Coal, Peat, Oil)_WC_2020_KnownCap | WC | Fossil Fuel Thermal (Coal, Peat, Oil) | 2020 | Electricity | 0 | known | WC
LCP_Inputs_ON_Electric_Howarth_2023_05_05 | Fossil Fuel Thermal (Coal, Peat, Oil)_WC_2030_KnownCap | WC | Fossil Fuel Thermal (Coal, Peat, Oil) | 2030 | Electricity | 0 | known | WC
LCP_Inputs_ON_Electric_Howarth_2023_05_05 | Fossil Fuel Thermal (Coal, Peat, Oil)_WC_2040_KnownCap | WC | Fossil Fuel Thermal (Coal, Peat, Oil) | 2040 | Electricity | 0 | known | WC
LCP_Inputs_ON_Electric_Howarth_2023_05_05 | Fossil Fuel Thermal (Coal, Peat, Oil)_WC_2050_KnownCap | WC | Fossil Fuel Thermal (Coal, Peat, Oil) | 2050 | Electricity | 0 | known | WC
LCP_Inputs_ON_Electric_Howarth_2023_05_05 | O/CCGT - CH4 Existing_WC_2020_KnownCap | WC | O/CCGT - CH4 Existing | 2020 | Electricity | 0 | known | WC
LCP_Inputs_ON_Electric_Howarth_2023_05_05 | O/CCGT - CH4 Existing_WC_2030_KnownCap | WC | O/CCGT - CH4 Existing | 2030 | Electricity | 0 | known | WC
LCP_Inputs_ON_Electric_Howarth_2023_05_05 | O/CCGT - CH4 Existing_WC_2040_KnownCap | WC | O/CCGT - CH4 Existing | 2040 | Electricity | 0 | known | WC
LCP_Inputs_ON_Electric_Howarth_2023_05_05 | O/CCGT - CH4 Existing_WC_2050_KnownCap | WC | O/CCGT - CH4 Existing | 2050 | Electricity | 0 | known | WC
LCP_Inputs_ON_Electric_Howarth_2023_05_05 | O/CCGT - CH4 New_WC_2020_KnownCap | WC | O/CCGT - CH4 New | 2020 | Electricity | 0 | known | WC
LCP_Inputs_ON_Electric_Howarth_2023_05_05 | O/CCGT - CH4 New_WC_2030_KnownCap | WC | O/CCGT - CH4 New | 2030 | Electricity | 0 | known | WC
LCP_Inputs_ON_Electric_Howarth_2023_05_05 | O/CCGT - CH4 New_WC_2040_KnownCap | WC | O/CCGT - CH4 New | 2040 | Electricity | 0 | known | WC
LCP_Inputs_ON_Electric_Howarth_2023_05_05 | O/CCGT - CH4 New_WC_2050_KnownCap | WC | O/CCGT - CH4 New | 2050 | Electricity | 0 | known | WC
LCP_Inputs_ON_Electric_Howarth_2023_05_05 | O/CCGT - H2 New_WC_2020_KnownCap | WC | O/CCGT - H2 New | 2020 | Electricity | 0 | known | WC
LCP_Inputs_ON_Electric_Howarth_2023_05_05 | O/CCGT - H2 New_WC_2030_KnownCap | WC | O/CCGT - H2 New | 2030 | Electricity | 0 | known | WC
LCP_Inputs_ON_Electric_Howarth_2023_05_05 | O/CCGT - H2 New_WC_2040_KnownCap | WC | O/CCGT - H2 New | 2040 | Electricity | 0 | known | WC
LCP_Inputs_ON_Electric_Howarth_2023_05_05 | O/CCGT - H2 New_WC_2050_KnownCap | WC | O/CCGT - H2 New | 2050 | Electricity | 0 | known | WC
LCP_Inputs_ON_Electric_Howarth_2023_05_05 | Biomass_WC_2020_KnownCap | WC | Biomass | 2020 | Electricity | 0 | known | WC
LCP_Inputs_ON_Electric_Howarth_2023_05_05 | Biomass_WC_2030_KnownCap | WC | Biomass | 2030 | Electricity | 0 | known | WC
LCP_Inputs_ON_Electric_Howarth_2023_05_05 | Biomass_WC_2040_KnownCap | WC | Biomass | 2040 | Electricity | 0 | known | WC
LCP_Inputs_ON_Electric_Howarth_2023_05_05 | Biomass_WC_2050_KnownCap | WC | Biomass | 2050 | Electricity | 0 | known | WC
LCP_Inputs_ON_Electric_Howarth_2023_05_05 | Battery Storage_WC_2020_KnownCap | WC | Battery Storage | 2020 | Electricity | 0 | known | WC
LCP_Inputs_ON_Electric_Howarth_2023_05_05 | Battery Storage_WC_2030_KnownCap | WC | Battery Storage | 2030 | Electricity | 0 | known | WC
LCP_Inputs_ON_Electric_Howarth_2023_05_05 | Battery Storage_WC_2040_KnownCap | WC | Battery Storage | 2040 | Electricity | 0 | known | WC
LCP_Inputs_ON_Electric_Howarth_2023_05_05 | Battery Storage_WC_2050_KnownCap | WC | Battery Storage | 2050 | Electricity | 0 | known | WC
LCP_Inputs_ON_Electric_Howarth_2023_05_05 | Generic - Generator_WC_2020_KnownCap | WC | Generic - Generator | 2020 | Electricity | 22.8 | known | WC
LCP_Inputs_ON_Electric_Howarth_2023_05_05 | Generic - Generator_WC_2030_KnownCap | WC | Generic - Generator | 2030 | Electricity | 22.8 | known | WC
LCP_Inputs_ON_Electric_Howarth_2023_05_05 | Generic - Generator_WC_2040_KnownCap | WC | Generic - Generator | 2040 | Electricity | 0 | known | WC
LCP_Inputs_ON_Electric_Howarth_2023_05_05 | Generic - Generator_WC_2050_KnownCap | WC | Generic - Generator | 2050 | Electricity | 0 | known | WC
LCP_Inputs_ON_Electric_Howarth_2023_05_05 | CH4 Salt Cavern Storage - ON_WC_2020_KnownCap | WC | CH4 Salt Cavern Storage - ON | 2020 | Methane | 0 | known | WC
LCP_Inputs_ON_Electric_Howarth_2023_05_05 | CH4 Salt Cavern Storage - ON_WC_2030_KnownCap | WC | CH4 Salt Cavern Storage - ON | 2030 | Methane | 0 | known | WC
LCP_Inputs_ON_Electric_Howarth_2023_05_05 | CH4 Salt Cavern Storage - ON_WC_2040_KnownCap | WC | CH4 Salt Cavern Storage - ON | 2040 | Methane | 0 | known | WC
LCP_Inputs_ON_Electric_Howarth_2023_05_05 | CH4 Salt Cavern Storage - ON_WC_2050_KnownCap | WC | CH4 Salt Cavern Storage - ON | 2050 | Methane | 0 | known | WC
LCP_Inputs_ON_Electric_Howarth_2023_05_05 | H2 Salt Cavern Storage - ON_WC_2020_KnownCap | WC | H2 Salt Cavern Storage - ON | 2020 | Hydrogen | 0 | known | WC
LCP_Inputs_ON_Electric_Howarth_2023_05_05 | H2 Salt Cavern Storage - ON_WC_2030_KnownCap | WC | H2 Salt Cavern Storage - ON | 2030 | Hydrogen | 0 | known | WC
LCP_Inputs_ON_Electric_Howarth_2023_05_05 | H2 Salt Cavern Storage - ON_WC_2040_KnownCap | WC | H2 Salt Cavern Storage - ON | 2040 | Hydrogen | 0 | known | WC
LCP_Inputs_ON_Electric_Howarth_2023_05_05 | H2 Salt Cavern Storage - ON_WC_2050_KnownCap | WC | H2 Salt Cavern Storage - ON | 2050 | Hydrogen | 0 | known | WC
LCP_Inputs_ON_Electric_Howarth_2023_05_05 | H2 Import - QC_WC_2020_KnownCap | WC | H2 Import - QC | 2020 | Hydrogen | 0 | known | WC
LCP_Inputs_ON_Electric_Howarth_2023_05_05 | H2 Import - QC_WC_2030_KnownCap | WC | H2 Import - QC | 2030 | Hydrogen | 0 | known | WC
LCP_Inputs_ON_Electric_Howarth_2023_05_05 | H2 Import - QC_WC_2040_KnownCap | WC | H2 Import - QC | 2040 | Hydrogen | 0 | known | WC
LCP_Inputs_ON_Electric_Howarth_2023_05_05 | H2 Import - QC_WC_2050_KnownCap | WC | H2 Import - QC | 2050 | Hydrogen | 0 | known | WC
LCP_Inputs_ON_Electric_Howarth_2023_05_05 | H2 Import - WC_WC_2020_KnownCap | WC | H2 Import - WC | 2020 | Hydrogen | 0 | known | WC
LCP_Inputs_ON_Electric_Howarth_2023_05_05 | H2 Import - WC_WC_2030_KnownCap | WC | H2 Import - WC | 2030 | Hydrogen | 0 | known | WC
LCP_Inputs_ON_Electric_Howarth_2023_05_05 | H2 Import - WC_WC_2040_KnownCap | WC | H2 Import - WC | 2040 | Hydrogen | 0 | known | WC
LCP_Inputs_ON_Electric_Howarth_2023_05_05 | H2 Import - WC_WC_2050_KnownCap | WC | H2 Import - WC | 2050 | Hydrogen | 0 | known | WC
LCP_Inputs_ON_Electric_Howarth_2023_05_05 | CH4 Import - WC 2020_WC_2020_KnownCap | WC | CH4 Import - WC 2020 | 2020 | Methane | 100000000 | known | WC
LCP_Inputs_ON_Electric_Howarth_2023_05_05 | CH4 Import - WC 2020_WC_2030_KnownCap | WC | CH4 Import - WC 2020 | 2030 | Methane | 0 | known | WC
LCP_Inputs_ON_Electric_Howarth_2023_05_05 | CH4 Import - WC 2020_WC_2040_KnownCap | WC | CH4 Import - WC 2020 | 2040 | Methane | 0 | known | WC
LCP_Inputs_ON_Electric_Howarth_2023_05_05 | CH4 Import - WC 2020_WC_2050_KnownCap | WC | CH4 Import - WC 2020 | 2050 | Methane | 0 | known | WC
LCP_Inputs_ON_Electric_Howarth_2023_05_05 | CH4 Import - WC 2030_WC_2020_KnownCap | WC | CH4 Import - WC 2030 | 2020 | Methane | 0 | known | WC
LCP_Inputs_ON_Electric_Howarth_2023_05_05 | CH4 Import - WC 2030_WC_2030_KnownCap | WC | CH4 Import - WC 2030 | 2030 | Methane | 100000000 | known | WC
LCP_Inputs_ON_Electric_Howarth_2023_05_05 | CH4 Import - WC 2030_WC_2040_KnownCap | WC | CH4 Import - WC 2030 | 2040 | Methane | 0 | known | WC
LCP_Inputs_ON_Electric_Howarth_2023_05_05 | CH4 Import - WC 2030_WC_2050_KnownCap | WC | CH4 Import - WC 2030 | 2050 | Methane | 0 | known | WC
LCP_Inputs_ON_Electric_Howarth_2023_05_05 | CH4 Import - WC 2040_WC_2020_KnownCap | WC | CH4 Import - WC 2040 | 2020 | Methane | 0 | known | WC
LCP_Inputs_ON_Electric_Howarth_2023_05_05 | CH4 Import - WC 2040_WC_2030_KnownCap | WC | CH4 Import - WC 2040 | 2030 | Methane | 0 | known | WC
LCP_Inputs_ON_Electric_Howarth_2023_05_05 | CH4 Import - WC 2040_WC_2040_KnownCap | WC | CH4 Import - WC 2040 | 2040 | Methane | 100000000 | known | WC
LCP_Inputs_ON_Electric_Howarth_2023_05_05 | CH4 Import - WC 2040_WC_2050_KnownCap | WC | CH4 Import - WC 2040 | 2050 | Methane | 0 | known | WC
LCP_Inputs_ON_Electric_Howarth_2023_05_05 | CH4 Import - WC 2050_WC_2020_KnownCap | WC | CH4 Import - WC 2050 | 2020 | Methane | 0 | known | WC
LCP_Inputs_ON_Electric_Howarth_2023_05_05 | CH4 Import - WC 2050_WC_2030_KnownCap | WC | CH4 Import - WC 2050 | 2030 | Methane | 0 | known | WC
LCP_Inputs_ON_Electric_Howarth_2023_05_05 | CH4 Import - WC 2050_WC_2040_KnownCap | WC | CH4 Import - WC 2050 | 2040 | Methane | 0 | known | WC
LCP_Inputs_ON_Electric_Howarth_2023_05_05 | CH4 Import - WC 2050_WC_2050_KnownCap | WC | CH4 Import - WC 2050 | 2050 | Methane | 100000000 | known | WC
LCP_Inputs_ON_Electric_Howarth_2023_05_05 | CH4 Import - NY 2020_WC_2020_KnownCap | WC | CH4 Import - NY 2020 | 2020 | Methane | 0 | known | WC
LCP_Inputs_ON_Electric_Howarth_2023_05_05 | CH4 Import - NY 2020_WC_2030_KnownCap | WC | CH4 Import - NY 2020 | 2030 | Methane | 0 | known | WC
LCP_Inputs_ON_Electric_Howarth_2023_05_05 | CH4 Import - NY 2020_WC_2040_KnownCap | WC | CH4 Import - NY 2020 | 2040 | Methane | 0 | known | WC
LCP_Inputs_ON_Electric_Howarth_2023_05_05 | CH4 Import - NY 2020_WC_2050_KnownCap | WC | CH4 Import - NY 2020 | 2050 | Methane | 0 | known | WC
LCP_Inputs_ON_Electric_Howarth_2023_05_05 | CH4 Import - NY 2030_WC_2020_KnownCap | WC | CH4 Import - NY 2030 | 2020 | Methane | 0 | known | WC
LCP_Inputs_ON_Electric_Howarth_2023_05_05 | CH4 Import - NY 2030_WC_2030_KnownCap | WC | CH4 Import - NY 2030 | 2030 | Methane | 0 | known | WC
LCP_Inputs_ON_Electric_Howarth_2023_05_05 | CH4 Import - NY 2030_WC_2040_KnownCap | WC | CH4 Import - NY 2030 | 2040 | Methane | 0 | known | WC
LCP_Inputs_ON_Electric_Howarth_2023_05_05 | CH4 Import - NY 2030_WC_2050_KnownCap | WC | CH4 Import - NY 2030 | 2050 | Methane | 0 | known | WC
LCP_Inputs_ON_Electric_Howarth_2023_05_05 | CH4 Import - NY 2040_WC_2020_KnownCap | WC | CH4 Import - NY 2040 | 2020 | Methane | 0 | known | WC
LCP_Inputs_ON_Electric_Howarth_2023_05_05 | CH4 Import - NY 2040_WC_2030_KnownCap | WC | CH4 Import - NY 2040 | 2030 | Methane | 0 | known | WC
LCP_Inputs_ON_Electric_Howarth_2023_05_05 | CH4 Import - NY 2040_WC_2040_KnownCap | WC | CH4 Import - NY 2040 | 2040 | Methane | 0 | known | WC
LCP_Inputs_ON_Electric_Howarth_2023_05_05 | CH4 Import - NY 2040_WC_2050_KnownCap | WC | CH4 Import - NY 2040 | 2050 | Methane | 0 | known | WC
LCP_Inputs_ON_Electric_Howarth_2023_05_05 | CH4 Import - NY 2050_WC_2020_KnownCap | WC | CH4 Import - NY 2050 | 2020 | Methane | 0 | known | WC
LCP_Inputs_ON_Electric_Howarth_2023_05_05 | CH4 Import - NY 2050_WC_2030_KnownCap | WC | CH4 Import - NY 2050 | 2030 | Methane | 0 | known | WC
LCP_Inputs_ON_Electric_Howarth_2023_05_05 | CH4 Import - NY 2050_WC_2040_KnownCap | WC | CH4 Import - NY 2050 | 2040 | Methane | 0 | known | WC
LCP_Inputs_ON_Electric_Howarth_2023_05_05 | CH4 Import - NY 2050_WC_2050_KnownCap | WC | CH4 Import - NY 2050 | 2050 | Methane | 0 | known | WC
LCP_Inputs_ON_Electric_Howarth_2023_05_05 | Electrolyser 2020/2030_WC_2020_KnownCap | WC | Electrolyser 2020/2030 | 2020 | Hydrogen | 0 | known | WC
LCP_Inputs_ON_Electric_Howarth_2023_05_05 | Electrolyser 2020/2030_WC_2030_KnownCap | WC | Electrolyser 2020/2030 | 2030 | Hydrogen | 0 | known | WC
LCP_Inputs_ON_Electric_Howarth_2023_05_05 | Electrolyser 2020/2030_WC_2040_KnownCap | WC | Electrolyser 2020/2030 | 2040 | Hydrogen | 0 | known | WC
LCP_Inputs_ON_Electric_Howarth_2023_05_05 | Electrolyser 2020/2030_WC_2050_KnownCap | WC | Electrolyser 2020/2030 | 2050 | Hydrogen | 0 | known | WC
LCP_Inputs_ON_Electric_Howarth_2023_05_05 | Electrolyser 2040_WC_2020_KnownCap | WC | Electrolyser 2040 | 2020 | Hydrogen | 0 | known | WC
LCP_Inputs_ON_Electric_Howarth_2023_05_05 | Electrolyser 2040_WC_2030_KnownCap | WC | Electrolyser 2040 | 2030 | Hydrogen | 0 | known | WC
LCP_Inputs_ON_Electric_Howarth_2023_05_05 | Electrolyser 2040_WC_2040_KnownCap | WC | Electrolyser 2040 | 2040 | Hydrogen | 0 | known | WC
LCP_Inputs_ON_Electric_Howarth_2023_05_05 | Electrolyser 2040_WC_2050_KnownCap | WC | Electrolyser 2040 | 2050 | Hydrogen | 0 | known | WC
LCP_Inputs_ON_Electric_Howarth_2023_05_05 | Electrolyser 2050_WC_2020_KnownCap | WC | Electrolyser 2050 | 2020 | Hydrogen | 0 | known | WC
LCP_Inputs_ON_Electric_Howarth_2023_05_05 | Electrolyser 2050_WC_2030_KnownCap | WC | Electrolyser 2050 | 2030 | Hydrogen | 0 | known | WC
LCP_Inputs_ON_Electric_Howarth_2023_05_05 | Electrolyser 2050_WC_2040_KnownCap | WC | Electrolyser 2050 | 2040 | Hydrogen | 0 | known | WC
LCP_Inputs_ON_Electric_Howarth_2023_05_05 | Electrolyser 2050_WC_2050_KnownCap | WC | Electrolyser 2050 | 2050 | Hydrogen | 0 | known | WC
LCP_Inputs_ON_Electric_Howarth_2023_05_05 | Anaerobic Digestion_WC_2020_KnownCap | WC | Anaerobic Digestion | 2020 | Methane | 0 | known | WC
LCP_Inputs_ON_Electric_Howarth_2023_05_05 | Anaerobic Digestion_WC_2030_KnownCap | WC | Anaerobic Digestion | 2030 | Methane | 0 | known | WC
LCP_Inputs_ON_Electric_Howarth_2023_05_05 | Anaerobic Digestion_WC_2040_KnownCap | WC | Anaerobic Digestion | 2040 | Methane | 0 | known | WC
LCP_Inputs_ON_Electric_Howarth_2023_05_05 | Anaerobic Digestion_WC_2050_KnownCap | WC | Anaerobic Digestion | 2050 | Methane | 0 | known | WC
LCP_Inputs_ON_Electric_Howarth_2023_05_05 | CH4 + CCS_WC_2020_KnownCap | WC | CH4 + CCS | 2020 | Methane | 0 | known | WC
LCP_Inputs_ON_Electric_Howarth_2023_05_05 | CH4 + CCS_WC_2030_KnownCap | WC | CH4 + CCS | 2030 | Methane | 0 | known | WC
LCP_Inputs_ON_Electric_Howarth_2023_05_05 | CH4 + CCS_WC_2040_KnownCap | WC | CH4 + CCS | 2040 | Methane | 0 | known | WC
LCP_Inputs_ON_Electric_Howarth_2023_05_05 | CH4 + CCS_WC_2050_KnownCap | WC | CH4 + CCS | 2050 | Methane | 0 | known | WC
LCP_Inputs_ON_Electric_Howarth_2023_05_05 | SMR CCS_WC_2020_KnownCap | WC | SMR CCS | 2020 | Hydrogen | 0 | known | WC
LCP_Inputs_ON_Electric_Howarth_2023_05_05 | SMR CCS_WC_2030_KnownCap | WC | SMR CCS | 2030 | Hydrogen | 0 | known | WC
LCP_Inputs_ON_Electric_Howarth_2023_05_05 | SMR CCS_WC_2040_KnownCap | WC | SMR CCS | 2040 | Hydrogen | 0 | known | WC
LCP_Inputs_ON_Electric_Howarth_2023_05_05 | SMR CCS_WC_2050_KnownCap | WC | SMR CCS | 2050 | Hydrogen | 0 | known | WC
LCP_Inputs_ON_Electric_Howarth_2023_05_05 | Wind Onshore_NY_2020_KnownCap | NY | Wind Onshore | 2020 | Electricity | 2672.67 | known | NY
LCP_Inputs_ON_Electric_Howarth_2023_05_05 | Wind Onshore_NY_2030_KnownCap | NY | Wind Onshore | 2030 | Electricity | 7637.67 | known | NY
LCP_Inputs_ON_Electric_Howarth_2023_05_05 | Wind Onshore_NY_2040_KnownCap | NY | Wind Onshore | 2040 | Electricity | 10077.67 | known | NY
LCP_Inputs_ON_Electric_Howarth_2023_05_05 | Wind Onshore_NY_2050_KnownCap | NY | Wind Onshore | 2050 | Electricity | 10395.67 | known | NY
LCP_Inputs_ON_Electric_Howarth_2023_05_05 | Wind Offshore_NY_2020_KnownCap | NY | Wind Offshore | 2020 | Electricity | 0 | known | NY
LCP_Inputs_ON_Electric_Howarth_2023_05_05 | Wind Offshore_NY_2030_KnownCap | NY | Wind Offshore | 2030 | Electricity | 3526 | known | NY
LCP_Inputs_ON_Electric_Howarth_2023_05_05 | Wind Offshore_NY_2040_KnownCap | NY | Wind Offshore | 2040 | Electricity | 8326 | known | NY
LCP_Inputs_ON_Electric_Howarth_2023_05_05 | Wind Offshore_NY_2050_KnownCap | NY | Wind Offshore | 2050 | Electricity | 14688 | known | NY
LCP_Inputs_ON_Electric_Howarth_2023_05_05 | Solar PV_NY_2020_KnownCap | NY | Solar PV | 2020 | Electricity | 8330.02 | known | NY
LCP_Inputs_ON_Electric_Howarth_2023_05_05 | Solar PV_NY_2030_KnownCap | NY | Solar PV | 2030 | Electricity | 16227.02 | known | NY
LCP_Inputs_ON_Electric_Howarth_2023_05_05 | Solar PV_NY_2040_KnownCap | NY | Solar PV | 2040 | Electricity | 22282.02 | known | NY
LCP_Inputs_ON_Electric_Howarth_2023_05_05 | Solar PV_NY_2050_KnownCap | NY | Solar PV | 2050 | Electricity | 23448.02 | known | NY
LCP_Inputs_ON_Electric_Howarth_2023_05_05 | Hydro_NY_2020_KnownCap | NY | Hydro | 2020 | Electricity | 5000.197 | known | NY
LCP_Inputs_ON_Electric_Howarth_2023_05_05 | Hydro_NY_2030_KnownCap | NY | Hydro | 2030 | Electricity | 5011.197 | known | NY
LCP_Inputs_ON_Electric_Howarth_2023_05_05 | Hydro_NY_2040_KnownCap | NY | Hydro | 2040 | Electricity | 5011.197 | known | NY
LCP_Inputs_ON_Electric_Howarth_2023_05_05 | Hydro_NY_2050_KnownCap | NY | Hydro | 2050 | Electricity | 5011.197 | known | NY
LCP_Inputs_ON_Electric_Howarth_2023_05_05 | Hydro Pumped Storage_NY_2020_KnownCap | NY | Hydro Pumped Storage | 2020 | Electricity | 1412.9 | known | NY
LCP_Inputs_ON_Electric_Howarth_2023_05_05 | Hydro Pumped Storage_NY_2030_KnownCap | NY | Hydro Pumped Storage | 2030 | Electricity | 1412.9 | known | NY
LCP_Inputs_ON_Electric_Howarth_2023_05_05 | Hydro Pumped Storage_NY_2040_KnownCap | NY | Hydro Pumped Storage | 2040 | Electricity | 1412.9 | known | NY
LCP_Inputs_ON_Electric_Howarth_2023_05_05 | Hydro Pumped Storage_NY_2050_KnownCap | NY | Hydro Pumped Storage | 2050 | Electricity | 1412.9 | known | NY
LCP_Inputs_ON_Electric_Howarth_2023_05_05 | Nuclear_NY_2020_KnownCap | NY | Nuclear | 2020 | Electricity | 3344.6 | known | NY
LCP_Inputs_ON_Electric_Howarth_2023_05_05 | Nuclear_NY_2030_KnownCap | NY | Nuclear | 2030 | Electricity | 3344.6 | known | NY
LCP_Inputs_ON_Electric_Howarth_2023_05_05 | Nuclear_NY_2040_KnownCap | NY | Nuclear | 2040 | Electricity | 3344.6 | known | NY
LCP_Inputs_ON_Electric_Howarth_2023_05_05 | Nuclear_NY_2050_KnownCap | NY | Nuclear | 2050 | Electricity | 3344.6 | known | NY
LCP_Inputs_ON_Electric_Howarth_2023_05_05 | Fossil Fuel Thermal (Coal, Peat, Oil)_NY_2020_KnownCap | NY | Fossil Fuel Thermal (Coal, Peat, Oil) | 2020 | Electricity | 0 | known | NY
LCP_Inputs_ON_Electric_Howarth_2023_05_05 | Fossil Fuel Thermal (Coal, Peat, Oil)_NY_2030_KnownCap | NY | Fossil Fuel Thermal (Coal, Peat, Oil) | 2030 | Electricity | 0 | known | NY
LCP_Inputs_ON_Electric_Howarth_2023_05_05 | Fossil Fuel Thermal (Coal, Peat, Oil)_NY_2040_KnownCap | NY | Fossil Fuel Thermal (Coal, Peat, Oil) | 2040 | Electricity | 0 | known | NY
LCP_Inputs_ON_Electric_Howarth_2023_05_05 | Fossil Fuel Thermal (Coal, Peat, Oil)_NY_2050_KnownCap | NY | Fossil Fuel Thermal (Coal, Peat, Oil) | 2050 | Electricity | 0 | known | NY
LCP_Inputs_ON_Electric_Howarth_2023_05_05 | O/CCGT - CH4 Existing_NY_2020_KnownCap | NY | O/CCGT - CH4 Existing | 2020 | Electricity | 0 | known | NY
LCP_Inputs_ON_Electric_Howarth_2023_05_05 | O/CCGT - CH4 Existing_NY_2030_KnownCap | NY | O/CCGT - CH4 Existing | 2030 | Electricity | 0 | known | NY
LCP_Inputs_ON_Electric_Howarth_2023_05_05 | O/CCGT - CH4 Existing_NY_2040_KnownCap | NY | O/CCGT - CH4 Existing | 2040 | Electricity | 0 | known | NY
LCP_Inputs_ON_Electric_Howarth_2023_05_05 | O/CCGT - CH4 Existing_NY_2050_KnownCap | NY | O/CCGT - CH4 Existing | 2050 | Electricity | 0 | known | NY
LCP_Inputs_ON_Electric_Howarth_2023_05_05 | O/CCGT - CH4 New_NY_2020_KnownCap | NY | O/CCGT - CH4 New | 2020 | Electricity | 0 | known | NY
LCP_Inputs_ON_Electric_Howarth_2023_05_05 | O/CCGT - CH4 New_NY_2030_KnownCap | NY | O/CCGT - CH4 New | 2030 | Electricity | 0 | known | NY
LCP_Inputs_ON_Electric_Howarth_2023_05_05 | O/CCGT - CH4 New_NY_2040_KnownCap | NY | O/CCGT - CH4 New | 2040 | Electricity | 0 | known | NY
LCP_Inputs_ON_Electric_Howarth_2023_05_05 | O/CCGT - CH4 New_NY_2050_KnownCap | NY | O/CCGT - CH4 New | 2050 | Electricity | 0 | known | NY
LCP_Inputs_ON_Electric_Howarth_2023_05_05 | O/CCGT - H2 New_NY_2020_KnownCap | NY | O/CCGT - H2 New | 2020 | Electricity | 0 | known | NY
LCP_Inputs_ON_Electric_Howarth_2023_05_05 | O/CCGT - H2 New_NY_2030_KnownCap | NY | O/CCGT - H2 New | 2030 | Electricity | 0 | known | NY
LCP_Inputs_ON_Electric_Howarth_2023_05_05 | O/CCGT - H2 New_NY_2040_KnownCap | NY | O/CCGT - H2 New | 2040 | Electricity | 0 | known | NY
LCP_Inputs_ON_Electric_Howarth_2023_05_05 | O/CCGT - H2 New_NY_2050_KnownCap | NY | O/CCGT - H2 New | 2050 | Electricity | 0 | known | NY
LCP_Inputs_ON_Electric_Howarth_2023_05_05 | Biomass_NY_2020_KnownCap | NY | Biomass | 2020 | Electricity | 274.5 | known | NY
LCP_Inputs_ON_Electric_Howarth_2023_05_05 | Biomass_NY_2030_KnownCap | NY | Biomass | 2030 | Electricity | 295.5 | known | NY
LCP_Inputs_ON_Electric_Howarth_2023_05_05 | Biomass_NY_2040_KnownCap | NY | Biomass | 2040 | Electricity | 295.5 | known | NY
LCP_Inputs_ON_Electric_Howarth_2023_05_05 | Biomass_NY_2050_KnownCap | NY | Biomass | 2050 | Electricity | 295.5 | known | NY
LCP_Inputs_ON_Electric_Howarth_2023_05_05 | Battery Storage_NY_2020_KnownCap | NY | Battery Storage | 2020 | Electricity | 58 | known | NY
LCP_Inputs_ON_Electric_Howarth_2023_05_05 | Battery Storage_NY_2030_KnownCap | NY | Battery Storage | 2030 | Electricity | 2139 | known | NY
LCP_Inputs_ON_Electric_Howarth_2023_05_05 | Battery Storage_NY_2040_KnownCap | NY | Battery Storage | 2040 | Electricity | 6053 | known | NY
LCP_Inputs_ON_Electric_Howarth_2023_05_05 | Battery Storage_NY_2050_KnownCap | NY | Battery Storage | 2050 | Electricity | 7007 | known | NY
LCP_Inputs_ON_Electric_Howarth_2023_05_05 | Generic - Generator_NY_2020_KnownCap | NY | Generic - Generator | 2020 | Electricity | 28471.17 | known | NY
LCP_Inputs_ON_Electric_Howarth_2023_05_05 | Generic - Generator_NY_2030_KnownCap | NY | Generic - Generator | 2030 | Electricity | 24785.17 | known | NY
LCP_Inputs_ON_Electric_Howarth_2023_05_05 | Generic - Generator_NY_2040_KnownCap | NY | Generic - Generator | 2040 | Electricity | 23524.17 | known | NY
LCP_Inputs_ON_Electric_Howarth_2023_05_05 | Generic - Generator_NY_2050_KnownCap | NY | Generic - Generator | 2050 | Electricity | 22438.17 | known | NY
LCP_Inputs_ON_Electric_Howarth_2023_05_05 | CH4 Salt Cavern Storage - ON_NY_2020_KnownCap | NY | CH4 Salt Cavern Storage - ON | 2020 | Methane | 0 | known | NY
LCP_Inputs_ON_Electric_Howarth_2023_05_05 | CH4 Salt Cavern Storage - ON_NY_2030_KnownCap | NY | CH4 Salt Cavern Storage - ON | 2030 | Methane | 0 | known | NY
LCP_Inputs_ON_Electric_Howarth_2023_05_05 | CH4 Salt Cavern Storage - ON_NY_2040_KnownCap | NY | CH4 Salt Cavern Storage - ON | 2040 | Methane | 0 | known | NY
LCP_Inputs_ON_Electric_Howarth_2023_05_05 | CH4 Salt Cavern Storage - ON_NY_2050_KnownCap | NY | CH4 Salt Cavern Storage - ON | 2050 | Methane | 0 | known | NY
LCP_Inputs_ON_Electric_Howarth_2023_05_05 | H2 Salt Cavern Storage - ON_NY_2020_KnownCap | NY | H2 Salt Cavern Storage - ON | 2020 | Hydrogen | 0 | known | NY
LCP_Inputs_ON_Electric_Howarth_2023_05_05 | H2 Salt Cavern Storage - ON_NY_2030_KnownCap | NY | H2 Salt Cavern Storage - ON | 2030 | Hydrogen | 0 | known | NY
LCP_Inputs_ON_Electric_Howarth_2023_05_05 | H2 Salt Cavern Storage - ON_NY_2040_KnownCap | NY | H2 Salt Cavern Storage - ON | 2040 | Hydrogen | 0 | known | NY
LCP_Inputs_ON_Electric_Howarth_2023_05_05 | H2 Salt Cavern Storage - ON_NY_2050_KnownCap | NY | H2 Salt Cavern Storage - ON | 2050 | Hydrogen | 0 | known | NY
LCP_Inputs_ON_Electric_Howarth_2023_05_05 | H2 Import - QC_NY_2020_KnownCap | NY | H2 Import - QC | 2020 | Hydrogen | 0 | known | NY
LCP_Inputs_ON_Electric_Howarth_2023_05_05 | H2 Import - QC_NY_2030_KnownCap | NY | H2 Import - QC | 2030 | Hydrogen | 0 | known | NY
LCP_Inputs_ON_Electric_Howarth_2023_05_05 | H2 Import - QC_NY_2040_KnownCap | NY | H2 Import - QC | 2040 | Hydrogen | 0 | known | NY
LCP_Inputs_ON_Electric_Howarth_2023_05_05 | H2 Import - QC_NY_2050_KnownCap | NY | H2 Import - QC | 2050 | Hydrogen | 0 | known | NY
LCP_Inputs_ON_Electric_Howarth_2023_05_05 | H2 Import - WC_NY_2020_KnownCap | NY | H2 Import - WC | 2020 | Hydrogen | 0 | known | NY
LCP_Inputs_ON_Electric_Howarth_2023_05_05 | H2 Import - WC_NY_2030_KnownCap | NY | H2 Import - WC | 2030 | Hydrogen | 0 | known | NY
LCP_Inputs_ON_Electric_Howarth_2023_05_05 | H2 Import - WC_NY_2040_KnownCap | NY | H2 Import - WC | 2040 | Hydrogen | 0 | known | NY
LCP_Inputs_ON_Electric_Howarth_2023_05_05 | H2 Import - WC_NY_2050_KnownCap | NY | H2 Import - WC | 2050 | Hydrogen | 0 | known | NY
LCP_Inputs_ON_Electric_Howarth_2023_05_05 | CH4 Import - WC 2020_NY_2020_KnownCap | NY | CH4 Import - WC 2020 | 2020 | Methane | 0 | known | NY
LCP_Inputs_ON_Electric_Howarth_2023_05_05 | CH4 Import - WC 2020_NY_2030_KnownCap | NY | CH4 Import - WC 2020 | 2030 | Methane | 0 | known | NY
LCP_Inputs_ON_Electric_Howarth_2023_05_05 | CH4 Import - WC 2020_NY_2040_KnownCap | NY | CH4 Import - WC 2020 | 2040 | Methane | 0 | known | NY
LCP_Inputs_ON_Electric_Howarth_2023_05_05 | CH4 Import - WC 2020_NY_2050_KnownCap | NY | CH4 Import - WC 2020 | 2050 | Methane | 0 | known | NY
LCP_Inputs_ON_Electric_Howarth_2023_05_05 | CH4 Import - WC 2030_NY_2020_KnownCap | NY | CH4 Import - WC 2030 | 2020 | Methane | 0 | known | NY
LCP_Inputs_ON_Electric_Howarth_2023_05_05 | CH4 Import - WC 2030_NY_2030_KnownCap | NY | CH4 Import - WC 2030 | 2030 | Methane | 0 | known | NY
LCP_Inputs_ON_Electric_Howarth_2023_05_05 | CH4 Import - WC 2030_NY_2040_KnownCap | NY | CH4 Import - WC 2030 | 2040 | Methane | 0 | known | NY
LCP_Inputs_ON_Electric_Howarth_2023_05_05 | CH4 Import - WC 2030_NY_2050_KnownCap | NY | CH4 Import - WC 2030 | 2050 | Methane | 0 | known | NY
LCP_Inputs_ON_Electric_Howarth_2023_05_05 | CH4 Import - WC 2040_NY_2020_KnownCap | NY | CH4 Import - WC 2040 | 2020 | Methane | 0 | known | NY
LCP_Inputs_ON_Electric_Howarth_2023_05_05 | CH4 Import - WC 2040_NY_2030_KnownCap | NY | CH4 Import - WC 2040 | 2030 | Methane | 0 | known | NY
LCP_Inputs_ON_Electric_Howarth_2023_05_05 | CH4 Import - WC 2040_NY_2040_KnownCap | NY | CH4 Import - WC 2040 | 2040 | Methane | 0 | known | NY
LCP_Inputs_ON_Electric_Howarth_2023_05_05 | CH4 Import - WC 2040_NY_2050_KnownCap | NY | CH4 Import - WC 2040 | 2050 | Methane | 0 | known | NY
LCP_Inputs_ON_Electric_Howarth_2023_05_05 | CH4 Import - WC 2050_NY_2020_KnownCap | NY | CH4 Import - WC 2050 | 2020 | Methane | 0 | known | NY
LCP_Inputs_ON_Electric_Howarth_2023_05_05 | CH4 Import - WC 2050_NY_2030_KnownCap | NY | CH4 Import - WC 2050 | 2030 | Methane | 0 | known | NY
LCP_Inputs_ON_Electric_Howarth_2023_05_05 | CH4 Import - WC 2050_NY_2040_KnownCap | NY | CH4 Import - WC 2050 | 2040 | Methane | 0 | known | NY
LCP_Inputs_ON_Electric_Howarth_2023_05_05 | CH4 Import - WC 2050_NY_2050_KnownCap | NY | CH4 Import - WC 2050 | 2050 | Methane | 0 | known | NY
LCP_Inputs_ON_Electric_Howarth_2023_05_05 | CH4 Import - NY 2020_NY_2020_KnownCap | NY | CH4 Import - NY 2020 | 2020 | Methane | 100000000 | known | NY
LCP_Inputs_ON_Electric_Howarth_2023_05_05 | CH4 Import - NY 2020_NY_2030_KnownCap | NY | CH4 Import - NY 2020 | 2030 | Methane | 0 | known | NY
LCP_Inputs_ON_Electric_Howarth_2023_05_05 | CH4 Import - NY 2020_NY_2040_KnownCap | NY | CH4 Import - NY 2020 | 2040 | Methane | 0 | known | NY
LCP_Inputs_ON_Electric_Howarth_2023_05_05 | CH4 Import - NY 2020_NY_2050_KnownCap | NY | CH4 Import - NY 2020 | 2050 | Methane | 0 | known | NY
LCP_Inputs_ON_Electric_Howarth_2023_05_05 | CH4 Import - NY 2030_NY_2020_KnownCap | NY | CH4 Import - NY 2030 | 2020 | Methane | 0 | known | NY
LCP_Inputs_ON_Electric_Howarth_2023_05_05 | CH4 Import - NY 2030_NY_2030_KnownCap | NY | CH4 Import - NY 2030 | 2030 | Methane | 100000000 | known | NY
LCP_Inputs_ON_Electric_Howarth_2023_05_05 | CH4 Import - NY 2030_NY_2040_KnownCap | NY | CH4 Import - NY 2030 | 2040 | Methane | 0 | known | NY
LCP_Inputs_ON_Electric_Howarth_2023_05_05 | CH4 Import - NY 2030_NY_2050_KnownCap | NY | CH4 Import - NY 2030 | 2050 | Methane | 0 | known | NY
LCP_Inputs_ON_Electric_Howarth_2023_05_05 | CH4 Import - NY 2040_NY_2020_KnownCap | NY | CH4 Import - NY 2040 | 2020 | Methane | 0 | known | NY
LCP_Inputs_ON_Electric_Howarth_2023_05_05 | CH4 Import - NY 2040_NY_2030_KnownCap | NY | CH4 Import - NY 2040 | 2030 | Methane | 0 | known | NY
LCP_Inputs_ON_Electric_Howarth_2023_05_05 | CH4 Import - NY 2040_NY_2040_KnownCap | NY | CH4 Import - NY 2040 | 2040 | Methane | 100000000 | known | NY
LCP_Inputs_ON_Electric_Howarth_2023_05_05 | CH4 Import - NY 2040_NY_2050_KnownCap | NY | CH4 Import - NY 2040 | 2050 | Methane | 0 | known | NY
LCP_Inputs_ON_Electric_Howarth_2023_05_05 | CH4 Import - NY 2050_NY_2020_KnownCap | NY | CH4 Import - NY 2050 | 2020 | Methane | 0 | known | NY
LCP_Inputs_ON_Electric_Howarth_2023_05_05 | CH4 Import - NY 2050_NY_2030_KnownCap | NY | CH4 Import - NY 2050 | 2030 | Methane | 0 | known | NY
LCP_Inputs_ON_Electric_Howarth_2023_05_05 | CH4 Import - NY 2050_NY_2040_KnownCap | NY | CH4 Import - NY 2050 | 2040 | Methane | 0 | known | NY
LCP_Inputs_ON_Electric_Howarth_2023_05_05 | CH4 Import - NY 2050_NY_2050_KnownCap | NY | CH4 Import - NY 2050 | 2050 | Methane | 100000000 | known | NY
LCP_Inputs_ON_Electric_Howarth_2023_05_05 | Electrolyser 2020/2030_NY_2020_KnownCap | NY | Electrolyser 2020/2030 | 2020 | Hydrogen | 0 | known | NY
LCP_Inputs_ON_Electric_Howarth_2023_05_05 | Electrolyser 2020/2030_NY_2030_KnownCap | NY | Electrolyser 2020/2030 | 2030 | Hydrogen | 0 | known | NY
LCP_Inputs_ON_Electric_Howarth_2023_05_05 | Electrolyser 2020/2030_NY_2040_KnownCap | NY | Electrolyser 2020/2030 | 2040 | Hydrogen | 0 | known | NY
LCP_Inputs_ON_Electric_Howarth_2023_05_05 | Electrolyser 2020/2030_NY_2050_KnownCap | NY | Electrolyser 2020/2030 | 2050 | Hydrogen | 0 | known | NY
LCP_Inputs_ON_Electric_Howarth_2023_05_05 | Electrolyser 2040_NY_2020_KnownCap | NY | Electrolyser 2040 | 2020 | Hydrogen | 0 | known | NY
LCP_Inputs_ON_Electric_Howarth_2023_05_05 | Electrolyser 2040_NY_2030_KnownCap | NY | Electrolyser 2040 | 2030 | Hydrogen | 0 | known | NY
LCP_Inputs_ON_Electric_Howarth_2023_05_05 | Electrolyser 2040_NY_2040_KnownCap | NY | Electrolyser 2040 | 2040 | Hydrogen | 0 | known | NY
LCP_Inputs_ON_Electric_Howarth_2023_05_05 | Electrolyser 2040_NY_2050_KnownCap | NY | Electrolyser 2040 | 2050 | Hydrogen | 0 | known | NY
LCP_Inputs_ON_Electric_Howarth_2023_05_05 | Electrolyser 2050_NY_2020_KnownCap | NY | Electrolyser 2050 | 2020 | Hydrogen | 0 | known | NY
LCP_Inputs_ON_Electric_Howarth_2023_05_05 | Electrolyser 2050_NY_2030_KnownCap | NY | Electrolyser 2050 | 2030 | Hydrogen | 0 | known | NY
LCP_Inputs_ON_Electric_Howarth_2023_05_05 | Electrolyser 2050_NY_2040_KnownCap | NY | Electrolyser 2050 | 2040 | Hydrogen | 0 | known | NY
LCP_Inputs_ON_Electric_Howarth_2023_05_05 | Electrolyser 2050_NY_2050_KnownCap | NY | Electrolyser 2050 | 2050 | Hydrogen | 0 | known | NY
LCP_Inputs_ON_Electric_Howarth_2023_05_05 | Anaerobic Digestion_NY_2020_KnownCap | NY | Anaerobic Digestion | 2020 | Methane | 0 | known | NY
LCP_Inputs_ON_Electric_Howarth_2023_05_05 | Anaerobic Digestion_NY_2030_KnownCap | NY | Anaerobic Digestion | 2030 | Methane | 0 | known | NY
LCP_Inputs_ON_Electric_Howarth_2023_05_05 | Anaerobic Digestion_NY_2040_KnownCap | NY | Anaerobic Digestion | 2040 | Methane | 0 | known | NY
LCP_Inputs_ON_Electric_Howarth_2023_05_05 | Anaerobic Digestion_NY_2050_KnownCap | NY | Anaerobic Digestion | 2050 | Methane | 0 | known | NY
LCP_Inputs_ON_Electric_Howarth_2023_05_05 | CH4 + CCS_NY_2020_KnownCap | NY | CH4 + CCS | 2020 | Methane | 0 | known | NY
LCP_Inputs_ON_Electric_Howarth_2023_05_05 | CH4 + CCS_NY_2030_KnownCap | NY | CH4 + CCS | 2030 | Methane | 0 | known | NY
LCP_Inputs_ON_Electric_Howarth_2023_05_05 | CH4 + CCS_NY_2040_KnownCap | NY | CH4 + CCS | 2040 | Methane | 0 | known | NY
LCP_Inputs_ON_Electric_Howarth_2023_05_05 | CH4 + CCS_NY_2050_KnownCap | NY | CH4 + CCS | 2050 | Methane | 0 | known | NY
LCP_Inputs_ON_Electric_Howarth_2023_05_05 | SMR CCS_NY_2020_KnownCap | NY | SMR CCS | 2020 | Hydrogen | 0 | known | NY
LCP_Inputs_ON_Electric_Howarth_2023_05_05 | SMR CCS_NY_2030_KnownCap | NY | SMR CCS | 2030 | Hydrogen | 0 | known | NY
LCP_Inputs_ON_Electric_Howarth_2023_05_05 | SMR CCS_NY_2040_KnownCap | NY | SMR CCS | 2040 | Hydrogen | 0 | known | NY
LCP_Inputs_ON_Electric_Howarth_2023_05_05 | SMR CCS_NY_2050_KnownCap | NY | SMR CCS | 2050 | Hydrogen | 0 | known | NY
LCP_Inputs_ON_Electric_Howarth_2023_05_05 | Wind Onshore_MI_2020_KnownCap | MI | Wind Onshore | 2020 | Electricity | 13572.48 | known | MI
LCP_Inputs_ON_Electric_Howarth_2023_05_05 | Wind Onshore_MI_2030_KnownCap | MI | Wind Onshore | 2030 | Electricity | 23373.62 | known | MI
LCP_Inputs_ON_Electric_Howarth_2023_05_05 | Wind Onshore_MI_2040_KnownCap | MI | Wind Onshore | 2040 | Electricity | 30988.61 | known | MI
LCP_Inputs_ON_Electric_Howarth_2023_05_05 | Wind Onshore_MI_2050_KnownCap | MI | Wind Onshore | 2050 | Electricity | 37948.21 | known | MI
LCP_Inputs_ON_Electric_Howarth_2023_05_05 | Wind Offshore_MI_2020_KnownCap | MI | Wind Offshore | 2020 | Electricity | 0 | known | MI
LCP_Inputs_ON_Electric_Howarth_2023_05_05 | Wind Offshore_MI_2030_KnownCap | MI | Wind Offshore | 2030 | Electricity | 0 | known | MI
LCP_Inputs_ON_Electric_Howarth_2023_05_05 | Wind Offshore_MI_2040_KnownCap | MI | Wind Offshore | 2040 | Electricity | 0 | known | MI
LCP_Inputs_ON_Electric_Howarth_2023_05_05 | Wind Offshore_MI_2050_KnownCap | MI | Wind Offshore | 2050 | Electricity | 0 | known | MI
LCP_Inputs_ON_Electric_Howarth_2023_05_05 | Solar PV_MI_2020_KnownCap | MI | Solar PV | 2020 | Electricity | 3189.63 | known | MI
LCP_Inputs_ON_Electric_Howarth_2023_05_05 | Solar PV_MI_2030_KnownCap | MI | Solar PV | 2030 | Electricity | 10138.89 | known | MI
LCP_Inputs_ON_Electric_Howarth_2023_05_05 | Solar PV_MI_2040_KnownCap | MI | Solar PV | 2040 | Electricity | 17336.65 | known | MI
LCP_Inputs_ON_Electric_Howarth_2023_05_05 | Solar PV_MI_2050_KnownCap | MI | Solar PV | 2050 | Electricity | 25876.21 | known | MI
LCP_Inputs_ON_Electric_Howarth_2023_05_05 | Hydro_MI_2020_KnownCap | MI | Hydro | 2020 | Electricity | 901.1 | known | MI
LCP_Inputs_ON_Electric_Howarth_2023_05_05 | Hydro_MI_2030_KnownCap | MI | Hydro | 2030 | Electricity | 906.49 | known | MI
LCP_Inputs_ON_Electric_Howarth_2023_05_05 | Hydro_MI_2040_KnownCap | MI | Hydro | 2040 | Electricity | 906.49 | known | MI
LCP_Inputs_ON_Electric_Howarth_2023_05_05 | Hydro_MI_2050_KnownCap | MI | Hydro | 2050 | Electricity | 906.49 | known | MI
LCP_Inputs_ON_Electric_Howarth_2023_05_05 | Hydro Pumped Storage_MI_2020_KnownCap | MI | Hydro Pumped Storage | 2020 | Electricity | 1978.8 | known | MI
LCP_Inputs_ON_Electric_Howarth_2023_05_05 | Hydro Pumped Storage_MI_2030_KnownCap | MI | Hydro Pumped Storage | 2030 | Electricity | 1978.8 | known | MI
LCP_Inputs_ON_Electric_Howarth_2023_05_05 | Hydro Pumped Storage_MI_2040_KnownCap | MI | Hydro Pumped Storage | 2040 | Electricity | 1978.8 | known | MI
LCP_Inputs_ON_Electric_Howarth_2023_05_05 | Hydro Pumped Storage_MI_2050_KnownCap | MI | Hydro Pumped Storage | 2050 | Electricity | 1978.8 | known | MI
LCP_Inputs_ON_Electric_Howarth_2023_05_05 | Nuclear_MI_2020_KnownCap | MI | Nuclear | 2020 | Electricity | 4915.8 | known | MI
LCP_Inputs_ON_Electric_Howarth_2023_05_05 | Nuclear_MI_2030_KnownCap | MI | Nuclear | 2030 | Electricity | 4114 | known | MI
LCP_Inputs_ON_Electric_Howarth_2023_05_05 | Nuclear_MI_2040_KnownCap | MI | Nuclear | 2040 | Electricity | 4114 | known | MI
LCP_Inputs_ON_Electric_Howarth_2023_05_05 | Nuclear_MI_2050_KnownCap | MI | Nuclear | 2050 | Electricity | 4114 | known | MI
LCP_Inputs_ON_Electric_Howarth_2023_05_05 | Fossil Fuel Thermal (Coal, Peat, Oil)_MI_2020_KnownCap | MI | Fossil Fuel Thermal (Coal, Peat, Oil) | 2020 | Electricity | 0 | known | MI
LCP_Inputs_ON_Electric_Howarth_2023_05_05 | Fossil Fuel Thermal (Coal, Peat, Oil)_MI_2030_KnownCap | MI | Fossil Fuel Thermal (Coal, Peat, Oil) | 2030 | Electricity | 0 | known | MI
LCP_Inputs_ON_Electric_Howarth_2023_05_05 | Fossil Fuel Thermal (Coal, Peat, Oil)_MI_2040_KnownCap | MI | Fossil Fuel Thermal (Coal, Peat, Oil) | 2040 | Electricity | 0 | known | MI
LCP_Inputs_ON_Electric_Howarth_2023_05_05 | Fossil Fuel Thermal (Coal, Peat, Oil)_MI_2050_KnownCap | MI | Fossil Fuel Thermal (Coal, Peat, Oil) | 2050 | Electricity | 0 | known | MI
LCP_Inputs_ON_Electric_Howarth_2023_05_05 | O/CCGT - CH4 Existing_MI_2020_KnownCap | MI | O/CCGT - CH4 Existing | 2020 | Electricity | 0 | known | MI
LCP_Inputs_ON_Electric_Howarth_2023_05_05 | O/CCGT - CH4 Existing_MI_2030_KnownCap | MI | O/CCGT - CH4 Existing | 2030 | Electricity | 0 | known | MI
LCP_Inputs_ON_Electric_Howarth_2023_05_05 | O/CCGT - CH4 Existing_MI_2040_KnownCap | MI | O/CCGT - CH4 Existing | 2040 | Electricity | 0 | known | MI
LCP_Inputs_ON_Electric_Howarth_2023_05_05 | O/CCGT - CH4 Existing_MI_2050_KnownCap | MI | O/CCGT - CH4 Existing | 2050 | Electricity | 0 | known | MI
LCP_Inputs_ON_Electric_Howarth_2023_05_05 | O/CCGT - CH4 New_MI_2020_KnownCap | MI | O/CCGT - CH4 New | 2020 | Electricity | 0 | known | MI
LCP_Inputs_ON_Electric_Howarth_2023_05_05 | O/CCGT - CH4 New_MI_2030_KnownCap | MI | O/CCGT - CH4 New | 2030 | Electricity | 0 | known | MI
LCP_Inputs_ON_Electric_Howarth_2023_05_05 | O/CCGT - CH4 New_MI_2040_KnownCap | MI | O/CCGT - CH4 New | 2040 | Electricity | 0 | known | MI
LCP_Inputs_ON_Electric_Howarth_2023_05_05 | O/CCGT - CH4 New_MI_2050_KnownCap | MI | O/CCGT - CH4 New | 2050 | Electricity | 0 | known | MI
LCP_Inputs_ON_Electric_Howarth_2023_05_05 | O/CCGT - H2 New_MI_2020_KnownCap | MI | O/CCGT - H2 New | 2020 | Electricity | 0 | known | MI
LCP_Inputs_ON_Electric_Howarth_2023_05_05 | O/CCGT - H2 New_MI_2030_KnownCap | MI | O/CCGT - H2 New | 2030 | Electricity | 0 | known | MI
LCP_Inputs_ON_Electric_Howarth_2023_05_05 | O/CCGT - H2 New_MI_2040_KnownCap | MI | O/CCGT - H2 New | 2040 | Electricity | 0 | known | MI
LCP_Inputs_ON_Electric_Howarth_2023_05_05 | O/CCGT - H2 New_MI_2050_KnownCap | MI | O/CCGT - H2 New | 2050 | Electricity | 0 | known | MI
LCP_Inputs_ON_Electric_Howarth_2023_05_05 | Biomass_MI_2020_KnownCap | MI | Biomass | 2020 | Electricity | 821.21 | known | MI
LCP_Inputs_ON_Electric_Howarth_2023_05_05 | Biomass_MI_2030_KnownCap | MI | Biomass | 2030 | Electricity | 799.56 | known | MI
LCP_Inputs_ON_Electric_Howarth_2023_05_05 | Biomass_MI_2040_KnownCap | MI | Biomass | 2040 | Electricity | 799.56 | known | MI
LCP_Inputs_ON_Electric_Howarth_2023_05_05 | Biomass_MI_2050_KnownCap | MI | Biomass | 2050 | Electricity | 799.56 | known | MI
LCP_Inputs_ON_Electric_Howarth_2023_05_05 | Battery Storage_MI_2020_KnownCap | MI | Battery Storage | 2020 | Electricity | 0 | known | MI
LCP_Inputs_ON_Electric_Howarth_2023_05_05 | Battery Storage_MI_2030_KnownCap | MI | Battery Storage | 2030 | Electricity | 1372.2 | known | MI
LCP_Inputs_ON_Electric_Howarth_2023_05_05 | Battery Storage_MI_2040_KnownCap | MI | Battery Storage | 2040 | Electricity | 4475.72 | known | MI
LCP_Inputs_ON_Electric_Howarth_2023_05_05 | Battery Storage_MI_2050_KnownCap | MI | Battery Storage | 2050 | Electricity | 11309.92 | known | MI
LCP_Inputs_ON_Electric_Howarth_2023_05_05 | Generic - Generator_MI_2020_KnownCap | MI | Generic - Generator | 2020 | Electricity | 45337.58 | known | MI
LCP_Inputs_ON_Electric_Howarth_2023_05_05 | Generic - Generator_MI_2030_KnownCap | MI | Generic - Generator | 2030 | Electricity | 39764.39 | known | MI
LCP_Inputs_ON_Electric_Howarth_2023_05_05 | Generic - Generator_MI_2040_KnownCap | MI | Generic - Generator | 2040 | Electricity | 42069.59 | known | MI
LCP_Inputs_ON_Electric_Howarth_2023_05_05 | Generic - Generator_MI_2050_KnownCap | MI | Generic - Generator | 2050 | Electricity | 46759.34 | known | MI
LCP_Inputs_ON_Electric_Howarth_2023_05_05 | CH4 Salt Cavern Storage - ON_MI_2020_KnownCap | MI | CH4 Salt Cavern Storage - ON | 2020 | Methane | 0 | known | MI
LCP_Inputs_ON_Electric_Howarth_2023_05_05 | CH4 Salt Cavern Storage - ON_MI_2030_KnownCap | MI | CH4 Salt Cavern Storage - ON | 2030 | Methane | 0 | known | MI
LCP_Inputs_ON_Electric_Howarth_2023_05_05 | CH4 Salt Cavern Storage - ON_MI_2040_KnownCap | MI | CH4 Salt Cavern Storage - ON | 2040 | Methane | 0 | known | MI
LCP_Inputs_ON_Electric_Howarth_2023_05_05 | CH4 Salt Cavern Storage - ON_MI_2050_KnownCap | MI | CH4 Salt Cavern Storage - ON | 2050 | Methane | 0 | known | MI
LCP_Inputs_ON_Electric_Howarth_2023_05_05 | H2 Salt Cavern Storage - ON_MI_2020_KnownCap | MI | H2 Salt Cavern Storage - ON | 2020 | Hydrogen | 0 | known | MI
LCP_Inputs_ON_Electric_Howarth_2023_05_05 | H2 Salt Cavern Storage - ON_MI_2030_KnownCap | MI | H2 Salt Cavern Storage - ON | 2030 | Hydrogen | 0 | known | MI
LCP_Inputs_ON_Electric_Howarth_2023_05_05 | H2 Salt Cavern Storage - ON_MI_2040_KnownCap | MI | H2 Salt Cavern Storage - ON | 2040 | Hydrogen | 0 | known | MI
LCP_Inputs_ON_Electric_Howarth_2023_05_05 | H2 Salt Cavern Storage - ON_MI_2050_KnownCap | MI | H2 Salt Cavern Storage - ON | 2050 | Hydrogen | 0 | known | MI
LCP_Inputs_ON_Electric_Howarth_2023_05_05 | H2 Import - QC_MI_2020_KnownCap | MI | H2 Import - QC | 2020 | Hydrogen | 0 | known | MI
LCP_Inputs_ON_Electric_Howarth_2023_05_05 | H2 Import - QC_MI_2030_KnownCap | MI | H2 Import - QC | 2030 | Hydrogen | 0 | known | MI
LCP_Inputs_ON_Electric_Howarth_2023_05_05 | H2 Import - QC_MI_2040_KnownCap | MI | H2 Import - QC | 2040 | Hydrogen | 0 | known | MI
LCP_Inputs_ON_Electric_Howarth_2023_05_05 | H2 Import - QC_MI_2050_KnownCap | MI | H2 Import - QC | 2050 | Hydrogen | 0 | known | MI
LCP_Inputs_ON_Electric_Howarth_2023_05_05 | H2 Import - WC_MI_2020_KnownCap | MI | H2 Import - WC | 2020 | Hydrogen | 0 | known | MI
LCP_Inputs_ON_Electric_Howarth_2023_05_05 | H2 Import - WC_MI_2030_KnownCap | MI | H2 Import - WC | 2030 | Hydrogen | 0 | known | MI
LCP_Inputs_ON_Electric_Howarth_2023_05_05 | H2 Import - WC_MI_2040_KnownCap | MI | H2 Import - WC | 2040 | Hydrogen | 0 | known | MI
LCP_Inputs_ON_Electric_Howarth_2023_05_05 | H2 Import - WC_MI_2050_KnownCap | MI | H2 Import - WC | 2050 | Hydrogen | 0 | known | MI
LCP_Inputs_ON_Electric_Howarth_2023_05_05 | CH4 Import - WC 2020_MI_2020_KnownCap | MI | CH4 Import - WC 2020 | 2020 | Methane | 0 | known | MI
LCP_Inputs_ON_Electric_Howarth_2023_05_05 | CH4 Import - WC 2020_MI_2030_KnownCap | MI | CH4 Import - WC 2020 | 2030 | Methane | 0 | known | MI
LCP_Inputs_ON_Electric_Howarth_2023_05_05 | CH4 Import - WC 2020_MI_2040_KnownCap | MI | CH4 Import - WC 2020 | 2040 | Methane | 0 | known | MI
LCP_Inputs_ON_Electric_Howarth_2023_05_05 | CH4 Import - WC 2020_MI_2050_KnownCap | MI | CH4 Import - WC 2020 | 2050 | Methane | 0 | known | MI
LCP_Inputs_ON_Electric_Howarth_2023_05_05 | CH4 Import - WC 2030_MI_2020_KnownCap | MI | CH4 Import - WC 2030 | 2020 | Methane | 0 | known | MI
LCP_Inputs_ON_Electric_Howarth_2023_05_05 | CH4 Import - WC 2030_MI_2030_KnownCap | MI | CH4 Import - WC 2030 | 2030 | Methane | 0 | known | MI
LCP_Inputs_ON_Electric_Howarth_2023_05_05 | CH4 Import - WC 2030_MI_2040_KnownCap | MI | CH4 Import - WC 2030 | 2040 | Methane | 0 | known | MI
LCP_Inputs_ON_Electric_Howarth_2023_05_05 | CH4 Import - WC 2030_MI_2050_KnownCap | MI | CH4 Import - WC 2030 | 2050 | Methane | 0 | known | MI
LCP_Inputs_ON_Electric_Howarth_2023_05_05 | CH4 Import - WC 2040_MI_2020_KnownCap | MI | CH4 Import - WC 2040 | 2020 | Methane | 0 | known | MI
LCP_Inputs_ON_Electric_Howarth_2023_05_05 | CH4 Import - WC 2040_MI_2030_KnownCap | MI | CH4 Import - WC 2040 | 2030 | Methane | 0 | known | MI
LCP_Inputs_ON_Electric_Howarth_2023_05_05 | CH4 Import - WC 2040_MI_2040_KnownCap | MI | CH4 Import - WC 2040 | 2040 | Methane | 0 | known | MI
LCP_Inputs_ON_Electric_Howarth_2023_05_05 | CH4 Import - WC 2040_MI_2050_KnownCap | MI | CH4 Import - WC 2040 | 2050 | Methane | 0 | known | MI
LCP_Inputs_ON_Electric_Howarth_2023_05_05 | CH4 Import - WC 2050_MI_2020_KnownCap | MI | CH4 Import - WC 2050 | 2020 | Methane | 0 | known | MI
LCP_Inputs_ON_Electric_Howarth_2023_05_05 | CH4 Import - WC 2050_MI_2030_KnownCap | MI | CH4 Import - WC 2050 | 2030 | Methane | 0 | known | MI
LCP_Inputs_ON_Electric_Howarth_2023_05_05 | CH4 Import - WC 2050_MI_2040_KnownCap | MI | CH4 Import - WC 2050 | 2040 | Methane | 0 | known | MI
LCP_Inputs_ON_Electric_Howarth_2023_05_05 | CH4 Import - WC 2050_MI_2050_KnownCap | MI | CH4 Import - WC 2050 | 2050 | Methane | 0 | known | MI
LCP_Inputs_ON_Electric_Howarth_2023_05_05 | CH4 Import - NY 2020_MI_2020_KnownCap | MI | CH4 Import - NY 2020 | 2020 | Methane | 0 | known | MI
LCP_Inputs_ON_Electric_Howarth_2023_05_05 | CH4 Import - NY 2020_MI_2030_KnownCap | MI | CH4 Import - NY 2020 | 2030 | Methane | 0 | known | MI
LCP_Inputs_ON_Electric_Howarth_2023_05_05 | CH4 Import - NY 2020_MI_2040_KnownCap | MI | CH4 Import - NY 2020 | 2040 | Methane | 0 | known | MI
LCP_Inputs_ON_Electric_Howarth_2023_05_05 | CH4 Import - NY 2020_MI_2050_KnownCap | MI | CH4 Import - NY 2020 | 2050 | Methane | 0 | known | MI
LCP_Inputs_ON_Electric_Howarth_2023_05_05 | CH4 Import - NY 2030_MI_2020_KnownCap | MI | CH4 Import - NY 2030 | 2020 | Methane | 0 | known | MI
LCP_Inputs_ON_Electric_Howarth_2023_05_05 | CH4 Import - NY 2030_MI_2030_KnownCap | MI | CH4 Import - NY 2030 | 2030 | Methane | 0 | known | MI
LCP_Inputs_ON_Electric_Howarth_2023_05_05 | CH4 Import - NY 2030_MI_2040_KnownCap | MI | CH4 Import - NY 2030 | 2040 | Methane | 0 | known | MI
LCP_Inputs_ON_Electric_Howarth_2023_05_05 | CH4 Import - NY 2030_MI_2050_KnownCap | MI | CH4 Import - NY 2030 | 2050 | Methane | 0 | known | MI
LCP_Inputs_ON_Electric_Howarth_2023_05_05 | CH4 Import - NY 2040_MI_2020_KnownCap | MI | CH4 Import - NY 2040 | 2020 | Methane | 0 | known | MI
LCP_Inputs_ON_Electric_Howarth_2023_05_05 | CH4 Import - NY 2040_MI_2030_KnownCap | MI | CH4 Import - NY 2040 | 2030 | Methane | 0 | known | MI
LCP_Inputs_ON_Electric_Howarth_2023_05_05 | CH4 Import - NY 2040_MI_2040_KnownCap | MI | CH4 Import - NY 2040 | 2040 | Methane | 0 | known | MI
LCP_Inputs_ON_Electric_Howarth_2023_05_05 | CH4 Import - NY 2040_MI_2050_KnownCap | MI | CH4 Import - NY 2040 | 2050 | Methane | 0 | known | MI
LCP_Inputs_ON_Electric_Howarth_2023_05_05 | CH4 Import - NY 2050_MI_2020_KnownCap | MI | CH4 Import - NY 2050 | 2020 | Methane | 0 | known | MI
LCP_Inputs_ON_Electric_Howarth_2023_05_05 | CH4 Import - NY 2050_MI_2030_KnownCap | MI | CH4 Import - NY 2050 | 2030 | Methane | 0 | known | MI
LCP_Inputs_ON_Electric_Howarth_2023_05_05 | CH4 Import - NY 2050_MI_2040_KnownCap | MI | CH4 Import - NY 2050 | 2040 | Methane | 0 | known | MI
LCP_Inputs_ON_Electric_Howarth_2023_05_05 | CH4 Import - NY 2050_MI_2050_KnownCap | MI | CH4 Import - NY 2050 | 2050 | Methane | 0 | known | MI
LCP_Inputs_ON_Electric_Howarth_2023_05_05 | Electrolyser 2020/2030_MI_2020_KnownCap | MI | Electrolyser 2020/2030 | 2020 | Hydrogen | 0 | known | MI
LCP_Inputs_ON_Electric_Howarth_2023_05_05 | Electrolyser 2020/2030_MI_2030_KnownCap | MI | Electrolyser 2020/2030 | 2030 | Hydrogen | 0 | known | MI
LCP_Inputs_ON_Electric_Howarth_2023_05_05 | Electrolyser 2020/2030_MI_2040_KnownCap | MI | Electrolyser 2020/2030 | 2040 | Hydrogen | 0 | known | MI
LCP_Inputs_ON_Electric_Howarth_2023_05_05 | Electrolyser 2020/2030_MI_2050_KnownCap | MI | Electrolyser 2020/2030 | 2050 | Hydrogen | 0 | known | MI
LCP_Inputs_ON_Electric_Howarth_2023_05_05 | Electrolyser 2040_MI_2020_KnownCap | MI | Electrolyser 2040 | 2020 | Hydrogen | 0 | known | MI
LCP_Inputs_ON_Electric_Howarth_2023_05_05 | Electrolyser 2040_MI_2030_KnownCap | MI | Electrolyser 2040 | 2030 | Hydrogen | 0 | known | MI
LCP_Inputs_ON_Electric_Howarth_2023_05_05 | Electrolyser 2040_MI_2040_KnownCap | MI | Electrolyser 2040 | 2040 | Hydrogen | 0 | known | MI
LCP_Inputs_ON_Electric_Howarth_2023_05_05 | Electrolyser 2040_MI_2050_KnownCap | MI | Electrolyser 2040 | 2050 | Hydrogen | 0 | known | MI
LCP_Inputs_ON_Electric_Howarth_2023_05_05 | Electrolyser 2050_MI_2020_KnownCap | MI | Electrolyser 2050 | 2020 | Hydrogen | 0 | known | MI
LCP_Inputs_ON_Electric_Howarth_2023_05_05 | Electrolyser 2050_MI_2030_KnownCap | MI | Electrolyser 2050 | 2030 | Hydrogen | 0 | known | MI
LCP_Inputs_ON_Electric_Howarth_2023_05_05 | Electrolyser 2050_MI_2040_KnownCap | MI | Electrolyser 2050 | 2040 | Hydrogen | 0 | known | MI
LCP_Inputs_ON_Electric_Howarth_2023_05_05 | Electrolyser 2050_MI_2050_KnownCap | MI | Electrolyser 2050 | 2050 | Hydrogen | 0 | known | MI
LCP_Inputs_ON_Electric_Howarth_2023_05_05 | Anaerobic Digestion_MI_2020_KnownCap | MI | Anaerobic Digestion | 2020 | Methane | 0 | known | MI
LCP_Inputs_ON_Electric_Howarth_2023_05_05 | Anaerobic Digestion_MI_2030_KnownCap | MI | Anaerobic Digestion | 2030 | Methane | 0 | known | MI
LCP_Inputs_ON_Electric_Howarth_2023_05_05 | Anaerobic Digestion_MI_2040_KnownCap | MI | Anaerobic Digestion | 2040 | Methane | 0 | known | MI
LCP_Inputs_ON_Electric_Howarth_2023_05_05 | Anaerobic Digestion_MI_2050_KnownCap | MI | Anaerobic Digestion | 2050 | Methane | 0 | known | MI
LCP_Inputs_ON_Electric_Howarth_2023_05_05 | CH4 + CCS_MI_2020_KnownCap | MI | CH4 + CCS | 2020 | Methane | 0 | known | MI
LCP_Inputs_ON_Electric_Howarth_2023_05_05 | CH4 + CCS_MI_2030_KnownCap | MI | CH4 + CCS | 2030 | Methane | 0 | known | MI
LCP_Inputs_ON_Electric_Howarth_2023_05_05 | CH4 + CCS_MI_2040_KnownCap | MI | CH4 + CCS | 2040 | Methane | 0 | known | MI
LCP_Inputs_ON_Electric_Howarth_2023_05_05 | CH4 + CCS_MI_2050_KnownCap | MI | CH4 + CCS | 2050 | Methane | 0 | known | MI
LCP_Inputs_ON_Electric_Howarth_2023_05_05 | SMR CCS_MI_2020_KnownCap | MI | SMR CCS | 2020 | Hydrogen | 0 | known | MI
LCP_Inputs_ON_Electric_Howarth_2023_05_05 | SMR CCS_MI_2030_KnownCap | MI | SMR CCS | 2030 | Hydrogen | 0 | known | MI
LCP_Inputs_ON_Electric_Howarth_2023_05_05 | SMR CCS_MI_2040_KnownCap | MI | SMR CCS | 2040 | Hydrogen | 0 | known | MI
LCP_Inputs_ON_Electric_Howarth_2023_05_05 | SMR CCS_MI_2050_KnownCap | MI | SMR CCS | 2050 | Hydrogen | 0 | known | MI
LCP_Inputs_ON_Electric_Howarth_2023_05_05 | Wind Onshore_PJ_2020_KnownCap | PJ | Wind Onshore | 2020 | Electricity | 11093.76 | known | PJ
LCP_Inputs_ON_Electric_Howarth_2023_05_05 | Wind Onshore_PJ_2030_KnownCap | PJ | Wind Onshore | 2030 | Electricity | 19615.76 | known | PJ
LCP_Inputs_ON_Electric_Howarth_2023_05_05 | Wind Onshore_PJ_2040_KnownCap | PJ | Wind Onshore | 2040 | Electricity | 30406.76 | known | PJ
LCP_Inputs_ON_Electric_Howarth_2023_05_05 | Wind Onshore_PJ_2050_KnownCap | PJ | Wind Onshore | 2050 | Electricity | 40544.76 | known | PJ
LCP_Inputs_ON_Electric_Howarth_2023_05_05 | Wind Offshore_PJ_2020_KnownCap | PJ | Wind Offshore | 2020 | Electricity | 12 | known | PJ
LCP_Inputs_ON_Electric_Howarth_2023_05_05 | Wind Offshore_PJ_2030_KnownCap | PJ | Wind Offshore | 2030 | Electricity | 7740 | known | PJ
LCP_Inputs_ON_Electric_Howarth_2023_05_05 | Wind Offshore_PJ_2040_KnownCap | PJ | Wind Offshore | 2040 | Electricity | 17739 | known | PJ
LCP_Inputs_ON_Electric_Howarth_2023_05_05 | Wind Offshore_PJ_2050_KnownCap | PJ | Wind Offshore | 2050 | Electricity | 28941 | known | PJ
LCP_Inputs_ON_Electric_Howarth_2023_05_05 | Solar PV_PJ_2020_KnownCap | PJ | Solar PV | 2020 | Electricity | 28067.33 | known | PJ
LCP_Inputs_ON_Electric_Howarth_2023_05_05 | Solar PV_PJ_2030_KnownCap | PJ | Solar PV | 2030 | Electricity | 42143.33 | known | PJ
LCP_Inputs_ON_Electric_Howarth_2023_05_05 | Solar PV_PJ_2040_KnownCap | PJ | Solar PV | 2040 | Electricity | 57229.33 | known | PJ
LCP_Inputs_ON_Electric_Howarth_2023_05_05 | Solar PV_PJ_2050_KnownCap | PJ | Solar PV | 2050 | Electricity | 70623.33 | known | PJ
LCP_Inputs_ON_Electric_Howarth_2023_05_05 | Hydro_PJ_2020_KnownCap | PJ | Hydro | 2020 | Electricity | 3283.1 | known | PJ
LCP_Inputs_ON_Electric_Howarth_2023_05_05 | Hydro_PJ_2030_KnownCap | PJ | Hydro | 2030 | Electricity | 3283.1 | known | PJ
LCP_Inputs_ON_Electric_Howarth_2023_05_05 | Hydro_PJ_2040_KnownCap | PJ | Hydro | 2040 | Electricity | 3283.1 | known | PJ
LCP_Inputs_ON_Electric_Howarth_2023_05_05 | Hydro_PJ_2050_KnownCap | PJ | Hydro | 2050 | Electricity | 3283.1 | known | PJ
LCP_Inputs_ON_Electric_Howarth_2023_05_05 | Hydro Pumped Storage_PJ_2020_KnownCap | PJ | Hydro Pumped Storage | 2020 | Electricity | 5253.3 | known | PJ
LCP_Inputs_ON_Electric_Howarth_2023_05_05 | Hydro Pumped Storage_PJ_2030_KnownCap | PJ | Hydro Pumped Storage | 2030 | Electricity | 5253.3 | known | PJ
LCP_Inputs_ON_Electric_Howarth_2023_05_05 | Hydro Pumped Storage_PJ_2040_KnownCap | PJ | Hydro Pumped Storage | 2040 | Electricity | 5253.3 | known | PJ
LCP_Inputs_ON_Electric_Howarth_2023_05_05 | Hydro Pumped Storage_PJ_2050_KnownCap | PJ | Hydro Pumped Storage | 2050 | Electricity | 5253.3 | known | PJ
LCP_Inputs_ON_Electric_Howarth_2023_05_05 | Nuclear_PJ_2020_KnownCap | PJ | Nuclear | 2020 | Electricity | 13565.82 | known | PJ
LCP_Inputs_ON_Electric_Howarth_2023_05_05 | Nuclear_PJ_2030_KnownCap | PJ | Nuclear | 2030 | Electricity | 9531.82 | known | PJ
LCP_Inputs_ON_Electric_Howarth_2023_05_05 | Nuclear_PJ_2040_KnownCap | PJ | Nuclear | 2040 | Electricity | 9531.82 | known | PJ
LCP_Inputs_ON_Electric_Howarth_2023_05_05 | Nuclear_PJ_2050_KnownCap | PJ | Nuclear | 2050 | Electricity | 9531.82 | known | PJ
LCP_Inputs_ON_Electric_Howarth_2023_05_05 | Fossil Fuel Thermal (Coal, Peat, Oil)_PJ_2020_KnownCap | PJ | Fossil Fuel Thermal (Coal, Peat, Oil) | 2020 | Electricity | 0 | known | PJ
LCP_Inputs_ON_Electric_Howarth_2023_05_05 | Fossil Fuel Thermal (Coal, Peat, Oil)_PJ_2030_KnownCap | PJ | Fossil Fuel Thermal (Coal, Peat, Oil) | 2030 | Electricity | 0 | known | PJ
LCP_Inputs_ON_Electric_Howarth_2023_05_05 | Fossil Fuel Thermal (Coal, Peat, Oil)_PJ_2040_KnownCap | PJ | Fossil Fuel Thermal (Coal, Peat, Oil) | 2040 | Electricity | 0 | known | PJ
LCP_Inputs_ON_Electric_Howarth_2023_05_05 | Fossil Fuel Thermal (Coal, Peat, Oil)_PJ_2050_KnownCap | PJ | Fossil Fuel Thermal (Coal, Peat, Oil) | 2050 | Electricity | 0 | known | PJ
LCP_Inputs_ON_Electric_Howarth_2023_05_05 | O/CCGT - CH4 Existing_PJ_2020_KnownCap | PJ | O/CCGT - CH4 Existing | 2020 | Electricity | 0 | known | PJ
LCP_Inputs_ON_Electric_Howarth_2023_05_05 | O/CCGT - CH4 Existing_PJ_2030_KnownCap | PJ | O/CCGT - CH4 Existing | 2030 | Electricity | 0 | known | PJ
LCP_Inputs_ON_Electric_Howarth_2023_05_05 | O/CCGT - CH4 Existing_PJ_2040_KnownCap | PJ | O/CCGT - CH4 Existing | 2040 | Electricity | 0 | known | PJ
LCP_Inputs_ON_Electric_Howarth_2023_05_05 | O/CCGT - CH4 Existing_PJ_2050_KnownCap | PJ | O/CCGT - CH4 Existing | 2050 | Electricity | 0 | known | PJ
LCP_Inputs_ON_Electric_Howarth_2023_05_05 | O/CCGT - CH4 New_PJ_2020_KnownCap | PJ | O/CCGT - CH4 New | 2020 | Electricity | 0 | known | PJ
LCP_Inputs_ON_Electric_Howarth_2023_05_05 | O/CCGT - CH4 New_PJ_2030_KnownCap | PJ | O/CCGT - CH4 New | 2030 | Electricity | 0 | known | PJ
LCP_Inputs_ON_Electric_Howarth_2023_05_05 | O/CCGT - CH4 New_PJ_2040_KnownCap | PJ | O/CCGT - CH4 New | 2040 | Electricity | 0 | known | PJ
LCP_Inputs_ON_Electric_Howarth_2023_05_05 | O/CCGT - CH4 New_PJ_2050_KnownCap | PJ | O/CCGT - CH4 New | 2050 | Electricity | 0 | known | PJ
LCP_Inputs_ON_Electric_Howarth_2023_05_05 | O/CCGT - H2 New_PJ_2020_KnownCap | PJ | O/CCGT - H2 New | 2020 | Electricity | 0 | known | PJ
LCP_Inputs_ON_Electric_Howarth_2023_05_05 | O/CCGT - H2 New_PJ_2030_KnownCap | PJ | O/CCGT - H2 New | 2030 | Electricity | 0 | known | PJ
LCP_Inputs_ON_Electric_Howarth_2023_05_05 | O/CCGT - H2 New_PJ_2040_KnownCap | PJ | O/CCGT - H2 New | 2040 | Electricity | 0 | known | PJ
LCP_Inputs_ON_Electric_Howarth_2023_05_05 | O/CCGT - H2 New_PJ_2050_KnownCap | PJ | O/CCGT - H2 New | 2050 | Electricity | 0 | known | PJ
LCP_Inputs_ON_Electric_Howarth_2023_05_05 | Biomass_PJ_2020_KnownCap | PJ | Biomass | 2020 | Electricity | 689.24 | known | PJ
LCP_Inputs_ON_Electric_Howarth_2023_05_05 | Biomass_PJ_2030_KnownCap | PJ | Biomass | 2030 | Electricity | 32.24 | known | PJ
LCP_Inputs_ON_Electric_Howarth_2023_05_05 | Biomass_PJ_2040_KnownCap | PJ | Biomass | 2040 | Electricity | 32.24 | known | PJ
LCP_Inputs_ON_Electric_Howarth_2023_05_05 | Biomass_PJ_2050_KnownCap | PJ | Biomass | 2050 | Electricity | 32.24 | known | PJ
LCP_Inputs_ON_Electric_Howarth_2023_05_05 | Battery Storage_PJ_2020_KnownCap | PJ | Battery Storage | 2020 | Electricity | 326.6 | known | PJ
LCP_Inputs_ON_Electric_Howarth_2023_05_05 | Battery Storage_PJ_2030_KnownCap | PJ | Battery Storage | 2030 | Electricity | 1556.6 | known | PJ
LCP_Inputs_ON_Electric_Howarth_2023_05_05 | Battery Storage_PJ_2040_KnownCap | PJ | Battery Storage | 2040 | Electricity | 6728.6 | known | PJ
LCP_Inputs_ON_Electric_Howarth_2023_05_05 | Battery Storage_PJ_2050_KnownCap | PJ | Battery Storage | 2050 | Electricity | 14708.6 | known | PJ
LCP_Inputs_ON_Electric_Howarth_2023_05_05 | Generic - Generator_PJ_2020_KnownCap | PJ | Generic - Generator | 2020 | Electricity | 145699.75 | known | PJ
LCP_Inputs_ON_Electric_Howarth_2023_05_05 | Generic - Generator_PJ_2030_KnownCap | PJ | Generic - Generator | 2030 | Electricity | 130164.75 | known | PJ
LCP_Inputs_ON_Electric_Howarth_2023_05_05 | Generic - Generator_PJ_2040_KnownCap | PJ | Generic - Generator | 2040 | Electricity | 122355.75 | known | PJ
LCP_Inputs_ON_Electric_Howarth_2023_05_05 | Generic - Generator_PJ_2050_KnownCap | PJ | Generic - Generator | 2050 | Electricity | 117531.75 | known | PJ
LCP_Inputs_ON_Electric_Howarth_2023_05_05 | CH4 Salt Cavern Storage - ON_PJ_2020_KnownCap | PJ | CH4 Salt Cavern Storage - ON | 2020 | Methane | 0 | known | PJ
LCP_Inputs_ON_Electric_Howarth_2023_05_05 | CH4 Salt Cavern Storage - ON_PJ_2030_KnownCap | PJ | CH4 Salt Cavern Storage - ON | 2030 | Methane | 0 | known | PJ
LCP_Inputs_ON_Electric_Howarth_2023_05_05 | CH4 Salt Cavern Storage - ON_PJ_2040_KnownCap | PJ | CH4 Salt Cavern Storage - ON | 2040 | Methane | 0 | known | PJ
LCP_Inputs_ON_Electric_Howarth_2023_05_05 | CH4 Salt Cavern Storage - ON_PJ_2050_KnownCap | PJ | CH4 Salt Cavern Storage - ON | 2050 | Methane | 0 | known | PJ
LCP_Inputs_ON_Electric_Howarth_2023_05_05 | H2 Salt Cavern Storage - ON_PJ_2020_KnownCap | PJ | H2 Salt Cavern Storage - ON | 2020 | Hydrogen | 0 | known | PJ
LCP_Inputs_ON_Electric_Howarth_2023_05_05 | H2 Salt Cavern Storage - ON_PJ_2030_KnownCap | PJ | H2 Salt Cavern Storage - ON | 2030 | Hydrogen | 0 | known | PJ
LCP_Inputs_ON_Electric_Howarth_2023_05_05 | H2 Salt Cavern Storage - ON_PJ_2040_KnownCap | PJ | H2 Salt Cavern Storage - ON | 2040 | Hydrogen | 0 | known | PJ
LCP_Inputs_ON_Electric_Howarth_2023_05_05 | H2 Salt Cavern Storage - ON_PJ_2050_KnownCap | PJ | H2 Salt Cavern Storage - ON | 2050 | Hydrogen | 0 | known | PJ
LCP_Inputs_ON_Electric_Howarth_2023_05_05 | H2 Import - QC_PJ_2020_KnownCap | PJ | H2 Import - QC | 2020 | Hydrogen | 0 | known | PJ
LCP_Inputs_ON_Electric_Howarth_2023_05_05 | H2 Import - QC_PJ_2030_KnownCap | PJ | H2 Import - QC | 2030 | Hydrogen | 0 | known | PJ
LCP_Inputs_ON_Electric_Howarth_2023_05_05 | H2 Import - QC_PJ_2040_KnownCap | PJ | H2 Import - QC | 2040 | Hydrogen | 0 | known | PJ
LCP_Inputs_ON_Electric_Howarth_2023_05_05 | H2 Import - QC_PJ_2050_KnownCap | PJ | H2 Import - QC | 2050 | Hydrogen | 0 | known | PJ
LCP_Inputs_ON_Electric_Howarth_2023_05_05 | H2 Import - WC_PJ_2020_KnownCap | PJ | H2 Import - WC | 2020 | Hydrogen | 0 | known | PJ
LCP_Inputs_ON_Electric_Howarth_2023_05_05 | H2 Import - WC_PJ_2030_KnownCap | PJ | H2 Import - WC | 2030 | Hydrogen | 0 | known | PJ
LCP_Inputs_ON_Electric_Howarth_2023_05_05 | H2 Import - WC_PJ_2040_KnownCap | PJ | H2 Import - WC | 2040 | Hydrogen | 0 | known | PJ
LCP_Inputs_ON_Electric_Howarth_2023_05_05 | H2 Import - WC_PJ_2050_KnownCap | PJ | H2 Import - WC | 2050 | Hydrogen | 0 | known | PJ
LCP_Inputs_ON_Electric_Howarth_2023_05_05 | CH4 Import - WC 2020_PJ_2020_KnownCap | PJ | CH4 Import - WC 2020 | 2020 | Methane | 0 | known | PJ
LCP_Inputs_ON_Electric_Howarth_2023_05_05 | CH4 Import - WC 2020_PJ_2030_KnownCap | PJ | CH4 Import - WC 2020 | 2030 | Methane | 0 | known | PJ
LCP_Inputs_ON_Electric_Howarth_2023_05_05 | CH4 Import - WC 2020_PJ_2040_KnownCap | PJ | CH4 Import - WC 2020 | 2040 | Methane | 0 | known | PJ
LCP_Inputs_ON_Electric_Howarth_2023_05_05 | CH4 Import - WC 2020_PJ_2050_KnownCap | PJ | CH4 Import - WC 2020 | 2050 | Methane | 0 | known | PJ
LCP_Inputs_ON_Electric_Howarth_2023_05_05 | CH4 Import - WC 2030_PJ_2020_KnownCap | PJ | CH4 Import - WC 2030 | 2020 | Methane | 0 | known | PJ
LCP_Inputs_ON_Electric_Howarth_2023_05_05 | CH4 Import - WC 2030_PJ_2030_KnownCap | PJ | CH4 Import - WC 2030 | 2030 | Methane | 0 | known | PJ
LCP_Inputs_ON_Electric_Howarth_2023_05_05 | CH4 Import - WC 2030_PJ_2040_KnownCap | PJ | CH4 Import - WC 2030 | 2040 | Methane | 0 | known | PJ
LCP_Inputs_ON_Electric_Howarth_2023_05_05 | CH4 Import - WC 2030_PJ_2050_KnownCap | PJ | CH4 Import - WC 2030 | 2050 | Methane | 0 | known | PJ
LCP_Inputs_ON_Electric_Howarth_2023_05_05 | CH4 Import - WC 2040_PJ_2020_KnownCap | PJ | CH4 Import - WC 2040 | 2020 | Methane | 0 | known | PJ
LCP_Inputs_ON_Electric_Howarth_2023_05_05 | CH4 Import - WC 2040_PJ_2030_KnownCap | PJ | CH4 Import - WC 2040 | 2030 | Methane | 0 | known | PJ
LCP_Inputs_ON_Electric_Howarth_2023_05_05 | CH4 Import - WC 2040_PJ_2040_KnownCap | PJ | CH4 Import - WC 2040 | 2040 | Methane | 0 | known | PJ
LCP_Inputs_ON_Electric_Howarth_2023_05_05 | CH4 Import - WC 2040_PJ_2050_KnownCap | PJ | CH4 Import - WC 2040 | 2050 | Methane | 0 | known | PJ
LCP_Inputs_ON_Electric_Howarth_2023_05_05 | CH4 Import - WC 2050_PJ_2020_KnownCap | PJ | CH4 Import - WC 2050 | 2020 | Methane | 0 | known | PJ
LCP_Inputs_ON_Electric_Howarth_2023_05_05 | CH4 Import - WC 2050_PJ_2030_KnownCap | PJ | CH4 Import - WC 2050 | 2030 | Methane | 0 | known | PJ
LCP_Inputs_ON_Electric_Howarth_2023_05_05 | CH4 Import - WC 2050_PJ_2040_KnownCap | PJ | CH4 Import - WC 2050 | 2040 | Methane | 0 | known | PJ
LCP_Inputs_ON_Electric_Howarth_2023_05_05 | CH4 Import - WC 2050_PJ_2050_KnownCap | PJ | CH4 Import - WC 2050 | 2050 | Methane | 0 | known | PJ
LCP_Inputs_ON_Electric_Howarth_2023_05_05 | CH4 Import - NY 2020_PJ_2020_KnownCap | PJ | CH4 Import - NY 2020 | 2020 | Methane | 0 | known | PJ
LCP_Inputs_ON_Electric_Howarth_2023_05_05 | CH4 Import - NY 2020_PJ_2030_KnownCap | PJ | CH4 Import - NY 2020 | 2030 | Methane | 0 | known | PJ
LCP_Inputs_ON_Electric_Howarth_2023_05_05 | CH4 Import - NY 2020_PJ_2040_KnownCap | PJ | CH4 Import - NY 2020 | 2040 | Methane | 0 | known | PJ
LCP_Inputs_ON_Electric_Howarth_2023_05_05 | CH4 Import - NY 2020_PJ_2050_KnownCap | PJ | CH4 Import - NY 2020 | 2050 | Methane | 0 | known | PJ
LCP_Inputs_ON_Electric_Howarth_2023_05_05 | CH4 Import - NY 2030_PJ_2020_KnownCap | PJ | CH4 Import - NY 2030 | 2020 | Methane | 0 | known | PJ
LCP_Inputs_ON_Electric_Howarth_2023_05_05 | CH4 Import - NY 2030_PJ_2030_KnownCap | PJ | CH4 Import - NY 2030 | 2030 | Methane | 0 | known | PJ
LCP_Inputs_ON_Electric_Howarth_2023_05_05 | CH4 Import - NY 2030_PJ_2040_KnownCap | PJ | CH4 Import - NY 2030 | 2040 | Methane | 0 | known | PJ
LCP_Inputs_ON_Electric_Howarth_2023_05_05 | CH4 Import - NY 2030_PJ_2050_KnownCap | PJ | CH4 Import - NY 2030 | 2050 | Methane | 0 | known | PJ
LCP_Inputs_ON_Electric_Howarth_2023_05_05 | CH4 Import - NY 2040_PJ_2020_KnownCap | PJ | CH4 Import - NY 2040 | 2020 | Methane | 0 | known | PJ
LCP_Inputs_ON_Electric_Howarth_2023_05_05 | CH4 Import - NY 2040_PJ_2030_KnownCap | PJ | CH4 Import - NY 2040 | 2030 | Methane | 0 | known | PJ
LCP_Inputs_ON_Electric_Howarth_2023_05_05 | CH4 Import - NY 2040_PJ_2040_KnownCap | PJ | CH4 Import - NY 2040 | 2040 | Methane | 0 | known | PJ
LCP_Inputs_ON_Electric_Howarth_2023_05_05 | CH4 Import - NY 2040_PJ_2050_KnownCap | PJ | CH4 Import - NY 2040 | 2050 | Methane | 0 | known | PJ
LCP_Inputs_ON_Electric_Howarth_2023_05_05 | CH4 Import - NY 2050_PJ_2020_KnownCap | PJ | CH4 Import - NY 2050 | 2020 | Methane | 0 | known | PJ
LCP_Inputs_ON_Electric_Howarth_2023_05_05 | CH4 Import - NY 2050_PJ_2030_KnownCap | PJ | CH4 Import - NY 2050 | 2030 | Methane | 0 | known | PJ
LCP_Inputs_ON_Electric_Howarth_2023_05_05 | CH4 Import - NY 2050_PJ_2040_KnownCap | PJ | CH4 Import - NY 2050 | 2040 | Methane | 0 | known | PJ
LCP_Inputs_ON_Electric_Howarth_2023_05_05 | CH4 Import - NY 2050_PJ_2050_KnownCap | PJ | CH4 Import - NY 2050 | 2050 | Methane | 0 | known | PJ
LCP_Inputs_ON_Electric_Howarth_2023_05_05 | Electrolyser 2020/2030_PJ_2020_KnownCap | PJ | Electrolyser 2020/2030 | 2020 | Hydrogen | 0 | known | PJ
LCP_Inputs_ON_Electric_Howarth_2023_05_05 | Electrolyser 2020/2030_PJ_2030_KnownCap | PJ | Electrolyser 2020/2030 | 2030 | Hydrogen | 0 | known | PJ
LCP_Inputs_ON_Electric_Howarth_2023_05_05 | Electrolyser 2020/2030_PJ_2040_KnownCap | PJ | Electrolyser 2020/2030 | 2040 | Hydrogen | 0 | known | PJ
LCP_Inputs_ON_Electric_Howarth_2023_05_05 | Electrolyser 2020/2030_PJ_2050_KnownCap | PJ | Electrolyser 2020/2030 | 2050 | Hydrogen | 0 | known | PJ
LCP_Inputs_ON_Electric_Howarth_2023_05_05 | Electrolyser 2040_PJ_2020_KnownCap | PJ | Electrolyser 2040 | 2020 | Hydrogen | 0 | known | PJ
LCP_Inputs_ON_Electric_Howarth_2023_05_05 | Electrolyser 2040_PJ_2030_KnownCap | PJ | Electrolyser 2040 | 2030 | Hydrogen | 0 | known | PJ
LCP_Inputs_ON_Electric_Howarth_2023_05_05 | Electrolyser 2040_PJ_2040_KnownCap | PJ | Electrolyser 2040 | 2040 | Hydrogen | 0 | known | PJ
LCP_Inputs_ON_Electric_Howarth_2023_05_05 | Electrolyser 2040_PJ_2050_KnownCap | PJ | Electrolyser 2040 | 2050 | Hydrogen | 0 | known | PJ
LCP_Inputs_ON_Electric_Howarth_2023_05_05 | Electrolyser 2050_PJ_2020_KnownCap | PJ | Electrolyser 2050 | 2020 | Hydrogen | 0 | known | PJ
LCP_Inputs_ON_Electric_Howarth_2023_05_05 | Electrolyser 2050_PJ_2030_KnownCap | PJ | Electrolyser 2050 | 2030 | Hydrogen | 0 | known | PJ
LCP_Inputs_ON_Electric_Howarth_2023_05_05 | Electrolyser 2050_PJ_2040_KnownCap | PJ | Electrolyser 2050 | 2040 | Hydrogen | 0 | known | PJ
LCP_Inputs_ON_Electric_Howarth_2023_05_05 | Electrolyser 2050_PJ_2050_KnownCap | PJ | Electrolyser 2050 | 2050 | Hydrogen | 0 | known | PJ
LCP_Inputs_ON_Electric_Howarth_2023_05_05 | Anaerobic Digestion_PJ_2020_KnownCap | PJ | Anaerobic Digestion | 2020 | Methane | 0 | known | PJ
LCP_Inputs_ON_Electric_Howarth_2023_05_05 | Anaerobic Digestion_PJ_2030_KnownCap | PJ | Anaerobic Digestion | 2030 | Methane | 0 | known | PJ
LCP_Inputs_ON_Electric_Howarth_2023_05_05 | Anaerobic Digestion_PJ_2040_KnownCap | PJ | Anaerobic Digestion | 2040 | Methane | 0 | known | PJ
LCP_Inputs_ON_Electric_Howarth_2023_05_05 | Anaerobic Digestion_PJ_2050_KnownCap | PJ | Anaerobic Digestion | 2050 | Methane | 0 | known | PJ
LCP_Inputs_ON_Electric_Howarth_2023_05_05 | CH4 + CCS_PJ_2020_KnownCap | PJ | CH4 + CCS | 2020 | Methane | 0 | known | PJ
LCP_Inputs_ON_Electric_Howarth_2023_05_05 | CH4 + CCS_PJ_2030_KnownCap | PJ | CH4 + CCS | 2030 | Methane | 0 | known | PJ
LCP_Inputs_ON_Electric_Howarth_2023_05_05 | CH4 + CCS_PJ_2040_KnownCap | PJ | CH4 + CCS | 2040 | Methane | 0 | known | PJ
LCP_Inputs_ON_Electric_Howarth_2023_05_05 | CH4 + CCS_PJ_2050_KnownCap | PJ | CH4 + CCS | 2050 | Methane | 0 | known | PJ
LCP_Inputs_ON_Electric_Howarth_2023_05_05 | SMR CCS_PJ_2020_KnownCap | PJ | SMR CCS | 2020 | Hydrogen | 0 | known | PJ
LCP_Inputs_ON_Electric_Howarth_2023_05_05 | SMR CCS_PJ_2030_KnownCap | PJ | SMR CCS | 2030 | Hydrogen | 0 | known | PJ
LCP_Inputs_ON_Electric_Howarth_2023_05_05 | SMR CCS_PJ_2040_KnownCap | PJ | SMR CCS | 2040 | Hydrogen | 0 | known | PJ
LCP_Inputs_ON_Electric_Howarth_2023_05_05 | SMR CCS_PJ_2050_KnownCap | PJ | SMR CCS | 2050 | Hydrogen | 0 | known | PJ
LCP_Inputs_ON_Electric_Howarth_2023_05_05 | Biomass + CCS_ON_2020_KnownCap | ON | Biomass + CCS | 2020 | Electricity | 0 | known | ON
LCP_Inputs_ON_Electric_Howarth_2023_05_05 | Biomass + CCS_ON_2030_KnownCap | ON | Biomass + CCS | 2030 | Electricity | 0 | known | ON
LCP_Inputs_ON_Electric_Howarth_2023_05_05 | Biomass + CCS_ON_2040_KnownCap | ON | Biomass + CCS | 2040 | Electricity | 0 | known | ON
LCP_Inputs_ON_Electric_Howarth_2023_05_05 | Biomass + CCS_ON_2050_KnownCap | ON | Biomass + CCS | 2050 | Electricity | 0 | known | ON
LCP_Inputs_ON_Electric_Howarth_2023_05_05 | Biomass + CCS_QC_2020_KnownCap | QC | Biomass + CCS | 2020 | Electricity | 0 | known | QC
LCP_Inputs_ON_Electric_Howarth_2023_05_05 | Biomass + CCS_QC_2030_KnownCap | QC | Biomass + CCS | 2030 | Electricity | 0 | known | QC
LCP_Inputs_ON_Electric_Howarth_2023_05_05 | Biomass + CCS_QC_2040_KnownCap | QC | Biomass + CCS | 2040 | Electricity | 0 | known | QC
LCP_Inputs_ON_Electric_Howarth_2023_05_05 | Biomass + CCS_QC_2050_KnownCap | QC | Biomass + CCS | 2050 | Electricity | 0 | known | QC
LCP_Inputs_ON_Electric_Howarth_2023_05_05 | Biomass + CCS_WC_2020_KnownCap | WC | Biomass + CCS | 2020 | Electricity | 0 | known | WC
LCP_Inputs_ON_Electric_Howarth_2023_05_05 | Biomass + CCS_WC_2030_KnownCap | WC | Biomass + CCS | 2030 | Electricity | 0 | known | WC
LCP_Inputs_ON_Electric_Howarth_2023_05_05 | Biomass + CCS_WC_2040_KnownCap | WC | Biomass + CCS | 2040 | Electricity | 0 | known | WC
LCP_Inputs_ON_Electric_Howarth_2023_05_05 | Biomass + CCS_WC_2050_KnownCap | WC | Biomass + CCS | 2050 | Electricity | 0 | known | WC
LCP_Inputs_ON_Electric_Howarth_2023_05_05 | Biomass + CCS_NY_2020_KnownCap | NY | Biomass + CCS | 2020 | Electricity | 0 | known | NY
LCP_Inputs_ON_Electric_Howarth_2023_05_05 | Biomass + CCS_NY_2030_KnownCap | NY | Biomass + CCS | 2030 | Electricity | 0 | known | NY
LCP_Inputs_ON_Electric_Howarth_2023_05_05 | Biomass + CCS_NY_2040_KnownCap | NY | Biomass + CCS | 2040 | Electricity | 0 | known | NY
LCP_Inputs_ON_Electric_Howarth_2023_05_05 | Biomass + CCS_NY_2050_KnownCap | NY | Biomass + CCS | 2050 | Electricity | 0 | known | NY
LCP_Inputs_ON_Electric_Howarth_2023_05_05 | Biomass + CCS_MI_2020_KnownCap | MI | Biomass + CCS | 2020 | Electricity | 0 | known | MI
LCP_Inputs_ON_Electric_Howarth_2023_05_05 | Biomass + CCS_MI_2030_KnownCap | MI | Biomass + CCS | 2030 | Electricity | 0 | known | MI
LCP_Inputs_ON_Electric_Howarth_2023_05_05 | Biomass + CCS_MI_2040_KnownCap | MI | Biomass + CCS | 2040 | Electricity | 0 | known | MI
LCP_Inputs_ON_Electric_Howarth_2023_05_05 | Biomass + CCS_MI_2050_KnownCap | MI | Biomass + CCS | 2050 | Electricity | 0 | known | MI
LCP_Inputs_ON_Electric_Howarth_2023_05_05 | Biomass + CCS_PJ_2020_KnownCap | PJ | Biomass + CCS | 2020 | Electricity | 0 | known | PJ
LCP_Inputs_ON_Electric_Howarth_2023_05_05 | Biomass + CCS_PJ_2030_KnownCap | PJ | Biomass + CCS | 2030 | Electricity | 0 | known | PJ
LCP_Inputs_ON_Electric_Howarth_2023_05_05 | Biomass + CCS_PJ_2040_KnownCap | PJ | Biomass + CCS | 2040 | Electricity | 0 | known | PJ
LCP_Inputs_ON_Electric_Howarth_2023_05_05 | Biomass + CCS_PJ_2050_KnownCap | PJ | Biomass + CCS | 2050 | Electricity | 0 | known | PJ
LCP_Inputs_ON_Electric_Howarth_2023_05_05 | Nuclear SMR_ON_2020_KnownCap | ON | Nuclear SMR | 2020 | Electricity | 0 | known | ON
LCP_Inputs_ON_Electric_Howarth_2023_05_05 | Nuclear SMR_ON_2030_KnownCap | ON | Nuclear SMR | 2030 | Electricity | 300 | known | ON
LCP_Inputs_ON_Electric_Howarth_2023_05_05 | Nuclear SMR_ON_2040_KnownCap | ON | Nuclear SMR | 2040 | Electricity | 300 | known | ON
LCP_Inputs_ON_Electric_Howarth_2023_05_05 | Nuclear SMR_ON_2050_KnownCap | ON | Nuclear SMR | 2050 | Electricity | 300 | known | ON
LCP_Inputs_ON_Electric_Howarth_2023_05_05 | Nuclear SMR_QC_2020_KnownCap | QC | Nuclear SMR | 2020 | Electricity | 0 | known | QC
LCP_Inputs_ON_Electric_Howarth_2023_05_05 | Nuclear SMR_QC_2030_KnownCap | QC | Nuclear SMR | 2030 | Electricity | 0 | known | QC
LCP_Inputs_ON_Electric_Howarth_2023_05_05 | Nuclear SMR_QC_2040_KnownCap | QC | Nuclear SMR | 2040 | Electricity | 0 | known | QC
LCP_Inputs_ON_Electric_Howarth_2023_05_05 | Nuclear SMR_QC_2050_KnownCap | QC | Nuclear SMR | 2050 | Electricity | 0 | known | QC
LCP_Inputs_ON_Electric_Howarth_2023_05_05 | Nuclear SMR_WC_2020_KnownCap | WC | Nuclear SMR | 2020 | Electricity | 0 | known | WC
LCP_Inputs_ON_Electric_Howarth_2023_05_05 | Nuclear SMR_WC_2030_KnownCap | WC | Nuclear SMR | 2030 | Electricity | 0 | known | WC
LCP_Inputs_ON_Electric_Howarth_2023_05_05 | Nuclear SMR_WC_2040_KnownCap | WC | Nuclear SMR | 2040 | Electricity | 0 | known | WC
LCP_Inputs_ON_Electric_Howarth_2023_05_05 | Nuclear SMR_WC_2050_KnownCap | WC | Nuclear SMR | 2050 | Electricity | 0 | known | WC
LCP_Inputs_ON_Electric_Howarth_2023_05_05 | Nuclear SMR_NY_2020_KnownCap | NY | Nuclear SMR | 2020 | Electricity | 0 | known | NY
LCP_Inputs_ON_Electric_Howarth_2023_05_05 | Nuclear SMR_NY_2030_KnownCap | NY | Nuclear SMR | 2030 | Electricity | 0 | known | NY
LCP_Inputs_ON_Electric_Howarth_2023_05_05 | Nuclear SMR_NY_2040_KnownCap | NY | Nuclear SMR | 2040 | Electricity | 0 | known | NY
LCP_Inputs_ON_Electric_Howarth_2023_05_05 | Nuclear SMR_NY_2050_KnownCap | NY | Nuclear SMR | 2050 | Electricity | 0 | known | NY
LCP_Inputs_ON_Electric_Howarth_2023_05_05 | Nuclear SMR_MI_2020_KnownCap | MI | Nuclear SMR | 2020 | Electricity | 0 | known | MI
LCP_Inputs_ON_Electric_Howarth_2023_05_05 | Nuclear SMR_MI_2030_KnownCap | MI | Nuclear SMR | 2030 | Electricity | 0 | known | MI
LCP_Inputs_ON_Electric_Howarth_2023_05_05 | Nuclear SMR_MI_2040_KnownCap | MI | Nuclear SMR | 2040 | Electricity | 0 | known | MI
LCP_Inputs_ON_Electric_Howarth_2023_05_05 | Nuclear SMR_MI_2050_KnownCap | MI | Nuclear SMR | 2050 | Electricity | 0 | known | MI
LCP_Inputs_ON_Electric_Howarth_2023_05_05 | Nuclear SMR_PJ_2020_KnownCap | PJ | Nuclear SMR | 2020 | Electricity | 0 | known | PJ
LCP_Inputs_ON_Electric_Howarth_2023_05_05 | Nuclear SMR_PJ_2030_KnownCap | PJ | Nuclear SMR | 2030 | Electricity | 0 | known | PJ
LCP_Inputs_ON_Electric_Howarth_2023_05_05 | Nuclear SMR_PJ_2040_KnownCap | PJ | Nuclear SMR | 2040 | Electricity | 0 | known | PJ
LCP_Inputs_ON_Electric_Howarth_2023_05_05 | Nuclear SMR_PJ_2050_KnownCap | PJ | Nuclear SMR | 2050 | Electricity | 0 | known | PJ

## CF_all_discounted
ScenarioName | ModelYr | SupplyTechnology | SupplyTechType | GENtoDISFuel | SubRegion | var_type | CostType | SolutionCost | SubRegion_From | SubRegion_To | InfraTechnology | SubRegion1 | SubRegion2 | CarbonOffset | DiscountVector | PV_SolutionCost
LCP_Inputs_ON_Electric_Howarth_2023_05_05 | 2020 | Anaerobic Digestion | Generation | Methane | MI | Dispatch-Generation | EmissionsCost | 0 | [6 empty] | 1 | 0
LCP_Inputs_ON_Electric_Howarth_2023_05_05 | 2020 | Anaerobic Digestion | Generation | Methane | MI | Dispatch-Generation | FuelCost | 0 | [6 empty] | 1 | 0
LCP_Inputs_ON_Electric_Howarth_2023_05_05 | 2020 | Anaerobic Digestion | Generation | Methane | MI | Dispatch-Generation | VOM | 0 | [6 empty] | 1 | 0
LCP_Inputs_ON_Electric_Howarth_2023_05_05 | 2020 | Anaerobic Digestion | Generation | Methane | NY | Dispatch-Generation | EmissionsCost | 0 | [6 empty] | 1 | 0
LCP_Inputs_ON_Electric_Howarth_2023_05_05 | 2020 | Anaerobic Digestion | Generation | Methane | NY | Dispatch-Generation | FuelCost | 0 | [6 empty] | 1 | 0
LCP_Inputs_ON_Electric_Howarth_2023_05_05 | 2020 | Anaerobic Digestion | Generation | Methane | NY | Dispatch-Generation | VOM | 0 | [6 empty] | 1 | 0
LCP_Inputs_ON_Electric_Howarth_2023_05_05 | 2020 | Anaerobic Digestion | Generation | Methane | ON | Dispatch-Generation | EmissionsCost | 0 | [6 empty] | 1 | 0
LCP_Inputs_ON_Electric_Howarth_2023_05_05 | 2020 | Anaerobic Digestion | Generation | Methane | ON | Dispatch-Generation | FuelCost | 0 | [6 empty] | 1 | 0
LCP_Inputs_ON_Electric_Howarth_2023_05_05 | 2020 | Anaerobic Digestion | Generation | Methane | ON | Dispatch-Generation | VOM | 0 | [6 empty] | 1 | 0
LCP_Inputs_ON_Electric_Howarth_2023_05_05 | 2020 | Anaerobic Digestion | Generation | Methane | PJ | Dispatch-Generation | EmissionsCost | 0 | [6 empty] | 1 | 0
LCP_Inputs_ON_Electric_Howarth_2023_05_05 | 2020 | Anaerobic Digestion | Generation | Methane | PJ | Dispatch-Generation | FuelCost | 0 | [6 empty] | 1 | 0
LCP_Inputs_ON_Electric_Howarth_2023_05_05 | 2020 | Anaerobic Digestion | Generation | Methane | PJ | Dispatch-Generation | VOM | 0 | [6 empty] | 1 | 0
LCP_Inputs_ON_Electric_Howarth_2023_05_05 | 2020 | Anaerobic Digestion | Generation | Methane | QC | Dispatch-Generation | EmissionsCost | 0 | [6 empty] | 1 | 0
LCP_Inputs_ON_Electric_Howarth_2023_05_05 | 2020 | Anaerobic Digestion | Generation | Methane | QC | Dispatch-Generation | FuelCost | 0 | [6 empty] | 1 | 0
LCP_Inputs_ON_Electric_Howarth_2023_05_05 | 2020 | Anaerobic Digestion | Generation | Methane | QC | Dispatch-Generation | VOM | 0 | [6 empty] | 1 | 0
LCP_Inputs_ON_Electric_Howarth_2023_05_05 | 2020 | Anaerobic Digestion | Generation | Methane | WC | Dispatch-Generation | EmissionsCost | 0 | [6 empty] | 1 | 0
LCP_Inputs_ON_Electric_Howarth_2023_05_05 | 2020 | Anaerobic Digestion | Generation | Methane | WC | Dispatch-Generation | FuelCost | 0 | [6 empty] | 1 | 0
LCP_Inputs_ON_Electric_Howarth_2023_05_05 | 2020 | Anaerobic Digestion | Generation | Methane | WC | Dispatch-Generation | VOM | 0 | [6 empty] | 1 | 0
LCP_Inputs_ON_Electric_Howarth_2023_05_05 | 2020 | Battery Storage | Storage | Electricity | MI | Dispatch-Storage | EmissionsCost | 0 | [6 empty] | 1 | 0
LCP_Inputs_ON_Electric_Howarth_2023_05_05 | 2020 | Battery Storage | Storage | Electricity | MI | Dispatch-Storage | FuelCost | 0 | [6 empty] | 1 | 0
LCP_Inputs_ON_Electric_Howarth_2023_05_05 | 2020 | Battery Storage | Storage | Electricity | MI | Dispatch-Storage | VOM | 0 | [6 empty] | 1 | 0
LCP_Inputs_ON_Electric_Howarth_2023_05_05 | 2020 | Battery Storage | Storage | Electricity | NY | Dispatch-Storage | EmissionsCost | 0 | [6 empty] | 1 | 0
LCP_Inputs_ON_Electric_Howarth_2023_05_05 | 2020 | Battery Storage | Storage | Electricity | NY | Dispatch-Storage | FuelCost | 0 | [6 empty] | 1 | 0
LCP_Inputs_ON_Electric_Howarth_2023_05_05 | 2020 | Battery Storage | Storage | Electricity | NY | Dispatch-Storage | VOM | 0 | [6 empty] | 1 | 0
LCP_Inputs_ON_Electric_Howarth_2023_05_05 | 2020 | Battery Storage | Storage | Electricity | ON | Dispatch-Storage | EmissionsCost | 0 | [6 empty] | 1 | 0
LCP_Inputs_ON_Electric_Howarth_2023_05_05 | 2020 | Battery Storage | Storage | Electricity | ON | Dispatch-Storage | FuelCost | 0 | [6 empty] | 1 | 0
LCP_Inputs_ON_Electric_Howarth_2023_05_05 | 2020 | Battery Storage | Storage | Electricity | ON | Dispatch-Storage | VOM | 0 | [6 empty] | 1 | 0
LCP_Inputs_ON_Electric_Howarth_2023_05_05 | 2020 | Battery Storage | Storage | Electricity | PJ | Dispatch-Storage | EmissionsCost | 0 | [6 empty] | 1 | 0
LCP_Inputs_ON_Electric_Howarth_2023_05_05 | 2020 | Battery Storage | Storage | Electricity | PJ | Dispatch-Storage | FuelCost | 0 | [6 empty] | 1 | 0
LCP_Inputs_ON_Electric_Howarth_2023_05_05 | 2020 | Battery Storage | Storage | Electricity | PJ | Dispatch-Storage | VOM | 0 | [6 empty] | 1 | 0
LCP_Inputs_ON_Electric_Howarth_2023_05_05 | 2020 | Battery Storage | Storage | Electricity | QC | Dispatch-Storage | EmissionsCost | 0 | [6 empty] | 1 | 0
LCP_Inputs_ON_Electric_Howarth_2023_05_05 | 2020 | Battery Storage | Storage | Electricity | QC | Dispatch-Storage | FuelCost | 0 | [6 empty] | 1 | 0
LCP_Inputs_ON_Electric_Howarth_2023_05_05 | 2020 | Battery Storage | Storage | Electricity | QC | Dispatch-Storage | VOM | 0 | [6 empty] | 1 | 0
LCP_Inputs_ON_Electric_Howarth_2023_05_05 | 2020 | Battery Storage | Storage | Electricity | WC | Dispatch-Storage | EmissionsCost | 0 | [6 empty] | 1 | 0
LCP_Inputs_ON_Electric_Howarth_2023_05_05 | 2020 | Battery Storage | Storage | Electricity | WC | Dispatch-Storage | FuelCost | 0 | [6 empty] | 1 | 0
LCP_Inputs_ON_Electric_Howarth_2023_05_05 | 2020 | Battery Storage | Storage | Electricity | WC | Dispatch-Storage | VOM | 0 | [6 empty] | 1 | 0
LCP_Inputs_ON_Electric_Howarth_2023_05_05 | 2020 | Biomass | Generation | Electricity | MI | Dispatch-Generation | EmissionsCost | 0 | [6 empty] | 1 | 0
LCP_Inputs_ON_Electric_Howarth_2023_05_05 | 2020 | Biomass | Generation | Electricity | MI | Dispatch-Generation | FuelCost | 0 | [6 empty] | 1 | 0
LCP_Inputs_ON_Electric_Howarth_2023_05_05 | 2020 | Biomass | Generation | Electricity | MI | Dispatch-Generation | VOM | 0 | [6 empty] | 1 | 0
LCP_Inputs_ON_Electric_Howarth_2023_05_05 | 2020 | Biomass | Generation | Electricity | NY | Dispatch-Generation | EmissionsCost | 0 | [6 empty] | 1 | 0
LCP_Inputs_ON_Electric_Howarth_2023_05_05 | 2020 | Biomass | Generation | Electricity | NY | Dispatch-Generation | FuelCost | 0 | [6 empty] | 1 | 0
LCP_Inputs_ON_Electric_Howarth_2023_05_05 | 2020 | Biomass | Generation | Electricity | NY | Dispatch-Generation | VOM | 0 | [6 empty] | 1 | 0
LCP_Inputs_ON_Electric_Howarth_2023_05_05 | 2020 | Biomass | Generation | Electricity | ON | Dispatch-Generation | EmissionsCost | 0 | [6 empty] | 1 | 0
LCP_Inputs_ON_Electric_Howarth_2023_05_05 | 2020 | Biomass | Generation | Electricity | ON | Dispatch-Generation | FuelCost | 0 | [6 empty] | 1 | 0
LCP_Inputs_ON_Electric_Howarth_2023_05_05 | 2020 | Biomass | Generation | Electricity | ON | Dispatch-Generation | VOM | 0 | [6 empty] | 1 | 0
LCP_Inputs_ON_Electric_Howarth_2023_05_05 | 2020 | Biomass | Generation | Electricity | PJ | Dispatch-Generation | EmissionsCost | 0 | [6 empty] | 1 | 0
LCP_Inputs_ON_Electric_Howarth_2023_05_05 | 2020 | Biomass | Generation | Electricity | PJ | Dispatch-Generation | FuelCost | 0 | [6 empty] | 1 | 0
LCP_Inputs_ON_Electric_Howarth_2023_05_05 | 2020 | Biomass | Generation | Electricity | PJ | Dispatch-Generation | VOM | 0 | [6 empty] | 1 | 0
LCP_Inputs_ON_Electric_Howarth_2023_05_05 | 2020 | Biomass | Generation | Electricity | QC | Dispatch-Generation | EmissionsCost | 0 | [6 empty] | 1 | 0
LCP_Inputs_ON_Electric_Howarth_2023_05_05 | 2020 | Biomass | Generation | Electricity | QC | Dispatch-Generation | FuelCost | 0 | [6 empty] | 1 | 0
LCP_Inputs_ON_Electric_Howarth_2023_05_05 | 2020 | Biomass | Generation | Electricity | QC | Dispatch-Generation | VOM | 0 | [6 empty] | 1 | 0
LCP_Inputs_ON_Electric_Howarth_2023_05_05 | 2020 | Biomass | Generation | Electricity | WC | Dispatch-Generation | EmissionsCost | 0 | [6 empty] | 1 | 0
LCP_Inputs_ON_Electric_Howarth_2023_05_05 | 2020 | Biomass | Generation | Electricity | WC | Dispatch-Generation | FuelCost | 0 | [6 empty] | 1 | 0
LCP_Inputs_ON_Electric_Howarth_2023_05_05 | 2020 | Biomass | Generation | Electricity | WC | Dispatch-Generation | VOM | 0 | [6 empty] | 1 | 0
LCP_Inputs_ON_Electric_Howarth_2023_05_05 | 2020 | Biomass + CCS | Generation | Electricity | MI | Dispatch-Generation | EmissionsCost | 0 | [6 empty] | 1 | 0
LCP_Inputs_ON_Electric_Howarth_2023_05_05 | 2020 | Biomass + CCS | Generation | Electricity | MI | Dispatch-Generation | FuelCost | 0 | [6 empty] | 1 | 0
LCP_Inputs_ON_Electric_Howarth_2023_05_05 | 2020 | Biomass + CCS | Generation | Electricity | MI | Dispatch-Generation | VOM | 0 | [6 empty] | 1 | 0
LCP_Inputs_ON_Electric_Howarth_2023_05_05 | 2020 | Biomass + CCS | Generation | Electricity | NY | Dispatch-Generation | EmissionsCost | 0 | [6 empty] | 1 | 0
LCP_Inputs_ON_Electric_Howarth_2023_05_05 | 2020 | Biomass + CCS | Generation | Electricity | NY | Dispatch-Generation | FuelCost | 0 | [6 empty] | 1 | 0
LCP_Inputs_ON_Electric_Howarth_2023_05_05 | 2020 | Biomass + CCS | Generation | Electricity | NY | Dispatch-Generation | VOM | 0 | [6 empty] | 1 | 0
LCP_Inputs_ON_Electric_Howarth_2023_05_05 | 2020 | Biomass + CCS | Generation | Electricity | ON | Dispatch-Generation | EmissionsCost | 0 | [6 empty] | 1 | 0
LCP_Inputs_ON_Electric_Howarth_2023_05_05 | 2020 | Biomass + CCS | Generation | Electricity | ON | Dispatch-Generation | FuelCost | 0 | [6 empty] | 1 | 0
LCP_Inputs_ON_Electric_Howarth_2023_05_05 | 2020 | Biomass + CCS | Generation | Electricity | ON | Dispatch-Generation | VOM | 0 | [6 empty] | 1 | 0
LCP_Inputs_ON_Electric_Howarth_2023_05_05 | 2020 | Biomass + CCS | Generation | Electricity | PJ | Dispatch-Generation | EmissionsCost | 0 | [6 empty] | 1 | 0
LCP_Inputs_ON_Electric_Howarth_2023_05_05 | 2020 | Biomass + CCS | Generation | Electricity | PJ | Dispatch-Generation | FuelCost | 0 | [6 empty] | 1 | 0
LCP_Inputs_ON_Electric_Howarth_2023_05_05 | 2020 | Biomass + CCS | Generation | Electricity | PJ | Dispatch-Generation | VOM | 0 | [6 empty] | 1 | 0
LCP_Inputs_ON_Electric_Howarth_2023_05_05 | 2020 | Biomass + CCS | Generation | Electricity | QC | Dispatch-Generation | EmissionsCost | 0 | [6 empty] | 1 | 0
LCP_Inputs_ON_Electric_Howarth_2023_05_05 | 2020 | Biomass + CCS | Generation | Electricity | QC | Dispatch-Generation | FuelCost | 0 | [6 empty] | 1 | 0
LCP_Inputs_ON_Electric_Howarth_2023_05_05 | 2020 | Biomass + CCS | Generation | Electricity | QC | Dispatch-Generation | VOM | 0 | [6 empty] | 1 | 0
LCP_Inputs_ON_Electric_Howarth_2023_05_05 | 2020 | Biomass + CCS | Generation | Electricity | WC | Dispatch-Generation | EmissionsCost | 0 | [6 empty] | 1 | 0
LCP_Inputs_ON_Electric_Howarth_2023_05_05 | 2020 | Biomass + CCS | Generation | Electricity | WC | Dispatch-Generation | FuelCost | 0 | [6 empty] | 1 | 0
LCP_Inputs_ON_Electric_Howarth_2023_05_05 | 2020 | Biomass + CCS | Generation | Electricity | WC | Dispatch-Generation | VOM | 0 | [6 empty] | 1 | 0
LCP_Inputs_ON_Electric_Howarth_2023_05_05 | 2020 | CH4 + CCS | Generation | Methane | MI | Dispatch-Generation | EmissionsCost | 0 | [6 empty] | 1 | 0
LCP_Inputs_ON_Electric_Howarth_2023_05_05 | 2020 | CH4 + CCS | Generation | Methane | MI | Dispatch-Generation | FuelCost | 0 | [6 empty] | 1 | 0
LCP_Inputs_ON_Electric_Howarth_2023_05_05 | 2020 | CH4 + CCS | Generation | Methane | MI | Dispatch-Generation | VOM | 0 | [6 empty] | 1 | 0
LCP_Inputs_ON_Electric_Howarth_2023_05_05 | 2020 | CH4 + CCS | Generation | Methane | NY | Dispatch-Generation | EmissionsCost | 0 | [6 empty] | 1 | 0
LCP_Inputs_ON_Electric_Howarth_2023_05_05 | 2020 | CH4 + CCS | Generation | Methane | NY | Dispatch-Generation | FuelCost | 0 | [6 empty] | 1 | 0
LCP_Inputs_ON_Electric_Howarth_2023_05_05 | 2020 | CH4 + CCS | Generation | Methane | NY | Dispatch-Generation | VOM | 0 | [6 empty] | 1 | 0
LCP_Inputs_ON_Electric_Howarth_2023_05_05 | 2020 | CH4 + CCS | Generation | Methane | ON | Dispatch-Generation | EmissionsCost | 0 | [6 empty] | 1 | 0
LCP_Inputs_ON_Electric_Howarth_2023_05_05 | 2020 | CH4 + CCS | Generation | Methane | ON | Dispatch-Generation | FuelCost | 0 | [6 empty] | 1 | 0
LCP_Inputs_ON_Electric_Howarth_2023_05_05 | 2020 | CH4 + CCS | Generation | Methane | ON | Dispatch-Generation | VOM | 0 | [6 empty] | 1 | 0
LCP_Inputs_ON_Electric_Howarth_2023_05_05 | 2020 | CH4 + CCS | Generation | Methane | PJ | Dispatch-Generation | EmissionsCost | 0 | [6 empty] | 1 | 0
LCP_Inputs_ON_Electric_Howarth_2023_05_05 | 2020 | CH4 + CCS | Generation | Methane | PJ | Dispatch-Generation | FuelCost | 0 | [6 empty] | 1 | 0
LCP_Inputs_ON_Electric_Howarth_2023_05_05 | 2020 | CH4 + CCS | Generation | Methane | PJ | Dispatch-Generation | VOM | 0 | [6 empty] | 1 | 0
LCP_Inputs_ON_Electric_Howarth_2023_05_05 | 2020 | CH4 + CCS | Generation | Methane | QC | Dispatch-Generation | EmissionsCost | 0 | [6 empty] | 1 | 0
LCP_Inputs_ON_Electric_Howarth_2023_05_05 | 2020 | CH4 + CCS | Generation | Methane | QC | Dispatch-Generation | FuelCost | 0 | [6 empty] | 1 | 0
LCP_Inputs_ON_Electric_Howarth_2023_05_05 | 2020 | CH4 + CCS | Generation | Methane | QC | Dispatch-Generation | VOM | 0 | [6 empty] | 1 | 0
LCP_Inputs_ON_Electric_Howarth_2023_05_05 | 2020 | CH4 + CCS | Generation | Methane | WC | Dispatch-Generation | EmissionsCost | 0 | [6 empty] | 1 | 0
LCP_Inputs_ON_Electric_Howarth_2023_05_05 | 2020 | CH4 + CCS | Generation | Methane | WC | Dispatch-Generation | FuelCost | 0 | [6 empty] | 1 | 0
LCP_Inputs_ON_Electric_Howarth_2023_05_05 | 2020 | CH4 + CCS | Generation | Methane | WC | Dispatch-Generation | VOM | 0 | [6 empty] | 1 | 0
LCP_Inputs_ON_Electric_Howarth_2023_05_05 | 2020 | CH4 Import - NY 2020 | Import | Methane | MI | Dispatch-Import | EmissionsCost | 0 | [6 empty] | 1 | 0
LCP_Inputs_ON_Electric_Howarth_2023_05_05 | 2020 | CH4 Import - NY 2020 | Import | Methane | MI | Dispatch-Import | FuelCost | 0 | [6 empty] | 1 | 0
LCP_Inputs_ON_Electric_Howarth_2023_05_05 | 2020 | CH4 Import - NY 2020 | Import | Methane | MI | Dispatch-Import | VOM | 0 | [6 empty] | 1 | 0
LCP_Inputs_ON_Electric_Howarth_2023_05_05 | 2020 | CH4 Import - NY 2020 | Import | Methane | NY | Dispatch-Import | EmissionsCost | 282343065.1873 | [6 empty] | 1 | 282343065.1873
LCP_Inputs_ON_Electric_Howarth_2023_05_05 | 2020 | CH4 Import - NY 2020 | Import | Methane | NY | Dispatch-Import | FuelCost | 407790143.0843 | [6 empty] | 1 | 407790143.0843
LCP_Inputs_ON_Electric_Howarth_2023_05_05 | 2020 | CH4 Import - NY 2020 | Import | Methane | NY | Dispatch-Import | VOM | 0 | [6 empty] | 1 | 0
LCP_Inputs_ON_Electric_Howarth_2023_05_05 | 2020 | CH4 Import - NY 2020 | Import | Methane | ON | Dispatch-Import | EmissionsCost | 0 | [6 empty] | 1 | 0
LCP_Inputs_ON_Electric_Howarth_2023_05_05 | 2020 | CH4 Import - NY 2020 | Import | Methane | ON | Dispatch-Import | FuelCost | 0 | [6 empty] | 1 | 0
LCP_Inputs_ON_Electric_Howarth_2023_05_05 | 2020 | CH4 Import - NY 2020 | Import | Methane | ON | Dispatch-Import | VOM | 0 | [6 empty] | 1 | 0
LCP_Inputs_ON_Electric_Howarth_2023_05_05 | 2020 | CH4 Import - NY 2020 | Import | Methane | PJ | Dispatch-Import | EmissionsCost | 0 | [6 empty] | 1 | 0
LCP_Inputs_ON_Electric_Howarth_2023_05_05 | 2020 | CH4 Import - NY 2020 | Import | Methane | PJ | Dispatch-Import | FuelCost | 0 | [6 empty] | 1 | 0
LCP_Inputs_ON_Electric_Howarth_2023_05_05 | 2020 | CH4 Import - NY 2020 | Import | Methane | PJ | Dispatch-Import | VOM | 0 | [6 empty] | 1 | 0
LCP_Inputs_ON_Electric_Howarth_2023_05_05 | 2020 | CH4 Import - NY 2020 | Import | Methane | QC | Dispatch-Import | EmissionsCost | 0 | [6 empty] | 1 | 0
LCP_Inputs_ON_Electric_Howarth_2023_05_05 | 2020 | CH4 Import - NY 2020 | Import | Methane | QC | Dispatch-Import | FuelCost | 0 | [6 empty] | 1 | 0
LCP_Inputs_ON_Electric_Howarth_2023_05_05 | 2020 | CH4 Import - NY 2020 | Import | Methane | QC | Dispatch-Import | VOM | 0 | [6 empty] | 1 | 0
LCP_Inputs_ON_Electric_Howarth_2023_05_05 | 2020 | CH4 Import - NY 2020 | Import | Methane | WC | Dispatch-Import | EmissionsCost | 0 | [6 empty] | 1 | 0
LCP_Inputs_ON_Electric_Howarth_2023_05_05 | 2020 | CH4 Import - NY 2020 | Import | Methane | WC | Dispatch-Import | FuelCost | 0 | [6 empty] | 1 | 0
LCP_Inputs_ON_Electric_Howarth_2023_05_05 | 2020 | CH4 Import - NY 2020 | Import | Methane | WC | Dispatch-Import | VOM | 0 | [6 empty] | 1 | 0
LCP_Inputs_ON_Electric_Howarth_2023_05_05 | 2020 | CH4 Import - NY 2030 | Import | Methane | MI | Dispatch-Import | EmissionsCost | 0 | [6 empty] | 1 | 0
LCP_Inputs_ON_Electric_Howarth_2023_05_05 | 2020 | CH4 Import - NY 2030 | Import | Methane | MI | Dispatch-Import | FuelCost | 0 | [6 empty] | 1 | 0
LCP_Inputs_ON_Electric_Howarth_2023_05_05 | 2020 | CH4 Import - NY 2030 | Import | Methane | MI | Dispatch-Import | VOM | 0 | [6 empty] | 1 | 0
LCP_Inputs_ON_Electric_Howarth_2023_05_05 | 2020 | CH4 Import - NY 2030 | Import | Methane | NY | Dispatch-Import | EmissionsCost | 0 | [6 empty] | 1 | 0
LCP_Inputs_ON_Electric_Howarth_2023_05_05 | 2020 | CH4 Import - NY 2030 | Import | Methane | NY | Dispatch-Import | FuelCost | 0 | [6 empty] | 1 | 0
LCP_Inputs_ON_Electric_Howarth_2023_05_05 | 2020 | CH4 Import - NY 2030 | Import | Methane | NY | Dispatch-Import | VOM | 0 | [6 empty] | 1 | 0
LCP_Inputs_ON_Electric_Howarth_2023_05_05 | 2020 | CH4 Import - NY 2030 | Import | Methane | ON | Dispatch-Import | EmissionsCost | 0 | [6 empty] | 1 | 0
LCP_Inputs_ON_Electric_Howarth_2023_05_05 | 2020 | CH4 Import - NY 2030 | Import | Methane | ON | Dispatch-Import | FuelCost | 0 | [6 empty] | 1 | 0
LCP_Inputs_ON_Electric_Howarth_2023_05_05 | 2020 | CH4 Import - NY 2030 | Import | Methane | ON | Dispatch-Import | VOM | 0 | [6 empty] | 1 | 0
LCP_Inputs_ON_Electric_Howarth_2023_05_05 | 2020 | CH4 Import - NY 2030 | Import | Methane | PJ | Dispatch-Import | EmissionsCost | 0 | [6 empty] | 1 | 0
LCP_Inputs_ON_Electric_Howarth_2023_05_05 | 2020 | CH4 Import - NY 2030 | Import | Methane | PJ | Dispatch-Import | FuelCost | 0 | [6 empty] | 1 | 0
LCP_Inputs_ON_Electric_Howarth_2023_05_05 | 2020 | CH4 Import - NY 2030 | Import | Methane | PJ | Dispatch-Import | VOM | 0 | [6 empty] | 1 | 0
LCP_Inputs_ON_Electric_Howarth_2023_05_05 | 2020 | CH4 Import - NY 2030 | Import | Methane | QC | Dispatch-Import | EmissionsCost | 0 | [6 empty] | 1 | 0
LCP_Inputs_ON_Electric_Howarth_2023_05_05 | 2020 | CH4 Import - NY 2030 | Import | Methane | QC | Dispatch-Import | FuelCost | 0 | [6 empty] | 1 | 0
LCP_Inputs_ON_Electric_Howarth_2023_05_05 | 2020 | CH4 Import - NY 2030 | Import | Methane | QC | Dispatch-Import | VOM | 0 | [6 empty] | 1 | 0
LCP_Inputs_ON_Electric_Howarth_2023_05_05 | 2020 | CH4 Import - NY 2030 | Import | Methane | WC | Dispatch-Import | EmissionsCost | 0 | [6 empty] | 1 | 0
LCP_Inputs_ON_Electric_Howarth_2023_05_05 | 2020 | CH4 Import - NY 2030 | Import | Methane | WC | Dispatch-Import | FuelCost | 0 | [6 empty] | 1 | 0
LCP_Inputs_ON_Electric_Howarth_2023_05_05 | 2020 | CH4 Import - NY 2030 | Import | Methane | WC | Dispatch-Import | VOM | 0 | [6 empty] | 1 | 0
LCP_Inputs_ON_Electric_Howarth_2023_05_05 | 2020 | CH4 Import - NY 2040 | Import | Methane | MI | Dispatch-Import | EmissionsCost | 0 | [6 empty] | 1 | 0
LCP_Inputs_ON_Electric_Howarth_2023_05_05 | 2020 | CH4 Import - NY 2040 | Import | Methane | MI | Dispatch-Import | FuelCost | 0 | [6 empty] | 1 | 0
LCP_Inputs_ON_Electric_Howarth_2023_05_05 | 2020 | CH4 Import - NY 2040 | Import | Methane | MI | Dispatch-Import | VOM | 0 | [6 empty] | 1 | 0
LCP_Inputs_ON_Electric_Howarth_2023_05_05 | 2020 | CH4 Import - NY 2040 | Import | Methane | NY | Dispatch-Import | EmissionsCost | 0 | [6 empty] | 1 | 0
LCP_Inputs_ON_Electric_Howarth_2023_05_05 | 2020 | CH4 Import - NY 2040 | Import | Methane | NY | Dispatch-Import | FuelCost | 0 | [6 empty] | 1 | 0
LCP_Inputs_ON_Electric_Howarth_2023_05_05 | 2020 | CH4 Import - NY 2040 | Import | Methane | NY | Dispatch-Import | VOM | 0 | [6 empty] | 1 | 0
LCP_Inputs_ON_Electric_Howarth_2023_05_05 | 2020 | CH4 Import - NY 2040 | Import | Methane | ON | Dispatch-Import | EmissionsCost | 0 | [6 empty] | 1 | 0
LCP_Inputs_ON_Electric_Howarth_2023_05_05 | 2020 | CH4 Import - NY 2040 | Import | Methane | ON | Dispatch-Import | FuelCost | 0 | [6 empty] | 1 | 0
LCP_Inputs_ON_Electric_Howarth_2023_05_05 | 2020 | CH4 Import - NY 2040 | Import | Methane | ON | Dispatch-Import | VOM | 0 | [6 empty] | 1 | 0
LCP_Inputs_ON_Electric_Howarth_2023_05_05 | 2020 | CH4 Import - NY 2040 | Import | Methane | PJ | Dispatch-Import | EmissionsCost | 0 | [6 empty] | 1 | 0
LCP_Inputs_ON_Electric_Howarth_2023_05_05 | 2020 | CH4 Import - NY 2040 | Import | Methane | PJ | Dispatch-Import | FuelCost | 0 | [6 empty] | 1 | 0
LCP_Inputs_ON_Electric_Howarth_2023_05_05 | 2020 | CH4 Import - NY 2040 | Import | Methane | PJ | Dispatch-Import | VOM | 0 | [6 empty] | 1 | 0
LCP_Inputs_ON_Electric_Howarth_2023_05_05 | 2020 | CH4 Import - NY 2040 | Import | Methane | QC | Dispatch-Import | EmissionsCost | 0 | [6 empty] | 1 | 0
LCP_Inputs_ON_Electric_Howarth_2023_05_05 | 2020 | CH4 Import - NY 2040 | Import | Methane | QC | Dispatch-Import | FuelCost | 0 | [6 empty] | 1 | 0
LCP_Inputs_ON_Electric_Howarth_2023_05_05 | 2020 | CH4 Import - NY 2040 | Import | Methane | QC | Dispatch-Import | VOM | 0 | [6 empty] | 1 | 0
LCP_Inputs_ON_Electric_Howarth_2023_05_05 | 2020 | CH4 Import - NY 2040 | Import | Methane | WC | Dispatch-Import | EmissionsCost | 0 | [6 empty] | 1 | 0
LCP_Inputs_ON_Electric_Howarth_2023_05_05 | 2020 | CH4 Import - NY 2040 | Import | Methane | WC | Dispatch-Import | FuelCost | 0 | [6 empty] | 1 | 0
LCP_Inputs_ON_Electric_Howarth_2023_05_05 | 2020 | CH4 Import - NY 2040 | Import | Methane | WC | Dispatch-Import | VOM | 0 | [6 empty] | 1 | 0
LCP_Inputs_ON_Electric_Howarth_2023_05_05 | 2020 | CH4 Import - NY 2050 | Import | Methane | MI | Dispatch-Import | EmissionsCost | 0 | [6 empty] | 1 | 0
LCP_Inputs_ON_Electric_Howarth_2023_05_05 | 2020 | CH4 Import - NY 2050 | Import | Methane | MI | Dispatch-Import | FuelCost | 0 | [6 empty] | 1 | 0
LCP_Inputs_ON_Electric_Howarth_2023_05_05 | 2020 | CH4 Import - NY 2050 | Import | Methane | MI | Dispatch-Import | VOM | 0 | [6 empty] | 1 | 0
LCP_Inputs_ON_Electric_Howarth_2023_05_05 | 2020 | CH4 Import - NY 2050 | Import | Methane | NY | Dispatch-Import | EmissionsCost | 0 | [6 empty] | 1 | 0
LCP_Inputs_ON_Electric_Howarth_2023_05_05 | 2020 | CH4 Import - NY 2050 | Import | Methane | NY | Dispatch-Import | FuelCost | 0 | [6 empty] | 1 | 0
LCP_Inputs_ON_Electric_Howarth_2023_05_05 | 2020 | CH4 Import - NY 2050 | Import | Methane | NY | Dispatch-Import | VOM | 0 | [6 empty] | 1 | 0
LCP_Inputs_ON_Electric_Howarth_2023_05_05 | 2020 | CH4 Import - NY 2050 | Import | Methane | ON | Dispatch-Import | EmissionsCost | 0 | [6 empty] | 1 | 0
LCP_Inputs_ON_Electric_Howarth_2023_05_05 | 2020 | CH4 Import - NY 2050 | Import | Methane | ON | Dispatch-Import | FuelCost | 0 | [6 empty] | 1 | 0
LCP_Inputs_ON_Electric_Howarth_2023_05_05 | 2020 | CH4 Import - NY 2050 | Import | Methane | ON | Dispatch-Import | VOM | 0 | [6 empty] | 1 | 0
LCP_Inputs_ON_Electric_Howarth_2023_05_05 | 2020 | CH4 Import - NY 2050 | Import | Methane | PJ | Dispatch-Import | EmissionsCost | 0 | [6 empty] | 1 | 0
LCP_Inputs_ON_Electric_Howarth_2023_05_05 | 2020 | CH4 Import - NY 2050 | Import | Methane | PJ | Dispatch-Import | FuelCost | 0 | [6 empty] | 1 | 0
LCP_Inputs_ON_Electric_Howarth_2023_05_05 | 2020 | CH4 Import - NY 2050 | Import | Methane | PJ | Dispatch-Import | VOM | 0 | [6 empty] | 1 | 0
LCP_Inputs_ON_Electric_Howarth_2023_05_05 | 2020 | CH4 Import - NY 2050 | Import | Methane | QC | Dispatch-Import | EmissionsCost | 0 | [6 empty] | 1 | 0
LCP_Inputs_ON_Electric_Howarth_2023_05_05 | 2020 | CH4 Import - NY 2050 | Import | Methane | QC | Dispatch-Import | FuelCost | 0 | [6 empty] | 1 | 0
LCP_Inputs_ON_Electric_Howarth_2023_05_05 | 2020 | CH4 Import - NY 2050 | Import | Methane | QC | Dispatch-Import | VOM | 0 | [6 empty] | 1 | 0
LCP_Inputs_ON_Electric_Howarth_2023_05_05 | 2020 | CH4 Import - NY 2050 | Import | Methane | WC | Dispatch-Import | EmissionsCost | 0 | [6 empty] | 1 | 0
LCP_Inputs_ON_Electric_Howarth_2023_05_05 | 2020 | CH4 Import - NY 2050 | Import | Methane | WC | Dispatch-Import | FuelCost | 0 | [6 empty] | 1 | 0
LCP_Inputs_ON_Electric_Howarth_2023_05_05 | 2020 | CH4 Import - NY 2050 | Import | Methane | WC | Dispatch-Import | VOM | 0 | [6 empty] | 1 | 0
LCP_Inputs_ON_Electric_Howarth_2023_05_05 | 2020 | CH4 Import - WC 2020 | Import | Methane | MI | Dispatch-Import | EmissionsCost | 0 | [6 empty] | 1 | 0
LCP_Inputs_ON_Electric_Howarth_2023_05_05 | 2020 | CH4 Import - WC 2020 | Import | Methane | MI | Dispatch-Import | FuelCost | 0 | [6 empty] | 1 | 0
LCP_Inputs_ON_Electric_Howarth_2023_05_05 | 2020 | CH4 Import - WC 2020 | Import | Methane | MI | Dispatch-Import | VOM | 0 | [6 empty] | 1 | 0
LCP_Inputs_ON_Electric_Howarth_2023_05_05 | 2020 | CH4 Import - WC 2020 | Import | Methane | NY | Dispatch-Import | EmissionsCost | 0 | [6 empty] | 1 | 0
LCP_Inputs_ON_Electric_Howarth_2023_05_05 | 2020 | CH4 Import - WC 2020 | Import | Methane | NY | Dispatch-Import | FuelCost | 0 | [6 empty] | 1 | 0
LCP_Inputs_ON_Electric_Howarth_2023_05_05 | 2020 | CH4 Import - WC 2020 | Import | Methane | NY | Dispatch-Import | VOM | 0 | [6 empty] | 1 | 0
LCP_Inputs_ON_Electric_Howarth_2023_05_05 | 2020 | CH4 Import - WC 2020 | Import | Methane | ON | Dispatch-Import | EmissionsCost | 0 | [6 empty] | 1 | 0
LCP_Inputs_ON_Electric_Howarth_2023_05_05 | 2020 | CH4 Import - WC 2020 | Import | Methane | ON | Dispatch-Import | FuelCost | 0 | [6 empty] | 1 | 0
LCP_Inputs_ON_Electric_Howarth_2023_05_05 | 2020 | CH4 Import - WC 2020 | Import | Methane | ON | Dispatch-Import | VOM | 0 | [6 empty] | 1 | 0
LCP_Inputs_ON_Electric_Howarth_2023_05_05 | 2020 | CH4 Import - WC 2020 | Import | Methane | PJ | Dispatch-Import | EmissionsCost | 0 | [6 empty] | 1 | 0
LCP_Inputs_ON_Electric_Howarth_2023_05_05 | 2020 | CH4 Import - WC 2020 | Import | Methane | PJ | Dispatch-Import | FuelCost | 0 | [6 empty] | 1 | 0
LCP_Inputs_ON_Electric_Howarth_2023_05_05 | 2020 | CH4 Import - WC 2020 | Import | Methane | PJ | Dispatch-Import | VOM | 0 | [6 empty] | 1 | 0
LCP_Inputs_ON_Electric_Howarth_2023_05_05 | 2020 | CH4 Import - WC 2020 | Import | Methane | QC | Dispatch-Import | EmissionsCost | 0 | [6 empty] | 1 | 0
LCP_Inputs_ON_Electric_Howarth_2023_05_05 | 2020 | CH4 Import - WC 2020 | Import | Methane | QC | Dispatch-Import | FuelCost | 0 | [6 empty] | 1 | 0
LCP_Inputs_ON_Electric_Howarth_2023_05_05 | 2020 | CH4 Import - WC 2020 | Import | Methane | QC | Dispatch-Import | VOM | 0 | [6 empty] | 1 | 0
LCP_Inputs_ON_Electric_Howarth_2023_05_05 | 2020 | CH4 Import - WC 2020 | Import | Methane | WC | Dispatch-Import | EmissionsCost | 1306945408.6229 | [6 empty] | 1 | 1306945408.6229
LCP_Inputs_ON_Electric_Howarth_2023_05_05 | 2020 | CH4 Import - WC 2020 | Import | Methane | WC | Dispatch-Import | FuelCost | 1887630761.6486 | [6 empty] | 1 | 1887630761.6486
LCP_Inputs_ON_Electric_Howarth_2023_05_05 | 2020 | CH4 Import - WC 2020 | Import | Methane | WC | Dispatch-Import | VOM | 0 | [6 empty] | 1 | 0
LCP_Inputs_ON_Electric_Howarth_2023_05_05 | 2020 | CH4 Import - WC 2030 | Import | Methane | MI | Dispatch-Import | EmissionsCost | 0 | [6 empty] | 1 | 0
LCP_Inputs_ON_Electric_Howarth_2023_05_05 | 2020 | CH4 Import - WC 2030 | Import | Methane | MI | Dispatch-Import | FuelCost | 0 | [6 empty] | 1 | 0
LCP_Inputs_ON_Electric_Howarth_2023_05_05 | 2020 | CH4 Import - WC 2030 | Import | Methane | MI | Dispatch-Import | VOM | 0 | [6 empty] | 1 | 0
LCP_Inputs_ON_Electric_Howarth_2023_05_05 | 2020 | CH4 Import - WC 2030 | Import | Methane | NY | Dispatch-Import | EmissionsCost | 0 | [6 empty] | 1 | 0
LCP_Inputs_ON_Electric_Howarth_2023_05_05 | 2020 | CH4 Import - WC 2030 | Import | Methane | NY | Dispatch-Import | FuelCost | 0 | [6 empty] | 1 | 0
LCP_Inputs_ON_Electric_Howarth_2023_05_05 | 2020 | CH4 Import - WC 2030 | Import | Methane | NY | Dispatch-Import | VOM | 0 | [6 empty] | 1 | 0
LCP_Inputs_ON_Electric_Howarth_2023_05_05 | 2020 | CH4 Import - WC 2030 | Import | Methane | ON | Dispatch-Import | EmissionsCost | 0 | [6 empty] | 1 | 0
LCP_Inputs_ON_Electric_Howarth_2023_05_05 | 2020 | CH4 Import - WC 2030 | Import | Methane | ON | Dispatch-Import | FuelCost | 0 | [6 empty] | 1 | 0
LCP_Inputs_ON_Electric_Howarth_2023_05_05 | 2020 | CH4 Import - WC 2030 | Import | Methane | ON | Dispatch-Import | VOM | 0 | [6 empty] | 1 | 0
LCP_Inputs_ON_Electric_Howarth_2023_05_05 | 2020 | CH4 Import - WC 2030 | Import | Methane | PJ | Dispatch-Import | EmissionsCost | 0 | [6 empty] | 1 | 0
LCP_Inputs_ON_Electric_Howarth_2023_05_05 | 2020 | CH4 Import - WC 2030 | Import | Methane | PJ | Dispatch-Import | FuelCost | 0 | [6 empty] | 1 | 0
LCP_Inputs_ON_Electric_Howarth_2023_05_05 | 2020 | CH4 Import - WC 2030 | Import | Methane | PJ | Dispatch-Import | VOM | 0 | [6 empty] | 1 | 0
LCP_Inputs_ON_Electric_Howarth_2023_05_05 | 2020 | CH4 Import - WC 2030 | Import | Methane | QC | Dispatch-Import | EmissionsCost | 0 | [6 empty] | 1 | 0
LCP_Inputs_ON_Electric_Howarth_2023_05_05 | 2020 | CH4 Import - WC 2030 | Import | Methane | QC | Dispatch-Import | FuelCost | 0 | [6 empty] | 1 | 0
LCP_Inputs_ON_Electric_Howarth_2023_05_05 | 2020 | CH4 Import - WC 2030 | Import | Methane | QC | Dispatch-Import | VOM | 0 | [6 empty] | 1 | 0
LCP_Inputs_ON_Electric_Howarth_2023_05_05 | 2020 | CH4 Import - WC 2030 | Import | Methane | WC | Dispatch-Import | EmissionsCost | 0 | [6 empty] | 1 | 0
LCP_Inputs_ON_Electric_Howarth_2023_05_05 | 2020 | CH4 Import - WC 2030 | Import | Methane | WC | Dispatch-Import | FuelCost | 0 | [6 empty] | 1 | 0
LCP_Inputs_ON_Electric_Howarth_2023_05_05 | 2020 | CH4 Import - WC 2030 | Import | Methane | WC | Dispatch-Import | VOM | 0 | [6 empty] | 1 | 0
LCP_Inputs_ON_Electric_Howarth_2023_05_05 | 2020 | CH4 Import - WC 2040 | Import | Methane | MI | Dispatch-Import | EmissionsCost | 0 | [6 empty] | 1 | 0
LCP_Inputs_ON_Electric_Howarth_2023_05_05 | 2020 | CH4 Import - WC 2040 | Import | Methane | MI | Dispatch-Import | FuelCost | 0 | [6 empty] | 1 | 0
LCP_Inputs_ON_Electric_Howarth_2023_05_05 | 2020 | CH4 Import - WC 2040 | Import | Methane | MI | Dispatch-Import | VOM | 0 | [6 empty] | 1 | 0
LCP_Inputs_ON_Electric_Howarth_2023_05_05 | 2020 | CH4 Import - WC 2040 | Import | Methane | NY | Dispatch-Import | EmissionsCost | 0 | [6 empty] | 1 | 0
LCP_Inputs_ON_Electric_Howarth_2023_05_05 | 2020 | CH4 Import - WC 2040 | Import | Methane | NY | Dispatch-Import | FuelCost | 0 | [6 empty] | 1 | 0
LCP_Inputs_ON_Electric_Howarth_2023_05_05 | 2020 | CH4 Import - WC 2040 | Import | Methane | NY | Dispatch-Import | VOM | 0 | [6 empty] | 1 | 0
LCP_Inputs_ON_Electric_Howarth_2023_05_05 | 2020 | CH4 Import - WC 2040 | Import | Methane | ON | Dispatch-Import | EmissionsCost | 0 | [6 empty] | 1 | 0
LCP_Inputs_ON_Electric_Howarth_2023_05_05 | 2020 | CH4 Import - WC 2040 | Import | Methane | ON | Dispatch-Import | FuelCost | 0 | [6 empty] | 1 | 0
LCP_Inputs_ON_Electric_Howarth_2023_05_05 | 2020 | CH4 Import - WC 2040 | Import | Methane | ON | Dispatch-Import | VOM | 0 | [6 empty] | 1 | 0
LCP_Inputs_ON_Electric_Howarth_2023_05_05 | 2020 | CH4 Import - WC 2040 | Import | Methane | PJ | Dispatch-Import | EmissionsCost | 0 | [6 empty] | 1 | 0
LCP_Inputs_ON_Electric_Howarth_2023_05_05 | 2020 | CH4 Import - WC 2040 | Import | Methane | PJ | Dispatch-Import | FuelCost | 0 | [6 empty] | 1 | 0
LCP_Inputs_ON_Electric_Howarth_2023_05_05 | 2020 | CH4 Import - WC 2040 | Import | Methane | PJ | Dispatch-Import | VOM | 0 | [6 empty] | 1 | 0
LCP_Inputs_ON_Electric_Howarth_2023_05_05 | 2020 | CH4 Import - WC 2040 | Import | Methane | QC | Dispatch-Import | EmissionsCost | 0 | [6 empty] | 1 | 0
LCP_Inputs_ON_Electric_Howarth_2023_05_05 | 2020 | CH4 Import - WC 2040 | Import | Methane | QC | Dispatch-Import | FuelCost | 0 | [6 empty] | 1 | 0
LCP_Inputs_ON_Electric_Howarth_2023_05_05 | 2020 | CH4 Import - WC 2040 | Import | Methane | QC | Dispatch-Import | VOM | 0 | [6 empty] | 1 | 0
LCP_Inputs_ON_Electric_Howarth_2023_05_05 | 2020 | CH4 Import - WC 2040 | Import | Methane | WC | Dispatch-Import | EmissionsCost | 0 | [6 empty] | 1 | 0
LCP_Inputs_ON_Electric_Howarth_2023_05_05 | 2020 | CH4 Import - WC 2040 | Import | Methane | WC | Dispatch-Import | FuelCost | 0 | [6 empty] | 1 | 0
LCP_Inputs_ON_Electric_Howarth_2023_05_05 | 2020 | CH4 Import - WC 2040 | Import | Methane | WC | Dispatch-Import | VOM | 0 | [6 empty] | 1 | 0
LCP_Inputs_ON_Electric_Howarth_2023_05_05 | 2020 | CH4 Import - WC 2050 | Import | Methane | MI | Dispatch-Import | EmissionsCost | 0 | [6 empty] | 1 | 0
LCP_Inputs_ON_Electric_Howarth_2023_05_05 | 2020 | CH4 Import - WC 2050 | Import | Methane | MI | Dispatch-Import | FuelCost | 0 | [6 empty] | 1 | 0
LCP_Inputs_ON_Electric_Howarth_2023_05_05 | 2020 | CH4 Import - WC 2050 | Import | Methane | MI | Dispatch-Import | VOM | 0 | [6 empty] | 1 | 0
LCP_Inputs_ON_Electric_Howarth_2023_05_05 | 2020 | CH4 Import - WC 2050 | Import | Methane | NY | Dispatch-Import | EmissionsCost | 0 | [6 empty] | 1 | 0
LCP_Inputs_ON_Electric_Howarth_2023_05_05 | 2020 | CH4 Import - WC 2050 | Import | Methane | NY | Dispatch-Import | FuelCost | 0 | [6 empty] | 1 | 0
LCP_Inputs_ON_Electric_Howarth_2023_05_05 | 2020 | CH4 Import - WC 2050 | Import | Methane | NY | Dispatch-Import | VOM | 0 | [6 empty] | 1 | 0
LCP_Inputs_ON_Electric_Howarth_2023_05_05 | 2020 | CH4 Import - WC 2050 | Import | Methane | ON | Dispatch-Import | EmissionsCost | 0 | [6 empty] | 1 | 0
LCP_Inputs_ON_Electric_Howarth_2023_05_05 | 2020 | CH4 Import - WC 2050 | Import | Methane | ON | Dispatch-Import | FuelCost | 0 | [6 empty] | 1 | 0
LCP_Inputs_ON_Electric_Howarth_2023_05_05 | 2020 | CH4 Import - WC 2050 | Import | Methane | ON | Dispatch-Import | VOM | 0 | [6 empty] | 1 | 0
LCP_Inputs_ON_Electric_Howarth_2023_05_05 | 2020 | CH4 Import - WC 2050 | Import | Methane | PJ | Dispatch-Import | EmissionsCost | 0 | [6 empty] | 1 | 0
LCP_Inputs_ON_Electric_Howarth_2023_05_05 | 2020 | CH4 Import - WC 2050 | Import | Methane | PJ | Dispatch-Import | FuelCost | 0 | [6 empty] | 1 | 0
LCP_Inputs_ON_Electric_Howarth_2023_05_05 | 2020 | CH4 Import - WC 2050 | Import | Methane | PJ | Dispatch-Import | VOM | 0 | [6 empty] | 1 | 0
LCP_Inputs_ON_Electric_Howarth_2023_05_05 | 2020 | CH4 Import - WC 2050 | Import | Methane | QC | Dispatch-Import | EmissionsCost | 0 | [6 empty] | 1 | 0
LCP_Inputs_ON_Electric_Howarth_2023_05_05 | 2020 | CH4 Import - WC 2050 | Import | Methane | QC | Dispatch-Import | FuelCost | 0 | [6 empty] | 1 | 0
LCP_Inputs_ON_Electric_Howarth_2023_05_05 | 2020 | CH4 Import - WC 2050 | Import | Methane | QC | Dispatch-Import | VOM | 0 | [6 empty] | 1 | 0
LCP_Inputs_ON_Electric_Howarth_2023_05_05 | 2020 | CH4 Import - WC 2050 | Import | Methane | WC | Dispatch-Import | EmissionsCost | 0 | [6 empty] | 1 | 0
LCP_Inputs_ON_Electric_Howarth_2023_05_05 | 2020 | CH4 Import - WC 2050 | Import | Methane | WC | Dispatch-Import | FuelCost | 0 | [6 empty] | 1 | 0
LCP_Inputs_ON_Electric_Howarth_2023_05_05 | 2020 | CH4 Import - WC 2050 | Import | Methane | WC | Dispatch-Import | VOM | 0 | [6 empty] | 1 | 0
LCP_Inputs_ON_Electric_Howarth_2023_05_05 | 2020 | CH4 Salt Cavern Storage - ON | Storage | Methane | MI | Dispatch-Storage | EmissionsCost | 0 | [6 empty] | 1 | 0
LCP_Inputs_ON_Electric_Howarth_2023_05_05 | 2020 | CH4 Salt Cavern Storage - ON | Storage | Methane | MI | Dispatch-Storage | FuelCost | 0 | [6 empty] | 1 | 0
LCP_Inputs_ON_Electric_Howarth_2023_05_05 | 2020 | CH4 Salt Cavern Storage - ON | Storage | Methane | MI | Dispatch-Storage | VOM | 0 | [6 empty] | 1 | 0
LCP_Inputs_ON_Electric_Howarth_2023_05_05 | 2020 | CH4 Salt Cavern Storage - ON | Storage | Methane | NY | Dispatch-Storage | EmissionsCost | 0 | [6 empty] | 1 | 0
LCP_Inputs_ON_Electric_Howarth_2023_05_05 | 2020 | CH4 Salt Cavern Storage - ON | Storage | Methane | NY | Dispatch-Storage | FuelCost | 0 | [6 empty] | 1 | 0
LCP_Inputs_ON_Electric_Howarth_2023_05_05 | 2020 | CH4 Salt Cavern Storage - ON | Storage | Methane | NY | Dispatch-Storage | VOM | 0 | [6 empty] | 1 | 0
LCP_Inputs_ON_Electric_Howarth_2023_05_05 | 2020 | CH4 Salt Cavern Storage - ON | Storage | Methane | ON | Dispatch-Storage | EmissionsCost | 0 | [6 empty] | 1 | 0
LCP_Inputs_ON_Electric_Howarth_2023_05_05 | 2020 | CH4 Salt Cavern Storage - ON | Storage | Methane | ON | Dispatch-Storage | FuelCost | 0 | [6 empty] | 1 | 0
LCP_Inputs_ON_Electric_Howarth_2023_05_05 | 2020 | CH4 Salt Cavern Storage - ON | Storage | Methane | ON | Dispatch-Storage | VOM | 691417.653 | [6 empty] | 1 | 691417.653
LCP_Inputs_ON_Electric_Howarth_2023_05_05 | 2020 | CH4 Salt Cavern Storage - ON | Storage | Methane | PJ | Dispatch-Storage | EmissionsCost | 0 | [6 empty] | 1 | 0
LCP_Inputs_ON_Electric_Howarth_2023_05_05 | 2020 | CH4 Salt Cavern Storage - ON | Storage | Methane | PJ | Dispatch-Storage | FuelCost | 0 | [6 empty] | 1 | 0
LCP_Inputs_ON_Electric_Howarth_2023_05_05 | 2020 | CH4 Salt Cavern Storage - ON | Storage | Methane | PJ | Dispatch-Storage | VOM | 0 | [6 empty] | 1 | 0
LCP_Inputs_ON_Electric_Howarth_2023_05_05 | 2020 | CH4 Salt Cavern Storage - ON | Storage | Methane | QC | Dispatch-Storage | EmissionsCost | 0 | [6 empty] | 1 | 0
LCP_Inputs_ON_Electric_Howarth_2023_05_05 | 2020 | CH4 Salt Cavern Storage - ON | Storage | Methane | QC | Dispatch-Storage | FuelCost | 0 | [6 empty] | 1 | 0
LCP_Inputs_ON_Electric_Howarth_2023_05_05 | 2020 | CH4 Salt Cavern Storage - ON | Storage | Methane | QC | Dispatch-Storage | VOM | 0 | [6 empty] | 1 | 0
LCP_Inputs_ON_Electric_Howarth_2023_05_05 | 2020 | CH4 Salt Cavern Storage - ON | Storage | Methane | WC | Dispatch-Storage | EmissionsCost | 0 | [6 empty] | 1 | 0
LCP_Inputs_ON_Electric_Howarth_2023_05_05 | 2020 | CH4 Salt Cavern Storage - ON | Storage | Methane | WC | Dispatch-Storage | FuelCost | 0 | [6 empty] | 1 | 0
LCP_Inputs_ON_Electric_Howarth_2023_05_05 | 2020 | CH4 Salt Cavern Storage - ON | Storage | Methane | WC | Dispatch-Storage | VOM | 0 | [6 empty] | 1 | 0
LCP_Inputs_ON_Electric_Howarth_2023_05_05 | 2020 | Electrolyser 2020/2030 | Crossload | Hydrogen | MI | Dispatch-Crossload | EmissionsCost | 0 | [6 empty] | 1 | 0
LCP_Inputs_ON_Electric_Howarth_2023_05_05 | 2020 | Electrolyser 2020/2030 | Crossload | Hydrogen | MI | Dispatch-Crossload | FuelCost | 0 | [6 empty] | 1 | 0
LCP_Inputs_ON_Electric_Howarth_2023_05_05 | 2020 | Electrolyser 2020/2030 | Crossload | Hydrogen | MI | Dispatch-Crossload | VOM | 0 | [6 empty] | 1 | 0
LCP_Inputs_ON_Electric_Howarth_2023_05_05 | 2020 | Electrolyser 2020/2030 | Crossload | Hydrogen | NY | Dispatch-Crossload | EmissionsCost | 0 | [6 empty] | 1 | 0
LCP_Inputs_ON_Electric_Howarth_2023_05_05 | 2020 | Electrolyser 2020/2030 | Crossload | Hydrogen | NY | Dispatch-Crossload | FuelCost | 0 | [6 empty] | 1 | 0
LCP_Inputs_ON_Electric_Howarth_2023_05_05 | 2020 | Electrolyser 2020/2030 | Crossload | Hydrogen | NY | Dispatch-Crossload | VOM | 0 | [6 empty] | 1 | 0
LCP_Inputs_ON_Electric_Howarth_2023_05_05 | 2020 | Electrolyser 2020/2030 | Crossload | Hydrogen | ON | Dispatch-Crossload | EmissionsCost | 0 | [6 empty] | 1 | 0
LCP_Inputs_ON_Electric_Howarth_2023_05_05 | 2020 | Electrolyser 2020/2030 | Crossload | Hydrogen | ON | Dispatch-Crossload | FuelCost | 0 | [6 empty] | 1 | 0
LCP_Inputs_ON_Electric_Howarth_2023_05_05 | 2020 | Electrolyser 2020/2030 | Crossload | Hydrogen | ON | Dispatch-Crossload | VOM | 0 | [6 empty] | 1 | 0
LCP_Inputs_ON_Electric_Howarth_2023_05_05 | 2020 | Electrolyser 2020/2030 | Crossload | Hydrogen | PJ | Dispatch-Crossload | EmissionsCost | 0 | [6 empty] | 1 | 0
LCP_Inputs_ON_Electric_Howarth_2023_05_05 | 2020 | Electrolyser 2020/2030 | Crossload | Hydrogen | PJ | Dispatch-Crossload | FuelCost | 0 | [6 empty] | 1 | 0
LCP_Inputs_ON_Electric_Howarth_2023_05_05 | 2020 | Electrolyser 2020/2030 | Crossload | Hydrogen | PJ | Dispatch-Crossload | VOM | 0 | [6 empty] | 1 | 0
LCP_Inputs_ON_Electric_Howarth_2023_05_05 | 2020 | Electrolyser 2020/2030 | Crossload | Hydrogen | QC | Dispatch-Crossload | EmissionsCost | 0 | [6 empty] | 1 | 0
LCP_Inputs_ON_Electric_Howarth_2023_05_05 | 2020 | Electrolyser 2020/2030 | Crossload | Hydrogen | QC | Dispatch-Crossload | FuelCost | 0 | [6 empty] | 1 | 0
LCP_Inputs_ON_Electric_Howarth_2023_05_05 | 2020 | Electrolyser 2020/2030 | Crossload | Hydrogen | QC | Dispatch-Crossload | VOM | 0 | [6 empty] | 1 | 0
LCP_Inputs_ON_Electric_Howarth_2023_05_05 | 2020 | Electrolyser 2020/2030 | Crossload | Hydrogen | WC | Dispatch-Crossload | EmissionsCost | 0 | [6 empty] | 1 | 0
LCP_Inputs_ON_Electric_Howarth_2023_05_05 | 2020 | Electrolyser 2020/2030 | Crossload | Hydrogen | WC | Dispatch-Crossload | FuelCost | 0 | [6 empty] | 1 | 0
LCP_Inputs_ON_Electric_Howarth_2023_05_05 | 2020 | Electrolyser 2020/2030 | Crossload | Hydrogen | WC | Dispatch-Crossload | VOM | 0 | [6 empty] | 1 | 0
LCP_Inputs_ON_Electric_Howarth_2023_05_05 | 2020 | Electrolyser 2040 | Crossload | Hydrogen | MI | Dispatch-Crossload | EmissionsCost | 0 | [6 empty] | 1 | 0
LCP_Inputs_ON_Electric_Howarth_2023_05_05 | 2020 | Electrolyser 2040 | Crossload | Hydrogen | MI | Dispatch-Crossload | FuelCost | 0 | [6 empty] | 1 | 0
LCP_Inputs_ON_Electric_Howarth_2023_05_05 | 2020 | Electrolyser 2040 | Crossload | Hydrogen | MI | Dispatch-Crossload | VOM | 0 | [6 empty] | 1 | 0
LCP_Inputs_ON_Electric_Howarth_2023_05_05 | 2020 | Electrolyser 2040 | Crossload | Hydrogen | NY | Dispatch-Crossload | EmissionsCost | 0 | [6 empty] | 1 | 0
LCP_Inputs_ON_Electric_Howarth_2023_05_05 | 2020 | Electrolyser 2040 | Crossload | Hydrogen | NY | Dispatch-Crossload | FuelCost | 0 | [6 empty] | 1 | 0
LCP_Inputs_ON_Electric_Howarth_2023_05_05 | 2020 | Electrolyser 2040 | Crossload | Hydrogen | NY | Dispatch-Crossload | VOM | 0 | [6 empty] | 1 | 0
LCP_Inputs_ON_Electric_Howarth_2023_05_05 | 2020 | Electrolyser 2040 | Crossload | Hydrogen | ON | Dispatch-Crossload | EmissionsCost | 0 | [6 empty] | 1 | 0
LCP_Inputs_ON_Electric_Howarth_2023_05_05 | 2020 | Electrolyser 2040 | Crossload | Hydrogen | ON | Dispatch-Crossload | FuelCost | 0 | [6 empty] | 1 | 0
LCP_Inputs_ON_Electric_Howarth_2023_05_05 | 2020 | Electrolyser 2040 | Crossload | Hydrogen | ON | Dispatch-Crossload | VOM | 0 | [6 empty] | 1 | 0
LCP_Inputs_ON_Electric_Howarth_2023_05_05 | 2020 | Electrolyser 2040 | Crossload | Hydrogen | PJ | Dispatch-Crossload | EmissionsCost | 0 | [6 empty] | 1 | 0
LCP_Inputs_ON_Electric_Howarth_2023_05_05 | 2020 | Electrolyser 2040 | Crossload | Hydrogen | PJ | Dispatch-Crossload | FuelCost | 0 | [6 empty] | 1 | 0
LCP_Inputs_ON_Electric_Howarth_2023_05_05 | 2020 | Electrolyser 2040 | Crossload | Hydrogen | PJ | Dispatch-Crossload | VOM | 0 | [6 empty] | 1 | 0
LCP_Inputs_ON_Electric_Howarth_2023_05_05 | 2020 | Electrolyser 2040 | Crossload | Hydrogen | QC | Dispatch-Crossload | EmissionsCost | 0 | [6 empty] | 1 | 0
LCP_Inputs_ON_Electric_Howarth_2023_05_05 | 2020 | Electrolyser 2040 | Crossload | Hydrogen | QC | Dispatch-Crossload | FuelCost | 0 | [6 empty] | 1 | 0
LCP_Inputs_ON_Electric_Howarth_2023_05_05 | 2020 | Electrolyser 2040 | Crossload | Hydrogen | QC | Dispatch-Crossload | VOM | 0 | [6 empty] | 1 | 0
LCP_Inputs_ON_Electric_Howarth_2023_05_05 | 2020 | Electrolyser 2040 | Crossload | Hydrogen | WC | Dispatch-Crossload | EmissionsCost | 0 | [6 empty] | 1 | 0
LCP_Inputs_ON_Electric_Howarth_2023_05_05 | 2020 | Electrolyser 2040 | Crossload | Hydrogen | WC | Dispatch-Crossload | FuelCost | 0 | [6 empty] | 1 | 0
LCP_Inputs_ON_Electric_Howarth_2023_05_05 | 2020 | Electrolyser 2040 | Crossload | Hydrogen | WC | Dispatch-Crossload | VOM | 0 | [6 empty] | 1 | 0
LCP_Inputs_ON_Electric_Howarth_2023_05_05 | 2020 | Electrolyser 2050 | Crossload | Hydrogen | MI | Dispatch-Crossload | EmissionsCost | 0 | [6 empty] | 1 | 0
LCP_Inputs_ON_Electric_Howarth_2023_05_05 | 2020 | Electrolyser 2050 | Crossload | Hydrogen | MI | Dispatch-Crossload | FuelCost | 0 | [6 empty] | 1 | 0
LCP_Inputs_ON_Electric_Howarth_2023_05_05 | 2020 | Electrolyser 2050 | Crossload | Hydrogen | MI | Dispatch-Crossload | VOM | 0 | [6 empty] | 1 | 0
LCP_Inputs_ON_Electric_Howarth_2023_05_05 | 2020 | Electrolyser 2050 | Crossload | Hydrogen | NY | Dispatch-Crossload | EmissionsCost | 0 | [6 empty] | 1 | 0
LCP_Inputs_ON_Electric_Howarth_2023_05_05 | 2020 | Electrolyser 2050 | Crossload | Hydrogen | NY | Dispatch-Crossload | FuelCost | 0 | [6 empty] | 1 | 0
LCP_Inputs_ON_Electric_Howarth_2023_05_05 | 2020 | Electrolyser 2050 | Crossload | Hydrogen | NY | Dispatch-Crossload | VOM | 0 | [6 empty] | 1 | 0
LCP_Inputs_ON_Electric_Howarth_2023_05_05 | 2020 | Electrolyser 2050 | Crossload | Hydrogen | ON | Dispatch-Crossload | EmissionsCost | 0 | [6 empty] | 1 | 0
LCP_Inputs_ON_Electric_Howarth_2023_05_05 | 2020 | Electrolyser 2050 | Crossload | Hydrogen | ON | Dispatch-Crossload | FuelCost | 0 | [6 empty] | 1 | 0
LCP_Inputs_ON_Electric_Howarth_2023_05_05 | 2020 | Electrolyser 2050 | Crossload | Hydrogen | ON | Dispatch-Crossload | VOM | 0 | [6 empty] | 1 | 0
LCP_Inputs_ON_Electric_Howarth_2023_05_05 | 2020 | Electrolyser 2050 | Crossload | Hydrogen | PJ | Dispatch-Crossload | EmissionsCost | 0 | [6 empty] | 1 | 0
LCP_Inputs_ON_Electric_Howarth_2023_05_05 | 2020 | Electrolyser 2050 | Crossload | Hydrogen | PJ | Dispatch-Crossload | FuelCost | 0 | [6 empty] | 1 | 0
LCP_Inputs_ON_Electric_Howarth_2023_05_05 | 2020 | Electrolyser 2050 | Crossload | Hydrogen | PJ | Dispatch-Crossload | VOM | 0 | [6 empty] | 1 | 0
LCP_Inputs_ON_Electric_Howarth_2023_05_05 | 2020 | Electrolyser 2050 | Crossload | Hydrogen | QC | Dispatch-Crossload | EmissionsCost | 0 | [6 empty] | 1 | 0
LCP_Inputs_ON_Electric_Howarth_2023_05_05 | 2020 | Electrolyser 2050 | Crossload | Hydrogen | QC | Dispatch-Crossload | FuelCost | 0 | [6 empty] | 1 | 0
LCP_Inputs_ON_Electric_Howarth_2023_05_05 | 2020 | Electrolyser 2050 | Crossload | Hydrogen | QC | Dispatch-Crossload | VOM | 0 | [6 empty] | 1 | 0
LCP_Inputs_ON_Electric_Howarth_2023_05_05 | 2020 | Electrolyser 2050 | Crossload | Hydrogen | WC | Dispatch-Crossload | EmissionsCost | 0 | [6 empty] | 1 | 0
LCP_Inputs_ON_Electric_Howarth_2023_05_05 | 2020 | Electrolyser 2050 | Crossload | Hydrogen | WC | Dispatch-Crossload | FuelCost | 0 | [6 empty] | 1 | 0
LCP_Inputs_ON_Electric_Howarth_2023_05_05 | 2020 | Electrolyser 2050 | Crossload | Hydrogen | WC | Dispatch-Crossload | VOM | 0 | [6 empty] | 1 | 0
LCP_Inputs_ON_Electric_Howarth_2023_05_05 | 2020 | Fossil Fuel Thermal (Coal, Peat, Oil) | Generation | Electricity | MI | Dispatch-Generation | EmissionsCost | 0 | [6 empty] | 1 | 0
LCP_Inputs_ON_Electric_Howarth_2023_05_05 | 2020 | Fossil Fuel Thermal (Coal, Peat, Oil) | Generation | Electricity | MI | Dispatch-Generation | FuelCost | 0 | [6 empty] | 1 | 0
LCP_Inputs_ON_Electric_Howarth_2023_05_05 | 2020 | Fossil Fuel Thermal (Coal, Peat, Oil) | Generation | Electricity | MI | Dispatch-Generation | VOM | 0 | [6 empty] | 1 | 0
LCP_Inputs_ON_Electric_Howarth_2023_05_05 | 2020 | Fossil Fuel Thermal (Coal, Peat, Oil) | Generation | Electricity | NY | Dispatch-Generation | EmissionsCost | 0 | [6 empty] | 1 | 0
LCP_Inputs_ON_Electric_Howarth_2023_05_05 | 2020 | Fossil Fuel Thermal (Coal, Peat, Oil) | Generation | Electricity | NY | Dispatch-Generation | FuelCost | 0 | [6 empty] | 1 | 0
LCP_Inputs_ON_Electric_Howarth_2023_05_05 | 2020 | Fossil Fuel Thermal (Coal, Peat, Oil) | Generation | Electricity | NY | Dispatch-Generation | VOM | 0 | [6 empty] | 1 | 0
LCP_Inputs_ON_Electric_Howarth_2023_05_05 | 2020 | Fossil Fuel Thermal (Coal, Peat, Oil) | Generation | Electricity | ON | Dispatch-Generation | EmissionsCost | 0 | [6 empty] | 1 | 0
LCP_Inputs_ON_Electric_Howarth_2023_05_05 | 2020 | Fossil Fuel Thermal (Coal, Peat, Oil) | Generation | Electricity | ON | Dispatch-Generation | FuelCost | 0 | [6 empty] | 1 | 0
LCP_Inputs_ON_Electric_Howarth_2023_05_05 | 2020 | Fossil Fuel Thermal (Coal, Peat, Oil) | Generation | Electricity | ON | Dispatch-Generation | VOM | 0 | [6 empty] | 1 | 0
LCP_Inputs_ON_Electric_Howarth_2023_05_05 | 2020 | Fossil Fuel Thermal (Coal, Peat, Oil) | Generation | Electricity | PJ | Dispatch-Generation | EmissionsCost | 0 | [6 empty] | 1 | 0
LCP_Inputs_ON_Electric_Howarth_2023_05_05 | 2020 | Fossil Fuel Thermal (Coal, Peat, Oil) | Generation | Electricity | PJ | Dispatch-Generation | FuelCost | 0 | [6 empty] | 1 | 0
LCP_Inputs_ON_Electric_Howarth_2023_05_05 | 2020 | Fossil Fuel Thermal (Coal, Peat, Oil) | Generation | Electricity | PJ | Dispatch-Generation | VOM | 0 | [6 empty] | 1 | 0
LCP_Inputs_ON_Electric_Howarth_2023_05_05 | 2020 | Fossil Fuel Thermal (Coal, Peat, Oil) | Generation | Electricity | QC | Dispatch-Generation | EmissionsCost | 0 | [6 empty] | 1 | 0
LCP_Inputs_ON_Electric_Howarth_2023_05_05 | 2020 | Fossil Fuel Thermal (Coal, Peat, Oil) | Generation | Electricity | QC | Dispatch-Generation | FuelCost | 0 | [6 empty] | 1 | 0
LCP_Inputs_ON_Electric_Howarth_2023_05_05 | 2020 | Fossil Fuel Thermal (Coal, Peat, Oil) | Generation | Electricity | QC | Dispatch-Generation | VOM | 0 | [6 empty] | 1 | 0
LCP_Inputs_ON_Electric_Howarth_2023_05_05 | 2020 | Fossil Fuel Thermal (Coal, Peat, Oil) | Generation | Electricity | WC | Dispatch-Generation | EmissionsCost | 0 | [6 empty] | 1 | 0
LCP_Inputs_ON_Electric_Howarth_2023_05_05 | 2020 | Fossil Fuel Thermal (Coal, Peat, Oil) | Generation | Electricity | WC | Dispatch-Generation | FuelCost | 0 | [6 empty] | 1 | 0
LCP_Inputs_ON_Electric_Howarth_2023_05_05 | 2020 | Fossil Fuel Thermal (Coal, Peat, Oil) | Generation | Electricity | WC | Dispatch-Generation | VOM | 0 | [6 empty] | 1 | 0
LCP_Inputs_ON_Electric_Howarth_2023_05_05 | 2020 | Generic - Generator | Generation | Electricity | MI | Dispatch-Generation | EmissionsCost | 0 | [6 empty] | 1 | 0
LCP_Inputs_ON_Electric_Howarth_2023_05_05 | 2020 | Generic - Generator | Generation | Electricity | MI | Dispatch-Generation | FuelCost | 3915156012.6892 | [6 empty] | 1 | 3915156012.6892
LCP_Inputs_ON_Electric_Howarth_2023_05_05 | 2020 | Generic - Generator | Generation | Electricity | MI | Dispatch-Generation | VOM | 405055337.0793 | [6 empty] | 1 | 405055337.0793
LCP_Inputs_ON_Electric_Howarth_2023_05_05 | 2020 | Generic - Generator | Generation | Electricity | NY | Dispatch-Generation | EmissionsCost | 0 | [6 empty] | 1 | 0
LCP_Inputs_ON_Electric_Howarth_2023_05_05 | 2020 | Generic - Generator | Generation | Electricity | NY | Dispatch-Generation | FuelCost | 1632281015.876 | [6 empty] | 1 | 1632281015.876
LCP_Inputs_ON_Electric_Howarth_2023_05_05 | 2020 | Generic - Generator | Generation | Electricity | NY | Dispatch-Generation | VOM | 168872998.9178 | [6 empty] | 1 | 168872998.9178
LCP_Inputs_ON_Electric_Howarth_2023_05_05 | 2020 | Generic - Generator | Generation | Electricity | ON | Dispatch-Generation | EmissionsCost | 0 | [6 empty] | 1 | 0
LCP_Inputs_ON_Electric_Howarth_2023_05_05 | 2020 | Generic - Generator | Generation | Electricity | ON | Dispatch-Generation | FuelCost | 0 | [6 empty] | 1 | 0
LCP_Inputs_ON_Electric_Howarth_2023_05_05 | 2020 | Generic - Generator | Generation | Electricity | ON | Dispatch-Generation | VOM | 0 | [6 empty] | 1 | 0
LCP_Inputs_ON_Electric_Howarth_2023_05_05 | 2020 | Generic - Generator | Generation | Electricity | PJ | Dispatch-Generation | EmissionsCost | 0 | [6 empty] | 1 | 0
LCP_Inputs_ON_Electric_Howarth_2023_05_05 | 2020 | Generic - Generator | Generation | Electricity | PJ | Dispatch-Generation | FuelCost | 14422259590.9655 | [6 empty] | 1 | 14422259590.9655
LCP_Inputs_ON_Electric_Howarth_2023_05_05 | 2020 | Generic - Generator | Generation | Electricity | PJ | Dispatch-Generation | VOM | 1492102281.7812 | [6 empty] | 1 | 1492102281.7812
LCP_Inputs_ON_Electric_Howarth_2023_05_05 | 2020 | Generic - Generator | Generation | Electricity | QC | Dispatch-Generation | EmissionsCost | 0 | [6 empty] | 1 | 0
LCP_Inputs_ON_Electric_Howarth_2023_05_05 | 2020 | Generic - Generator | Generation | Electricity | QC | Dispatch-Generation | FuelCost | 0 | [6 empty] | 1 | 0
LCP_Inputs_ON_Electric_Howarth_2023_05_05 | 2020 | Generic - Generator | Generation | Electricity | QC | Dispatch-Generation | VOM | 0 | [6 empty] | 1 | 0
LCP_Inputs_ON_Electric_Howarth_2023_05_05 | 2020 | Generic - Generator | Generation | Electricity | WC | Dispatch-Generation | EmissionsCost | 0 | [6 empty] | 1 | 0
LCP_Inputs_ON_Electric_Howarth_2023_05_05 | 2020 | Generic - Generator | Generation | Electricity | WC | Dispatch-Generation | FuelCost | 1069473.0011 | [6 empty] | 1 | 1069473.0011
LCP_Inputs_ON_Electric_Howarth_2023_05_05 | 2020 | Generic - Generator | Generation | Electricity | WC | Dispatch-Generation | VOM | 110645.8454 | [6 empty] | 1 | 110645.8454
LCP_Inputs_ON_Electric_Howarth_2023_05_05 | 2020 | H2 Import - QC | Import | Hydrogen | MI | Dispatch-Import | EmissionsCost | 0 | [6 empty] | 1 | 0
LCP_Inputs_ON_Electric_Howarth_2023_05_05 | 2020 | H2 Import - QC | Import | Hydrogen | MI | Dispatch-Import | FuelCost | 0 | [6 empty] | 1 | 0
LCP_Inputs_ON_Electric_Howarth_2023_05_05 | 2020 | H2 Import - QC | Import | Hydrogen | MI | Dispatch-Import | VOM | 0 | [6 empty] | 1 | 0
LCP_Inputs_ON_Electric_Howarth_2023_05_05 | 2020 | H2 Import - QC | Import | Hydrogen | NY | Dispatch-Import | EmissionsCost | 0 | [6 empty] | 1 | 0
LCP_Inputs_ON_Electric_Howarth_2023_05_05 | 2020 | H2 Import - QC | Import | Hydrogen | NY | Dispatch-Import | FuelCost | 0 | [6 empty] | 1 | 0
LCP_Inputs_ON_Electric_Howarth_2023_05_05 | 2020 | H2 Import - QC | Import | Hydrogen | NY | Dispatch-Import | VOM | 0 | [6 empty] | 1 | 0
LCP_Inputs_ON_Electric_Howarth_2023_05_05 | 2020 | H2 Import - QC | Import | Hydrogen | ON | Dispatch-Import | EmissionsCost | 0 | [6 empty] | 1 | 0
LCP_Inputs_ON_Electric_Howarth_2023_05_05 | 2020 | H2 Import - QC | Import | Hydrogen | ON | Dispatch-Import | FuelCost | 0 | [6 empty] | 1 | 0
LCP_Inputs_ON_Electric_Howarth_2023_05_05 | 2020 | H2 Import - QC | Import | Hydrogen | ON | Dispatch-Import | VOM | 0 | [6 empty] | 1 | 0
LCP_Inputs_ON_Electric_Howarth_2023_05_05 | 2020 | H2 Import - QC | Import | Hydrogen | PJ | Dispatch-Import | EmissionsCost | 0 | [6 empty] | 1 | 0
LCP_Inputs_ON_Electric_Howarth_2023_05_05 | 2020 | H2 Import - QC | Import | Hydrogen | PJ | Dispatch-Import | FuelCost | 0 | [6 empty] | 1 | 0
LCP_Inputs_ON_Electric_Howarth_2023_05_05 | 2020 | H2 Import - QC | Import | Hydrogen | PJ | Dispatch-Import | VOM | 0 | [6 empty] | 1 | 0
LCP_Inputs_ON_Electric_Howarth_2023_05_05 | 2020 | H2 Import - QC | Import | Hydrogen | QC | Dispatch-Import | EmissionsCost | 0 | [6 empty] | 1 | 0
LCP_Inputs_ON_Electric_Howarth_2023_05_05 | 2020 | H2 Import - QC | Import | Hydrogen | QC | Dispatch-Import | FuelCost | 0 | [6 empty] | 1 | 0
LCP_Inputs_ON_Electric_Howarth_2023_05_05 | 2020 | H2 Import - QC | Import | Hydrogen | QC | Dispatch-Import | VOM | 0 | [6 empty] | 1 | 0
LCP_Inputs_ON_Electric_Howarth_2023_05_05 | 2020 | H2 Import - QC | Import | Hydrogen | WC | Dispatch-Import | EmissionsCost | 0 | [6 empty] | 1 | 0
LCP_Inputs_ON_Electric_Howarth_2023_05_05 | 2020 | H2 Import - QC | Import | Hydrogen | WC | Dispatch-Import | FuelCost | 0 | [6 empty] | 1 | 0
LCP_Inputs_ON_Electric_Howarth_2023_05_05 | 2020 | H2 Import - QC | Import | Hydrogen | WC | Dispatch-Import | VOM | 0 | [6 empty] | 1 | 0
LCP_Inputs_ON_Electric_Howarth_2023_05_05 | 2020 | H2 Import - WC | Import | Hydrogen | MI | Dispatch-Import | EmissionsCost | 0 | [6 empty] | 1 | 0
LCP_Inputs_ON_Electric_Howarth_2023_05_05 | 2020 | H2 Import - WC | Import | Hydrogen | MI | Dispatch-Import | FuelCost | 0 | [6 empty] | 1 | 0
LCP_Inputs_ON_Electric_Howarth_2023_05_05 | 2020 | H2 Import - WC | Import | Hydrogen | MI | Dispatch-Import | VOM | 0 | [6 empty] | 1 | 0
LCP_Inputs_ON_Electric_Howarth_2023_05_05 | 2020 | H2 Import - WC | Import | Hydrogen | NY | Dispatch-Import | EmissionsCost | 0 | [6 empty] | 1 | 0
LCP_Inputs_ON_Electric_Howarth_2023_05_05 | 2020 | H2 Import - WC | Import | Hydrogen | NY | Dispatch-Import | FuelCost | 0 | [6 empty] | 1 | 0
LCP_Inputs_ON_Electric_Howarth_2023_05_05 | 2020 | H2 Import - WC | Import | Hydrogen | NY | Dispatch-Import | VOM | 0 | [6 empty] | 1 | 0
LCP_Inputs_ON_Electric_Howarth_2023_05_05 | 2020 | H2 Import - WC | Import | Hydrogen | ON | Dispatch-Import | EmissionsCost | 0 | [6 empty] | 1 | 0
LCP_Inputs_ON_Electric_Howarth_2023_05_05 | 2020 | H2 Import - WC | Import | Hydrogen | ON | Dispatch-Import | FuelCost | 0 | [6 empty] | 1 | 0
LCP_Inputs_ON_Electric_Howarth_2023_05_05 | 2020 | H2 Import - WC | Import | Hydrogen | ON | Dispatch-Import | VOM | 0 | [6 empty] | 1 | 0
LCP_Inputs_ON_Electric_Howarth_2023_05_05 | 2020 | H2 Import - WC | Import | Hydrogen | PJ | Dispatch-Import | EmissionsCost | 0 | [6 empty] | 1 | 0
LCP_Inputs_ON_Electric_Howarth_2023_05_05 | 2020 | H2 Import - WC | Import | Hydrogen | PJ | Dispatch-Import | FuelCost | 0 | [6 empty] | 1 | 0
LCP_Inputs_ON_Electric_Howarth_2023_05_05 | 2020 | H2 Import - WC | Import | Hydrogen | PJ | Dispatch-Import | VOM | 0 | [6 empty] | 1 | 0
LCP_Inputs_ON_Electric_Howarth_2023_05_05 | 2020 | H2 Import - WC | Import | Hydrogen | QC | Dispatch-Import | EmissionsCost | 0 | [6 empty] | 1 | 0
LCP_Inputs_ON_Electric_Howarth_2023_05_05 | 2020 | H2 Import - WC | Import | Hydrogen | QC | Dispatch-Import | FuelCost | 0 | [6 empty] | 1 | 0
LCP_Inputs_ON_Electric_Howarth_2023_05_05 | 2020 | H2 Import - WC | Import | Hydrogen | QC | Dispatch-Import | VOM | 0 | [6 empty] | 1 | 0
LCP_Inputs_ON_Electric_Howarth_2023_05_05 | 2020 | H2 Import - WC | Import | Hydrogen | WC | Dispatch-Import | EmissionsCost | 0 | [6 empty] | 1 | 0
LCP_Inputs_ON_Electric_Howarth_2023_05_05 | 2020 | H2 Import - WC | Import | Hydrogen | WC | Dispatch-Import | FuelCost | 0 | [6 empty] | 1 | 0
LCP_Inputs_ON_Electric_Howarth_2023_05_05 | 2020 | H2 Import - WC | Import | Hydrogen | WC | Dispatch-Import | VOM | 0 | [6 empty] | 1 | 0
LCP_Inputs_ON_Electric_Howarth_2023_05_05 | 2020 | H2 Salt Cavern Storage - ON | Storage | Hydrogen | MI | Dispatch-Storage | EmissionsCost | 0 | [6 empty] | 1 | 0
LCP_Inputs_ON_Electric_Howarth_2023_05_05 | 2020 | H2 Salt Cavern Storage - ON | Storage | Hydrogen | MI | Dispatch-Storage | FuelCost | 0 | [6 empty] | 1 | 0
LCP_Inputs_ON_Electric_Howarth_2023_05_05 | 2020 | H2 Salt Cavern Storage - ON | Storage | Hydrogen | MI | Dispatch-Storage | VOM | 0 | [6 empty] | 1 | 0
LCP_Inputs_ON_Electric_Howarth_2023_05_05 | 2020 | H2 Salt Cavern Storage - ON | Storage | Hydrogen | NY | Dispatch-Storage | EmissionsCost | 0 | [6 empty] | 1 | 0
LCP_Inputs_ON_Electric_Howarth_2023_05_05 | 2020 | H2 Salt Cavern Storage - ON | Storage | Hydrogen | NY | Dispatch-Storage | FuelCost | 0 | [6 empty] | 1 | 0
LCP_Inputs_ON_Electric_Howarth_2023_05_05 | 2020 | H2 Salt Cavern Storage - ON | Storage | Hydrogen | NY | Dispatch-Storage | VOM | 0 | [6 empty] | 1 | 0
LCP_Inputs_ON_Electric_Howarth_2023_05_05 | 2020 | H2 Salt Cavern Storage - ON | Storage | Hydrogen | ON | Dispatch-Storage | EmissionsCost | 0 | [6 empty] | 1 | 0
LCP_Inputs_ON_Electric_Howarth_2023_05_05 | 2020 | H2 Salt Cavern Storage - ON | Storage | Hydrogen | ON | Dispatch-Storage | FuelCost | 0 | [6 empty] | 1 | 0
LCP_Inputs_ON_Electric_Howarth_2023_05_05 | 2020 | H2 Salt Cavern Storage - ON | Storage | Hydrogen | ON | Dispatch-Storage | VOM | 0 | [6 empty] | 1 | 0
LCP_Inputs_ON_Electric_Howarth_2023_05_05 | 2020 | H2 Salt Cavern Storage - ON | Storage | Hydrogen | PJ | Dispatch-Storage | EmissionsCost | 0 | [6 empty] | 1 | 0
LCP_Inputs_ON_Electric_Howarth_2023_05_05 | 2020 | H2 Salt Cavern Storage - ON | Storage | Hydrogen | PJ | Dispatch-Storage | FuelCost | 0 | [6 empty] | 1 | 0
LCP_Inputs_ON_Electric_Howarth_2023_05_05 | 2020 | H2 Salt Cavern Storage - ON | Storage | Hydrogen | PJ | Dispatch-Storage | VOM | 0 | [6 empty] | 1 | 0
LCP_Inputs_ON_Electric_Howarth_2023_05_05 | 2020 | H2 Salt Cavern Storage - ON | Storage | Hydrogen | QC | Dispatch-Storage | EmissionsCost | 0 | [6 empty] | 1 | 0
LCP_Inputs_ON_Electric_Howarth_2023_05_05 | 2020 | H2 Salt Cavern Storage - ON | Storage | Hydrogen | QC | Dispatch-Storage | FuelCost | 0 | [6 empty] | 1 | 0
LCP_Inputs_ON_Electric_Howarth_2023_05_05 | 2020 | H2 Salt Cavern Storage - ON | Storage | Hydrogen | QC | Dispatch-Storage | VOM | 0 | [6 empty] | 1 | 0
LCP_Inputs_ON_Electric_Howarth_2023_05_05 | 2020 | H2 Salt Cavern Storage - ON | Storage | Hydrogen | WC | Dispatch-Storage | EmissionsCost | 0 | [6 empty] | 1 | 0
LCP_Inputs_ON_Electric_Howarth_2023_05_05 | 2020 | H2 Salt Cavern Storage - ON | Storage | Hydrogen | WC | Dispatch-Storage | FuelCost | 0 | [6 empty] | 1 | 0
LCP_Inputs_ON_Electric_Howarth_2023_05_05 | 2020 | H2 Salt Cavern Storage - ON | Storage | Hydrogen | WC | Dispatch-Storage | VOM | 0 | [6 empty] | 1 | 0
LCP_Inputs_ON_Electric_Howarth_2023_05_05 | 2020 | Hydro | Generation | Electricity | MI | Dispatch-Generation | EmissionsCost | 0 | [6 empty] | 1 | 0
LCP_Inputs_ON_Electric_Howarth_2023_05_05 | 2020 | Hydro | Generation | Electricity | MI | Dispatch-Generation | FuelCost | 0 | [6 empty] | 1 | 0
LCP_Inputs_ON_Electric_Howarth_2023_05_05 | 2020 | Hydro | Generation | Electricity | MI | Dispatch-Generation | VOM | 0 | [6 empty] | 1 | 0
LCP_Inputs_ON_Electric_Howarth_2023_05_05 | 2020 | Hydro | Generation | Electricity | NY | Dispatch-Generation | EmissionsCost | 0 | [6 empty] | 1 | 0
LCP_Inputs_ON_Electric_Howarth_2023_05_05 | 2020 | Hydro | Generation | Electricity | NY | Dispatch-Generation | FuelCost | 0 | [6 empty] | 1 | 0
LCP_Inputs_ON_Electric_Howarth_2023_05_05 | 2020 | Hydro | Generation | Electricity | NY | Dispatch-Generation | VOM | 0 | [6 empty] | 1 | 0
LCP_Inputs_ON_Electric_Howarth_2023_05_05 | 2020 | Hydro | Generation | Electricity | ON | Dispatch-Generation | EmissionsCost | 0 | [6 empty] | 1 | 0
LCP_Inputs_ON_Electric_Howarth_2023_05_05 | 2020 | Hydro | Generation | Electricity | ON | Dispatch-Generation | FuelCost | 0 | [6 empty] | 1 | 0
LCP_Inputs_ON_Electric_Howarth_2023_05_05 | 2020 | Hydro | Generation | Electricity | ON | Dispatch-Generation | VOM | 0 | [6 empty] | 1 | 0
LCP_Inputs_ON_Electric_Howarth_2023_05_05 | 2020 | Hydro | Generation | Electricity | PJ | Dispatch-Generation | EmissionsCost | 0 | [6 empty] | 1 | 0
LCP_Inputs_ON_Electric_Howarth_2023_05_05 | 2020 | Hydro | Generation | Electricity | PJ | Dispatch-Generation | FuelCost | 0 | [6 empty] | 1 | 0
LCP_Inputs_ON_Electric_Howarth_2023_05_05 | 2020 | Hydro | Generation | Electricity | PJ | Dispatch-Generation | VOM | 0 | [6 empty] | 1 | 0
LCP_Inputs_ON_Electric_Howarth_2023_05_05 | 2020 | Hydro | Generation | Electricity | QC | Dispatch-Generation | EmissionsCost | 0 | [6 empty] | 1 | 0
LCP_Inputs_ON_Electric_Howarth_2023_05_05 | 2020 | Hydro | Generation | Electricity | QC | Dispatch-Generation | FuelCost | 0 | [6 empty] | 1 | 0
LCP_Inputs_ON_Electric_Howarth_2023_05_05 | 2020 | Hydro | Generation | Electricity | QC | Dispatch-Generation | VOM | 0 | [6 empty] | 1 | 0
LCP_Inputs_ON_Electric_Howarth_2023_05_05 | 2020 | Hydro | Generation | Electricity | WC | Dispatch-Generation | EmissionsCost | 0 | [6 empty] | 1 | 0
LCP_Inputs_ON_Electric_Howarth_2023_05_05 | 2020 | Hydro | Generation | Electricity | WC | Dispatch-Generation | FuelCost | 0 | [6 empty] | 1 | 0
LCP_Inputs_ON_Electric_Howarth_2023_05_05 | 2020 | Hydro | Generation | Electricity | WC | Dispatch-Generation | VOM | 0 | [6 empty] | 1 | 0
LCP_Inputs_ON_Electric_Howarth_2023_05_05 | 2020 | Hydro Pumped Storage | Storage | Electricity | MI | Dispatch-Storage | EmissionsCost | 0 | [6 empty] | 1 | 0
LCP_Inputs_ON_Electric_Howarth_2023_05_05 | 2020 | Hydro Pumped Storage | Storage | Electricity | MI | Dispatch-Storage | FuelCost | 0 | [6 empty] | 1 | 0
LCP_Inputs_ON_Electric_Howarth_2023_05_05 | 2020 | Hydro Pumped Storage | Storage | Electricity | MI | Dispatch-Storage | VOM | 0 | [6 empty] | 1 | 0
LCP_Inputs_ON_Electric_Howarth_2023_05_05 | 2020 | Hydro Pumped Storage | Storage | Electricity | NY | Dispatch-Storage | EmissionsCost | 0 | [6 empty] | 1 | 0
LCP_Inputs_ON_Electric_Howarth_2023_05_05 | 2020 | Hydro Pumped Storage | Storage | Electricity | NY | Dispatch-Storage | FuelCost | 0 | [6 empty] | 1 | 0
LCP_Inputs_ON_Electric_Howarth_2023_05_05 | 2020 | Hydro Pumped Storage | Storage | Electricity | NY | Dispatch-Storage | VOM | 0 | [6 empty] | 1 | 0
LCP_Inputs_ON_Electric_Howarth_2023_05_05 | 2020 | Hydro Pumped Storage | Storage | Electricity | ON | Dispatch-Storage | EmissionsCost | 0 | [6 empty] | 1 | 0
LCP_Inputs_ON_Electric_Howarth_2023_05_05 | 2020 | Hydro Pumped Storage | Storage | Electricity | ON | Dispatch-Storage | FuelCost | 0 | [6 empty] | 1 | 0
LCP_Inputs_ON_Electric_Howarth_2023_05_05 | 2020 | Hydro Pumped Storage | Storage | Electricity | ON | Dispatch-Storage | VOM | 0 | [6 empty] | 1 | 0
LCP_Inputs_ON_Electric_Howarth_2023_05_05 | 2020 | Hydro Pumped Storage | Storage | Electricity | PJ | Dispatch-Storage | EmissionsCost | 0 | [6 empty] | 1 | 0
LCP_Inputs_ON_Electric_Howarth_2023_05_05 | 2020 | Hydro Pumped Storage | Storage | Electricity | PJ | Dispatch-Storage | FuelCost | 0 | [6 empty] | 1 | 0
LCP_Inputs_ON_Electric_Howarth_2023_05_05 | 2020 | Hydro Pumped Storage | Storage | Electricity | PJ | Dispatch-Storage | VOM | 0 | [6 empty] | 1 | 0
LCP_Inputs_ON_Electric_Howarth_2023_05_05 | 2020 | Hydro Pumped Storage | Storage | Electricity | QC | Dispatch-Storage | EmissionsCost | 0 | [6 empty] | 1 | 0
LCP_Inputs_ON_Electric_Howarth_2023_05_05 | 2020 | Hydro Pumped Storage | Storage | Electricity | QC | Dispatch-Storage | FuelCost | 0 | [6 empty] | 1 | 0
LCP_Inputs_ON_Electric_Howarth_2023_05_05 | 2020 | Hydro Pumped Storage | Storage | Electricity | QC | Dispatch-Storage | VOM | 0 | [6 empty] | 1 | 0
LCP_Inputs_ON_Electric_Howarth_2023_05_05 | 2020 | Hydro Pumped Storage | Storage | Electricity | WC | Dispatch-Storage | EmissionsCost | 0 | [6 empty] | 1 | 0
LCP_Inputs_ON_Electric_Howarth_2023_05_05 | 2020 | Hydro Pumped Storage | Storage | Electricity | WC | Dispatch-Storage | FuelCost | 0 | [6 empty] | 1 | 0
LCP_Inputs_ON_Electric_Howarth_2023_05_05 | 2020 | Hydro Pumped Storage | Storage | Electricity | WC | Dispatch-Storage | VOM | 0 | [6 empty] | 1 | 0
LCP_Inputs_ON_Electric_Howarth_2023_05_05 | 2020 | Nuclear | Generation | Electricity | MI | Dispatch-Generation | EmissionsCost | 0 | [6 empty] | 1 | 0
LCP_Inputs_ON_Electric_Howarth_2023_05_05 | 2020 | Nuclear | Generation | Electricity | MI | Dispatch-Generation | FuelCost | 0 | [6 empty] | 1 | 0
LCP_Inputs_ON_Electric_Howarth_2023_05_05 | 2020 | Nuclear | Generation | Electricity | MI | Dispatch-Generation | VOM | 3301336446.912 | [6 empty] | 1 | 3301336446.912
LCP_Inputs_ON_Electric_Howarth_2023_05_05 | 2020 | Nuclear | Generation | Electricity | NY | Dispatch-Generation | EmissionsCost | 0 | [6 empty] | 1 | 0
LCP_Inputs_ON_Electric_Howarth_2023_05_05 | 2020 | Nuclear | Generation | Electricity | NY | Dispatch-Generation | FuelCost | 0 | [6 empty] | 1 | 0
LCP_Inputs_ON_Electric_Howarth_2023_05_05 | 2020 | Nuclear | Generation | Electricity | NY | Dispatch-Generation | VOM | 2246155230.144 | [6 empty] | 1 | 2246155230.144
LCP_Inputs_ON_Electric_Howarth_2023_05_05 | 2020 | Nuclear | Generation | Electricity | ON | Dispatch-Generation | EmissionsCost | 0 | [6 empty] | 1 | 0
LCP_Inputs_ON_Electric_Howarth_2023_05_05 | 2020 | Nuclear | Generation | Electricity | ON | Dispatch-Generation | FuelCost | 0 | [6 empty] | 1 | 0
LCP_Inputs_ON_Electric_Howarth_2023_05_05 | 2020 | Nuclear | Generation | Electricity | ON | Dispatch-Generation | VOM | 8790266640.96 | [6 empty] | 1 | 8790266640.96
LCP_Inputs_ON_Electric_Howarth_2023_05_05 | 2020 | Nuclear | Generation | Electricity | PJ | Dispatch-Generation | EmissionsCost | 0 | [6 empty] | 1 | 0
LCP_Inputs_ON_Electric_Howarth_2023_05_05 | 2020 | Nuclear | Generation | Electricity | PJ | Dispatch-Generation | FuelCost | 0 | [6 empty] | 1 | 0
LCP_Inputs_ON_Electric_Howarth_2023_05_05 | 2020 | Nuclear | Generation | Electricity | PJ | Dispatch-Generation | VOM | 9110487814.4448 | [6 empty] | 1 | 9110487814.4448
LCP_Inputs_ON_Electric_Howarth_2023_05_05 | 2020 | Nuclear | Generation | Electricity | QC | Dispatch-Generation | EmissionsCost | 0 | [6 empty] | 1 | 0
LCP_Inputs_ON_Electric_Howarth_2023_05_05 | 2020 | Nuclear | Generation | Electricity | QC | Dispatch-Generation | FuelCost | 0 | [6 empty] | 1 | 0
LCP_Inputs_ON_Electric_Howarth_2023_05_05 | 2020 | Nuclear | Generation | Electricity | QC | Dispatch-Generation | VOM | 0 | [6 empty] | 1 | 0
LCP_Inputs_ON_Electric_Howarth_2023_05_05 | 2020 | Nuclear | Generation | Electricity | WC | Dispatch-Generation | EmissionsCost | 0 | [6 empty] | 1 | 0
LCP_Inputs_ON_Electric_Howarth_2023_05_05 | 2020 | Nuclear | Generation | Electricity | WC | Dispatch-Generation | FuelCost | 0 | [6 empty] | 1 | 0
LCP_Inputs_ON_Electric_Howarth_2023_05_05 | 2020 | Nuclear | Generation | Electricity | WC | Dispatch-Generation | VOM | 0 | [6 empty] | 1 | 0
LCP_Inputs_ON_Electric_Howarth_2023_05_05 | 2020 | Nuclear SMR | Generation | Electricity | MI | Dispatch-Generation | EmissionsCost | 0 | [6 empty] | 1 | 0
LCP_Inputs_ON_Electric_Howarth_2023_05_05 | 2020 | Nuclear SMR | Generation | Electricity | MI | Dispatch-Generation | FuelCost | 0 | [6 empty] | 1 | 0
LCP_Inputs_ON_Electric_Howarth_2023_05_05 | 2020 | Nuclear SMR | Generation | Electricity | MI | Dispatch-Generation | VOM | 0 | [6 empty] | 1 | 0
LCP_Inputs_ON_Electric_Howarth_2023_05_05 | 2020 | Nuclear SMR | Generation | Electricity | NY | Dispatch-Generation | EmissionsCost | 0 | [6 empty] | 1 | 0
LCP_Inputs_ON_Electric_Howarth_2023_05_05 | 2020 | Nuclear SMR | Generation | Electricity | NY | Dispatch-Generation | FuelCost | 0 | [6 empty] | 1 | 0
LCP_Inputs_ON_Electric_Howarth_2023_05_05 | 2020 | Nuclear SMR | Generation | Electricity | NY | Dispatch-Generation | VOM | 0 | [6 empty] | 1 | 0
LCP_Inputs_ON_Electric_Howarth_2023_05_05 | 2020 | Nuclear SMR | Generation | Electricity | ON | Dispatch-Generation | EmissionsCost | 0 | [6 empty] | 1 | 0
LCP_Inputs_ON_Electric_Howarth_2023_05_05 | 2020 | Nuclear SMR | Generation | Electricity | ON | Dispatch-Generation | FuelCost | 0 | [6 empty] | 1 | 0
LCP_Inputs_ON_Electric_Howarth_2023_05_05 | 2020 | Nuclear SMR | Generation | Electricity | ON | Dispatch-Generation | VOM | 0 | [6 empty] | 1 | 0
LCP_Inputs_ON_Electric_Howarth_2023_05_05 | 2020 | Nuclear SMR | Generation | Electricity | PJ | Dispatch-Generation | EmissionsCost | 0 | [6 empty] | 1 | 0
LCP_Inputs_ON_Electric_Howarth_2023_05_05 | 2020 | Nuclear SMR | Generation | Electricity | PJ | Dispatch-Generation | FuelCost | 0 | [6 empty] | 1 | 0
LCP_Inputs_ON_Electric_Howarth_2023_05_05 | 2020 | Nuclear SMR | Generation | Electricity | PJ | Dispatch-Generation | VOM | 0 | [6 empty] | 1 | 0
LCP_Inputs_ON_Electric_Howarth_2023_05_05 | 2020 | Nuclear SMR | Generation | Electricity | QC | Dispatch-Generation | EmissionsCost | 0 | [6 empty] | 1 | 0
LCP_Inputs_ON_Electric_Howarth_2023_05_05 | 2020 | Nuclear SMR | Generation | Electricity | QC | Dispatch-Generation | FuelCost | 0 | [6 empty] | 1 | 0
LCP_Inputs_ON_Electric_Howarth_2023_05_05 | 2020 | Nuclear SMR | Generation | Electricity | QC | Dispatch-Generation | VOM | 0 | [6 empty] | 1 | 0
LCP_Inputs_ON_Electric_Howarth_2023_05_05 | 2020 | Nuclear SMR | Generation | Electricity | WC | Dispatch-Generation | EmissionsCost | 0 | [6 empty] | 1 | 0
LCP_Inputs_ON_Electric_Howarth_2023_05_05 | 2020 | Nuclear SMR | Generation | Electricity | WC | Dispatch-Generation | FuelCost | 0 | [6 empty] | 1 | 0
LCP_Inputs_ON_Electric_Howarth_2023_05_05 | 2020 | Nuclear SMR | Generation | Electricity | WC | Dispatch-Generation | VOM | 0 | [6 empty] | 1 | 0
LCP_Inputs_ON_Electric_Howarth_2023_05_05 | 2020 | O/CCGT - CH4 Existing | Crossload | Electricity | MI | Dispatch-Crossload | EmissionsCost | 0 | [6 empty] | 1 | 0
LCP_Inputs_ON_Electric_Howarth_2023_05_05 | 2020 | O/CCGT - CH4 Existing | Crossload | Electricity | MI | Dispatch-Crossload | FuelCost | 0 | [6 empty] | 1 | 0
LCP_Inputs_ON_Electric_Howarth_2023_05_05 | 2020 | O/CCGT - CH4 Existing | Crossload | Electricity | MI | Dispatch-Crossload | VOM | 0 | [6 empty] | 1 | 0
LCP_Inputs_ON_Electric_Howarth_2023_05_05 | 2020 | O/CCGT - CH4 Existing | Crossload | Electricity | NY | Dispatch-Crossload | EmissionsCost | 0 | [6 empty] | 1 | 0
LCP_Inputs_ON_Electric_Howarth_2023_05_05 | 2020 | O/CCGT - CH4 Existing | Crossload | Electricity | NY | Dispatch-Crossload | FuelCost | 0 | [6 empty] | 1 | 0
LCP_Inputs_ON_Electric_Howarth_2023_05_05 | 2020 | O/CCGT - CH4 Existing | Crossload | Electricity | NY | Dispatch-Crossload | VOM | 0 | [6 empty] | 1 | 0
LCP_Inputs_ON_Electric_Howarth_2023_05_05 | 2020 | O/CCGT - CH4 Existing | Crossload | Electricity | ON | Dispatch-Crossload | EmissionsCost | 0 | [6 empty] | 1 | 0
LCP_Inputs_ON_Electric_Howarth_2023_05_05 | 2020 | O/CCGT - CH4 Existing | Crossload | Electricity | ON | Dispatch-Crossload | FuelCost | 0 | [6 empty] | 1 | 0
LCP_Inputs_ON_Electric_Howarth_2023_05_05 | 2020 | O/CCGT - CH4 Existing | Crossload | Electricity | ON | Dispatch-Crossload | VOM | 0 | [6 empty] | 1 | 0
LCP_Inputs_ON_Electric_Howarth_2023_05_05 | 2020 | O/CCGT - CH4 Existing | Crossload | Electricity | PJ | Dispatch-Crossload | EmissionsCost | 0 | [6 empty] | 1 | 0
LCP_Inputs_ON_Electric_Howarth_2023_05_05 | 2020 | O/CCGT - CH4 Existing | Crossload | Electricity | PJ | Dispatch-Crossload | FuelCost | 0 | [6 empty] | 1 | 0
LCP_Inputs_ON_Electric_Howarth_2023_05_05 | 2020 | O/CCGT - CH4 Existing | Crossload | Electricity | PJ | Dispatch-Crossload | VOM | 0 | [6 empty] | 1 | 0
LCP_Inputs_ON_Electric_Howarth_2023_05_05 | 2020 | O/CCGT - CH4 Existing | Crossload | Electricity | QC | Dispatch-Crossload | EmissionsCost | 0 | [6 empty] | 1 | 0
LCP_Inputs_ON_Electric_Howarth_2023_05_05 | 2020 | O/CCGT - CH4 Existing | Crossload | Electricity | QC | Dispatch-Crossload | FuelCost | 0 | [6 empty] | 1 | 0
LCP_Inputs_ON_Electric_Howarth_2023_05_05 | 2020 | O/CCGT - CH4 Existing | Crossload | Electricity | QC | Dispatch-Crossload | VOM | 0 | [6 empty] | 1 | 0
LCP_Inputs_ON_Electric_Howarth_2023_05_05 | 2020 | O/CCGT - CH4 Existing | Crossload | Electricity | WC | Dispatch-Crossload | EmissionsCost | 0 | [6 empty] | 1 | 0
LCP_Inputs_ON_Electric_Howarth_2023_05_05 | 2020 | O/CCGT - CH4 Existing | Crossload | Electricity | WC | Dispatch-Crossload | FuelCost | 0 | [6 empty] | 1 | 0
LCP_Inputs_ON_Electric_Howarth_2023_05_05 | 2020 | O/CCGT - CH4 Existing | Crossload | Electricity | WC | Dispatch-Crossload | VOM | 0 | [6 empty] | 1 | 0
LCP_Inputs_ON_Electric_Howarth_2023_05_05 | 2020 | O/CCGT - CH4 New | Crossload | Electricity | MI | Dispatch-Crossload | EmissionsCost | 0 | [6 empty] | 1 | 0
LCP_Inputs_ON_Electric_Howarth_2023_05_05 | 2020 | O/CCGT - CH4 New | Crossload | Electricity | MI | Dispatch-Crossload | FuelCost | 0 | [6 empty] | 1 | 0
LCP_Inputs_ON_Electric_Howarth_2023_05_05 | 2020 | O/CCGT - CH4 New | Crossload | Electricity | MI | Dispatch-Crossload | VOM | 0 | [6 empty] | 1 | 0
LCP_Inputs_ON_Electric_Howarth_2023_05_05 | 2020 | O/CCGT - CH4 New | Crossload | Electricity | NY | Dispatch-Crossload | EmissionsCost | 0 | [6 empty] | 1 | 0
LCP_Inputs_ON_Electric_Howarth_2023_05_05 | 2020 | O/CCGT - CH4 New | Crossload | Electricity | NY | Dispatch-Crossload | FuelCost | 0 | [6 empty] | 1 | 0
LCP_Inputs_ON_Electric_Howarth_2023_05_05 | 2020 | O/CCGT - CH4 New | Crossload | Electricity | NY | Dispatch-Crossload | VOM | 0 | [6 empty] | 1 | 0
LCP_Inputs_ON_Electric_Howarth_2023_05_05 | 2020 | O/CCGT - CH4 New | Crossload | Electricity | ON | Dispatch-Crossload | EmissionsCost | 0 | [6 empty] | 1 | 0
LCP_Inputs_ON_Electric_Howarth_2023_05_05 | 2020 | O/CCGT - CH4 New | Crossload | Electricity | ON | Dispatch-Crossload | FuelCost | 0 | [6 empty] | 1 | 0
LCP_Inputs_ON_Electric_Howarth_2023_05_05 | 2020 | O/CCGT - CH4 New | Crossload | Electricity | ON | Dispatch-Crossload | VOM | 0 | [6 empty] | 1 | 0
LCP_Inputs_ON_Electric_Howarth_2023_05_05 | 2020 | O/CCGT - CH4 New | Crossload | Electricity | PJ | Dispatch-Crossload | EmissionsCost | 0 | [6 empty] | 1 | 0
LCP_Inputs_ON_Electric_Howarth_2023_05_05 | 2020 | O/CCGT - CH4 New | Crossload | Electricity | PJ | Dispatch-Crossload | FuelCost | 0 | [6 empty] | 1 | 0
LCP_Inputs_ON_Electric_Howarth_2023_05_05 | 2020 | O/CCGT - CH4 New | Crossload | Electricity | PJ | Dispatch-Crossload | VOM | 0 | [6 empty] | 1 | 0
LCP_Inputs_ON_Electric_Howarth_2023_05_05 | 2020 | O/CCGT - CH4 New | Crossload | Electricity | QC | Dispatch-Crossload | EmissionsCost | 0 | [6 empty] | 1 | 0
LCP_Inputs_ON_Electric_Howarth_2023_05_05 | 2020 | O/CCGT - CH4 New | Crossload | Electricity | QC | Dispatch-Crossload | FuelCost | 0 | [6 empty] | 1 | 0
LCP_Inputs_ON_Electric_Howarth_2023_05_05 | 2020 | O/CCGT - CH4 New | Crossload | Electricity | QC | Dispatch-Crossload | VOM | 0 | [6 empty] | 1 | 0
LCP_Inputs_ON_Electric_Howarth_2023_05_05 | 2020 | O/CCGT - CH4 New | Crossload | Electricity | WC | Dispatch-Crossload | EmissionsCost | 0 | [6 empty] | 1 | 0
LCP_Inputs_ON_Electric_Howarth_2023_05_05 | 2020 | O/CCGT - CH4 New | Crossload | Electricity | WC | Dispatch-Crossload | FuelCost | 0 | [6 empty] | 1 | 0
LCP_Inputs_ON_Electric_Howarth_2023_05_05 | 2020 | O/CCGT - CH4 New | Crossload | Electricity | WC | Dispatch-Crossload | VOM | 0 | [6 empty] | 1 | 0
LCP_Inputs_ON_Electric_Howarth_2023_05_05 | 2020 | O/CCGT - H2 New | Crossload | Electricity | MI | Dispatch-Crossload | EmissionsCost | 0 | [6 empty] | 1 | 0
LCP_Inputs_ON_Electric_Howarth_2023_05_05 | 2020 | O/CCGT - H2 New | Crossload | Electricity | MI | Dispatch-Crossload | FuelCost | 0 | [6 empty] | 1 | 0
LCP_Inputs_ON_Electric_Howarth_2023_05_05 | 2020 | O/CCGT - H2 New | Crossload | Electricity | MI | Dispatch-Crossload | VOM | 0 | [6 empty] | 1 | 0
LCP_Inputs_ON_Electric_Howarth_2023_05_05 | 2020 | O/CCGT - H2 New | Crossload | Electricity | NY | Dispatch-Crossload | EmissionsCost | 0 | [6 empty] | 1 | 0
LCP_Inputs_ON_Electric_Howarth_2023_05_05 | 2020 | O/CCGT - H2 New | Crossload | Electricity | NY | Dispatch-Crossload | FuelCost | 0 | [6 empty] | 1 | 0
LCP_Inputs_ON_Electric_Howarth_2023_05_05 | 2020 | O/CCGT - H2 New | Crossload | Electricity | NY | Dispatch-Crossload | VOM | 0 | [6 empty] | 1 | 0
LCP_Inputs_ON_Electric_Howarth_2023_05_05 | 2020 | O/CCGT - H2 New | Crossload | Electricity | ON | Dispatch-Crossload | EmissionsCost | 0 | [6 empty] | 1 | 0
LCP_Inputs_ON_Electric_Howarth_2023_05_05 | 2020 | O/CCGT - H2 New | Crossload | Electricity | ON | Dispatch-Crossload | FuelCost | 0 | [6 empty] | 1 | 0
LCP_Inputs_ON_Electric_Howarth_2023_05_05 | 2020 | O/CCGT - H2 New | Crossload | Electricity | ON | Dispatch-Crossload | VOM | 0 | [6 empty] | 1 | 0
LCP_Inputs_ON_Electric_Howarth_2023_05_05 | 2020 | O/CCGT - H2 New | Crossload | Electricity | PJ | Dispatch-Crossload | EmissionsCost | 0 | [6 empty] | 1 | 0
LCP_Inputs_ON_Electric_Howarth_2023_05_05 | 2020 | O/CCGT - H2 New | Crossload | Electricity | PJ | Dispatch-Crossload | FuelCost | 0 | [6 empty] | 1 | 0
LCP_Inputs_ON_Electric_Howarth_2023_05_05 | 2020 | O/CCGT - H2 New | Crossload | Electricity | PJ | Dispatch-Crossload | VOM | 0 | [6 empty] | 1 | 0
LCP_Inputs_ON_Electric_Howarth_2023_05_05 | 2020 | O/CCGT - H2 New | Crossload | Electricity | QC | Dispatch-Crossload | EmissionsCost | 0 | [6 empty] | 1 | 0
LCP_Inputs_ON_Electric_Howarth_2023_05_05 | 2020 | O/CCGT - H2 New | Crossload | Electricity | QC | Dispatch-Crossload | FuelCost | 0 | [6 empty] | 1 | 0
LCP_Inputs_ON_Electric_Howarth_2023_05_05 | 2020 | O/CCGT - H2 New | Crossload | Electricity | QC | Dispatch-Crossload | VOM | 0 | [6 empty] | 1 | 0
LCP_Inputs_ON_Electric_Howarth_2023_05_05 | 2020 | O/CCGT - H2 New | Crossload | Electricity | WC | Dispatch-Crossload | EmissionsCost | 0 | [6 empty] | 1 | 0
LCP_Inputs_ON_Electric_Howarth_2023_05_05 | 2020 | O/CCGT - H2 New | Crossload | Electricity | WC | Dispatch-Crossload | FuelCost | 0 | [6 empty] | 1 | 0
LCP_Inputs_ON_Electric_Howarth_2023_05_05 | 2020 | O/CCGT - H2 New | Crossload | Electricity | WC | Dispatch-Crossload | VOM | 0 | [6 empty] | 1 | 0
LCP_Inputs_ON_Electric_Howarth_2023_05_05 | 2020 | SMR CCS | Generation | Hydrogen | MI | Dispatch-Generation | EmissionsCost | 0 | [6 empty] | 1 | 0
LCP_Inputs_ON_Electric_Howarth_2023_05_05 | 2020 | SMR CCS | Generation | Hydrogen | MI | Dispatch-Generation | FuelCost | 0 | [6 empty] | 1 | 0
LCP_Inputs_ON_Electric_Howarth_2023_05_05 | 2020 | SMR CCS | Generation | Hydrogen | MI | Dispatch-Generation | VOM | 0 | [6 empty] | 1 | 0
LCP_Inputs_ON_Electric_Howarth_2023_05_05 | 2020 | SMR CCS | Generation | Hydrogen | NY | Dispatch-Generation | EmissionsCost | 0 | [6 empty] | 1 | 0
LCP_Inputs_ON_Electric_Howarth_2023_05_05 | 2020 | SMR CCS | Generation | Hydrogen | NY | Dispatch-Generation | FuelCost | 0 | [6 empty] | 1 | 0
LCP_Inputs_ON_Electric_Howarth_2023_05_05 | 2020 | SMR CCS | Generation | Hydrogen | NY | Dispatch-Generation | VOM | 0 | [6 empty] | 1 | 0
LCP_Inputs_ON_Electric_Howarth_2023_05_05 | 2020 | SMR CCS | Generation | Hydrogen | ON | Dispatch-Generation | EmissionsCost | 0 | [6 empty] | 1 | 0
LCP_Inputs_ON_Electric_Howarth_2023_05_05 | 2020 | SMR CCS | Generation | Hydrogen | ON | Dispatch-Generation | FuelCost | 0 | [6 empty] | 1 | 0
LCP_Inputs_ON_Electric_Howarth_2023_05_05 | 2020 | SMR CCS | Generation | Hydrogen | ON | Dispatch-Generation | VOM | 0 | [6 empty] | 1 | 0
LCP_Inputs_ON_Electric_Howarth_2023_05_05 | 2020 | SMR CCS | Generation | Hydrogen | PJ | Dispatch-Generation | EmissionsCost | 0 | [6 empty] | 1 | 0
LCP_Inputs_ON_Electric_Howarth_2023_05_05 | 2020 | SMR CCS | Generation | Hydrogen | PJ | Dispatch-Generation | FuelCost | 0 | [6 empty] | 1 | 0
LCP_Inputs_ON_Electric_Howarth_2023_05_05 | 2020 | SMR CCS | Generation | Hydrogen | PJ | Dispatch-Generation | VOM | 0 | [6 empty] | 1 | 0
LCP_Inputs_ON_Electric_Howarth_2023_05_05 | 2020 | SMR CCS | Generation | Hydrogen | QC | Dispatch-Generation | EmissionsCost | 0 | [6 empty] | 1 | 0
LCP_Inputs_ON_Electric_Howarth_2023_05_05 | 2020 | SMR CCS | Generation | Hydrogen | QC | Dispatch-Generation | FuelCost | 0 | [6 empty] | 1 | 0
LCP_Inputs_ON_Electric_Howarth_2023_05_05 | 2020 | SMR CCS | Generation | Hydrogen | QC | Dispatch-Generation | VOM | 0 | [6 empty] | 1 | 0
LCP_Inputs_ON_Electric_Howarth_2023_05_05 | 2020 | SMR CCS | Generation | Hydrogen | WC | Dispatch-Generation | EmissionsCost | 0 | [6 empty] | 1 | 0
LCP_Inputs_ON_Electric_Howarth_2023_05_05 | 2020 | SMR CCS | Generation | Hydrogen | WC | Dispatch-Generation | FuelCost | 0 | [6 empty] | 1 | 0
LCP_Inputs_ON_Electric_Howarth_2023_05_05 | 2020 | SMR CCS | Generation | Hydrogen | WC | Dispatch-Generation | VOM | 0 | [6 empty] | 1 | 0
LCP_Inputs_ON_Electric_Howarth_2023_05_05 | 2020 | Solar PV | Generation | Electricity | MI | Dispatch-Generation | EmissionsCost | 0 | [6 empty] | 1 | 0
LCP_Inputs_ON_Electric_Howarth_2023_05_05 | 2020 | Solar PV | Generation | Electricity | MI | Dispatch-Generation | FuelCost | 0 | [6 empty] | 1 | 0
LCP_Inputs_ON_Electric_Howarth_2023_05_05 | 2020 | Solar PV | Generation | Electricity | MI | Dispatch-Generation | VOM | 0 | [6 empty] | 1 | 0
LCP_Inputs_ON_Electric_Howarth_2023_05_05 | 2020 | Solar PV | Generation | Electricity | NY | Dispatch-Generation | EmissionsCost | 0 | [6 empty] | 1 | 0
LCP_Inputs_ON_Electric_Howarth_2023_05_05 | 2020 | Solar PV | Generation | Electricity | NY | Dispatch-Generation | FuelCost | 0 | [6 empty] | 1 | 0
LCP_Inputs_ON_Electric_Howarth_2023_05_05 | 2020 | Solar PV | Generation | Electricity | NY | Dispatch-Generation | VOM | 0 | [6 empty] | 1 | 0
LCP_Inputs_ON_Electric_Howarth_2023_05_05 | 2020 | Solar PV | Generation | Electricity | ON | Dispatch-Generation | EmissionsCost | 0 | [6 empty] | 1 | 0
LCP_Inputs_ON_Electric_Howarth_2023_05_05 | 2020 | Solar PV | Generation | Electricity | ON | Dispatch-Generation | FuelCost | 0 | [6 empty] | 1 | 0
LCP_Inputs_ON_Electric_Howarth_2023_05_05 | 2020 | Solar PV | Generation | Electricity | ON | Dispatch-Generation | VOM | 0 | [6 empty] | 1 | 0
LCP_Inputs_ON_Electric_Howarth_2023_05_05 | 2020 | Solar PV | Generation | Electricity | PJ | Dispatch-Generation | EmissionsCost | 0 | [6 empty] | 1 | 0
LCP_Inputs_ON_Electric_Howarth_2023_05_05 | 2020 | Solar PV | Generation | Electricity | PJ | Dispatch-Generation | FuelCost | 0 | [6 empty] | 1 | 0
LCP_Inputs_ON_Electric_Howarth_2023_05_05 | 2020 | Solar PV | Generation | Electricity | PJ | Dispatch-Generation | VOM | 0 | [6 empty] | 1 | 0
LCP_Inputs_ON_Electric_Howarth_2023_05_05 | 2020 | Solar PV | Generation | Electricity | QC | Dispatch-Generation | EmissionsCost | 0 | [6 empty] | 1 | 0
LCP_Inputs_ON_Electric_Howarth_2023_05_05 | 2020 | Solar PV | Generation | Electricity | QC | Dispatch-Generation | FuelCost | 0 | [6 empty] | 1 | 0
LCP_Inputs_ON_Electric_Howarth_2023_05_05 | 2020 | Solar PV | Generation | Electricity | QC | Dispatch-Generation | VOM | 0 | [6 empty] | 1 | 0
LCP_Inputs_ON_Electric_Howarth_2023_05_05 | 2020 | Solar PV | Generation | Electricity | WC | Dispatch-Generation | EmissionsCost | 0 | [6 empty] | 1 | 0
LCP_Inputs_ON_Electric_Howarth_2023_05_05 | 2020 | Solar PV | Generation | Electricity | WC | Dispatch-Generation | FuelCost | 0 | [6 empty] | 1 | 0
LCP_Inputs_ON_Electric_Howarth_2023_05_05 | 2020 | Solar PV | Generation | Electricity | WC | Dispatch-Generation | VOM | 0 | [6 empty] | 1 | 0
LCP_Inputs_ON_Electric_Howarth_2023_05_05 | 2020 | Wind Offshore | Generation | Electricity | MI | Dispatch-Generation | EmissionsCost | 0 | [6 empty] | 1 | 0
LCP_Inputs_ON_Electric_Howarth_2023_05_05 | 2020 | Wind Offshore | Generation | Electricity | MI | Dispatch-Generation | FuelCost | 0 | [6 empty] | 1 | 0
LCP_Inputs_ON_Electric_Howarth_2023_05_05 | 2020 | Wind Offshore | Generation | Electricity | MI | Dispatch-Generation | VOM | 0 | [6 empty] | 1 | 0
LCP_Inputs_ON_Electric_Howarth_2023_05_05 | 2020 | Wind Offshore | Generation | Electricity | NY | Dispatch-Generation | EmissionsCost | 0 | [6 empty] | 1 | 0
LCP_Inputs_ON_Electric_Howarth_2023_05_05 | 2020 | Wind Offshore | Generation | Electricity | NY | Dispatch-Generation | FuelCost | 0 | [6 empty] | 1 | 0
LCP_Inputs_ON_Electric_Howarth_2023_05_05 | 2020 | Wind Offshore | Generation | Electricity | NY | Dispatch-Generation | VOM | 0 | [6 empty] | 1 | 0
LCP_Inputs_ON_Electric_Howarth_2023_05_05 | 2020 | Wind Offshore | Generation | Electricity | ON | Dispatch-Generation | EmissionsCost | 0 | [6 empty] | 1 | 0
LCP_Inputs_ON_Electric_Howarth_2023_05_05 | 2020 | Wind Offshore | Generation | Electricity | ON | Dispatch-Generation | FuelCost | 0 | [6 empty] | 1 | 0
LCP_Inputs_ON_Electric_Howarth_2023_05_05 | 2020 | Wind Offshore | Generation | Electricity | ON | Dispatch-Generation | VOM | 0 | [6 empty] | 1 | 0
LCP_Inputs_ON_Electric_Howarth_2023_05_05 | 2020 | Wind Offshore | Generation | Electricity | PJ | Dispatch-Generation | EmissionsCost | 0 | [6 empty] | 1 | 0
LCP_Inputs_ON_Electric_Howarth_2023_05_05 | 2020 | Wind Offshore | Generation | Electricity | PJ | Dispatch-Generation | FuelCost | 0 | [6 empty] | 1 | 0
LCP_Inputs_ON_Electric_Howarth_2023_05_05 | 2020 | Wind Offshore | Generation | Electricity | PJ | Dispatch-Generation | VOM | 0 | [6 empty] | 1 | 0
LCP_Inputs_ON_Electric_Howarth_2023_05_05 | 2020 | Wind Offshore | Generation | Electricity | QC | Dispatch-Generation | EmissionsCost | 0 | [6 empty] | 1 | 0
LCP_Inputs_ON_Electric_Howarth_2023_05_05 | 2020 | Wind Offshore | Generation | Electricity | QC | Dispatch-Generation | FuelCost | 0 | [6 empty] | 1 | 0
LCP_Inputs_ON_Electric_Howarth_2023_05_05 | 2020 | Wind Offshore | Generation | Electricity | QC | Dispatch-Generation | VOM | 0 | [6 empty] | 1 | 0
LCP_Inputs_ON_Electric_Howarth_2023_05_05 | 2020 | Wind Offshore | Generation | Electricity | WC | Dispatch-Generation | EmissionsCost | 0 | [6 empty] | 1 | 0
LCP_Inputs_ON_Electric_Howarth_2023_05_05 | 2020 | Wind Offshore | Generation | Electricity | WC | Dispatch-Generation | FuelCost | 0 | [6 empty] | 1 | 0
LCP_Inputs_ON_Electric_Howarth_2023_05_05 | 2020 | Wind Offshore | Generation | Electricity | WC | Dispatch-Generation | VOM | 0 | [6 empty] | 1 | 0
LCP_Inputs_ON_Electric_Howarth_2023_05_05 | 2020 | Wind Onshore | Generation | Electricity | MI | Dispatch-Generation | EmissionsCost | 0 | [6 empty] | 1 | 0
LCP_Inputs_ON_Electric_Howarth_2023_05_05 | 2020 | Wind Onshore | Generation | Electricity | MI | Dispatch-Generation | FuelCost | 0 | [6 empty] | 1 | 0
LCP_Inputs_ON_Electric_Howarth_2023_05_05 | 2020 | Wind Onshore | Generation | Electricity | MI | Dispatch-Generation | VOM | 0 | [6 empty] | 1 | 0
LCP_Inputs_ON_Electric_Howarth_2023_05_05 | 2020 | Wind Onshore | Generation | Electricity | NY | Dispatch-Generation | EmissionsCost | 0 | [6 empty] | 1 | 0
LCP_Inputs_ON_Electric_Howarth_2023_05_05 | 2020 | Wind Onshore | Generation | Electricity | NY | Dispatch-Generation | FuelCost | 0 | [6 empty] | 1 | 0
LCP_Inputs_ON_Electric_Howarth_2023_05_05 | 2020 | Wind Onshore | Generation | Electricity | NY | Dispatch-Generation | VOM | 0 | [6 empty] | 1 | 0
LCP_Inputs_ON_Electric_Howarth_2023_05_05 | 2020 | Wind Onshore | Generation | Electricity | ON | Dispatch-Generation | EmissionsCost | 0 | [6 empty] | 1 | 0
LCP_Inputs_ON_Electric_Howarth_2023_05_05 | 2020 | Wind Onshore | Generation | Electricity | ON | Dispatch-Generation | FuelCost | 0 | [6 empty] | 1 | 0
LCP_Inputs_ON_Electric_Howarth_2023_05_05 | 2020 | Wind Onshore | Generation | Electricity | ON | Dispatch-Generation | VOM | 0 | [6 empty] | 1 | 0
LCP_Inputs_ON_Electric_Howarth_2023_05_05 | 2020 | Wind Onshore | Generation | Electricity | PJ | Dispatch-Generation | EmissionsCost | 0 | [6 empty] | 1 | 0
LCP_Inputs_ON_Electric_Howarth_2023_05_05 | 2020 | Wind Onshore | Generation | Electricity | PJ | Dispatch-Generation | FuelCost | 0 | [6 empty] | 1 | 0
LCP_Inputs_ON_Electric_Howarth_2023_05_05 | 2020 | Wind Onshore | Generation | Electricity | PJ | Dispatch-Generation | VOM | 0 | [6 empty] | 1 | 0
LCP_Inputs_ON_Electric_Howarth_2023_05_05 | 2020 | Wind Onshore | Generation | Electricity | QC | Dispatch-Generation | EmissionsCost | 0 | [6 empty] | 1 | 0
LCP_Inputs_ON_Electric_Howarth_2023_05_05 | 2020 | Wind Onshore | Generation | Electricity | QC | Dispatch-Generation | FuelCost | 0 | [6 empty] | 1 | 0
LCP_Inputs_ON_Electric_Howarth_2023_05_05 | 2020 | Wind Onshore | Generation | Electricity | QC | Dispatch-Generation | VOM | 0 | [6 empty] | 1 | 0
LCP_Inputs_ON_Electric_Howarth_2023_05_05 | 2020 | Wind Onshore | Generation | Electricity | WC | Dispatch-Generation | EmissionsCost | 0 | [6 empty] | 1 | 0
LCP_Inputs_ON_Electric_Howarth_2023_05_05 | 2020 | Wind Onshore | Generation | Electricity | WC | Dispatch-Generation | FuelCost | 0 | [6 empty] | 1 | 0
LCP_Inputs_ON_Electric_Howarth_2023_05_05 | 2020 | Wind Onshore | Generation | Electricity | WC | Dispatch-Generation | VOM | 0 | [6 empty] | 1 | 0
LCP_Inputs_ON_Electric_Howarth_2023_05_05 | 2021 | Anaerobic Digestion | Generation | Methane | MI | Dispatch-Generation | EmissionsCost | 0 | [6 empty] | 0.96154 | 0
LCP_Inputs_ON_Electric_Howarth_2023_05_05 | 2021 | Anaerobic Digestion | Generation | Methane | MI | Dispatch-Generation | FuelCost | 0 | [6 empty] | 0.96154 | 0
LCP_Inputs_ON_Electric_Howarth_2023_05_05 | 2021 | Anaerobic Digestion | Generation | Methane | MI | Dispatch-Generation | VOM | 0 | [6 empty] | 0.96154 | 0
LCP_Inputs_ON_Electric_Howarth_2023_05_05 | 2021 | Anaerobic Digestion | Generation | Methane | NY | Dispatch-Generation | EmissionsCost | 0 | [6 empty] | 0.96154 | 0
LCP_Inputs_ON_Electric_Howarth_2023_05_05 | 2021 | Anaerobic Digestion | Generation | Methane | NY | Dispatch-Generation | FuelCost | 0 | [6 empty] | 0.96154 | 0
LCP_Inputs_ON_Electric_Howarth_2023_05_05 | 2021 | Anaerobic Digestion | Generation | Methane | NY | Dispatch-Generation | VOM | 0 | [6 empty] | 0.96154 | 0
LCP_Inputs_ON_Electric_Howarth_2023_05_05 | 2021 | Anaerobic Digestion | Generation | Methane | ON | Dispatch-Generation | EmissionsCost | 0 | [6 empty] | 0.96154 | 0
LCP_Inputs_ON_Electric_Howarth_2023_05_05 | 2021 | Anaerobic Digestion | Generation | Methane | ON | Dispatch-Generation | FuelCost | 0 | [6 empty] | 0.96154 | 0
LCP_Inputs_ON_Electric_Howarth_2023_05_05 | 2021 | Anaerobic Digestion | Generation | Methane | ON | Dispatch-Generation | VOM | 0 | [6 empty] | 0.96154 | 0
LCP_Inputs_ON_Electric_Howarth_2023_05_05 | 2021 | Anaerobic Digestion | Generation | Methane | PJ | Dispatch-Generation | EmissionsCost | 0 | [6 empty] | 0.96154 | 0
LCP_Inputs_ON_Electric_Howarth_2023_05_05 | 2021 | Anaerobic Digestion | Generation | Methane | PJ | Dispatch-Generation | FuelCost | 0 | [6 empty] | 0.96154 | 0
LCP_Inputs_ON_Electric_Howarth_2023_05_05 | 2021 | Anaerobic Digestion | Generation | Methane | PJ | Dispatch-Generation | VOM | 0 | [6 empty] | 0.96154 | 0
LCP_Inputs_ON_Electric_Howarth_2023_05_05 | 2021 | Anaerobic Digestion | Generation | Methane | QC | Dispatch-Generation | EmissionsCost | 0 | [6 empty] | 0.96154 | 0
LCP_Inputs_ON_Electric_Howarth_2023_05_05 | 2021 | Anaerobic Digestion | Generation | Methane | QC | Dispatch-Generation | FuelCost | 0 | [6 empty] | 0.96154 | 0
LCP_Inputs_ON_Electric_Howarth_2023_05_05 | 2021 | Anaerobic Digestion | Generation | Methane | QC | Dispatch-Generation | VOM | 0 | [6 empty] | 0.96154 | 0
LCP_Inputs_ON_Electric_Howarth_2023_05_05 | 2021 | Anaerobic Digestion | Generation | Methane | WC | Dispatch-Generation | EmissionsCost | 0 | [6 empty] | 0.96154 | 0
LCP_Inputs_ON_Electric_Howarth_2023_05_05 | 2021 | Anaerobic Digestion | Generation | Methane | WC | Dispatch-Generation | FuelCost | 0 | [6 empty] | 0.96154 | 0
LCP_Inputs_ON_Electric_Howarth_2023_05_05 | 2021 | Anaerobic Digestion | Generation | Methane | WC | Dispatch-Generation | VOM | 0 | [6 empty] | 0.96154 | 0
LCP_Inputs_ON_Electric_Howarth_2023_05_05 | 2021 | Battery Storage | Storage | Electricity | MI | Dispatch-Storage | EmissionsCost | 0 | [6 empty] | 0.96154 | 0
LCP_Inputs_ON_Electric_Howarth_2023_05_05 | 2021 | Battery Storage | Storage | Electricity | MI | Dispatch-Storage | FuelCost | 0 | [6 empty] | 0.96154 | 0
LCP_Inputs_ON_Electric_Howarth_2023_05_05 | 2021 | Battery Storage | Storage | Electricity | MI | Dispatch-Storage | VOM | 0 | [6 empty] | 0.96154 | 0
LCP_Inputs_ON_Electric_Howarth_2023_05_05 | 2021 | Battery Storage | Storage | Electricity | NY | Dispatch-Storage | EmissionsCost | 0 | [6 empty] | 0.96154 | 0
LCP_Inputs_ON_Electric_Howarth_2023_05_05 | 2021 | Battery Storage | Storage | Electricity | NY | Dispatch-Storage | FuelCost | 0 | [6 empty] | 0.96154 | 0
LCP_Inputs_ON_Electric_Howarth_2023_05_05 | 2021 | Battery Storage | Storage | Electricity | NY | Dispatch-Storage | VOM | 0 | [6 empty] | 0.96154 | 0
LCP_Inputs_ON_Electric_Howarth_2023_05_05 | 2021 | Battery Storage | Storage | Electricity | ON | Dispatch-Storage | EmissionsCost | 0 | [6 empty] | 0.96154 | 0
LCP_Inputs_ON_Electric_Howarth_2023_05_05 | 2021 | Battery Storage | Storage | Electricity | ON | Dispatch-Storage | FuelCost | 0 | [6 empty] | 0.96154 | 0
LCP_Inputs_ON_Electric_Howarth_2023_05_05 | 2021 | Battery Storage | Storage | Electricity | ON | Dispatch-Storage | VOM | 0 | [6 empty] | 0.96154 | 0
LCP_Inputs_ON_Electric_Howarth_2023_05_05 | 2021 | Battery Storage | Storage | Electricity | PJ | Dispatch-Storage | EmissionsCost | 0 | [6 empty] | 0.96154 | 0
LCP_Inputs_ON_Electric_Howarth_2023_05_05 | 2021 | Battery Storage | Storage | Electricity | PJ | Dispatch-Storage | FuelCost | 0 | [6 empty] | 0.96154 | 0
LCP_Inputs_ON_Electric_Howarth_2023_05_05 | 2021 | Battery Storage | Storage | Electricity | PJ | Dispatch-Storage | VOM | 0 | [6 empty] | 0.96154 | 0
LCP_Inputs_ON_Electric_Howarth_2023_05_05 | 2021 | Battery Storage | Storage | Electricity | QC | Dispatch-Storage | EmissionsCost | 0 | [6 empty] | 0.96154 | 0
LCP_Inputs_ON_Electric_Howarth_2023_05_05 | 2021 | Battery Storage | Storage | Electricity | QC | Dispatch-Storage | FuelCost | 0 | [6 empty] | 0.96154 | 0
LCP_Inputs_ON_Electric_Howarth_2023_05_05 | 2021 | Battery Storage | Storage | Electricity | QC | Dispatch-Storage | VOM | 0 | [6 empty] | 0.96154 | 0
LCP_Inputs_ON_Electric_Howarth_2023_05_05 | 2021 | Battery Storage | Storage | Electricity | WC | Dispatch-Storage | EmissionsCost | 0 | [6 empty] | 0.96154 | 0
LCP_Inputs_ON_Electric_Howarth_2023_05_05 | 2021 | Battery Storage | Storage | Electricity | WC | Dispatch-Storage | FuelCost | 0 | [6 empty] | 0.96154 | 0
LCP_Inputs_ON_Electric_Howarth_2023_05_05 | 2021 | Battery Storage | Storage | Electricity | WC | Dispatch-Storage | VOM | 0 | [6 empty] | 0.96154 | 0
LCP_Inputs_ON_Electric_Howarth_2023_05_05 | 2021 | Biomass | Generation | Electricity | MI | Dispatch-Generation | EmissionsCost | 0 | [6 empty] | 0.96154 | 0
LCP_Inputs_ON_Electric_Howarth_2023_05_05 | 2021 | Biomass | Generation | Electricity | MI | Dispatch-Generation | FuelCost | 0 | [6 empty] | 0.96154 | 0
LCP_Inputs_ON_Electric_Howarth_2023_05_05 | 2021 | Biomass | Generation | Electricity | MI | Dispatch-Generation | VOM | 0 | [6 empty] | 0.96154 | 0
LCP_Inputs_ON_Electric_Howarth_2023_05_05 | 2021 | Biomass | Generation | Electricity | NY | Dispatch-Generation | EmissionsCost | 0 | [6 empty] | 0.96154 | 0
LCP_Inputs_ON_Electric_Howarth_2023_05_05 | 2021 | Biomass | Generation | Electricity | NY | Dispatch-Generation | FuelCost | 0 | [6 empty] | 0.96154 | 0
LCP_Inputs_ON_Electric_Howarth_2023_05_05 | 2021 | Biomass | Generation | Electricity | NY | Dispatch-Generation | VOM | 0 | [6 empty] | 0.96154 | 0
LCP_Inputs_ON_Electric_Howarth_2023_05_05 | 2021 | Biomass | Generation | Electricity | ON | Dispatch-Generation | EmissionsCost | 0 | [6 empty] | 0.96154 | 0
LCP_Inputs_ON_Electric_Howarth_2023_05_05 | 2021 | Biomass | Generation | Electricity | ON | Dispatch-Generation | FuelCost | 0 | [6 empty] | 0.96154 | 0
LCP_Inputs_ON_Electric_Howarth_2023_05_05 | 2021 | Biomass | Generation | Electricity | ON | Dispatch-Generation | VOM | 0 | [6 empty] | 0.96154 | 0
LCP_Inputs_ON_Electric_Howarth_2023_05_05 | 2021 | Biomass | Generation | Electricity | PJ | Dispatch-Generation | EmissionsCost | 0 | [6 empty] | 0.96154 | 0
LCP_Inputs_ON_Electric_Howarth_2023_05_05 | 2021 | Biomass | Generation | Electricity | PJ | Dispatch-Generation | FuelCost | 0 | [6 empty] | 0.96154 | 0
LCP_Inputs_ON_Electric_Howarth_2023_05_05 | 2021 | Biomass | Generation | Electricity | PJ | Dispatch-Generation | VOM | 0 | [6 empty] | 0.96154 | 0
LCP_Inputs_ON_Electric_Howarth_2023_05_05 | 2021 | Biomass | Generation | Electricity | QC | Dispatch-Generation | EmissionsCost | 0 | [6 empty] | 0.96154 | 0
LCP_Inputs_ON_Electric_Howarth_2023_05_05 | 2021 | Biomass | Generation | Electricity | QC | Dispatch-Generation | FuelCost | 0 | [6 empty] | 0.96154 | 0
LCP_Inputs_ON_Electric_Howarth_2023_05_05 | 2021 | Biomass | Generation | Electricity | QC | Dispatch-Generation | VOM | 0 | [6 empty] | 0.96154 | 0
LCP_Inputs_ON_Electric_Howarth_2023_05_05 | 2021 | Biomass | Generation | Electricity | WC | Dispatch-Generation | EmissionsCost | 0 | [6 empty] | 0.96154 | 0
LCP_Inputs_ON_Electric_Howarth_2023_05_05 | 2021 | Biomass | Generation | Electricity | WC | Dispatch-Generation | FuelCost | 0 | [6 empty] | 0.96154 | 0
LCP_Inputs_ON_Electric_Howarth_2023_05_05 | 2021 | Biomass | Generation | Electricity | WC | Dispatch-Generation | VOM | 0 | [6 empty] | 0.96154 | 0
LCP_Inputs_ON_Electric_Howarth_2023_05_05 | 2021 | Biomass + CCS | Generation | Electricity | MI | Dispatch-Generation | EmissionsCost | 0 | [6 empty] | 0.96154 | 0
LCP_Inputs_ON_Electric_Howarth_2023_05_05 | 2021 | Biomass + CCS | Generation | Electricity | MI | Dispatch-Generation | FuelCost | 0 | [6 empty] | 0.96154 | 0
LCP_Inputs_ON_Electric_Howarth_2023_05_05 | 2021 | Biomass + CCS | Generation | Electricity | MI | Dispatch-Generation | VOM | 0 | [6 empty] | 0.96154 | 0
LCP_Inputs_ON_Electric_Howarth_2023_05_05 | 2021 | Biomass + CCS | Generation | Electricity | NY | Dispatch-Generation | EmissionsCost | 0 | [6 empty] | 0.96154 | 0
LCP_Inputs_ON_Electric_Howarth_2023_05_05 | 2021 | Biomass + CCS | Generation | Electricity | NY | Dispatch-Generation | FuelCost | 0 | [6 empty] | 0.96154 | 0
LCP_Inputs_ON_Electric_Howarth_2023_05_05 | 2021 | Biomass + CCS | Generation | Electricity | NY | Dispatch-Generation | VOM | 0 | [6 empty] | 0.96154 | 0
LCP_Inputs_ON_Electric_Howarth_2023_05_05 | 2021 | Biomass + CCS | Generation | Electricity | ON | Dispatch-Generation | EmissionsCost | 0 | [6 empty] | 0.96154 | 0
LCP_Inputs_ON_Electric_Howarth_2023_05_05 | 2021 | Biomass + CCS | Generation | Electricity | ON | Dispatch-Generation | FuelCost | 0 | [6 empty] | 0.96154 | 0
LCP_Inputs_ON_Electric_Howarth_2023_05_05 | 2021 | Biomass + CCS | Generation | Electricity | ON | Dispatch-Generation | VOM | 0 | [6 empty] | 0.96154 | 0
LCP_Inputs_ON_Electric_Howarth_2023_05_05 | 2021 | Biomass + CCS | Generation | Electricity | PJ | Dispatch-Generation | EmissionsCost | 0 | [6 empty] | 0.96154 | 0
LCP_Inputs_ON_Electric_Howarth_2023_05_05 | 2021 | Biomass + CCS | Generation | Electricity | PJ | Dispatch-Generation | FuelCost | 0 | [6 empty] | 0.96154 | 0
LCP_Inputs_ON_Electric_Howarth_2023_05_05 | 2021 | Biomass + CCS | Generation | Electricity | PJ | Dispatch-Generation | VOM | 0 | [6 empty] | 0.96154 | 0
LCP_Inputs_ON_Electric_Howarth_2023_05_05 | 2021 | Biomass + CCS | Generation | Electricity | QC | Dispatch-Generation | EmissionsCost | 0 | [6 empty] | 0.96154 | 0
LCP_Inputs_ON_Electric_Howarth_2023_05_05 | 2021 | Biomass + CCS | Generation | Electricity | QC | Dispatch-Generation | FuelCost | 0 | [6 empty] | 0.96154 | 0
LCP_Inputs_ON_Electric_Howarth_2023_05_05 | 2021 | Biomass + CCS | Generation | Electricity | QC | Dispatch-Generation | VOM | 0 | [6 empty] | 0.96154 | 0
LCP_Inputs_ON_Electric_Howarth_2023_05_05 | 2021 | Biomass + CCS | Generation | Electricity | WC | Dispatch-Generation | EmissionsCost | 0 | [6 empty] | 0.96154 | 0
LCP_Inputs_ON_Electric_Howarth_2023_05_05 | 2021 | Biomass + CCS | Generation | Electricity | WC | Dispatch-Generation | FuelCost | 0 | [6 empty] | 0.96154 | 0
LCP_Inputs_ON_Electric_Howarth_2023_05_05 | 2021 | Biomass + CCS | Generation | Electricity | WC | Dispatch-Generation | VOM | 0 | [6 empty] | 0.96154 | 0
LCP_Inputs_ON_Electric_Howarth_2023_05_05 | 2021 | CH4 + CCS | Generation | Methane | MI | Dispatch-Generation | EmissionsCost | 0 | [6 empty] | 0.96154 | 0
LCP_Inputs_ON_Electric_Howarth_2023_05_05 | 2021 | CH4 + CCS | Generation | Methane | MI | Dispatch-Generation | FuelCost | 0 | [6 empty] | 0.96154 | 0
LCP_Inputs_ON_Electric_Howarth_2023_05_05 | 2021 | CH4 + CCS | Generation | Methane | MI | Dispatch-Generation | VOM | 0 | [6 empty] | 0.96154 | 0
LCP_Inputs_ON_Electric_Howarth_2023_05_05 | 2021 | CH4 + CCS | Generation | Methane | NY | Dispatch-Generation | EmissionsCost | 0 | [6 empty] | 0.96154 | 0
LCP_Inputs_ON_Electric_Howarth_2023_05_05 | 2021 | CH4 + CCS | Generation | Methane | NY | Dispatch-Generation | FuelCost | 0 | [6 empty] | 0.96154 | 0
LCP_Inputs_ON_Electric_Howarth_2023_05_05 | 2021 | CH4 + CCS | Generation | Methane | NY | Dispatch-Generation | VOM | 0 | [6 empty] | 0.96154 | 0
LCP_Inputs_ON_Electric_Howarth_2023_05_05 | 2021 | CH4 + CCS | Generation | Methane | ON | Dispatch-Generation | EmissionsCost | 0 | [6 empty] | 0.96154 | 0
LCP_Inputs_ON_Electric_Howarth_2023_05_05 | 2021 | CH4 + CCS | Generation | Methane | ON | Dispatch-Generation | FuelCost | 0 | [6 empty] | 0.96154 | 0
LCP_Inputs_ON_Electric_Howarth_2023_05_05 | 2021 | CH4 + CCS | Generation | Methane | ON | Dispatch-Generation | VOM | 0 | [6 empty] | 0.96154 | 0
LCP_Inputs_ON_Electric_Howarth_2023_05_05 | 2021 | CH4 + CCS | Generation | Methane | PJ | Dispatch-Generation | EmissionsCost | 0 | [6 empty] | 0.96154 | 0
LCP_Inputs_ON_Electric_Howarth_2023_05_05 | 2021 | CH4 + CCS | Generation | Methane | PJ | Dispatch-Generation | FuelCost | 0 | [6 empty] | 0.96154 | 0
LCP_Inputs_ON_Electric_Howarth_2023_05_05 | 2021 | CH4 + CCS | Generation | Methane | PJ | Dispatch-Generation | VOM | 0 | [6 empty] | 0.96154 | 0
LCP_Inputs_ON_Electric_Howarth_2023_05_05 | 2021 | CH4 + CCS | Generation | Methane | QC | Dispatch-Generation | EmissionsCost | 0 | [6 empty] | 0.96154 | 0
LCP_Inputs_ON_Electric_Howarth_2023_05_05 | 2021 | CH4 + CCS | Generation | Methane | QC | Dispatch-Generation | FuelCost | 0 | [6 empty] | 0.96154 | 0
LCP_Inputs_ON_Electric_Howarth_2023_05_05 | 2021 | CH4 + CCS | Generation | Methane | QC | Dispatch-Generation | VOM | 0 | [6 empty] | 0.96154 | 0
LCP_Inputs_ON_Electric_Howarth_2023_05_05 | 2021 | CH4 + CCS | Generation | Methane | WC | Dispatch-Generation | EmissionsCost | 0 | [6 empty] | 0.96154 | 0
LCP_Inputs_ON_Electric_Howarth_2023_05_05 | 2021 | CH4 + CCS | Generation | Methane | WC | Dispatch-Generation | FuelCost | 0 | [6 empty] | 0.96154 | 0
LCP_Inputs_ON_Electric_Howarth_2023_05_05 | 2021 | CH4 + CCS | Generation | Methane | WC | Dispatch-Generation | VOM | 0 | [6 empty] | 0.96154 | 0
LCP_Inputs_ON_Electric_Howarth_2023_05_05 | 2021 | CH4 Import - NY 2020 | Import | Methane | MI | Dispatch-Import | EmissionsCost | 0 | [6 empty] | 0.96154 | 0
LCP_Inputs_ON_Electric_Howarth_2023_05_05 | 2021 | CH4 Import - NY 2020 | Import | Methane | MI | Dispatch-Import | FuelCost | 0 | [6 empty] | 0.96154 | 0
LCP_Inputs_ON_Electric_Howarth_2023_05_05 | 2021 | CH4 Import - NY 2020 | Import | Methane | MI | Dispatch-Import | VOM | 0 | [6 empty] | 0.96154 | 0
LCP_Inputs_ON_Electric_Howarth_2023_05_05 | 2021 | CH4 Import - NY 2020 | Import | Methane | NY | Dispatch-Import | EmissionsCost | 282343065.1873 | [6 empty] | 0.96154 | 271483716.5262
LCP_Inputs_ON_Electric_Howarth_2023_05_05 | 2021 | CH4 Import - NY 2020 | Import | Methane | NY | Dispatch-Import | FuelCost | 407790143.0843 | [6 empty] | 0.96154 | 392105906.8118
LCP_Inputs_ON_Electric_Howarth_2023_05_05 | 2021 | CH4 Import - NY 2020 | Import | Methane | NY | Dispatch-Import | VOM | 0 | [6 empty] | 0.96154 | 0
LCP_Inputs_ON_Electric_Howarth_2023_05_05 | 2021 | CH4 Import - NY 2020 | Import | Methane | ON | Dispatch-Import | EmissionsCost | 0 | [6 empty] | 0.96154 | 0
LCP_Inputs_ON_Electric_Howarth_2023_05_05 | 2021 | CH4 Import - NY 2020 | Import | Methane | ON | Dispatch-Import | FuelCost | 0 | [6 empty] | 0.96154 | 0
LCP_Inputs_ON_Electric_Howarth_2023_05_05 | 2021 | CH4 Import - NY 2020 | Import | Methane | ON | Dispatch-Import | VOM | 0 | [6 empty] | 0.96154 | 0
LCP_Inputs_ON_Electric_Howarth_2023_05_05 | 2021 | CH4 Import - NY 2020 | Import | Methane | PJ | Dispatch-Import | EmissionsCost | 0 | [6 empty] | 0.96154 | 0
LCP_Inputs_ON_Electric_Howarth_2023_05_05 | 2021 | CH4 Import - NY 2020 | Import | Methane | PJ | Dispatch-Import | FuelCost | 0 | [6 empty] | 0.96154 | 0
LCP_Inputs_ON_Electric_Howarth_2023_05_05 | 2021 | CH4 Import - NY 2020 | Import | Methane | PJ | Dispatch-Import | VOM | 0 | [6 empty] | 0.96154 | 0
LCP_Inputs_ON_Electric_Howarth_2023_05_05 | 2021 | CH4 Import - NY 2020 | Import | Methane | QC | Dispatch-Import | EmissionsCost | 0 | [6 empty] | 0.96154 | 0
LCP_Inputs_ON_Electric_Howarth_2023_05_05 | 2021 | CH4 Import - NY 2020 | Import | Methane | QC | Dispatch-Import | FuelCost | 0 | [6 empty] | 0.96154 | 0
LCP_Inputs_ON_Electric_Howarth_2023_05_05 | 2021 | CH4 Import - NY 2020 | Import | Methane | QC | Dispatch-Import | VOM | 0 | [6 empty] | 0.96154 | 0
LCP_Inputs_ON_Electric_Howarth_2023_05_05 | 2021 | CH4 Import - NY 2020 | Import | Methane | WC | Dispatch-Import | EmissionsCost | 0 | [6 empty] | 0.96154 | 0
LCP_Inputs_ON_Electric_Howarth_2023_05_05 | 2021 | CH4 Import - NY 2020 | Import | Methane | WC | Dispatch-Import | FuelCost | 0 | [6 empty] | 0.96154 | 0
LCP_Inputs_ON_Electric_Howarth_2023_05_05 | 2021 | CH4 Import - NY 2020 | Import | Methane | WC | Dispatch-Import | VOM | 0 | [6 empty] | 0.96154 | 0
LCP_Inputs_ON_Electric_Howarth_2023_05_05 | 2021 | CH4 Import - NY 2030 | Import | Methane | MI | Dispatch-Import | EmissionsCost | 0 | [6 empty] | 0.96154 | 0
LCP_Inputs_ON_Electric_Howarth_2023_05_05 | 2021 | CH4 Import - NY 2030 | Import | Methane | MI | Dispatch-Import | FuelCost | 0 | [6 empty] | 0.96154 | 0
LCP_Inputs_ON_Electric_Howarth_2023_05_05 | 2021 | CH4 Import - NY 2030 | Import | Methane | MI | Dispatch-Import | VOM | 0 | [6 empty] | 0.96154 | 0
LCP_Inputs_ON_Electric_Howarth_2023_05_05 | 2021 | CH4 Import - NY 2030 | Import | Methane | NY | Dispatch-Import | EmissionsCost | 0 | [6 empty] | 0.96154 | 0
LCP_Inputs_ON_Electric_Howarth_2023_05_05 | 2021 | CH4 Import - NY 2030 | Import | Methane | NY | Dispatch-Import | FuelCost | 0 | [6 empty] | 0.96154 | 0
LCP_Inputs_ON_Electric_Howarth_2023_05_05 | 2021 | CH4 Import - NY 2030 | Import | Methane | NY | Dispatch-Import | VOM | 0 | [6 empty] | 0.96154 | 0
LCP_Inputs_ON_Electric_Howarth_2023_05_05 | 2021 | CH4 Import - NY 2030 | Import | Methane | ON | Dispatch-Import | EmissionsCost | 0 | [6 empty] | 0.96154 | 0
LCP_Inputs_ON_Electric_Howarth_2023_05_05 | 2021 | CH4 Import - NY 2030 | Import | Methane | ON | Dispatch-Import | FuelCost | 0 | [6 empty] | 0.96154 | 0
LCP_Inputs_ON_Electric_Howarth_2023_05_05 | 2021 | CH4 Import - NY 2030 | Import | Methane | ON | Dispatch-Import | VOM | 0 | [6 empty] | 0.96154 | 0
LCP_Inputs_ON_Electric_Howarth_2023_05_05 | 2021 | CH4 Import - NY 2030 | Import | Methane | PJ | Dispatch-Import | EmissionsCost | 0 | [6 empty] | 0.96154 | 0
LCP_Inputs_ON_Electric_Howarth_2023_05_05 | 2021 | CH4 Import - NY 2030 | Import | Methane | PJ | Dispatch-Import | FuelCost | 0 | [6 empty] | 0.96154 | 0
LCP_Inputs_ON_Electric_Howarth_2023_05_05 | 2021 | CH4 Import - NY 2030 | Import | Methane | PJ | Dispatch-Import | VOM | 0 | [6 empty] | 0.96154 | 0
LCP_Inputs_ON_Electric_Howarth_2023_05_05 | 2021 | CH4 Import - NY 2030 | Import | Methane | QC | Dispatch-Import | EmissionsCost | 0 | [6 empty] | 0.96154 | 0
LCP_Inputs_ON_Electric_Howarth_2023_05_05 | 2021 | CH4 Import - NY 2030 | Import | Methane | QC | Dispatch-Import | FuelCost | 0 | [6 empty] | 0.96154 | 0
LCP_Inputs_ON_Electric_Howarth_2023_05_05 | 2021 | CH4 Import - NY 2030 | Import | Methane | QC | Dispatch-Import | VOM | 0 | [6 empty] | 0.96154 | 0
LCP_Inputs_ON_Electric_Howarth_2023_05_05 | 2021 | CH4 Import - NY 2030 | Import | Methane | WC | Dispatch-Import | EmissionsCost | 0 | [6 empty] | 0.96154 | 0
LCP_Inputs_ON_Electric_Howarth_2023_05_05 | 2021 | CH4 Import - NY 2030 | Import | Methane | WC | Dispatch-Import | FuelCost | 0 | [6 empty] | 0.96154 | 0
LCP_Inputs_ON_Electric_Howarth_2023_05_05 | 2021 | CH4 Import - NY 2030 | Import | Methane | WC | Dispatch-Import | VOM | 0 | [6 empty] | 0.96154 | 0
LCP_Inputs_ON_Electric_Howarth_2023_05_05 | 2021 | CH4 Import - NY 2040 | Import | Methane | MI | Dispatch-Import | EmissionsCost | 0 | [6 empty] | 0.96154 | 0
LCP_Inputs_ON_Electric_Howarth_2023_05_05 | 2021 | CH4 Import - NY 2040 | Import | Methane | MI | Dispatch-Import | FuelCost | 0 | [6 empty] | 0.96154 | 0
LCP_Inputs_ON_Electric_Howarth_2023_05_05 | 2021 | CH4 Import - NY 2040 | Import | Methane | MI | Dispatch-Import | VOM | 0 | [6 empty] | 0.96154 | 0
LCP_Inputs_ON_Electric_Howarth_2023_05_05 | 2021 | CH4 Import - NY 2040 | Import | Methane | NY | Dispatch-Import | EmissionsCost | 0 | [6 empty] | 0.96154 | 0
LCP_Inputs_ON_Electric_Howarth_2023_05_05 | 2021 | CH4 Import - NY 2040 | Import | Methane | NY | Dispatch-Import | FuelCost | 0 | [6 empty] | 0.96154 | 0
LCP_Inputs_ON_Electric_Howarth_2023_05_05 | 2021 | CH4 Import - NY 2040 | Import | Methane | NY | Dispatch-Import | VOM | 0 | [6 empty] | 0.96154 | 0
LCP_Inputs_ON_Electric_Howarth_2023_05_05 | 2021 | CH4 Import - NY 2040 | Import | Methane | ON | Dispatch-Import | EmissionsCost | 0 | [6 empty] | 0.96154 | 0
LCP_Inputs_ON_Electric_Howarth_2023_05_05 | 2021 | CH4 Import - NY 2040 | Import | Methane | ON | Dispatch-Import | FuelCost | 0 | [6 empty] | 0.96154 | 0
LCP_Inputs_ON_Electric_Howarth_2023_05_05 | 2021 | CH4 Import - NY 2040 | Import | Methane | ON | Dispatch-Import | VOM | 0 | [6 empty] | 0.96154 | 0
LCP_Inputs_ON_Electric_Howarth_2023_05_05 | 2021 | CH4 Import - NY 2040 | Import | Methane | PJ | Dispatch-Import | EmissionsCost | 0 | [6 empty] | 0.96154 | 0
LCP_Inputs_ON_Electric_Howarth_2023_05_05 | 2021 | CH4 Import - NY 2040 | Import | Methane | PJ | Dispatch-Import | FuelCost | 0 | [6 empty] | 0.96154 | 0
LCP_Inputs_ON_Electric_Howarth_2023_05_05 | 2021 | CH4 Import - NY 2040 | Import | Methane | PJ | Dispatch-Import | VOM | 0 | [6 empty] | 0.96154 | 0
LCP_Inputs_ON_Electric_Howarth_2023_05_05 | 2021 | CH4 Import - NY 2040 | Import | Methane | QC | Dispatch-Import | EmissionsCost | 0 | [6 empty] | 0.96154 | 0
LCP_Inputs_ON_Electric_Howarth_2023_05_05 | 2021 | CH4 Import - NY 2040 | Import | Methane | QC | Dispatch-Import | FuelCost | 0 | [6 empty] | 0.96154 | 0
LCP_Inputs_ON_Electric_Howarth_2023_05_05 | 2021 | CH4 Import - NY 2040 | Import | Methane | QC | Dispatch-Import | VOM | 0 | [6 empty] | 0.96154 | 0
LCP_Inputs_ON_Electric_Howarth_2023_05_05 | 2021 | CH4 Import - NY 2040 | Import | Methane | WC | Dispatch-Import | EmissionsCost | 0 | [6 empty] | 0.96154 | 0
LCP_Inputs_ON_Electric_Howarth_2023_05_05 | 2021 | CH4 Import - NY 2040 | Import | Methane | WC | Dispatch-Import | FuelCost | 0 | [6 empty] | 0.96154 | 0
LCP_Inputs_ON_Electric_Howarth_2023_05_05 | 2021 | CH4 Import - NY 2040 | Import | Methane | WC | Dispatch-Import | VOM | 0 | [6 empty] | 0.96154 | 0
LCP_Inputs_ON_Electric_Howarth_2023_05_05 | 2021 | CH4 Import - NY 2050 | Import | Methane | MI | Dispatch-Import | EmissionsCost | 0 | [6 empty] | 0.96154 | 0
LCP_Inputs_ON_Electric_Howarth_2023_05_05 | 2021 | CH4 Import - NY 2050 | Import | Methane | MI | Dispatch-Import | FuelCost | 0 | [6 empty] | 0.96154 | 0
LCP_Inputs_ON_Electric_Howarth_2023_05_05 | 2021 | CH4 Import - NY 2050 | Import | Methane | MI | Dispatch-Import | VOM | 0 | [6 empty] | 0.96154 | 0
LCP_Inputs_ON_Electric_Howarth_2023_05_05 | 2021 | CH4 Import - NY 2050 | Import | Methane | NY | Dispatch-Import | EmissionsCost | 0 | [6 empty] | 0.96154 | 0
LCP_Inputs_ON_Electric_Howarth_2023_05_05 | 2021 | CH4 Import - NY 2050 | Import | Methane | NY | Dispatch-Import | FuelCost | 0 | [6 empty] | 0.96154 | 0
LCP_Inputs_ON_Electric_Howarth_2023_05_05 | 2021 | CH4 Import - NY 2050 | Import | Methane | NY | Dispatch-Import | VOM | 0 | [6 empty] | 0.96154 | 0
LCP_Inputs_ON_Electric_Howarth_2023_05_05 | 2021 | CH4 Import - NY 2050 | Import | Methane | ON | Dispatch-Import | EmissionsCost | 0 | [6 empty] | 0.96154 | 0
LCP_Inputs_ON_Electric_Howarth_2023_05_05 | 2021 | CH4 Import - NY 2050 | Import | Methane | ON | Dispatch-Import | FuelCost | 0 | [6 empty] | 0.96154 | 0
LCP_Inputs_ON_Electric_Howarth_2023_05_05 | 2021 | CH4 Import - NY 2050 | Import | Methane | ON | Dispatch-Import | VOM | 0 | [6 empty] | 0.96154 | 0
LCP_Inputs_ON_Electric_Howarth_2023_05_05 | 2021 | CH4 Import - NY 2050 | Import | Methane | PJ | Dispatch-Import | EmissionsCost | 0 | [6 empty] | 0.96154 | 0
LCP_Inputs_ON_Electric_Howarth_2023_05_05 | 2021 | CH4 Import - NY 2050 | Import | Methane | PJ | Dispatch-Import | FuelCost | 0 | [6 empty] | 0.96154 | 0
LCP_Inputs_ON_Electric_Howarth_2023_05_05 | 2021 | CH4 Import - NY 2050 | Import | Methane | PJ | Dispatch-Import | VOM | 0 | [6 empty] | 0.96154 | 0
LCP_Inputs_ON_Electric_Howarth_2023_05_05 | 2021 | CH4 Import - NY 2050 | Import | Methane | QC | Dispatch-Import | EmissionsCost | 0 | [6 empty] | 0.96154 | 0
LCP_Inputs_ON_Electric_Howarth_2023_05_05 | 2021 | CH4 Import - NY 2050 | Import | Methane | QC | Dispatch-Import | FuelCost | 0 | [6 empty] | 0.96154 | 0
LCP_Inputs_ON_Electric_Howarth_2023_05_05 | 2021 | CH4 Import - NY 2050 | Import | Methane | QC | Dispatch-Import | VOM | 0 | [6 empty] | 0.96154 | 0
LCP_Inputs_ON_Electric_Howarth_2023_05_05 | 2021 | CH4 Import - NY 2050 | Import | Methane | WC | Dispatch-Import | EmissionsCost | 0 | [6 empty] | 0.96154 | 0
LCP_Inputs_ON_Electric_Howarth_2023_05_05 | 2021 | CH4 Import - NY 2050 | Import | Methane | WC | Dispatch-Import | FuelCost | 0 | [6 empty] | 0.96154 | 0
LCP_Inputs_ON_Electric_Howarth_2023_05_05 | 2021 | CH4 Import - NY 2050 | Import | Methane | WC | Dispatch-Import | VOM | 0 | [6 empty] | 0.96154 | 0
LCP_Inputs_ON_Electric_Howarth_2023_05_05 | 2021 | CH4 Import - WC 2020 | Import | Methane | MI | Dispatch-Import | EmissionsCost | 0 | [6 empty] | 0.96154 | 0
LCP_Inputs_ON_Electric_Howarth_2023_05_05 | 2021 | CH4 Import - WC 2020 | Import | Methane | MI | Dispatch-Import | FuelCost | 0 | [6 empty] | 0.96154 | 0
LCP_Inputs_ON_Electric_Howarth_2023_05_05 | 2021 | CH4 Import - WC 2020 | Import | Methane | MI | Dispatch-Import | VOM | 0 | [6 empty] | 0.96154 | 0
LCP_Inputs_ON_Electric_Howarth_2023_05_05 | 2021 | CH4 Import - WC 2020 | Import | Methane | NY | Dispatch-Import | EmissionsCost | 0 | [6 empty] | 0.96154 | 0
LCP_Inputs_ON_Electric_Howarth_2023_05_05 | 2021 | CH4 Import - WC 2020 | Import | Methane | NY | Dispatch-Import | FuelCost | 0 | [6 empty] | 0.96154 | 0
LCP_Inputs_ON_Electric_Howarth_2023_05_05 | 2021 | CH4 Import - WC 2020 | Import | Methane | NY | Dispatch-Import | VOM | 0 | [6 empty] | 0.96154 | 0
LCP_Inputs_ON_Electric_Howarth_2023_05_05 | 2021 | CH4 Import - WC 2020 | Import | Methane | ON | Dispatch-Import | EmissionsCost | 0 | [6 empty] | 0.96154 | 0
LCP_Inputs_ON_Electric_Howarth_2023_05_05 | 2021 | CH4 Import - WC 2020 | Import | Methane | ON | Dispatch-Import | FuelCost | 0 | [6 empty] | 0.96154 | 0
LCP_Inputs_ON_Electric_Howarth_2023_05_05 | 2021 | CH4 Import - WC 2020 | Import | Methane | ON | Dispatch-Import | VOM | 0 | [6 empty] | 0.96154 | 0
LCP_Inputs_ON_Electric_Howarth_2023_05_05 | 2021 | CH4 Import - WC 2020 | Import | Methane | PJ | Dispatch-Import | EmissionsCost | 0 | [6 empty] | 0.96154 | 0
LCP_Inputs_ON_Electric_Howarth_2023_05_05 | 2021 | CH4 Import - WC 2020 | Import | Methane | PJ | Dispatch-Import | FuelCost | 0 | [6 empty] | 0.96154 | 0
LCP_Inputs_ON_Electric_Howarth_2023_05_05 | 2021 | CH4 Import - WC 2020 | Import | Methane | PJ | Dispatch-Import | VOM | 0 | [6 empty] | 0.96154 | 0
LCP_Inputs_ON_Electric_Howarth_2023_05_05 | 2021 | CH4 Import - WC 2020 | Import | Methane | QC | Dispatch-Import | EmissionsCost | 0 | [6 empty] | 0.96154 | 0
LCP_Inputs_ON_Electric_Howarth_2023_05_05 | 2021 | CH4 Import - WC 2020 | Import | Methane | QC | Dispatch-Import | FuelCost | 0 | [6 empty] | 0.96154 | 0
LCP_Inputs_ON_Electric_Howarth_2023_05_05 | 2021 | CH4 Import - WC 2020 | Import | Methane | QC | Dispatch-Import | VOM | 0 | [6 empty] | 0.96154 | 0
LCP_Inputs_ON_Electric_Howarth_2023_05_05 | 2021 | CH4 Import - WC 2020 | Import | Methane | WC | Dispatch-Import | EmissionsCost | 1306945408.6229 | [6 empty] | 0.96154 | 1256678277.522
LCP_Inputs_ON_Electric_Howarth_2023_05_05 | 2021 | CH4 Import - WC 2020 | Import | Methane | WC | Dispatch-Import | FuelCost | 1887630761.6486 | [6 empty] | 0.96154 | 1815029578.5083
LCP_Inputs_ON_Electric_Howarth_2023_05_05 | 2021 | CH4 Import - WC 2020 | Import | Methane | WC | Dispatch-Import | VOM | 0 | [6 empty] | 0.96154 | 0
LCP_Inputs_ON_Electric_Howarth_2023_05_05 | 2021 | CH4 Import - WC 2030 | Import | Methane | MI | Dispatch-Import | EmissionsCost | 0 | [6 empty] | 0.96154 | 0
LCP_Inputs_ON_Electric_Howarth_2023_05_05 | 2021 | CH4 Import - WC 2030 | Import | Methane | MI | Dispatch-Import | FuelCost | 0 | [6 empty] | 0.96154 | 0
LCP_Inputs_ON_Electric_Howarth_2023_05_05 | 2021 | CH4 Import - WC 2030 | Import | Methane | MI | Dispatch-Import | VOM | 0 | [6 empty] | 0.96154 | 0
LCP_Inputs_ON_Electric_Howarth_2023_05_05 | 2021 | CH4 Import - WC 2030 | Import | Methane | NY | Dispatch-Import | EmissionsCost | 0 | [6 empty] | 0.96154 | 0
LCP_Inputs_ON_Electric_Howarth_2023_05_05 | 2021 | CH4 Import - WC 2030 | Import | Methane | NY | Dispatch-Import | FuelCost | 0 | [6 empty] | 0.96154 | 0
LCP_Inputs_ON_Electric_Howarth_2023_05_05 | 2021 | CH4 Import - WC 2030 | Import | Methane | NY | Dispatch-Import | VOM | 0 | [6 empty] | 0.96154 | 0
LCP_Inputs_ON_Electric_Howarth_2023_05_05 | 2021 | CH4 Import - WC 2030 | Import | Methane | ON | Dispatch-Import | EmissionsCost | 0 | [6 empty] | 0.96154 | 0
LCP_Inputs_ON_Electric_Howarth_2023_05_05 | 2021 | CH4 Import - WC 2030 | Import | Methane | ON | Dispatch-Import | FuelCost | 0 | [6 empty] | 0.96154 | 0
LCP_Inputs_ON_Electric_Howarth_2023_05_05 | 2021 | CH4 Import - WC 2030 | Import | Methane | ON | Dispatch-Import | VOM | 0 | [6 empty] | 0.96154 | 0
LCP_Inputs_ON_Electric_Howarth_2023_05_05 | 2021 | CH4 Import - WC 2030 | Import | Methane | PJ | Dispatch-Import | EmissionsCost | 0 | [6 empty] | 0.96154 | 0
LCP_Inputs_ON_Electric_Howarth_2023_05_05 | 2021 | CH4 Import - WC 2030 | Import | Methane | PJ | Dispatch-Import | FuelCost | 0 | [6 empty] | 0.96154 | 0
LCP_Inputs_ON_Electric_Howarth_2023_05_05 | 2021 | CH4 Import - WC 2030 | Import | Methane | PJ | Dispatch-Import | VOM | 0 | [6 empty] | 0.96154 | 0
LCP_Inputs_ON_Electric_Howarth_2023_05_05 | 2021 | CH4 Import - WC 2030 | Import | Methane | QC | Dispatch-Import | EmissionsCost | 0 | [6 empty] | 0.96154 | 0
LCP_Inputs_ON_Electric_Howarth_2023_05_05 | 2021 | CH4 Import - WC 2030 | Import | Methane | QC | Dispatch-Import | FuelCost | 0 | [6 empty] | 0.96154 | 0
LCP_Inputs_ON_Electric_Howarth_2023_05_05 | 2021 | CH4 Import - WC 2030 | Import | Methane | QC | Dispatch-Import | VOM | 0 | [6 empty] | 0.96154 | 0
LCP_Inputs_ON_Electric_Howarth_2023_05_05 | 2021 | CH4 Import - WC 2030 | Import | Methane | WC | Dispatch-Import | EmissionsCost | 0 | [6 empty] | 0.96154 | 0
LCP_Inputs_ON_Electric_Howarth_2023_05_05 | 2021 | CH4 Import - WC 2030 | Import | Methane | WC | Dispatch-Import | FuelCost | 0 | [6 empty] | 0.96154 | 0
LCP_Inputs_ON_Electric_Howarth_2023_05_05 | 2021 | CH4 Import - WC 2030 | Import | Methane | WC | Dispatch-Import | VOM | 0 | [6 empty] | 0.96154 | 0
LCP_Inputs_ON_Electric_Howarth_2023_05_05 | 2021 | CH4 Import - WC 2040 | Import | Methane | MI | Dispatch-Import | EmissionsCost | 0 | [6 empty] | 0.96154 | 0
LCP_Inputs_ON_Electric_Howarth_2023_05_05 | 2021 | CH4 Import - WC 2040 | Import | Methane | MI | Dispatch-Import | FuelCost | 0 | [6 empty] | 0.96154 | 0
LCP_Inputs_ON_Electric_Howarth_2023_05_05 | 2021 | CH4 Import - WC 2040 | Import | Methane | MI | Dispatch-Import | VOM | 0 | [6 empty] | 0.96154 | 0
LCP_Inputs_ON_Electric_Howarth_2023_05_05 | 2021 | CH4 Import - WC 2040 | Import | Methane | NY | Dispatch-Import | EmissionsCost | 0 | [6 empty] | 0.96154 | 0
LCP_Inputs_ON_Electric_Howarth_2023_05_05 | 2021 | CH4 Import - WC 2040 | Import | Methane | NY | Dispatch-Import | FuelCost | 0 | [6 empty] | 0.96154 | 0
LCP_Inputs_ON_Electric_Howarth_2023_05_05 | 2021 | CH4 Import - WC 2040 | Import | Methane | NY | Dispatch-Import | VOM | 0 | [6 empty] | 0.96154 | 0
LCP_Inputs_ON_Electric_Howarth_2023_05_05 | 2021 | CH4 Import - WC 2040 | Import | Methane | ON | Dispatch-Import | EmissionsCost | 0 | [6 empty] | 0.96154 | 0
LCP_Inputs_ON_Electric_Howarth_2023_05_05 | 2021 | CH4 Import - WC 2040 | Import | Methane | ON | Dispatch-Import | FuelCost | 0 | [6 empty] | 0.96154 | 0
LCP_Inputs_ON_Electric_Howarth_2023_05_05 | 2021 | CH4 Import - WC 2040 | Import | Methane | ON | Dispatch-Import | VOM | 0 | [6 empty] | 0.96154 | 0
LCP_Inputs_ON_Electric_Howarth_2023_05_05 | 2021 | CH4 Import - WC 2040 | Import | Methane | PJ | Dispatch-Import | EmissionsCost | 0 | [6 empty] | 0.96154 | 0
LCP_Inputs_ON_Electric_Howarth_2023_05_05 | 2021 | CH4 Import - WC 2040 | Import | Methane | PJ | Dispatch-Import | FuelCost | 0 | [6 empty] | 0.96154 | 0
LCP_Inputs_ON_Electric_Howarth_2023_05_05 | 2021 | CH4 Import - WC 2040 | Import | Methane | PJ | Dispatch-Import | VOM | 0 | [6 empty] | 0.96154 | 0
LCP_Inputs_ON_Electric_Howarth_2023_05_05 | 2021 | CH4 Import - WC 2040 | Import | Methane | QC | Dispatch-Import | EmissionsCost | 0 | [6 empty] | 0.96154 | 0
LCP_Inputs_ON_Electric_Howarth_2023_05_05 | 2021 | CH4 Import - WC 2040 | Import | Methane | QC | Dispatch-Import | FuelCost | 0 | [6 empty] | 0.96154 | 0
LCP_Inputs_ON_Electric_Howarth_2023_05_05 | 2021 | CH4 Import - WC 2040 | Import | Methane | QC | Dispatch-Import | VOM | 0 | [6 empty] | 0.96154 | 0
LCP_Inputs_ON_Electric_Howarth_2023_05_05 | 2021 | CH4 Import - WC 2040 | Import | Methane | WC | Dispatch-Import | EmissionsCost | 0 | [6 empty] | 0.96154 | 0
LCP_Inputs_ON_Electric_Howarth_2023_05_05 | 2021 | CH4 Import - WC 2040 | Import | Methane | WC | Dispatch-Import | FuelCost | 0 | [6 empty] | 0.96154 | 0
LCP_Inputs_ON_Electric_Howarth_2023_05_05 | 2021 | CH4 Import - WC 2040 | Import | Methane | WC | Dispatch-Import | VOM | 0 | [6 empty] | 0.96154 | 0
LCP_Inputs_ON_Electric_Howarth_2023_05_05 | 2021 | CH4 Import - WC 2050 | Import | Methane | MI | Dispatch-Import | EmissionsCost | 0 | [6 empty] | 0.96154 | 0
LCP_Inputs_ON_Electric_Howarth_2023_05_05 | 2021 | CH4 Import - WC 2050 | Import | Methane | MI | Dispatch-Import | FuelCost | 0 | [6 empty] | 0.96154 | 0
LCP_Inputs_ON_Electric_Howarth_2023_05_05 | 2021 | CH4 Import - WC 2050 | Import | Methane | MI | Dispatch-Import | VOM | 0 | [6 empty] | 0.96154 | 0
LCP_Inputs_ON_Electric_Howarth_2023_05_05 | 2021 | CH4 Import - WC 2050 | Import | Methane | NY | Dispatch-Import | EmissionsCost | 0 | [6 empty] | 0.96154 | 0
LCP_Inputs_ON_Electric_Howarth_2023_05_05 | 2021 | CH4 Import - WC 2050 | Import | Methane | NY | Dispatch-Import | FuelCost | 0 | [6 empty] | 0.96154 | 0
LCP_Inputs_ON_Electric_Howarth_2023_05_05 | 2021 | CH4 Import - WC 2050 | Import | Methane | NY | Dispatch-Import | VOM | 0 | [6 empty] | 0.96154 | 0
LCP_Inputs_ON_Electric_Howarth_2023_05_05 | 2021 | CH4 Import - WC 2050 | Import | Methane | ON | Dispatch-Import | EmissionsCost | 0 | [6 empty] | 0.96154 | 0
LCP_Inputs_ON_Electric_Howarth_2023_05_05 | 2021 | CH4 Import - WC 2050 | Import | Methane | ON | Dispatch-Import | FuelCost | 0 | [6 empty] | 0.96154 | 0
LCP_Inputs_ON_Electric_Howarth_2023_05_05 | 2021 | CH4 Import - WC 2050 | Import | Methane | ON | Dispatch-Import | VOM | 0 | [6 empty] | 0.96154 | 0
LCP_Inputs_ON_Electric_Howarth_2023_05_05 | 2021 | CH4 Import - WC 2050 | Import | Methane | PJ | Dispatch-Import | EmissionsCost | 0 | [6 empty] | 0.96154 | 0
LCP_Inputs_ON_Electric_Howarth_2023_05_05 | 2021 | CH4 Import - WC 2050 | Import | Methane | PJ | Dispatch-Import | FuelCost | 0 | [6 empty] | 0.96154 | 0
LCP_Inputs_ON_Electric_Howarth_2023_05_05 | 2021 | CH4 Import - WC 2050 | Import | Methane | PJ | Dispatch-Import | VOM | 0 | [6 empty] | 0.96154 | 0
LCP_Inputs_ON_Electric_Howarth_2023_05_05 | 2021 | CH4 Import - WC 2050 | Import | Methane | QC | Dispatch-Import | EmissionsCost | 0 | [6 empty] | 0.96154 | 0
LCP_Inputs_ON_Electric_Howarth_2023_05_05 | 2021 | CH4 Import - WC 2050 | Import | Methane | QC | Dispatch-Import | FuelCost | 0 | [6 empty] | 0.96154 | 0
LCP_Inputs_ON_Electric_Howarth_2023_05_05 | 2021 | CH4 Import - WC 2050 | Import | Methane | QC | Dispatch-Import | VOM | 0 | [6 empty] | 0.96154 | 0
LCP_Inputs_ON_Electric_Howarth_2023_05_05 | 2021 | CH4 Import - WC 2050 | Import | Methane | WC | Dispatch-Import | EmissionsCost | 0 | [6 empty] | 0.96154 | 0
LCP_Inputs_ON_Electric_Howarth_2023_05_05 | 2021 | CH4 Import - WC 2050 | Import | Methane | WC | Dispatch-Import | FuelCost | 0 | [6 empty] | 0.96154 | 0
LCP_Inputs_ON_Electric_Howarth_2023_05_05 | 2021 | CH4 Import - WC 2050 | Import | Methane | WC | Dispatch-Import | VOM | 0 | [6 empty] | 0.96154 | 0
LCP_Inputs_ON_Electric_Howarth_2023_05_05 | 2021 | CH4 Salt Cavern Storage - ON | Storage | Methane | MI | Dispatch-Storage | EmissionsCost | 0 | [6 empty] | 0.96154 | 0
LCP_Inputs_ON_Electric_Howarth_2023_05_05 | 2021 | CH4 Salt Cavern Storage - ON | Storage | Methane | MI | Dispatch-Storage | FuelCost | 0 | [6 empty] | 0.96154 | 0
LCP_Inputs_ON_Electric_Howarth_2023_05_05 | 2021 | CH4 Salt Cavern Storage - ON | Storage | Methane | MI | Dispatch-Storage | VOM | 0 | [6 empty] | 0.96154 | 0
LCP_Inputs_ON_Electric_Howarth_2023_05_05 | 2021 | CH4 Salt Cavern Storage - ON | Storage | Methane | NY | Dispatch-Storage | EmissionsCost | 0 | [6 empty] | 0.96154 | 0
LCP_Inputs_ON_Electric_Howarth_2023_05_05 | 2021 | CH4 Salt Cavern Storage - ON | Storage | Methane | NY | Dispatch-Storage | FuelCost | 0 | [6 empty] | 0.96154 | 0
LCP_Inputs_ON_Electric_Howarth_2023_05_05 | 2021 | CH4 Salt Cavern Storage - ON | Storage | Methane | NY | Dispatch-Storage | VOM | 0 | [6 empty] | 0.96154 | 0
LCP_Inputs_ON_Electric_Howarth_2023_05_05 | 2021 | CH4 Salt Cavern Storage - ON | Storage | Methane | ON | Dispatch-Storage | EmissionsCost | 0 | [6 empty] | 0.96154 | 0
LCP_Inputs_ON_Electric_Howarth_2023_05_05 | 2021 | CH4 Salt Cavern Storage - ON | Storage | Methane | ON | Dispatch-Storage | FuelCost | 0 | [6 empty] | 0.96154 | 0
LCP_Inputs_ON_Electric_Howarth_2023_05_05 | 2021 | CH4 Salt Cavern Storage - ON | Storage | Methane | ON | Dispatch-Storage | VOM | 691417.653 | [6 empty] | 0.96154 | 664824.6664
LCP_Inputs_ON_Electric_Howarth_2023_05_05 | 2021 | CH4 Salt Cavern Storage - ON | Storage | Methane | PJ | Dispatch-Storage | EmissionsCost | 0 | [6 empty] | 0.96154 | 0
LCP_Inputs_ON_Electric_Howarth_2023_05_05 | 2021 | CH4 Salt Cavern Storage - ON | Storage | Methane | PJ | Dispatch-Storage | FuelCost | 0 | [6 empty] | 0.96154 | 0
LCP_Inputs_ON_Electric_Howarth_2023_05_05 | 2021 | CH4 Salt Cavern Storage - ON | Storage | Methane | PJ | Dispatch-Storage | VOM | 0 | [6 empty] | 0.96154 | 0
LCP_Inputs_ON_Electric_Howarth_2023_05_05 | 2021 | CH4 Salt Cavern Storage - ON | Storage | Methane | QC | Dispatch-Storage | EmissionsCost | 0 | [6 empty] | 0.96154 | 0
LCP_Inputs_ON_Electric_Howarth_2023_05_05 | 2021 | CH4 Salt Cavern Storage - ON | Storage | Methane | QC | Dispatch-Storage | FuelCost | 0 | [6 empty] | 0.96154 | 0
LCP_Inputs_ON_Electric_Howarth_2023_05_05 | 2021 | CH4 Salt Cavern Storage - ON | Storage | Methane | QC | Dispatch-Storage | VOM | 0 | [6 empty] | 0.96154 | 0
LCP_Inputs_ON_Electric_Howarth_2023_05_05 | 2021 | CH4 Salt Cavern Storage - ON | Storage | Methane | WC | Dispatch-Storage | EmissionsCost | 0 | [6 empty] | 0.96154 | 0
LCP_Inputs_ON_Electric_Howarth_2023_05_05 | 2021 | CH4 Salt Cavern Storage - ON | Storage | Methane | WC | Dispatch-Storage | FuelCost | 0 | [6 empty] | 0.96154 | 0
LCP_Inputs_ON_Electric_Howarth_2023_05_05 | 2021 | CH4 Salt Cavern Storage - ON | Storage | Methane | WC | Dispatch-Storage | VOM | 0 | [6 empty] | 0.96154 | 0
LCP_Inputs_ON_Electric_Howarth_2023_05_05 | 2021 | Electrolyser 2020/2030 | Crossload | Hydrogen | MI | Dispatch-Crossload | EmissionsCost | 0 | [6 empty] | 0.96154 | 0
LCP_Inputs_ON_Electric_Howarth_2023_05_05 | 2021 | Electrolyser 2020/2030 | Crossload | Hydrogen | MI | Dispatch-Crossload | FuelCost | 0 | [6 empty] | 0.96154 | 0
LCP_Inputs_ON_Electric_Howarth_2023_05_05 | 2021 | Electrolyser 2020/2030 | Crossload | Hydrogen | MI | Dispatch-Crossload | VOM | 0 | [6 empty] | 0.96154 | 0
LCP_Inputs_ON_Electric_Howarth_2023_05_05 | 2021 | Electrolyser 2020/2030 | Crossload | Hydrogen | NY | Dispatch-Crossload | EmissionsCost | 0 | [6 empty] | 0.96154 | 0
LCP_Inputs_ON_Electric_Howarth_2023_05_05 | 2021 | Electrolyser 2020/2030 | Crossload | Hydrogen | NY | Dispatch-Crossload | FuelCost | 0 | [6 empty] | 0.96154 | 0
LCP_Inputs_ON_Electric_Howarth_2023_05_05 | 2021 | Electrolyser 2020/2030 | Crossload | Hydrogen | NY | Dispatch-Crossload | VOM | 0 | [6 empty] | 0.96154 | 0
LCP_Inputs_ON_Electric_Howarth_2023_05_05 | 2021 | Electrolyser 2020/2030 | Crossload | Hydrogen | ON | Dispatch-Crossload | EmissionsCost | 0 | [6 empty] | 0.96154 | 0
LCP_Inputs_ON_Electric_Howarth_2023_05_05 | 2021 | Electrolyser 2020/2030 | Crossload | Hydrogen | ON | Dispatch-Crossload | FuelCost | 0 | [6 empty] | 0.96154 | 0
LCP_Inputs_ON_Electric_Howarth_2023_05_05 | 2021 | Electrolyser 2020/2030 | Crossload | Hydrogen | ON | Dispatch-Crossload | VOM | 0 | [6 empty] | 0.96154 | 0
LCP_Inputs_ON_Electric_Howarth_2023_05_05 | 2021 | Electrolyser 2020/2030 | Crossload | Hydrogen | PJ | Dispatch-Crossload | EmissionsCost | 0 | [6 empty] | 0.96154 | 0
LCP_Inputs_ON_Electric_Howarth_2023_05_05 | 2021 | Electrolyser 2020/2030 | Crossload | Hydrogen | PJ | Dispatch-Crossload | FuelCost | 0 | [6 empty] | 0.96154 | 0
LCP_Inputs_ON_Electric_Howarth_2023_05_05 | 2021 | Electrolyser 2020/2030 | Crossload | Hydrogen | PJ | Dispatch-Crossload | VOM | 0 | [6 empty] | 0.96154 | 0
LCP_Inputs_ON_Electric_Howarth_2023_05_05 | 2021 | Electrolyser 2020/2030 | Crossload | Hydrogen | QC | Dispatch-Crossload | EmissionsCost | 0 | [6 empty] | 0.96154 | 0
LCP_Inputs_ON_Electric_Howarth_2023_05_05 | 2021 | Electrolyser 2020/2030 | Crossload | Hydrogen | QC | Dispatch-Crossload | FuelCost | 0 | [6 empty] | 0.96154 | 0
LCP_Inputs_ON_Electric_Howarth_2023_05_05 | 2021 | Electrolyser 2020/2030 | Crossload | Hydrogen | QC | Dispatch-Crossload | VOM | 0 | [6 empty] | 0.96154 | 0
LCP_Inputs_ON_Electric_Howarth_2023_05_05 | 2021 | Electrolyser 2020/2030 | Crossload | Hydrogen | WC | Dispatch-Crossload | EmissionsCost | 0 | [6 empty] | 0.96154 | 0
LCP_Inputs_ON_Electric_Howarth_2023_05_05 | 2021 | Electrolyser 2020/2030 | Crossload | Hydrogen | WC | Dispatch-Crossload | FuelCost | 0 | [6 empty] | 0.96154 | 0
LCP_Inputs_ON_Electric_Howarth_2023_05_05 | 2021 | Electrolyser 2020/2030 | Crossload | Hydrogen | WC | Dispatch-Crossload | VOM | 0 | [6 empty] | 0.96154 | 0
LCP_Inputs_ON_Electric_Howarth_2023_05_05 | 2021 | Electrolyser 2040 | Crossload | Hydrogen | MI | Dispatch-Crossload | EmissionsCost | 0 | [6 empty] | 0.96154 | 0
LCP_Inputs_ON_Electric_Howarth_2023_05_05 | 2021 | Electrolyser 2040 | Crossload | Hydrogen | MI | Dispatch-Crossload | FuelCost | 0 | [6 empty] | 0.96154 | 0
LCP_Inputs_ON_Electric_Howarth_2023_05_05 | 2021 | Electrolyser 2040 | Crossload | Hydrogen | MI | Dispatch-Crossload | VOM | 0 | [6 empty] | 0.96154 | 0
LCP_Inputs_ON_Electric_Howarth_2023_05_05 | 2021 | Electrolyser 2040 | Crossload | Hydrogen | NY | Dispatch-Crossload | EmissionsCost | 0 | [6 empty] | 0.96154 | 0
LCP_Inputs_ON_Electric_Howarth_2023_05_05 | 2021 | Electrolyser 2040 | Crossload | Hydrogen | NY | Dispatch-Crossload | FuelCost | 0 | [6 empty] | 0.96154 | 0
LCP_Inputs_ON_Electric_Howarth_2023_05_05 | 2021 | Electrolyser 2040 | Crossload | Hydrogen | NY | Dispatch-Crossload | VOM | 0 | [6 empty] | 0.96154 | 0
LCP_Inputs_ON_Electric_Howarth_2023_05_05 | 2021 | Electrolyser 2040 | Crossload | Hydrogen | ON | Dispatch-Crossload | EmissionsCost | 0 | [6 empty] | 0.96154 | 0
LCP_Inputs_ON_Electric_Howarth_2023_05_05 | 2021 | Electrolyser 2040 | Crossload | Hydrogen | ON | Dispatch-Crossload | FuelCost | 0 | [6 empty] | 0.96154 | 0
LCP_Inputs_ON_Electric_Howarth_2023_05_05 | 2021 | Electrolyser 2040 | Crossload | Hydrogen | ON | Dispatch-Crossload | VOM | 0 | [6 empty] | 0.96154 | 0
LCP_Inputs_ON_Electric_Howarth_2023_05_05 | 2021 | Electrolyser 2040 | Crossload | Hydrogen | PJ | Dispatch-Crossload | EmissionsCost | 0 | [6 empty] | 0.96154 | 0
LCP_Inputs_ON_Electric_Howarth_2023_05_05 | 2021 | Electrolyser 2040 | Crossload | Hydrogen | PJ | Dispatch-Crossload | FuelCost | 0 | [6 empty] | 0.96154 | 0
LCP_Inputs_ON_Electric_Howarth_2023_05_05 | 2021 | Electrolyser 2040 | Crossload | Hydrogen | PJ | Dispatch-Crossload | VOM | 0 | [6 empty] | 0.96154 | 0
LCP_Inputs_ON_Electric_Howarth_2023_05_05 | 2021 | Electrolyser 2040 | Crossload | Hydrogen | QC | Dispatch-Crossload | EmissionsCost | 0 | [6 empty] | 0.96154 | 0
LCP_Inputs_ON_Electric_Howarth_2023_05_05 | 2021 | Electrolyser 2040 | Crossload | Hydrogen | QC | Dispatch-Crossload | FuelCost | 0 | [6 empty] | 0.96154 | 0
LCP_Inputs_ON_Electric_Howarth_2023_05_05 | 2021 | Electrolyser 2040 | Crossload | Hydrogen | QC | Dispatch-Crossload | VOM | 0 | [6 empty] | 0.96154 | 0
LCP_Inputs_ON_Electric_Howarth_2023_05_05 | 2021 | Electrolyser 2040 | Crossload | Hydrogen | WC | Dispatch-Crossload | EmissionsCost | 0 | [6 empty] | 0.96154 | 0
LCP_Inputs_ON_Electric_Howarth_2023_05_05 | 2021 | Electrolyser 2040 | Crossload | Hydrogen | WC | Dispatch-Crossload | FuelCost | 0 | [6 empty] | 0.96154 | 0
LCP_Inputs_ON_Electric_Howarth_2023_05_05 | 2021 | Electrolyser 2040 | Crossload | Hydrogen | WC | Dispatch-Crossload | VOM | 0 | [6 empty] | 0.96154 | 0
LCP_Inputs_ON_Electric_Howarth_2023_05_05 | 2021 | Electrolyser 2050 | Crossload | Hydrogen | MI | Dispatch-Crossload | EmissionsCost | 0 | [6 empty] | 0.96154 | 0
LCP_Inputs_ON_Electric_Howarth_2023_05_05 | 2021 | Electrolyser 2050 | Crossload | Hydrogen | MI | Dispatch-Crossload | FuelCost | 0 | [6 empty] | 0.96154 | 0
LCP_Inputs_ON_Electric_Howarth_2023_05_05 | 2021 | Electrolyser 2050 | Crossload | Hydrogen | MI | Dispatch-Crossload | VOM | 0 | [6 empty] | 0.96154 | 0
LCP_Inputs_ON_Electric_Howarth_2023_05_05 | 2021 | Electrolyser 2050 | Crossload | Hydrogen | NY | Dispatch-Crossload | EmissionsCost | 0 | [6 empty] | 0.96154 | 0
LCP_Inputs_ON_Electric_Howarth_2023_05_05 | 2021 | Electrolyser 2050 | Crossload | Hydrogen | NY | Dispatch-Crossload | FuelCost | 0 | [6 empty] | 0.96154 | 0
LCP_Inputs_ON_Electric_Howarth_2023_05_05 | 2021 | Electrolyser 2050 | Crossload | Hydrogen | NY | Dispatch-Crossload | VOM | 0 | [6 empty] | 0.96154 | 0
LCP_Inputs_ON_Electric_Howarth_2023_05_05 | 2021 | Electrolyser 2050 | Crossload | Hydrogen | ON | Dispatch-Crossload | EmissionsCost | 0 | [6 empty] | 0.96154 | 0
LCP_Inputs_ON_Electric_Howarth_2023_05_05 | 2021 | Electrolyser 2050 | Crossload | Hydrogen | ON | Dispatch-Crossload | FuelCost | 0 | [6 empty] | 0.96154 | 0
LCP_Inputs_ON_Electric_Howarth_2023_05_05 | 2021 | Electrolyser 2050 | Crossload | Hydrogen | ON | Dispatch-Crossload | VOM | 0 | [6 empty] | 0.96154 | 0
LCP_Inputs_ON_Electric_Howarth_2023_05_05 | 2021 | Electrolyser 2050 | Crossload | Hydrogen | PJ | Dispatch-Crossload | EmissionsCost | 0 | [6 empty] | 0.96154 | 0
LCP_Inputs_ON_Electric_Howarth_2023_05_05 | 2021 | Electrolyser 2050 | Crossload | Hydrogen | PJ | Dispatch-Crossload | FuelCost | 0 | [6 empty] | 0.96154 | 0
LCP_Inputs_ON_Electric_Howarth_2023_05_05 | 2021 | Electrolyser 2050 | Crossload | Hydrogen | PJ | Dispatch-Crossload | VOM | 0 | [6 empty] | 0.96154 | 0
LCP_Inputs_ON_Electric_Howarth_2023_05_05 | 2021 | Electrolyser 2050 | Crossload | Hydrogen | QC | Dispatch-Crossload | EmissionsCost | 0 | [6 empty] | 0.96154 | 0
LCP_Inputs_ON_Electric_Howarth_2023_05_05 | 2021 | Electrolyser 2050 | Crossload | Hydrogen | QC | Dispatch-Crossload | FuelCost | 0 | [6 empty] | 0.96154 | 0
LCP_Inputs_ON_Electric_Howarth_2023_05_05 | 2021 | Electrolyser 2050 | Crossload | Hydrogen | QC | Dispatch-Crossload | VOM | 0 | [6 empty] | 0.96154 | 0
LCP_Inputs_ON_Electric_Howarth_2023_05_05 | 2021 | Electrolyser 2050 | Crossload | Hydrogen | WC | Dispatch-Crossload | EmissionsCost | 0 | [6 empty] | 0.96154 | 0
LCP_Inputs_ON_Electric_Howarth_2023_05_05 | 2021 | Electrolyser 2050 | Crossload | Hydrogen | WC | Dispatch-Crossload | FuelCost | 0 | [6 empty] | 0.96154 | 0
LCP_Inputs_ON_Electric_Howarth_2023_05_05 | 2021 | Electrolyser 2050 | Crossload | Hydrogen | WC | Dispatch-Crossload | VOM | 0 | [6 empty] | 0.96154 | 0
LCP_Inputs_ON_Electric_Howarth_2023_05_05 | 2021 | Fossil Fuel Thermal (Coal, Peat, Oil) | Generation | Electricity | MI | Dispatch-Generation | EmissionsCost | 0 | [6 empty] | 0.96154 | 0
LCP_Inputs_ON_Electric_Howarth_2023_05_05 | 2021 | Fossil Fuel Thermal (Coal, Peat, Oil) | Generation | Electricity | MI | Dispatch-Generation | FuelCost | 0 | [6 empty] | 0.96154 | 0
LCP_Inputs_ON_Electric_Howarth_2023_05_05 | 2021 | Fossil Fuel Thermal (Coal, Peat, Oil) | Generation | Electricity | MI | Dispatch-Generation | VOM | 0 | [6 empty] | 0.96154 | 0
LCP_Inputs_ON_Electric_Howarth_2023_05_05 | 2021 | Fossil Fuel Thermal (Coal, Peat, Oil) | Generation | Electricity | NY | Dispatch-Generation | EmissionsCost | 0 | [6 empty] | 0.96154 | 0
LCP_Inputs_ON_Electric_Howarth_2023_05_05 | 2021 | Fossil Fuel Thermal (Coal, Peat, Oil) | Generation | Electricity | NY | Dispatch-Generation | FuelCost | 0 | [6 empty] | 0.96154 | 0
LCP_Inputs_ON_Electric_Howarth_2023_05_05 | 2021 | Fossil Fuel Thermal (Coal, Peat, Oil) | Generation | Electricity | NY | Dispatch-Generation | VOM | 0 | [6 empty] | 0.96154 | 0
LCP_Inputs_ON_Electric_Howarth_2023_05_05 | 2021 | Fossil Fuel Thermal (Coal, Peat, Oil) | Generation | Electricity | ON | Dispatch-Generation | EmissionsCost | 0 | [6 empty] | 0.96154 | 0
LCP_Inputs_ON_Electric_Howarth_2023_05_05 | 2021 | Fossil Fuel Thermal (Coal, Peat, Oil) | Generation | Electricity | ON | Dispatch-Generation | FuelCost | 0 | [6 empty] | 0.96154 | 0
LCP_Inputs_ON_Electric_Howarth_2023_05_05 | 2021 | Fossil Fuel Thermal (Coal, Peat, Oil) | Generation | Electricity | ON | Dispatch-Generation | VOM | 0 | [6 empty] | 0.96154 | 0
LCP_Inputs_ON_Electric_Howarth_2023_05_05 | 2021 | Fossil Fuel Thermal (Coal, Peat, Oil) | Generation | Electricity | PJ | Dispatch-Generation | EmissionsCost | 0 | [6 empty] | 0.96154 | 0
LCP_Inputs_ON_Electric_Howarth_2023_05_05 | 2021 | Fossil Fuel Thermal (Coal, Peat, Oil) | Generation | Electricity | PJ | Dispatch-Generation | FuelCost | 0 | [6 empty] | 0.96154 | 0
LCP_Inputs_ON_Electric_Howarth_2023_05_05 | 2021 | Fossil Fuel Thermal (Coal, Peat, Oil) | Generation | Electricity | PJ | Dispatch-Generation | VOM | 0 | [6 empty] | 0.96154 | 0
LCP_Inputs_ON_Electric_Howarth_2023_05_05 | 2021 | Fossil Fuel Thermal (Coal, Peat, Oil) | Generation | Electricity | QC | Dispatch-Generation | EmissionsCost | 0 | [6 empty] | 0.96154 | 0
LCP_Inputs_ON_Electric_Howarth_2023_05_05 | 2021 | Fossil Fuel Thermal (Coal, Peat, Oil) | Generation | Electricity | QC | Dispatch-Generation | FuelCost | 0 | [6 empty] | 0.96154 | 0
LCP_Inputs_ON_Electric_Howarth_2023_05_05 | 2021 | Fossil Fuel Thermal (Coal, Peat, Oil) | Generation | Electricity | QC | Dispatch-Generation | VOM | 0 | [6 empty] | 0.96154 | 0
LCP_Inputs_ON_Electric_Howarth_2023_05_05 | 2021 | Fossil Fuel Thermal (Coal, Peat, Oil) | Generation | Electricity | WC | Dispatch-Generation | EmissionsCost | 0 | [6 empty] | 0.96154 | 0
LCP_Inputs_ON_Electric_Howarth_2023_05_05 | 2021 | Fossil Fuel Thermal (Coal, Peat, Oil) | Generation | Electricity | WC | Dispatch-Generation | FuelCost | 0 | [6 empty] | 0.96154 | 0
LCP_Inputs_ON_Electric_Howarth_2023_05_05 | 2021 | Fossil Fuel Thermal (Coal, Peat, Oil) | Generation | Electricity | WC | Dispatch-Generation | VOM | 0 | [6 empty] | 0.96154 | 0
LCP_Inputs_ON_Electric_Howarth_2023_05_05 | 2021 | Generic - Generator | Generation | Electricity | MI | Dispatch-Generation | EmissionsCost | 0 | [6 empty] | 0.96154 | 0
LCP_Inputs_ON_Electric_Howarth_2023_05_05 | 2021 | Generic - Generator | Generation | Electricity | MI | Dispatch-Generation | FuelCost | 3915156012.6892 | [6 empty] | 0.96154 | 3764573089.1242
LCP_Inputs_ON_Electric_Howarth_2023_05_05 | 2021 | Generic - Generator | Generation | Electricity | MI | Dispatch-Generation | VOM | 405055337.0793 | [6 empty] | 0.96154 | 389476285.6531
LCP_Inputs_ON_Electric_Howarth_2023_05_05 | 2021 | Generic - Generator | Generation | Electricity | NY | Dispatch-Generation | EmissionsCost | 0 | [6 empty] | 0.96154 | 0
LCP_Inputs_ON_Electric_Howarth_2023_05_05 | 2021 | Generic - Generator | Generation | Electricity | NY | Dispatch-Generation | FuelCost | 1632281015.876 | [6 empty] | 0.96154 | 1569500976.8038
LCP_Inputs_ON_Electric_Howarth_2023_05_05 | 2021 | Generic - Generator | Generation | Electricity | NY | Dispatch-Generation | VOM | 168872998.9178 | [6 empty] | 0.96154 | 162377883.5748
LCP_Inputs_ON_Electric_Howarth_2023_05_05 | 2021 | Generic - Generator | Generation | Electricity | ON | Dispatch-Generation | EmissionsCost | 0 | [6 empty] | 0.96154 | 0
LCP_Inputs_ON_Electric_Howarth_2023_05_05 | 2021 | Generic - Generator | Generation | Electricity | ON | Dispatch-Generation | FuelCost | 0 | [6 empty] | 0.96154 | 0
LCP_Inputs_ON_Electric_Howarth_2023_05_05 | 2021 | Generic - Generator | Generation | Electricity | ON | Dispatch-Generation | VOM | 0 | [6 empty] | 0.96154 | 0
LCP_Inputs_ON_Electric_Howarth_2023_05_05 | 2021 | Generic - Generator | Generation | Electricity | PJ | Dispatch-Generation | EmissionsCost | 0 | [6 empty] | 0.96154 | 0
LCP_Inputs_ON_Electric_Howarth_2023_05_05 | 2021 | Generic - Generator | Generation | Electricity | PJ | Dispatch-Generation | FuelCost | 14422259590.9655 | [6 empty] | 0.96154 | 13867557299.0053
LCP_Inputs_ON_Electric_Howarth_2023_05_05 | 2021 | Generic - Generator | Generation | Electricity | PJ | Dispatch-Generation | VOM | 1492102281.7812 | [6 empty] | 0.96154 | 1434713732.482
LCP_Inputs_ON_Electric_Howarth_2023_05_05 | 2021 | Generic - Generator | Generation | Electricity | QC | Dispatch-Generation | EmissionsCost | 0 | [6 empty] | 0.96154 | 0
LCP_Inputs_ON_Electric_Howarth_2023_05_05 | 2021 | Generic - Generator | Generation | Electricity | QC | Dispatch-Generation | FuelCost | 0 | [6 empty] | 0.96154 | 0
LCP_Inputs_ON_Electric_Howarth_2023_05_05 | 2021 | Generic - Generator | Generation | Electricity | QC | Dispatch-Generation | VOM | 0 | [6 empty] | 0.96154 | 0
LCP_Inputs_ON_Electric_Howarth_2023_05_05 | 2021 | Generic - Generator | Generation | Electricity | WC | Dispatch-Generation | EmissionsCost | 0 | [6 empty] | 0.96154 | 0
LCP_Inputs_ON_Electric_Howarth_2023_05_05 | 2021 | Generic - Generator | Generation | Electricity | WC | Dispatch-Generation | FuelCost | 1069473.0011 | [6 empty] | 0.96154 | 1028339.4241
LCP_Inputs_ON_Electric_Howarth_2023_05_05 | 2021 | Generic - Generator | Generation | Electricity | WC | Dispatch-Generation | VOM | 110645.8454 | [6 empty] | 0.96154 | 106390.236
LCP_Inputs_ON_Electric_Howarth_2023_05_05 | 2021 | H2 Import - QC | Import | Hydrogen | MI | Dispatch-Import | EmissionsCost | 0 | [6 empty] | 0.96154 | 0
LCP_Inputs_ON_Electric_Howarth_2023_05_05 | 2021 | H2 Import - QC | Import | Hydrogen | MI | Dispatch-Import | FuelCost | 0 | [6 empty] | 0.96154 | 0
LCP_Inputs_ON_Electric_Howarth_2023_05_05 | 2021 | H2 Import - QC | Import | Hydrogen | MI | Dispatch-Import | VOM | 0 | [6 empty] | 0.96154 | 0
LCP_Inputs_ON_Electric_Howarth_2023_05_05 | 2021 | H2 Import - QC | Import | Hydrogen | NY | Dispatch-Import | EmissionsCost | 0 | [6 empty] | 0.96154 | 0
LCP_Inputs_ON_Electric_Howarth_2023_05_05 | 2021 | H2 Import - QC | Import | Hydrogen | NY | Dispatch-Import | FuelCost | 0 | [6 empty] | 0.96154 | 0
LCP_Inputs_ON_Electric_Howarth_2023_05_05 | 2021 | H2 Import - QC | Import | Hydrogen | NY | Dispatch-Import | VOM | 0 | [6 empty] | 0.96154 | 0
LCP_Inputs_ON_Electric_Howarth_2023_05_05 | 2021 | H2 Import - QC | Import | Hydrogen | ON | Dispatch-Import | EmissionsCost | 0 | [6 empty] | 0.96154 | 0
LCP_Inputs_ON_Electric_Howarth_2023_05_05 | 2021 | H2 Import - QC | Import | Hydrogen | ON | Dispatch-Import | FuelCost | 0 | [6 empty] | 0.96154 | 0
LCP_Inputs_ON_Electric_Howarth_2023_05_05 | 2021 | H2 Import - QC | Import | Hydrogen | ON | Dispatch-Import | VOM | 0 | [6 empty] | 0.96154 | 0
LCP_Inputs_ON_Electric_Howarth_2023_05_05 | 2021 | H2 Import - QC | Import | Hydrogen | PJ | Dispatch-Import | EmissionsCost | 0 | [6 empty] | 0.96154 | 0
LCP_Inputs_ON_Electric_Howarth_2023_05_05 | 2021 | H2 Import - QC | Import | Hydrogen | PJ | Dispatch-Import | FuelCost | 0 | [6 empty] | 0.96154 | 0
LCP_Inputs_ON_Electric_Howarth_2023_05_05 | 2021 | H2 Import - QC | Import | Hydrogen | PJ | Dispatch-Import | VOM | 0 | [6 empty] | 0.96154 | 0
LCP_Inputs_ON_Electric_Howarth_2023_05_05 | 2021 | H2 Import - QC | Import | Hydrogen | QC | Dispatch-Import | EmissionsCost | 0 | [6 empty] | 0.96154 | 0
LCP_Inputs_ON_Electric_Howarth_2023_05_05 | 2021 | H2 Import - QC | Import | Hydrogen | QC | Dispatch-Import | FuelCost | 0 | [6 empty] | 0.96154 | 0
LCP_Inputs_ON_Electric_Howarth_2023_05_05 | 2021 | H2 Import - QC | Import | Hydrogen | QC | Dispatch-Import | VOM | 0 | [6 empty] | 0.96154 | 0
LCP_Inputs_ON_Electric_Howarth_2023_05_05 | 2021 | H2 Import - QC | Import | Hydrogen | WC | Dispatch-Import | EmissionsCost | 0 | [6 empty] | 0.96154 | 0
LCP_Inputs_ON_Electric_Howarth_2023_05_05 | 2021 | H2 Import - QC | Import | Hydrogen | WC | Dispatch-Import | FuelCost | 0 | [6 empty] | 0.96154 | 0
LCP_Inputs_ON_Electric_Howarth_2023_05_05 | 2021 | H2 Import - QC | Import | Hydrogen | WC | Dispatch-Import | VOM | 0 | [6 empty] | 0.96154 | 0
LCP_Inputs_ON_Electric_Howarth_2023_05_05 | 2021 | H2 Import - WC | Import | Hydrogen | MI | Dispatch-Import | EmissionsCost | 0 | [6 empty] | 0.96154 | 0
LCP_Inputs_ON_Electric_Howarth_2023_05_05 | 2021 | H2 Import - WC | Import | Hydrogen | MI | Dispatch-Import | FuelCost | 0 | [6 empty] | 0.96154 | 0
LCP_Inputs_ON_Electric_Howarth_2023_05_05 | 2021 | H2 Import - WC | Import | Hydrogen | MI | Dispatch-Import | VOM | 0 | [6 empty] | 0.96154 | 0
LCP_Inputs_ON_Electric_Howarth_2023_05_05 | 2021 | H2 Import - WC | Import | Hydrogen | NY | Dispatch-Import | EmissionsCost | 0 | [6 empty] | 0.96154 | 0
LCP_Inputs_ON_Electric_Howarth_2023_05_05 | 2021 | H2 Import - WC | Import | Hydrogen | NY | Dispatch-Import | FuelCost | 0 | [6 empty] | 0.96154 | 0
LCP_Inputs_ON_Electric_Howarth_2023_05_05 | 2021 | H2 Import - WC | Import | Hydrogen | NY | Dispatch-Import | VOM | 0 | [6 empty] | 0.96154 | 0
LCP_Inputs_ON_Electric_Howarth_2023_05_05 | 2021 | H2 Import - WC | Import | Hydrogen | ON | Dispatch-Import | EmissionsCost | 0 | [6 empty] | 0.96154 | 0
LCP_Inputs_ON_Electric_Howarth_2023_05_05 | 2021 | H2 Import - WC | Import | Hydrogen | ON | Dispatch-Import | FuelCost | 0 | [6 empty] | 0.96154 | 0
LCP_Inputs_ON_Electric_Howarth_2023_05_05 | 2021 | H2 Import - WC | Import | Hydrogen | ON | Dispatch-Import | VOM | 0 | [6 empty] | 0.96154 | 0
LCP_Inputs_ON_Electric_Howarth_2023_05_05 | 2021 | H2 Import - WC | Import | Hydrogen | PJ | Dispatch-Import | EmissionsCost | 0 | [6 empty] | 0.96154 | 0
LCP_Inputs_ON_Electric_Howarth_2023_05_05 | 2021 | H2 Import - WC | Import | Hydrogen | PJ | Dispatch-Import | FuelCost | 0 | [6 empty] | 0.96154 | 0
LCP_Inputs_ON_Electric_Howarth_2023_05_05 | 2021 | H2 Import - WC | Import | Hydrogen | PJ | Dispatch-Import | VOM | 0 | [6 empty] | 0.96154 | 0
LCP_Inputs_ON_Electric_Howarth_2023_05_05 | 2021 | H2 Import - WC | Import | Hydrogen | QC | Dispatch-Import | EmissionsCost | 0 | [6 empty] | 0.96154 | 0
LCP_Inputs_ON_Electric_Howarth_2023_05_05 | 2021 | H2 Import - WC | Import | Hydrogen | QC | Dispatch-Import | FuelCost | 0 | [6 empty] | 0.96154 | 0
LCP_Inputs_ON_Electric_Howarth_2023_05_05 | 2021 | H2 Import - WC | Import | Hydrogen | QC | Dispatch-Import | VOM | 0 | [6 empty] | 0.96154 | 0
LCP_Inputs_ON_Electric_Howarth_2023_05_05 | 2021 | H2 Import - WC | Import | Hydrogen | WC | Dispatch-Import | EmissionsCost | 0 | [6 empty] | 0.96154 | 0
LCP_Inputs_ON_Electric_Howarth_2023_05_05 | 2021 | H2 Import - WC | Import | Hydrogen | WC | Dispatch-Import | FuelCost | 0 | [6 empty] | 0.96154 | 0
LCP_Inputs_ON_Electric_Howarth_2023_05_05 | 2021 | H2 Import - WC | Import | Hydrogen | WC | Dispatch-Import | VOM | 0 | [6 empty] | 0.96154 | 0
LCP_Inputs_ON_Electric_Howarth_2023_05_05 | 2021 | H2 Salt Cavern Storage - ON | Storage | Hydrogen | MI | Dispatch-Storage | EmissionsCost | 0 | [6 empty] | 0.96154 | 0
LCP_Inputs_ON_Electric_Howarth_2023_05_05 | 2021 | H2 Salt Cavern Storage - ON | Storage | Hydrogen | MI | Dispatch-Storage | FuelCost | 0 | [6 empty] | 0.96154 | 0
LCP_Inputs_ON_Electric_Howarth_2023_05_05 | 2021 | H2 Salt Cavern Storage - ON | Storage | Hydrogen | MI | Dispatch-Storage | VOM | 0 | [6 empty] | 0.96154 | 0
LCP_Inputs_ON_Electric_Howarth_2023_05_05 | 2021 | H2 Salt Cavern Storage - ON | Storage | Hydrogen | NY | Dispatch-Storage | EmissionsCost | 0 | [6 empty] | 0.96154 | 0
LCP_Inputs_ON_Electric_Howarth_2023_05_05 | 2021 | H2 Salt Cavern Storage - ON | Storage | Hydrogen | NY | Dispatch-Storage | FuelCost | 0 | [6 empty] | 0.96154 | 0
LCP_Inputs_ON_Electric_Howarth_2023_05_05 | 2021 | H2 Salt Cavern Storage - ON | Storage | Hydrogen | NY | Dispatch-Storage | VOM | 0 | [6 empty] | 0.96154 | 0
LCP_Inputs_ON_Electric_Howarth_2023_05_05 | 2021 | H2 Salt Cavern Storage - ON | Storage | Hydrogen | ON | Dispatch-Storage | EmissionsCost | 0 | [6 empty] | 0.96154 | 0
LCP_Inputs_ON_Electric_Howarth_2023_05_05 | 2021 | H2 Salt Cavern Storage - ON | Storage | Hydrogen | ON | Dispatch-Storage | FuelCost | 0 | [6 empty] | 0.96154 | 0
LCP_Inputs_ON_Electric_Howarth_2023_05_05 | 2021 | H2 Salt Cavern Storage - ON | Storage | Hydrogen | ON | Dispatch-Storage | VOM | 0 | [6 empty] | 0.96154 | 0
LCP_Inputs_ON_Electric_Howarth_2023_05_05 | 2021 | H2 Salt Cavern Storage - ON | Storage | Hydrogen | PJ | Dispatch-Storage | EmissionsCost | 0 | [6 empty] | 0.96154 | 0
LCP_Inputs_ON_Electric_Howarth_2023_05_05 | 2021 | H2 Salt Cavern Storage - ON | Storage | Hydrogen | PJ | Dispatch-Storage | FuelCost | 0 | [6 empty] | 0.96154 | 0
LCP_Inputs_ON_Electric_Howarth_2023_05_05 | 2021 | H2 Salt Cavern Storage - ON | Storage | Hydrogen | PJ | Dispatch-Storage | VOM | 0 | [6 empty] | 0.96154 | 0
LCP_Inputs_ON_Electric_Howarth_2023_05_05 | 2021 | H2 Salt Cavern Storage - ON | Storage | Hydrogen | QC | Dispatch-Storage | EmissionsCost | 0 | [6 empty] | 0.96154 | 0
LCP_Inputs_ON_Electric_Howarth_2023_05_05 | 2021 | H2 Salt Cavern Storage - ON | Storage | Hydrogen | QC | Dispatch-Storage | FuelCost | 0 | [6 empty] | 0.96154 | 0
LCP_Inputs_ON_Electric_Howarth_2023_05_05 | 2021 | H2 Salt Cavern Storage - ON | Storage | Hydrogen | QC | Dispatch-Storage | VOM | 0 | [6 empty] | 0.96154 | 0
LCP_Inputs_ON_Electric_Howarth_2023_05_05 | 2021 | H2 Salt Cavern Storage - ON | Storage | Hydrogen | WC | Dispatch-Storage | EmissionsCost | 0 | [6 empty] | 0.96154 | 0
LCP_Inputs_ON_Electric_Howarth_2023_05_05 | 2021 | H2 Salt Cavern Storage - ON | Storage | Hydrogen | WC | Dispatch-Storage | FuelCost | 0 | [6 empty] | 0.96154 | 0
LCP_Inputs_ON_Electric_Howarth_2023_05_05 | 2021 | H2 Salt Cavern Storage - ON | Storage | Hydrogen | WC | Dispatch-Storage | VOM | 0 | [6 empty] | 0.96154 | 0
LCP_Inputs_ON_Electric_Howarth_2023_05_05 | 2021 | Hydro | Generation | Electricity | MI | Dispatch-Generation | EmissionsCost | 0 | [6 empty] | 0.96154 | 0
LCP_Inputs_ON_Electric_Howarth_2023_05_05 | 2021 | Hydro | Generation | Electricity | MI | Dispatch-Generation | FuelCost | 0 | [6 empty] | 0.96154 | 0
LCP_Inputs_ON_Electric_Howarth_2023_05_05 | 2021 | Hydro | Generation | Electricity | MI | Dispatch-Generation | VOM | 0 | [6 empty] | 0.96154 | 0
LCP_Inputs_ON_Electric_Howarth_2023_05_05 | 2021 | Hydro | Generation | Electricity | NY | Dispatch-Generation | EmissionsCost | 0 | [6 empty] | 0.96154 | 0
LCP_Inputs_ON_Electric_Howarth_2023_05_05 | 2021 | Hydro | Generation | Electricity | NY | Dispatch-Generation | FuelCost | 0 | [6 empty] | 0.96154 | 0
LCP_Inputs_ON_Electric_Howarth_2023_05_05 | 2021 | Hydro | Generation | Electricity | NY | Dispatch-Generation | VOM | 0 | [6 empty] | 0.96154 | 0
LCP_Inputs_ON_Electric_Howarth_2023_05_05 | 2021 | Hydro | Generation | Electricity | ON | Dispatch-Generation | EmissionsCost | 0 | [6 empty] | 0.96154 | 0
LCP_Inputs_ON_Electric_Howarth_2023_05_05 | 2021 | Hydro | Generation | Electricity | ON | Dispatch-Generation | FuelCost | 0 | [6 empty] | 0.96154 | 0
LCP_Inputs_ON_Electric_Howarth_2023_05_05 | 2021 | Hydro | Generation | Electricity | ON | Dispatch-Generation | VOM | 0 | [6 empty] | 0.96154 | 0
LCP_Inputs_ON_Electric_Howarth_2023_05_05 | 2021 | Hydro | Generation | Electricity | PJ | Dispatch-Generation | EmissionsCost | 0 | [6 empty] | 0.96154 | 0
LCP_Inputs_ON_Electric_Howarth_2023_05_05 | 2021 | Hydro | Generation | Electricity | PJ | Dispatch-Generation | FuelCost | 0 | [6 empty] | 0.96154 | 0
LCP_Inputs_ON_Electric_Howarth_2023_05_05 | 2021 | Hydro | Generation | Electricity | PJ | Dispatch-Generation | VOM | 0 | [6 empty] | 0.96154 | 0
LCP_Inputs_ON_Electric_Howarth_2023_05_05 | 2021 | Hydro | Generation | Electricity | QC | Dispatch-Generation | EmissionsCost | 0 | [6 empty] | 0.96154 | 0
LCP_Inputs_ON_Electric_Howarth_2023_05_05 | 2021 | Hydro | Generation | Electricity | QC | Dispatch-Generation | FuelCost | 0 | [6 empty] | 0.96154 | 0
LCP_Inputs_ON_Electric_Howarth_2023_05_05 | 2021 | Hydro | Generation | Electricity | QC | Dispatch-Generation | VOM | 0 | [6 empty] | 0.96154 | 0
LCP_Inputs_ON_Electric_Howarth_2023_05_05 | 2021 | Hydro | Generation | Electricity | WC | Dispatch-Generation | EmissionsCost | 0 | [6 empty] | 0.96154 | 0
LCP_Inputs_ON_Electric_Howarth_2023_05_05 | 2021 | Hydro | Generation | Electricity | WC | Dispatch-Generation | FuelCost | 0 | [6 empty] | 0.96154 | 0
LCP_Inputs_ON_Electric_Howarth_2023_05_05 | 2021 | Hydro | Generation | Electricity | WC | Dispatch-Generation | VOM | 0 | [6 empty] | 0.96154 | 0
LCP_Inputs_ON_Electric_Howarth_2023_05_05 | 2021 | Hydro Pumped Storage | Storage | Electricity | MI | Dispatch-Storage | EmissionsCost | 0 | [6 empty] | 0.96154 | 0
LCP_Inputs_ON_Electric_Howarth_2023_05_05 | 2021 | Hydro Pumped Storage | Storage | Electricity | MI | Dispatch-Storage | FuelCost | 0 | [6 empty] | 0.96154 | 0
LCP_Inputs_ON_Electric_Howarth_2023_05_05 | 2021 | Hydro Pumped Storage | Storage | Electricity | MI | Dispatch-Storage | VOM | 0 | [6 empty] | 0.96154 | 0
LCP_Inputs_ON_Electric_Howarth_2023_05_05 | 2021 | Hydro Pumped Storage | Storage | Electricity | NY | Dispatch-Storage | EmissionsCost | 0 | [6 empty] | 0.96154 | 0
LCP_Inputs_ON_Electric_Howarth_2023_05_05 | 2021 | Hydro Pumped Storage | Storage | Electricity | NY | Dispatch-Storage | FuelCost | 0 | [6 empty] | 0.96154 | 0
LCP_Inputs_ON_Electric_Howarth_2023_05_05 | 2021 | Hydro Pumped Storage | Storage | Electricity | NY | Dispatch-Storage | VOM | 0 | [6 empty] | 0.96154 | 0
LCP_Inputs_ON_Electric_Howarth_2023_05_05 | 2021 | Hydro Pumped Storage | Storage | Electricity | ON | Dispatch-Storage | EmissionsCost | 0 | [6 empty] | 0.96154 | 0
LCP_Inputs_ON_Electric_Howarth_2023_05_05 | 2021 | Hydro Pumped Storage | Storage | Electricity | ON | Dispatch-Storage | FuelCost | 0 | [6 empty] | 0.96154 | 0
LCP_Inputs_ON_Electric_Howarth_2023_05_05 | 2021 | Hydro Pumped Storage | Storage | Electricity | ON | Dispatch-Storage | VOM | 0 | [6 empty] | 0.96154 | 0
LCP_Inputs_ON_Electric_Howarth_2023_05_05 | 2021 | Hydro Pumped Storage | Storage | Electricity | PJ | Dispatch-Storage | EmissionsCost | 0 | [6 empty] | 0.96154 | 0
LCP_Inputs_ON_Electric_Howarth_2023_05_05 | 2021 | Hydro Pumped Storage | Storage | Electricity | PJ | Dispatch-Storage | FuelCost | 0 | [6 empty] | 0.96154 | 0
LCP_Inputs_ON_Electric_Howarth_2023_05_05 | 2021 | Hydro Pumped Storage | Storage | Electricity | PJ | Dispatch-Storage | VOM | 0 | [6 empty] | 0.96154 | 0
LCP_Inputs_ON_Electric_Howarth_2023_05_05 | 2021 | Hydro Pumped Storage | Storage | Electricity | QC | Dispatch-Storage | EmissionsCost | 0 | [6 empty] | 0.96154 | 0
LCP_Inputs_ON_Electric_Howarth_2023_05_05 | 2021 | Hydro Pumped Storage | Storage | Electricity | QC | Dispatch-Storage | FuelCost | 0 | [6 empty] | 0.96154 | 0
LCP_Inputs_ON_Electric_Howarth_2023_05_05 | 2021 | Hydro Pumped Storage | Storage | Electricity | QC | Dispatch-Storage | VOM | 0 | [6 empty] | 0.96154 | 0
LCP_Inputs_ON_Electric_Howarth_2023_05_05 | 2021 | Hydro Pumped Storage | Storage | Electricity | WC | Dispatch-Storage | EmissionsCost | 0 | [6 empty] | 0.96154 | 0
LCP_Inputs_ON_Electric_Howarth_2023_05_05 | 2021 | Hydro Pumped Storage | Storage | Electricity | WC | Dispatch-Storage | FuelCost | 0 | [6 empty] | 0.96154 | 0
LCP_Inputs_ON_Electric_Howarth_2023_05_05 | 2021 | Hydro Pumped Storage | Storage | Electricity | WC | Dispatch-Storage | VOM | 0 | [6 empty] | 0.96154 | 0
LCP_Inputs_ON_Electric_Howarth_2023_05_05 | 2021 | Nuclear | Generation | Electricity | MI | Dispatch-Generation | EmissionsCost | 0 | [6 empty] | 0.96154 | 0
LCP_Inputs_ON_Electric_Howarth_2023_05_05 | 2021 | Nuclear | Generation | Electricity | MI | Dispatch-Generation | FuelCost | 0 | [6 empty] | 0.96154 | 0
LCP_Inputs_ON_Electric_Howarth_2023_05_05 | 2021 | Nuclear | Generation | Electricity | MI | Dispatch-Generation | VOM | 3301336446.912 | [6 empty] | 0.96154 | 3174361968.1846
LCP_Inputs_ON_Electric_Howarth_2023_05_05 | 2021 | Nuclear | Generation | Electricity | NY | Dispatch-Generation | EmissionsCost | 0 | [6 empty] | 0.96154 | 0
LCP_Inputs_ON_Electric_Howarth_2023_05_05 | 2021 | Nuclear | Generation | Electricity | NY | Dispatch-Generation | FuelCost | 0 | [6 empty] | 0.96154 | 0
LCP_Inputs_ON_Electric_Howarth_2023_05_05 | 2021 | Nuclear | Generation | Electricity | NY | Dispatch-Generation | VOM | 2246155230.144 | [6 empty] | 0.96154 | 2159764644.3692
LCP_Inputs_ON_Electric_Howarth_2023_05_05 | 2021 | Nuclear | Generation | Electricity | ON | Dispatch-Generation | EmissionsCost | 0 | [6 empty] | 0.96154 | 0
LCP_Inputs_ON_Electric_Howarth_2023_05_05 | 2021 | Nuclear | Generation | Electricity | ON | Dispatch-Generation | FuelCost | 0 | [6 empty] | 0.96154 | 0
LCP_Inputs_ON_Electric_Howarth_2023_05_05 | 2021 | Nuclear | Generation | Electricity | ON | Dispatch-Generation | VOM | 8790266640.96 | [6 empty] | 0.96154 | 8452179462.4615
LCP_Inputs_ON_Electric_Howarth_2023_05_05 | 2021 | Nuclear | Generation | Electricity | PJ | Dispatch-Generation | EmissionsCost | 0 | [6 empty] | 0.96154 | 0
LCP_Inputs_ON_Electric_Howarth_2023_05_05 | 2021 | Nuclear | Generation | Electricity | PJ | Dispatch-Generation | FuelCost | 0 | [6 empty] | 0.96154 | 0
LCP_Inputs_ON_Electric_Howarth_2023_05_05 | 2021 | Nuclear | Generation | Electricity | PJ | Dispatch-Generation | VOM | 9110487814.4448 | [6 empty] | 0.96154 | 8760084436.9662
LCP_Inputs_ON_Electric_Howarth_2023_05_05 | 2021 | Nuclear | Generation | Electricity | QC | Dispatch-Generation | EmissionsCost | 0 | [6 empty] | 0.96154 | 0
LCP_Inputs_ON_Electric_Howarth_2023_05_05 | 2021 | Nuclear | Generation | Electricity | QC | Dispatch-Generation | FuelCost | 0 | [6 empty] | 0.96154 | 0
LCP_Inputs_ON_Electric_Howarth_2023_05_05 | 2021 | Nuclear | Generation | Electricity | QC | Dispatch-Generation | VOM | 0 | [6 empty] | 0.96154 | 0
LCP_Inputs_ON_Electric_Howarth_2023_05_05 | 2021 | Nuclear | Generation | Electricity | WC | Dispatch-Generation | EmissionsCost | 0 | [6 empty] | 0.96154 | 0
LCP_Inputs_ON_Electric_Howarth_2023_05_05 | 2021 | Nuclear | Generation | Electricity | WC | Dispatch-Generation | FuelCost | 0 | [6 empty] | 0.96154 | 0
LCP_Inputs_ON_Electric_Howarth_2023_05_05 | 2021 | Nuclear | Generation | Electricity | WC | Dispatch-Generation | VOM | 0 | [6 empty] | 0.96154 | 0
LCP_Inputs_ON_Electric_Howarth_2023_05_05 | 2021 | Nuclear SMR | Generation | Electricity | MI | Dispatch-Generation | EmissionsCost | 0 | [6 empty] | 0.96154 | 0
LCP_Inputs_ON_Electric_Howarth_2023_05_05 | 2021 | Nuclear SMR | Generation | Electricity | MI | Dispatch-Generation | FuelCost | 0 | [6 empty] | 0.96154 | 0
LCP_Inputs_ON_Electric_Howarth_2023_05_05 | 2021 | Nuclear SMR | Generation | Electricity | MI | Dispatch-Generation | VOM | 0 | [6 empty] | 0.96154 | 0
LCP_Inputs_ON_Electric_Howarth_2023_05_05 | 2021 | Nuclear SMR | Generation | Electricity | NY | Dispatch-Generation | EmissionsCost | 0 | [6 empty] | 0.96154 | 0
LCP_Inputs_ON_Electric_Howarth_2023_05_05 | 2021 | Nuclear SMR | Generation | Electricity | NY | Dispatch-Generation | FuelCost | 0 | [6 empty] | 0.96154 | 0
LCP_Inputs_ON_Electric_Howarth_2023_05_05 | 2021 | Nuclear SMR | Generation | Electricity | NY | Dispatch-Generation | VOM | 0 | [6 empty] | 0.96154 | 0
LCP_Inputs_ON_Electric_Howarth_2023_05_05 | 2021 | Nuclear SMR | Generation | Electricity | ON | Dispatch-Generation | EmissionsCost | 0 | [6 empty] | 0.96154 | 0
LCP_Inputs_ON_Electric_Howarth_2023_05_05 | 2021 | Nuclear SMR | Generation | Electricity | ON | Dispatch-Generation | FuelCost | 0 | [6 empty] | 0.96154 | 0
LCP_Inputs_ON_Electric_Howarth_2023_05_05 | 2021 | Nuclear SMR | Generation | Electricity | ON | Dispatch-Generation | VOM | 0 | [6 empty] | 0.96154 | 0
LCP_Inputs_ON_Electric_Howarth_2023_05_05 | 2021 | Nuclear SMR | Generation | Electricity | PJ | Dispatch-Generation | EmissionsCost | 0 | [6 empty] | 0.96154 | 0
LCP_Inputs_ON_Electric_Howarth_2023_05_05 | 2021 | Nuclear SMR | Generation | Electricity | PJ | Dispatch-Generation | FuelCost | 0 | [6 empty] | 0.96154 | 0
LCP_Inputs_ON_Electric_Howarth_2023_05_05 | 2021 | Nuclear SMR | Generation | Electricity | PJ | Dispatch-Generation | VOM | 0 | [6 empty] | 0.96154 | 0
LCP_Inputs_ON_Electric_Howarth_2023_05_05 | 2021 | Nuclear SMR | Generation | Electricity | QC | Dispatch-Generation | EmissionsCost | 0 | [6 empty] | 0.96154 | 0
LCP_Inputs_ON_Electric_Howarth_2023_05_05 | 2021 | Nuclear SMR | Generation | Electricity | QC | Dispatch-Generation | FuelCost | 0 | [6 empty] | 0.96154 | 0
LCP_Inputs_ON_Electric_Howarth_2023_05_05 | 2021 | Nuclear SMR | Generation | Electricity | QC | Dispatch-Generation | VOM | 0 | [6 empty] | 0.96154 | 0
LCP_Inputs_ON_Electric_Howarth_2023_05_05 | 2021 | Nuclear SMR | Generation | Electricity | WC | Dispatch-Generation | EmissionsCost | 0 | [6 empty] | 0.96154 | 0
LCP_Inputs_ON_Electric_Howarth_2023_05_05 | 2021 | Nuclear SMR | Generation | Electricity | WC | Dispatch-Generation | FuelCost | 0 | [6 empty] | 0.96154 | 0
LCP_Inputs_ON_Electric_Howarth_2023_05_05 | 2021 | Nuclear SMR | Generation | Electricity | WC | Dispatch-Generation | VOM | 0 | [6 empty] | 0.96154 | 0
LCP_Inputs_ON_Electric_Howarth_2023_05_05 | 2021 | O/CCGT - CH4 Existing | Crossload | Electricity | MI | Dispatch-Crossload | EmissionsCost | 0 | [6 empty] | 0.96154 | 0
LCP_Inputs_ON_Electric_Howarth_2023_05_05 | 2021 | O/CCGT - CH4 Existing | Crossload | Electricity | MI | Dispatch-Crossload | FuelCost | 0 | [6 empty] | 0.96154 | 0
LCP_Inputs_ON_Electric_Howarth_2023_05_05 | 2021 | O/CCGT - CH4 Existing | Crossload | Electricity | MI | Dispatch-Crossload | VOM | 0 | [6 empty] | 0.96154 | 0
LCP_Inputs_ON_Electric_Howarth_2023_05_05 | 2021 | O/CCGT - CH4 Existing | Crossload | Electricity | NY | Dispatch-Crossload | EmissionsCost | 0 | [6 empty] | 0.96154 | 0
LCP_Inputs_ON_Electric_Howarth_2023_05_05 | 2021 | O/CCGT - CH4 Existing | Crossload | Electricity | NY | Dispatch-Crossload | FuelCost | 0 | [6 empty] | 0.96154 | 0
LCP_Inputs_ON_Electric_Howarth_2023_05_05 | 2021 | O/CCGT - CH4 Existing | Crossload | Electricity | NY | Dispatch-Crossload | VOM | 0 | [6 empty] | 0.96154 | 0
LCP_Inputs_ON_Electric_Howarth_2023_05_05 | 2021 | O/CCGT - CH4 Existing | Crossload | Electricity | ON | Dispatch-Crossload | EmissionsCost | 0 | [6 empty] | 0.96154 | 0
LCP_Inputs_ON_Electric_Howarth_2023_05_05 | 2021 | O/CCGT - CH4 Existing | Crossload | Electricity | ON | Dispatch-Crossload | FuelCost | 0 | [6 empty] | 0.96154 | 0
LCP_Inputs_ON_Electric_Howarth_2023_05_05 | 2021 | O/CCGT - CH4 Existing | Crossload | Electricity | ON | Dispatch-Crossload | VOM | 0 | [6 empty] | 0.96154 | 0
LCP_Inputs_ON_Electric_Howarth_2023_05_05 | 2021 | O/CCGT - CH4 Existing | Crossload | Electricity | PJ | Dispatch-Crossload | EmissionsCost | 0 | [6 empty] | 0.96154 | 0
LCP_Inputs_ON_Electric_Howarth_2023_05_05 | 2021 | O/CCGT - CH4 Existing | Crossload | Electricity | PJ | Dispatch-Crossload | FuelCost | 0 | [6 empty] | 0.96154 | 0
LCP_Inputs_ON_Electric_Howarth_2023_05_05 | 2021 | O/CCGT - CH4 Existing | Crossload | Electricity | PJ | Dispatch-Crossload | VOM | 0 | [6 empty] | 0.96154 | 0
LCP_Inputs_ON_Electric_Howarth_2023_05_05 | 2021 | O/CCGT - CH4 Existing | Crossload | Electricity | QC | Dispatch-Crossload | EmissionsCost | 0 | [6 empty] | 0.96154 | 0
LCP_Inputs_ON_Electric_Howarth_2023_05_05 | 2021 | O/CCGT - CH4 Existing | Crossload | Electricity | QC | Dispatch-Crossload | FuelCost | 0 | [6 empty] | 0.96154 | 0
LCP_Inputs_ON_Electric_Howarth_2023_05_05 | 2021 | O/CCGT - CH4 Existing | Crossload | Electricity | QC | Dispatch-Crossload | VOM | 0 | [6 empty] | 0.96154 | 0
LCP_Inputs_ON_Electric_Howarth_2023_05_05 | 2021 | O/CCGT - CH4 Existing | Crossload | Electricity | WC | Dispatch-Crossload | EmissionsCost | 0 | [6 empty] | 0.96154 | 0
LCP_Inputs_ON_Electric_Howarth_2023_05_05 | 2021 | O/CCGT - CH4 Existing | Crossload | Electricity | WC | Dispatch-Crossload | FuelCost | 0 | [6 empty] | 0.96154 | 0
LCP_Inputs_ON_Electric_Howarth_2023_05_05 | 2021 | O/CCGT - CH4 Existing | Crossload | Electricity | WC | Dispatch-Crossload | VOM | 0 | [6 empty] | 0.96154 | 0
LCP_Inputs_ON_Electric_Howarth_2023_05_05 | 2021 | O/CCGT - CH4 New | Crossload | Electricity | MI | Dispatch-Crossload | EmissionsCost | 0 | [6 empty] | 0.96154 | 0
LCP_Inputs_ON_Electric_Howarth_2023_05_05 | 2021 | O/CCGT - CH4 New | Crossload | Electricity | MI | Dispatch-Crossload | FuelCost | 0 | [6 empty] | 0.96154 | 0
LCP_Inputs_ON_Electric_Howarth_2023_05_05 | 2021 | O/CCGT - CH4 New | Crossload | Electricity | MI | Dispatch-Crossload | VOM | 0 | [6 empty] | 0.96154 | 0
LCP_Inputs_ON_Electric_Howarth_2023_05_05 | 2021 | O/CCGT - CH4 New | Crossload | Electricity | NY | Dispatch-Crossload | EmissionsCost | 0 | [6 empty] | 0.96154 | 0
LCP_Inputs_ON_Electric_Howarth_2023_05_05 | 2021 | O/CCGT - CH4 New | Crossload | Electricity | NY | Dispatch-Crossload | FuelCost | 0 | [6 empty] | 0.96154 | 0
LCP_Inputs_ON_Electric_Howarth_2023_05_05 | 2021 | O/CCGT - CH4 New | Crossload | Electricity | NY | Dispatch-Crossload | VOM | 0 | [6 empty] | 0.96154 | 0
LCP_Inputs_ON_Electric_Howarth_2023_05_05 | 2021 | O/CCGT - CH4 New | Crossload | Electricity | ON | Dispatch-Crossload | EmissionsCost | 0 | [6 empty] | 0.96154 | 0
LCP_Inputs_ON_Electric_Howarth_2023_05_05 | 2021 | O/CCGT - CH4 New | Crossload | Electricity | ON | Dispatch-Crossload | FuelCost | 0 | [6 empty] | 0.96154 | 0
LCP_Inputs_ON_Electric_Howarth_2023_05_05 | 2021 | O/CCGT - CH4 New | Crossload | Electricity | ON | Dispatch-Crossload | VOM | 0 | [6 empty] | 0.96154 | 0
LCP_Inputs_ON_Electric_Howarth_2023_05_05 | 2021 | O/CCGT - CH4 New | Crossload | Electricity | PJ | Dispatch-Crossload | EmissionsCost | 0 | [6 empty] | 0.96154 | 0
LCP_Inputs_ON_Electric_Howarth_2023_05_05 | 2021 | O/CCGT - CH4 New | Crossload | Electricity | PJ | Dispatch-Crossload | FuelCost | 0 | [6 empty] | 0.96154 | 0
LCP_Inputs_ON_Electric_Howarth_2023_05_05 | 2021 | O/CCGT - CH4 New | Crossload | Electricity | PJ | Dispatch-Crossload | VOM | 0 | [6 empty] | 0.96154 | 0
LCP_Inputs_ON_Electric_Howarth_2023_05_05 | 2021 | O/CCGT - CH4 New | Crossload | Electricity | QC | Dispatch-Crossload | EmissionsCost | 0 | [6 empty] | 0.96154 | 0
LCP_Inputs_ON_Electric_Howarth_2023_05_05 | 2021 | O/CCGT - CH4 New | Crossload | Electricity | QC | Dispatch-Crossload | FuelCost | 0 | [6 empty] | 0.96154 | 0
LCP_Inputs_ON_Electric_Howarth_2023_05_05 | 2021 | O/CCGT - CH4 New | Crossload | Electricity | QC | Dispatch-Crossload | VOM | 0 | [6 empty] | 0.96154 | 0
LCP_Inputs_ON_Electric_Howarth_2023_05_05 | 2021 | O/CCGT - CH4 New | Crossload | Electricity | WC | Dispatch-Crossload | EmissionsCost | 0 | [6 empty] | 0.96154 | 0
LCP_Inputs_ON_Electric_Howarth_2023_05_05 | 2021 | O/CCGT - CH4 New | Crossload | Electricity | WC | Dispatch-Crossload | FuelCost | 0 | [6 empty] | 0.96154 | 0
LCP_Inputs_ON_Electric_Howarth_2023_05_05 | 2021 | O/CCGT - CH4 New | Crossload | Electricity | WC | Dispatch-Crossload | VOM | 0 | [6 empty] | 0.96154 | 0
LCP_Inputs_ON_Electric_Howarth_2023_05_05 | 2021 | O/CCGT - H2 New | Crossload | Electricity | MI | Dispatch-Crossload | EmissionsCost | 0 | [6 empty] | 0.96154 | 0
LCP_Inputs_ON_Electric_Howarth_2023_05_05 | 2021 | O/CCGT - H2 New | Crossload | Electricity | MI | Dispatch-Crossload | FuelCost | 0 | [6 empty] | 0.96154 | 0
LCP_Inputs_ON_Electric_Howarth_2023_05_05 | 2021 | O/CCGT - H2 New | Crossload | Electricity | MI | Dispatch-Crossload | VOM | 0 | [6 empty] | 0.96154 | 0
LCP_Inputs_ON_Electric_Howarth_2023_05_05 | 2021 | O/CCGT - H2 New | Crossload | Electricity | NY | Dispatch-Crossload | EmissionsCost | 0 | [6 empty] | 0.96154 | 0
LCP_Inputs_ON_Electric_Howarth_2023_05_05 | 2021 | O/CCGT - H2 New | Crossload | Electricity | NY | Dispatch-Crossload | FuelCost | 0 | [6 empty] | 0.96154 | 0
LCP_Inputs_ON_Electric_Howarth_2023_05_05 | 2021 | O/CCGT - H2 New | Crossload | Electricity | NY | Dispatch-Crossload | VOM | 0 | [6 empty] | 0.96154 | 0
LCP_Inputs_ON_Electric_Howarth_2023_05_05 | 2021 | O/CCGT - H2 New | Crossload | Electricity | ON | Dispatch-Crossload | EmissionsCost | 0 | [6 empty] | 0.96154 | 0
LCP_Inputs_ON_Electric_Howarth_2023_05_05 | 2021 | O/CCGT - H2 New | Crossload | Electricity | ON | Dispatch-Crossload | FuelCost | 0 | [6 empty] | 0.96154 | 0
LCP_Inputs_ON_Electric_Howarth_2023_05_05 | 2021 | O/CCGT - H2 New | Crossload | Electricity | ON | Dispatch-Crossload | VOM | 0 | [6 empty] | 0.96154 | 0
LCP_Inputs_ON_Electric_Howarth_2023_05_05 | 2021 | O/CCGT - H2 New | Crossload | Electricity | PJ | Dispatch-Crossload | EmissionsCost | 0 | [6 empty] | 0.96154 | 0
LCP_Inputs_ON_Electric_Howarth_2023_05_05 | 2021 | O/CCGT - H2 New | Crossload | Electricity | PJ | Dispatch-Crossload | FuelCost | 0 | [6 empty] | 0.96154 | 0
LCP_Inputs_ON_Electric_Howarth_2023_05_05 | 2021 | O/CCGT - H2 New | Crossload | Electricity | PJ | Dispatch-Crossload | VOM | 0 | [6 empty] | 0.96154 | 0
LCP_Inputs_ON_Electric_Howarth_2023_05_05 | 2021 | O/CCGT - H2 New | Crossload | Electricity | QC | Dispatch-Crossload | EmissionsCost | 0 | [6 empty] | 0.96154 | 0
LCP_Inputs_ON_Electric_Howarth_2023_05_05 | 2021 | O/CCGT - H2 New | Crossload | Electricity | QC | Dispatch-Crossload | FuelCost | 0 | [6 empty] | 0.96154 | 0
LCP_Inputs_ON_Electric_Howarth_2023_05_05 | 2021 | O/CCGT - H2 New | Crossload | Electricity | QC | Dispatch-Crossload | VOM | 0 | [6 empty] | 0.96154 | 0
LCP_Inputs_ON_Electric_Howarth_2023_05_05 | 2021 | O/CCGT - H2 New | Crossload | Electricity | WC | Dispatch-Crossload | EmissionsCost | 0 | [6 empty] | 0.96154 | 0
LCP_Inputs_ON_Electric_Howarth_2023_05_05 | 2021 | O/CCGT - H2 New | Crossload | Electricity | WC | Dispatch-Crossload | FuelCost | 0 | [6 empty] | 0.96154 | 0
LCP_Inputs_ON_Electric_Howarth_2023_05_05 | 2021 | O/CCGT - H2 New | Crossload | Electricity | WC | Dispatch-Crossload | VOM | 0 | [6 empty] | 0.96154 | 0
LCP_Inputs_ON_Electric_Howarth_2023_05_05 | 2021 | SMR CCS | Generation | Hydrogen | MI | Dispatch-Generation | EmissionsCost | 0 | [6 empty] | 0.96154 | 0
LCP_Inputs_ON_Electric_Howarth_2023_05_05 | 2021 | SMR CCS | Generation | Hydrogen | MI | Dispatch-Generation | FuelCost | 0 | [6 empty] | 0.96154 | 0
LCP_Inputs_ON_Electric_Howarth_2023_05_05 | 2021 | SMR CCS | Generation | Hydrogen | MI | Dispatch-Generation | VOM | 0 | [6 empty] | 0.96154 | 0
LCP_Inputs_ON_Electric_Howarth_2023_05_05 | 2021 | SMR CCS | Generation | Hydrogen | NY | Dispatch-Generation | EmissionsCost | 0 | [6 empty] | 0.96154 | 0
LCP_Inputs_ON_Electric_Howarth_2023_05_05 | 2021 | SMR CCS | Generation | Hydrogen | NY | Dispatch-Generation | FuelCost | 0 | [6 empty] | 0.96154 | 0
LCP_Inputs_ON_Electric_Howarth_2023_05_05 | 2021 | SMR CCS | Generation | Hydrogen | NY | Dispatch-Generation | VOM | 0 | [6 empty] | 0.96154 | 0
LCP_Inputs_ON_Electric_Howarth_2023_05_05 | 2021 | SMR CCS | Generation | Hydrogen | ON | Dispatch-Generation | EmissionsCost | 0 | [6 empty] | 0.96154 | 0
LCP_Inputs_ON_Electric_Howarth_2023_05_05 | 2021 | SMR CCS | Generation | Hydrogen | ON | Dispatch-Generation | FuelCost | 0 | [6 empty] | 0.96154 | 0
LCP_Inputs_ON_Electric_Howarth_2023_05_05 | 2021 | SMR CCS | Generation | Hydrogen | ON | Dispatch-Generation | VOM | 0 | [6 empty] | 0.96154 | 0
LCP_Inputs_ON_Electric_Howarth_2023_05_05 | 2021 | SMR CCS | Generation | Hydrogen | PJ | Dispatch-Generation | EmissionsCost | 0 | [6 empty] | 0.96154 | 0
LCP_Inputs_ON_Electric_Howarth_2023_05_05 | 2021 | SMR CCS | Generation | Hydrogen | PJ | Dispatch-Generation | FuelCost | 0 | [6 empty] | 0.96154 | 0
LCP_Inputs_ON_Electric_Howarth_2023_05_05 | 2021 | SMR CCS | Generation | Hydrogen | PJ | Dispatch-Generation | VOM | 0 | [6 empty] | 0.96154 | 0
LCP_Inputs_ON_Electric_Howarth_2023_05_05 | 2021 | SMR CCS | Generation | Hydrogen | QC | Dispatch-Generation | EmissionsCost | 0 | [6 empty] | 0.96154 | 0
LCP_Inputs_ON_Electric_Howarth_2023_05_05 | 2021 | SMR CCS | Generation | Hydrogen | QC | Dispatch-Generation | FuelCost | 0 | [6 empty] | 0.96154 | 0
LCP_Inputs_ON_Electric_Howarth_2023_05_05 | 2021 | SMR CCS | Generation | Hydrogen | QC | Dispatch-Generation | VOM | 0 | [6 empty] | 0.96154 | 0
LCP_Inputs_ON_Electric_Howarth_2023_05_05 | 2021 | SMR CCS | Generation | Hydrogen | WC | Dispatch-Generation | EmissionsCost | 0 | [6 empty] | 0.96154 | 0
LCP_Inputs_ON_Electric_Howarth_2023_05_05 | 2021 | SMR CCS | Generation | Hydrogen | WC | Dispatch-Generation | FuelCost | 0 | [6 empty] | 0.96154 | 0
LCP_Inputs_ON_Electric_Howarth_2023_05_05 | 2021 | SMR CCS | Generation | Hydrogen | WC | Dispatch-Generation | VOM | 0 | [6 empty] | 0.96154 | 0
LCP_Inputs_ON_Electric_Howarth_2023_05_05 | 2021 | Solar PV | Generation | Electricity | MI | Dispatch-Generation | EmissionsCost | 0 | [6 empty] | 0.96154 | 0
LCP_Inputs_ON_Electric_Howarth_2023_05_05 | 2021 | Solar PV | Generation | Electricity | MI | Dispatch-Generation | FuelCost | 0 | [6 empty] | 0.96154 | 0
LCP_Inputs_ON_Electric_Howarth_2023_05_05 | 2021 | Solar PV | Generation | Electricity | MI | Dispatch-Generation | VOM | 0 | [6 empty] | 0.96154 | 0
LCP_Inputs_ON_Electric_Howarth_2023_05_05 | 2021 | Solar PV | Generation | Electricity | NY | Dispatch-Generation | EmissionsCost | 0 | [6 empty] | 0.96154 | 0
LCP_Inputs_ON_Electric_Howarth_2023_05_05 | 2021 | Solar PV | Generation | Electricity | NY | Dispatch-Generation | FuelCost | 0 | [6 empty] | 0.96154 | 0
LCP_Inputs_ON_Electric_Howarth_2023_05_05 | 2021 | Solar PV | Generation | Electricity | NY | Dispatch-Generation | VOM | 0 | [6 empty] | 0.96154 | 0
LCP_Inputs_ON_Electric_Howarth_2023_05_05 | 2021 | Solar PV | Generation | Electricity | ON | Dispatch-Generation | EmissionsCost | 0 | [6 empty] | 0.96154 | 0
LCP_Inputs_ON_Electric_Howarth_2023_05_05 | 2021 | Solar PV | Generation | Electricity | ON | Dispatch-Generation | FuelCost | 0 | [6 empty] | 0.96154 | 0
LCP_Inputs_ON_Electric_Howarth_2023_05_05 | 2021 | Solar PV | Generation | Electricity | ON | Dispatch-Generation | VOM | 0 | [6 empty] | 0.96154 | 0
LCP_Inputs_ON_Electric_Howarth_2023_05_05 | 2021 | Solar PV | Generation | Electricity | PJ | Dispatch-Generation | EmissionsCost | 0 | [6 empty] | 0.96154 | 0
LCP_Inputs_ON_Electric_Howarth_2023_05_05 | 2021 | Solar PV | Generation | Electricity | PJ | Dispatch-Generation | FuelCost | 0 | [6 empty] | 0.96154 | 0
LCP_Inputs_ON_Electric_Howarth_2023_05_05 | 2021 | Solar PV | Generation | Electricity | PJ | Dispatch-Generation | VOM | 0 | [6 empty] | 0.96154 | 0
LCP_Inputs_ON_Electric_Howarth_2023_05_05 | 2021 | Solar PV | Generation | Electricity | QC | Dispatch-Generation | EmissionsCost | 0 | [6 empty] | 0.96154 | 0
LCP_Inputs_ON_Electric_Howarth_2023_05_05 | 2021 | Solar PV | Generation | Electricity | QC | Dispatch-Generation | FuelCost | 0 | [6 empty] | 0.96154 | 0
LCP_Inputs_ON_Electric_Howarth_2023_05_05 | 2021 | Solar PV | Generation | Electricity | QC | Dispatch-Generation | VOM | 0 | [6 empty] | 0.96154 | 0
LCP_Inputs_ON_Electric_Howarth_2023_05_05 | 2021 | Solar PV | Generation | Electricity | WC | Dispatch-Generation | EmissionsCost | 0 | [6 empty] | 0.96154 | 0
LCP_Inputs_ON_Electric_Howarth_2023_05_05 | 2021 | Solar PV | Generation | Electricity | WC | Dispatch-Generation | FuelCost | 0 | [6 empty] | 0.96154 | 0
LCP_Inputs_ON_Electric_Howarth_2023_05_05 | 2021 | Solar PV | Generation | Electricity | WC | Dispatch-Generation | VOM | 0 | [6 empty] | 0.96154 | 0
LCP_Inputs_ON_Electric_Howarth_2023_05_05 | 2021 | Wind Offshore | Generation | Electricity | MI | Dispatch-Generation | EmissionsCost | 0 | [6 empty] | 0.96154 | 0
LCP_Inputs_ON_Electric_Howarth_2023_05_05 | 2021 | Wind Offshore | Generation | Electricity | MI | Dispatch-Generation | FuelCost | 0 | [6 empty] | 0.96154 | 0
LCP_Inputs_ON_Electric_Howarth_2023_05_05 | 2021 | Wind Offshore | Generation | Electricity | MI | Dispatch-Generation | VOM | 0 | [6 empty] | 0.96154 | 0
LCP_Inputs_ON_Electric_Howarth_2023_05_05 | 2021 | Wind Offshore | Generation | Electricity | NY | Dispatch-Generation | EmissionsCost | 0 | [6 empty] | 0.96154 | 0
LCP_Inputs_ON_Electric_Howarth_2023_05_05 | 2021 | Wind Offshore | Generation | Electricity | NY | Dispatch-Generation | FuelCost | 0 | [6 empty] | 0.96154 | 0
LCP_Inputs_ON_Electric_Howarth_2023_05_05 | 2021 | Wind Offshore | Generation | Electricity | NY | Dispatch-Generation | VOM | 0 | [6 empty] | 0.96154 | 0
LCP_Inputs_ON_Electric_Howarth_2023_05_05 | 2021 | Wind Offshore | Generation | Electricity | ON | Dispatch-Generation | EmissionsCost | 0 | [6 empty] | 0.96154 | 0
LCP_Inputs_ON_Electric_Howarth_2023_05_05 | 2021 | Wind Offshore | Generation | Electricity | ON | Dispatch-Generation | FuelCost | 0 | [6 empty] | 0.96154 | 0
LCP_Inputs_ON_Electric_Howarth_2023_05_05 | 2021 | Wind Offshore | Generation | Electricity | ON | Dispatch-Generation | VOM | 0 | [6 empty] | 0.96154 | 0
LCP_Inputs_ON_Electric_Howarth_2023_05_05 | 2021 | Wind Offshore | Generation | Electricity | PJ | Dispatch-Generation | EmissionsCost | 0 | [6 empty] | 0.96154 | 0
LCP_Inputs_ON_Electric_Howarth_2023_05_05 | 2021 | Wind Offshore | Generation | Electricity | PJ | Dispatch-Generation | FuelCost | 0 | [6 empty] | 0.96154 | 0
LCP_Inputs_ON_Electric_Howarth_2023_05_05 | 2021 | Wind Offshore | Generation | Electricity | PJ | Dispatch-Generation | VOM | 0 | [6 empty] | 0.96154 | 0
LCP_Inputs_ON_Electric_Howarth_2023_05_05 | 2021 | Wind Offshore | Generation | Electricity | QC | Dispatch-Generation | EmissionsCost | 0 | [6 empty] | 0.96154 | 0
LCP_Inputs_ON_Electric_Howarth_2023_05_05 | 2021 | Wind Offshore | Generation | Electricity | QC | Dispatch-Generation | FuelCost | 0 | [6 empty] | 0.96154 | 0
LCP_Inputs_ON_Electric_Howarth_2023_05_05 | 2021 | Wind Offshore | Generation | Electricity | QC | Dispatch-Generation | VOM | 0 | [6 empty] | 0.96154 | 0
LCP_Inputs_ON_Electric_Howarth_2023_05_05 | 2021 | Wind Offshore | Generation | Electricity | WC | Dispatch-Generation | EmissionsCost | 0 | [6 empty] | 0.96154 | 0
LCP_Inputs_ON_Electric_Howarth_2023_05_05 | 2021 | Wind Offshore | Generation | Electricity | WC | Dispatch-Generation | FuelCost | 0 | [6 empty] | 0.96154 | 0
LCP_Inputs_ON_Electric_Howarth_2023_05_05 | 2021 | Wind Offshore | Generation | Electricity | WC | Dispatch-Generation | VOM | 0 | [6 empty] | 0.96154 | 0
LCP_Inputs_ON_Electric_Howarth_2023_05_05 | 2021 | Wind Onshore | Generation | Electricity | MI | Dispatch-Generation | EmissionsCost | 0 | [6 empty] | 0.96154 | 0
LCP_Inputs_ON_Electric_Howarth_2023_05_05 | 2021 | Wind Onshore | Generation | Electricity | MI | Dispatch-Generation | FuelCost | 0 | [6 empty] | 0.96154 | 0
LCP_Inputs_ON_Electric_Howarth_2023_05_05 | 2021 | Wind Onshore | Generation | Electricity | MI | Dispatch-Generation | VOM | 0 | [6 empty] | 0.96154 | 0
LCP_Inputs_ON_Electric_Howarth_2023_05_05 | 2021 | Wind Onshore | Generation | Electricity | NY | Dispatch-Generation | EmissionsCost | 0 | [6 empty] | 0.96154 | 0
LCP_Inputs_ON_Electric_Howarth_2023_05_05 | 2021 | Wind Onshore | Generation | Electricity | NY | Dispatch-Generation | FuelCost | 0 | [6 empty] | 0.96154 | 0
LCP_Inputs_ON_Electric_Howarth_2023_05_05 | 2021 | Wind Onshore | Generation | Electricity | NY | Dispatch-Generation | VOM | 0 | [6 empty] | 0.96154 | 0
LCP_Inputs_ON_Electric_Howarth_2023_05_05 | 2021 | Wind Onshore | Generation | Electricity | ON | Dispatch-Generation | EmissionsCost | 0 | [6 empty] | 0.96154 | 0
LCP_Inputs_ON_Electric_Howarth_2023_05_05 | 2021 | Wind Onshore | Generation | Electricity | ON | Dispatch-Generation | FuelCost | 0 | [6 empty] | 0.96154 | 0
LCP_Inputs_ON_Electric_Howarth_2023_05_05 | 2021 | Wind Onshore | Generation | Electricity | ON | Dispatch-Generation | VOM | 0 | [6 empty] | 0.96154 | 0
LCP_Inputs_ON_Electric_Howarth_2023_05_05 | 2021 | Wind Onshore | Generation | Electricity | PJ | Dispatch-Generation | EmissionsCost | 0 | [6 empty] | 0.96154 | 0
LCP_Inputs_ON_Electric_Howarth_2023_05_05 | 2021 | Wind Onshore | Generation | Electricity | PJ | Dispatch-Generation | FuelCost | 0 | [6 empty] | 0.96154 | 0
LCP_Inputs_ON_Electric_Howarth_2023_05_05 | 2021 | Wind Onshore | Generation | Electricity | PJ | Dispatch-Generation | VOM | 0 | [6 empty] | 0.96154 | 0
LCP_Inputs_ON_Electric_Howarth_2023_05_05 | 2021 | Wind Onshore | Generation | Electricity | QC | Dispatch-Generation | EmissionsCost | 0 | [6 empty] | 0.96154 | 0
LCP_Inputs_ON_Electric_Howarth_2023_05_05 | 2021 | Wind Onshore | Generation | Electricity | QC | Dispatch-Generation | FuelCost | 0 | [6 empty] | 0.96154 | 0
LCP_Inputs_ON_Electric_Howarth_2023_05_05 | 2021 | Wind Onshore | Generation | Electricity | QC | Dispatch-Generation | VOM | 0 | [6 empty] | 0.96154 | 0
LCP_Inputs_ON_Electric_Howarth_2023_05_05 | 2021 | Wind Onshore | Generation | Electricity | WC | Dispatch-Generation | EmissionsCost | 0 | [6 empty] | 0.96154 | 0
LCP_Inputs_ON_Electric_Howarth_2023_05_05 | 2021 | Wind Onshore | Generation | Electricity | WC | Dispatch-Generation | FuelCost | 0 | [6 empty] | 0.96154 | 0
LCP_Inputs_ON_Electric_Howarth_2023_05_05 | 2021 | Wind Onshore | Generation | Electricity | WC | Dispatch-Generation | VOM | 0 | [6 empty] | 0.96154 | 0
LCP_Inputs_ON_Electric_Howarth_2023_05_05 | 2022 | Anaerobic Digestion | Generation | Methane | MI | Dispatch-Generation | EmissionsCost | 0 | [6 empty] | 0.92456 | 0
LCP_Inputs_ON_Electric_Howarth_2023_05_05 | 2022 | Anaerobic Digestion | Generation | Methane | MI | Dispatch-Generation | FuelCost | 0 | [6 empty] | 0.92456 | 0
LCP_Inputs_ON_Electric_Howarth_2023_05_05 | 2022 | Anaerobic Digestion | Generation | Methane | MI | Dispatch-Generation | VOM | 0 | [6 empty] | 0.92456 | 0
LCP_Inputs_ON_Electric_Howarth_2023_05_05 | 2022 | Anaerobic Digestion | Generation | Methane | NY | Dispatch-Generation | EmissionsCost | 0 | [6 empty] | 0.92456 | 0
LCP_Inputs_ON_Electric_Howarth_2023_05_05 | 2022 | Anaerobic Digestion | Generation | Methane | NY | Dispatch-Generation | FuelCost | 0 | [6 empty] | 0.92456 | 0
LCP_Inputs_ON_Electric_Howarth_2023_05_05 | 2022 | Anaerobic Digestion | Generation | Methane | NY | Dispatch-Generation | VOM | 0 | [6 empty] | 0.92456 | 0
LCP_Inputs_ON_Electric_Howarth_2023_05_05 | 2022 | Anaerobic Digestion | Generation | Methane | ON | Dispatch-Generation | EmissionsCost | 0 | [6 empty] | 0.92456 | 0
LCP_Inputs_ON_Electric_Howarth_2023_05_05 | 2022 | Anaerobic Digestion | Generation | Methane | ON | Dispatch-Generation | FuelCost | 0 | [6 empty] | 0.92456 | 0
LCP_Inputs_ON_Electric_Howarth_2023_05_05 | 2022 | Anaerobic Digestion | Generation | Methane | ON | Dispatch-Generation | VOM | 0 | [6 empty] | 0.92456 | 0
LCP_Inputs_ON_Electric_Howarth_2023_05_05 | 2022 | Anaerobic Digestion | Generation | Methane | PJ | Dispatch-Generation | EmissionsCost | 0 | [6 empty] | 0.92456 | 0
LCP_Inputs_ON_Electric_Howarth_2023_05_05 | 2022 | Anaerobic Digestion | Generation | Methane | PJ | Dispatch-Generation | FuelCost | 0 | [6 empty] | 0.92456 | 0
LCP_Inputs_ON_Electric_Howarth_2023_05_05 | 2022 | Anaerobic Digestion | Generation | Methane | PJ | Dispatch-Generation | VOM | 0 | [6 empty] | 0.92456 | 0
LCP_Inputs_ON_Electric_Howarth_2023_05_05 | 2022 | Anaerobic Digestion | Generation | Methane | QC | Dispatch-Generation | EmissionsCost | 0 | [6 empty] | 0.92456 | 0
LCP_Inputs_ON_Electric_Howarth_2023_05_05 | 2022 | Anaerobic Digestion | Generation | Methane | QC | Dispatch-Generation | FuelCost | 0 | [6 empty] | 0.92456 | 0
LCP_Inputs_ON_Electric_Howarth_2023_05_05 | 2022 | Anaerobic Digestion | Generation | Methane | QC | Dispatch-Generation | VOM | 0 | [6 empty] | 0.92456 | 0
LCP_Inputs_ON_Electric_Howarth_2023_05_05 | 2022 | Anaerobic Digestion | Generation | Methane | WC | Dispatch-Generation | EmissionsCost | 0 | [6 empty] | 0.92456 | 0
LCP_Inputs_ON_Electric_Howarth_2023_05_05 | 2022 | Anaerobic Digestion | Generation | Methane | WC | Dispatch-Generation | FuelCost | 0 | [6 empty] | 0.92456 | 0
LCP_Inputs_ON_Electric_Howarth_2023_05_05 | 2022 | Anaerobic Digestion | Generation | Methane | WC | Dispatch-Generation | VOM | 0 | [6 empty] | 0.92456 | 0
LCP_Inputs_ON_Electric_Howarth_2023_05_05 | 2022 | Battery Storage | Storage | Electricity | MI | Dispatch-Storage | EmissionsCost | 0 | [6 empty] | 0.92456 | 0
LCP_Inputs_ON_Electric_Howarth_2023_05_05 | 2022 | Battery Storage | Storage | Electricity | MI | Dispatch-Storage | FuelCost | 0 | [6 empty] | 0.92456 | 0
LCP_Inputs_ON_Electric_Howarth_2023_05_05 | 2022 | Battery Storage | Storage | Electricity | MI | Dispatch-Storage | VOM | 0 | [6 empty] | 0.92456 | 0
LCP_Inputs_ON_Electric_Howarth_2023_05_05 | 2022 | Battery Storage | Storage | Electricity | NY | Dispatch-Storage | EmissionsCost | 0 | [6 empty] | 0.92456 | 0
LCP_Inputs_ON_Electric_Howarth_2023_05_05 | 2022 | Battery Storage | Storage | Electricity | NY | Dispatch-Storage | FuelCost | 0 | [6 empty] | 0.92456 | 0
LCP_Inputs_ON_Electric_Howarth_2023_05_05 | 2022 | Battery Storage | Storage | Electricity | NY | Dispatch-Storage | VOM | 0 | [6 empty] | 0.92456 | 0
LCP_Inputs_ON_Electric_Howarth_2023_05_05 | 2022 | Battery Storage | Storage | Electricity | ON | Dispatch-Storage | EmissionsCost | 0 | [6 empty] | 0.92456 | 0
LCP_Inputs_ON_Electric_Howarth_2023_05_05 | 2022 | Battery Storage | Storage | Electricity | ON | Dispatch-Storage | FuelCost | 0 | [6 empty] | 0.92456 | 0
LCP_Inputs_ON_Electric_Howarth_2023_05_05 | 2022 | Battery Storage | Storage | Electricity | ON | Dispatch-Storage | VOM | 0 | [6 empty] | 0.92456 | 0
LCP_Inputs_ON_Electric_Howarth_2023_05_05 | 2022 | Battery Storage | Storage | Electricity | PJ | Dispatch-Storage | EmissionsCost | 0 | [6 empty] | 0.92456 | 0
LCP_Inputs_ON_Electric_Howarth_2023_05_05 | 2022 | Battery Storage | Storage | Electricity | PJ | Dispatch-Storage | FuelCost | 0 | [6 empty] | 0.92456 | 0
LCP_Inputs_ON_Electric_Howarth_2023_05_05 | 2022 | Battery Storage | Storage | Electricity | PJ | Dispatch-Storage | VOM | 0 | [6 empty] | 0.92456 | 0
LCP_Inputs_ON_Electric_Howarth_2023_05_05 | 2022 | Battery Storage | Storage | Electricity | QC | Dispatch-Storage | EmissionsCost | 0 | [6 empty] | 0.92456 | 0
LCP_Inputs_ON_Electric_Howarth_2023_05_05 | 2022 | Battery Storage | Storage | Electricity | QC | Dispatch-Storage | FuelCost | 0 | [6 empty] | 0.92456 | 0
LCP_Inputs_ON_Electric_Howarth_2023_05_05 | 2022 | Battery Storage | Storage | Electricity | QC | Dispatch-Storage | VOM | 0 | [6 empty] | 0.92456 | 0
LCP_Inputs_ON_Electric_Howarth_2023_05_05 | 2022 | Battery Storage | Storage | Electricity | WC | Dispatch-Storage | EmissionsCost | 0 | [6 empty] | 0.92456 | 0
LCP_Inputs_ON_Electric_Howarth_2023_05_05 | 2022 | Battery Storage | Storage | Electricity | WC | Dispatch-Storage | FuelCost | 0 | [6 empty] | 0.92456 | 0
LCP_Inputs_ON_Electric_Howarth_2023_05_05 | 2022 | Battery Storage | Storage | Electricity | WC | Dispatch-Storage | VOM | 0 | [6 empty] | 0.92456 | 0
LCP_Inputs_ON_Electric_Howarth_2023_05_05 | 2022 | Biomass | Generation | Electricity | MI | Dispatch-Generation | EmissionsCost | 0 | [6 empty] | 0.92456 | 0
LCP_Inputs_ON_Electric_Howarth_2023_05_05 | 2022 | Biomass | Generation | Electricity | MI | Dispatch-Generation | FuelCost | 0 | [6 empty] | 0.92456 | 0
LCP_Inputs_ON_Electric_Howarth_2023_05_05 | 2022 | Biomass | Generation | Electricity | MI | Dispatch-Generation | VOM | 0 | [6 empty] | 0.92456 | 0
LCP_Inputs_ON_Electric_Howarth_2023_05_05 | 2022 | Biomass | Generation | Electricity | NY | Dispatch-Generation | EmissionsCost | 0 | [6 empty] | 0.92456 | 0
LCP_Inputs_ON_Electric_Howarth_2023_05_05 | 2022 | Biomass | Generation | Electricity | NY | Dispatch-Generation | FuelCost | 0 | [6 empty] | 0.92456 | 0
LCP_Inputs_ON_Electric_Howarth_2023_05_05 | 2022 | Biomass | Generation | Electricity | NY | Dispatch-Generation | VOM | 0 | [6 empty] | 0.92456 | 0
LCP_Inputs_ON_Electric_Howarth_2023_05_05 | 2022 | Biomass | Generation | Electricity | ON | Dispatch-Generation | EmissionsCost | 0 | [6 empty] | 0.92456 | 0
LCP_Inputs_ON_Electric_Howarth_2023_05_05 | 2022 | Biomass | Generation | Electricity | ON | Dispatch-Generation | FuelCost | 0 | [6 empty] | 0.92456 | 0
LCP_Inputs_ON_Electric_Howarth_2023_05_05 | 2022 | Biomass | Generation | Electricity | ON | Dispatch-Generation | VOM | 0 | [6 empty] | 0.92456 | 0
LCP_Inputs_ON_Electric_Howarth_2023_05_05 | 2022 | Biomass | Generation | Electricity | PJ | Dispatch-Generation | EmissionsCost | 0 | [6 empty] | 0.92456 | 0
LCP_Inputs_ON_Electric_Howarth_2023_05_05 | 2022 | Biomass | Generation | Electricity | PJ | Dispatch-Generation | FuelCost | 0 | [6 empty] | 0.92456 | 0
LCP_Inputs_ON_Electric_Howarth_2023_05_05 | 2022 | Biomass | Generation | Electricity | PJ | Dispatch-Generation | VOM | 0 | [6 empty] | 0.92456 | 0
LCP_Inputs_ON_Electric_Howarth_2023_05_05 | 2022 | Biomass | Generation | Electricity | QC | Dispatch-Generation | EmissionsCost | 0 | [6 empty] | 0.92456 | 0
LCP_Inputs_ON_Electric_Howarth_2023_05_05 | 2022 | Biomass | Generation | Electricity | QC | Dispatch-Generation | FuelCost | 0 | [6 empty] | 0.92456 | 0
LCP_Inputs_ON_Electric_Howarth_2023_05_05 | 2022 | Biomass | Generation | Electricity | QC | Dispatch-Generation | VOM | 0 | [6 empty] | 0.92456 | 0
LCP_Inputs_ON_Electric_Howarth_2023_05_05 | 2022 | Biomass | Generation | Electricity | WC | Dispatch-Generation | EmissionsCost | 0 | [6 empty] | 0.92456 | 0
LCP_Inputs_ON_Electric_Howarth_2023_05_05 | 2022 | Biomass | Generation | Electricity | WC | Dispatch-Generation | FuelCost | 0 | [6 empty] | 0.92456 | 0
LCP_Inputs_ON_Electric_Howarth_2023_05_05 | 2022 | Biomass | Generation | Electricity | WC | Dispatch-Generation | VOM | 0 | [6 empty] | 0.92456 | 0
LCP_Inputs_ON_Electric_Howarth_2023_05_05 | 2022 | Biomass + CCS | Generation | Electricity | MI | Dispatch-Generation | EmissionsCost | 0 | [6 empty] | 0.92456 | 0
LCP_Inputs_ON_Electric_Howarth_2023_05_05 | 2022 | Biomass + CCS | Generation | Electricity | MI | Dispatch-Generation | FuelCost | 0 | [6 empty] | 0.92456 | 0
LCP_Inputs_ON_Electric_Howarth_2023_05_05 | 2022 | Biomass + CCS | Generation | Electricity | MI | Dispatch-Generation | VOM | 0 | [6 empty] | 0.92456 | 0
LCP_Inputs_ON_Electric_Howarth_2023_05_05 | 2022 | Biomass + CCS | Generation | Electricity | NY | Dispatch-Generation | EmissionsCost | 0 | [6 empty] | 0.92456 | 0
LCP_Inputs_ON_Electric_Howarth_2023_05_05 | 2022 | Biomass + CCS | Generation | Electricity | NY | Dispatch-Generation | FuelCost | 0 | [6 empty] | 0.92456 | 0
LCP_Inputs_ON_Electric_Howarth_2023_05_05 | 2022 | Biomass + CCS | Generation | Electricity | NY | Dispatch-Generation | VOM | 0 | [6 empty] | 0.92456 | 0
LCP_Inputs_ON_Electric_Howarth_2023_05_05 | 2022 | Biomass + CCS | Generation | Electricity | ON | Dispatch-Generation | EmissionsCost | 0 | [6 empty] | 0.92456 | 0
LCP_Inputs_ON_Electric_Howarth_2023_05_05 | 2022 | Biomass + CCS | Generation | Electricity | ON | Dispatch-Generation | FuelCost | 0 | [6 empty] | 0.92456 | 0
LCP_Inputs_ON_Electric_Howarth_2023_05_05 | 2022 | Biomass + CCS | Generation | Electricity | ON | Dispatch-Generation | VOM | 0 | [6 empty] | 0.92456 | 0
LCP_Inputs_ON_Electric_Howarth_2023_05_05 | 2022 | Biomass + CCS | Generation | Electricity | PJ | Dispatch-Generation | EmissionsCost | 0 | [6 empty] | 0.92456 | 0
LCP_Inputs_ON_Electric_Howarth_2023_05_05 | 2022 | Biomass + CCS | Generation | Electricity | PJ | Dispatch-Generation | FuelCost | 0 | [6 empty] | 0.92456 | 0
LCP_Inputs_ON_Electric_Howarth_2023_05_05 | 2022 | Biomass + CCS | Generation | Electricity | PJ | Dispatch-Generation | VOM | 0 | [6 empty] | 0.92456 | 0
LCP_Inputs_ON_Electric_Howarth_2023_05_05 | 2022 | Biomass + CCS | Generation | Electricity | QC | Dispatch-Generation | EmissionsCost | 0 | [6 empty] | 0.92456 | 0
LCP_Inputs_ON_Electric_Howarth_2023_05_05 | 2022 | Biomass + CCS | Generation | Electricity | QC | Dispatch-Generation | FuelCost | 0 | [6 empty] | 0.92456 | 0
LCP_Inputs_ON_Electric_Howarth_2023_05_05 | 2022 | Biomass + CCS | Generation | Electricity | QC | Dispatch-Generation | VOM | 0 | [6 empty] | 0.92456 | 0
LCP_Inputs_ON_Electric_Howarth_2023_05_05 | 2022 | Biomass + CCS | Generation | Electricity | WC | Dispatch-Generation | EmissionsCost | 0 | [6 empty] | 0.92456 | 0
LCP_Inputs_ON_Electric_Howarth_2023_05_05 | 2022 | Biomass + CCS | Generation | Electricity | WC | Dispatch-Generation | FuelCost | 0 | [6 empty] | 0.92456 | 0
LCP_Inputs_ON_Electric_Howarth_2023_05_05 | 2022 | Biomass + CCS | Generation | Electricity | WC | Dispatch-Generation | VOM | 0 | [6 empty] | 0.92456 | 0
LCP_Inputs_ON_Electric_Howarth_2023_05_05 | 2022 | CH4 + CCS | Generation | Methane | MI | Dispatch-Generation | EmissionsCost | 0 | [6 empty] | 0.92456 | 0
LCP_Inputs_ON_Electric_Howarth_2023_05_05 | 2022 | CH4 + CCS | Generation | Methane | MI | Dispatch-Generation | FuelCost | 0 | [6 empty] | 0.92456 | 0
LCP_Inputs_ON_Electric_Howarth_2023_05_05 | 2022 | CH4 + CCS | Generation | Methane | MI | Dispatch-Generation | VOM | 0 | [6 empty] | 0.92456 | 0
LCP_Inputs_ON_Electric_Howarth_2023_05_05 | 2022 | CH4 + CCS | Generation | Methane | NY | Dispatch-Generation | EmissionsCost | 0 | [6 empty] | 0.92456 | 0
LCP_Inputs_ON_Electric_Howarth_2023_05_05 | 2022 | CH4 + CCS | Generation | Methane | NY | Dispatch-Generation | FuelCost | 0 | [6 empty] | 0.92456 | 0
LCP_Inputs_ON_Electric_Howarth_2023_05_05 | 2022 | CH4 + CCS | Generation | Methane | NY | Dispatch-Generation | VOM | 0 | [6 empty] | 0.92456 | 0
LCP_Inputs_ON_Electric_Howarth_2023_05_05 | 2022 | CH4 + CCS | Generation | Methane | ON | Dispatch-Generation | EmissionsCost | 0 | [6 empty] | 0.92456 | 0
LCP_Inputs_ON_Electric_Howarth_2023_05_05 | 2022 | CH4 + CCS | Generation | Methane | ON | Dispatch-Generation | FuelCost | 0 | [6 empty] | 0.92456 | 0
LCP_Inputs_ON_Electric_Howarth_2023_05_05 | 2022 | CH4 + CCS | Generation | Methane | ON | Dispatch-Generation | VOM | 0 | [6 empty] | 0.92456 | 0
LCP_Inputs_ON_Electric_Howarth_2023_05_05 | 2022 | CH4 + CCS | Generation | Methane | PJ | Dispatch-Generation | EmissionsCost | 0 | [6 empty] | 0.92456 | 0
LCP_Inputs_ON_Electric_Howarth_2023_05_05 | 2022 | CH4 + CCS | Generation | Methane | PJ | Dispatch-Generation | FuelCost | 0 | [6 empty] | 0.92456 | 0
LCP_Inputs_ON_Electric_Howarth_2023_05_05 | 2022 | CH4 + CCS | Generation | Methane | PJ | Dispatch-Generation | VOM | 0 | [6 empty] | 0.92456 | 0
LCP_Inputs_ON_Electric_Howarth_2023_05_05 | 2022 | CH4 + CCS | Generation | Methane | QC | Dispatch-Generation | EmissionsCost | 0 | [6 empty] | 0.92456 | 0
LCP_Inputs_ON_Electric_Howarth_2023_05_05 | 2022 | CH4 + CCS | Generation | Methane | QC | Dispatch-Generation | FuelCost | 0 | [6 empty] | 0.92456 | 0
LCP_Inputs_ON_Electric_Howarth_2023_05_05 | 2022 | CH4 + CCS | Generation | Methane | QC | Dispatch-Generation | VOM | 0 | [6 empty] | 0.92456 | 0
LCP_Inputs_ON_Electric_Howarth_2023_05_05 | 2022 | CH4 + CCS | Generation | Methane | WC | Dispatch-Generation | EmissionsCost | 0 | [6 empty] | 0.92456 | 0
LCP_Inputs_ON_Electric_Howarth_2023_05_05 | 2022 | CH4 + CCS | Generation | Methane | WC | Dispatch-Generation | FuelCost | 0 | [6 empty] | 0.92456 | 0
LCP_Inputs_ON_Electric_Howarth_2023_05_05 | 2022 | CH4 + CCS | Generation | Methane | WC | Dispatch-Generation | VOM | 0 | [6 empty] | 0.92456 | 0
LCP_Inputs_ON_Electric_Howarth_2023_05_05 | 2022 | CH4 Import - NY 2020 | Import | Methane | MI | Dispatch-Import | EmissionsCost | 0 | [6 empty] | 0.92456 | 0
LCP_Inputs_ON_Electric_Howarth_2023_05_05 | 2022 | CH4 Import - NY 2020 | Import | Methane | MI | Dispatch-Import | FuelCost | 0 | [6 empty] | 0.92456 | 0
LCP_Inputs_ON_Electric_Howarth_2023_05_05 | 2022 | CH4 Import - NY 2020 | Import | Methane | MI | Dispatch-Import | VOM | 0 | [6 empty] | 0.92456 | 0
LCP_Inputs_ON_Electric_Howarth_2023_05_05 | 2022 | CH4 Import - NY 2020 | Import | Methane | NY | Dispatch-Import | EmissionsCost | 282343065.1873 | [6 empty] | 0.92456 | 261042035.1214
LCP_Inputs_ON_Electric_Howarth_2023_05_05 | 2022 | CH4 Import - NY 2020 | Import | Methane | NY | Dispatch-Import | FuelCost | 407790143.0843 | [6 empty] | 0.92456 | 377024910.396
LCP_Inputs_ON_Electric_Howarth_2023_05_05 | 2022 | CH4 Import - NY 2020 | Import | Methane | NY | Dispatch-Import | VOM | 0 | [6 empty] | 0.92456 | 0
LCP_Inputs_ON_Electric_Howarth_2023_05_05 | 2022 | CH4 Import - NY 2020 | Import | Methane | ON | Dispatch-Import | EmissionsCost | 0 | [6 empty] | 0.92456 | 0
LCP_Inputs_ON_Electric_Howarth_2023_05_05 | 2022 | CH4 Import - NY 2020 | Import | Methane | ON | Dispatch-Import | FuelCost | 0 | [6 empty] | 0.92456 | 0
LCP_Inputs_ON_Electric_Howarth_2023_05_05 | 2022 | CH4 Import - NY 2020 | Import | Methane | ON | Dispatch-Import | VOM | 0 | [6 empty] | 0.92456 | 0
LCP_Inputs_ON_Electric_Howarth_2023_05_05 | 2022 | CH4 Import - NY 2020 | Import | Methane | PJ | Dispatch-Import | EmissionsCost | 0 | [6 empty] | 0.92456 | 0
LCP_Inputs_ON_Electric_Howarth_2023_05_05 | 2022 | CH4 Import - NY 2020 | Import | Methane | PJ | Dispatch-Import | FuelCost | 0 | [6 empty] | 0.92456 | 0
LCP_Inputs_ON_Electric_Howarth_2023_05_05 | 2022 | CH4 Import - NY 2020 | Import | Methane | PJ | Dispatch-Import | VOM | 0 | [6 empty] | 0.92456 | 0
LCP_Inputs_ON_Electric_Howarth_2023_05_05 | 2022 | CH4 Import - NY 2020 | Import | Methane | QC | Dispatch-Import | EmissionsCost | 0 | [6 empty] | 0.92456 | 0
LCP_Inputs_ON_Electric_Howarth_2023_05_05 | 2022 | CH4 Import - NY 2020 | Import | Methane | QC | Dispatch-Import | FuelCost | 0 | [6 empty] | 0.92456 | 0
LCP_Inputs_ON_Electric_Howarth_2023_05_05 | 2022 | CH4 Import - NY 2020 | Import | Methane | QC | Dispatch-Import | VOM | 0 | [6 empty] | 0.92456 | 0
LCP_Inputs_ON_Electric_Howarth_2023_05_05 | 2022 | CH4 Import - NY 2020 | Import | Methane | WC | Dispatch-Import | EmissionsCost | 0 | [6 empty] | 0.92456 | 0
LCP_Inputs_ON_Electric_Howarth_2023_05_05 | 2022 | CH4 Import - NY 2020 | Import | Methane | WC | Dispatch-Import | FuelCost | 0 | [6 empty] | 0.92456 | 0
LCP_Inputs_ON_Electric_Howarth_2023_05_05 | 2022 | CH4 Import - NY 2020 | Import | Methane | WC | Dispatch-Import | VOM | 0 | [6 empty] | 0.92456 | 0
LCP_Inputs_ON_Electric_Howarth_2023_05_05 | 2022 | CH4 Import - NY 2030 | Import | Methane | MI | Dispatch-Import | EmissionsCost | 0 | [6 empty] | 0.92456 | 0
LCP_Inputs_ON_Electric_Howarth_2023_05_05 | 2022 | CH4 Import - NY 2030 | Import | Methane | MI | Dispatch-Import | FuelCost | 0 | [6 empty] | 0.92456 | 0
LCP_Inputs_ON_Electric_Howarth_2023_05_05 | 2022 | CH4 Import - NY 2030 | Import | Methane | MI | Dispatch-Import | VOM | 0 | [6 empty] | 0.92456 | 0
LCP_Inputs_ON_Electric_Howarth_2023_05_05 | 2022 | CH4 Import - NY 2030 | Import | Methane | NY | Dispatch-Import | EmissionsCost | 0 | [6 empty] | 0.92456 | 0
LCP_Inputs_ON_Electric_Howarth_2023_05_05 | 2022 | CH4 Import - NY 2030 | Import | Methane | NY | Dispatch-Import | FuelCost | 0 | [6 empty] | 0.92456 | 0
LCP_Inputs_ON_Electric_Howarth_2023_05_05 | 2022 | CH4 Import - NY 2030 | Import | Methane | NY | Dispatch-Import | VOM | 0 | [6 empty] | 0.92456 | 0
LCP_Inputs_ON_Electric_Howarth_2023_05_05 | 2022 | CH4 Import - NY 2030 | Import | Methane | ON | Dispatch-Import | EmissionsCost | 0 | [6 empty] | 0.92456 | 0
LCP_Inputs_ON_Electric_Howarth_2023_05_05 | 2022 | CH4 Import - NY 2030 | Import | Methane | ON | Dispatch-Import | FuelCost | 0 | [6 empty] | 0.92456 | 0
LCP_Inputs_ON_Electric_Howarth_2023_05_05 | 2022 | CH4 Import - NY 2030 | Import | Methane | ON | Dispatch-Import | VOM | 0 | [6 empty] | 0.92456 | 0
LCP_Inputs_ON_Electric_Howarth_2023_05_05 | 2022 | CH4 Import - NY 2030 | Import | Methane | PJ | Dispatch-Import | EmissionsCost | 0 | [6 empty] | 0.92456 | 0
LCP_Inputs_ON_Electric_Howarth_2023_05_05 | 2022 | CH4 Import - NY 2030 | Import | Methane | PJ | Dispatch-Import | FuelCost | 0 | [6 empty] | 0.92456 | 0
LCP_Inputs_ON_Electric_Howarth_2023_05_05 | 2022 | CH4 Import - NY 2030 | Import | Methane | PJ | Dispatch-Import | VOM | 0 | [6 empty] | 0.92456 | 0
LCP_Inputs_ON_Electric_Howarth_2023_05_05 | 2022 | CH4 Import - NY 2030 | Import | Methane | QC | Dispatch-Import | EmissionsCost | 0 | [6 empty] | 0.92456 | 0
LCP_Inputs_ON_Electric_Howarth_2023_05_05 | 2022 | CH4 Import - NY 2030 | Import | Methane | QC | Dispatch-Import | FuelCost | 0 | [6 empty] | 0.92456 | 0
LCP_Inputs_ON_Electric_Howarth_2023_05_05 | 2022 | CH4 Import - NY 2030 | Import | Methane | QC | Dispatch-Import | VOM | 0 | [6 empty] | 0.92456 | 0
LCP_Inputs_ON_Electric_Howarth_2023_05_05 | 2022 | CH4 Import - NY 2030 | Import | Methane | WC | Dispatch-Import | EmissionsCost | 0 | [6 empty] | 0.92456 | 0
LCP_Inputs_ON_Electric_Howarth_2023_05_05 | 2022 | CH4 Import - NY 2030 | Import | Methane | WC | Dispatch-Import | FuelCost | 0 | [6 empty] | 0.92456 | 0
LCP_Inputs_ON_Electric_Howarth_2023_05_05 | 2022 | CH4 Import - NY 2030 | Import | Methane | WC | Dispatch-Import | VOM | 0 | [6 empty] | 0.92456 | 0
LCP_Inputs_ON_Electric_Howarth_2023_05_05 | 2022 | CH4 Import - NY 2040 | Import | Methane | MI | Dispatch-Import | EmissionsCost | 0 | [6 empty] | 0.92456 | 0
LCP_Inputs_ON_Electric_Howarth_2023_05_05 | 2022 | CH4 Import - NY 2040 | Import | Methane | MI | Dispatch-Import | FuelCost | 0 | [6 empty] | 0.92456 | 0
LCP_Inputs_ON_Electric_Howarth_2023_05_05 | 2022 | CH4 Import - NY 2040 | Import | Methane | MI | Dispatch-Import | VOM | 0 | [6 empty] | 0.92456 | 0
LCP_Inputs_ON_Electric_Howarth_2023_05_05 | 2022 | CH4 Import - NY 2040 | Import | Methane | NY | Dispatch-Import | EmissionsCost | 0 | [6 empty] | 0.92456 | 0
LCP_Inputs_ON_Electric_Howarth_2023_05_05 | 2022 | CH4 Import - NY 2040 | Import | Methane | NY | Dispatch-Import | FuelCost | 0 | [6 empty] | 0.92456 | 0
LCP_Inputs_ON_Electric_Howarth_2023_05_05 | 2022 | CH4 Import - NY 2040 | Import | Methane | NY | Dispatch-Import | VOM | 0 | [6 empty] | 0.92456 | 0
LCP_Inputs_ON_Electric_Howarth_2023_05_05 | 2022 | CH4 Import - NY 2040 | Import | Methane | ON | Dispatch-Import | EmissionsCost | 0 | [6 empty] | 0.92456 | 0
LCP_Inputs_ON_Electric_Howarth_2023_05_05 | 2022 | CH4 Import - NY 2040 | Import | Methane | ON | Dispatch-Import | FuelCost | 0 | [6 empty] | 0.92456 | 0
LCP_Inputs_ON_Electric_Howarth_2023_05_05 | 2022 | CH4 Import - NY 2040 | Import | Methane | ON | Dispatch-Import | VOM | 0 | [6 empty] | 0.92456 | 0
LCP_Inputs_ON_Electric_Howarth_2023_05_05 | 2022 | CH4 Import - NY 2040 | Import | Methane | PJ | Dispatch-Import | EmissionsCost | 0 | [6 empty] | 0.92456 | 0
LCP_Inputs_ON_Electric_Howarth_2023_05_05 | 2022 | CH4 Import - NY 2040 | Import | Methane | PJ | Dispatch-Import | FuelCost | 0 | [6 empty] | 0.92456 | 0
LCP_Inputs_ON_Electric_Howarth_2023_05_05 | 2022 | CH4 Import - NY 2040 | Import | Methane | PJ | Dispatch-Import | VOM | 0 | [6 empty] | 0.92456 | 0
LCP_Inputs_ON_Electric_Howarth_2023_05_05 | 2022 | CH4 Import - NY 2040 | Import | Methane | QC | Dispatch-Import | EmissionsCost | 0 | [6 empty] | 0.92456 | 0
LCP_Inputs_ON_Electric_Howarth_2023_05_05 | 2022 | CH4 Import - NY 2040 | Import | Methane | QC | Dispatch-Import | FuelCost | 0 | [6 empty] | 0.92456 | 0
LCP_Inputs_ON_Electric_Howarth_2023_05_05 | 2022 | CH4 Import - NY 2040 | Import | Methane | QC | Dispatch-Import | VOM | 0 | [6 empty] | 0.92456 | 0
LCP_Inputs_ON_Electric_Howarth_2023_05_05 | 2022 | CH4 Import - NY 2040 | Import | Methane | WC | Dispatch-Import | EmissionsCost | 0 | [6 empty] | 0.92456 | 0
LCP_Inputs_ON_Electric_Howarth_2023_05_05 | 2022 | CH4 Import - NY 2040 | Import | Methane | WC | Dispatch-Import | FuelCost | 0 | [6 empty] | 0.92456 | 0
LCP_Inputs_ON_Electric_Howarth_2023_05_05 | 2022 | CH4 Import - NY 2040 | Import | Methane | WC | Dispatch-Import | VOM | 0 | [6 empty] | 0.92456 | 0
LCP_Inputs_ON_Electric_Howarth_2023_05_05 | 2022 | CH4 Import - NY 2050 | Import | Methane | MI | Dispatch-Import | EmissionsCost | 0 | [6 empty] | 0.92456 | 0
LCP_Inputs_ON_Electric_Howarth_2023_05_05 | 2022 | CH4 Import - NY 2050 | Import | Methane | MI | Dispatch-Import | FuelCost | 0 | [6 empty] | 0.92456 | 0
LCP_Inputs_ON_Electric_Howarth_2023_05_05 | 2022 | CH4 Import - NY 2050 | Import | Methane | MI | Dispatch-Import | VOM | 0 | [6 empty] | 0.92456 | 0
LCP_Inputs_ON_Electric_Howarth_2023_05_05 | 2022 | CH4 Import - NY 2050 | Import | Methane | NY | Dispatch-Import | EmissionsCost | 0 | [6 empty] | 0.92456 | 0
LCP_Inputs_ON_Electric_Howarth_2023_05_05 | 2022 | CH4 Import - NY 2050 | Import | Methane | NY | Dispatch-Import | FuelCost | 0 | [6 empty] | 0.92456 | 0
LCP_Inputs_ON_Electric_Howarth_2023_05_05 | 2022 | CH4 Import - NY 2050 | Import | Methane | NY | Dispatch-Import | VOM | 0 | [6 empty] | 0.92456 | 0
LCP_Inputs_ON_Electric_Howarth_2023_05_05 | 2022 | CH4 Import - NY 2050 | Import | Methane | ON | Dispatch-Import | EmissionsCost | 0 | [6 empty] | 0.92456 | 0
LCP_Inputs_ON_Electric_Howarth_2023_05_05 | 2022 | CH4 Import - NY 2050 | Import | Methane | ON | Dispatch-Import | FuelCost | 0 | [6 empty] | 0.92456 | 0
LCP_Inputs_ON_Electric_Howarth_2023_05_05 | 2022 | CH4 Import - NY 2050 | Import | Methane | ON | Dispatch-Import | VOM | 0 | [6 empty] | 0.92456 | 0
LCP_Inputs_ON_Electric_Howarth_2023_05_05 | 2022 | CH4 Import - NY 2050 | Import | Methane | PJ | Dispatch-Import | EmissionsCost | 0 | [6 empty] | 0.92456 | 0
LCP_Inputs_ON_Electric_Howarth_2023_05_05 | 2022 | CH4 Import - NY 2050 | Import | Methane | PJ | Dispatch-Import | FuelCost | 0 | [6 empty] | 0.92456 | 0
LCP_Inputs_ON_Electric_Howarth_2023_05_05 | 2022 | CH4 Import - NY 2050 | Import | Methane | PJ | Dispatch-Import | VOM | 0 | [6 empty] | 0.92456 | 0
LCP_Inputs_ON_Electric_Howarth_2023_05_05 | 2022 | CH4 Import - NY 2050 | Import | Methane | QC | Dispatch-Import | EmissionsCost | 0 | [6 empty] | 0.92456 | 0
LCP_Inputs_ON_Electric_Howarth_2023_05_05 | 2022 | CH4 Import - NY 2050 | Import | Methane | QC | Dispatch-Import | FuelCost | 0 | [6 empty] | 0.92456 | 0
LCP_Inputs_ON_Electric_Howarth_2023_05_05 | 2022 | CH4 Import - NY 2050 | Import | Methane | QC | Dispatch-Import | VOM | 0 | [6 empty] | 0.92456 | 0
LCP_Inputs_ON_Electric_Howarth_2023_05_05 | 2022 | CH4 Import - NY 2050 | Import | Methane | WC | Dispatch-Import | EmissionsCost | 0 | [6 empty] | 0.92456 | 0
LCP_Inputs_ON_Electric_Howarth_2023_05_05 | 2022 | CH4 Import - NY 2050 | Import | Methane | WC | Dispatch-Import | FuelCost | 0 | [6 empty] | 0.92456 | 0
LCP_Inputs_ON_Electric_Howarth_2023_05_05 | 2022 | CH4 Import - NY 2050 | Import | Methane | WC | Dispatch-Import | VOM | 0 | [6 empty] | 0.92456 | 0
LCP_Inputs_ON_Electric_Howarth_2023_05_05 | 2022 | CH4 Import - WC 2020 | Import | Methane | MI | Dispatch-Import | EmissionsCost | 0 | [6 empty] | 0.92456 | 0
LCP_Inputs_ON_Electric_Howarth_2023_05_05 | 2022 | CH4 Import - WC 2020 | Import | Methane | MI | Dispatch-Import | FuelCost | 0 | [6 empty] | 0.92456 | 0
LCP_Inputs_ON_Electric_Howarth_2023_05_05 | 2022 | CH4 Import - WC 2020 | Import | Methane | MI | Dispatch-Import | VOM | 0 | [6 empty] | 0.92456 | 0
LCP_Inputs_ON_Electric_Howarth_2023_05_05 | 2022 | CH4 Import - WC 2020 | Import | Methane | NY | Dispatch-Import | EmissionsCost | 0 | [6 empty] | 0.92456 | 0
LCP_Inputs_ON_Electric_Howarth_2023_05_05 | 2022 | CH4 Import - WC 2020 | Import | Methane | NY | Dispatch-Import | FuelCost | 0 | [6 empty] | 0.92456 | 0
LCP_Inputs_ON_Electric_Howarth_2023_05_05 | 2022 | CH4 Import - WC 2020 | Import | Methane | NY | Dispatch-Import | VOM | 0 | [6 empty] | 0.92456 | 0
LCP_Inputs_ON_Electric_Howarth_2023_05_05 | 2022 | CH4 Import - WC 2020 | Import | Methane | ON | Dispatch-Import | EmissionsCost | 0 | [6 empty] | 0.92456 | 0
LCP_Inputs_ON_Electric_Howarth_2023_05_05 | 2022 | CH4 Import - WC 2020 | Import | Methane | ON | Dispatch-Import | FuelCost | 0 | [6 empty] | 0.92456 | 0
LCP_Inputs_ON_Electric_Howarth_2023_05_05 | 2022 | CH4 Import - WC 2020 | Import | Methane | ON | Dispatch-Import | VOM | 0 | [6 empty] | 0.92456 | 0
LCP_Inputs_ON_Electric_Howarth_2023_05_05 | 2022 | CH4 Import - WC 2020 | Import | Methane | PJ | Dispatch-Import | EmissionsCost | 0 | [6 empty] | 0.92456 | 0
LCP_Inputs_ON_Electric_Howarth_2023_05_05 | 2022 | CH4 Import - WC 2020 | Import | Methane | PJ | Dispatch-Import | FuelCost | 0 | [6 empty] | 0.92456 | 0
LCP_Inputs_ON_Electric_Howarth_2023_05_05 | 2022 | CH4 Import - WC 2020 | Import | Methane | PJ | Dispatch-Import | VOM | 0 | [6 empty] | 0.92456 | 0
LCP_Inputs_ON_Electric_Howarth_2023_05_05 | 2022 | CH4 Import - WC 2020 | Import | Methane | QC | Dispatch-Import | EmissionsCost | 0 | [6 empty] | 0.92456 | 0
LCP_Inputs_ON_Electric_Howarth_2023_05_05 | 2022 | CH4 Import - WC 2020 | Import | Methane | QC | Dispatch-Import | FuelCost | 0 | [6 empty] | 0.92456 | 0
LCP_Inputs_ON_Electric_Howarth_2023_05_05 | 2022 | CH4 Import - WC 2020 | Import | Methane | QC | Dispatch-Import | VOM | 0 | [6 empty] | 0.92456 | 0
LCP_Inputs_ON_Electric_Howarth_2023_05_05 | 2022 | CH4 Import - WC 2020 | Import | Methane | WC | Dispatch-Import | EmissionsCost | 1306945408.6229 | [6 empty] | 0.92456 | 1208344497.6173
LCP_Inputs_ON_Electric_Howarth_2023_05_05 | 2022 | CH4 Import - WC 2020 | Import | Methane | WC | Dispatch-Import | FuelCost | 1887630761.6486 | [6 empty] | 0.92456 | 1745220748.5657
LCP_Inputs_ON_Electric_Howarth_2023_05_05 | 2022 | CH4 Import - WC 2020 | Import | Methane | WC | Dispatch-Import | VOM | 0 | [6 empty] | 0.92456 | 0
LCP_Inputs_ON_Electric_Howarth_2023_05_05 | 2022 | CH4 Import - WC 2030 | Import | Methane | MI | Dispatch-Import | EmissionsCost | 0 | [6 empty] | 0.92456 | 0
LCP_Inputs_ON_Electric_Howarth_2023_05_05 | 2022 | CH4 Import - WC 2030 | Import | Methane | MI | Dispatch-Import | FuelCost | 0 | [6 empty] | 0.92456 | 0
LCP_Inputs_ON_Electric_Howarth_2023_05_05 | 2022 | CH4 Import - WC 2030 | Import | Methane | MI | Dispatch-Import | VOM | 0 | [6 empty] | 0.92456 | 0
LCP_Inputs_ON_Electric_Howarth_2023_05_05 | 2022 | CH4 Import - WC 2030 | Import | Methane | NY | Dispatch-Import | EmissionsCost | 0 | [6 empty] | 0.92456 | 0
LCP_Inputs_ON_Electric_Howarth_2023_05_05 | 2022 | CH4 Import - WC 2030 | Import | Methane | NY | Dispatch-Import | FuelCost | 0 | [6 empty] | 0.92456 | 0
LCP_Inputs_ON_Electric_Howarth_2023_05_05 | 2022 | CH4 Import - WC 2030 | Import | Methane | NY | Dispatch-Import | VOM | 0 | [6 empty] | 0.92456 | 0
LCP_Inputs_ON_Electric_Howarth_2023_05_05 | 2022 | CH4 Import - WC 2030 | Import | Methane | ON | Dispatch-Import | EmissionsCost | 0 | [6 empty] | 0.92456 | 0
LCP_Inputs_ON_Electric_Howarth_2023_05_05 | 2022 | CH4 Import - WC 2030 | Import | Methane | ON | Dispatch-Import | FuelCost | 0 | [6 empty] | 0.92456 | 0
LCP_Inputs_ON_Electric_Howarth_2023_05_05 | 2022 | CH4 Import - WC 2030 | Import | Methane | ON | Dispatch-Import | VOM | 0 | [6 empty] | 0.92456 | 0
LCP_Inputs_ON_Electric_Howarth_2023_05_05 | 2022 | CH4 Import - WC 2030 | Import | Methane | PJ | Dispatch-Import | EmissionsCost | 0 | [6 empty] | 0.92456 | 0
LCP_Inputs_ON_Electric_Howarth_2023_05_05 | 2022 | CH4 Import - WC 2030 | Import | Methane | PJ | Dispatch-Import | FuelCost | 0 | [6 empty] | 0.92456 | 0
LCP_Inputs_ON_Electric_Howarth_2023_05_05 | 2022 | CH4 Import - WC 2030 | Import | Methane | PJ | Dispatch-Import | VOM | 0 | [6 empty] | 0.92456 | 0
LCP_Inputs_ON_Electric_Howarth_2023_05_05 | 2022 | CH4 Import - WC 2030 | Import | Methane | QC | Dispatch-Import | EmissionsCost | 0 | [6 empty] | 0.92456 | 0
LCP_Inputs_ON_Electric_Howarth_2023_05_05 | 2022 | CH4 Import - WC 2030 | Import | Methane | QC | Dispatch-Import | FuelCost | 0 | [6 empty] | 0.92456 | 0
LCP_Inputs_ON_Electric_Howarth_2023_05_05 | 2022 | CH4 Import - WC 2030 | Import | Methane | QC | Dispatch-Import | VOM | 0 | [6 empty] | 0.92456 | 0
LCP_Inputs_ON_Electric_Howarth_2023_05_05 | 2022 | CH4 Import - WC 2030 | Import | Methane | WC | Dispatch-Import | EmissionsCost | 0 | [6 empty] | 0.92456 | 0
LCP_Inputs_ON_Electric_Howarth_2023_05_05 | 2022 | CH4 Import - WC 2030 | Import | Methane | WC | Dispatch-Import | FuelCost | 0 | [6 empty] | 0.92456 | 0
LCP_Inputs_ON_Electric_Howarth_2023_05_05 | 2022 | CH4 Import - WC 2030 | Import | Methane | WC | Dispatch-Import | VOM | 0 | [6 empty] | 0.92456 | 0
LCP_Inputs_ON_Electric_Howarth_2023_05_05 | 2022 | CH4 Import - WC 2040 | Import | Methane | MI | Dispatch-Import | EmissionsCost | 0 | [6 empty] | 0.92456 | 0
LCP_Inputs_ON_Electric_Howarth_2023_05_05 | 2022 | CH4 Import - WC 2040 | Import | Methane | MI | Dispatch-Import | FuelCost | 0 | [6 empty] | 0.92456 | 0
LCP_Inputs_ON_Electric_Howarth_2023_05_05 | 2022 | CH4 Import - WC 2040 | Import | Methane | MI | Dispatch-Import | VOM | 0 | [6 empty] | 0.92456 | 0
LCP_Inputs_ON_Electric_Howarth_2023_05_05 | 2022 | CH4 Import - WC 2040 | Import | Methane | NY | Dispatch-Import | EmissionsCost | 0 | [6 empty] | 0.92456 | 0
LCP_Inputs_ON_Electric_Howarth_2023_05_05 | 2022 | CH4 Import - WC 2040 | Import | Methane | NY | Dispatch-Import | FuelCost | 0 | [6 empty] | 0.92456 | 0
LCP_Inputs_ON_Electric_Howarth_2023_05_05 | 2022 | CH4 Import - WC 2040 | Import | Methane | NY | Dispatch-Import | VOM | 0 | [6 empty] | 0.92456 | 0
LCP_Inputs_ON_Electric_Howarth_2023_05_05 | 2022 | CH4 Import - WC 2040 | Import | Methane | ON | Dispatch-Import | EmissionsCost | 0 | [6 empty] | 0.92456 | 0
LCP_Inputs_ON_Electric_Howarth_2023_05_05 | 2022 | CH4 Import - WC 2040 | Import | Methane | ON | Dispatch-Import | FuelCost | 0 | [6 empty] | 0.92456 | 0
LCP_Inputs_ON_Electric_Howarth_2023_05_05 | 2022 | CH4 Import - WC 2040 | Import | Methane | ON | Dispatch-Import | VOM | 0 | [6 empty] | 0.92456 | 0
LCP_Inputs_ON_Electric_Howarth_2023_05_05 | 2022 | CH4 Import - WC 2040 | Import | Methane | PJ | Dispatch-Import | EmissionsCost | 0 | [6 empty] | 0.92456 | 0
LCP_Inputs_ON_Electric_Howarth_2023_05_05 | 2022 | CH4 Import - WC 2040 | Import | Methane | PJ | Dispatch-Import | FuelCost | 0 | [6 empty] | 0.92456 | 0
LCP_Inputs_ON_Electric_Howarth_2023_05_05 | 2022 | CH4 Import - WC 2040 | Import | Methane | PJ | Dispatch-Import | VOM | 0 | [6 empty] | 0.92456 | 0
LCP_Inputs_ON_Electric_Howarth_2023_05_05 | 2022 | CH4 Import - WC 2040 | Import | Methane | QC | Dispatch-Import | EmissionsCost | 0 | [6 empty] | 0.92456 | 0
LCP_Inputs_ON_Electric_Howarth_2023_05_05 | 2022 | CH4 Import - WC 2040 | Import | Methane | QC | Dispatch-Import | FuelCost | 0 | [6 empty] | 0.92456 | 0
LCP_Inputs_ON_Electric_Howarth_2023_05_05 | 2022 | CH4 Import - WC 2040 | Import | Methane | QC | Dispatch-Import | VOM | 0 | [6 empty] | 0.92456 | 0
LCP_Inputs_ON_Electric_Howarth_2023_05_05 | 2022 | CH4 Import - WC 2040 | Import | Methane | WC | Dispatch-Import | EmissionsCost | 0 | [6 empty] | 0.92456 | 0
LCP_Inputs_ON_Electric_Howarth_2023_05_05 | 2022 | CH4 Import - WC 2040 | Import | Methane | WC | Dispatch-Import | FuelCost | 0 | [6 empty] | 0.92456 | 0
LCP_Inputs_ON_Electric_Howarth_2023_05_05 | 2022 | CH4 Import - WC 2040 | Import | Methane | WC | Dispatch-Import | VOM | 0 | [6 empty] | 0.92456 | 0
LCP_Inputs_ON_Electric_Howarth_2023_05_05 | 2022 | CH4 Import - WC 2050 | Import | Methane | MI | Dispatch-Import | EmissionsCost | 0 | [6 empty] | 0.92456 | 0
LCP_Inputs_ON_Electric_Howarth_2023_05_05 | 2022 | CH4 Import - WC 2050 | Import | Methane | MI | Dispatch-Import | FuelCost | 0 | [6 empty] | 0.92456 | 0
LCP_Inputs_ON_Electric_Howarth_2023_05_05 | 2022 | CH4 Import - WC 2050 | Import | Methane | MI | Dispatch-Import | VOM | 0 | [6 empty] | 0.92456 | 0
LCP_Inputs_ON_Electric_Howarth_2023_05_05 | 2022 | CH4 Import - WC 2050 | Import | Methane | NY | Dispatch-Import | EmissionsCost | 0 | [6 empty] | 0.92456 | 0
LCP_Inputs_ON_Electric_Howarth_2023_05_05 | 2022 | CH4 Import - WC 2050 | Import | Methane | NY | Dispatch-Import | FuelCost | 0 | [6 empty] | 0.92456 | 0
LCP_Inputs_ON_Electric_Howarth_2023_05_05 | 2022 | CH4 Import - WC 2050 | Import | Methane | NY | Dispatch-Import | VOM | 0 | [6 empty] | 0.92456 | 0
LCP_Inputs_ON_Electric_Howarth_2023_05_05 | 2022 | CH4 Import - WC 2050 | Import | Methane | ON | Dispatch-Import | EmissionsCost | 0 | [6 empty] | 0.92456 | 0
LCP_Inputs_ON_Electric_Howarth_2023_05_05 | 2022 | CH4 Import - WC 2050 | Import | Methane | ON | Dispatch-Import | FuelCost | 0 | [6 empty] | 0.92456 | 0
LCP_Inputs_ON_Electric_Howarth_2023_05_05 | 2022 | CH4 Import - WC 2050 | Import | Methane | ON | Dispatch-Import | VOM | 0 | [6 empty] | 0.92456 | 0
LCP_Inputs_ON_Electric_Howarth_2023_05_05 | 2022 | CH4 Import - WC 2050 | Import | Methane | PJ | Dispatch-Import | EmissionsCost | 0 | [6 empty] | 0.92456 | 0
LCP_Inputs_ON_Electric_Howarth_2023_05_05 | 2022 | CH4 Import - WC 2050 | Import | Methane | PJ | Dispatch-Import | FuelCost | 0 | [6 empty] | 0.92456 | 0
LCP_Inputs_ON_Electric_Howarth_2023_05_05 | 2022 | CH4 Import - WC 2050 | Import | Methane | PJ | Dispatch-Import | VOM | 0 | [6 empty] | 0.92456 | 0
LCP_Inputs_ON_Electric_Howarth_2023_05_05 | 2022 | CH4 Import - WC 2050 | Import | Methane | QC | Dispatch-Import | EmissionsCost | 0 | [6 empty] | 0.92456 | 0
LCP_Inputs_ON_Electric_Howarth_2023_05_05 | 2022 | CH4 Import - WC 2050 | Import | Methane | QC | Dispatch-Import | FuelCost | 0 | [6 empty] | 0.92456 | 0
LCP_Inputs_ON_Electric_Howarth_2023_05_05 | 2022 | CH4 Import - WC 2050 | Import | Methane | QC | Dispatch-Import | VOM | 0 | [6 empty] | 0.92456 | 0
LCP_Inputs_ON_Electric_Howarth_2023_05_05 | 2022 | CH4 Import - WC 2050 | Import | Methane | WC | Dispatch-Import | EmissionsCost | 0 | [6 empty] | 0.92456 | 0
LCP_Inputs_ON_Electric_Howarth_2023_05_05 | 2022 | CH4 Import - WC 2050 | Import | Methane | WC | Dispatch-Import | FuelCost | 0 | [6 empty] | 0.92456 | 0
LCP_Inputs_ON_Electric_Howarth_2023_05_05 | 2022 | CH4 Import - WC 2050 | Import | Methane | WC | Dispatch-Import | VOM | 0 | [6 empty] | 0.92456 | 0
LCP_Inputs_ON_Electric_Howarth_2023_05_05 | 2022 | CH4 Salt Cavern Storage - ON | Storage | Methane | MI | Dispatch-Storage | EmissionsCost | 0 | [6 empty] | 0.92456 | 0
LCP_Inputs_ON_Electric_Howarth_2023_05_05 | 2022 | CH4 Salt Cavern Storage - ON | Storage | Methane | MI | Dispatch-Storage | FuelCost | 0 | [6 empty] | 0.92456 | 0
LCP_Inputs_ON_Electric_Howarth_2023_05_05 | 2022 | CH4 Salt Cavern Storage - ON | Storage | Methane | MI | Dispatch-Storage | VOM | 0 | [6 empty] | 0.92456 | 0
LCP_Inputs_ON_Electric_Howarth_2023_05_05 | 2022 | CH4 Salt Cavern Storage - ON | Storage | Methane | NY | Dispatch-Storage | EmissionsCost | 0 | [6 empty] | 0.92456 | 0
LCP_Inputs_ON_Electric_Howarth_2023_05_05 | 2022 | CH4 Salt Cavern Storage - ON | Storage | Methane | NY | Dispatch-Storage | FuelCost | 0 | [6 empty] | 0.92456 | 0
LCP_Inputs_ON_Electric_Howarth_2023_05_05 | 2022 | CH4 Salt Cavern Storage - ON | Storage | Methane | NY | Dispatch-Storage | VOM | 0 | [6 empty] | 0.92456 | 0
LCP_Inputs_ON_Electric_Howarth_2023_05_05 | 2022 | CH4 Salt Cavern Storage - ON | Storage | Methane | ON | Dispatch-Storage | EmissionsCost | 0 | [6 empty] | 0.92456 | 0
LCP_Inputs_ON_Electric_Howarth_2023_05_05 | 2022 | CH4 Salt Cavern Storage - ON | Storage | Methane | ON | Dispatch-Storage | FuelCost | 0 | [6 empty] | 0.92456 | 0
LCP_Inputs_ON_Electric_Howarth_2023_05_05 | 2022 | CH4 Salt Cavern Storage - ON | Storage | Methane | ON | Dispatch-Storage | VOM | 691417.653 | [6 empty] | 0.92456 | 639254.4869
LCP_Inputs_ON_Electric_Howarth_2023_05_05 | 2022 | CH4 Salt Cavern Storage - ON | Storage | Methane | PJ | Dispatch-Storage | EmissionsCost | 0 | [6 empty] | 0.92456 | 0
LCP_Inputs_ON_Electric_Howarth_2023_05_05 | 2022 | CH4 Salt Cavern Storage - ON | Storage | Methane | PJ | Dispatch-Storage | FuelCost | 0 | [6 empty] | 0.92456 | 0
LCP_Inputs_ON_Electric_Howarth_2023_05_05 | 2022 | CH4 Salt Cavern Storage - ON | Storage | Methane | PJ | Dispatch-Storage | VOM | 0 | [6 empty] | 0.92456 | 0
LCP_Inputs_ON_Electric_Howarth_2023_05_05 | 2022 | CH4 Salt Cavern Storage - ON | Storage | Methane | QC | Dispatch-Storage | EmissionsCost | 0 | [6 empty] | 0.92456 | 0
LCP_Inputs_ON_Electric_Howarth_2023_05_05 | 2022 | CH4 Salt Cavern Storage - ON | Storage | Methane | QC | Dispatch-Storage | FuelCost | 0 | [6 empty] | 0.92456 | 0
LCP_Inputs_ON_Electric_Howarth_2023_05_05 | 2022 | CH4 Salt Cavern Storage - ON | Storage | Methane | QC | Dispatch-Storage | VOM | 0 | [6 empty] | 0.92456 | 0
LCP_Inputs_ON_Electric_Howarth_2023_05_05 | 2022 | CH4 Salt Cavern Storage - ON | Storage | Methane | WC | Dispatch-Storage | EmissionsCost | 0 | [6 empty] | 0.92456 | 0
LCP_Inputs_ON_Electric_Howarth_2023_05_05 | 2022 | CH4 Salt Cavern Storage - ON | Storage | Methane | WC | Dispatch-Storage | FuelCost | 0 | [6 empty] | 0.92456 | 0
LCP_Inputs_ON_Electric_Howarth_2023_05_05 | 2022 | CH4 Salt Cavern Storage - ON | Storage | Methane | WC | Dispatch-Storage | VOM | 0 | [6 empty] | 0.92456 | 0
LCP_Inputs_ON_Electric_Howarth_2023_05_05 | 2022 | Electrolyser 2020/2030 | Crossload | Hydrogen | MI | Dispatch-Crossload | EmissionsCost | 0 | [6 empty] | 0.92456 | 0
LCP_Inputs_ON_Electric_Howarth_2023_05_05 | 2022 | Electrolyser 2020/2030 | Crossload | Hydrogen | MI | Dispatch-Crossload | FuelCost | 0 | [6 empty] | 0.92456 | 0
LCP_Inputs_ON_Electric_Howarth_2023_05_05 | 2022 | Electrolyser 2020/2030 | Crossload | Hydrogen | MI | Dispatch-Crossload | VOM | 0 | [6 empty] | 0.92456 | 0
LCP_Inputs_ON_Electric_Howarth_2023_05_05 | 2022 | Electrolyser 2020/2030 | Crossload | Hydrogen | NY | Dispatch-Crossload | EmissionsCost | 0 | [6 empty] | 0.92456 | 0
LCP_Inputs_ON_Electric_Howarth_2023_05_05 | 2022 | Electrolyser 2020/2030 | Crossload | Hydrogen | NY | Dispatch-Crossload | FuelCost | 0 | [6 empty] | 0.92456 | 0
LCP_Inputs_ON_Electric_Howarth_2023_05_05 | 2022 | Electrolyser 2020/2030 | Crossload | Hydrogen | NY | Dispatch-Crossload | VOM | 0 | [6 empty] | 0.92456 | 0
LCP_Inputs_ON_Electric_Howarth_2023_05_05 | 2022 | Electrolyser 2020/2030 | Crossload | Hydrogen | ON | Dispatch-Crossload | EmissionsCost | 0 | [6 empty] | 0.92456 | 0
LCP_Inputs_ON_Electric_Howarth_2023_05_05 | 2022 | Electrolyser 2020/2030 | Crossload | Hydrogen | ON | Dispatch-Crossload | FuelCost | 0 | [6 empty] | 0.92456 | 0
LCP_Inputs_ON_Electric_Howarth_2023_05_05 | 2022 | Electrolyser 2020/2030 | Crossload | Hydrogen | ON | Dispatch-Crossload | VOM | 0 | [6 empty] | 0.92456 | 0
LCP_Inputs_ON_Electric_Howarth_2023_05_05 | 2022 | Electrolyser 2020/2030 | Crossload | Hydrogen | PJ | Dispatch-Crossload | EmissionsCost | 0 | [6 empty] | 0.92456 | 0
LCP_Inputs_ON_Electric_Howarth_2023_05_05 | 2022 | Electrolyser 2020/2030 | Crossload | Hydrogen | PJ | Dispatch-Crossload | FuelCost | 0 | [6 empty] | 0.92456 | 0
LCP_Inputs_ON_Electric_Howarth_2023_05_05 | 2022 | Electrolyser 2020/2030 | Crossload | Hydrogen | PJ | Dispatch-Crossload | VOM | 0 | [6 empty] | 0.92456 | 0
LCP_Inputs_ON_Electric_Howarth_2023_05_05 | 2022 | Electrolyser 2020/2030 | Crossload | Hydrogen | QC | Dispatch-Crossload | EmissionsCost | 0 | [6 empty] | 0.92456 | 0
LCP_Inputs_ON_Electric_Howarth_2023_05_05 | 2022 | Electrolyser 2020/2030 | Crossload | Hydrogen | QC | Dispatch-Crossload | FuelCost | 0 | [6 empty] | 0.92456 | 0
LCP_Inputs_ON_Electric_Howarth_2023_05_05 | 2022 | Electrolyser 2020/2030 | Crossload | Hydrogen | QC | Dispatch-Crossload | VOM | 0 | [6 empty] | 0.92456 | 0
LCP_Inputs_ON_Electric_Howarth_2023_05_05 | 2022 | Electrolyser 2020/2030 | Crossload | Hydrogen | WC | Dispatch-Crossload | EmissionsCost | 0 | [6 empty] | 0.92456 | 0
LCP_Inputs_ON_Electric_Howarth_2023_05_05 | 2022 | Electrolyser 2020/2030 | Crossload | Hydrogen | WC | Dispatch-Crossload | FuelCost | 0 | [6 empty] | 0.92456 | 0
LCP_Inputs_ON_Electric_Howarth_2023_05_05 | 2022 | Electrolyser 2020/2030 | Crossload | Hydrogen | WC | Dispatch-Crossload | VOM | 0 | [6 empty] | 0.92456 | 0
LCP_Inputs_ON_Electric_Howarth_2023_05_05 | 2022 | Electrolyser 2040 | Crossload | Hydrogen | MI | Dispatch-Crossload | EmissionsCost | 0 | [6 empty] | 0.92456 | 0
LCP_Inputs_ON_Electric_Howarth_2023_05_05 | 2022 | Electrolyser 2040 | Crossload | Hydrogen | MI | Dispatch-Crossload | FuelCost | 0 | [6 empty] | 0.92456 | 0
LCP_Inputs_ON_Electric_Howarth_2023_05_05 | 2022 | Electrolyser 2040 | Crossload | Hydrogen | MI | Dispatch-Crossload | VOM | 0 | [6 empty] | 0.92456 | 0
LCP_Inputs_ON_Electric_Howarth_2023_05_05 | 2022 | Electrolyser 2040 | Crossload | Hydrogen | NY | Dispatch-Crossload | EmissionsCost | 0 | [6 empty] | 0.92456 | 0
LCP_Inputs_ON_Electric_Howarth_2023_05_05 | 2022 | Electrolyser 2040 | Crossload | Hydrogen | NY | Dispatch-Crossload | FuelCost | 0 | [6 empty] | 0.92456 | 0
LCP_Inputs_ON_Electric_Howarth_2023_05_05 | 2022 | Electrolyser 2040 | Crossload | Hydrogen | NY | Dispatch-Crossload | VOM | 0 | [6 empty] | 0.92456 | 0
LCP_Inputs_ON_Electric_Howarth_2023_05_05 | 2022 | Electrolyser 2040 | Crossload | Hydrogen | ON | Dispatch-Crossload | EmissionsCost | 0 | [6 empty] | 0.92456 | 0
LCP_Inputs_ON_Electric_Howarth_2023_05_05 | 2022 | Electrolyser 2040 | Crossload | Hydrogen | ON | Dispatch-Crossload | FuelCost | 0 | [6 empty] | 0.92456 | 0
LCP_Inputs_ON_Electric_Howarth_2023_05_05 | 2022 | Electrolyser 2040 | Crossload | Hydrogen | ON | Dispatch-Crossload | VOM | 0 | [6 empty] | 0.92456 | 0
LCP_Inputs_ON_Electric_Howarth_2023_05_05 | 2022 | Electrolyser 2040 | Crossload | Hydrogen | PJ | Dispatch-Crossload | EmissionsCost | 0 | [6 empty] | 0.92456 | 0
LCP_Inputs_ON_Electric_Howarth_2023_05_05 | 2022 | Electrolyser 2040 | Crossload | Hydrogen | PJ | Dispatch-Crossload | FuelCost | 0 | [6 empty] | 0.92456 | 0
LCP_Inputs_ON_Electric_Howarth_2023_05_05 | 2022 | Electrolyser 2040 | Crossload | Hydrogen | PJ | Dispatch-Crossload | VOM | 0 | [6 empty] | 0.92456 | 0
LCP_Inputs_ON_Electric_Howarth_2023_05_05 | 2022 | Electrolyser 2040 | Crossload | Hydrogen | QC | Dispatch-Crossload | EmissionsCost | 0 | [6 empty] | 0.92456 | 0
LCP_Inputs_ON_Electric_Howarth_2023_05_05 | 2022 | Electrolyser 2040 | Crossload | Hydrogen | QC | Dispatch-Crossload | FuelCost | 0 | [6 empty] | 0.92456 | 0
LCP_Inputs_ON_Electric_Howarth_2023_05_05 | 2022 | Electrolyser 2040 | Crossload | Hydrogen | QC | Dispatch-Crossload | VOM | 0 | [6 empty] | 0.92456 | 0
LCP_Inputs_ON_Electric_Howarth_2023_05_05 | 2022 | Electrolyser 2040 | Crossload | Hydrogen | WC | Dispatch-Crossload | EmissionsCost | 0 | [6 empty] | 0.92456 | 0
LCP_Inputs_ON_Electric_Howarth_2023_05_05 | 2022 | Electrolyser 2040 | Crossload | Hydrogen | WC | Dispatch-Crossload | FuelCost | 0 | [6 empty] | 0.92456 | 0
LCP_Inputs_ON_Electric_Howarth_2023_05_05 | 2022 | Electrolyser 2040 | Crossload | Hydrogen | WC | Dispatch-Crossload | VOM | 0 | [6 empty] | 0.92456 | 0
LCP_Inputs_ON_Electric_Howarth_2023_05_05 | 2022 | Electrolyser 2050 | Crossload | Hydrogen | MI | Dispatch-Crossload | EmissionsCost | 0 | [6 empty] | 0.92456 | 0
LCP_Inputs_ON_Electric_Howarth_2023_05_05 | 2022 | Electrolyser 2050 | Crossload | Hydrogen | MI | Dispatch-Crossload | FuelCost | 0 | [6 empty] | 0.92456 | 0
LCP_Inputs_ON_Electric_Howarth_2023_05_05 | 2022 | Electrolyser 2050 | Crossload | Hydrogen | MI | Dispatch-Crossload | VOM | 0 | [6 empty] | 0.92456 | 0
LCP_Inputs_ON_Electric_Howarth_2023_05_05 | 2022 | Electrolyser 2050 | Crossload | Hydrogen | NY | Dispatch-Crossload | EmissionsCost | 0 | [6 empty] | 0.92456 | 0
LCP_Inputs_ON_Electric_Howarth_2023_05_05 | 2022 | Electrolyser 2050 | Crossload | Hydrogen | NY | Dispatch-Crossload | FuelCost | 0 | [6 empty] | 0.92456 | 0
LCP_Inputs_ON_Electric_Howarth_2023_05_05 | 2022 | Electrolyser 2050 | Crossload | Hydrogen | NY | Dispatch-Crossload | VOM | 0 | [6 empty] | 0.92456 | 0
LCP_Inputs_ON_Electric_Howarth_2023_05_05 | 2022 | Electrolyser 2050 | Crossload | Hydrogen | ON | Dispatch-Crossload | EmissionsCost | 0 | [6 empty] | 0.92456 | 0
LCP_Inputs_ON_Electric_Howarth_2023_05_05 | 2022 | Electrolyser 2050 | Crossload | Hydrogen | ON | Dispatch-Crossload | FuelCost | 0 | [6 empty] | 0.92456 | 0
LCP_Inputs_ON_Electric_Howarth_2023_05_05 | 2022 | Electrolyser 2050 | Crossload | Hydrogen | ON | Dispatch-Crossload | VOM | 0 | [6 empty] | 0.92456 | 0
LCP_Inputs_ON_Electric_Howarth_2023_05_05 | 2022 | Electrolyser 2050 | Crossload | Hydrogen | PJ | Dispatch-Crossload | EmissionsCost | 0 | [6 empty] | 0.92456 | 0
LCP_Inputs_ON_Electric_Howarth_2023_05_05 | 2022 | Electrolyser 2050 | Crossload | Hydrogen | PJ | Dispatch-Crossload | FuelCost | 0 | [6 empty] | 0.92456 | 0
LCP_Inputs_ON_Electric_Howarth_2023_05_05 | 2022 | Electrolyser 2050 | Crossload | Hydrogen | PJ | Dispatch-Crossload | VOM | 0 | [6 empty] | 0.92456 | 0
LCP_Inputs_ON_Electric_Howarth_2023_05_05 | 2022 | Electrolyser 2050 | Crossload | Hydrogen | QC | Dispatch-Crossload | EmissionsCost | 0 | [6 empty] | 0.92456 | 0
LCP_Inputs_ON_Electric_Howarth_2023_05_05 | 2022 | Electrolyser 2050 | Crossload | Hydrogen | QC | Dispatch-Crossload | FuelCost | 0 | [6 empty] | 0.92456 | 0
LCP_Inputs_ON_Electric_Howarth_2023_05_05 | 2022 | Electrolyser 2050 | Crossload | Hydrogen | QC | Dispatch-Crossload | VOM | 0 | [6 empty] | 0.92456 | 0
LCP_Inputs_ON_Electric_Howarth_2023_05_05 | 2022 | Electrolyser 2050 | Crossload | Hydrogen | WC | Dispatch-Crossload | EmissionsCost | 0 | [6 empty] | 0.92456 | 0
LCP_Inputs_ON_Electric_Howarth_2023_05_05 | 2022 | Electrolyser 2050 | Crossload | Hydrogen | WC | Dispatch-Crossload | FuelCost | 0 | [6 empty] | 0.92456 | 0
LCP_Inputs_ON_Electric_Howarth_2023_05_05 | 2022 | Electrolyser 2050 | Crossload | Hydrogen | WC | Dispatch-Crossload | VOM | 0 | [6 empty] | 0.92456 | 0
LCP_Inputs_ON_Electric_Howarth_2023_05_05 | 2022 | Fossil Fuel Thermal (Coal, Peat, Oil) | Generation | Electricity | MI | Dispatch-Generation | EmissionsCost | 0 | [6 empty] | 0.92456 | 0
LCP_Inputs_ON_Electric_Howarth_2023_05_05 | 2022 | Fossil Fuel Thermal (Coal, Peat, Oil) | Generation | Electricity | MI | Dispatch-Generation | FuelCost | 0 | [6 empty] | 0.92456 | 0
LCP_Inputs_ON_Electric_Howarth_2023_05_05 | 2022 | Fossil Fuel Thermal (Coal, Peat, Oil) | Generation | Electricity | MI | Dispatch-Generation | VOM | 0 | [6 empty] | 0.92456 | 0
LCP_Inputs_ON_Electric_Howarth_2023_05_05 | 2022 | Fossil Fuel Thermal (Coal, Peat, Oil) | Generation | Electricity | NY | Dispatch-Generation | EmissionsCost | 0 | [6 empty] | 0.92456 | 0
LCP_Inputs_ON_Electric_Howarth_2023_05_05 | 2022 | Fossil Fuel Thermal (Coal, Peat, Oil) | Generation | Electricity | NY | Dispatch-Generation | FuelCost | 0 | [6 empty] | 0.92456 | 0
LCP_Inputs_ON_Electric_Howarth_2023_05_05 | 2022 | Fossil Fuel Thermal (Coal, Peat, Oil) | Generation | Electricity | NY | Dispatch-Generation | VOM | 0 | [6 empty] | 0.92456 | 0
LCP_Inputs_ON_Electric_Howarth_2023_05_05 | 2022 | Fossil Fuel Thermal (Coal, Peat, Oil) | Generation | Electricity | ON | Dispatch-Generation | EmissionsCost | 0 | [6 empty] | 0.92456 | 0
LCP_Inputs_ON_Electric_Howarth_2023_05_05 | 2022 | Fossil Fuel Thermal (Coal, Peat, Oil) | Generation | Electricity | ON | Dispatch-Generation | FuelCost | 0 | [6 empty] | 0.92456 | 0
LCP_Inputs_ON_Electric_Howarth_2023_05_05 | 2022 | Fossil Fuel Thermal (Coal, Peat, Oil) | Generation | Electricity | ON | Dispatch-Generation | VOM | 0 | [6 empty] | 0.92456 | 0
LCP_Inputs_ON_Electric_Howarth_2023_05_05 | 2022 | Fossil Fuel Thermal (Coal, Peat, Oil) | Generation | Electricity | PJ | Dispatch-Generation | EmissionsCost | 0 | [6 empty] | 0.92456 | 0
LCP_Inputs_ON_Electric_Howarth_2023_05_05 | 2022 | Fossil Fuel Thermal (Coal, Peat, Oil) | Generation | Electricity | PJ | Dispatch-Generation | FuelCost | 0 | [6 empty] | 0.92456 | 0
LCP_Inputs_ON_Electric_Howarth_2023_05_05 | 2022 | Fossil Fuel Thermal (Coal, Peat, Oil) | Generation | Electricity | PJ | Dispatch-Generation | VOM | 0 | [6 empty] | 0.92456 | 0
LCP_Inputs_ON_Electric_Howarth_2023_05_05 | 2022 | Fossil Fuel Thermal (Coal, Peat, Oil) | Generation | Electricity | QC | Dispatch-Generation | EmissionsCost | 0 | [6 empty] | 0.92456 | 0
LCP_Inputs_ON_Electric_Howarth_2023_05_05 | 2022 | Fossil Fuel Thermal (Coal, Peat, Oil) | Generation | Electricity | QC | Dispatch-Generation | FuelCost | 0 | [6 empty] | 0.92456 | 0
LCP_Inputs_ON_Electric_Howarth_2023_05_05 | 2022 | Fossil Fuel Thermal (Coal, Peat, Oil) | Generation | Electricity | QC | Dispatch-Generation | VOM | 0 | [6 empty] | 0.92456 | 0
LCP_Inputs_ON_Electric_Howarth_2023_05_05 | 2022 | Fossil Fuel Thermal (Coal, Peat, Oil) | Generation | Electricity | WC | Dispatch-Generation | EmissionsCost | 0 | [6 empty] | 0.92456 | 0
LCP_Inputs_ON_Electric_Howarth_2023_05_05 | 2022 | Fossil Fuel Thermal (Coal, Peat, Oil) | Generation | Electricity | WC | Dispatch-Generation | FuelCost | 0 | [6 empty] | 0.92456 | 0
LCP_Inputs_ON_Electric_Howarth_2023_05_05 | 2022 | Fossil Fuel Thermal (Coal, Peat, Oil) | Generation | Electricity | WC | Dispatch-Generation | VOM | 0 | [6 empty] | 0.92456 | 0
LCP_Inputs_ON_Electric_Howarth_2023_05_05 | 2022 | Generic - Generator | Generation | Electricity | MI | Dispatch-Generation | EmissionsCost | 0 | [6 empty] | 0.92456 | 0
LCP_Inputs_ON_Electric_Howarth_2023_05_05 | 2022 | Generic - Generator | Generation | Electricity | MI | Dispatch-Generation | FuelCost | 3915156012.6892 | [6 empty] | 0.92456 | 3619781816.4656
LCP_Inputs_ON_Electric_Howarth_2023_05_05 | 2022 | Generic - Generator | Generation | Electricity | MI | Dispatch-Generation | VOM | 405055337.0793 | [6 empty] | 0.92456 | 374496428.5126
LCP_Inputs_ON_Electric_Howarth_2023_05_05 | 2022 | Generic - Generator | Generation | Electricity | NY | Dispatch-Generation | EmissionsCost | 0 | [6 empty] | 0.92456 | 0
LCP_Inputs_ON_Electric_Howarth_2023_05_05 | 2022 | Generic - Generator | Generation | Electricity | NY | Dispatch-Generation | FuelCost | 1632281015.876 | [6 empty] | 0.92456 | 1509135554.619
LCP_Inputs_ON_Electric_Howarth_2023_05_05 | 2022 | Generic - Generator | Generation | Electricity | NY | Dispatch-Generation | VOM | 168872998.9178 | [6 empty] | 0.92456 | 156132580.3604
LCP_Inputs_ON_Electric_Howarth_2023_05_05 | 2022 | Generic - Generator | Generation | Electricity | ON | Dispatch-Generation | EmissionsCost | 0 | [6 empty] | 0.92456 | 0
LCP_Inputs_ON_Electric_Howarth_2023_05_05 | 2022 | Generic - Generator | Generation | Electricity | ON | Dispatch-Generation | FuelCost | 0 | [6 empty] | 0.92456 | 0
LCP_Inputs_ON_Electric_Howarth_2023_05_05 | 2022 | Generic - Generator | Generation | Electricity | ON | Dispatch-Generation | VOM | 0 | [6 empty] | 0.92456 | 0
LCP_Inputs_ON_Electric_Howarth_2023_05_05 | 2022 | Generic - Generator | Generation | Electricity | PJ | Dispatch-Generation | EmissionsCost | 0 | [6 empty] | 0.92456 | 0
LCP_Inputs_ON_Electric_Howarth_2023_05_05 | 2022 | Generic - Generator | Generation | Electricity | PJ | Dispatch-Generation | FuelCost | 14422259590.9655 | [6 empty] | 0.92456 | 13334189710.582
LCP_Inputs_ON_Electric_Howarth_2023_05_05 | 2022 | Generic - Generator | Generation | Electricity | PJ | Dispatch-Generation | VOM | 1492102281.7812 | [6 empty] | 0.92456 | 1379532435.0788
LCP_Inputs_ON_Electric_Howarth_2023_05_05 | 2022 | Generic - Generator | Generation | Electricity | QC | Dispatch-Generation | EmissionsCost | 0 | [6 empty] | 0.92456 | 0
LCP_Inputs_ON_Electric_Howarth_2023_05_05 | 2022 | Generic - Generator | Generation | Electricity | QC | Dispatch-Generation | FuelCost | 0 | [6 empty] | 0.92456 | 0
LCP_Inputs_ON_Electric_Howarth_2023_05_05 | 2022 | Generic - Generator | Generation | Electricity | QC | Dispatch-Generation | VOM | 0 | [6 empty] | 0.92456 | 0
LCP_Inputs_ON_Electric_Howarth_2023_05_05 | 2022 | Generic - Generator | Generation | Electricity | WC | Dispatch-Generation | EmissionsCost | 0 | [6 empty] | 0.92456 | 0
LCP_Inputs_ON_Electric_Howarth_2023_05_05 | 2022 | Generic - Generator | Generation | Electricity | WC | Dispatch-Generation | FuelCost | 1069473.0011 | [6 empty] | 0.92456 | 988787.9078
LCP_Inputs_ON_Electric_Howarth_2023_05_05 | 2022 | Generic - Generator | Generation | Electricity | WC | Dispatch-Generation | VOM | 110645.8454 | [6 empty] | 0.92456 | 102298.3038
LCP_Inputs_ON_Electric_Howarth_2023_05_05 | 2022 | H2 Import - QC | Import | Hydrogen | MI | Dispatch-Import | EmissionsCost | 0 | [6 empty] | 0.92456 | 0
LCP_Inputs_ON_Electric_Howarth_2023_05_05 | 2022 | H2 Import - QC | Import | Hydrogen | MI | Dispatch-Import | FuelCost | 0 | [6 empty] | 0.92456 | 0
LCP_Inputs_ON_Electric_Howarth_2023_05_05 | 2022 | H2 Import - QC | Import | Hydrogen | MI | Dispatch-Import | VOM | 0 | [6 empty] | 0.92456 | 0
LCP_Inputs_ON_Electric_Howarth_2023_05_05 | 2022 | H2 Import - QC | Import | Hydrogen | NY | Dispatch-Import | EmissionsCost | 0 | [6 empty] | 0.92456 | 0
LCP_Inputs_ON_Electric_Howarth_2023_05_05 | 2022 | H2 Import - QC | Import | Hydrogen | NY | Dispatch-Import | FuelCost | 0 | [6 empty] | 0.92456 | 0
LCP_Inputs_ON_Electric_Howarth_2023_05_05 | 2022 | H2 Import - QC | Import | Hydrogen | NY | Dispatch-Import | VOM | 0 | [6 empty] | 0.92456 | 0
LCP_Inputs_ON_Electric_Howarth_2023_05_05 | 2022 | H2 Import - QC | Import | Hydrogen | ON | Dispatch-Import | EmissionsCost | 0 | [6 empty] | 0.92456 | 0
LCP_Inputs_ON_Electric_Howarth_2023_05_05 | 2022 | H2 Import - QC | Import | Hydrogen | ON | Dispatch-Import | FuelCost | 0 | [6 empty] | 0.92456 | 0
LCP_Inputs_ON_Electric_Howarth_2023_05_05 | 2022 | H2 Import - QC | Import | Hydrogen | ON | Dispatch-Import | VOM | 0 | [6 empty] | 0.92456 | 0
LCP_Inputs_ON_Electric_Howarth_2023_05_05 | 2022 | H2 Import - QC | Import | Hydrogen | PJ | Dispatch-Import | EmissionsCost | 0 | [6 empty] | 0.92456 | 0
LCP_Inputs_ON_Electric_Howarth_2023_05_05 | 2022 | H2 Import - QC | Import | Hydrogen | PJ | Dispatch-Import | FuelCost | 0 | [6 empty] | 0.92456 | 0
LCP_Inputs_ON_Electric_Howarth_2023_05_05 | 2022 | H2 Import - QC | Import | Hydrogen | PJ | Dispatch-Import | VOM | 0 | [6 empty] | 0.92456 | 0
LCP_Inputs_ON_Electric_Howarth_2023_05_05 | 2022 | H2 Import - QC | Import | Hydrogen | QC | Dispatch-Import | EmissionsCost | 0 | [6 empty] | 0.92456 | 0
LCP_Inputs_ON_Electric_Howarth_2023_05_05 | 2022 | H2 Import - QC | Import | Hydrogen | QC | Dispatch-Import | FuelCost | 0 | [6 empty] | 0.92456 | 0
LCP_Inputs_ON_Electric_Howarth_2023_05_05 | 2022 | H2 Import - QC | Import | Hydrogen | QC | Dispatch-Import | VOM | 0 | [6 empty] | 0.92456 | 0
LCP_Inputs_ON_Electric_Howarth_2023_05_05 | 2022 | H2 Import - QC | Import | Hydrogen | WC | Dispatch-Import | EmissionsCost | 0 | [6 empty] | 0.92456 | 0
LCP_Inputs_ON_Electric_Howarth_2023_05_05 | 2022 | H2 Import - QC | Import | Hydrogen | WC | Dispatch-Import | FuelCost | 0 | [6 empty] | 0.92456 | 0
LCP_Inputs_ON_Electric_Howarth_2023_05_05 | 2022 | H2 Import - QC | Import | Hydrogen | WC | Dispatch-Import | VOM | 0 | [6 empty] | 0.92456 | 0
LCP_Inputs_ON_Electric_Howarth_2023_05_05 | 2022 | H2 Import - WC | Import | Hydrogen | MI | Dispatch-Import | EmissionsCost | 0 | [6 empty] | 0.92456 | 0
LCP_Inputs_ON_Electric_Howarth_2023_05_05 | 2022 | H2 Import - WC | Import | Hydrogen | MI | Dispatch-Import | FuelCost | 0 | [6 empty] | 0.92456 | 0
LCP_Inputs_ON_Electric_Howarth_2023_05_05 | 2022 | H2 Import - WC | Import | Hydrogen | MI | Dispatch-Import | VOM | 0 | [6 empty] | 0.92456 | 0
LCP_Inputs_ON_Electric_Howarth_2023_05_05 | 2022 | H2 Import - WC | Import | Hydrogen | NY | Dispatch-Import | EmissionsCost | 0 | [6 empty] | 0.92456 | 0
LCP_Inputs_ON_Electric_Howarth_2023_05_05 | 2022 | H2 Import - WC | Import | Hydrogen | NY | Dispatch-Import | FuelCost | 0 | [6 empty] | 0.92456 | 0
LCP_Inputs_ON_Electric_Howarth_2023_05_05 | 2022 | H2 Import - WC | Import | Hydrogen | NY | Dispatch-Import | VOM | 0 | [6 empty] | 0.92456 | 0
LCP_Inputs_ON_Electric_Howarth_2023_05_05 | 2022 | H2 Import - WC | Import | Hydrogen | ON | Dispatch-Import | EmissionsCost | 0 | [6 empty] | 0.92456 | 0
LCP_Inputs_ON_Electric_Howarth_2023_05_05 | 2022 | H2 Import - WC | Import | Hydrogen | ON | Dispatch-Import | FuelCost | 0 | [6 empty] | 0.92456 | 0
LCP_Inputs_ON_Electric_Howarth_2023_05_05 | 2022 | H2 Import - WC | Import | Hydrogen | ON | Dispatch-Import | VOM | 0 | [6 empty] | 0.92456 | 0
LCP_Inputs_ON_Electric_Howarth_2023_05_05 | 2022 | H2 Import - WC | Import | Hydrogen | PJ | Dispatch-Import | EmissionsCost | 0 | [6 empty] | 0.92456 | 0
LCP_Inputs_ON_Electric_Howarth_2023_05_05 | 2022 | H2 Import - WC | Import | Hydrogen | PJ | Dispatch-Import | FuelCost | 0 | [6 empty] | 0.92456 | 0
LCP_Inputs_ON_Electric_Howarth_2023_05_05 | 2022 | H2 Import - WC | Import | Hydrogen | PJ | Dispatch-Import | VOM | 0 | [6 empty] | 0.92456 | 0
LCP_Inputs_ON_Electric_Howarth_2023_05_05 | 2022 | H2 Import - WC | Import | Hydrogen | QC | Dispatch-Import | EmissionsCost | 0 | [6 empty] | 0.92456 | 0
LCP_Inputs_ON_Electric_Howarth_2023_05_05 | 2022 | H2 Import - WC | Import | Hydrogen | QC | Dispatch-Import | FuelCost | 0 | [6 empty] | 0.92456 | 0
LCP_Inputs_ON_Electric_Howarth_2023_05_05 | 2022 | H2 Import - WC | Import | Hydrogen | QC | Dispatch-Import | VOM | 0 | [6 empty] | 0.92456 | 0
LCP_Inputs_ON_Electric_Howarth_2023_05_05 | 2022 | H2 Import - WC | Import | Hydrogen | WC | Dispatch-Import | EmissionsCost | 0 | [6 empty] | 0.92456 | 0
LCP_Inputs_ON_Electric_Howarth_2023_05_05 | 2022 | H2 Import - WC | Import | Hydrogen | WC | Dispatch-Import | FuelCost | 0 | [6 empty] | 0.92456 | 0
LCP_Inputs_ON_Electric_Howarth_2023_05_05 | 2022 | H2 Import - WC | Import | Hydrogen | WC | Dispatch-Import | VOM | 0 | [6 empty] | 0.92456 | 0
LCP_Inputs_ON_Electric_Howarth_2023_05_05 | 2022 | H2 Salt Cavern Storage - ON | Storage | Hydrogen | MI | Dispatch-Storage | EmissionsCost | 0 | [6 empty] | 0.92456 | 0
LCP_Inputs_ON_Electric_Howarth_2023_05_05 | 2022 | H2 Salt Cavern Storage - ON | Storage | Hydrogen | MI | Dispatch-Storage | FuelCost | 0 | [6 empty] | 0.92456 | 0
LCP_Inputs_ON_Electric_Howarth_2023_05_05 | 2022 | H2 Salt Cavern Storage - ON | Storage | Hydrogen | MI | Dispatch-Storage | VOM | 0 | [6 empty] | 0.92456 | 0
LCP_Inputs_ON_Electric_Howarth_2023_05_05 | 2022 | H2 Salt Cavern Storage - ON | Storage | Hydrogen | NY | Dispatch-Storage | EmissionsCost | 0 | [6 empty] | 0.92456 | 0
LCP_Inputs_ON_Electric_Howarth_2023_05_05 | 2022 | H2 Salt Cavern Storage - ON | Storage | Hydrogen | NY | Dispatch-Storage | FuelCost | 0 | [6 empty] | 0.92456 | 0
LCP_Inputs_ON_Electric_Howarth_2023_05_05 | 2022 | H2 Salt Cavern Storage - ON | Storage | Hydrogen | NY | Dispatch-Storage | VOM | 0 | [6 empty] | 0.92456 | 0
LCP_Inputs_ON_Electric_Howarth_2023_05_05 | 2022 | H2 Salt Cavern Storage - ON | Storage | Hydrogen | ON | Dispatch-Storage | EmissionsCost | 0 | [6 empty] | 0.92456 | 0
LCP_Inputs_ON_Electric_Howarth_2023_05_05 | 2022 | H2 Salt Cavern Storage - ON | Storage | Hydrogen | ON | Dispatch-Storage | FuelCost | 0 | [6 empty] | 0.92456 | 0
LCP_Inputs_ON_Electric_Howarth_2023_05_05 | 2022 | H2 Salt Cavern Storage - ON | Storage | Hydrogen | ON | Dispatch-Storage | VOM | 0 | [6 empty] | 0.92456 | 0
LCP_Inputs_ON_Electric_Howarth_2023_05_05 | 2022 | H2 Salt Cavern Storage - ON | Storage | Hydrogen | PJ | Dispatch-Storage | EmissionsCost | 0 | [6 empty] | 0.92456 | 0
LCP_Inputs_ON_Electric_Howarth_2023_05_05 | 2022 | H2 Salt Cavern Storage - ON | Storage | Hydrogen | PJ | Dispatch-Storage | FuelCost | 0 | [6 empty] | 0.92456 | 0
LCP_Inputs_ON_Electric_Howarth_2023_05_05 | 2022 | H2 Salt Cavern Storage - ON | Storage | Hydrogen | PJ | Dispatch-Storage | VOM | 0 | [6 empty] | 0.92456 | 0
LCP_Inputs_ON_Electric_Howarth_2023_05_05 | 2022 | H2 Salt Cavern Storage - ON | Storage | Hydrogen | QC | Dispatch-Storage | EmissionsCost | 0 | [6 empty] | 0.92456 | 0
LCP_Inputs_ON_Electric_Howarth_2023_05_05 | 2022 | H2 Salt Cavern Storage - ON | Storage | Hydrogen | QC | Dispatch-Storage | FuelCost | 0 | [6 empty] | 0.92456 | 0
LCP_Inputs_ON_Electric_Howarth_2023_05_05 | 2022 | H2 Salt Cavern Storage - ON | Storage | Hydrogen | QC | Dispatch-Storage | VOM | 0 | [6 empty] | 0.92456 | 0
LCP_Inputs_ON_Electric_Howarth_2023_05_05 | 2022 | H2 Salt Cavern Storage - ON | Storage | Hydrogen | WC | Dispatch-Storage | EmissionsCost | 0 | [6 empty] | 0.92456 | 0
LCP_Inputs_ON_Electric_Howarth_2023_05_05 | 2022 | H2 Salt Cavern Storage - ON | Storage | Hydrogen | WC | Dispatch-Storage | FuelCost | 0 | [6 empty] | 0.92456 | 0
LCP_Inputs_ON_Electric_Howarth_2023_05_05 | 2022 | H2 Salt Cavern Storage - ON | Storage | Hydrogen | WC | Dispatch-Storage | VOM | 0 | [6 empty] | 0.92456 | 0
LCP_Inputs_ON_Electric_Howarth_2023_05_05 | 2022 | Hydro | Generation | Electricity | MI | Dispatch-Generation | EmissionsCost | 0 | [6 empty] | 0.92456 | 0
LCP_Inputs_ON_Electric_Howarth_2023_05_05 | 2022 | Hydro | Generation | Electricity | MI | Dispatch-Generation | FuelCost | 0 | [6 empty] | 0.92456 | 0
LCP_Inputs_ON_Electric_Howarth_2023_05_05 | 2022 | Hydro | Generation | Electricity | MI | Dispatch-Generation | VOM | 0 | [6 empty] | 0.92456 | 0
LCP_Inputs_ON_Electric_Howarth_2023_05_05 | 2022 | Hydro | Generation | Electricity | NY | Dispatch-Generation | EmissionsCost | 0 | [6 empty] | 0.92456 | 0
LCP_Inputs_ON_Electric_Howarth_2023_05_05 | 2022 | Hydro | Generation | Electricity | NY | Dispatch-Generation | FuelCost | 0 | [6 empty] | 0.92456 | 0
LCP_Inputs_ON_Electric_Howarth_2023_05_05 | 2022 | Hydro | Generation | Electricity | NY | Dispatch-Generation | VOM | 0 | [6 empty] | 0.92456 | 0
LCP_Inputs_ON_Electric_Howarth_2023_05_05 | 2022 | Hydro | Generation | Electricity | ON | Dispatch-Generation | EmissionsCost | 0 | [6 empty] | 0.92456 | 0
LCP_Inputs_ON_Electric_Howarth_2023_05_05 | 2022 | Hydro | Generation | Electricity | ON | Dispatch-Generation | FuelCost | 0 | [6 empty] | 0.92456 | 0
LCP_Inputs_ON_Electric_Howarth_2023_05_05 | 2022 | Hydro | Generation | Electricity | ON | Dispatch-Generation | VOM | 0 | [6 empty] | 0.92456 | 0
LCP_Inputs_ON_Electric_Howarth_2023_05_05 | 2022 | Hydro | Generation | Electricity | PJ | Dispatch-Generation | EmissionsCost | 0 | [6 empty] | 0.92456 | 0
LCP_Inputs_ON_Electric_Howarth_2023_05_05 | 2022 | Hydro | Generation | Electricity | PJ | Dispatch-Generation | FuelCost | 0 | [6 empty] | 0.92456 | 0
LCP_Inputs_ON_Electric_Howarth_2023_05_05 | 2022 | Hydro | Generation | Electricity | PJ | Dispatch-Generation | VOM | 0 | [6 empty] | 0.92456 | 0
LCP_Inputs_ON_Electric_Howarth_2023_05_05 | 2022 | Hydro | Generation | Electricity | QC | Dispatch-Generation | EmissionsCost | 0 | [6 empty] | 0.92456 | 0
LCP_Inputs_ON_Electric_Howarth_2023_05_05 | 2022 | Hydro | Generation | Electricity | QC | Dispatch-Generation | FuelCost | 0 | [6 empty] | 0.92456 | 0
LCP_Inputs_ON_Electric_Howarth_2023_05_05 | 2022 | Hydro | Generation | Electricity | QC | Dispatch-Generation | VOM | 0 | [6 empty] | 0.92456 | 0
LCP_Inputs_ON_Electric_Howarth_2023_05_05 | 2022 | Hydro | Generation | Electricity | WC | Dispatch-Generation | EmissionsCost | 0 | [6 empty] | 0.92456 | 0
LCP_Inputs_ON_Electric_Howarth_2023_05_05 | 2022 | Hydro | Generation | Electricity | WC | Dispatch-Generation | FuelCost | 0 | [6 empty] | 0.92456 | 0
LCP_Inputs_ON_Electric_Howarth_2023_05_05 | 2022 | Hydro | Generation | Electricity | WC | Dispatch-Generation | VOM | 0 | [6 empty] | 0.92456 | 0
LCP_Inputs_ON_Electric_Howarth_2023_05_05 | 2022 | Hydro Pumped Storage | Storage | Electricity | MI | Dispatch-Storage | EmissionsCost | 0 | [6 empty] | 0.92456 | 0
LCP_Inputs_ON_Electric_Howarth_2023_05_05 | 2022 | Hydro Pumped Storage | Storage | Electricity | MI | Dispatch-Storage | FuelCost | 0 | [6 empty] | 0.92456 | 0
LCP_Inputs_ON_Electric_Howarth_2023_05_05 | 2022 | Hydro Pumped Storage | Storage | Electricity | MI | Dispatch-Storage | VOM | 0 | [6 empty] | 0.92456 | 0
LCP_Inputs_ON_Electric_Howarth_2023_05_05 | 2022 | Hydro Pumped Storage | Storage | Electricity | NY | Dispatch-Storage | EmissionsCost | 0 | [6 empty] | 0.92456 | 0
LCP_Inputs_ON_Electric_Howarth_2023_05_05 | 2022 | Hydro Pumped Storage | Storage | Electricity | NY | Dispatch-Storage | FuelCost | 0 | [6 empty] | 0.92456 | 0
LCP_Inputs_ON_Electric_Howarth_2023_05_05 | 2022 | Hydro Pumped Storage | Storage | Electricity | NY | Dispatch-Storage | VOM | 0 | [6 empty] | 0.92456 | 0
LCP_Inputs_ON_Electric_Howarth_2023_05_05 | 2022 | Hydro Pumped Storage | Storage | Electricity | ON | Dispatch-Storage | EmissionsCost | 0 | [6 empty] | 0.92456 | 0
LCP_Inputs_ON_Electric_Howarth_2023_05_05 | 2022 | Hydro Pumped Storage | Storage | Electricity | ON | Dispatch-Storage | FuelCost | 0 | [6 empty] | 0.92456 | 0
LCP_Inputs_ON_Electric_Howarth_2023_05_05 | 2022 | Hydro Pumped Storage | Storage | Electricity | ON | Dispatch-Storage | VOM | 0 | [6 empty] | 0.92456 | 0
LCP_Inputs_ON_Electric_Howarth_2023_05_05 | 2022 | Hydro Pumped Storage | Storage | Electricity | PJ | Dispatch-Storage | EmissionsCost | 0 | [6 empty] | 0.92456 | 0
LCP_Inputs_ON_Electric_Howarth_2023_05_05 | 2022 | Hydro Pumped Storage | Storage | Electricity | PJ | Dispatch-Storage | FuelCost | 0 | [6 empty] | 0.92456 | 0
LCP_Inputs_ON_Electric_Howarth_2023_05_05 | 2022 | Hydro Pumped Storage | Storage | Electricity | PJ | Dispatch-Storage | VOM | 0 | [6 empty] | 0.92456 | 0
LCP_Inputs_ON_Electric_Howarth_2023_05_05 | 2022 | Hydro Pumped Storage | Storage | Electricity | QC | Dispatch-Storage | EmissionsCost | 0 | [6 empty] | 0.92456 | 0
LCP_Inputs_ON_Electric_Howarth_2023_05_05 | 2022 | Hydro Pumped Storage | Storage | Electricity | QC | Dispatch-Storage | FuelCost | 0 | [6 empty] | 0.92456 | 0
LCP_Inputs_ON_Electric_Howarth_2023_05_05 | 2022 | Hydro Pumped Storage | Storage | Electricity | QC | Dispatch-Storage | VOM | 0 | [6 empty] | 0.92456 | 0
LCP_Inputs_ON_Electric_Howarth_2023_05_05 | 2022 | Hydro Pumped Storage | Storage | Electricity | WC | Dispatch-Storage | EmissionsCost | 0 | [6 empty] | 0.92456 | 0
LCP_Inputs_ON_Electric_Howarth_2023_05_05 | 2022 | Hydro Pumped Storage | Storage | Electricity | WC | Dispatch-Storage | FuelCost | 0 | [6 empty] | 0.92456 | 0
LCP_Inputs_ON_Electric_Howarth_2023_05_05 | 2022 | Hydro Pumped Storage | Storage | Electricity | WC | Dispatch-Storage | VOM | 0 | [6 empty] | 0.92456 | 0
LCP_Inputs_ON_Electric_Howarth_2023_05_05 | 2022 | Nuclear | Generation | Electricity | MI | Dispatch-Generation | EmissionsCost | 0 | [6 empty] | 0.92456 | 0
LCP_Inputs_ON_Electric_Howarth_2023_05_05 | 2022 | Nuclear | Generation | Electricity | MI | Dispatch-Generation | FuelCost | 0 | [6 empty] | 0.92456 | 0
LCP_Inputs_ON_Electric_Howarth_2023_05_05 | 2022 | Nuclear | Generation | Electricity | MI | Dispatch-Generation | VOM | 3301336446.912 | [6 empty] | 0.92456 | 3052271123.2544
LCP_Inputs_ON_Electric_Howarth_2023_05_05 | 2022 | Nuclear | Generation | Electricity | NY | Dispatch-Generation | EmissionsCost | 0 | [6 empty] | 0.92456 | 0
LCP_Inputs_ON_Electric_Howarth_2023_05_05 | 2022 | Nuclear | Generation | Electricity | NY | Dispatch-Generation | FuelCost | 0 | [6 empty] | 0.92456 | 0
LCP_Inputs_ON_Electric_Howarth_2023_05_05 | 2022 | Nuclear | Generation | Electricity | NY | Dispatch-Generation | VOM | 2246155230.144 | [6 empty] | 0.92456 | 2076696773.432
LCP_Inputs_ON_Electric_Howarth_2023_05_05 | 2022 | Nuclear | Generation | Electricity | ON | Dispatch-Generation | EmissionsCost | 0 | [6 empty] | 0.92456 | 0
LCP_Inputs_ON_Electric_Howarth_2023_05_05 | 2022 | Nuclear | Generation | Electricity | ON | Dispatch-Generation | FuelCost | 0 | [6 empty] | 0.92456 | 0
LCP_Inputs_ON_Electric_Howarth_2023_05_05 | 2022 | Nuclear | Generation | Electricity | ON | Dispatch-Generation | VOM | 8790266640.96 | [6 empty] | 0.92456 | 8127095636.9823
LCP_Inputs_ON_Electric_Howarth_2023_05_05 | 2022 | Nuclear | Generation | Electricity | PJ | Dispatch-Generation | EmissionsCost | 0 | [6 empty] | 0.92456 | 0
LCP_Inputs_ON_Electric_Howarth_2023_05_05 | 2022 | Nuclear | Generation | Electricity | PJ | Dispatch-Generation | FuelCost | 0 | [6 empty] | 0.92456 | 0
LCP_Inputs_ON_Electric_Howarth_2023_05_05 | 2022 | Nuclear | Generation | Electricity | PJ | Dispatch-Generation | VOM | 9110487814.4448 | [6 empty] | 0.92456 | 8423158112.4675
LCP_Inputs_ON_Electric_Howarth_2023_05_05 | 2022 | Nuclear | Generation | Electricity | QC | Dispatch-Generation | EmissionsCost | 0 | [6 empty] | 0.92456 | 0
LCP_Inputs_ON_Electric_Howarth_2023_05_05 | 2022 | Nuclear | Generation | Electricity | QC | Dispatch-Generation | FuelCost | 0 | [6 empty] | 0.92456 | 0
LCP_Inputs_ON_Electric_Howarth_2023_05_05 | 2022 | Nuclear | Generation | Electricity | QC | Dispatch-Generation | VOM | 0 | [6 empty] | 0.92456 | 0
LCP_Inputs_ON_Electric_Howarth_2023_05_05 | 2022 | Nuclear | Generation | Electricity | WC | Dispatch-Generation | EmissionsCost | 0 | [6 empty] | 0.92456 | 0
LCP_Inputs_ON_Electric_Howarth_2023_05_05 | 2022 | Nuclear | Generation | Electricity | WC | Dispatch-Generation | FuelCost | 0 | [6 empty] | 0.92456 | 0
LCP_Inputs_ON_Electric_Howarth_2023_05_05 | 2022 | Nuclear | Generation | Electricity | WC | Dispatch-Generation | VOM | 0 | [6 empty] | 0.92456 | 0
LCP_Inputs_ON_Electric_Howarth_2023_05_05 | 2022 | Nuclear SMR | Generation | Electricity | MI | Dispatch-Generation | EmissionsCost | 0 | [6 empty] | 0.92456 | 0
LCP_Inputs_ON_Electric_Howarth_2023_05_05 | 2022 | Nuclear SMR | Generation | Electricity | MI | Dispatch-Generation | FuelCost | 0 | [6 empty] | 0.92456 | 0
LCP_Inputs_ON_Electric_Howarth_2023_05_05 | 2022 | Nuclear SMR | Generation | Electricity | MI | Dispatch-Generation | VOM | 0 | [6 empty] | 0.92456 | 0
LCP_Inputs_ON_Electric_Howarth_2023_05_05 | 2022 | Nuclear SMR | Generation | Electricity | NY | Dispatch-Generation | EmissionsCost | 0 | [6 empty] | 0.92456 | 0
LCP_Inputs_ON_Electric_Howarth_2023_05_05 | 2022 | Nuclear SMR | Generation | Electricity | NY | Dispatch-Generation | FuelCost | 0 | [6 empty] | 0.92456 | 0
LCP_Inputs_ON_Electric_Howarth_2023_05_05 | 2022 | Nuclear SMR | Generation | Electricity | NY | Dispatch-Generation | VOM | 0 | [6 empty] | 0.92456 | 0
LCP_Inputs_ON_Electric_Howarth_2023_05_05 | 2022 | Nuclear SMR | Generation | Electricity | ON | Dispatch-Generation | EmissionsCost | 0 | [6 empty] | 0.92456 | 0
LCP_Inputs_ON_Electric_Howarth_2023_05_05 | 2022 | Nuclear SMR | Generation | Electricity | ON | Dispatch-Generation | FuelCost | 0 | [6 empty] | 0.92456 | 0
LCP_Inputs_ON_Electric_Howarth_2023_05_05 | 2022 | Nuclear SMR | Generation | Electricity | ON | Dispatch-Generation | VOM | 0 | [6 empty] | 0.92456 | 0
LCP_Inputs_ON_Electric_Howarth_2023_05_05 | 2022 | Nuclear SMR | Generation | Electricity | PJ | Dispatch-Generation | EmissionsCost | 0 | [6 empty] | 0.92456 | 0
LCP_Inputs_ON_Electric_Howarth_2023_05_05 | 2022 | Nuclear SMR | Generation | Electricity | PJ | Dispatch-Generation | FuelCost | 0 | [6 empty] | 0.92456 | 0
LCP_Inputs_ON_Electric_Howarth_2023_05_05 | 2022 | Nuclear SMR | Generation | Electricity | PJ | Dispatch-Generation | VOM | 0 | [6 empty] | 0.92456 | 0
LCP_Inputs_ON_Electric_Howarth_2023_05_05 | 2022 | Nuclear SMR | Generation | Electricity | QC | Dispatch-Generation | EmissionsCost | 0 | [6 empty] | 0.92456 | 0
LCP_Inputs_ON_Electric_Howarth_2023_05_05 | 2022 | Nuclear SMR | Generation | Electricity | QC | Dispatch-Generation | FuelCost | 0 | [6 empty] | 0.92456 | 0
LCP_Inputs_ON_Electric_Howarth_2023_05_05 | 2022 | Nuclear SMR | Generation | Electricity | QC | Dispatch-Generation | VOM | 0 | [6 empty] | 0.92456 | 0
LCP_Inputs_ON_Electric_Howarth_2023_05_05 | 2022 | Nuclear SMR | Generation | Electricity | WC | Dispatch-Generation | EmissionsCost | 0 | [6 empty] | 0.92456 | 0
LCP_Inputs_ON_Electric_Howarth_2023_05_05 | 2022 | Nuclear SMR | Generation | Electricity | WC | Dispatch-Generation | FuelCost | 0 | [6 empty] | 0.92456 | 0
LCP_Inputs_ON_Electric_Howarth_2023_05_05 | 2022 | Nuclear SMR | Generation | Electricity | WC | Dispatch-Generation | VOM | 0 | [6 empty] | 0.92456 | 0
LCP_Inputs_ON_Electric_Howarth_2023_05_05 | 2022 | O/CCGT - CH4 Existing | Crossload | Electricity | MI | Dispatch-Crossload | EmissionsCost | 0 | [6 empty] | 0.92456 | 0
LCP_Inputs_ON_Electric_Howarth_2023_05_05 | 2022 | O/CCGT - CH4 Existing | Crossload | Electricity | MI | Dispatch-Crossload | FuelCost | 0 | [6 empty] | 0.92456 | 0
LCP_Inputs_ON_Electric_Howarth_2023_05_05 | 2022 | O/CCGT - CH4 Existing | Crossload | Electricity | MI | Dispatch-Crossload | VOM | 0 | [6 empty] | 0.92456 | 0
LCP_Inputs_ON_Electric_Howarth_2023_05_05 | 2022 | O/CCGT - CH4 Existing | Crossload | Electricity | NY | Dispatch-Crossload | EmissionsCost | 0 | [6 empty] | 0.92456 | 0
LCP_Inputs_ON_Electric_Howarth_2023_05_05 | 2022 | O/CCGT - CH4 Existing | Crossload | Electricity | NY | Dispatch-Crossload | FuelCost | 0 | [6 empty] | 0.92456 | 0
LCP_Inputs_ON_Electric_Howarth_2023_05_05 | 2022 | O/CCGT - CH4 Existing | Crossload | Electricity | NY | Dispatch-Crossload | VOM | 0 | [6 empty] | 0.92456 | 0
LCP_Inputs_ON_Electric_Howarth_2023_05_05 | 2022 | O/CCGT - CH4 Existing | Crossload | Electricity | ON | Dispatch-Crossload | EmissionsCost | 0 | [6 empty] | 0.92456 | 0
LCP_Inputs_ON_Electric_Howarth_2023_05_05 | 2022 | O/CCGT - CH4 Existing | Crossload | Electricity | ON | Dispatch-Crossload | FuelCost | 0 | [6 empty] | 0.92456 | 0
LCP_Inputs_ON_Electric_Howarth_2023_05_05 | 2022 | O/CCGT - CH4 Existing | Crossload | Electricity | ON | Dispatch-Crossload | VOM | 0 | [6 empty] | 0.92456 | 0
LCP_Inputs_ON_Electric_Howarth_2023_05_05 | 2022 | O/CCGT - CH4 Existing | Crossload | Electricity | PJ | Dispatch-Crossload | EmissionsCost | 0 | [6 empty] | 0.92456 | 0
LCP_Inputs_ON_Electric_Howarth_2023_05_05 | 2022 | O/CCGT - CH4 Existing | Crossload | Electricity | PJ | Dispatch-Crossload | FuelCost | 0 | [6 empty] | 0.92456 | 0
LCP_Inputs_ON_Electric_Howarth_2023_05_05 | 2022 | O/CCGT - CH4 Existing | Crossload | Electricity | PJ | Dispatch-Crossload | VOM | 0 | [6 empty] | 0.92456 | 0
LCP_Inputs_ON_Electric_Howarth_2023_05_05 | 2022 | O/CCGT - CH4 Existing | Crossload | Electricity | QC | Dispatch-Crossload | EmissionsCost | 0 | [6 empty] | 0.92456 | 0
LCP_Inputs_ON_Electric_Howarth_2023_05_05 | 2022 | O/CCGT - CH4 Existing | Crossload | Electricity | QC | Dispatch-Crossload | FuelCost | 0 | [6 empty] | 0.92456 | 0
LCP_Inputs_ON_Electric_Howarth_2023_05_05 | 2022 | O/CCGT - CH4 Existing | Crossload | Electricity | QC | Dispatch-Crossload | VOM | 0 | [6 empty] | 0.92456 | 0
LCP_Inputs_ON_Electric_Howarth_2023_05_05 | 2022 | O/CCGT - CH4 Existing | Crossload | Electricity | WC | Dispatch-Crossload | EmissionsCost | 0 | [6 empty] | 0.92456 | 0
LCP_Inputs_ON_Electric_Howarth_2023_05_05 | 2022 | O/CCGT - CH4 Existing | Crossload | Electricity | WC | Dispatch-Crossload | FuelCost | 0 | [6 empty] | 0.92456 | 0
LCP_Inputs_ON_Electric_Howarth_2023_05_05 | 2022 | O/CCGT - CH4 Existing | Crossload | Electricity | WC | Dispatch-Crossload | VOM | 0 | [6 empty] | 0.92456 | 0
LCP_Inputs_ON_Electric_Howarth_2023_05_05 | 2022 | O/CCGT - CH4 New | Crossload | Electricity | MI | Dispatch-Crossload | EmissionsCost | 0 | [6 empty] | 0.92456 | 0
LCP_Inputs_ON_Electric_Howarth_2023_05_05 | 2022 | O/CCGT - CH4 New | Crossload | Electricity | MI | Dispatch-Crossload | FuelCost | 0 | [6 empty] | 0.92456 | 0
LCP_Inputs_ON_Electric_Howarth_2023_05_05 | 2022 | O/CCGT - CH4 New | Crossload | Electricity | MI | Dispatch-Crossload | VOM | 0 | [6 empty] | 0.92456 | 0
LCP_Inputs_ON_Electric_Howarth_2023_05_05 | 2022 | O/CCGT - CH4 New | Crossload | Electricity | NY | Dispatch-Crossload | EmissionsCost | 0 | [6 empty] | 0.92456 | 0
LCP_Inputs_ON_Electric_Howarth_2023_05_05 | 2022 | O/CCGT - CH4 New | Crossload | Electricity | NY | Dispatch-Crossload | FuelCost | 0 | [6 empty] | 0.92456 | 0
LCP_Inputs_ON_Electric_Howarth_2023_05_05 | 2022 | O/CCGT - CH4 New | Crossload | Electricity | NY | Dispatch-Crossload | VOM | 0 | [6 empty] | 0.92456 | 0
LCP_Inputs_ON_Electric_Howarth_2023_05_05 | 2022 | O/CCGT - CH4 New | Crossload | Electricity | ON | Dispatch-Crossload | EmissionsCost | 0 | [6 empty] | 0.92456 | 0
LCP_Inputs_ON_Electric_Howarth_2023_05_05 | 2022 | O/CCGT - CH4 New | Crossload | Electricity | ON | Dispatch-Crossload | FuelCost | 0 | [6 empty] | 0.92456 | 0
LCP_Inputs_ON_Electric_Howarth_2023_05_05 | 2022 | O/CCGT - CH4 New | Crossload | Electricity | ON | Dispatch-Crossload | VOM | 0 | [6 empty] | 0.92456 | 0
LCP_Inputs_ON_Electric_Howarth_2023_05_05 | 2022 | O/CCGT - CH4 New | Crossload | Electricity | PJ | Dispatch-Crossload | EmissionsCost | 0 | [6 empty] | 0.92456 | 0
LCP_Inputs_ON_Electric_Howarth_2023_05_05 | 2022 | O/CCGT - CH4 New | Crossload | Electricity | PJ | Dispatch-Crossload | FuelCost | 0 | [6 empty] | 0.92456 | 0
LCP_Inputs_ON_Electric_Howarth_2023_05_05 | 2022 | O/CCGT - CH4 New | Crossload | Electricity | PJ | Dispatch-Crossload | VOM | 0 | [6 empty] | 0.92456 | 0
LCP_Inputs_ON_Electric_Howarth_2023_05_05 | 2022 | O/CCGT - CH4 New | Crossload | Electricity | QC | Dispatch-Crossload | EmissionsCost | 0 | [6 empty] | 0.92456 | 0
LCP_Inputs_ON_Electric_Howarth_2023_05_05 | 2022 | O/CCGT - CH4 New | Crossload | Electricity | QC | Dispatch-Crossload | FuelCost | 0 | [6 empty] | 0.92456 | 0
LCP_Inputs_ON_Electric_Howarth_2023_05_05 | 2022 | O/CCGT - CH4 New | Crossload | Electricity | QC | Dispatch-Crossload | VOM | 0 | [6 empty] | 0.92456 | 0
LCP_Inputs_ON_Electric_Howarth_2023_05_05 | 2022 | O/CCGT - CH4 New | Crossload | Electricity | WC | Dispatch-Crossload | EmissionsCost | 0 | [6 empty] | 0.92456 | 0
LCP_Inputs_ON_Electric_Howarth_2023_05_05 | 2022 | O/CCGT - CH4 New | Crossload | Electricity | WC | Dispatch-Crossload | FuelCost | 0 | [6 empty] | 0.92456 | 0
LCP_Inputs_ON_Electric_Howarth_2023_05_05 | 2022 | O/CCGT - CH4 New | Crossload | Electricity | WC | Dispatch-Crossload | VOM | 0 | [6 empty] | 0.92456 | 0
LCP_Inputs_ON_Electric_Howarth_2023_05_05 | 2022 | O/CCGT - H2 New | Crossload | Electricity | MI | Dispatch-Crossload | EmissionsCost | 0 | [6 empty] | 0.92456 | 0
LCP_Inputs_ON_Electric_Howarth_2023_05_05 | 2022 | O/CCGT - H2 New | Crossload | Electricity | MI | Dispatch-Crossload | FuelCost | 0 | [6 empty] | 0.92456 | 0
LCP_Inputs_ON_Electric_Howarth_2023_05_05 | 2022 | O/CCGT - H2 New | Crossload | Electricity | MI | Dispatch-Crossload | VOM | 0 | [6 empty] | 0.92456 | 0
LCP_Inputs_ON_Electric_Howarth_2023_05_05 | 2022 | O/CCGT - H2 New | Crossload | Electricity | NY | Dispatch-Crossload | EmissionsCost | 0 | [6 empty] | 0.92456 | 0
LCP_Inputs_ON_Electric_Howarth_2023_05_05 | 2022 | O/CCGT - H2 New | Crossload | Electricity | NY | Dispatch-Crossload | FuelCost | 0 | [6 empty] | 0.92456 | 0
LCP_Inputs_ON_Electric_Howarth_2023_05_05 | 2022 | O/CCGT - H2 New | Crossload | Electricity | NY | Dispatch-Crossload | VOM | 0 | [6 empty] | 0.92456 | 0
LCP_Inputs_ON_Electric_Howarth_2023_05_05 | 2022 | O/CCGT - H2 New | Crossload | Electricity | ON | Dispatch-Crossload | EmissionsCost | 0 | [6 empty] | 0.92456 | 0
LCP_Inputs_ON_Electric_Howarth_2023_05_05 | 2022 | O/CCGT - H2 New | Crossload | Electricity | ON | Dispatch-Crossload | FuelCost | 0 | [6 empty] | 0.92456 | 0
LCP_Inputs_ON_Electric_Howarth_2023_05_05 | 2022 | O/CCGT - H2 New | Crossload | Electricity | ON | Dispatch-Crossload | VOM | 0 | [6 empty] | 0.92456 | 0
LCP_Inputs_ON_Electric_Howarth_2023_05_05 | 2022 | O/CCGT - H2 New | Crossload | Electricity | PJ | Dispatch-Crossload | EmissionsCost | 0 | [6 empty] | 0.92456 | 0
LCP_Inputs_ON_Electric_Howarth_2023_05_05 | 2022 | O/CCGT - H2 New | Crossload | Electricity | PJ | Dispatch-Crossload | FuelCost | 0 | [6 empty] | 0.92456 | 0
LCP_Inputs_ON_Electric_Howarth_2023_05_05 | 2022 | O/CCGT - H2 New | Crossload | Electricity | PJ | Dispatch-Crossload | VOM | 0 | [6 empty] | 0.92456 | 0
LCP_Inputs_ON_Electric_Howarth_2023_05_05 | 2022 | O/CCGT - H2 New | Crossload | Electricity | QC | Dispatch-Crossload | EmissionsCost | 0 | [6 empty] | 0.92456 | 0
LCP_Inputs_ON_Electric_Howarth_2023_05_05 | 2022 | O/CCGT - H2 New | Crossload | Electricity | QC | Dispatch-Crossload | FuelCost | 0 | [6 empty] | 0.92456 | 0
LCP_Inputs_ON_Electric_Howarth_2023_05_05 | 2022 | O/CCGT - H2 New | Crossload | Electricity | QC | Dispatch-Crossload | VOM | 0 | [6 empty] | 0.92456 | 0
LCP_Inputs_ON_Electric_Howarth_2023_05_05 | 2022 | O/CCGT - H2 New | Crossload | Electricity | WC | Dispatch-Crossload | EmissionsCost | 0 | [6 empty] | 0.92456 | 0
LCP_Inputs_ON_Electric_Howarth_2023_05_05 | 2022 | O/CCGT - H2 New | Crossload | Electricity | WC | Dispatch-Crossload | FuelCost | 0 | [6 empty] | 0.92456 | 0
LCP_Inputs_ON_Electric_Howarth_2023_05_05 | 2022 | O/CCGT - H2 New | Crossload | Electricity | WC | Dispatch-Crossload | VOM | 0 | [6 empty] | 0.92456 | 0
LCP_Inputs_ON_Electric_Howarth_2023_05_05 | 2022 | SMR CCS | Generation | Hydrogen | MI | Dispatch-Generation | EmissionsCost | 0 | [6 empty] | 0.92456 | 0
LCP_Inputs_ON_Electric_Howarth_2023_05_05 | 2022 | SMR CCS | Generation | Hydrogen | MI | Dispatch-Generation | FuelCost | 0 | [6 empty] | 0.92456 | 0
LCP_Inputs_ON_Electric_Howarth_2023_05_05 | 2022 | SMR CCS | Generation | Hydrogen | MI | Dispatch-Generation | VOM | 0 | [6 empty] | 0.92456 | 0
LCP_Inputs_ON_Electric_Howarth_2023_05_05 | 2022 | SMR CCS | Generation | Hydrogen | NY | Dispatch-Generation | EmissionsCost | 0 | [6 empty] | 0.92456 | 0
LCP_Inputs_ON_Electric_Howarth_2023_05_05 | 2022 | SMR CCS | Generation | Hydrogen | NY | Dispatch-Generation | FuelCost | 0 | [6 empty] | 0.92456 | 0
LCP_Inputs_ON_Electric_Howarth_2023_05_05 | 2022 | SMR CCS | Generation | Hydrogen | NY | Dispatch-Generation | VOM | 0 | [6 empty] | 0.92456 | 0
LCP_Inputs_ON_Electric_Howarth_2023_05_05 | 2022 | SMR CCS | Generation | Hydrogen | ON | Dispatch-Generation | EmissionsCost | 0 | [6 empty] | 0.92456 | 0
LCP_Inputs_ON_Electric_Howarth_2023_05_05 | 2022 | SMR CCS | Generation | Hydrogen | ON | Dispatch-Generation | FuelCost | 0 | [6 empty] | 0.92456 | 0
LCP_Inputs_ON_Electric_Howarth_2023_05_05 | 2022 | SMR CCS | Generation | Hydrogen | ON | Dispatch-Generation | VOM | 0 | [6 empty] | 0.92456 | 0
LCP_Inputs_ON_Electric_Howarth_2023_05_05 | 2022 | SMR CCS | Generation | Hydrogen | PJ | Dispatch-Generation | EmissionsCost | 0 | [6 empty] | 0.92456 | 0
LCP_Inputs_ON_Electric_Howarth_2023_05_05 | 2022 | SMR CCS | Generation | Hydrogen | PJ | Dispatch-Generation | FuelCost | 0 | [6 empty] | 0.92456 | 0
LCP_Inputs_ON_Electric_Howarth_2023_05_05 | 2022 | SMR CCS | Generation | Hydrogen | PJ | Dispatch-Generation | VOM | 0 | [6 empty] | 0.92456 | 0
LCP_Inputs_ON_Electric_Howarth_2023_05_05 | 2022 | SMR CCS | Generation | Hydrogen | QC | Dispatch-Generation | EmissionsCost | 0 | [6 empty] | 0.92456 | 0
LCP_Inputs_ON_Electric_Howarth_2023_05_05 | 2022 | SMR CCS | Generation | Hydrogen | QC | Dispatch-Generation | FuelCost | 0 | [6 empty] | 0.92456 | 0
LCP_Inputs_ON_Electric_Howarth_2023_05_05 | 2022 | SMR CCS | Generation | Hydrogen | QC | Dispatch-Generation | VOM | 0 | [6 empty] | 0.92456 | 0
LCP_Inputs_ON_Electric_Howarth_2023_05_05 | 2022 | SMR CCS | Generation | Hydrogen | WC | Dispatch-Generation | EmissionsCost | 0 | [6 empty] | 0.92456 | 0
LCP_Inputs_ON_Electric_Howarth_2023_05_05 | 2022 | SMR CCS | Generation | Hydrogen | WC | Dispatch-Generation | FuelCost | 0 | [6 empty] | 0.92456 | 0
LCP_Inputs_ON_Electric_Howarth_2023_05_05 | 2022 | SMR CCS | Generation | Hydrogen | WC | Dispatch-Generation | VOM | 0 | [6 empty] | 0.92456 | 0
LCP_Inputs_ON_Electric_Howarth_2023_05_05 | 2022 | Solar PV | Generation | Electricity | MI | Dispatch-Generation | EmissionsCost | 0 | [6 empty] | 0.92456 | 0
LCP_Inputs_ON_Electric_Howarth_2023_05_05 | 2022 | Solar PV | Generation | Electricity | MI | Dispatch-Generation | FuelCost | 0 | [6 empty] | 0.92456 | 0
LCP_Inputs_ON_Electric_Howarth_2023_05_05 | 2022 | Solar PV | Generation | Electricity | MI | Dispatch-Generation | VOM | 0 | [6 empty] | 0.92456 | 0
LCP_Inputs_ON_Electric_Howarth_2023_05_05 | 2022 | Solar PV | Generation | Electricity | NY | Dispatch-Generation | EmissionsCost | 0 | [6 empty] | 0.92456 | 0
LCP_Inputs_ON_Electric_Howarth_2023_05_05 | 2022 | Solar PV | Generation | Electricity | NY | Dispatch-Generation | FuelCost | 0 | [6 empty] | 0.92456 | 0
LCP_Inputs_ON_Electric_Howarth_2023_05_05 | 2022 | Solar PV | Generation | Electricity | NY | Dispatch-Generation | VOM | 0 | [6 empty] | 0.92456 | 0
LCP_Inputs_ON_Electric_Howarth_2023_05_05 | 2022 | Solar PV | Generation | Electricity | ON | Dispatch-Generation | EmissionsCost | 0 | [6 empty] | 0.92456 | 0
LCP_Inputs_ON_Electric_Howarth_2023_05_05 | 2022 | Solar PV | Generation | Electricity | ON | Dispatch-Generation | FuelCost | 0 | [6 empty] | 0.92456 | 0
LCP_Inputs_ON_Electric_Howarth_2023_05_05 | 2022 | Solar PV | Generation | Electricity | ON | Dispatch-Generation | VOM | 0 | [6 empty] | 0.92456 | 0
LCP_Inputs_ON_Electric_Howarth_2023_05_05 | 2022 | Solar PV | Generation | Electricity | PJ | Dispatch-Generation | EmissionsCost | 0 | [6 empty] | 0.92456 | 0
LCP_Inputs_ON_Electric_Howarth_2023_05_05 | 2022 | Solar PV | Generation | Electricity | PJ | Dispatch-Generation | FuelCost | 0 | [6 empty] | 0.92456 | 0
LCP_Inputs_ON_Electric_Howarth_2023_05_05 | 2022 | Solar PV | Generation | Electricity | PJ | Dispatch-Generation | VOM | 0 | [6 empty] | 0.92456 | 0
LCP_Inputs_ON_Electric_Howarth_2023_05_05 | 2022 | Solar PV | Generation | Electricity | QC | Dispatch-Generation | EmissionsCost | 0 | [6 empty] | 0.92456 | 0
LCP_Inputs_ON_Electric_Howarth_2023_05_05 | 2022 | Solar PV | Generation | Electricity | QC | Dispatch-Generation | FuelCost | 0 | [6 empty] | 0.92456 | 0
LCP_Inputs_ON_Electric_Howarth_2023_05_05 | 2022 | Solar PV | Generation | Electricity | QC | Dispatch-Generation | VOM | 0 | [6 empty] | 0.92456 | 0
LCP_Inputs_ON_Electric_Howarth_2023_05_05 | 2022 | Solar PV | Generation | Electricity | WC | Dispatch-Generation | EmissionsCost | 0 | [6 empty] | 0.92456 | 0
LCP_Inputs_ON_Electric_Howarth_2023_05_05 | 2022 | Solar PV | Generation | Electricity | WC | Dispatch-Generation | FuelCost | 0 | [6 empty] | 0.92456 | 0
LCP_Inputs_ON_Electric_Howarth_2023_05_05 | 2022 | Solar PV | Generation | Electricity | WC | Dispatch-Generation | VOM | 0 | [6 empty] | 0.92456 | 0
LCP_Inputs_ON_Electric_Howarth_2023_05_05 | 2022 | Wind Offshore | Generation | Electricity | MI | Dispatch-Generation | EmissionsCost | 0 | [6 empty] | 0.92456 | 0
LCP_Inputs_ON_Electric_Howarth_2023_05_05 | 2022 | Wind Offshore | Generation | Electricity | MI | Dispatch-Generation | FuelCost | 0 | [6 empty] | 0.92456 | 0
LCP_Inputs_ON_Electric_Howarth_2023_05_05 | 2022 | Wind Offshore | Generation | Electricity | MI | Dispatch-Generation | VOM | 0 | [6 empty] | 0.92456 | 0
LCP_Inputs_ON_Electric_Howarth_2023_05_05 | 2022 | Wind Offshore | Generation | Electricity | NY | Dispatch-Generation | EmissionsCost | 0 | [6 empty] | 0.92456 | 0
LCP_Inputs_ON_Electric_Howarth_2023_05_05 | 2022 | Wind Offshore | Generation | Electricity | NY | Dispatch-Generation | FuelCost | 0 | [6 empty] | 0.92456 | 0
LCP_Inputs_ON_Electric_Howarth_2023_05_05 | 2022 | Wind Offshore | Generation | Electricity | NY | Dispatch-Generation | VOM | 0 | [6 empty] | 0.92456 | 0
LCP_Inputs_ON_Electric_Howarth_2023_05_05 | 2022 | Wind Offshore | Generation | Electricity | ON | Dispatch-Generation | EmissionsCost | 0 | [6 empty] | 0.92456 | 0
LCP_Inputs_ON_Electric_Howarth_2023_05_05 | 2022 | Wind Offshore | Generation | Electricity | ON | Dispatch-Generation | FuelCost | 0 | [6 empty] | 0.92456 | 0
LCP_Inputs_ON_Electric_Howarth_2023_05_05 | 2022 | Wind Offshore | Generation | Electricity | ON | Dispatch-Generation | VOM | 0 | [6 empty] | 0.92456 | 0
LCP_Inputs_ON_Electric_Howarth_2023_05_05 | 2022 | Wind Offshore | Generation | Electricity | PJ | Dispatch-Generation | EmissionsCost | 0 | [6 empty] | 0.92456 | 0
LCP_Inputs_ON_Electric_Howarth_2023_05_05 | 2022 | Wind Offshore | Generation | Electricity | PJ | Dispatch-Generation | FuelCost | 0 | [6 empty] | 0.92456 | 0
LCP_Inputs_ON_Electric_Howarth_2023_05_05 | 2022 | Wind Offshore | Generation | Electricity | PJ | Dispatch-Generation | VOM | 0 | [6 empty] | 0.92456 | 0
LCP_Inputs_ON_Electric_Howarth_2023_05_05 | 2022 | Wind Offshore | Generation | Electricity | QC | Dispatch-Generation | EmissionsCost | 0 | [6 empty] | 0.92456 | 0
LCP_Inputs_ON_Electric_Howarth_2023_05_05 | 2022 | Wind Offshore | Generation | Electricity | QC | Dispatch-Generation | FuelCost | 0 | [6 empty] | 0.92456 | 0
LCP_Inputs_ON_Electric_Howarth_2023_05_05 | 2022 | Wind Offshore | Generation | Electricity | QC | Dispatch-Generation | VOM | 0 | [6 empty] | 0.92456 | 0
LCP_Inputs_ON_Electric_Howarth_2023_05_05 | 2022 | Wind Offshore | Generation | Electricity | WC | Dispatch-Generation | EmissionsCost | 0 | [6 empty] | 0.92456 | 0
LCP_Inputs_ON_Electric_Howarth_2023_05_05 | 2022 | Wind Offshore | Generation | Electricity | WC | Dispatch-Generation | FuelCost | 0 | [6 empty] | 0.92456 | 0
LCP_Inputs_ON_Electric_Howarth_2023_05_05 | 2022 | Wind Offshore | Generation | Electricity | WC | Dispatch-Generation | VOM | 0 | [6 empty] | 0.92456 | 0
LCP_Inputs_ON_Electric_Howarth_2023_05_05 | 2022 | Wind Onshore | Generation | Electricity | MI | Dispatch-Generation | EmissionsCost | 0 | [6 empty] | 0.92456 | 0
LCP_Inputs_ON_Electric_Howarth_2023_05_05 | 2022 | Wind Onshore | Generation | Electricity | MI | Dispatch-Generation | FuelCost | 0 | [6 empty] | 0.92456 | 0
LCP_Inputs_ON_Electric_Howarth_2023_05_05 | 2022 | Wind Onshore | Generation | Electricity | MI | Dispatch-Generation | VOM | 0 | [6 empty] | 0.92456 | 0
LCP_Inputs_ON_Electric_Howarth_2023_05_05 | 2022 | Wind Onshore | Generation | Electricity | NY | Dispatch-Generation | EmissionsCost | 0 | [6 empty] | 0.92456 | 0
LCP_Inputs_ON_Electric_Howarth_2023_05_05 | 2022 | Wind Onshore | Generation | Electricity | NY | Dispatch-Generation | FuelCost | 0 | [6 empty] | 0.92456 | 0
LCP_Inputs_ON_Electric_Howarth_2023_05_05 | 2022 | Wind Onshore | Generation | Electricity | NY | Dispatch-Generation | VOM | 0 | [6 empty] | 0.92456 | 0
LCP_Inputs_ON_Electric_Howarth_2023_05_05 | 2022 | Wind Onshore | Generation | Electricity | ON | Dispatch-Generation | EmissionsCost | 0 | [6 empty] | 0.92456 | 0
LCP_Inputs_ON_Electric_Howarth_2023_05_05 | 2022 | Wind Onshore | Generation | Electricity | ON | Dispatch-Generation | FuelCost | 0 | [6 empty] | 0.92456 | 0
LCP_Inputs_ON_Electric_Howarth_2023_05_05 | 2022 | Wind Onshore | Generation | Electricity | ON | Dispatch-Generation | VOM | 0 | [6 empty] | 0.92456 | 0
LCP_Inputs_ON_Electric_Howarth_2023_05_05 | 2022 | Wind Onshore | Generation | Electricity | PJ | Dispatch-Generation | EmissionsCost | 0 | [6 empty] | 0.92456 | 0
LCP_Inputs_ON_Electric_Howarth_2023_05_05 | 2022 | Wind Onshore | Generation | Electricity | PJ | Dispatch-Generation | FuelCost | 0 | [6 empty] | 0.92456 | 0
LCP_Inputs_ON_Electric_Howarth_2023_05_05 | 2022 | Wind Onshore | Generation | Electricity | PJ | Dispatch-Generation | VOM | 0 | [6 empty] | 0.92456 | 0
LCP_Inputs_ON_Electric_Howarth_2023_05_05 | 2022 | Wind Onshore | Generation | Electricity | QC | Dispatch-Generation | EmissionsCost | 0 | [6 empty] | 0.92456 | 0
LCP_Inputs_ON_Electric_Howarth_2023_05_05 | 2022 | Wind Onshore | Generation | Electricity | QC | Dispatch-Generation | FuelCost | 0 | [6 empty] | 0.92456 | 0
LCP_Inputs_ON_Electric_Howarth_2023_05_05 | 2022 | Wind Onshore | Generation | Electricity | QC | Dispatch-Generation | VOM | 0 | [6 empty] | 0.92456 | 0
LCP_Inputs_ON_Electric_Howarth_2023_05_05 | 2022 | Wind Onshore | Generation | Electricity | WC | Dispatch-Generation | EmissionsCost | 0 | [6 empty] | 0.92456 | 0
LCP_Inputs_ON_Electric_Howarth_2023_05_05 | 2022 | Wind Onshore | Generation | Electricity | WC | Dispatch-Generation | FuelCost | 0 | [6 empty] | 0.92456 | 0
LCP_Inputs_ON_Electric_Howarth_2023_05_05 | 2022 | Wind Onshore | Generation | Electricity | WC | Dispatch-Generation | VOM | 0 | [6 empty] | 0.92456 | 0
LCP_Inputs_ON_Electric_Howarth_2023_05_05 | 2023 | Anaerobic Digestion | Generation | Methane | MI | Dispatch-Generation | EmissionsCost | 0 | [6 empty] | 0.889 | 0
LCP_Inputs_ON_Electric_Howarth_2023_05_05 | 2023 | Anaerobic Digestion | Generation | Methane | MI | Dispatch-Generation | FuelCost | 0 | [6 empty] | 0.889 | 0
LCP_Inputs_ON_Electric_Howarth_2023_05_05 | 2023 | Anaerobic Digestion | Generation | Methane | MI | Dispatch-Generation | VOM | 0 | [6 empty] | 0.889 | 0
LCP_Inputs_ON_Electric_Howarth_2023_05_05 | 2023 | Anaerobic Digestion | Generation | Methane | NY | Dispatch-Generation | EmissionsCost | 0 | [6 empty] | 0.889 | 0
LCP_Inputs_ON_Electric_Howarth_2023_05_05 | 2023 | Anaerobic Digestion | Generation | Methane | NY | Dispatch-Generation | FuelCost | 0 | [6 empty] | 0.889 | 0
LCP_Inputs_ON_Electric_Howarth_2023_05_05 | 2023 | Anaerobic Digestion | Generation | Methane | NY | Dispatch-Generation | VOM | 0 | [6 empty] | 0.889 | 0
LCP_Inputs_ON_Electric_Howarth_2023_05_05 | 2023 | Anaerobic Digestion | Generation | Methane | ON | Dispatch-Generation | EmissionsCost | 0 | [6 empty] | 0.889 | 0
LCP_Inputs_ON_Electric_Howarth_2023_05_05 | 2023 | Anaerobic Digestion | Generation | Methane | ON | Dispatch-Generation | FuelCost | 0 | [6 empty] | 0.889 | 0
LCP_Inputs_ON_Electric_Howarth_2023_05_05 | 2023 | Anaerobic Digestion | Generation | Methane | ON | Dispatch-Generation | VOM | 0 | [6 empty] | 0.889 | 0
LCP_Inputs_ON_Electric_Howarth_2023_05_05 | 2023 | Anaerobic Digestion | Generation | Methane | PJ | Dispatch-Generation | EmissionsCost | 0 | [6 empty] | 0.889 | 0
LCP_Inputs_ON_Electric_Howarth_2023_05_05 | 2023 | Anaerobic Digestion | Generation | Methane | PJ | Dispatch-Generation | FuelCost | 0 | [6 empty] | 0.889 | 0
LCP_Inputs_ON_Electric_Howarth_2023_05_05 | 2023 | Anaerobic Digestion | Generation | Methane | PJ | Dispatch-Generation | VOM | 0 | [6 empty] | 0.889 | 0
LCP_Inputs_ON_Electric_Howarth_2023_05_05 | 2023 | Anaerobic Digestion | Generation | Methane | QC | Dispatch-Generation | EmissionsCost | 0 | [6 empty] | 0.889 | 0
LCP_Inputs_ON_Electric_Howarth_2023_05_05 | 2023 | Anaerobic Digestion | Generation | Methane | QC | Dispatch-Generation | FuelCost | 0 | [6 empty] | 0.889 | 0
LCP_Inputs_ON_Electric_Howarth_2023_05_05 | 2023 | Anaerobic Digestion | Generation | Methane | QC | Dispatch-Generation | VOM | 0 | [6 empty] | 0.889 | 0
LCP_Inputs_ON_Electric_Howarth_2023_05_05 | 2023 | Anaerobic Digestion | Generation | Methane | WC | Dispatch-Generation | EmissionsCost | 0 | [6 empty] | 0.889 | 0
LCP_Inputs_ON_Electric_Howarth_2023_05_05 | 2023 | Anaerobic Digestion | Generation | Methane | WC | Dispatch-Generation | FuelCost | 0 | [6 empty] | 0.889 | 0
LCP_Inputs_ON_Electric_Howarth_2023_05_05 | 2023 | Anaerobic Digestion | Generation | Methane | WC | Dispatch-Generation | VOM | 0 | [6 empty] | 0.889 | 0
LCP_Inputs_ON_Electric_Howarth_2023_05_05 | 2023 | Battery Storage | Storage | Electricity | MI | Dispatch-Storage | EmissionsCost | 0 | [6 empty] | 0.889 | 0
LCP_Inputs_ON_Electric_Howarth_2023_05_05 | 2023 | Battery Storage | Storage | Electricity | MI | Dispatch-Storage | FuelCost | 0 | [6 empty] | 0.889 | 0
LCP_Inputs_ON_Electric_Howarth_2023_05_05 | 2023 | Battery Storage | Storage | Electricity | MI | Dispatch-Storage | VOM | 0 | [6 empty] | 0.889 | 0
LCP_Inputs_ON_Electric_Howarth_2023_05_05 | 2023 | Battery Storage | Storage | Electricity | NY | Dispatch-Storage | EmissionsCost | 0 | [6 empty] | 0.889 | 0
LCP_Inputs_ON_Electric_Howarth_2023_05_05 | 2023 | Battery Storage | Storage | Electricity | NY | Dispatch-Storage | FuelCost | 0 | [6 empty] | 0.889 | 0
LCP_Inputs_ON_Electric_Howarth_2023_05_05 | 2023 | Battery Storage | Storage | Electricity | NY | Dispatch-Storage | VOM | 0 | [6 empty] | 0.889 | 0
LCP_Inputs_ON_Electric_Howarth_2023_05_05 | 2023 | Battery Storage | Storage | Electricity | ON | Dispatch-Storage | EmissionsCost | 0 | [6 empty] | 0.889 | 0
LCP_Inputs_ON_Electric_Howarth_2023_05_05 | 2023 | Battery Storage | Storage | Electricity | ON | Dispatch-Storage | FuelCost | 0 | [6 empty] | 0.889 | 0
LCP_Inputs_ON_Electric_Howarth_2023_05_05 | 2023 | Battery Storage | Storage | Electricity | ON | Dispatch-Storage | VOM | 0 | [6 empty] | 0.889 | 0
LCP_Inputs_ON_Electric_Howarth_2023_05_05 | 2023 | Battery Storage | Storage | Electricity | PJ | Dispatch-Storage | EmissionsCost | 0 | [6 empty] | 0.889 | 0
LCP_Inputs_ON_Electric_Howarth_2023_05_05 | 2023 | Battery Storage | Storage | Electricity | PJ | Dispatch-Storage | FuelCost | 0 | [6 empty] | 0.889 | 0
LCP_Inputs_ON_Electric_Howarth_2023_05_05 | 2023 | Battery Storage | Storage | Electricity | PJ | Dispatch-Storage | VOM | 0 | [6 empty] | 0.889 | 0
LCP_Inputs_ON_Electric_Howarth_2023_05_05 | 2023 | Battery Storage | Storage | Electricity | QC | Dispatch-Storage | EmissionsCost | 0 | [6 empty] | 0.889 | 0
LCP_Inputs_ON_Electric_Howarth_2023_05_05 | 2023 | Battery Storage | Storage | Electricity | QC | Dispatch-Storage | FuelCost | 0 | [6 empty] | 0.889 | 0
LCP_Inputs_ON_Electric_Howarth_2023_05_05 | 2023 | Battery Storage | Storage | Electricity | QC | Dispatch-Storage | VOM | 0 | [6 empty] | 0.889 | 0
LCP_Inputs_ON_Electric_Howarth_2023_05_05 | 2023 | Battery Storage | Storage | Electricity | WC | Dispatch-Storage | EmissionsCost | 0 | [6 empty] | 0.889 | 0
LCP_Inputs_ON_Electric_Howarth_2023_05_05 | 2023 | Battery Storage | Storage | Electricity | WC | Dispatch-Storage | FuelCost | 0 | [6 empty] | 0.889 | 0
LCP_Inputs_ON_Electric_Howarth_2023_05_05 | 2023 | Battery Storage | Storage | Electricity | WC | Dispatch-Storage | VOM | 0 | [6 empty] | 0.889 | 0
LCP_Inputs_ON_Electric_Howarth_2023_05_05 | 2023 | Biomass | Generation | Electricity | MI | Dispatch-Generation | EmissionsCost | 0 | [6 empty] | 0.889 | 0
LCP_Inputs_ON_Electric_Howarth_2023_05_05 | 2023 | Biomass | Generation | Electricity | MI | Dispatch-Generation | FuelCost | 0 | [6 empty] | 0.889 | 0
LCP_Inputs_ON_Electric_Howarth_2023_05_05 | 2023 | Biomass | Generation | Electricity | MI | Dispatch-Generation | VOM | 0 | [6 empty] | 0.889 | 0
LCP_Inputs_ON_Electric_Howarth_2023_05_05 | 2023 | Biomass | Generation | Electricity | NY | Dispatch-Generation | EmissionsCost | 0 | [6 empty] | 0.889 | 0
LCP_Inputs_ON_Electric_Howarth_2023_05_05 | 2023 | Biomass | Generation | Electricity | NY | Dispatch-Generation | FuelCost | 0 | [6 empty] | 0.889 | 0
LCP_Inputs_ON_Electric_Howarth_2023_05_05 | 2023 | Biomass | Generation | Electricity | NY | Dispatch-Generation | VOM | 0 | [6 empty] | 0.889 | 0
LCP_Inputs_ON_Electric_Howarth_2023_05_05 | 2023 | Biomass | Generation | Electricity | ON | Dispatch-Generation | EmissionsCost | 0 | [6 empty] | 0.889 | 0
LCP_Inputs_ON_Electric_Howarth_2023_05_05 | 2023 | Biomass | Generation | Electricity | ON | Dispatch-Generation | FuelCost | 0 | [6 empty] | 0.889 | 0
LCP_Inputs_ON_Electric_Howarth_2023_05_05 | 2023 | Biomass | Generation | Electricity | ON | Dispatch-Generation | VOM | 0 | [6 empty] | 0.889 | 0
LCP_Inputs_ON_Electric_Howarth_2023_05_05 | 2023 | Biomass | Generation | Electricity | PJ | Dispatch-Generation | EmissionsCost | 0 | [6 empty] | 0.889 | 0
LCP_Inputs_ON_Electric_Howarth_2023_05_05 | 2023 | Biomass | Generation | Electricity | PJ | Dispatch-Generation | FuelCost | 0 | [6 empty] | 0.889 | 0
LCP_Inputs_ON_Electric_Howarth_2023_05_05 | 2023 | Biomass | Generation | Electricity | PJ | Dispatch-Generation | VOM | 0 | [6 empty] | 0.889 | 0
LCP_Inputs_ON_Electric_Howarth_2023_05_05 | 2023 | Biomass | Generation | Electricity | QC | Dispatch-Generation | EmissionsCost | 0 | [6 empty] | 0.889 | 0
LCP_Inputs_ON_Electric_Howarth_2023_05_05 | 2023 | Biomass | Generation | Electricity | QC | Dispatch-Generation | FuelCost | 0 | [6 empty] | 0.889 | 0
LCP_Inputs_ON_Electric_Howarth_2023_05_05 | 2023 | Biomass | Generation | Electricity | QC | Dispatch-Generation | VOM | 0 | [6 empty] | 0.889 | 0
LCP_Inputs_ON_Electric_Howarth_2023_05_05 | 2023 | Biomass | Generation | Electricity | WC | Dispatch-Generation | EmissionsCost | 0 | [6 empty] | 0.889 | 0
LCP_Inputs_ON_Electric_Howarth_2023_05_05 | 2023 | Biomass | Generation | Electricity | WC | Dispatch-Generation | FuelCost | 0 | [6 empty] | 0.889 | 0
LCP_Inputs_ON_Electric_Howarth_2023_05_05 | 2023 | Biomass | Generation | Electricity | WC | Dispatch-Generation | VOM | 0 | [6 empty] | 0.889 | 0
LCP_Inputs_ON_Electric_Howarth_2023_05_05 | 2023 | Biomass + CCS | Generation | Electricity | MI | Dispatch-Generation | EmissionsCost | 0 | [6 empty] | 0.889 | 0
LCP_Inputs_ON_Electric_Howarth_2023_05_05 | 2023 | Biomass + CCS | Generation | Electricity | MI | Dispatch-Generation | FuelCost | 0 | [6 empty] | 0.889 | 0
LCP_Inputs_ON_Electric_Howarth_2023_05_05 | 2023 | Biomass + CCS | Generation | Electricity | MI | Dispatch-Generation | VOM | 0 | [6 empty] | 0.889 | 0
LCP_Inputs_ON_Electric_Howarth_2023_05_05 | 2023 | Biomass + CCS | Generation | Electricity | NY | Dispatch-Generation | EmissionsCost | 0 | [6 empty] | 0.889 | 0
LCP_Inputs_ON_Electric_Howarth_2023_05_05 | 2023 | Biomass + CCS | Generation | Electricity | NY | Dispatch-Generation | FuelCost | 0 | [6 empty] | 0.889 | 0
LCP_Inputs_ON_Electric_Howarth_2023_05_05 | 2023 | Biomass + CCS | Generation | Electricity | NY | Dispatch-Generation | VOM | 0 | [6 empty] | 0.889 | 0
LCP_Inputs_ON_Electric_Howarth_2023_05_05 | 2023 | Biomass + CCS | Generation | Electricity | ON | Dispatch-Generation | EmissionsCost | 0 | [6 empty] | 0.889 | 0
LCP_Inputs_ON_Electric_Howarth_2023_05_05 | 2023 | Biomass + CCS | Generation | Electricity | ON | Dispatch-Generation | FuelCost | 0 | [6 empty] | 0.889 | 0
LCP_Inputs_ON_Electric_Howarth_2023_05_05 | 2023 | Biomass + CCS | Generation | Electricity | ON | Dispatch-Generation | VOM | 0 | [6 empty] | 0.889 | 0
LCP_Inputs_ON_Electric_Howarth_2023_05_05 | 2023 | Biomass + CCS | Generation | Electricity | PJ | Dispatch-Generation | EmissionsCost | 0 | [6 empty] | 0.889 | 0
LCP_Inputs_ON_Electric_Howarth_2023_05_05 | 2023 | Biomass + CCS | Generation | Electricity | PJ | Dispatch-Generation | FuelCost | 0 | [6 empty] | 0.889 | 0
LCP_Inputs_ON_Electric_Howarth_2023_05_05 | 2023 | Biomass + CCS | Generation | Electricity | PJ | Dispatch-Generation | VOM | 0 | [6 empty] | 0.889 | 0
LCP_Inputs_ON_Electric_Howarth_2023_05_05 | 2023 | Biomass + CCS | Generation | Electricity | QC | Dispatch-Generation | EmissionsCost | 0 | [6 empty] | 0.889 | 0
LCP_Inputs_ON_Electric_Howarth_2023_05_05 | 2023 | Biomass + CCS | Generation | Electricity | QC | Dispatch-Generation | FuelCost | 0 | [6 empty] | 0.889 | 0
LCP_Inputs_ON_Electric_Howarth_2023_05_05 | 2023 | Biomass + CCS | Generation | Electricity | QC | Dispatch-Generation | VOM | 0 | [6 empty] | 0.889 | 0
LCP_Inputs_ON_Electric_Howarth_2023_05_05 | 2023 | Biomass + CCS | Generation | Electricity | WC | Dispatch-Generation | EmissionsCost | 0 | [6 empty] | 0.889 | 0
LCP_Inputs_ON_Electric_Howarth_2023_05_05 | 2023 | Biomass + CCS | Generation | Electricity | WC | Dispatch-Generation | FuelCost | 0 | [6 empty] | 0.889 | 0
LCP_Inputs_ON_Electric_Howarth_2023_05_05 | 2023 | Biomass + CCS | Generation | Electricity | WC | Dispatch-Generation | VOM | 0 | [6 empty] | 0.889 | 0
LCP_Inputs_ON_Electric_Howarth_2023_05_05 | 2023 | CH4 + CCS | Generation | Methane | MI | Dispatch-Generation | EmissionsCost | 0 | [6 empty] | 0.889 | 0
LCP_Inputs_ON_Electric_Howarth_2023_05_05 | 2023 | CH4 + CCS | Generation | Methane | MI | Dispatch-Generation | FuelCost | 0 | [6 empty] | 0.889 | 0
LCP_Inputs_ON_Electric_Howarth_2023_05_05 | 2023 | CH4 + CCS | Generation | Methane | MI | Dispatch-Generation | VOM | 0 | [6 empty] | 0.889 | 0
LCP_Inputs_ON_Electric_Howarth_2023_05_05 | 2023 | CH4 + CCS | Generation | Methane | NY | Dispatch-Generation | EmissionsCost | 0 | [6 empty] | 0.889 | 0
LCP_Inputs_ON_Electric_Howarth_2023_05_05 | 2023 | CH4 + CCS | Generation | Methane | NY | Dispatch-Generation | FuelCost | 0 | [6 empty] | 0.889 | 0
LCP_Inputs_ON_Electric_Howarth_2023_05_05 | 2023 | CH4 + CCS | Generation | Methane | NY | Dispatch-Generation | VOM | 0 | [6 empty] | 0.889 | 0
LCP_Inputs_ON_Electric_Howarth_2023_05_05 | 2023 | CH4 + CCS | Generation | Methane | ON | Dispatch-Generation | EmissionsCost | 0 | [6 empty] | 0.889 | 0
LCP_Inputs_ON_Electric_Howarth_2023_05_05 | 2023 | CH4 + CCS | Generation | Methane | ON | Dispatch-Generation | FuelCost | 0 | [6 empty] | 0.889 | 0
LCP_Inputs_ON_Electric_Howarth_2023_05_05 | 2023 | CH4 + CCS | Generation | Methane | ON | Dispatch-Generation | VOM | 0 | [6 empty] | 0.889 | 0
LCP_Inputs_ON_Electric_Howarth_2023_05_05 | 2023 | CH4 + CCS | Generation | Methane | PJ | Dispatch-Generation | EmissionsCost | 0 | [6 empty] | 0.889 | 0
LCP_Inputs_ON_Electric_Howarth_2023_05_05 | 2023 | CH4 + CCS | Generation | Methane | PJ | Dispatch-Generation | FuelCost | 0 | [6 empty] | 0.889 | 0
LCP_Inputs_ON_Electric_Howarth_2023_05_05 | 2023 | CH4 + CCS | Generation | Methane | PJ | Dispatch-Generation | VOM | 0 | [6 empty] | 0.889 | 0
LCP_Inputs_ON_Electric_Howarth_2023_05_05 | 2023 | CH4 + CCS | Generation | Methane | QC | Dispatch-Generation | EmissionsCost | 0 | [6 empty] | 0.889 | 0
LCP_Inputs_ON_Electric_Howarth_2023_05_05 | 2023 | CH4 + CCS | Generation | Methane | QC | Dispatch-Generation | FuelCost | 0 | [6 empty] | 0.889 | 0
LCP_Inputs_ON_Electric_Howarth_2023_05_05 | 2023 | CH4 + CCS | Generation | Methane | QC | Dispatch-Generation | VOM | 0 | [6 empty] | 0.889 | 0
LCP_Inputs_ON_Electric_Howarth_2023_05_05 | 2023 | CH4 + CCS | Generation | Methane | WC | Dispatch-Generation | EmissionsCost | 0 | [6 empty] | 0.889 | 0
LCP_Inputs_ON_Electric_Howarth_2023_05_05 | 2023 | CH4 + CCS | Generation | Methane | WC | Dispatch-Generation | FuelCost | 0 | [6 empty] | 0.889 | 0
LCP_Inputs_ON_Electric_Howarth_2023_05_05 | 2023 | CH4 + CCS | Generation | Methane | WC | Dispatch-Generation | VOM | 0 | [6 empty] | 0.889 | 0
LCP_Inputs_ON_Electric_Howarth_2023_05_05 | 2023 | CH4 Import - NY 2020 | Import | Methane | MI | Dispatch-Import | EmissionsCost | 0 | [6 empty] | 0.889 | 0
LCP_Inputs_ON_Electric_Howarth_2023_05_05 | 2023 | CH4 Import - NY 2020 | Import | Methane | MI | Dispatch-Import | FuelCost | 0 | [6 empty] | 0.889 | 0
LCP_Inputs_ON_Electric_Howarth_2023_05_05 | 2023 | CH4 Import - NY 2020 | Import | Methane | MI | Dispatch-Import | VOM | 0 | [6 empty] | 0.889 | 0
LCP_Inputs_ON_Electric_Howarth_2023_05_05 | 2023 | CH4 Import - NY 2020 | Import | Methane | NY | Dispatch-Import | EmissionsCost | 282343065.1873 | [6 empty] | 0.889 | 251001956.8475
LCP_Inputs_ON_Electric_Howarth_2023_05_05 | 2023 | CH4 Import - NY 2020 | Import | Methane | NY | Dispatch-Import | FuelCost | 407790143.0843 | [6 empty] | 0.889 | 362523952.3038
LCP_Inputs_ON_Electric_Howarth_2023_05_05 | 2023 | CH4 Import - NY 2020 | Import | Methane | NY | Dispatch-Import | VOM | 0 | [6 empty] | 0.889 | 0
LCP_Inputs_ON_Electric_Howarth_2023_05_05 | 2023 | CH4 Import - NY 2020 | Import | Methane | ON | Dispatch-Import | EmissionsCost | 0 | [6 empty] | 0.889 | 0
LCP_Inputs_ON_Electric_Howarth_2023_05_05 | 2023 | CH4 Import - NY 2020 | Import | Methane | ON | Dispatch-Import | FuelCost | 0 | [6 empty] | 0.889 | 0
LCP_Inputs_ON_Electric_Howarth_2023_05_05 | 2023 | CH4 Import - NY 2020 | Import | Methane | ON | Dispatch-Import | VOM | 0 | [6 empty] | 0.889 | 0
LCP_Inputs_ON_Electric_Howarth_2023_05_05 | 2023 | CH4 Import - NY 2020 | Import | Methane | PJ | Dispatch-Import | EmissionsCost | 0 | [6 empty] | 0.889 | 0
LCP_Inputs_ON_Electric_Howarth_2023_05_05 | 2023 | CH4 Import - NY 2020 | Import | Methane | PJ | Dispatch-Import | FuelCost | 0 | [6 empty] | 0.889 | 0
LCP_Inputs_ON_Electric_Howarth_2023_05_05 | 2023 | CH4 Import - NY 2020 | Import | Methane | PJ | Dispatch-Import | VOM | 0 | [6 empty] | 0.889 | 0
LCP_Inputs_ON_Electric_Howarth_2023_05_05 | 2023 | CH4 Import - NY 2020 | Import | Methane | QC | Dispatch-Import | EmissionsCost | 0 | [6 empty] | 0.889 | 0
LCP_Inputs_ON_Electric_Howarth_2023_05_05 | 2023 | CH4 Import - NY 2020 | Import | Methane | QC | Dispatch-Import | FuelCost | 0 | [6 empty] | 0.889 | 0
LCP_Inputs_ON_Electric_Howarth_2023_05_05 | 2023 | CH4 Import - NY 2020 | Import | Methane | QC | Dispatch-Import | VOM | 0 | [6 empty] | 0.889 | 0
LCP_Inputs_ON_Electric_Howarth_2023_05_05 | 2023 | CH4 Import - NY 2020 | Import | Methane | WC | Dispatch-Import | EmissionsCost | 0 | [6 empty] | 0.889 | 0
LCP_Inputs_ON_Electric_Howarth_2023_05_05 | 2023 | CH4 Import - NY 2020 | Import | Methane | WC | Dispatch-Import | FuelCost | 0 | [6 empty] | 0.889 | 0
LCP_Inputs_ON_Electric_Howarth_2023_05_05 | 2023 | CH4 Import - NY 2020 | Import | Methane | WC | Dispatch-Import | VOM | 0 | [6 empty] | 0.889 | 0
LCP_Inputs_ON_Electric_Howarth_2023_05_05 | 2023 | CH4 Import - NY 2030 | Import | Methane | MI | Dispatch-Import | EmissionsCost | 0 | [6 empty] | 0.889 | 0
LCP_Inputs_ON_Electric_Howarth_2023_05_05 | 2023 | CH4 Import - NY 2030 | Import | Methane | MI | Dispatch-Import | FuelCost | 0 | [6 empty] | 0.889 | 0
LCP_Inputs_ON_Electric_Howarth_2023_05_05 | 2023 | CH4 Import - NY 2030 | Import | Methane | MI | Dispatch-Import | VOM | 0 | [6 empty] | 0.889 | 0
LCP_Inputs_ON_Electric_Howarth_2023_05_05 | 2023 | CH4 Import - NY 2030 | Import | Methane | NY | Dispatch-Import | EmissionsCost | 0 | [6 empty] | 0.889 | 0
LCP_Inputs_ON_Electric_Howarth_2023_05_05 | 2023 | CH4 Import - NY 2030 | Import | Methane | NY | Dispatch-Import | FuelCost | 0 | [6 empty] | 0.889 | 0
LCP_Inputs_ON_Electric_Howarth_2023_05_05 | 2023 | CH4 Import - NY 2030 | Import | Methane | NY | Dispatch-Import | VOM | 0 | [6 empty] | 0.889 | 0
LCP_Inputs_ON_Electric_Howarth_2023_05_05 | 2023 | CH4 Import - NY 2030 | Import | Methane | ON | Dispatch-Import | EmissionsCost | 0 | [6 empty] | 0.889 | 0
LCP_Inputs_ON_Electric_Howarth_2023_05_05 | 2023 | CH4 Import - NY 2030 | Import | Methane | ON | Dispatch-Import | FuelCost | 0 | [6 empty] | 0.889 | 0
LCP_Inputs_ON_Electric_Howarth_2023_05_05 | 2023 | CH4 Import - NY 2030 | Import | Methane | ON | Dispatch-Import | VOM | 0 | [6 empty] | 0.889 | 0
LCP_Inputs_ON_Electric_Howarth_2023_05_05 | 2023 | CH4 Import - NY 2030 | Import | Methane | PJ | Dispatch-Import | EmissionsCost | 0 | [6 empty] | 0.889 | 0
LCP_Inputs_ON_Electric_Howarth_2023_05_05 | 2023 | CH4 Import - NY 2030 | Import | Methane | PJ | Dispatch-Import | FuelCost | 0 | [6 empty] | 0.889 | 0
LCP_Inputs_ON_Electric_Howarth_2023_05_05 | 2023 | CH4 Import - NY 2030 | Import | Methane | PJ | Dispatch-Import | VOM | 0 | [6 empty] | 0.889 | 0
LCP_Inputs_ON_Electric_Howarth_2023_05_05 | 2023 | CH4 Import - NY 2030 | Import | Methane | QC | Dispatch-Import | EmissionsCost | 0 | [6 empty] | 0.889 | 0
LCP_Inputs_ON_Electric_Howarth_2023_05_05 | 2023 | CH4 Import - NY 2030 | Import | Methane | QC | Dispatch-Import | FuelCost | 0 | [6 empty] | 0.889 | 0
LCP_Inputs_ON_Electric_Howarth_2023_05_05 | 2023 | CH4 Import - NY 2030 | Import | Methane | QC | Dispatch-Import | VOM | 0 | [6 empty] | 0.889 | 0
LCP_Inputs_ON_Electric_Howarth_2023_05_05 | 2023 | CH4 Import - NY 2030 | Import | Methane | WC | Dispatch-Import | EmissionsCost | 0 | [6 empty] | 0.889 | 0
LCP_Inputs_ON_Electric_Howarth_2023_05_05 | 2023 | CH4 Import - NY 2030 | Import | Methane | WC | Dispatch-Import | FuelCost | 0 | [6 empty] | 0.889 | 0
LCP_Inputs_ON_Electric_Howarth_2023_05_05 | 2023 | CH4 Import - NY 2030 | Import | Methane | WC | Dispatch-Import | VOM | 0 | [6 empty] | 0.889 | 0
LCP_Inputs_ON_Electric_Howarth_2023_05_05 | 2023 | CH4 Import - NY 2040 | Import | Methane | MI | Dispatch-Import | EmissionsCost | 0 | [6 empty] | 0.889 | 0
LCP_Inputs_ON_Electric_Howarth_2023_05_05 | 2023 | CH4 Import - NY 2040 | Import | Methane | MI | Dispatch-Import | FuelCost | 0 | [6 empty] | 0.889 | 0
LCP_Inputs_ON_Electric_Howarth_2023_05_05 | 2023 | CH4 Import - NY 2040 | Import | Methane | MI | Dispatch-Import | VOM | 0 | [6 empty] | 0.889 | 0
LCP_Inputs_ON_Electric_Howarth_2023_05_05 | 2023 | CH4 Import - NY 2040 | Import | Methane | NY | Dispatch-Import | EmissionsCost | 0 | [6 empty] | 0.889 | 0
LCP_Inputs_ON_Electric_Howarth_2023_05_05 | 2023 | CH4 Import - NY 2040 | Import | Methane | NY | Dispatch-Import | FuelCost | 0 | [6 empty] | 0.889 | 0
LCP_Inputs_ON_Electric_Howarth_2023_05_05 | 2023 | CH4 Import - NY 2040 | Import | Methane | NY | Dispatch-Import | VOM | 0 | [6 empty] | 0.889 | 0
LCP_Inputs_ON_Electric_Howarth_2023_05_05 | 2023 | CH4 Import - NY 2040 | Import | Methane | ON | Dispatch-Import | EmissionsCost | 0 | [6 empty] | 0.889 | 0
LCP_Inputs_ON_Electric_Howarth_2023_05_05 | 2023 | CH4 Import - NY 2040 | Import | Methane | ON | Dispatch-Import | FuelCost | 0 | [6 empty] | 0.889 | 0
LCP_Inputs_ON_Electric_Howarth_2023_05_05 | 2023 | CH4 Import - NY 2040 | Import | Methane | ON | Dispatch-Import | VOM | 0 | [6 empty] | 0.889 | 0
LCP_Inputs_ON_Electric_Howarth_2023_05_05 | 2023 | CH4 Import - NY 2040 | Import | Methane | PJ | Dispatch-Import | EmissionsCost | 0 | [6 empty] | 0.889 | 0
LCP_Inputs_ON_Electric_Howarth_2023_05_05 | 2023 | CH4 Import - NY 2040 | Import | Methane | PJ | Dispatch-Import | FuelCost | 0 | [6 empty] | 0.889 | 0
LCP_Inputs_ON_Electric_Howarth_2023_05_05 | 2023 | CH4 Import - NY 2040 | Import | Methane | PJ | Dispatch-Import | VOM | 0 | [6 empty] | 0.889 | 0
LCP_Inputs_ON_Electric_Howarth_2023_05_05 | 2023 | CH4 Import - NY 2040 | Import | Methane | QC | Dispatch-Import | EmissionsCost | 0 | [6 empty] | 0.889 | 0
LCP_Inputs_ON_Electric_Howarth_2023_05_05 | 2023 | CH4 Import - NY 2040 | Import | Methane | QC | Dispatch-Import | FuelCost | 0 | [6 empty] | 0.889 | 0
LCP_Inputs_ON_Electric_Howarth_2023_05_05 | 2023 | CH4 Import - NY 2040 | Import | Methane | QC | Dispatch-Import | VOM | 0 | [6 empty] | 0.889 | 0
LCP_Inputs_ON_Electric_Howarth_2023_05_05 | 2023 | CH4 Import - NY 2040 | Import | Methane | WC | Dispatch-Import | EmissionsCost | 0 | [6 empty] | 0.889 | 0
LCP_Inputs_ON_Electric_Howarth_2023_05_05 | 2023 | CH4 Import - NY 2040 | Import | Methane | WC | Dispatch-Import | FuelCost | 0 | [6 empty] | 0.889 | 0
LCP_Inputs_ON_Electric_Howarth_2023_05_05 | 2023 | CH4 Import - NY 2040 | Import | Methane | WC | Dispatch-Import | VOM | 0 | [6 empty] | 0.889 | 0
LCP_Inputs_ON_Electric_Howarth_2023_05_05 | 2023 | CH4 Import - NY 2050 | Import | Methane | MI | Dispatch-Import | EmissionsCost | 0 | [6 empty] | 0.889 | 0
LCP_Inputs_ON_Electric_Howarth_2023_05_05 | 2023 | CH4 Import - NY 2050 | Import | Methane | MI | Dispatch-Import | FuelCost | 0 | [6 empty] | 0.889 | 0
LCP_Inputs_ON_Electric_Howarth_2023_05_05 | 2023 | CH4 Import - NY 2050 | Import | Methane | MI | Dispatch-Import | VOM | 0 | [6 empty] | 0.889 | 0
LCP_Inputs_ON_Electric_Howarth_2023_05_05 | 2023 | CH4 Import - NY 2050 | Import | Methane | NY | Dispatch-Import | EmissionsCost | 0 | [6 empty] | 0.889 | 0
LCP_Inputs_ON_Electric_Howarth_2023_05_05 | 2023 | CH4 Import - NY 2050 | Import | Methane | NY | Dispatch-Import | FuelCost | 0 | [6 empty] | 0.889 | 0
LCP_Inputs_ON_Electric_Howarth_2023_05_05 | 2023 | CH4 Import - NY 2050 | Import | Methane | NY | Dispatch-Import | VOM | 0 | [6 empty] | 0.889 | 0
LCP_Inputs_ON_Electric_Howarth_2023_05_05 | 2023 | CH4 Import - NY 2050 | Import | Methane | ON | Dispatch-Import | EmissionsCost | 0 | [6 empty] | 0.889 | 0
LCP_Inputs_ON_Electric_Howarth_2023_05_05 | 2023 | CH4 Import - NY 2050 | Import | Methane | ON | Dispatch-Import | FuelCost | 0 | [6 empty] | 0.889 | 0
LCP_Inputs_ON_Electric_Howarth_2023_05_05 | 2023 | CH4 Import - NY 2050 | Import | Methane | ON | Dispatch-Import | VOM | 0 | [6 empty] | 0.889 | 0
LCP_Inputs_ON_Electric_Howarth_2023_05_05 | 2023 | CH4 Import - NY 2050 | Import | Methane | PJ | Dispatch-Import | EmissionsCost | 0 | [6 empty] | 0.889 | 0
LCP_Inputs_ON_Electric_Howarth_2023_05_05 | 2023 | CH4 Import - NY 2050 | Import | Methane | PJ | Dispatch-Import | FuelCost | 0 | [6 empty] | 0.889 | 0
LCP_Inputs_ON_Electric_Howarth_2023_05_05 | 2023 | CH4 Import - NY 2050 | Import | Methane | PJ | Dispatch-Import | VOM | 0 | [6 empty] | 0.889 | 0
LCP_Inputs_ON_Electric_Howarth_2023_05_05 | 2023 | CH4 Import - NY 2050 | Import | Methane | QC | Dispatch-Import | EmissionsCost | 0 | [6 empty] | 0.889 | 0
LCP_Inputs_ON_Electric_Howarth_2023_05_05 | 2023 | CH4 Import - NY 2050 | Import | Methane | QC | Dispatch-Import | FuelCost | 0 | [6 empty] | 0.889 | 0
LCP_Inputs_ON_Electric_Howarth_2023_05_05 | 2023 | CH4 Import - NY 2050 | Import | Methane | QC | Dispatch-Import | VOM | 0 | [6 empty] | 0.889 | 0
LCP_Inputs_ON_Electric_Howarth_2023_05_05 | 2023 | CH4 Import - NY 2050 | Import | Methane | WC | Dispatch-Import | EmissionsCost | 0 | [6 empty] | 0.889 | 0
LCP_Inputs_ON_Electric_Howarth_2023_05_05 | 2023 | CH4 Import - NY 2050 | Import | Methane | WC | Dispatch-Import | FuelCost | 0 | [6 empty] | 0.889 | 0
LCP_Inputs_ON_Electric_Howarth_2023_05_05 | 2023 | CH4 Import - NY 2050 | Import | Methane | WC | Dispatch-Import | VOM | 0 | [6 empty] | 0.889 | 0
LCP_Inputs_ON_Electric_Howarth_2023_05_05 | 2023 | CH4 Import - WC 2020 | Import | Methane | MI | Dispatch-Import | EmissionsCost | 0 | [6 empty] | 0.889 | 0
LCP_Inputs_ON_Electric_Howarth_2023_05_05 | 2023 | CH4 Import - WC 2020 | Import | Methane | MI | Dispatch-Import | FuelCost | 0 | [6 empty] | 0.889 | 0
LCP_Inputs_ON_Electric_Howarth_2023_05_05 | 2023 | CH4 Import - WC 2020 | Import | Methane | MI | Dispatch-Import | VOM | 0 | [6 empty] | 0.889 | 0
LCP_Inputs_ON_Electric_Howarth_2023_05_05 | 2023 | CH4 Import - WC 2020 | Import | Methane | NY | Dispatch-Import | EmissionsCost | 0 | [6 empty] | 0.889 | 0
LCP_Inputs_ON_Electric_Howarth_2023_05_05 | 2023 | CH4 Import - WC 2020 | Import | Methane | NY | Dispatch-Import | FuelCost | 0 | [6 empty] | 0.889 | 0
LCP_Inputs_ON_Electric_Howarth_2023_05_05 | 2023 | CH4 Import - WC 2020 | Import | Methane | NY | Dispatch-Import | VOM | 0 | [6 empty] | 0.889 | 0
LCP_Inputs_ON_Electric_Howarth_2023_05_05 | 2023 | CH4 Import - WC 2020 | Import | Methane | ON | Dispatch-Import | EmissionsCost | 0 | [6 empty] | 0.889 | 0
LCP_Inputs_ON_Electric_Howarth_2023_05_05 | 2023 | CH4 Import - WC 2020 | Import | Methane | ON | Dispatch-Import | FuelCost | 0 | [6 empty] | 0.889 | 0
LCP_Inputs_ON_Electric_Howarth_2023_05_05 | 2023 | CH4 Import - WC 2020 | Import | Methane | ON | Dispatch-Import | VOM | 0 | [6 empty] | 0.889 | 0
LCP_Inputs_ON_Electric_Howarth_2023_05_05 | 2023 | CH4 Import - WC 2020 | Import | Methane | PJ | Dispatch-Import | EmissionsCost | 0 | [6 empty] | 0.889 | 0
LCP_Inputs_ON_Electric_Howarth_2023_05_05 | 2023 | CH4 Import - WC 2020 | Import | Methane | PJ | Dispatch-Import | FuelCost | 0 | [6 empty] | 0.889 | 0
LCP_Inputs_ON_Electric_Howarth_2023_05_05 | 2023 | CH4 Import - WC 2020 | Import | Methane | PJ | Dispatch-Import | VOM | 0 | [6 empty] | 0.889 | 0
LCP_Inputs_ON_Electric_Howarth_2023_05_05 | 2023 | CH4 Import - WC 2020 | Import | Methane | QC | Dispatch-Import | EmissionsCost | 0 | [6 empty] | 0.889 | 0
LCP_Inputs_ON_Electric_Howarth_2023_05_05 | 2023 | CH4 Import - WC 2020 | Import | Methane | QC | Dispatch-Import | FuelCost | 0 | [6 empty] | 0.889 | 0
LCP_Inputs_ON_Electric_Howarth_2023_05_05 | 2023 | CH4 Import - WC 2020 | Import | Methane | QC | Dispatch-Import | VOM | 0 | [6 empty] | 0.889 | 0
LCP_Inputs_ON_Electric_Howarth_2023_05_05 | 2023 | CH4 Import - WC 2020 | Import | Methane | WC | Dispatch-Import | EmissionsCost | 1306945408.6229 | [6 empty] | 0.889 | 1161869709.2474
LCP_Inputs_ON_Electric_Howarth_2023_05_05 | 2023 | CH4 Import - WC 2020 | Import | Methane | WC | Dispatch-Import | FuelCost | 1887630761.6486 | [6 empty] | 0.889 | 1678096873.6208
LCP_Inputs_ON_Electric_Howarth_2023_05_05 | 2023 | CH4 Import - WC 2020 | Import | Methane | WC | Dispatch-Import | VOM | 0 | [6 empty] | 0.889 | 0
LCP_Inputs_ON_Electric_Howarth_2023_05_05 | 2023 | CH4 Import - WC 2030 | Import | Methane | MI | Dispatch-Import | EmissionsCost | 0 | [6 empty] | 0.889 | 0
LCP_Inputs_ON_Electric_Howarth_2023_05_05 | 2023 | CH4 Import - WC 2030 | Import | Methane | MI | Dispatch-Import | FuelCost | 0 | [6 empty] | 0.889 | 0
LCP_Inputs_ON_Electric_Howarth_2023_05_05 | 2023 | CH4 Import - WC 2030 | Import | Methane | MI | Dispatch-Import | VOM | 0 | [6 empty] | 0.889 | 0
LCP_Inputs_ON_Electric_Howarth_2023_05_05 | 2023 | CH4 Import - WC 2030 | Import | Methane | NY | Dispatch-Import | EmissionsCost | 0 | [6 empty] | 0.889 | 0
LCP_Inputs_ON_Electric_Howarth_2023_05_05 | 2023 | CH4 Import - WC 2030 | Import | Methane | NY | Dispatch-Import | FuelCost | 0 | [6 empty] | 0.889 | 0
LCP_Inputs_ON_Electric_Howarth_2023_05_05 | 2023 | CH4 Import - WC 2030 | Import | Methane | NY | Dispatch-Import | VOM | 0 | [6 empty] | 0.889 | 0
LCP_Inputs_ON_Electric_Howarth_2023_05_05 | 2023 | CH4 Import - WC 2030 | Import | Methane | ON | Dispatch-Import | EmissionsCost | 0 | [6 empty] | 0.889 | 0
LCP_Inputs_ON_Electric_Howarth_2023_05_05 | 2023 | CH4 Import - WC 2030 | Import | Methane | ON | Dispatch-Import | FuelCost | 0 | [6 empty] | 0.889 | 0
LCP_Inputs_ON_Electric_Howarth_2023_05_05 | 2023 | CH4 Import - WC 2030 | Import | Methane | ON | Dispatch-Import | VOM | 0 | [6 empty] | 0.889 | 0
LCP_Inputs_ON_Electric_Howarth_2023_05_05 | 2023 | CH4 Import - WC 2030 | Import | Methane | PJ | Dispatch-Import | EmissionsCost | 0 | [6 empty] | 0.889 | 0
LCP_Inputs_ON_Electric_Howarth_2023_05_05 | 2023 | CH4 Import - WC 2030 | Import | Methane | PJ | Dispatch-Import | FuelCost | 0 | [6 empty] | 0.889 | 0
LCP_Inputs_ON_Electric_Howarth_2023_05_05 | 2023 | CH4 Import - WC 2030 | Import | Methane | PJ | Dispatch-Import | VOM | 0 | [6 empty] | 0.889 | 0
LCP_Inputs_ON_Electric_Howarth_2023_05_05 | 2023 | CH4 Import - WC 2030 | Import | Methane | QC | Dispatch-Import | EmissionsCost | 0 | [6 empty] | 0.889 | 0
LCP_Inputs_ON_Electric_Howarth_2023_05_05 | 2023 | CH4 Import - WC 2030 | Import | Methane | QC | Dispatch-Import | FuelCost | 0 | [6 empty] | 0.889 | 0
LCP_Inputs_ON_Electric_Howarth_2023_05_05 | 2023 | CH4 Import - WC 2030 | Import | Methane | QC | Dispatch-Import | VOM | 0 | [6 empty] | 0.889 | 0
LCP_Inputs_ON_Electric_Howarth_2023_05_05 | 2023 | CH4 Import - WC 2030 | Import | Methane | WC | Dispatch-Import | EmissionsCost | 0 | [6 empty] | 0.889 | 0
LCP_Inputs_ON_Electric_Howarth_2023_05_05 | 2023 | CH4 Import - WC 2030 | Import | Methane | WC | Dispatch-Import | FuelCost | 0 | [6 empty] | 0.889 | 0
LCP_Inputs_ON_Electric_Howarth_2023_05_05 | 2023 | CH4 Import - WC 2030 | Import | Methane | WC | Dispatch-Import | VOM | 0 | [6 empty] | 0.889 | 0
LCP_Inputs_ON_Electric_Howarth_2023_05_05 | 2023 | CH4 Import - WC 2040 | Import | Methane | MI | Dispatch-Import | EmissionsCost | 0 | [6 empty] | 0.889 | 0
LCP_Inputs_ON_Electric_Howarth_2023_05_05 | 2023 | CH4 Import - WC 2040 | Import | Methane | MI | Dispatch-Import | FuelCost | 0 | [6 empty] | 0.889 | 0
LCP_Inputs_ON_Electric_Howarth_2023_05_05 | 2023 | CH4 Import - WC 2040 | Import | Methane | MI | Dispatch-Import | VOM | 0 | [6 empty] | 0.889 | 0
LCP_Inputs_ON_Electric_Howarth_2023_05_05 | 2023 | CH4 Import - WC 2040 | Import | Methane | NY | Dispatch-Import | EmissionsCost | 0 | [6 empty] | 0.889 | 0
LCP_Inputs_ON_Electric_Howarth_2023_05_05 | 2023 | CH4 Import - WC 2040 | Import | Methane | NY | Dispatch-Import | FuelCost | 0 | [6 empty] | 0.889 | 0
LCP_Inputs_ON_Electric_Howarth_2023_05_05 | 2023 | CH4 Import - WC 2040 | Import | Methane | NY | Dispatch-Import | VOM | 0 | [6 empty] | 0.889 | 0
LCP_Inputs_ON_Electric_Howarth_2023_05_05 | 2023 | CH4 Import - WC 2040 | Import | Methane | ON | Dispatch-Import | EmissionsCost | 0 | [6 empty] | 0.889 | 0
LCP_Inputs_ON_Electric_Howarth_2023_05_05 | 2023 | CH4 Import - WC 2040 | Import | Methane | ON | Dispatch-Import | FuelCost | 0 | [6 empty] | 0.889 | 0
LCP_Inputs_ON_Electric_Howarth_2023_05_05 | 2023 | CH4 Import - WC 2040 | Import | Methane | ON | Dispatch-Import | VOM | 0 | [6 empty] | 0.889 | 0
LCP_Inputs_ON_Electric_Howarth_2023_05_05 | 2023 | CH4 Import - WC 2040 | Import | Methane | PJ | Dispatch-Import | EmissionsCost | 0 | [6 empty] | 0.889 | 0
LCP_Inputs_ON_Electric_Howarth_2023_05_05 | 2023 | CH4 Import - WC 2040 | Import | Methane | PJ | Dispatch-Import | FuelCost | 0 | [6 empty] | 0.889 | 0
LCP_Inputs_ON_Electric_Howarth_2023_05_05 | 2023 | CH4 Import - WC 2040 | Import | Methane | PJ | Dispatch-Import | VOM | 0 | [6 empty] | 0.889 | 0
LCP_Inputs_ON_Electric_Howarth_2023_05_05 | 2023 | CH4 Import - WC 2040 | Import | Methane | QC | Dispatch-Import | EmissionsCost | 0 | [6 empty] | 0.889 | 0
LCP_Inputs_ON_Electric_Howarth_2023_05_05 | 2023 | CH4 Import - WC 2040 | Import | Methane | QC | Dispatch-Import | FuelCost | 0 | [6 empty] | 0.889 | 0
LCP_Inputs_ON_Electric_Howarth_2023_05_05 | 2023 | CH4 Import - WC 2040 | Import | Methane | QC | Dispatch-Import | VOM | 0 | [6 empty] | 0.889 | 0
LCP_Inputs_ON_Electric_Howarth_2023_05_05 | 2023 | CH4 Import - WC 2040 | Import | Methane | WC | Dispatch-Import | EmissionsCost | 0 | [6 empty] | 0.889 | 0
LCP_Inputs_ON_Electric_Howarth_2023_05_05 | 2023 | CH4 Import - WC 2040 | Import | Methane | WC | Dispatch-Import | FuelCost | 0 | [6 empty] | 0.889 | 0
LCP_Inputs_ON_Electric_Howarth_2023_05_05 | 2023 | CH4 Import - WC 2040 | Import | Methane | WC | Dispatch-Import | VOM | 0 | [6 empty] | 0.889 | 0
LCP_Inputs_ON_Electric_Howarth_2023_05_05 | 2023 | CH4 Import - WC 2050 | Import | Methane | MI | Dispatch-Import | EmissionsCost | 0 | [6 empty] | 0.889 | 0
LCP_Inputs_ON_Electric_Howarth_2023_05_05 | 2023 | CH4 Import - WC 2050 | Import | Methane | MI | Dispatch-Import | FuelCost | 0 | [6 empty] | 0.889 | 0
LCP_Inputs_ON_Electric_Howarth_2023_05_05 | 2023 | CH4 Import - WC 2050 | Import | Methane | MI | Dispatch-Import | VOM | 0 | [6 empty] | 0.889 | 0
LCP_Inputs_ON_Electric_Howarth_2023_05_05 | 2023 | CH4 Import - WC 2050 | Import | Methane | NY | Dispatch-Import | EmissionsCost | 0 | [6 empty] | 0.889 | 0
LCP_Inputs_ON_Electric_Howarth_2023_05_05 | 2023 | CH4 Import - WC 2050 | Import | Methane | NY | Dispatch-Import | FuelCost | 0 | [6 empty] | 0.889 | 0
LCP_Inputs_ON_Electric_Howarth_2023_05_05 | 2023 | CH4 Import - WC 2050 | Import | Methane | NY | Dispatch-Import | VOM | 0 | [6 empty] | 0.889 | 0
LCP_Inputs_ON_Electric_Howarth_2023_05_05 | 2023 | CH4 Import - WC 2050 | Import | Methane | ON | Dispatch-Import | EmissionsCost | 0 | [6 empty] | 0.889 | 0
LCP_Inputs_ON_Electric_Howarth_2023_05_05 | 2023 | CH4 Import - WC 2050 | Import | Methane | ON | Dispatch-Import | FuelCost | 0 | [6 empty] | 0.889 | 0
LCP_Inputs_ON_Electric_Howarth_2023_05_05 | 2023 | CH4 Import - WC 2050 | Import | Methane | ON | Dispatch-Import | VOM | 0 | [6 empty] | 0.889 | 0
LCP_Inputs_ON_Electric_Howarth_2023_05_05 | 2023 | CH4 Import - WC 2050 | Import | Methane | PJ | Dispatch-Import | EmissionsCost | 0 | [6 empty] | 0.889 | 0
LCP_Inputs_ON_Electric_Howarth_2023_05_05 | 2023 | CH4 Import - WC 2050 | Import | Methane | PJ | Dispatch-Import | FuelCost | 0 | [6 empty] | 0.889 | 0
LCP_Inputs_ON_Electric_Howarth_2023_05_05 | 2023 | CH4 Import - WC 2050 | Import | Methane | PJ | Dispatch-Import | VOM | 0 | [6 empty] | 0.889 | 0
LCP_Inputs_ON_Electric_Howarth_2023_05_05 | 2023 | CH4 Import - WC 2050 | Import | Methane | QC | Dispatch-Import | EmissionsCost | 0 | [6 empty] | 0.889 | 0
LCP_Inputs_ON_Electric_Howarth_2023_05_05 | 2023 | CH4 Import - WC 2050 | Import | Methane | QC | Dispatch-Import | FuelCost | 0 | [6 empty] | 0.889 | 0
LCP_Inputs_ON_Electric_Howarth_2023_05_05 | 2023 | CH4 Import - WC 2050 | Import | Methane | QC | Dispatch-Import | VOM | 0 | [6 empty] | 0.889 | 0
LCP_Inputs_ON_Electric_Howarth_2023_05_05 | 2023 | CH4 Import - WC 2050 | Import | Methane | WC | Dispatch-Import | EmissionsCost | 0 | [6 empty] | 0.889 | 0
LCP_Inputs_ON_Electric_Howarth_2023_05_05 | 2023 | CH4 Import - WC 2050 | Import | Methane | WC | Dispatch-Import | FuelCost | 0 | [6 empty] | 0.889 | 0
LCP_Inputs_ON_Electric_Howarth_2023_05_05 | 2023 | CH4 Import - WC 2050 | Import | Methane | WC | Dispatch-Import | VOM | 0 | [6 empty] | 0.889 | 0
LCP_Inputs_ON_Electric_Howarth_2023_05_05 | 2023 | CH4 Salt Cavern Storage - ON | Storage | Methane | MI | Dispatch-Storage | EmissionsCost | 0 | [6 empty] | 0.889 | 0
LCP_Inputs_ON_Electric_Howarth_2023_05_05 | 2023 | CH4 Salt Cavern Storage - ON | Storage | Methane | MI | Dispatch-Storage | FuelCost | 0 | [6 empty] | 0.889 | 0
LCP_Inputs_ON_Electric_Howarth_2023_05_05 | 2023 | CH4 Salt Cavern Storage - ON | Storage | Methane | MI | Dispatch-Storage | VOM | 0 | [6 empty] | 0.889 | 0
LCP_Inputs_ON_Electric_Howarth_2023_05_05 | 2023 | CH4 Salt Cavern Storage - ON | Storage | Methane | NY | Dispatch-Storage | EmissionsCost | 0 | [6 empty] | 0.889 | 0
LCP_Inputs_ON_Electric_Howarth_2023_05_05 | 2023 | CH4 Salt Cavern Storage - ON | Storage | Methane | NY | Dispatch-Storage | FuelCost | 0 | [6 empty] | 0.889 | 0
LCP_Inputs_ON_Electric_Howarth_2023_05_05 | 2023 | CH4 Salt Cavern Storage - ON | Storage | Methane | NY | Dispatch-Storage | VOM | 0 | [6 empty] | 0.889 | 0
LCP_Inputs_ON_Electric_Howarth_2023_05_05 | 2023 | CH4 Salt Cavern Storage - ON | Storage | Methane | ON | Dispatch-Storage | EmissionsCost | 0 | [6 empty] | 0.889 | 0
LCP_Inputs_ON_Electric_Howarth_2023_05_05 | 2023 | CH4 Salt Cavern Storage - ON | Storage | Methane | ON | Dispatch-Storage | FuelCost | 0 | [6 empty] | 0.889 | 0
LCP_Inputs_ON_Electric_Howarth_2023_05_05 | 2023 | CH4 Salt Cavern Storage - ON | Storage | Methane | ON | Dispatch-Storage | VOM | 691417.653 | [6 empty] | 0.889 | 614667.7759
LCP_Inputs_ON_Electric_Howarth_2023_05_05 | 2023 | CH4 Salt Cavern Storage - ON | Storage | Methane | PJ | Dispatch-Storage | EmissionsCost | 0 | [6 empty] | 0.889 | 0
LCP_Inputs_ON_Electric_Howarth_2023_05_05 | 2023 | CH4 Salt Cavern Storage - ON | Storage | Methane | PJ | Dispatch-Storage | FuelCost | 0 | [6 empty] | 0.889 | 0
LCP_Inputs_ON_Electric_Howarth_2023_05_05 | 2023 | CH4 Salt Cavern Storage - ON | Storage | Methane | PJ | Dispatch-Storage | VOM | 0 | [6 empty] | 0.889 | 0
LCP_Inputs_ON_Electric_Howarth_2023_05_05 | 2023 | CH4 Salt Cavern Storage - ON | Storage | Methane | QC | Dispatch-Storage | EmissionsCost | 0 | [6 empty] | 0.889 | 0
LCP_Inputs_ON_Electric_Howarth_2023_05_05 | 2023 | CH4 Salt Cavern Storage - ON | Storage | Methane | QC | Dispatch-Storage | FuelCost | 0 | [6 empty] | 0.889 | 0
LCP_Inputs_ON_Electric_Howarth_2023_05_05 | 2023 | CH4 Salt Cavern Storage - ON | Storage | Methane | QC | Dispatch-Storage | VOM | 0 | [6 empty] | 0.889 | 0
LCP_Inputs_ON_Electric_Howarth_2023_05_05 | 2023 | CH4 Salt Cavern Storage - ON | Storage | Methane | WC | Dispatch-Storage | EmissionsCost | 0 | [6 empty] | 0.889 | 0
LCP_Inputs_ON_Electric_Howarth_2023_05_05 | 2023 | CH4 Salt Cavern Storage - ON | Storage | Methane | WC | Dispatch-Storage | FuelCost | 0 | [6 empty] | 0.889 | 0
LCP_Inputs_ON_Electric_Howarth_2023_05_05 | 2023 | CH4 Salt Cavern Storage - ON | Storage | Methane | WC | Dispatch-Storage | VOM | 0 | [6 empty] | 0.889 | 0
LCP_Inputs_ON_Electric_Howarth_2023_05_05 | 2023 | Electrolyser 2020/2030 | Crossload | Hydrogen | MI | Dispatch-Crossload | EmissionsCost | 0 | [6 empty] | 0.889 | 0
LCP_Inputs_ON_Electric_Howarth_2023_05_05 | 2023 | Electrolyser 2020/2030 | Crossload | Hydrogen | MI | Dispatch-Crossload | FuelCost | 0 | [6 empty] | 0.889 | 0
LCP_Inputs_ON_Electric_Howarth_2023_05_05 | 2023 | Electrolyser 2020/2030 | Crossload | Hydrogen | MI | Dispatch-Crossload | VOM | 0 | [6 empty] | 0.889 | 0
LCP_Inputs_ON_Electric_Howarth_2023_05_05 | 2023 | Electrolyser 2020/2030 | Crossload | Hydrogen | NY | Dispatch-Crossload | EmissionsCost | 0 | [6 empty] | 0.889 | 0
LCP_Inputs_ON_Electric_Howarth_2023_05_05 | 2023 | Electrolyser 2020/2030 | Crossload | Hydrogen | NY | Dispatch-Crossload | FuelCost | 0 | [6 empty] | 0.889 | 0
LCP_Inputs_ON_Electric_Howarth_2023_05_05 | 2023 | Electrolyser 2020/2030 | Crossload | Hydrogen | NY | Dispatch-Crossload | VOM | 0 | [6 empty] | 0.889 | 0
LCP_Inputs_ON_Electric_Howarth_2023_05_05 | 2023 | Electrolyser 2020/2030 | Crossload | Hydrogen | ON | Dispatch-Crossload | EmissionsCost | 0 | [6 empty] | 0.889 | 0
LCP_Inputs_ON_Electric_Howarth_2023_05_05 | 2023 | Electrolyser 2020/2030 | Crossload | Hydrogen | ON | Dispatch-Crossload | FuelCost | 0 | [6 empty] | 0.889 | 0
LCP_Inputs_ON_Electric_Howarth_2023_05_05 | 2023 | Electrolyser 2020/2030 | Crossload | Hydrogen | ON | Dispatch-Crossload | VOM | 0 | [6 empty] | 0.889 | 0
LCP_Inputs_ON_Electric_Howarth_2023_05_05 | 2023 | Electrolyser 2020/2030 | Crossload | Hydrogen | PJ | Dispatch-Crossload | EmissionsCost | 0 | [6 empty] | 0.889 | 0
LCP_Inputs_ON_Electric_Howarth_2023_05_05 | 2023 | Electrolyser 2020/2030 | Crossload | Hydrogen | PJ | Dispatch-Crossload | FuelCost | 0 | [6 empty] | 0.889 | 0
LCP_Inputs_ON_Electric_Howarth_2023_05_05 | 2023 | Electrolyser 2020/2030 | Crossload | Hydrogen | PJ | Dispatch-Crossload | VOM | 0 | [6 empty] | 0.889 | 0
LCP_Inputs_ON_Electric_Howarth_2023_05_05 | 2023 | Electrolyser 2020/2030 | Crossload | Hydrogen | QC | Dispatch-Crossload | EmissionsCost | 0 | [6 empty] | 0.889 | 0
LCP_Inputs_ON_Electric_Howarth_2023_05_05 | 2023 | Electrolyser 2020/2030 | Crossload | Hydrogen | QC | Dispatch-Crossload | FuelCost | 0 | [6 empty] | 0.889 | 0
LCP_Inputs_ON_Electric_Howarth_2023_05_05 | 2023 | Electrolyser 2020/2030 | Crossload | Hydrogen | QC | Dispatch-Crossload | VOM | 0 | [6 empty] | 0.889 | 0
LCP_Inputs_ON_Electric_Howarth_2023_05_05 | 2023 | Electrolyser 2020/2030 | Crossload | Hydrogen | WC | Dispatch-Crossload | EmissionsCost | 0 | [6 empty] | 0.889 | 0
LCP_Inputs_ON_Electric_Howarth_2023_05_05 | 2023 | Electrolyser 2020/2030 | Crossload | Hydrogen | WC | Dispatch-Crossload | FuelCost | 0 | [6 empty] | 0.889 | 0
LCP_Inputs_ON_Electric_Howarth_2023_05_05 | 2023 | Electrolyser 2020/2030 | Crossload | Hydrogen | WC | Dispatch-Crossload | VOM | 0 | [6 empty] | 0.889 | 0
LCP_Inputs_ON_Electric_Howarth_2023_05_05 | 2023 | Electrolyser 2040 | Crossload | Hydrogen | MI | Dispatch-Crossload | EmissionsCost | 0 | [6 empty] | 0.889 | 0
LCP_Inputs_ON_Electric_Howarth_2023_05_05 | 2023 | Electrolyser 2040 | Crossload | Hydrogen | MI | Dispatch-Crossload | FuelCost | 0 | [6 empty] | 0.889 | 0
LCP_Inputs_ON_Electric_Howarth_2023_05_05 | 2023 | Electrolyser 2040 | Crossload | Hydrogen | MI | Dispatch-Crossload | VOM | 0 | [6 empty] | 0.889 | 0
LCP_Inputs_ON_Electric_Howarth_2023_05_05 | 2023 | Electrolyser 2040 | Crossload | Hydrogen | NY | Dispatch-Crossload | EmissionsCost | 0 | [6 empty] | 0.889 | 0
LCP_Inputs_ON_Electric_Howarth_2023_05_05 | 2023 | Electrolyser 2040 | Crossload | Hydrogen | NY | Dispatch-Crossload | FuelCost | 0 | [6 empty] | 0.889 | 0
LCP_Inputs_ON_Electric_Howarth_2023_05_05 | 2023 | Electrolyser 2040 | Crossload | Hydrogen | NY | Dispatch-Crossload | VOM | 0 | [6 empty] | 0.889 | 0
LCP_Inputs_ON_Electric_Howarth_2023_05_05 | 2023 | Electrolyser 2040 | Crossload | Hydrogen | ON | Dispatch-Crossload | EmissionsCost | 0 | [6 empty] | 0.889 | 0
LCP_Inputs_ON_Electric_Howarth_2023_05_05 | 2023 | Electrolyser 2040 | Crossload | Hydrogen | ON | Dispatch-Crossload | FuelCost | 0 | [6 empty] | 0.889 | 0
LCP_Inputs_ON_Electric_Howarth_2023_05_05 | 2023 | Electrolyser 2040 | Crossload | Hydrogen | ON | Dispatch-Crossload | VOM | 0 | [6 empty] | 0.889 | 0
LCP_Inputs_ON_Electric_Howarth_2023_05_05 | 2023 | Electrolyser 2040 | Crossload | Hydrogen | PJ | Dispatch-Crossload | EmissionsCost | 0 | [6 empty] | 0.889 | 0
LCP_Inputs_ON_Electric_Howarth_2023_05_05 | 2023 | Electrolyser 2040 | Crossload | Hydrogen | PJ | Dispatch-Crossload | FuelCost | 0 | [6 empty] | 0.889 | 0
LCP_Inputs_ON_Electric_Howarth_2023_05_05 | 2023 | Electrolyser 2040 | Crossload | Hydrogen | PJ | Dispatch-Crossload | VOM | 0 | [6 empty] | 0.889 | 0
LCP_Inputs_ON_Electric_Howarth_2023_05_05 | 2023 | Electrolyser 2040 | Crossload | Hydrogen | QC | Dispatch-Crossload | EmissionsCost | 0 | [6 empty] | 0.889 | 0
LCP_Inputs_ON_Electric_Howarth_2023_05_05 | 2023 | Electrolyser 2040 | Crossload | Hydrogen | QC | Dispatch-Crossload | FuelCost | 0 | [6 empty] | 0.889 | 0
LCP_Inputs_ON_Electric_Howarth_2023_05_05 | 2023 | Electrolyser 2040 | Crossload | Hydrogen | QC | Dispatch-Crossload | VOM | 0 | [6 empty] | 0.889 | 0
LCP_Inputs_ON_Electric_Howarth_2023_05_05 | 2023 | Electrolyser 2040 | Crossload | Hydrogen | WC | Dispatch-Crossload | EmissionsCost | 0 | [6 empty] | 0.889 | 0
LCP_Inputs_ON_Electric_Howarth_2023_05_05 | 2023 | Electrolyser 2040 | Crossload | Hydrogen | WC | Dispatch-Crossload | FuelCost | 0 | [6 empty] | 0.889 | 0
LCP_Inputs_ON_Electric_Howarth_2023_05_05 | 2023 | Electrolyser 2040 | Crossload | Hydrogen | WC | Dispatch-Crossload | VOM | 0 | [6 empty] | 0.889 | 0
LCP_Inputs_ON_Electric_Howarth_2023_05_05 | 2023 | Electrolyser 2050 | Crossload | Hydrogen | MI | Dispatch-Crossload | EmissionsCost | 0 | [6 empty] | 0.889 | 0
LCP_Inputs_ON_Electric_Howarth_2023_05_05 | 2023 | Electrolyser 2050 | Crossload | Hydrogen | MI | Dispatch-Crossload | FuelCost | 0 | [6 empty] | 0.889 | 0
LCP_Inputs_ON_Electric_Howarth_2023_05_05 | 2023 | Electrolyser 2050 | Crossload | Hydrogen | MI | Dispatch-Crossload | VOM | 0 | [6 empty] | 0.889 | 0
LCP_Inputs_ON_Electric_Howarth_2023_05_05 | 2023 | Electrolyser 2050 | Crossload | Hydrogen | NY | Dispatch-Crossload | EmissionsCost | 0 | [6 empty] | 0.889 | 0
LCP_Inputs_ON_Electric_Howarth_2023_05_05 | 2023 | Electrolyser 2050 | Crossload | Hydrogen | NY | Dispatch-Crossload | FuelCost | 0 | [6 empty] | 0.889 | 0
LCP_Inputs_ON_Electric_Howarth_2023_05_05 | 2023 | Electrolyser 2050 | Crossload | Hydrogen | NY | Dispatch-Crossload | VOM | 0 | [6 empty] | 0.889 | 0
LCP_Inputs_ON_Electric_Howarth_2023_05_05 | 2023 | Electrolyser 2050 | Crossload | Hydrogen | ON | Dispatch-Crossload | EmissionsCost | 0 | [6 empty] | 0.889 | 0
LCP_Inputs_ON_Electric_Howarth_2023_05_05 | 2023 | Electrolyser 2050 | Crossload | Hydrogen | ON | Dispatch-Crossload | FuelCost | 0 | [6 empty] | 0.889 | 0
LCP_Inputs_ON_Electric_Howarth_2023_05_05 | 2023 | Electrolyser 2050 | Crossload | Hydrogen | ON | Dispatch-Crossload | VOM | 0 | [6 empty] | 0.889 | 0
LCP_Inputs_ON_Electric_Howarth_2023_05_05 | 2023 | Electrolyser 2050 | Crossload | Hydrogen | PJ | Dispatch-Crossload | EmissionsCost | 0 | [6 empty] | 0.889 | 0
LCP_Inputs_ON_Electric_Howarth_2023_05_05 | 2023 | Electrolyser 2050 | Crossload | Hydrogen | PJ | Dispatch-Crossload | FuelCost | 0 | [6 empty] | 0.889 | 0
LCP_Inputs_ON_Electric_Howarth_2023_05_05 | 2023 | Electrolyser 2050 | Crossload | Hydrogen | PJ | Dispatch-Crossload | VOM | 0 | [6 empty] | 0.889 | 0
LCP_Inputs_ON_Electric_Howarth_2023_05_05 | 2023 | Electrolyser 2050 | Crossload | Hydrogen | QC | Dispatch-Crossload | EmissionsCost | 0 | [6 empty] | 0.889 | 0
LCP_Inputs_ON_Electric_Howarth_2023_05_05 | 2023 | Electrolyser 2050 | Crossload | Hydrogen | QC | Dispatch-Crossload | FuelCost | 0 | [6 empty] | 0.889 | 0
LCP_Inputs_ON_Electric_Howarth_2023_05_05 | 2023 | Electrolyser 2050 | Crossload | Hydrogen | QC | Dispatch-Crossload | VOM | 0 | [6 empty] | 0.889 | 0
LCP_Inputs_ON_Electric_Howarth_2023_05_05 | 2023 | Electrolyser 2050 | Crossload | Hydrogen | WC | Dispatch-Crossload | EmissionsCost | 0 | [6 empty] | 0.889 | 0
LCP_Inputs_ON_Electric_Howarth_2023_05_05 | 2023 | Electrolyser 2050 | Crossload | Hydrogen | WC | Dispatch-Crossload | FuelCost | 0 | [6 empty] | 0.889 | 0
LCP_Inputs_ON_Electric_Howarth_2023_05_05 | 2023 | Electrolyser 2050 | Crossload | Hydrogen | WC | Dispatch-Crossload | VOM | 0 | [6 empty] | 0.889 | 0
LCP_Inputs_ON_Electric_Howarth_2023_05_05 | 2023 | Fossil Fuel Thermal (Coal, Peat, Oil) | Generation | Electricity | MI | Dispatch-Generation | EmissionsCost | 0 | [6 empty] | 0.889 | 0
LCP_Inputs_ON_Electric_Howarth_2023_05_05 | 2023 | Fossil Fuel Thermal (Coal, Peat, Oil) | Generation | Electricity | MI | Dispatch-Generation | FuelCost | 0 | [6 empty] | 0.889 | 0
LCP_Inputs_ON_Electric_Howarth_2023_05_05 | 2023 | Fossil Fuel Thermal (Coal, Peat, Oil) | Generation | Electricity | MI | Dispatch-Generation | VOM | 0 | [6 empty] | 0.889 | 0
LCP_Inputs_ON_Electric_Howarth_2023_05_05 | 2023 | Fossil Fuel Thermal (Coal, Peat, Oil) | Generation | Electricity | NY | Dispatch-Generation | EmissionsCost | 0 | [6 empty] | 0.889 | 0
LCP_Inputs_ON_Electric_Howarth_2023_05_05 | 2023 | Fossil Fuel Thermal (Coal, Peat, Oil) | Generation | Electricity | NY | Dispatch-Generation | FuelCost | 0 | [6 empty] | 0.889 | 0
LCP_Inputs_ON_Electric_Howarth_2023_05_05 | 2023 | Fossil Fuel Thermal (Coal, Peat, Oil) | Generation | Electricity | NY | Dispatch-Generation | VOM | 0 | [6 empty] | 0.889 | 0
LCP_Inputs_ON_Electric_Howarth_2023_05_05 | 2023 | Fossil Fuel Thermal (Coal, Peat, Oil) | Generation | Electricity | ON | Dispatch-Generation | EmissionsCost | 0 | [6 empty] | 0.889 | 0
LCP_Inputs_ON_Electric_Howarth_2023_05_05 | 2023 | Fossil Fuel Thermal (Coal, Peat, Oil) | Generation | Electricity | ON | Dispatch-Generation | FuelCost | 0 | [6 empty] | 0.889 | 0
LCP_Inputs_ON_Electric_Howarth_2023_05_05 | 2023 | Fossil Fuel Thermal (Coal, Peat, Oil) | Generation | Electricity | ON | Dispatch-Generation | VOM | 0 | [6 empty] | 0.889 | 0
LCP_Inputs_ON_Electric_Howarth_2023_05_05 | 2023 | Fossil Fuel Thermal (Coal, Peat, Oil) | Generation | Electricity | PJ | Dispatch-Generation | EmissionsCost | 0 | [6 empty] | 0.889 | 0
LCP_Inputs_ON_Electric_Howarth_2023_05_05 | 2023 | Fossil Fuel Thermal (Coal, Peat, Oil) | Generation | Electricity | PJ | Dispatch-Generation | FuelCost | 0 | [6 empty] | 0.889 | 0
LCP_Inputs_ON_Electric_Howarth_2023_05_05 | 2023 | Fossil Fuel Thermal (Coal, Peat, Oil) | Generation | Electricity | PJ | Dispatch-Generation | VOM | 0 | [6 empty] | 0.889 | 0
LCP_Inputs_ON_Electric_Howarth_2023_05_05 | 2023 | Fossil Fuel Thermal (Coal, Peat, Oil) | Generation | Electricity | QC | Dispatch-Generation | EmissionsCost | 0 | [6 empty] | 0.889 | 0
LCP_Inputs_ON_Electric_Howarth_2023_05_05 | 2023 | Fossil Fuel Thermal (Coal, Peat, Oil) | Generation | Electricity | QC | Dispatch-Generation | FuelCost | 0 | [6 empty] | 0.889 | 0
LCP_Inputs_ON_Electric_Howarth_2023_05_05 | 2023 | Fossil Fuel Thermal (Coal, Peat, Oil) | Generation | Electricity | QC | Dispatch-Generation | VOM | 0 | [6 empty] | 0.889 | 0
LCP_Inputs_ON_Electric_Howarth_2023_05_05 | 2023 | Fossil Fuel Thermal (Coal, Peat, Oil) | Generation | Electricity | WC | Dispatch-Generation | EmissionsCost | 0 | [6 empty] | 0.889 | 0
LCP_Inputs_ON_Electric_Howarth_2023_05_05 | 2023 | Fossil Fuel Thermal (Coal, Peat, Oil) | Generation | Electricity | WC | Dispatch-Generation | FuelCost | 0 | [6 empty] | 0.889 | 0
LCP_Inputs_ON_Electric_Howarth_2023_05_05 | 2023 | Fossil Fuel Thermal (Coal, Peat, Oil) | Generation | Electricity | WC | Dispatch-Generation | VOM | 0 | [6 empty] | 0.889 | 0
LCP_Inputs_ON_Electric_Howarth_2023_05_05 | 2023 | Generic - Generator | Generation | Electricity | MI | Dispatch-Generation | EmissionsCost | 0 | [6 empty] | 0.889 | 0
LCP_Inputs_ON_Electric_Howarth_2023_05_05 | 2023 | Generic - Generator | Generation | Electricity | MI | Dispatch-Generation | FuelCost | 3915156012.6892 | [6 empty] | 0.889 | 3480559438.9092
LCP_Inputs_ON_Electric_Howarth_2023_05_05 | 2023 | Generic - Generator | Generation | Electricity | MI | Dispatch-Generation | VOM | 405055337.0793 | [6 empty] | 0.889 | 360092719.7237
LCP_Inputs_ON_Electric_Howarth_2023_05_05 | 2023 | Generic - Generator | Generation | Electricity | NY | Dispatch-Generation | EmissionsCost | 0 | [6 empty] | 0.889 | 0
LCP_Inputs_ON_Electric_Howarth_2023_05_05 | 2023 | Generic - Generator | Generation | Electricity | NY | Dispatch-Generation | FuelCost | 1632281015.876 | [6 empty] | 0.889 | 1451091879.4414
LCP_Inputs_ON_Electric_Howarth_2023_05_05 | 2023 | Generic - Generator | Generation | Electricity | NY | Dispatch-Generation | VOM | 168872998.9178 | [6 empty] | 0.889 | 150127481.1157
LCP_Inputs_ON_Electric_Howarth_2023_05_05 | 2023 | Generic - Generator | Generation | Electricity | ON | Dispatch-Generation | EmissionsCost | 0 | [6 empty] | 0.889 | 0
LCP_Inputs_ON_Electric_Howarth_2023_05_05 | 2023 | Generic - Generator | Generation | Electricity | ON | Dispatch-Generation | FuelCost | 0 | [6 empty] | 0.889 | 0
LCP_Inputs_ON_Electric_Howarth_2023_05_05 | 2023 | Generic - Generator | Generation | Electricity | ON | Dispatch-Generation | VOM | 0 | [6 empty] | 0.889 | 0
LCP_Inputs_ON_Electric_Howarth_2023_05_05 | 2023 | Generic - Generator | Generation | Electricity | PJ | Dispatch-Generation | EmissionsCost | 0 | [6 empty] | 0.889 | 0
LCP_Inputs_ON_Electric_Howarth_2023_05_05 | 2023 | Generic - Generator | Generation | Electricity | PJ | Dispatch-Generation | FuelCost | 14422259590.9655 | [6 empty] | 0.889 | 12821336260.175
LCP_Inputs_ON_Electric_Howarth_2023_05_05 | 2023 | Generic - Generator | Generation | Electricity | PJ | Dispatch-Generation | VOM | 1492102281.7812 | [6 empty] | 0.889 | 1326473495.2681
LCP_Inputs_ON_Electric_Howarth_2023_05_05 | 2023 | Generic - Generator | Generation | Electricity | QC | Dispatch-Generation | EmissionsCost | 0 | [6 empty] | 0.889 | 0
LCP_Inputs_ON_Electric_Howarth_2023_05_05 | 2023 | Generic - Generator | Generation | Electricity | QC | Dispatch-Generation | FuelCost | 0 | [6 empty] | 0.889 | 0
LCP_Inputs_ON_Electric_Howarth_2023_05_05 | 2023 | Generic - Generator | Generation | Electricity | QC | Dispatch-Generation | VOM | 0 | [6 empty] | 0.889 | 0
LCP_Inputs_ON_Electric_Howarth_2023_05_05 | 2023 | Generic - Generator | Generation | Electricity | WC | Dispatch-Generation | EmissionsCost | 0 | [6 empty] | 0.889 | 0
LCP_Inputs_ON_Electric_Howarth_2023_05_05 | 2023 | Generic - Generator | Generation | Electricity | WC | Dispatch-Generation | FuelCost | 1069473.0011 | [6 empty] | 0.889 | 950757.6037
LCP_Inputs_ON_Electric_Howarth_2023_05_05 | 2023 | Generic - Generator | Generation | Electricity | WC | Dispatch-Generation | VOM | 110645.8454 | [6 empty] | 0.889 | 98363.7537
LCP_Inputs_ON_Electric_Howarth_2023_05_05 | 2023 | H2 Import - QC | Import | Hydrogen | MI | Dispatch-Import | EmissionsCost | 0 | [6 empty] | 0.889 | 0
LCP_Inputs_ON_Electric_Howarth_2023_05_05 | 2023 | H2 Import - QC | Import | Hydrogen | MI | Dispatch-Import | FuelCost | 0 | [6 empty] | 0.889 | 0
LCP_Inputs_ON_Electric_Howarth_2023_05_05 | 2023 | H2 Import - QC | Import | Hydrogen | MI | Dispatch-Import | VOM | 0 | [6 empty] | 0.889 | 0
LCP_Inputs_ON_Electric_Howarth_2023_05_05 | 2023 | H2 Import - QC | Import | Hydrogen | NY | Dispatch-Import | EmissionsCost | 0 | [6 empty] | 0.889 | 0
LCP_Inputs_ON_Electric_Howarth_2023_05_05 | 2023 | H2 Import - QC | Import | Hydrogen | NY | Dispatch-Import | FuelCost | 0 | [6 empty] | 0.889 | 0
LCP_Inputs_ON_Electric_Howarth_2023_05_05 | 2023 | H2 Import - QC | Import | Hydrogen | NY | Dispatch-Import | VOM | 0 | [6 empty] | 0.889 | 0
LCP_Inputs_ON_Electric_Howarth_2023_05_05 | 2023 | H2 Import - QC | Import | Hydrogen | ON | Dispatch-Import | EmissionsCost | 0 | [6 empty] | 0.889 | 0
LCP_Inputs_ON_Electric_Howarth_2023_05_05 | 2023 | H2 Import - QC | Import | Hydrogen | ON | Dispatch-Import | FuelCost | 0 | [6 empty] | 0.889 | 0
LCP_Inputs_ON_Electric_Howarth_2023_05_05 | 2023 | H2 Import - QC | Import | Hydrogen | ON | Dispatch-Import | VOM | 0 | [6 empty] | 0.889 | 0
LCP_Inputs_ON_Electric_Howarth_2023_05_05 | 2023 | H2 Import - QC | Import | Hydrogen | PJ | Dispatch-Import | EmissionsCost | 0 | [6 empty] | 0.889 | 0
LCP_Inputs_ON_Electric_Howarth_2023_05_05 | 2023 | H2 Import - QC | Import | Hydrogen | PJ | Dispatch-Import | FuelCost | 0 | [6 empty] | 0.889 | 0
LCP_Inputs_ON_Electric_Howarth_2023_05_05 | 2023 | H2 Import - QC | Import | Hydrogen | PJ | Dispatch-Import | VOM | 0 | [6 empty] | 0.889 | 0
LCP_Inputs_ON_Electric_Howarth_2023_05_05 | 2023 | H2 Import - QC | Import | Hydrogen | QC | Dispatch-Import | EmissionsCost | 0 | [6 empty] | 0.889 | 0
LCP_Inputs_ON_Electric_Howarth_2023_05_05 | 2023 | H2 Import - QC | Import | Hydrogen | QC | Dispatch-Import | FuelCost | 0 | [6 empty] | 0.889 | 0
LCP_Inputs_ON_Electric_Howarth_2023_05_05 | 2023 | H2 Import - QC | Import | Hydrogen | QC | Dispatch-Import | VOM | 0 | [6 empty] | 0.889 | 0
LCP_Inputs_ON_Electric_Howarth_2023_05_05 | 2023 | H2 Import - QC | Import | Hydrogen | WC | Dispatch-Import | EmissionsCost | 0 | [6 empty] | 0.889 | 0
LCP_Inputs_ON_Electric_Howarth_2023_05_05 | 2023 | H2 Import - QC | Import | Hydrogen | WC | Dispatch-Import | FuelCost | 0 | [6 empty] | 0.889 | 0
LCP_Inputs_ON_Electric_Howarth_2023_05_05 | 2023 | H2 Import - QC | Import | Hydrogen | WC | Dispatch-Import | VOM | 0 | [6 empty] | 0.889 | 0
LCP_Inputs_ON_Electric_Howarth_2023_05_05 | 2023 | H2 Import - WC | Import | Hydrogen | MI | Dispatch-Import | EmissionsCost | 0 | [6 empty] | 0.889 | 0
LCP_Inputs_ON_Electric_Howarth_2023_05_05 | 2023 | H2 Import - WC | Import | Hydrogen | MI | Dispatch-Import | FuelCost | 0 | [6 empty] | 0.889 | 0
LCP_Inputs_ON_Electric_Howarth_2023_05_05 | 2023 | H2 Import - WC | Import | Hydrogen | MI | Dispatch-Import | VOM | 0 | [6 empty] | 0.889 | 0
LCP_Inputs_ON_Electric_Howarth_2023_05_05 | 2023 | H2 Import - WC | Import | Hydrogen | NY | Dispatch-Import | EmissionsCost | 0 | [6 empty] | 0.889 | 0
LCP_Inputs_ON_Electric_Howarth_2023_05_05 | 2023 | H2 Import - WC | Import | Hydrogen | NY | Dispatch-Import | FuelCost | 0 | [6 empty] | 0.889 | 0
LCP_Inputs_ON_Electric_Howarth_2023_05_05 | 2023 | H2 Import - WC | Import | Hydrogen | NY | Dispatch-Import | VOM | 0 | [6 empty] | 0.889 | 0
LCP_Inputs_ON_Electric_Howarth_2023_05_05 | 2023 | H2 Import - WC | Import | Hydrogen | ON | Dispatch-Import | EmissionsCost | 0 | [6 empty] | 0.889 | 0
LCP_Inputs_ON_Electric_Howarth_2023_05_05 | 2023 | H2 Import - WC | Import | Hydrogen | ON | Dispatch-Import | FuelCost | 0 | [6 empty] | 0.889 | 0
LCP_Inputs_ON_Electric_Howarth_2023_05_05 | 2023 | H2 Import - WC | Import | Hydrogen | ON | Dispatch-Import | VOM | 0 | [6 empty] | 0.889 | 0
LCP_Inputs_ON_Electric_Howarth_2023_05_05 | 2023 | H2 Import - WC | Import | Hydrogen | PJ | Dispatch-Import | EmissionsCost | 0 | [6 empty] | 0.889 | 0
LCP_Inputs_ON_Electric_Howarth_2023_05_05 | 2023 | H2 Import - WC | Import | Hydrogen | PJ | Dispatch-Import | FuelCost | 0 | [6 empty] | 0.889 | 0
LCP_Inputs_ON_Electric_Howarth_2023_05_05 | 2023 | H2 Import - WC | Import | Hydrogen | PJ | Dispatch-Import | VOM | 0 | [6 empty] | 0.889 | 0
LCP_Inputs_ON_Electric_Howarth_2023_05_05 | 2023 | H2 Import - WC | Import | Hydrogen | QC | Dispatch-Import | EmissionsCost | 0 | [6 empty] | 0.889 | 0
LCP_Inputs_ON_Electric_Howarth_2023_05_05 | 2023 | H2 Import - WC | Import | Hydrogen | QC | Dispatch-Import | FuelCost | 0 | [6 empty] | 0.889 | 0
LCP_Inputs_ON_Electric_Howarth_2023_05_05 | 2023 | H2 Import - WC | Import | Hydrogen | QC | Dispatch-Import | VOM | 0 | [6 empty] | 0.889 | 0
LCP_Inputs_ON_Electric_Howarth_2023_05_05 | 2023 | H2 Import - WC | Import | Hydrogen | WC | Dispatch-Import | EmissionsCost | 0 | [6 empty] | 0.889 | 0
LCP_Inputs_ON_Electric_Howarth_2023_05_05 | 2023 | H2 Import - WC | Import | Hydrogen | WC | Dispatch-Import | FuelCost | 0 | [6 empty] | 0.889 | 0
LCP_Inputs_ON_Electric_Howarth_2023_05_05 | 2023 | H2 Import - WC | Import | Hydrogen | WC | Dispatch-Import | VOM | 0 | [6 empty] | 0.889 | 0
LCP_Inputs_ON_Electric_Howarth_2023_05_05 | 2023 | H2 Salt Cavern Storage - ON | Storage | Hydrogen | MI | Dispatch-Storage | EmissionsCost | 0 | [6 empty] | 0.889 | 0
LCP_Inputs_ON_Electric_Howarth_2023_05_05 | 2023 | H2 Salt Cavern Storage - ON | Storage | Hydrogen | MI | Dispatch-Storage | FuelCost | 0 | [6 empty] | 0.889 | 0
LCP_Inputs_ON_Electric_Howarth_2023_05_05 | 2023 | H2 Salt Cavern Storage - ON | Storage | Hydrogen | MI | Dispatch-Storage | VOM | 0 | [6 empty] | 0.889 | 0
LCP_Inputs_ON_Electric_Howarth_2023_05_05 | 2023 | H2 Salt Cavern Storage - ON | Storage | Hydrogen | NY | Dispatch-Storage | EmissionsCost | 0 | [6 empty] | 0.889 | 0
LCP_Inputs_ON_Electric_Howarth_2023_05_05 | 2023 | H2 Salt Cavern Storage - ON | Storage | Hydrogen | NY | Dispatch-Storage | FuelCost | 0 | [6 empty] | 0.889 | 0
LCP_Inputs_ON_Electric_Howarth_2023_05_05 | 2023 | H2 Salt Cavern Storage - ON | Storage | Hydrogen | NY | Dispatch-Storage | VOM | 0 | [6 empty] | 0.889 | 0
LCP_Inputs_ON_Electric_Howarth_2023_05_05 | 2023 | H2 Salt Cavern Storage - ON | Storage | Hydrogen | ON | Dispatch-Storage | EmissionsCost | 0 | [6 empty] | 0.889 | 0
LCP_Inputs_ON_Electric_Howarth_2023_05_05 | 2023 | H2 Salt Cavern Storage - ON | Storage | Hydrogen | ON | Dispatch-Storage | FuelCost | 0 | [6 empty] | 0.889 | 0
LCP_Inputs_ON_Electric_Howarth_2023_05_05 | 2023 | H2 Salt Cavern Storage - ON | Storage | Hydrogen | ON | Dispatch-Storage | VOM | 0 | [6 empty] | 0.889 | 0
LCP_Inputs_ON_Electric_Howarth_2023_05_05 | 2023 | H2 Salt Cavern Storage - ON | Storage | Hydrogen | PJ | Dispatch-Storage | EmissionsCost | 0 | [6 empty] | 0.889 | 0
LCP_Inputs_ON_Electric_Howarth_2023_05_05 | 2023 | H2 Salt Cavern Storage - ON | Storage | Hydrogen | PJ | Dispatch-Storage | FuelCost | 0 | [6 empty] | 0.889 | 0
LCP_Inputs_ON_Electric_Howarth_2023_05_05 | 2023 | H2 Salt Cavern Storage - ON | Storage | Hydrogen | PJ | Dispatch-Storage | VOM | 0 | [6 empty] | 0.889 | 0
LCP_Inputs_ON_Electric_Howarth_2023_05_05 | 2023 | H2 Salt Cavern Storage - ON | Storage | Hydrogen | QC | Dispatch-Storage | EmissionsCost | 0 | [6 empty] | 0.889 | 0
LCP_Inputs_ON_Electric_Howarth_2023_05_05 | 2023 | H2 Salt Cavern Storage - ON | Storage | Hydrogen | QC | Dispatch-Storage | FuelCost | 0 | [6 empty] | 0.889 | 0
LCP_Inputs_ON_Electric_Howarth_2023_05_05 | 2023 | H2 Salt Cavern Storage - ON | Storage | Hydrogen | QC | Dispatch-Storage | VOM | 0 | [6 empty] | 0.889 | 0
LCP_Inputs_ON_Electric_Howarth_2023_05_05 | 2023 | H2 Salt Cavern Storage - ON | Storage | Hydrogen | WC | Dispatch-Storage | EmissionsCost | 0 | [6 empty] | 0.889 | 0
LCP_Inputs_ON_Electric_Howarth_2023_05_05 | 2023 | H2 Salt Cavern Storage - ON | Storage | Hydrogen | WC | Dispatch-Storage | FuelCost | 0 | [6 empty] | 0.889 | 0
LCP_Inputs_ON_Electric_Howarth_2023_05_05 | 2023 | H2 Salt Cavern Storage - ON | Storage | Hydrogen | WC | Dispatch-Storage | VOM | 0 | [6 empty] | 0.889 | 0
LCP_Inputs_ON_Electric_Howarth_2023_05_05 | 2023 | Hydro | Generation | Electricity | MI | Dispatch-Generation | EmissionsCost | 0 | [6 empty] | 0.889 | 0
LCP_Inputs_ON_Electric_Howarth_2023_05_05 | 2023 | Hydro | Generation | Electricity | MI | Dispatch-Generation | FuelCost | 0 | [6 empty] | 0.889 | 0
LCP_Inputs_ON_Electric_Howarth_2023_05_05 | 2023 | Hydro | Generation | Electricity | MI | Dispatch-Generation | VOM | 0 | [6 empty] | 0.889 | 0
LCP_Inputs_ON_Electric_Howarth_2023_05_05 | 2023 | Hydro | Generation | Electricity | NY | Dispatch-Generation | EmissionsCost | 0 | [6 empty] | 0.889 | 0
LCP_Inputs_ON_Electric_Howarth_2023_05_05 | 2023 | Hydro | Generation | Electricity | NY | Dispatch-Generation | FuelCost | 0 | [6 empty] | 0.889 | 0
LCP_Inputs_ON_Electric_Howarth_2023_05_05 | 2023 | Hydro | Generation | Electricity | NY | Dispatch-Generation | VOM | 0 | [6 empty] | 0.889 | 0
LCP_Inputs_ON_Electric_Howarth_2023_05_05 | 2023 | Hydro | Generation | Electricity | ON | Dispatch-Generation | EmissionsCost | 0 | [6 empty] | 0.889 | 0
LCP_Inputs_ON_Electric_Howarth_2023_05_05 | 2023 | Hydro | Generation | Electricity | ON | Dispatch-Generation | FuelCost | 0 | [6 empty] | 0.889 | 0
LCP_Inputs_ON_Electric_Howarth_2023_05_05 | 2023 | Hydro | Generation | Electricity | ON | Dispatch-Generation | VOM | 0 | [6 empty] | 0.889 | 0
LCP_Inputs_ON_Electric_Howarth_2023_05_05 | 2023 | Hydro | Generation | Electricity | PJ | Dispatch-Generation | EmissionsCost | 0 | [6 empty] | 0.889 | 0
LCP_Inputs_ON_Electric_Howarth_2023_05_05 | 2023 | Hydro | Generation | Electricity | PJ | Dispatch-Generation | FuelCost | 0 | [6 empty] | 0.889 | 0
LCP_Inputs_ON_Electric_Howarth_2023_05_05 | 2023 | Hydro | Generation | Electricity | PJ | Dispatch-Generation | VOM | 0 | [6 empty] | 0.889 | 0
LCP_Inputs_ON_Electric_Howarth_2023_05_05 | 2023 | Hydro | Generation | Electricity | QC | Dispatch-Generation | EmissionsCost | 0 | [6 empty] | 0.889 | 0
LCP_Inputs_ON_Electric_Howarth_2023_05_05 | 2023 | Hydro | Generation | Electricity | QC | Dispatch-Generation | FuelCost | 0 | [6 empty] | 0.889 | 0
LCP_Inputs_ON_Electric_Howarth_2023_05_05 | 2023 | Hydro | Generation | Electricity | QC | Dispatch-Generation | VOM | 0 | [6 empty] | 0.889 | 0
LCP_Inputs_ON_Electric_Howarth_2023_05_05 | 2023 | Hydro | Generation | Electricity | WC | Dispatch-Generation | EmissionsCost | 0 | [6 empty] | 0.889 | 0
LCP_Inputs_ON_Electric_Howarth_2023_05_05 | 2023 | Hydro | Generation | Electricity | WC | Dispatch-Generation | FuelCost | 0 | [6 empty] | 0.889 | 0
LCP_Inputs_ON_Electric_Howarth_2023_05_05 | 2023 | Hydro | Generation | Electricity | WC | Dispatch-Generation | VOM | 0 | [6 empty] | 0.889 | 0
LCP_Inputs_ON_Electric_Howarth_2023_05_05 | 2023 | Hydro Pumped Storage | Storage | Electricity | MI | Dispatch-Storage | EmissionsCost | 0 | [6 empty] | 0.889 | 0
LCP_Inputs_ON_Electric_Howarth_2023_05_05 | 2023 | Hydro Pumped Storage | Storage | Electricity | MI | Dispatch-Storage | FuelCost | 0 | [6 empty] | 0.889 | 0
LCP_Inputs_ON_Electric_Howarth_2023_05_05 | 2023 | Hydro Pumped Storage | Storage | Electricity | MI | Dispatch-Storage | VOM | 0 | [6 empty] | 0.889 | 0
LCP_Inputs_ON_Electric_Howarth_2023_05_05 | 2023 | Hydro Pumped Storage | Storage | Electricity | NY | Dispatch-Storage | EmissionsCost | 0 | [6 empty] | 0.889 | 0
LCP_Inputs_ON_Electric_Howarth_2023_05_05 | 2023 | Hydro Pumped Storage | Storage | Electricity | NY | Dispatch-Storage | FuelCost | 0 | [6 empty] | 0.889 | 0
LCP_Inputs_ON_Electric_Howarth_2023_05_05 | 2023 | Hydro Pumped Storage | Storage | Electricity | NY | Dispatch-Storage | VOM | 0 | [6 empty] | 0.889 | 0
LCP_Inputs_ON_Electric_Howarth_2023_05_05 | 2023 | Hydro Pumped Storage | Storage | Electricity | ON | Dispatch-Storage | EmissionsCost | 0 | [6 empty] | 0.889 | 0
LCP_Inputs_ON_Electric_Howarth_2023_05_05 | 2023 | Hydro Pumped Storage | Storage | Electricity | ON | Dispatch-Storage | FuelCost | 0 | [6 empty] | 0.889 | 0
LCP_Inputs_ON_Electric_Howarth_2023_05_05 | 2023 | Hydro Pumped Storage | Storage | Electricity | ON | Dispatch-Storage | VOM | 0 | [6 empty] | 0.889 | 0
LCP_Inputs_ON_Electric_Howarth_2023_05_05 | 2023 | Hydro Pumped Storage | Storage | Electricity | PJ | Dispatch-Storage | EmissionsCost | 0 | [6 empty] | 0.889 | 0
LCP_Inputs_ON_Electric_Howarth_2023_05_05 | 2023 | Hydro Pumped Storage | Storage | Electricity | PJ | Dispatch-Storage | FuelCost | 0 | [6 empty] | 0.889 | 0
LCP_Inputs_ON_Electric_Howarth_2023_05_05 | 2023 | Hydro Pumped Storage | Storage | Electricity | PJ | Dispatch-Storage | VOM | 0 | [6 empty] | 0.889 | 0
LCP_Inputs_ON_Electric_Howarth_2023_05_05 | 2023 | Hydro Pumped Storage | Storage | Electricity | QC | Dispatch-Storage | EmissionsCost | 0 | [6 empty] | 0.889 | 0
LCP_Inputs_ON_Electric_Howarth_2023_05_05 | 2023 | Hydro Pumped Storage | Storage | Electricity | QC | Dispatch-Storage | FuelCost | 0 | [6 empty] | 0.889 | 0
LCP_Inputs_ON_Electric_Howarth_2023_05_05 | 2023 | Hydro Pumped Storage | Storage | Electricity | QC | Dispatch-Storage | VOM | 0 | [6 empty] | 0.889 | 0
LCP_Inputs_ON_Electric_Howarth_2023_05_05 | 2023 | Hydro Pumped Storage | Storage | Electricity | WC | Dispatch-Storage | EmissionsCost | 0 | [6 empty] | 0.889 | 0
LCP_Inputs_ON_Electric_Howarth_2023_05_05 | 2023 | Hydro Pumped Storage | Storage | Electricity | WC | Dispatch-Storage | FuelCost | 0 | [6 empty] | 0.889 | 0
LCP_Inputs_ON_Electric_Howarth_2023_05_05 | 2023 | Hydro Pumped Storage | Storage | Electricity | WC | Dispatch-Storage | VOM | 0 | [6 empty] | 0.889 | 0
LCP_Inputs_ON_Electric_Howarth_2023_05_05 | 2023 | Nuclear | Generation | Electricity | MI | Dispatch-Generation | EmissionsCost | 0 | [6 empty] | 0.889 | 0
LCP_Inputs_ON_Electric_Howarth_2023_05_05 | 2023 | Nuclear | Generation | Electricity | MI | Dispatch-Generation | FuelCost | 0 | [6 empty] | 0.889 | 0
LCP_Inputs_ON_Electric_Howarth_2023_05_05 | 2023 | Nuclear | Generation | Electricity | MI | Dispatch-Generation | VOM | 3301336446.912 | [6 empty] | 0.889 | 2934876080.0523
LCP_Inputs_ON_Electric_Howarth_2023_05_05 | 2023 | Nuclear | Generation | Electricity | NY | Dispatch-Generation | EmissionsCost | 0 | [6 empty] | 0.889 | 0
LCP_Inputs_ON_Electric_Howarth_2023_05_05 | 2023 | Nuclear | Generation | Electricity | NY | Dispatch-Generation | FuelCost | 0 | [6 empty] | 0.889 | 0
LCP_Inputs_ON_Electric_Howarth_2023_05_05 | 2023 | Nuclear | Generation | Electricity | NY | Dispatch-Generation | VOM | 2246155230.144 | [6 empty] | 0.889 | 1996823820.6077
LCP_Inputs_ON_Electric_Howarth_2023_05_05 | 2023 | Nuclear | Generation | Electricity | ON | Dispatch-Generation | EmissionsCost | 0 | [6 empty] | 0.889 | 0
LCP_Inputs_ON_Electric_Howarth_2023_05_05 | 2023 | Nuclear | Generation | Electricity | ON | Dispatch-Generation | FuelCost | 0 | [6 empty] | 0.889 | 0
LCP_Inputs_ON_Electric_Howarth_2023_05_05 | 2023 | Nuclear | Generation | Electricity | ON | Dispatch-Generation | VOM | 8790266640.96 | [6 empty] | 0.889 | 7814515035.5599
LCP_Inputs_ON_Electric_Howarth_2023_05_05 | 2023 | Nuclear | Generation | Electricity | PJ | Dispatch-Generation | EmissionsCost | 0 | [6 empty] | 0.889 | 0
LCP_Inputs_ON_Electric_Howarth_2023_05_05 | 2023 | Nuclear | Generation | Electricity | PJ | Dispatch-Generation | FuelCost | 0 | [6 empty] | 0.889 | 0
LCP_Inputs_ON_Electric_Howarth_2023_05_05 | 2023 | Nuclear | Generation | Electricity | PJ | Dispatch-Generation | VOM | 9110487814.4448 | [6 empty] | 0.889 | 8099190492.7572
LCP_Inputs_ON_Electric_Howarth_2023_05_05 | 2023 | Nuclear | Generation | Electricity | QC | Dispatch-Generation | EmissionsCost | 0 | [6 empty] | 0.889 | 0
LCP_Inputs_ON_Electric_Howarth_2023_05_05 | 2023 | Nuclear | Generation | Electricity | QC | Dispatch-Generation | FuelCost | 0 | [6 empty] | 0.889 | 0
LCP_Inputs_ON_Electric_Howarth_2023_05_05 | 2023 | Nuclear | Generation | Electricity | QC | Dispatch-Generation | VOM | 0 | [6 empty] | 0.889 | 0
LCP_Inputs_ON_Electric_Howarth_2023_05_05 | 2023 | Nuclear | Generation | Electricity | WC | Dispatch-Generation | EmissionsCost | 0 | [6 empty] | 0.889 | 0
LCP_Inputs_ON_Electric_Howarth_2023_05_05 | 2023 | Nuclear | Generation | Electricity | WC | Dispatch-Generation | FuelCost | 0 | [6 empty] | 0.889 | 0
LCP_Inputs_ON_Electric_Howarth_2023_05_05 | 2023 | Nuclear | Generation | Electricity | WC | Dispatch-Generation | VOM | 0 | [6 empty] | 0.889 | 0
LCP_Inputs_ON_Electric_Howarth_2023_05_05 | 2023 | Nuclear SMR | Generation | Electricity | MI | Dispatch-Generation | EmissionsCost | 0 | [6 empty] | 0.889 | 0
LCP_Inputs_ON_Electric_Howarth_2023_05_05 | 2023 | Nuclear SMR | Generation | Electricity | MI | Dispatch-Generation | FuelCost | 0 | [6 empty] | 0.889 | 0
LCP_Inputs_ON_Electric_Howarth_2023_05_05 | 2023 | Nuclear SMR | Generation | Electricity | MI | Dispatch-Generation | VOM | 0 | [6 empty] | 0.889 | 0
LCP_Inputs_ON_Electric_Howarth_2023_05_05 | 2023 | Nuclear SMR | Generation | Electricity | NY | Dispatch-Generation | EmissionsCost | 0 | [6 empty] | 0.889 | 0
LCP_Inputs_ON_Electric_Howarth_2023_05_05 | 2023 | Nuclear SMR | Generation | Electricity | NY | Dispatch-Generation | FuelCost | 0 | [6 empty] | 0.889 | 0
LCP_Inputs_ON_Electric_Howarth_2023_05_05 | 2023 | Nuclear SMR | Generation | Electricity | NY | Dispatch-Generation | VOM | 0 | [6 empty] | 0.889 | 0
LCP_Inputs_ON_Electric_Howarth_2023_05_05 | 2023 | Nuclear SMR | Generation | Electricity | ON | Dispatch-Generation | EmissionsCost | 0 | [6 empty] | 0.889 | 0
LCP_Inputs_ON_Electric_Howarth_2023_05_05 | 2023 | Nuclear SMR | Generation | Electricity | ON | Dispatch-Generation | FuelCost | 0 | [6 empty] | 0.889 | 0
LCP_Inputs_ON_Electric_Howarth_2023_05_05 | 2023 | Nuclear SMR | Generation | Electricity | ON | Dispatch-Generation | VOM | 0 | [6 empty] | 0.889 | 0
LCP_Inputs_ON_Electric_Howarth_2023_05_05 | 2023 | Nuclear SMR | Generation | Electricity | PJ | Dispatch-Generation | EmissionsCost | 0 | [6 empty] | 0.889 | 0
LCP_Inputs_ON_Electric_Howarth_2023_05_05 | 2023 | Nuclear SMR | Generation | Electricity | PJ | Dispatch-Generation | FuelCost | 0 | [6 empty] | 0.889 | 0
LCP_Inputs_ON_Electric_Howarth_2023_05_05 | 2023 | Nuclear SMR | Generation | Electricity | PJ | Dispatch-Generation | VOM | 0 | [6 empty] | 0.889 | 0
LCP_Inputs_ON_Electric_Howarth_2023_05_05 | 2023 | Nuclear SMR | Generation | Electricity | QC | Dispatch-Generation | EmissionsCost | 0 | [6 empty] | 0.889 | 0
LCP_Inputs_ON_Electric_Howarth_2023_05_05 | 2023 | Nuclear SMR | Generation | Electricity | QC | Dispatch-Generation | FuelCost | 0 | [6 empty] | 0.889 | 0
LCP_Inputs_ON_Electric_Howarth_2023_05_05 | 2023 | Nuclear SMR | Generation | Electricity | QC | Dispatch-Generation | VOM | 0 | [6 empty] | 0.889 | 0
LCP_Inputs_ON_Electric_Howarth_2023_05_05 | 2023 | Nuclear SMR | Generation | Electricity | WC | Dispatch-Generation | EmissionsCost | 0 | [6 empty] | 0.889 | 0
LCP_Inputs_ON_Electric_Howarth_2023_05_05 | 2023 | Nuclear SMR | Generation | Electricity | WC | Dispatch-Generation | FuelCost | 0 | [6 empty] | 0.889 | 0
LCP_Inputs_ON_Electric_Howarth_2023_05_05 | 2023 | Nuclear SMR | Generation | Electricity | WC | Dispatch-Generation | VOM | 0 | [6 empty] | 0.889 | 0
LCP_Inputs_ON_Electric_Howarth_2023_05_05 | 2023 | O/CCGT - CH4 Existing | Crossload | Electricity | MI | Dispatch-Crossload | EmissionsCost | 0 | [6 empty] | 0.889 | 0
LCP_Inputs_ON_Electric_Howarth_2023_05_05 | 2023 | O/CCGT - CH4 Existing | Crossload | Electricity | MI | Dispatch-Crossload | FuelCost | 0 | [6 empty] | 0.889 | 0
LCP_Inputs_ON_Electric_Howarth_2023_05_05 | 2023 | O/CCGT - CH4 Existing | Crossload | Electricity | MI | Dispatch-Crossload | VOM | 0 | [6 empty] | 0.889 | 0
LCP_Inputs_ON_Electric_Howarth_2023_05_05 | 2023 | O/CCGT - CH4 Existing | Crossload | Electricity | NY | Dispatch-Crossload | EmissionsCost | 0 | [6 empty] | 0.889 | 0
LCP_Inputs_ON_Electric_Howarth_2023_05_05 | 2023 | O/CCGT - CH4 Existing | Crossload | Electricity | NY | Dispatch-Crossload | FuelCost | 0 | [6 empty] | 0.889 | 0
LCP_Inputs_ON_Electric_Howarth_2023_05_05 | 2023 | O/CCGT - CH4 Existing | Crossload | Electricity | NY | Dispatch-Crossload | VOM | 0 | [6 empty] | 0.889 | 0
LCP_Inputs_ON_Electric_Howarth_2023_05_05 | 2023 | O/CCGT - CH4 Existing | Crossload | Electricity | ON | Dispatch-Crossload | EmissionsCost | 0 | [6 empty] | 0.889 | 0
LCP_Inputs_ON_Electric_Howarth_2023_05_05 | 2023 | O/CCGT - CH4 Existing | Crossload | Electricity | ON | Dispatch-Crossload | FuelCost | 0 | [6 empty] | 0.889 | 0
LCP_Inputs_ON_Electric_Howarth_2023_05_05 | 2023 | O/CCGT - CH4 Existing | Crossload | Electricity | ON | Dispatch-Crossload | VOM | 0 | [6 empty] | 0.889 | 0
LCP_Inputs_ON_Electric_Howarth_2023_05_05 | 2023 | O/CCGT - CH4 Existing | Crossload | Electricity | PJ | Dispatch-Crossload | EmissionsCost | 0 | [6 empty] | 0.889 | 0
LCP_Inputs_ON_Electric_Howarth_2023_05_05 | 2023 | O/CCGT - CH4 Existing | Crossload | Electricity | PJ | Dispatch-Crossload | FuelCost | 0 | [6 empty] | 0.889 | 0
LCP_Inputs_ON_Electric_Howarth_2023_05_05 | 2023 | O/CCGT - CH4 Existing | Crossload | Electricity | PJ | Dispatch-Crossload | VOM | 0 | [6 empty] | 0.889 | 0
LCP_Inputs_ON_Electric_Howarth_2023_05_05 | 2023 | O/CCGT - CH4 Existing | Crossload | Electricity | QC | Dispatch-Crossload | EmissionsCost | 0 | [6 empty] | 0.889 | 0
LCP_Inputs_ON_Electric_Howarth_2023_05_05 | 2023 | O/CCGT - CH4 Existing | Crossload | Electricity | QC | Dispatch-Crossload | FuelCost | 0 | [6 empty] | 0.889 | 0
LCP_Inputs_ON_Electric_Howarth_2023_05_05 | 2023 | O/CCGT - CH4 Existing | Crossload | Electricity | QC | Dispatch-Crossload | VOM | 0 | [6 empty] | 0.889 | 0
LCP_Inputs_ON_Electric_Howarth_2023_05_05 | 2023 | O/CCGT - CH4 Existing | Crossload | Electricity | WC | Dispatch-Crossload | EmissionsCost | 0 | [6 empty] | 0.889 | 0
LCP_Inputs_ON_Electric_Howarth_2023_05_05 | 2023 | O/CCGT - CH4 Existing | Crossload | Electricity | WC | Dispatch-Crossload | FuelCost | 0 | [6 empty] | 0.889 | 0
LCP_Inputs_ON_Electric_Howarth_2023_05_05 | 2023 | O/CCGT - CH4 Existing | Crossload | Electricity | WC | Dispatch-Crossload | VOM | 0 | [6 empty] | 0.889 | 0
LCP_Inputs_ON_Electric_Howarth_2023_05_05 | 2023 | O/CCGT - CH4 New | Crossload | Electricity | MI | Dispatch-Crossload | EmissionsCost | 0 | [6 empty] | 0.889 | 0
LCP_Inputs_ON_Electric_Howarth_2023_05_05 | 2023 | O/CCGT - CH4 New | Crossload | Electricity | MI | Dispatch-Crossload | FuelCost | 0 | [6 empty] | 0.889 | 0
LCP_Inputs_ON_Electric_Howarth_2023_05_05 | 2023 | O/CCGT - CH4 New | Crossload | Electricity | MI | Dispatch-Crossload | VOM | 0 | [6 empty] | 0.889 | 0
LCP_Inputs_ON_Electric_Howarth_2023_05_05 | 2023 | O/CCGT - CH4 New | Crossload | Electricity | NY | Dispatch-Crossload | EmissionsCost | 0 | [6 empty] | 0.889 | 0
LCP_Inputs_ON_Electric_Howarth_2023_05_05 | 2023 | O/CCGT - CH4 New | Crossload | Electricity | NY | Dispatch-Crossload | FuelCost | 0 | [6 empty] | 0.889 | 0
LCP_Inputs_ON_Electric_Howarth_2023_05_05 | 2023 | O/CCGT - CH4 New | Crossload | Electricity | NY | Dispatch-Crossload | VOM | 0 | [6 empty] | 0.889 | 0
LCP_Inputs_ON_Electric_Howarth_2023_05_05 | 2023 | O/CCGT - CH4 New | Crossload | Electricity | ON | Dispatch-Crossload | EmissionsCost | 0 | [6 empty] | 0.889 | 0
LCP_Inputs_ON_Electric_Howarth_2023_05_05 | 2023 | O/CCGT - CH4 New | Crossload | Electricity | ON | Dispatch-Crossload | FuelCost | 0 | [6 empty] | 0.889 | 0
LCP_Inputs_ON_Electric_Howarth_2023_05_05 | 2023 | O/CCGT - CH4 New | Crossload | Electricity | ON | Dispatch-Crossload | VOM | 0 | [6 empty] | 0.889 | 0
LCP_Inputs_ON_Electric_Howarth_2023_05_05 | 2023 | O/CCGT - CH4 New | Crossload | Electricity | PJ | Dispatch-Crossload | EmissionsCost | 0 | [6 empty] | 0.889 | 0
LCP_Inputs_ON_Electric_Howarth_2023_05_05 | 2023 | O/CCGT - CH4 New | Crossload | Electricity | PJ | Dispatch-Crossload | FuelCost | 0 | [6 empty] | 0.889 | 0
LCP_Inputs_ON_Electric_Howarth_2023_05_05 | 2023 | O/CCGT - CH4 New | Crossload | Electricity | PJ | Dispatch-Crossload | VOM | 0 | [6 empty] | 0.889 | 0
LCP_Inputs_ON_Electric_Howarth_2023_05_05 | 2023 | O/CCGT - CH4 New | Crossload | Electricity | QC | Dispatch-Crossload | EmissionsCost | 0 | [6 empty] | 0.889 | 0
LCP_Inputs_ON_Electric_Howarth_2023_05_05 | 2023 | O/CCGT - CH4 New | Crossload | Electricity | QC | Dispatch-Crossload | FuelCost | 0 | [6 empty] | 0.889 | 0
LCP_Inputs_ON_Electric_Howarth_2023_05_05 | 2023 | O/CCGT - CH4 New | Crossload | Electricity | QC | Dispatch-Crossload | VOM | 0 | [6 empty] | 0.889 | 0
LCP_Inputs_ON_Electric_Howarth_2023_05_05 | 2023 | O/CCGT - CH4 New | Crossload | Electricity | WC | Dispatch-Crossload | EmissionsCost | 0 | [6 empty] | 0.889 | 0
LCP_Inputs_ON_Electric_Howarth_2023_05_05 | 2023 | O/CCGT - CH4 New | Crossload | Electricity | WC | Dispatch-Crossload | FuelCost | 0 | [6 empty] | 0.889 | 0
LCP_Inputs_ON_Electric_Howarth_2023_05_05 | 2023 | O/CCGT - CH4 New | Crossload | Electricity | WC | Dispatch-Crossload | VOM | 0 | [6 empty] | 0.889 | 0
LCP_Inputs_ON_Electric_Howarth_2023_05_05 | 2023 | O/CCGT - H2 New | Crossload | Electricity | MI | Dispatch-Crossload | EmissionsCost | 0 | [6 empty] | 0.889 | 0
LCP_Inputs_ON_Electric_Howarth_2023_05_05 | 2023 | O/CCGT - H2 New | Crossload | Electricity | MI | Dispatch-Crossload | FuelCost | 0 | [6 empty] | 0.889 | 0
LCP_Inputs_ON_Electric_Howarth_2023_05_05 | 2023 | O/CCGT - H2 New | Crossload | Electricity | MI | Dispatch-Crossload | VOM | 0 | [6 empty] | 0.889 | 0
LCP_Inputs_ON_Electric_Howarth_2023_05_05 | 2023 | O/CCGT - H2 New | Crossload | Electricity | NY | Dispatch-Crossload | EmissionsCost | 0 | [6 empty] | 0.889 | 0
LCP_Inputs_ON_Electric_Howarth_2023_05_05 | 2023 | O/CCGT - H2 New | Crossload | Electricity | NY | Dispatch-Crossload | FuelCost | 0 | [6 empty] | 0.889 | 0
LCP_Inputs_ON_Electric_Howarth_2023_05_05 | 2023 | O/CCGT - H2 New | Crossload | Electricity | NY | Dispatch-Crossload | VOM | 0 | [6 empty] | 0.889 | 0
LCP_Inputs_ON_Electric_Howarth_2023_05_05 | 2023 | O/CCGT - H2 New | Crossload | Electricity | ON | Dispatch-Crossload | EmissionsCost | 0 | [6 empty] | 0.889 | 0
LCP_Inputs_ON_Electric_Howarth_2023_05_05 | 2023 | O/CCGT - H2 New | Crossload | Electricity | ON | Dispatch-Crossload | FuelCost | 0 | [6 empty] | 0.889 | 0
LCP_Inputs_ON_Electric_Howarth_2023_05_05 | 2023 | O/CCGT - H2 New | Crossload | Electricity | ON | Dispatch-Crossload | VOM | 0 | [6 empty] | 0.889 | 0
LCP_Inputs_ON_Electric_Howarth_2023_05_05 | 2023 | O/CCGT - H2 New | Crossload | Electricity | PJ | Dispatch-Crossload | EmissionsCost | 0 | [6 empty] | 0.889 | 0
LCP_Inputs_ON_Electric_Howarth_2023_05_05 | 2023 | O/CCGT - H2 New | Crossload | Electricity | PJ | Dispatch-Crossload | FuelCost | 0 | [6 empty] | 0.889 | 0
LCP_Inputs_ON_Electric_Howarth_2023_05_05 | 2023 | O/CCGT - H2 New | Crossload | Electricity | PJ | Dispatch-Crossload | VOM | 0 | [6 empty] | 0.889 | 0
LCP_Inputs_ON_Electric_Howarth_2023_05_05 | 2023 | O/CCGT - H2 New | Crossload | Electricity | QC | Dispatch-Crossload | EmissionsCost | 0 | [6 empty] | 0.889 | 0
LCP_Inputs_ON_Electric_Howarth_2023_05_05 | 2023 | O/CCGT - H2 New | Crossload | Electricity | QC | Dispatch-Crossload | FuelCost | 0 | [6 empty] | 0.889 | 0
LCP_Inputs_ON_Electric_Howarth_2023_05_05 | 2023 | O/CCGT - H2 New | Crossload | Electricity | QC | Dispatch-Crossload | VOM | 0 | [6 empty] | 0.889 | 0
LCP_Inputs_ON_Electric_Howarth_2023_05_05 | 2023 | O/CCGT - H2 New | Crossload | Electricity | WC | Dispatch-Crossload | EmissionsCost | 0 | [6 empty] | 0.889 | 0
LCP_Inputs_ON_Electric_Howarth_2023_05_05 | 2023 | O/CCGT - H2 New | Crossload | Electricity | WC | Dispatch-Crossload | FuelCost | 0 | [6 empty] | 0.889 | 0
LCP_Inputs_ON_Electric_Howarth_2023_05_05 | 2023 | O/CCGT - H2 New | Crossload | Electricity | WC | Dispatch-Crossload | VOM | 0 | [6 empty] | 0.889 | 0
LCP_Inputs_ON_Electric_Howarth_2023_05_05 | 2023 | SMR CCS | Generation | Hydrogen | MI | Dispatch-Generation | EmissionsCost | 0 | [6 empty] | 0.889 | 0
LCP_Inputs_ON_Electric_Howarth_2023_05_05 | 2023 | SMR CCS | Generation | Hydrogen | MI | Dispatch-Generation | FuelCost | 0 | [6 empty] | 0.889 | 0
LCP_Inputs_ON_Electric_Howarth_2023_05_05 | 2023 | SMR CCS | Generation | Hydrogen | MI | Dispatch-Generation | VOM | 0 | [6 empty] | 0.889 | 0
LCP_Inputs_ON_Electric_Howarth_2023_05_05 | 2023 | SMR CCS | Generation | Hydrogen | NY | Dispatch-Generation | EmissionsCost | 0 | [6 empty] | 0.889 | 0
LCP_Inputs_ON_Electric_Howarth_2023_05_05 | 2023 | SMR CCS | Generation | Hydrogen | NY | Dispatch-Generation | FuelCost | 0 | [6 empty] | 0.889 | 0
LCP_Inputs_ON_Electric_Howarth_2023_05_05 | 2023 | SMR CCS | Generation | Hydrogen | NY | Dispatch-Generation | VOM | 0 | [6 empty] | 0.889 | 0
LCP_Inputs_ON_Electric_Howarth_2023_05_05 | 2023 | SMR CCS | Generation | Hydrogen | ON | Dispatch-Generation | EmissionsCost | 0 | [6 empty] | 0.889 | 0
LCP_Inputs_ON_Electric_Howarth_2023_05_05 | 2023 | SMR CCS | Generation | Hydrogen | ON | Dispatch-Generation | FuelCost | 0 | [6 empty] | 0.889 | 0
LCP_Inputs_ON_Electric_Howarth_2023_05_05 | 2023 | SMR CCS | Generation | Hydrogen | ON | Dispatch-Generation | VOM | 0 | [6 empty] | 0.889 | 0
LCP_Inputs_ON_Electric_Howarth_2023_05_05 | 2023 | SMR CCS | Generation | Hydrogen | PJ | Dispatch-Generation | EmissionsCost | 0 | [6 empty] | 0.889 | 0
LCP_Inputs_ON_Electric_Howarth_2023_05_05 | 2023 | SMR CCS | Generation | Hydrogen | PJ | Dispatch-Generation | FuelCost | 0 | [6 empty] | 0.889 | 0
LCP_Inputs_ON_Electric_Howarth_2023_05_05 | 2023 | SMR CCS | Generation | Hydrogen | PJ | Dispatch-Generation | VOM | 0 | [6 empty] | 0.889 | 0
LCP_Inputs_ON_Electric_Howarth_2023_05_05 | 2023 | SMR CCS | Generation | Hydrogen | QC | Dispatch-Generation | EmissionsCost | 0 | [6 empty] | 0.889 | 0
LCP_Inputs_ON_Electric_Howarth_2023_05_05 | 2023 | SMR CCS | Generation | Hydrogen | QC | Dispatch-Generation | FuelCost | 0 | [6 empty] | 0.889 | 0
LCP_Inputs_ON_Electric_Howarth_2023_05_05 | 2023 | SMR CCS | Generation | Hydrogen | QC | Dispatch-Generation | VOM | 0 | [6 empty] | 0.889 | 0
LCP_Inputs_ON_Electric_Howarth_2023_05_05 | 2023 | SMR CCS | Generation | Hydrogen | WC | Dispatch-Generation | EmissionsCost | 0 | [6 empty] | 0.889 | 0
LCP_Inputs_ON_Electric_Howarth_2023_05_05 | 2023 | SMR CCS | Generation | Hydrogen | WC | Dispatch-Generation | FuelCost | 0 | [6 empty] | 0.889 | 0
LCP_Inputs_ON_Electric_Howarth_2023_05_05 | 2023 | SMR CCS | Generation | Hydrogen | WC | Dispatch-Generation | VOM | 0 | [6 empty] | 0.889 | 0
LCP_Inputs_ON_Electric_Howarth_2023_05_05 | 2023 | Solar PV | Generation | Electricity | MI | Dispatch-Generation | EmissionsCost | 0 | [6 empty] | 0.889 | 0
LCP_Inputs_ON_Electric_Howarth_2023_05_05 | 2023 | Solar PV | Generation | Electricity | MI | Dispatch-Generation | FuelCost | 0 | [6 empty] | 0.889 | 0
LCP_Inputs_ON_Electric_Howarth_2023_05_05 | 2023 | Solar PV | Generation | Electricity | MI | Dispatch-Generation | VOM | 0 | [6 empty] | 0.889 | 0
LCP_Inputs_ON_Electric_Howarth_2023_05_05 | 2023 | Solar PV | Generation | Electricity | NY | Dispatch-Generation | EmissionsCost | 0 | [6 empty] | 0.889 | 0
LCP_Inputs_ON_Electric_Howarth_2023_05_05 | 2023 | Solar PV | Generation | Electricity | NY | Dispatch-Generation | FuelCost | 0 | [6 empty] | 0.889 | 0
LCP_Inputs_ON_Electric_Howarth_2023_05_05 | 2023 | Solar PV | Generation | Electricity | NY | Dispatch-Generation | VOM | 0 | [6 empty] | 0.889 | 0
LCP_Inputs_ON_Electric_Howarth_2023_05_05 | 2023 | Solar PV | Generation | Electricity | ON | Dispatch-Generation | EmissionsCost | 0 | [6 empty] | 0.889 | 0
LCP_Inputs_ON_Electric_Howarth_2023_05_05 | 2023 | Solar PV | Generation | Electricity | ON | Dispatch-Generation | FuelCost | 0 | [6 empty] | 0.889 | 0
LCP_Inputs_ON_Electric_Howarth_2023_05_05 | 2023 | Solar PV | Generation | Electricity | ON | Dispatch-Generation | VOM | 0 | [6 empty] | 0.889 | 0
LCP_Inputs_ON_Electric_Howarth_2023_05_05 | 2023 | Solar PV | Generation | Electricity | PJ | Dispatch-Generation | EmissionsCost | 0 | [6 empty] | 0.889 | 0
LCP_Inputs_ON_Electric_Howarth_2023_05_05 | 2023 | Solar PV | Generation | Electricity | PJ | Dispatch-Generation | FuelCost | 0 | [6 empty] | 0.889 | 0
LCP_Inputs_ON_Electric_Howarth_2023_05_05 | 2023 | Solar PV | Generation | Electricity | PJ | Dispatch-Generation | VOM | 0 | [6 empty] | 0.889 | 0
LCP_Inputs_ON_Electric_Howarth_2023_05_05 | 2023 | Solar PV | Generation | Electricity | QC | Dispatch-Generation | EmissionsCost | 0 | [6 empty] | 0.889 | 0
LCP_Inputs_ON_Electric_Howarth_2023_05_05 | 2023 | Solar PV | Generation | Electricity | QC | Dispatch-Generation | FuelCost | 0 | [6 empty] | 0.889 | 0
LCP_Inputs_ON_Electric_Howarth_2023_05_05 | 2023 | Solar PV | Generation | Electricity | QC | Dispatch-Generation | VOM | 0 | [6 empty] | 0.889 | 0
LCP_Inputs_ON_Electric_Howarth_2023_05_05 | 2023 | Solar PV | Generation | Electricity | WC | Dispatch-Generation | EmissionsCost | 0 | [6 empty] | 0.889 | 0
LCP_Inputs_ON_Electric_Howarth_2023_05_05 | 2023 | Solar PV | Generation | Electricity | WC | Dispatch-Generation | FuelCost | 0 | [6 empty] | 0.889 | 0
LCP_Inputs_ON_Electric_Howarth_2023_05_05 | 2023 | Solar PV | Generation | Electricity | WC | Dispatch-Generation | VOM | 0 | [6 empty] | 0.889 | 0
LCP_Inputs_ON_Electric_Howarth_2023_05_05 | 2023 | Wind Offshore | Generation | Electricity | MI | Dispatch-Generation | EmissionsCost | 0 | [6 empty] | 0.889 | 0
LCP_Inputs_ON_Electric_Howarth_2023_05_05 | 2023 | Wind Offshore | Generation | Electricity | MI | Dispatch-Generation | FuelCost | 0 | [6 empty] | 0.889 | 0
LCP_Inputs_ON_Electric_Howarth_2023_05_05 | 2023 | Wind Offshore | Generation | Electricity | MI | Dispatch-Generation | VOM | 0 | [6 empty] | 0.889 | 0
LCP_Inputs_ON_Electric_Howarth_2023_05_05 | 2023 | Wind Offshore | Generation | Electricity | NY | Dispatch-Generation | EmissionsCost | 0 | [6 empty] | 0.889 | 0
LCP_Inputs_ON_Electric_Howarth_2023_05_05 | 2023 | Wind Offshore | Generation | Electricity | NY | Dispatch-Generation | FuelCost | 0 | [6 empty] | 0.889 | 0
LCP_Inputs_ON_Electric_Howarth_2023_05_05 | 2023 | Wind Offshore | Generation | Electricity | NY | Dispatch-Generation | VOM | 0 | [6 empty] | 0.889 | 0
LCP_Inputs_ON_Electric_Howarth_2023_05_05 | 2023 | Wind Offshore | Generation | Electricity | ON | Dispatch-Generation | EmissionsCost | 0 | [6 empty] | 0.889 | 0
LCP_Inputs_ON_Electric_Howarth_2023_05_05 | 2023 | Wind Offshore | Generation | Electricity | ON | Dispatch-Generation | FuelCost | 0 | [6 empty] | 0.889 | 0
LCP_Inputs_ON_Electric_Howarth_2023_05_05 | 2023 | Wind Offshore | Generation | Electricity | ON | Dispatch-Generation | VOM | 0 | [6 empty] | 0.889 | 0
LCP_Inputs_ON_Electric_Howarth_2023_05_05 | 2023 | Wind Offshore | Generation | Electricity | PJ | Dispatch-Generation | EmissionsCost | 0 | [6 empty] | 0.889 | 0
LCP_Inputs_ON_Electric_Howarth_2023_05_05 | 2023 | Wind Offshore | Generation | Electricity | PJ | Dispatch-Generation | FuelCost | 0 | [6 empty] | 0.889 | 0
LCP_Inputs_ON_Electric_Howarth_2023_05_05 | 2023 | Wind Offshore | Generation | Electricity | PJ | Dispatch-Generation | VOM | 0 | [6 empty] | 0.889 | 0
LCP_Inputs_ON_Electric_Howarth_2023_05_05 | 2023 | Wind Offshore | Generation | Electricity | QC | Dispatch-Generation | EmissionsCost | 0 | [6 empty] | 0.889 | 0
LCP_Inputs_ON_Electric_Howarth_2023_05_05 | 2023 | Wind Offshore | Generation | Electricity | QC | Dispatch-Generation | FuelCost | 0 | [6 empty] | 0.889 | 0
LCP_Inputs_ON_Electric_Howarth_2023_05_05 | 2023 | Wind Offshore | Generation | Electricity | QC | Dispatch-Generation | VOM | 0 | [6 empty] | 0.889 | 0
LCP_Inputs_ON_Electric_Howarth_2023_05_05 | 2023 | Wind Offshore | Generation | Electricity | WC | Dispatch-Generation | EmissionsCost | 0 | [6 empty] | 0.889 | 0
LCP_Inputs_ON_Electric_Howarth_2023_05_05 | 2023 | Wind Offshore | Generation | Electricity | WC | Dispatch-Generation | FuelCost | 0 | [6 empty] | 0.889 | 0
LCP_Inputs_ON_Electric_Howarth_2023_05_05 | 2023 | Wind Offshore | Generation | Electricity | WC | Dispatch-Generation | VOM | 0 | [6 empty] | 0.889 | 0
LCP_Inputs_ON_Electric_Howarth_2023_05_05 | 2023 | Wind Onshore | Generation | Electricity | MI | Dispatch-Generation | EmissionsCost | 0 | [6 empty] | 0.889 | 0
LCP_Inputs_ON_Electric_Howarth_2023_05_05 | 2023 | Wind Onshore | Generation | Electricity | MI | Dispatch-Generation | FuelCost | 0 | [6 empty] | 0.889 | 0
LCP_Inputs_ON_Electric_Howarth_2023_05_05 | 2023 | Wind Onshore | Generation | Electricity | MI | Dispatch-Generation | VOM | 0 | [6 empty] | 0.889 | 0
LCP_Inputs_ON_Electric_Howarth_2023_05_05 | 2023 | Wind Onshore | Generation | Electricity | NY | Dispatch-Generation | EmissionsCost | 0 | [6 empty] | 0.889 | 0
LCP_Inputs_ON_Electric_Howarth_2023_05_05 | 2023 | Wind Onshore | Generation | Electricity | NY | Dispatch-Generation | FuelCost | 0 | [6 empty] | 0.889 | 0
LCP_Inputs_ON_Electric_Howarth_2023_05_05 | 2023 | Wind Onshore | Generation | Electricity | NY | Dispatch-Generation | VOM | 0 | [6 empty] | 0.889 | 0
LCP_Inputs_ON_Electric_Howarth_2023_05_05 | 2023 | Wind Onshore | Generation | Electricity | ON | Dispatch-Generation | EmissionsCost | 0 | [6 empty] | 0.889 | 0
LCP_Inputs_ON_Electric_Howarth_2023_05_05 | 2023 | Wind Onshore | Generation | Electricity | ON | Dispatch-Generation | FuelCost | 0 | [6 empty] | 0.889 | 0
LCP_Inputs_ON_Electric_Howarth_2023_05_05 | 2023 | Wind Onshore | Generation | Electricity | ON | Dispatch-Generation | VOM | 0 | [6 empty] | 0.889 | 0
LCP_Inputs_ON_Electric_Howarth_2023_05_05 | 2023 | Wind Onshore | Generation | Electricity | PJ | Dispatch-Generation | EmissionsCost | 0 | [6 empty] | 0.889 | 0
LCP_Inputs_ON_Electric_Howarth_2023_05_05 | 2023 | Wind Onshore | Generation | Electricity | PJ | Dispatch-Generation | FuelCost | 0 | [6 empty] | 0.889 | 0
LCP_Inputs_ON_Electric_Howarth_2023_05_05 | 2023 | Wind Onshore | Generation | Electricity | PJ | Dispatch-Generation | VOM | 0 | [6 empty] | 0.889 | 0
LCP_Inputs_ON_Electric_Howarth_2023_05_05 | 2023 | Wind Onshore | Generation | Electricity | QC | Dispatch-Generation | EmissionsCost | 0 | [6 empty] | 0.889 | 0
LCP_Inputs_ON_Electric_Howarth_2023_05_05 | 2023 | Wind Onshore | Generation | Electricity | QC | Dispatch-Generation | FuelCost | 0 | [6 empty] | 0.889 | 0
LCP_Inputs_ON_Electric_Howarth_2023_05_05 | 2023 | Wind Onshore | Generation | Electricity | QC | Dispatch-Generation | VOM | 0 | [6 empty] | 0.889 | 0
LCP_Inputs_ON_Electric_Howarth_2023_05_05 | 2023 | Wind Onshore | Generation | Electricity | WC | Dispatch-Generation | EmissionsCost | 0 | [6 empty] | 0.889 | 0
LCP_Inputs_ON_Electric_Howarth_2023_05_05 | 2023 | Wind Onshore | Generation | Electricity | WC | Dispatch-Generation | FuelCost | 0 | [6 empty] | 0.889 | 0
LCP_Inputs_ON_Electric_Howarth_2023_05_05 | 2023 | Wind Onshore | Generation | Electricity | WC | Dispatch-Generation | VOM | 0 | [6 empty] | 0.889 | 0
LCP_Inputs_ON_Electric_Howarth_2023_05_05 | 2024 | Anaerobic Digestion | Generation | Methane | MI | Dispatch-Generation | EmissionsCost | 0 | [6 empty] | 0.8548 | 0
LCP_Inputs_ON_Electric_Howarth_2023_05_05 | 2024 | Anaerobic Digestion | Generation | Methane | MI | Dispatch-Generation | FuelCost | 0 | [6 empty] | 0.8548 | 0
LCP_Inputs_ON_Electric_Howarth_2023_05_05 | 2024 | Anaerobic Digestion | Generation | Methane | MI | Dispatch-Generation | VOM | 0 | [6 empty] | 0.8548 | 0
LCP_Inputs_ON_Electric_Howarth_2023_05_05 | 2024 | Anaerobic Digestion | Generation | Methane | NY | Dispatch-Generation | EmissionsCost | 0 | [6 empty] | 0.8548 | 0
LCP_Inputs_ON_Electric_Howarth_2023_05_05 | 2024 | Anaerobic Digestion | Generation | Methane | NY | Dispatch-Generation | FuelCost | 0 | [6 empty] | 0.8548 | 0
LCP_Inputs_ON_Electric_Howarth_2023_05_05 | 2024 | Anaerobic Digestion | Generation | Methane | NY | Dispatch-Generation | VOM | 0 | [6 empty] | 0.8548 | 0
LCP_Inputs_ON_Electric_Howarth_2023_05_05 | 2024 | Anaerobic Digestion | Generation | Methane | ON | Dispatch-Generation | EmissionsCost | 0 | [6 empty] | 0.8548 | 0
LCP_Inputs_ON_Electric_Howarth_2023_05_05 | 2024 | Anaerobic Digestion | Generation | Methane | ON | Dispatch-Generation | FuelCost | 0 | [6 empty] | 0.8548 | 0
LCP_Inputs_ON_Electric_Howarth_2023_05_05 | 2024 | Anaerobic Digestion | Generation | Methane | ON | Dispatch-Generation | VOM | 0 | [6 empty] | 0.8548 | 0
LCP_Inputs_ON_Electric_Howarth_2023_05_05 | 2024 | Anaerobic Digestion | Generation | Methane | PJ | Dispatch-Generation | EmissionsCost | 0 | [6 empty] | 0.8548 | 0
LCP_Inputs_ON_Electric_Howarth_2023_05_05 | 2024 | Anaerobic Digestion | Generation | Methane | PJ | Dispatch-Generation | FuelCost | 0 | [6 empty] | 0.8548 | 0
LCP_Inputs_ON_Electric_Howarth_2023_05_05 | 2024 | Anaerobic Digestion | Generation | Methane | PJ | Dispatch-Generation | VOM | 0 | [6 empty] | 0.8548 | 0
LCP_Inputs_ON_Electric_Howarth_2023_05_05 | 2024 | Anaerobic Digestion | Generation | Methane | QC | Dispatch-Generation | EmissionsCost | 0 | [6 empty] | 0.8548 | 0
LCP_Inputs_ON_Electric_Howarth_2023_05_05 | 2024 | Anaerobic Digestion | Generation | Methane | QC | Dispatch-Generation | FuelCost | 0 | [6 empty] | 0.8548 | 0
LCP_Inputs_ON_Electric_Howarth_2023_05_05 | 2024 | Anaerobic Digestion | Generation | Methane | QC | Dispatch-Generation | VOM | 0 | [6 empty] | 0.8548 | 0
LCP_Inputs_ON_Electric_Howarth_2023_05_05 | 2024 | Anaerobic Digestion | Generation | Methane | WC | Dispatch-Generation | EmissionsCost | 0 | [6 empty] | 0.8548 | 0
LCP_Inputs_ON_Electric_Howarth_2023_05_05 | 2024 | Anaerobic Digestion | Generation | Methane | WC | Dispatch-Generation | FuelCost | 0 | [6 empty] | 0.8548 | 0
LCP_Inputs_ON_Electric_Howarth_2023_05_05 | 2024 | Anaerobic Digestion | Generation | Methane | WC | Dispatch-Generation | VOM | 0 | [6 empty] | 0.8548 | 0
LCP_Inputs_ON_Electric_Howarth_2023_05_05 | 2024 | Battery Storage | Storage | Electricity | MI | Dispatch-Storage | EmissionsCost | 0 | [6 empty] | 0.8548 | 0
LCP_Inputs_ON_Electric_Howarth_2023_05_05 | 2024 | Battery Storage | Storage | Electricity | MI | Dispatch-Storage | FuelCost | 0 | [6 empty] | 0.8548 | 0
LCP_Inputs_ON_Electric_Howarth_2023_05_05 | 2024 | Battery Storage | Storage | Electricity | MI | Dispatch-Storage | VOM | 0 | [6 empty] | 0.8548 | 0
LCP_Inputs_ON_Electric_Howarth_2023_05_05 | 2024 | Battery Storage | Storage | Electricity | NY | Dispatch-Storage | EmissionsCost | 0 | [6 empty] | 0.8548 | 0
LCP_Inputs_ON_Electric_Howarth_2023_05_05 | 2024 | Battery Storage | Storage | Electricity | NY | Dispatch-Storage | FuelCost | 0 | [6 empty] | 0.8548 | 0
LCP_Inputs_ON_Electric_Howarth_2023_05_05 | 2024 | Battery Storage | Storage | Electricity | NY | Dispatch-Storage | VOM | 0 | [6 empty] | 0.8548 | 0
LCP_Inputs_ON_Electric_Howarth_2023_05_05 | 2024 | Battery Storage | Storage | Electricity | ON | Dispatch-Storage | EmissionsCost | 0 | [6 empty] | 0.8548 | 0
LCP_Inputs_ON_Electric_Howarth_2023_05_05 | 2024 | Battery Storage | Storage | Electricity | ON | Dispatch-Storage | FuelCost | 0 | [6 empty] | 0.8548 | 0
LCP_Inputs_ON_Electric_Howarth_2023_05_05 | 2024 | Battery Storage | Storage | Electricity | ON | Dispatch-Storage | VOM | 0 | [6 empty] | 0.8548 | 0
LCP_Inputs_ON_Electric_Howarth_2023_05_05 | 2024 | Battery Storage | Storage | Electricity | PJ | Dispatch-Storage | EmissionsCost | 0 | [6 empty] | 0.8548 | 0
LCP_Inputs_ON_Electric_Howarth_2023_05_05 | 2024 | Battery Storage | Storage | Electricity | PJ | Dispatch-Storage | FuelCost | 0 | [6 empty] | 0.8548 | 0
LCP_Inputs_ON_Electric_Howarth_2023_05_05 | 2024 | Battery Storage | Storage | Electricity | PJ | Dispatch-Storage | VOM | 0 | [6 empty] | 0.8548 | 0
LCP_Inputs_ON_Electric_Howarth_2023_05_05 | 2024 | Battery Storage | Storage | Electricity | QC | Dispatch-Storage | EmissionsCost | 0 | [6 empty] | 0.8548 | 0
LCP_Inputs_ON_Electric_Howarth_2023_05_05 | 2024 | Battery Storage | Storage | Electricity | QC | Dispatch-Storage | FuelCost | 0 | [6 empty] | 0.8548 | 0
LCP_Inputs_ON_Electric_Howarth_2023_05_05 | 2024 | Battery Storage | Storage | Electricity | QC | Dispatch-Storage | VOM | 0 | [6 empty] | 0.8548 | 0
LCP_Inputs_ON_Electric_Howarth_2023_05_05 | 2024 | Battery Storage | Storage | Electricity | WC | Dispatch-Storage | EmissionsCost | 0 | [6 empty] | 0.8548 | 0
LCP_Inputs_ON_Electric_Howarth_2023_05_05 | 2024 | Battery Storage | Storage | Electricity | WC | Dispatch-Storage | FuelCost | 0 | [6 empty] | 0.8548 | 0
LCP_Inputs_ON_Electric_Howarth_2023_05_05 | 2024 | Battery Storage | Storage | Electricity | WC | Dispatch-Storage | VOM | 0 | [6 empty] | 0.8548 | 0
LCP_Inputs_ON_Electric_Howarth_2023_05_05 | 2024 | Biomass | Generation | Electricity | MI | Dispatch-Generation | EmissionsCost | 0 | [6 empty] | 0.8548 | 0
LCP_Inputs_ON_Electric_Howarth_2023_05_05 | 2024 | Biomass | Generation | Electricity | MI | Dispatch-Generation | FuelCost | 0 | [6 empty] | 0.8548 | 0
LCP_Inputs_ON_Electric_Howarth_2023_05_05 | 2024 | Biomass | Generation | Electricity | MI | Dispatch-Generation | VOM | 0 | [6 empty] | 0.8548 | 0
LCP_Inputs_ON_Electric_Howarth_2023_05_05 | 2024 | Biomass | Generation | Electricity | NY | Dispatch-Generation | EmissionsCost | 0 | [6 empty] | 0.8548 | 0
LCP_Inputs_ON_Electric_Howarth_2023_05_05 | 2024 | Biomass | Generation | Electricity | NY | Dispatch-Generation | FuelCost | 0 | [6 empty] | 0.8548 | 0
LCP_Inputs_ON_Electric_Howarth_2023_05_05 | 2024 | Biomass | Generation | Electricity | NY | Dispatch-Generation | VOM | 0 | [6 empty] | 0.8548 | 0
LCP_Inputs_ON_Electric_Howarth_2023_05_05 | 2024 | Biomass | Generation | Electricity | ON | Dispatch-Generation | EmissionsCost | 0 | [6 empty] | 0.8548 | 0
LCP_Inputs_ON_Electric_Howarth_2023_05_05 | 2024 | Biomass | Generation | Electricity | ON | Dispatch-Generation | FuelCost | 0 | [6 empty] | 0.8548 | 0
LCP_Inputs_ON_Electric_Howarth_2023_05_05 | 2024 | Biomass | Generation | Electricity | ON | Dispatch-Generation | VOM | 0 | [6 empty] | 0.8548 | 0
LCP_Inputs_ON_Electric_Howarth_2023_05_05 | 2024 | Biomass | Generation | Electricity | PJ | Dispatch-Generation | EmissionsCost | 0 | [6 empty] | 0.8548 | 0
LCP_Inputs_ON_Electric_Howarth_2023_05_05 | 2024 | Biomass | Generation | Electricity | PJ | Dispatch-Generation | FuelCost | 0 | [6 empty] | 0.8548 | 0
LCP_Inputs_ON_Electric_Howarth_2023_05_05 | 2024 | Biomass | Generation | Electricity | PJ | Dispatch-Generation | VOM | 0 | [6 empty] | 0.8548 | 0
LCP_Inputs_ON_Electric_Howarth_2023_05_05 | 2024 | Biomass | Generation | Electricity | QC | Dispatch-Generation | EmissionsCost | 0 | [6 empty] | 0.8548 | 0
LCP_Inputs_ON_Electric_Howarth_2023_05_05 | 2024 | Biomass | Generation | Electricity | QC | Dispatch-Generation | FuelCost | 0 | [6 empty] | 0.8548 | 0
LCP_Inputs_ON_Electric_Howarth_2023_05_05 | 2024 | Biomass | Generation | Electricity | QC | Dispatch-Generation | VOM | 0 | [6 empty] | 0.8548 | 0
LCP_Inputs_ON_Electric_Howarth_2023_05_05 | 2024 | Biomass | Generation | Electricity | WC | Dispatch-Generation | EmissionsCost | 0 | [6 empty] | 0.8548 | 0
LCP_Inputs_ON_Electric_Howarth_2023_05_05 | 2024 | Biomass | Generation | Electricity | WC | Dispatch-Generation | FuelCost | 0 | [6 empty] | 0.8548 | 0
LCP_Inputs_ON_Electric_Howarth_2023_05_05 | 2024 | Biomass | Generation | Electricity | WC | Dispatch-Generation | VOM | 0 | [6 empty] | 0.8548 | 0
LCP_Inputs_ON_Electric_Howarth_2023_05_05 | 2024 | Biomass + CCS | Generation | Electricity | MI | Dispatch-Generation | EmissionsCost | 0 | [6 empty] | 0.8548 | 0
LCP_Inputs_ON_Electric_Howarth_2023_05_05 | 2024 | Biomass + CCS | Generation | Electricity | MI | Dispatch-Generation | FuelCost | 0 | [6 empty] | 0.8548 | 0
LCP_Inputs_ON_Electric_Howarth_2023_05_05 | 2024 | Biomass + CCS | Generation | Electricity | MI | Dispatch-Generation | VOM | 0 | [6 empty] | 0.8548 | 0
LCP_Inputs_ON_Electric_Howarth_2023_05_05 | 2024 | Biomass + CCS | Generation | Electricity | NY | Dispatch-Generation | EmissionsCost | 0 | [6 empty] | 0.8548 | 0
LCP_Inputs_ON_Electric_Howarth_2023_05_05 | 2024 | Biomass + CCS | Generation | Electricity | NY | Dispatch-Generation | FuelCost | 0 | [6 empty] | 0.8548 | 0
LCP_Inputs_ON_Electric_Howarth_2023_05_05 | 2024 | Biomass + CCS | Generation | Electricity | NY | Dispatch-Generation | VOM | 0 | [6 empty] | 0.8548 | 0
LCP_Inputs_ON_Electric_Howarth_2023_05_05 | 2024 | Biomass + CCS | Generation | Electricity | ON | Dispatch-Generation | EmissionsCost | 0 | [6 empty] | 0.8548 | 0
LCP_Inputs_ON_Electric_Howarth_2023_05_05 | 2024 | Biomass + CCS | Generation | Electricity | ON | Dispatch-Generation | FuelCost | 0 | [6 empty] | 0.8548 | 0
LCP_Inputs_ON_Electric_Howarth_2023_05_05 | 2024 | Biomass + CCS | Generation | Electricity | ON | Dispatch-Generation | VOM | 0 | [6 empty] | 0.8548 | 0
LCP_Inputs_ON_Electric_Howarth_2023_05_05 | 2024 | Biomass + CCS | Generation | Electricity | PJ | Dispatch-Generation | EmissionsCost | 0 | [6 empty] | 0.8548 | 0
LCP_Inputs_ON_Electric_Howarth_2023_05_05 | 2024 | Biomass + CCS | Generation | Electricity | PJ | Dispatch-Generation | FuelCost | 0 | [6 empty] | 0.8548 | 0
LCP_Inputs_ON_Electric_Howarth_2023_05_05 | 2024 | Biomass + CCS | Generation | Electricity | PJ | Dispatch-Generation | VOM | 0 | [6 empty] | 0.8548 | 0
LCP_Inputs_ON_Electric_Howarth_2023_05_05 | 2024 | Biomass + CCS | Generation | Electricity | QC | Dispatch-Generation | EmissionsCost | 0 | [6 empty] | 0.8548 | 0
LCP_Inputs_ON_Electric_Howarth_2023_05_05 | 2024 | Biomass + CCS | Generation | Electricity | QC | Dispatch-Generation | FuelCost | 0 | [6 empty] | 0.8548 | 0
LCP_Inputs_ON_Electric_Howarth_2023_05_05 | 2024 | Biomass + CCS | Generation | Electricity | QC | Dispatch-Generation | VOM | 0 | [6 empty] | 0.8548 | 0
LCP_Inputs_ON_Electric_Howarth_2023_05_05 | 2024 | Biomass + CCS | Generation | Electricity | WC | Dispatch-Generation | EmissionsCost | 0 | [6 empty] | 0.8548 | 0
LCP_Inputs_ON_Electric_Howarth_2023_05_05 | 2024 | Biomass + CCS | Generation | Electricity | WC | Dispatch-Generation | FuelCost | 0 | [6 empty] | 0.8548 | 0
LCP_Inputs_ON_Electric_Howarth_2023_05_05 | 2024 | Biomass + CCS | Generation | Electricity | WC | Dispatch-Generation | VOM | 0 | [6 empty] | 0.8548 | 0
LCP_Inputs_ON_Electric_Howarth_2023_05_05 | 2024 | CH4 + CCS | Generation | Methane | MI | Dispatch-Generation | EmissionsCost | 0 | [6 empty] | 0.8548 | 0
LCP_Inputs_ON_Electric_Howarth_2023_05_05 | 2024 | CH4 + CCS | Generation | Methane | MI | Dispatch-Generation | FuelCost | 0 | [6 empty] | 0.8548 | 0
LCP_Inputs_ON_Electric_Howarth_2023_05_05 | 2024 | CH4 + CCS | Generation | Methane | MI | Dispatch-Generation | VOM | 0 | [6 empty] | 0.8548 | 0
LCP_Inputs_ON_Electric_Howarth_2023_05_05 | 2024 | CH4 + CCS | Generation | Methane | NY | Dispatch-Generation | EmissionsCost | 0 | [6 empty] | 0.8548 | 0
LCP_Inputs_ON_Electric_Howarth_2023_05_05 | 2024 | CH4 + CCS | Generation | Methane | NY | Dispatch-Generation | FuelCost | 0 | [6 empty] | 0.8548 | 0
LCP_Inputs_ON_Electric_Howarth_2023_05_05 | 2024 | CH4 + CCS | Generation | Methane | NY | Dispatch-Generation | VOM | 0 | [6 empty] | 0.8548 | 0
LCP_Inputs_ON_Electric_Howarth_2023_05_05 | 2024 | CH4 + CCS | Generation | Methane | ON | Dispatch-Generation | EmissionsCost | 0 | [6 empty] | 0.8548 | 0
LCP_Inputs_ON_Electric_Howarth_2023_05_05 | 2024 | CH4 + CCS | Generation | Methane | ON | Dispatch-Generation | FuelCost | 0 | [6 empty] | 0.8548 | 0
LCP_Inputs_ON_Electric_Howarth_2023_05_05 | 2024 | CH4 + CCS | Generation | Methane | ON | Dispatch-Generation | VOM | 0 | [6 empty] | 0.8548 | 0
LCP_Inputs_ON_Electric_Howarth_2023_05_05 | 2024 | CH4 + CCS | Generation | Methane | PJ | Dispatch-Generation | EmissionsCost | 0 | [6 empty] | 0.8548 | 0
LCP_Inputs_ON_Electric_Howarth_2023_05_05 | 2024 | CH4 + CCS | Generation | Methane | PJ | Dispatch-Generation | FuelCost | 0 | [6 empty] | 0.8548 | 0
LCP_Inputs_ON_Electric_Howarth_2023_05_05 | 2024 | CH4 + CCS | Generation | Methane | PJ | Dispatch-Generation | VOM | 0 | [6 empty] | 0.8548 | 0
LCP_Inputs_ON_Electric_Howarth_2023_05_05 | 2024 | CH4 + CCS | Generation | Methane | QC | Dispatch-Generation | EmissionsCost | 0 | [6 empty] | 0.8548 | 0
LCP_Inputs_ON_Electric_Howarth_2023_05_05 | 2024 | CH4 + CCS | Generation | Methane | QC | Dispatch-Generation | FuelCost | 0 | [6 empty] | 0.8548 | 0
LCP_Inputs_ON_Electric_Howarth_2023_05_05 | 2024 | CH4 + CCS | Generation | Methane | QC | Dispatch-Generation | VOM | 0 | [6 empty] | 0.8548 | 0
LCP_Inputs_ON_Electric_Howarth_2023_05_05 | 2024 | CH4 + CCS | Generation | Methane | WC | Dispatch-Generation | EmissionsCost | 0 | [6 empty] | 0.8548 | 0
LCP_Inputs_ON_Electric_Howarth_2023_05_05 | 2024 | CH4 + CCS | Generation | Methane | WC | Dispatch-Generation | FuelCost | 0 | [6 empty] | 0.8548 | 0
LCP_Inputs_ON_Electric_Howarth_2023_05_05 | 2024 | CH4 + CCS | Generation | Methane | WC | Dispatch-Generation | VOM | 0 | [6 empty] | 0.8548 | 0
LCP_Inputs_ON_Electric_Howarth_2023_05_05 | 2024 | CH4 Import - NY 2020 | Import | Methane | MI | Dispatch-Import | EmissionsCost | 0 | [6 empty] | 0.8548 | 0
LCP_Inputs_ON_Electric_Howarth_2023_05_05 | 2024 | CH4 Import - NY 2020 | Import | Methane | MI | Dispatch-Import | FuelCost | 0 | [6 empty] | 0.8548 | 0
LCP_Inputs_ON_Electric_Howarth_2023_05_05 | 2024 | CH4 Import - NY 2020 | Import | Methane | MI | Dispatch-Import | VOM | 0 | [6 empty] | 0.8548 | 0
LCP_Inputs_ON_Electric_Howarth_2023_05_05 | 2024 | CH4 Import - NY 2020 | Import | Methane | NY | Dispatch-Import | EmissionsCost | 282343065.1873 | [6 empty] | 0.8548 | 241348035.4302
LCP_Inputs_ON_Electric_Howarth_2023_05_05 | 2024 | CH4 Import - NY 2020 | Import | Methane | NY | Dispatch-Import | FuelCost | 407790143.0843 | [6 empty] | 0.8548 | 348580723.369
LCP_Inputs_ON_Electric_Howarth_2023_05_05 | 2024 | CH4 Import - NY 2020 | Import | Methane | NY | Dispatch-Import | VOM | 0 | [6 empty] | 0.8548 | 0
LCP_Inputs_ON_Electric_Howarth_2023_05_05 | 2024 | CH4 Import - NY 2020 | Import | Methane | ON | Dispatch-Import | EmissionsCost | 0 | [6 empty] | 0.8548 | 0
LCP_Inputs_ON_Electric_Howarth_2023_05_05 | 2024 | CH4 Import - NY 2020 | Import | Methane | ON | Dispatch-Import | FuelCost | 0 | [6 empty] | 0.8548 | 0
LCP_Inputs_ON_Electric_Howarth_2023_05_05 | 2024 | CH4 Import - NY 2020 | Import | Methane | ON | Dispatch-Import | VOM | 0 | [6 empty] | 0.8548 | 0
LCP_Inputs_ON_Electric_Howarth_2023_05_05 | 2024 | CH4 Import - NY 2020 | Import | Methane | PJ | Dispatch-Import | EmissionsCost | 0 | [6 empty] | 0.8548 | 0
LCP_Inputs_ON_Electric_Howarth_2023_05_05 | 2024 | CH4 Import - NY 2020 | Import | Methane | PJ | Dispatch-Import | FuelCost | 0 | [6 empty] | 0.8548 | 0
LCP_Inputs_ON_Electric_Howarth_2023_05_05 | 2024 | CH4 Import - NY 2020 | Import | Methane | PJ | Dispatch-Import | VOM | 0 | [6 empty] | 0.8548 | 0
LCP_Inputs_ON_Electric_Howarth_2023_05_05 | 2024 | CH4 Import - NY 2020 | Import | Methane | QC | Dispatch-Import | EmissionsCost | 0 | [6 empty] | 0.8548 | 0
LCP_Inputs_ON_Electric_Howarth_2023_05_05 | 2024 | CH4 Import - NY 2020 | Import | Methane | QC | Dispatch-Import | FuelCost | 0 | [6 empty] | 0.8548 | 0
LCP_Inputs_ON_Electric_Howarth_2023_05_05 | 2024 | CH4 Import - NY 2020 | Import | Methane | QC | Dispatch-Import | VOM | 0 | [6 empty] | 0.8548 | 0
LCP_Inputs_ON_Electric_Howarth_2023_05_05 | 2024 | CH4 Import - NY 2020 | Import | Methane | WC | Dispatch-Import | EmissionsCost | 0 | [6 empty] | 0.8548 | 0
LCP_Inputs_ON_Electric_Howarth_2023_05_05 | 2024 | CH4 Import - NY 2020 | Import | Methane | WC | Dispatch-Import | FuelCost | 0 | [6 empty] | 0.8548 | 0
LCP_Inputs_ON_Electric_Howarth_2023_05_05 | 2024 | CH4 Import - NY 2020 | Import | Methane | WC | Dispatch-Import | VOM | 0 | [6 empty] | 0.8548 | 0
LCP_Inputs_ON_Electric_Howarth_2023_05_05 | 2024 | CH4 Import - NY 2030 | Import | Methane | MI | Dispatch-Import | EmissionsCost | 0 | [6 empty] | 0.8548 | 0
LCP_Inputs_ON_Electric_Howarth_2023_05_05 | 2024 | CH4 Import - NY 2030 | Import | Methane | MI | Dispatch-Import | FuelCost | 0 | [6 empty] | 0.8548 | 0
LCP_Inputs_ON_Electric_Howarth_2023_05_05 | 2024 | CH4 Import - NY 2030 | Import | Methane | MI | Dispatch-Import | VOM | 0 | [6 empty] | 0.8548 | 0
LCP_Inputs_ON_Electric_Howarth_2023_05_05 | 2024 | CH4 Import - NY 2030 | Import | Methane | NY | Dispatch-Import | EmissionsCost | 0 | [6 empty] | 0.8548 | 0
LCP_Inputs_ON_Electric_Howarth_2023_05_05 | 2024 | CH4 Import - NY 2030 | Import | Methane | NY | Dispatch-Import | FuelCost | 0 | [6 empty] | 0.8548 | 0
LCP_Inputs_ON_Electric_Howarth_2023_05_05 | 2024 | CH4 Import - NY 2030 | Import | Methane | NY | Dispatch-Import | VOM | 0 | [6 empty] | 0.8548 | 0
LCP_Inputs_ON_Electric_Howarth_2023_05_05 | 2024 | CH4 Import - NY 2030 | Import | Methane | ON | Dispatch-Import | EmissionsCost | 0 | [6 empty] | 0.8548 | 0
LCP_Inputs_ON_Electric_Howarth_2023_05_05 | 2024 | CH4 Import - NY 2030 | Import | Methane | ON | Dispatch-Import | FuelCost | 0 | [6 empty] | 0.8548 | 0
LCP_Inputs_ON_Electric_Howarth_2023_05_05 | 2024 | CH4 Import - NY 2030 | Import | Methane | ON | Dispatch-Import | VOM | 0 | [6 empty] | 0.8548 | 0
LCP_Inputs_ON_Electric_Howarth_2023_05_05 | 2024 | CH4 Import - NY 2030 | Import | Methane | PJ | Dispatch-Import | EmissionsCost | 0 | [6 empty] | 0.8548 | 0
LCP_Inputs_ON_Electric_Howarth_2023_05_05 | 2024 | CH4 Import - NY 2030 | Import | Methane | PJ | Dispatch-Import | FuelCost | 0 | [6 empty] | 0.8548 | 0
LCP_Inputs_ON_Electric_Howarth_2023_05_05 | 2024 | CH4 Import - NY 2030 | Import | Methane | PJ | Dispatch-Import | VOM | 0 | [6 empty] | 0.8548 | 0
LCP_Inputs_ON_Electric_Howarth_2023_05_05 | 2024 | CH4 Import - NY 2030 | Import | Methane | QC | Dispatch-Import | EmissionsCost | 0 | [6 empty] | 0.8548 | 0
LCP_Inputs_ON_Electric_Howarth_2023_05_05 | 2024 | CH4 Import - NY 2030 | Import | Methane | QC | Dispatch-Import | FuelCost | 0 | [6 empty] | 0.8548 | 0
LCP_Inputs_ON_Electric_Howarth_2023_05_05 | 2024 | CH4 Import - NY 2030 | Import | Methane | QC | Dispatch-Import | VOM | 0 | [6 empty] | 0.8548 | 0
LCP_Inputs_ON_Electric_Howarth_2023_05_05 | 2024 | CH4 Import - NY 2030 | Import | Methane | WC | Dispatch-Import | EmissionsCost | 0 | [6 empty] | 0.8548 | 0
LCP_Inputs_ON_Electric_Howarth_2023_05_05 | 2024 | CH4 Import - NY 2030 | Import | Methane | WC | Dispatch-Import | FuelCost | 0 | [6 empty] | 0.8548 | 0
LCP_Inputs_ON_Electric_Howarth_2023_05_05 | 2024 | CH4 Import - NY 2030 | Import | Methane | WC | Dispatch-Import | VOM | 0 | [6 empty] | 0.8548 | 0
LCP_Inputs_ON_Electric_Howarth_2023_05_05 | 2024 | CH4 Import - NY 2040 | Import | Methane | MI | Dispatch-Import | EmissionsCost | 0 | [6 empty] | 0.8548 | 0
LCP_Inputs_ON_Electric_Howarth_2023_05_05 | 2024 | CH4 Import - NY 2040 | Import | Methane | MI | Dispatch-Import | FuelCost | 0 | [6 empty] | 0.8548 | 0
LCP_Inputs_ON_Electric_Howarth_2023_05_05 | 2024 | CH4 Import - NY 2040 | Import | Methane | MI | Dispatch-Import | VOM | 0 | [6 empty] | 0.8548 | 0
LCP_Inputs_ON_Electric_Howarth_2023_05_05 | 2024 | CH4 Import - NY 2040 | Import | Methane | NY | Dispatch-Import | EmissionsCost | 0 | [6 empty] | 0.8548 | 0
LCP_Inputs_ON_Electric_Howarth_2023_05_05 | 2024 | CH4 Import - NY 2040 | Import | Methane | NY | Dispatch-Import | FuelCost | 0 | [6 empty] | 0.8548 | 0
LCP_Inputs_ON_Electric_Howarth_2023_05_05 | 2024 | CH4 Import - NY 2040 | Import | Methane | NY | Dispatch-Import | VOM | 0 | [6 empty] | 0.8548 | 0
LCP_Inputs_ON_Electric_Howarth_2023_05_05 | 2024 | CH4 Import - NY 2040 | Import | Methane | ON | Dispatch-Import | EmissionsCost | 0 | [6 empty] | 0.8548 | 0
LCP_Inputs_ON_Electric_Howarth_2023_05_05 | 2024 | CH4 Import - NY 2040 | Import | Methane | ON | Dispatch-Import | FuelCost | 0 | [6 empty] | 0.8548 | 0
LCP_Inputs_ON_Electric_Howarth_2023_05_05 | 2024 | CH4 Import - NY 2040 | Import | Methane | ON | Dispatch-Import | VOM | 0 | [6 empty] | 0.8548 | 0
LCP_Inputs_ON_Electric_Howarth_2023_05_05 | 2024 | CH4 Import - NY 2040 | Import | Methane | PJ | Dispatch-Import | EmissionsCost | 0 | [6 empty] | 0.8548 | 0
LCP_Inputs_ON_Electric_Howarth_2023_05_05 | 2024 | CH4 Import - NY 2040 | Import | Methane | PJ | Dispatch-Import | FuelCost | 0 | [6 empty] | 0.8548 | 0
LCP_Inputs_ON_Electric_Howarth_2023_05_05 | 2024 | CH4 Import - NY 2040 | Import | Methane | PJ | Dispatch-Import | VOM | 0 | [6 empty] | 0.8548 | 0
LCP_Inputs_ON_Electric_Howarth_2023_05_05 | 2024 | CH4 Import - NY 2040 | Import | Methane | QC | Dispatch-Import | EmissionsCost | 0 | [6 empty] | 0.8548 | 0
LCP_Inputs_ON_Electric_Howarth_2023_05_05 | 2024 | CH4 Import - NY 2040 | Import | Methane | QC | Dispatch-Import | FuelCost | 0 | [6 empty] | 0.8548 | 0
LCP_Inputs_ON_Electric_Howarth_2023_05_05 | 2024 | CH4 Import - NY 2040 | Import | Methane | QC | Dispatch-Import | VOM | 0 | [6 empty] | 0.8548 | 0
LCP_Inputs_ON_Electric_Howarth_2023_05_05 | 2024 | CH4 Import - NY 2040 | Import | Methane | WC | Dispatch-Import | EmissionsCost | 0 | [6 empty] | 0.8548 | 0
LCP_Inputs_ON_Electric_Howarth_2023_05_05 | 2024 | CH4 Import - NY 2040 | Import | Methane | WC | Dispatch-Import | FuelCost | 0 | [6 empty] | 0.8548 | 0
LCP_Inputs_ON_Electric_Howarth_2023_05_05 | 2024 | CH4 Import - NY 2040 | Import | Methane | WC | Dispatch-Import | VOM | 0 | [6 empty] | 0.8548 | 0
LCP_Inputs_ON_Electric_Howarth_2023_05_05 | 2024 | CH4 Import - NY 2050 | Import | Methane | MI | Dispatch-Import | EmissionsCost | 0 | [6 empty] | 0.8548 | 0
LCP_Inputs_ON_Electric_Howarth_2023_05_05 | 2024 | CH4 Import - NY 2050 | Import | Methane | MI | Dispatch-Import | FuelCost | 0 | [6 empty] | 0.8548 | 0
LCP_Inputs_ON_Electric_Howarth_2023_05_05 | 2024 | CH4 Import - NY 2050 | Import | Methane | MI | Dispatch-Import | VOM | 0 | [6 empty] | 0.8548 | 0
LCP_Inputs_ON_Electric_Howarth_2023_05_05 | 2024 | CH4 Import - NY 2050 | Import | Methane | NY | Dispatch-Import | EmissionsCost | 0 | [6 empty] | 0.8548 | 0
LCP_Inputs_ON_Electric_Howarth_2023_05_05 | 2024 | CH4 Import - NY 2050 | Import | Methane | NY | Dispatch-Import | FuelCost | 0 | [6 empty] | 0.8548 | 0
LCP_Inputs_ON_Electric_Howarth_2023_05_05 | 2024 | CH4 Import - NY 2050 | Import | Methane | NY | Dispatch-Import | VOM | 0 | [6 empty] | 0.8548 | 0
LCP_Inputs_ON_Electric_Howarth_2023_05_05 | 2024 | CH4 Import - NY 2050 | Import | Methane | ON | Dispatch-Import | EmissionsCost | 0 | [6 empty] | 0.8548 | 0
LCP_Inputs_ON_Electric_Howarth_2023_05_05 | 2024 | CH4 Import - NY 2050 | Import | Methane | ON | Dispatch-Import | FuelCost | 0 | [6 empty] | 0.8548 | 0
LCP_Inputs_ON_Electric_Howarth_2023_05_05 | 2024 | CH4 Import - NY 2050 | Import | Methane | ON | Dispatch-Import | VOM | 0 | [6 empty] | 0.8548 | 0
LCP_Inputs_ON_Electric_Howarth_2023_05_05 | 2024 | CH4 Import - NY 2050 | Import | Methane | PJ | Dispatch-Import | EmissionsCost | 0 | [6 empty] | 0.8548 | 0
LCP_Inputs_ON_Electric_Howarth_2023_05_05 | 2024 | CH4 Import - NY 2050 | Import | Methane | PJ | Dispatch-Import | FuelCost | 0 | [6 empty] | 0.8548 | 0
LCP_Inputs_ON_Electric_Howarth_2023_05_05 | 2024 | CH4 Import - NY 2050 | Import | Methane | PJ | Dispatch-Import | VOM | 0 | [6 empty] | 0.8548 | 0
LCP_Inputs_ON_Electric_Howarth_2023_05_05 | 2024 | CH4 Import - NY 2050 | Import | Methane | QC | Dispatch-Import | EmissionsCost | 0 | [6 empty] | 0.8548 | 0
LCP_Inputs_ON_Electric_Howarth_2023_05_05 | 2024 | CH4 Import - NY 2050 | Import | Methane | QC | Dispatch-Import | FuelCost | 0 | [6 empty] | 0.8548 | 0
LCP_Inputs_ON_Electric_Howarth_2023_05_05 | 2024 | CH4 Import - NY 2050 | Import | Methane | QC | Dispatch-Import | VOM | 0 | [6 empty] | 0.8548 | 0
LCP_Inputs_ON_Electric_Howarth_2023_05_05 | 2024 | CH4 Import - NY 2050 | Import | Methane | WC | Dispatch-Import | EmissionsCost | 0 | [6 empty] | 0.8548 | 0
LCP_Inputs_ON_Electric_Howarth_2023_05_05 | 2024 | CH4 Import - NY 2050 | Import | Methane | WC | Dispatch-Import | FuelCost | 0 | [6 empty] | 0.8548 | 0
LCP_Inputs_ON_Electric_Howarth_2023_05_05 | 2024 | CH4 Import - NY 2050 | Import | Methane | WC | Dispatch-Import | VOM | 0 | [6 empty] | 0.8548 | 0
LCP_Inputs_ON_Electric_Howarth_2023_05_05 | 2024 | CH4 Import - WC 2020 | Import | Methane | MI | Dispatch-Import | EmissionsCost | 0 | [6 empty] | 0.8548 | 0
LCP_Inputs_ON_Electric_Howarth_2023_05_05 | 2024 | CH4 Import - WC 2020 | Import | Methane | MI | Dispatch-Import | FuelCost | 0 | [6 empty] | 0.8548 | 0
LCP_Inputs_ON_Electric_Howarth_2023_05_05 | 2024 | CH4 Import - WC 2020 | Import | Methane | MI | Dispatch-Import | VOM | 0 | [6 empty] | 0.8548 | 0
LCP_Inputs_ON_Electric_Howarth_2023_05_05 | 2024 | CH4 Import - WC 2020 | Import | Methane | NY | Dispatch-Import | EmissionsCost | 0 | [6 empty] | 0.8548 | 0
LCP_Inputs_ON_Electric_Howarth_2023_05_05 | 2024 | CH4 Import - WC 2020 | Import | Methane | NY | Dispatch-Import | FuelCost | 0 | [6 empty] | 0.8548 | 0
LCP_Inputs_ON_Electric_Howarth_2023_05_05 | 2024 | CH4 Import - WC 2020 | Import | Methane | NY | Dispatch-Import | VOM | 0 | [6 empty] | 0.8548 | 0
LCP_Inputs_ON_Electric_Howarth_2023_05_05 | 2024 | CH4 Import - WC 2020 | Import | Methane | ON | Dispatch-Import | EmissionsCost | 0 | [6 empty] | 0.8548 | 0
LCP_Inputs_ON_Electric_Howarth_2023_05_05 | 2024 | CH4 Import - WC 2020 | Import | Methane | ON | Dispatch-Import | FuelCost | 0 | [6 empty] | 0.8548 | 0
LCP_Inputs_ON_Electric_Howarth_2023_05_05 | 2024 | CH4 Import - WC 2020 | Import | Methane | ON | Dispatch-Import | VOM | 0 | [6 empty] | 0.8548 | 0
LCP_Inputs_ON_Electric_Howarth_2023_05_05 | 2024 | CH4 Import - WC 2020 | Import | Methane | PJ | Dispatch-Import | EmissionsCost | 0 | [6 empty] | 0.8548 | 0
LCP_Inputs_ON_Electric_Howarth_2023_05_05 | 2024 | CH4 Import - WC 2020 | Import | Methane | PJ | Dispatch-Import | FuelCost | 0 | [6 empty] | 0.8548 | 0
LCP_Inputs_ON_Electric_Howarth_2023_05_05 | 2024 | CH4 Import - WC 2020 | Import | Methane | PJ | Dispatch-Import | VOM | 0 | [6 empty] | 0.8548 | 0
LCP_Inputs_ON_Electric_Howarth_2023_05_05 | 2024 | CH4 Import - WC 2020 | Import | Methane | QC | Dispatch-Import | EmissionsCost | 0 | [6 empty] | 0.8548 | 0
LCP_Inputs_ON_Electric_Howarth_2023_05_05 | 2024 | CH4 Import - WC 2020 | Import | Methane | QC | Dispatch-Import | FuelCost | 0 | [6 empty] | 0.8548 | 0
LCP_Inputs_ON_Electric_Howarth_2023_05_05 | 2024 | CH4 Import - WC 2020 | Import | Methane | QC | Dispatch-Import | VOM | 0 | [6 empty] | 0.8548 | 0
LCP_Inputs_ON_Electric_Howarth_2023_05_05 | 2024 | CH4 Import - WC 2020 | Import | Methane | WC | Dispatch-Import | EmissionsCost | 1306945408.6229 | [6 empty] | 0.8548 | 1117182412.7379
LCP_Inputs_ON_Electric_Howarth_2023_05_05 | 2024 | CH4 Import - WC 2020 | Import | Methane | WC | Dispatch-Import | FuelCost | 1887630761.6486 | [6 empty] | 0.8548 | 1613554686.1739
LCP_Inputs_ON_Electric_Howarth_2023_05_05 | 2024 | CH4 Import - WC 2020 | Import | Methane | WC | Dispatch-Import | VOM | 0 | [6 empty] | 0.8548 | 0
LCP_Inputs_ON_Electric_Howarth_2023_05_05 | 2024 | CH4 Import - WC 2030 | Import | Methane | MI | Dispatch-Import | EmissionsCost | 0 | [6 empty] | 0.8548 | 0
LCP_Inputs_ON_Electric_Howarth_2023_05_05 | 2024 | CH4 Import - WC 2030 | Import | Methane | MI | Dispatch-Import | FuelCost | 0 | [6 empty] | 0.8548 | 0
LCP_Inputs_ON_Electric_Howarth_2023_05_05 | 2024 | CH4 Import - WC 2030 | Import | Methane | MI | Dispatch-Import | VOM | 0 | [6 empty] | 0.8548 | 0
LCP_Inputs_ON_Electric_Howarth_2023_05_05 | 2024 | CH4 Import - WC 2030 | Import | Methane | NY | Dispatch-Import | EmissionsCost | 0 | [6 empty] | 0.8548 | 0
LCP_Inputs_ON_Electric_Howarth_2023_05_05 | 2024 | CH4 Import - WC 2030 | Import | Methane | NY | Dispatch-Import | FuelCost | 0 | [6 empty] | 0.8548 | 0
LCP_Inputs_ON_Electric_Howarth_2023_05_05 | 2024 | CH4 Import - WC 2030 | Import | Methane | NY | Dispatch-Import | VOM | 0 | [6 empty] | 0.8548 | 0
LCP_Inputs_ON_Electric_Howarth_2023_05_05 | 2024 | CH4 Import - WC 2030 | Import | Methane | ON | Dispatch-Import | EmissionsCost | 0 | [6 empty] | 0.8548 | 0
LCP_Inputs_ON_Electric_Howarth_2023_05_05 | 2024 | CH4 Import - WC 2030 | Import | Methane | ON | Dispatch-Import | FuelCost | 0 | [6 empty] | 0.8548 | 0
LCP_Inputs_ON_Electric_Howarth_2023_05_05 | 2024 | CH4 Import - WC 2030 | Import | Methane | ON | Dispatch-Import | VOM | 0 | [6 empty] | 0.8548 | 0
LCP_Inputs_ON_Electric_Howarth_2023_05_05 | 2024 | CH4 Import - WC 2030 | Import | Methane | PJ | Dispatch-Import | EmissionsCost | 0 | [6 empty] | 0.8548 | 0
LCP_Inputs_ON_Electric_Howarth_2023_05_05 | 2024 | CH4 Import - WC 2030 | Import | Methane | PJ | Dispatch-Import | FuelCost | 0 | [6 empty] | 0.8548 | 0
LCP_Inputs_ON_Electric_Howarth_2023_05_05 | 2024 | CH4 Import - WC 2030 | Import | Methane | PJ | Dispatch-Import | VOM | 0 | [6 empty] | 0.8548 | 0
LCP_Inputs_ON_Electric_Howarth_2023_05_05 | 2024 | CH4 Import - WC 2030 | Import | Methane | QC | Dispatch-Import | EmissionsCost | 0 | [6 empty] | 0.8548 | 0
LCP_Inputs_ON_Electric_Howarth_2023_05_05 | 2024 | CH4 Import - WC 2030 | Import | Methane | QC | Dispatch-Import | FuelCost | 0 | [6 empty] | 0.8548 | 0
LCP_Inputs_ON_Electric_Howarth_2023_05_05 | 2024 | CH4 Import - WC 2030 | Import | Methane | QC | Dispatch-Import | VOM | 0 | [6 empty] | 0.8548 | 0
LCP_Inputs_ON_Electric_Howarth_2023_05_05 | 2024 | CH4 Import - WC 2030 | Import | Methane | WC | Dispatch-Import | EmissionsCost | 0 | [6 empty] | 0.8548 | 0
LCP_Inputs_ON_Electric_Howarth_2023_05_05 | 2024 | CH4 Import - WC 2030 | Import | Methane | WC | Dispatch-Import | FuelCost | 0 | [6 empty] | 0.8548 | 0
LCP_Inputs_ON_Electric_Howarth_2023_05_05 | 2024 | CH4 Import - WC 2030 | Import | Methane | WC | Dispatch-Import | VOM | 0 | [6 empty] | 0.8548 | 0
LCP_Inputs_ON_Electric_Howarth_2023_05_05 | 2024 | CH4 Import - WC 2040 | Import | Methane | MI | Dispatch-Import | EmissionsCost | 0 | [6 empty] | 0.8548 | 0
LCP_Inputs_ON_Electric_Howarth_2023_05_05 | 2024 | CH4 Import - WC 2040 | Import | Methane | MI | Dispatch-Import | FuelCost | 0 | [6 empty] | 0.8548 | 0
LCP_Inputs_ON_Electric_Howarth_2023_05_05 | 2024 | CH4 Import - WC 2040 | Import | Methane | MI | Dispatch-Import | VOM | 0 | [6 empty] | 0.8548 | 0
LCP_Inputs_ON_Electric_Howarth_2023_05_05 | 2024 | CH4 Import - WC 2040 | Import | Methane | NY | Dispatch-Import | EmissionsCost | 0 | [6 empty] | 0.8548 | 0
LCP_Inputs_ON_Electric_Howarth_2023_05_05 | 2024 | CH4 Import - WC 2040 | Import | Methane | NY | Dispatch-Import | FuelCost | 0 | [6 empty] | 0.8548 | 0
LCP_Inputs_ON_Electric_Howarth_2023_05_05 | 2024 | CH4 Import - WC 2040 | Import | Methane | NY | Dispatch-Import | VOM | 0 | [6 empty] | 0.8548 | 0
LCP_Inputs_ON_Electric_Howarth_2023_05_05 | 2024 | CH4 Import - WC 2040 | Import | Methane | ON | Dispatch-Import | EmissionsCost | 0 | [6 empty] | 0.8548 | 0
LCP_Inputs_ON_Electric_Howarth_2023_05_05 | 2024 | CH4 Import - WC 2040 | Import | Methane | ON | Dispatch-Import | FuelCost | 0 | [6 empty] | 0.8548 | 0
LCP_Inputs_ON_Electric_Howarth_2023_05_05 | 2024 | CH4 Import - WC 2040 | Import | Methane | ON | Dispatch-Import | VOM | 0 | [6 empty] | 0.8548 | 0
LCP_Inputs_ON_Electric_Howarth_2023_05_05 | 2024 | CH4 Import - WC 2040 | Import | Methane | PJ | Dispatch-Import | EmissionsCost | 0 | [6 empty] | 0.8548 | 0
LCP_Inputs_ON_Electric_Howarth_2023_05_05 | 2024 | CH4 Import - WC 2040 | Import | Methane | PJ | Dispatch-Import | FuelCost | 0 | [6 empty] | 0.8548 | 0
LCP_Inputs_ON_Electric_Howarth_2023_05_05 | 2024 | CH4 Import - WC 2040 | Import | Methane | PJ | Dispatch-Import | VOM | 0 | [6 empty] | 0.8548 | 0
LCP_Inputs_ON_Electric_Howarth_2023_05_05 | 2024 | CH4 Import - WC 2040 | Import | Methane | QC | Dispatch-Import | EmissionsCost | 0 | [6 empty] | 0.8548 | 0
LCP_Inputs_ON_Electric_Howarth_2023_05_05 | 2024 | CH4 Import - WC 2040 | Import | Methane | QC | Dispatch-Import | FuelCost | 0 | [6 empty] | 0.8548 | 0
LCP_Inputs_ON_Electric_Howarth_2023_05_05 | 2024 | CH4 Import - WC 2040 | Import | Methane | QC | Dispatch-Import | VOM | 0 | [6 empty] | 0.8548 | 0
LCP_Inputs_ON_Electric_Howarth_2023_05_05 | 2024 | CH4 Import - WC 2040 | Import | Methane | WC | Dispatch-Import | EmissionsCost | 0 | [6 empty] | 0.8548 | 0
LCP_Inputs_ON_Electric_Howarth_2023_05_05 | 2024 | CH4 Import - WC 2040 | Import | Methane | WC | Dispatch-Import | FuelCost | 0 | [6 empty] | 0.8548 | 0
LCP_Inputs_ON_Electric_Howarth_2023_05_05 | 2024 | CH4 Import - WC 2040 | Import | Methane | WC | Dispatch-Import | VOM | 0 | [6 empty] | 0.8548 | 0
LCP_Inputs_ON_Electric_Howarth_2023_05_05 | 2024 | CH4 Import - WC 2050 | Import | Methane | MI | Dispatch-Import | EmissionsCost | 0 | [6 empty] | 0.8548 | 0
LCP_Inputs_ON_Electric_Howarth_2023_05_05 | 2024 | CH4 Import - WC 2050 | Import | Methane | MI | Dispatch-Import | FuelCost | 0 | [6 empty] | 0.8548 | 0
LCP_Inputs_ON_Electric_Howarth_2023_05_05 | 2024 | CH4 Import - WC 2050 | Import | Methane | MI | Dispatch-Import | VOM | 0 | [6 empty] | 0.8548 | 0
LCP_Inputs_ON_Electric_Howarth_2023_05_05 | 2024 | CH4 Import - WC 2050 | Import | Methane | NY | Dispatch-Import | EmissionsCost | 0 | [6 empty] | 0.8548 | 0
LCP_Inputs_ON_Electric_Howarth_2023_05_05 | 2024 | CH4 Import - WC 2050 | Import | Methane | NY | Dispatch-Import | FuelCost | 0 | [6 empty] | 0.8548 | 0
LCP_Inputs_ON_Electric_Howarth_2023_05_05 | 2024 | CH4 Import - WC 2050 | Import | Methane | NY | Dispatch-Import | VOM | 0 | [6 empty] | 0.8548 | 0
LCP_Inputs_ON_Electric_Howarth_2023_05_05 | 2024 | CH4 Import - WC 2050 | Import | Methane | ON | Dispatch-Import | EmissionsCost | 0 | [6 empty] | 0.8548 | 0
LCP_Inputs_ON_Electric_Howarth_2023_05_05 | 2024 | CH4 Import - WC 2050 | Import | Methane | ON | Dispatch-Import | FuelCost | 0 | [6 empty] | 0.8548 | 0
LCP_Inputs_ON_Electric_Howarth_2023_05_05 | 2024 | CH4 Import - WC 2050 | Import | Methane | ON | Dispatch-Import | VOM | 0 | [6 empty] | 0.8548 | 0
LCP_Inputs_ON_Electric_Howarth_2023_05_05 | 2024 | CH4 Import - WC 2050 | Import | Methane | PJ | Dispatch-Import | EmissionsCost | 0 | [6 empty] | 0.8548 | 0
LCP_Inputs_ON_Electric_Howarth_2023_05_05 | 2024 | CH4 Import - WC 2050 | Import | Methane | PJ | Dispatch-Import | FuelCost | 0 | [6 empty] | 0.8548 | 0
LCP_Inputs_ON_Electric_Howarth_2023_05_05 | 2024 | CH4 Import - WC 2050 | Import | Methane | PJ | Dispatch-Import | VOM | 0 | [6 empty] | 0.8548 | 0
LCP_Inputs_ON_Electric_Howarth_2023_05_05 | 2024 | CH4 Import - WC 2050 | Import | Methane | QC | Dispatch-Import | EmissionsCost | 0 | [6 empty] | 0.8548 | 0
LCP_Inputs_ON_Electric_Howarth_2023_05_05 | 2024 | CH4 Import - WC 2050 | Import | Methane | QC | Dispatch-Import | FuelCost | 0 | [6 empty] | 0.8548 | 0
LCP_Inputs_ON_Electric_Howarth_2023_05_05 | 2024 | CH4 Import - WC 2050 | Import | Methane | QC | Dispatch-Import | VOM | 0 | [6 empty] | 0.8548 | 0
LCP_Inputs_ON_Electric_Howarth_2023_05_05 | 2024 | CH4 Import - WC 2050 | Import | Methane | WC | Dispatch-Import | EmissionsCost | 0 | [6 empty] | 0.8548 | 0
LCP_Inputs_ON_Electric_Howarth_2023_05_05 | 2024 | CH4 Import - WC 2050 | Import | Methane | WC | Dispatch-Import | FuelCost | 0 | [6 empty] | 0.8548 | 0
LCP_Inputs_ON_Electric_Howarth_2023_05_05 | 2024 | CH4 Import - WC 2050 | Import | Methane | WC | Dispatch-Import | VOM | 0 | [6 empty] | 0.8548 | 0
LCP_Inputs_ON_Electric_Howarth_2023_05_05 | 2024 | CH4 Salt Cavern Storage - ON | Storage | Methane | MI | Dispatch-Storage | EmissionsCost | 0 | [6 empty] | 0.8548 | 0
LCP_Inputs_ON_Electric_Howarth_2023_05_05 | 2024 | CH4 Salt Cavern Storage - ON | Storage | Methane | MI | Dispatch-Storage | FuelCost | 0 | [6 empty] | 0.8548 | 0
LCP_Inputs_ON_Electric_Howarth_2023_05_05 | 2024 | CH4 Salt Cavern Storage - ON | Storage | Methane | MI | Dispatch-Storage | VOM | 0 | [6 empty] | 0.8548 | 0
LCP_Inputs_ON_Electric_Howarth_2023_05_05 | 2024 | CH4 Salt Cavern Storage - ON | Storage | Methane | NY | Dispatch-Storage | EmissionsCost | 0 | [6 empty] | 0.8548 | 0
LCP_Inputs_ON_Electric_Howarth_2023_05_05 | 2024 | CH4 Salt Cavern Storage - ON | Storage | Methane | NY | Dispatch-Storage | FuelCost | 0 | [6 empty] | 0.8548 | 0
LCP_Inputs_ON_Electric_Howarth_2023_05_05 | 2024 | CH4 Salt Cavern Storage - ON | Storage | Methane | NY | Dispatch-Storage | VOM | 0 | [6 empty] | 0.8548 | 0
LCP_Inputs_ON_Electric_Howarth_2023_05_05 | 2024 | CH4 Salt Cavern Storage - ON | Storage | Methane | ON | Dispatch-Storage | EmissionsCost | 0 | [6 empty] | 0.8548 | 0
LCP_Inputs_ON_Electric_Howarth_2023_05_05 | 2024 | CH4 Salt Cavern Storage - ON | Storage | Methane | ON | Dispatch-Storage | FuelCost | 0 | [6 empty] | 0.8548 | 0
LCP_Inputs_ON_Electric_Howarth_2023_05_05 | 2024 | CH4 Salt Cavern Storage - ON | Storage | Methane | ON | Dispatch-Storage | VOM | 691417.653 | [6 empty] | 0.8548 | 591026.7076
LCP_Inputs_ON_Electric_Howarth_2023_05_05 | 2024 | CH4 Salt Cavern Storage - ON | Storage | Methane | PJ | Dispatch-Storage | EmissionsCost | 0 | [6 empty] | 0.8548 | 0
LCP_Inputs_ON_Electric_Howarth_2023_05_05 | 2024 | CH4 Salt Cavern Storage - ON | Storage | Methane | PJ | Dispatch-Storage | FuelCost | 0 | [6 empty] | 0.8548 | 0
LCP_Inputs_ON_Electric_Howarth_2023_05_05 | 2024 | CH4 Salt Cavern Storage - ON | Storage | Methane | PJ | Dispatch-Storage | VOM | 0 | [6 empty] | 0.8548 | 0
LCP_Inputs_ON_Electric_Howarth_2023_05_05 | 2024 | CH4 Salt Cavern Storage - ON | Storage | Methane | QC | Dispatch-Storage | EmissionsCost | 0 | [6 empty] | 0.8548 | 0
LCP_Inputs_ON_Electric_Howarth_2023_05_05 | 2024 | CH4 Salt Cavern Storage - ON | Storage | Methane | QC | Dispatch-Storage | FuelCost | 0 | [6 empty] | 0.8548 | 0
LCP_Inputs_ON_Electric_Howarth_2023_05_05 | 2024 | CH4 Salt Cavern Storage - ON | Storage | Methane | QC | Dispatch-Storage | VOM | 0 | [6 empty] | 0.8548 | 0
LCP_Inputs_ON_Electric_Howarth_2023_05_05 | 2024 | CH4 Salt Cavern Storage - ON | Storage | Methane | WC | Dispatch-Storage | EmissionsCost | 0 | [6 empty] | 0.8548 | 0
LCP_Inputs_ON_Electric_Howarth_2023_05_05 | 2024 | CH4 Salt Cavern Storage - ON | Storage | Methane | WC | Dispatch-Storage | FuelCost | 0 | [6 empty] | 0.8548 | 0
LCP_Inputs_ON_Electric_Howarth_2023_05_05 | 2024 | CH4 Salt Cavern Storage - ON | Storage | Methane | WC | Dispatch-Storage | VOM | 0 | [6 empty] | 0.8548 | 0
LCP_Inputs_ON_Electric_Howarth_2023_05_05 | 2024 | Electrolyser 2020/2030 | Crossload | Hydrogen | MI | Dispatch-Crossload | EmissionsCost | 0 | [6 empty] | 0.8548 | 0
LCP_Inputs_ON_Electric_Howarth_2023_05_05 | 2024 | Electrolyser 2020/2030 | Crossload | Hydrogen | MI | Dispatch-Crossload | FuelCost | 0 | [6 empty] | 0.8548 | 0
LCP_Inputs_ON_Electric_Howarth_2023_05_05 | 2024 | Electrolyser 2020/2030 | Crossload | Hydrogen | MI | Dispatch-Crossload | VOM | 0 | [6 empty] | 0.8548 | 0
LCP_Inputs_ON_Electric_Howarth_2023_05_05 | 2024 | Electrolyser 2020/2030 | Crossload | Hydrogen | NY | Dispatch-Crossload | EmissionsCost | 0 | [6 empty] | 0.8548 | 0
LCP_Inputs_ON_Electric_Howarth_2023_05_05 | 2024 | Electrolyser 2020/2030 | Crossload | Hydrogen | NY | Dispatch-Crossload | FuelCost | 0 | [6 empty] | 0.8548 | 0
LCP_Inputs_ON_Electric_Howarth_2023_05_05 | 2024 | Electrolyser 2020/2030 | Crossload | Hydrogen | NY | Dispatch-Crossload | VOM | 0 | [6 empty] | 0.8548 | 0
LCP_Inputs_ON_Electric_Howarth_2023_05_05 | 2024 | Electrolyser 2020/2030 | Crossload | Hydrogen | ON | Dispatch-Crossload | EmissionsCost | 0 | [6 empty] | 0.8548 | 0
LCP_Inputs_ON_Electric_Howarth_2023_05_05 | 2024 | Electrolyser 2020/2030 | Crossload | Hydrogen | ON | Dispatch-Crossload | FuelCost | 0 | [6 empty] | 0.8548 | 0
LCP_Inputs_ON_Electric_Howarth_2023_05_05 | 2024 | Electrolyser 2020/2030 | Crossload | Hydrogen | ON | Dispatch-Crossload | VOM | 0 | [6 empty] | 0.8548 | 0
LCP_Inputs_ON_Electric_Howarth_2023_05_05 | 2024 | Electrolyser 2020/2030 | Crossload | Hydrogen | PJ | Dispatch-Crossload | EmissionsCost | 0 | [6 empty] | 0.8548 | 0
LCP_Inputs_ON_Electric_Howarth_2023_05_05 | 2024 | Electrolyser 2020/2030 | Crossload | Hydrogen | PJ | Dispatch-Crossload | FuelCost | 0 | [6 empty] | 0.8548 | 0
LCP_Inputs_ON_Electric_Howarth_2023_05_05 | 2024 | Electrolyser 2020/2030 | Crossload | Hydrogen | PJ | Dispatch-Crossload | VOM | 0 | [6 empty] | 0.8548 | 0
LCP_Inputs_ON_Electric_Howarth_2023_05_05 | 2024 | Electrolyser 2020/2030 | Crossload | Hydrogen | QC | Dispatch-Crossload | EmissionsCost | 0 | [6 empty] | 0.8548 | 0
LCP_Inputs_ON_Electric_Howarth_2023_05_05 | 2024 | Electrolyser 2020/2030 | Crossload | Hydrogen | QC | Dispatch-Crossload | FuelCost | 0 | [6 empty] | 0.8548 | 0
LCP_Inputs_ON_Electric_Howarth_2023_05_05 | 2024 | Electrolyser 2020/2030 | Crossload | Hydrogen | QC | Dispatch-Crossload | VOM | 0 | [6 empty] | 0.8548 | 0
LCP_Inputs_ON_Electric_Howarth_2023_05_05 | 2024 | Electrolyser 2020/2030 | Crossload | Hydrogen | WC | Dispatch-Crossload | EmissionsCost | 0 | [6 empty] | 0.8548 | 0
LCP_Inputs_ON_Electric_Howarth_2023_05_05 | 2024 | Electrolyser 2020/2030 | Crossload | Hydrogen | WC | Dispatch-Crossload | FuelCost | 0 | [6 empty] | 0.8548 | 0
LCP_Inputs_ON_Electric_Howarth_2023_05_05 | 2024 | Electrolyser 2020/2030 | Crossload | Hydrogen | WC | Dispatch-Crossload | VOM | 0 | [6 empty] | 0.8548 | 0
LCP_Inputs_ON_Electric_Howarth_2023_05_05 | 2024 | Electrolyser 2040 | Crossload | Hydrogen | MI | Dispatch-Crossload | EmissionsCost | 0 | [6 empty] | 0.8548 | 0
LCP_Inputs_ON_Electric_Howarth_2023_05_05 | 2024 | Electrolyser 2040 | Crossload | Hydrogen | MI | Dispatch-Crossload | FuelCost | 0 | [6 empty] | 0.8548 | 0
LCP_Inputs_ON_Electric_Howarth_2023_05_05 | 2024 | Electrolyser 2040 | Crossload | Hydrogen | MI | Dispatch-Crossload | VOM | 0 | [6 empty] | 0.8548 | 0
LCP_Inputs_ON_Electric_Howarth_2023_05_05 | 2024 | Electrolyser 2040 | Crossload | Hydrogen | NY | Dispatch-Crossload | EmissionsCost | 0 | [6 empty] | 0.8548 | 0
LCP_Inputs_ON_Electric_Howarth_2023_05_05 | 2024 | Electrolyser 2040 | Crossload | Hydrogen | NY | Dispatch-Crossload | FuelCost | 0 | [6 empty] | 0.8548 | 0
LCP_Inputs_ON_Electric_Howarth_2023_05_05 | 2024 | Electrolyser 2040 | Crossload | Hydrogen | NY | Dispatch-Crossload | VOM | 0 | [6 empty] | 0.8548 | 0
LCP_Inputs_ON_Electric_Howarth_2023_05_05 | 2024 | Electrolyser 2040 | Crossload | Hydrogen | ON | Dispatch-Crossload | EmissionsCost | 0 | [6 empty] | 0.8548 | 0
LCP_Inputs_ON_Electric_Howarth_2023_05_05 | 2024 | Electrolyser 2040 | Crossload | Hydrogen | ON | Dispatch-Crossload | FuelCost | 0 | [6 empty] | 0.8548 | 0
LCP_Inputs_ON_Electric_Howarth_2023_05_05 | 2024 | Electrolyser 2040 | Crossload | Hydrogen | ON | Dispatch-Crossload | VOM | 0 | [6 empty] | 0.8548 | 0
LCP_Inputs_ON_Electric_Howarth_2023_05_05 | 2024 | Electrolyser 2040 | Crossload | Hydrogen | PJ | Dispatch-Crossload | EmissionsCost | 0 | [6 empty] | 0.8548 | 0
LCP_Inputs_ON_Electric_Howarth_2023_05_05 | 2024 | Electrolyser 2040 | Crossload | Hydrogen | PJ | Dispatch-Crossload | FuelCost | 0 | [6 empty] | 0.8548 | 0
LCP_Inputs_ON_Electric_Howarth_2023_05_05 | 2024 | Electrolyser 2040 | Crossload | Hydrogen | PJ | Dispatch-Crossload | VOM | 0 | [6 empty] | 0.8548 | 0
LCP_Inputs_ON_Electric_Howarth_2023_05_05 | 2024 | Electrolyser 2040 | Crossload | Hydrogen | QC | Dispatch-Crossload | EmissionsCost | 0 | [6 empty] | 0.8548 | 0
LCP_Inputs_ON_Electric_Howarth_2023_05_05 | 2024 | Electrolyser 2040 | Crossload | Hydrogen | QC | Dispatch-Crossload | FuelCost | 0 | [6 empty] | 0.8548 | 0
LCP_Inputs_ON_Electric_Howarth_2023_05_05 | 2024 | Electrolyser 2040 | Crossload | Hydrogen | QC | Dispatch-Crossload | VOM | 0 | [6 empty] | 0.8548 | 0
LCP_Inputs_ON_Electric_Howarth_2023_05_05 | 2024 | Electrolyser 2040 | Crossload | Hydrogen | WC | Dispatch-Crossload | EmissionsCost | 0 | [6 empty] | 0.8548 | 0
LCP_Inputs_ON_Electric_Howarth_2023_05_05 | 2024 | Electrolyser 2040 | Crossload | Hydrogen | WC | Dispatch-Crossload | FuelCost | 0 | [6 empty] | 0.8548 | 0
LCP_Inputs_ON_Electric_Howarth_2023_05_05 | 2024 | Electrolyser 2040 | Crossload | Hydrogen | WC | Dispatch-Crossload | VOM | 0 | [6 empty] | 0.8548 | 0
LCP_Inputs_ON_Electric_Howarth_2023_05_05 | 2024 | Electrolyser 2050 | Crossload | Hydrogen | MI | Dispatch-Crossload | EmissionsCost | 0 | [6 empty] | 0.8548 | 0
LCP_Inputs_ON_Electric_Howarth_2023_05_05 | 2024 | Electrolyser 2050 | Crossload | Hydrogen | MI | Dispatch-Crossload | FuelCost | 0 | [6 empty] | 0.8548 | 0
LCP_Inputs_ON_Electric_Howarth_2023_05_05 | 2024 | Electrolyser 2050 | Crossload | Hydrogen | MI | Dispatch-Crossload | VOM | 0 | [6 empty] | 0.8548 | 0
LCP_Inputs_ON_Electric_Howarth_2023_05_05 | 2024 | Electrolyser 2050 | Crossload | Hydrogen | NY | Dispatch-Crossload | EmissionsCost | 0 | [6 empty] | 0.8548 | 0
LCP_Inputs_ON_Electric_Howarth_2023_05_05 | 2024 | Electrolyser 2050 | Crossload | Hydrogen | NY | Dispatch-Crossload | FuelCost | 0 | [6 empty] | 0.8548 | 0
LCP_Inputs_ON_Electric_Howarth_2023_05_05 | 2024 | Electrolyser 2050 | Crossload | Hydrogen | NY | Dispatch-Crossload | VOM | 0 | [6 empty] | 0.8548 | 0
LCP_Inputs_ON_Electric_Howarth_2023_05_05 | 2024 | Electrolyser 2050 | Crossload | Hydrogen | ON | Dispatch-Crossload | EmissionsCost | 0 | [6 empty] | 0.8548 | 0
LCP_Inputs_ON_Electric_Howarth_2023_05_05 | 2024 | Electrolyser 2050 | Crossload | Hydrogen | ON | Dispatch-Crossload | FuelCost | 0 | [6 empty] | 0.8548 | 0
LCP_Inputs_ON_Electric_Howarth_2023_05_05 | 2024 | Electrolyser 2050 | Crossload | Hydrogen | ON | Dispatch-Crossload | VOM | 0 | [6 empty] | 0.8548 | 0
LCP_Inputs_ON_Electric_Howarth_2023_05_05 | 2024 | Electrolyser 2050 | Crossload | Hydrogen | PJ | Dispatch-Crossload | EmissionsCost | 0 | [6 empty] | 0.8548 | 0
LCP_Inputs_ON_Electric_Howarth_2023_05_05 | 2024 | Electrolyser 2050 | Crossload | Hydrogen | PJ | Dispatch-Crossload | FuelCost | 0 | [6 empty] | 0.8548 | 0
LCP_Inputs_ON_Electric_Howarth_2023_05_05 | 2024 | Electrolyser 2050 | Crossload | Hydrogen | PJ | Dispatch-Crossload | VOM | 0 | [6 empty] | 0.8548 | 0
LCP_Inputs_ON_Electric_Howarth_2023_05_05 | 2024 | Electrolyser 2050 | Crossload | Hydrogen | QC | Dispatch-Crossload | EmissionsCost | 0 | [6 empty] | 0.8548 | 0
LCP_Inputs_ON_Electric_Howarth_2023_05_05 | 2024 | Electrolyser 2050 | Crossload | Hydrogen | QC | Dispatch-Crossload | FuelCost | 0 | [6 empty] | 0.8548 | 0
LCP_Inputs_ON_Electric_Howarth_2023_05_05 | 2024 | Electrolyser 2050 | Crossload | Hydrogen | QC | Dispatch-Crossload | VOM | 0 | [6 empty] | 0.8548 | 0
LCP_Inputs_ON_Electric_Howarth_2023_05_05 | 2024 | Electrolyser 2050 | Crossload | Hydrogen | WC | Dispatch-Crossload | EmissionsCost | 0 | [6 empty] | 0.8548 | 0
LCP_Inputs_ON_Electric_Howarth_2023_05_05 | 2024 | Electrolyser 2050 | Crossload | Hydrogen | WC | Dispatch-Crossload | FuelCost | 0 | [6 empty] | 0.8548 | 0
LCP_Inputs_ON_Electric_Howarth_2023_05_05 | 2024 | Electrolyser 2050 | Crossload | Hydrogen | WC | Dispatch-Crossload | VOM | 0 | [6 empty] | 0.8548 | 0
LCP_Inputs_ON_Electric_Howarth_2023_05_05 | 2024 | Fossil Fuel Thermal (Coal, Peat, Oil) | Generation | Electricity | MI | Dispatch-Generation | EmissionsCost | 0 | [6 empty] | 0.8548 | 0
LCP_Inputs_ON_Electric_Howarth_2023_05_05 | 2024 | Fossil Fuel Thermal (Coal, Peat, Oil) | Generation | Electricity | MI | Dispatch-Generation | FuelCost | 0 | [6 empty] | 0.8548 | 0
LCP_Inputs_ON_Electric_Howarth_2023_05_05 | 2024 | Fossil Fuel Thermal (Coal, Peat, Oil) | Generation | Electricity | MI | Dispatch-Generation | VOM | 0 | [6 empty] | 0.8548 | 0
LCP_Inputs_ON_Electric_Howarth_2023_05_05 | 2024 | Fossil Fuel Thermal (Coal, Peat, Oil) | Generation | Electricity | NY | Dispatch-Generation | EmissionsCost | 0 | [6 empty] | 0.8548 | 0
LCP_Inputs_ON_Electric_Howarth_2023_05_05 | 2024 | Fossil Fuel Thermal (Coal, Peat, Oil) | Generation | Electricity | NY | Dispatch-Generation | FuelCost | 0 | [6 empty] | 0.8548 | 0
LCP_Inputs_ON_Electric_Howarth_2023_05_05 | 2024 | Fossil Fuel Thermal (Coal, Peat, Oil) | Generation | Electricity | NY | Dispatch-Generation | VOM | 0 | [6 empty] | 0.8548 | 0
LCP_Inputs_ON_Electric_Howarth_2023_05_05 | 2024 | Fossil Fuel Thermal (Coal, Peat, Oil) | Generation | Electricity | ON | Dispatch-Generation | EmissionsCost | 0 | [6 empty] | 0.8548 | 0
LCP_Inputs_ON_Electric_Howarth_2023_05_05 | 2024 | Fossil Fuel Thermal (Coal, Peat, Oil) | Generation | Electricity | ON | Dispatch-Generation | FuelCost | 0 | [6 empty] | 0.8548 | 0
LCP_Inputs_ON_Electric_Howarth_2023_05_05 | 2024 | Fossil Fuel Thermal (Coal, Peat, Oil) | Generation | Electricity | ON | Dispatch-Generation | VOM | 0 | [6 empty] | 0.8548 | 0
LCP_Inputs_ON_Electric_Howarth_2023_05_05 | 2024 | Fossil Fuel Thermal (Coal, Peat, Oil) | Generation | Electricity | PJ | Dispatch-Generation | EmissionsCost | 0 | [6 empty] | 0.8548 | 0
LCP_Inputs_ON_Electric_Howarth_2023_05_05 | 2024 | Fossil Fuel Thermal (Coal, Peat, Oil) | Generation | Electricity | PJ | Dispatch-Generation | FuelCost | 0 | [6 empty] | 0.8548 | 0
LCP_Inputs_ON_Electric_Howarth_2023_05_05 | 2024 | Fossil Fuel Thermal (Coal, Peat, Oil) | Generation | Electricity | PJ | Dispatch-Generation | VOM | 0 | [6 empty] | 0.8548 | 0
LCP_Inputs_ON_Electric_Howarth_2023_05_05 | 2024 | Fossil Fuel Thermal (Coal, Peat, Oil) | Generation | Electricity | QC | Dispatch-Generation | EmissionsCost | 0 | [6 empty] | 0.8548 | 0
LCP_Inputs_ON_Electric_Howarth_2023_05_05 | 2024 | Fossil Fuel Thermal (Coal, Peat, Oil) | Generation | Electricity | QC | Dispatch-Generation | FuelCost | 0 | [6 empty] | 0.8548 | 0
LCP_Inputs_ON_Electric_Howarth_2023_05_05 | 2024 | Fossil Fuel Thermal (Coal, Peat, Oil) | Generation | Electricity | QC | Dispatch-Generation | VOM | 0 | [6 empty] | 0.8548 | 0
LCP_Inputs_ON_Electric_Howarth_2023_05_05 | 2024 | Fossil Fuel Thermal (Coal, Peat, Oil) | Generation | Electricity | WC | Dispatch-Generation | EmissionsCost | 0 | [6 empty] | 0.8548 | 0
LCP_Inputs_ON_Electric_Howarth_2023_05_05 | 2024 | Fossil Fuel Thermal (Coal, Peat, Oil) | Generation | Electricity | WC | Dispatch-Generation | FuelCost | 0 | [6 empty] | 0.8548 | 0
LCP_Inputs_ON_Electric_Howarth_2023_05_05 | 2024 | Fossil Fuel Thermal (Coal, Peat, Oil) | Generation | Electricity | WC | Dispatch-Generation | VOM | 0 | [6 empty] | 0.8548 | 0
LCP_Inputs_ON_Electric_Howarth_2023_05_05 | 2024 | Generic - Generator | Generation | Electricity | MI | Dispatch-Generation | EmissionsCost | 0 | [6 empty] | 0.8548 | 0
LCP_Inputs_ON_Electric_Howarth_2023_05_05 | 2024 | Generic - Generator | Generation | Electricity | MI | Dispatch-Generation | FuelCost | 3915156012.6892 | [6 empty] | 0.8548 | 3346691768.1819
LCP_Inputs_ON_Electric_Howarth_2023_05_05 | 2024 | Generic - Generator | Generation | Electricity | MI | Dispatch-Generation | VOM | 405055337.0793 | [6 empty] | 0.8548 | 346242999.7343
LCP_Inputs_ON_Electric_Howarth_2023_05_05 | 2024 | Generic - Generator | Generation | Electricity | NY | Dispatch-Generation | EmissionsCost | 0 | [6 empty] | 0.8548 | 0
LCP_Inputs_ON_Electric_Howarth_2023_05_05 | 2024 | Generic - Generator | Generation | Electricity | NY | Dispatch-Generation | FuelCost | 1632281015.876 | [6 empty] | 0.8548 | 1395280653.309
LCP_Inputs_ON_Electric_Howarth_2023_05_05 | 2024 | Generic - Generator | Generation | Electricity | NY | Dispatch-Generation | VOM | 168872998.9178 | [6 empty] | 0.8548 | 144353347.2267
LCP_Inputs_ON_Electric_Howarth_2023_05_05 | 2024 | Generic - Generator | Generation | Electricity | ON | Dispatch-Generation | EmissionsCost | 0 | [6 empty] | 0.8548 | 0
LCP_Inputs_ON_Electric_Howarth_2023_05_05 | 2024 | Generic - Generator | Generation | Electricity | ON | Dispatch-Generation | FuelCost | 0 | [6 empty] | 0.8548 | 0
LCP_Inputs_ON_Electric_Howarth_2023_05_05 | 2024 | Generic - Generator | Generation | Electricity | ON | Dispatch-Generation | VOM | 0 | [6 empty] | 0.8548 | 0
LCP_Inputs_ON_Electric_Howarth_2023_05_05 | 2024 | Generic - Generator | Generation | Electricity | PJ | Dispatch-Generation | EmissionsCost | 0 | [6 empty] | 0.8548 | 0
LCP_Inputs_ON_Electric_Howarth_2023_05_05 | 2024 | Generic - Generator | Generation | Electricity | PJ | Dispatch-Generation | FuelCost | 14422259590.9655 | [6 empty] | 0.8548 | 12328207942.476
LCP_Inputs_ON_Electric_Howarth_2023_05_05 | 2024 | Generic - Generator | Generation | Electricity | PJ | Dispatch-Generation | VOM | 1492102281.7812 | [6 empty] | 0.8548 | 1275455283.9116
LCP_Inputs_ON_Electric_Howarth_2023_05_05 | 2024 | Generic - Generator | Generation | Electricity | QC | Dispatch-Generation | EmissionsCost | 0 | [6 empty] | 0.8548 | 0
LCP_Inputs_ON_Electric_Howarth_2023_05_05 | 2024 | Generic - Generator | Generation | Electricity | QC | Dispatch-Generation | FuelCost | 0 | [6 empty] | 0.8548 | 0
LCP_Inputs_ON_Electric_Howarth_2023_05_05 | 2024 | Generic - Generator | Generation | Electricity | QC | Dispatch-Generation | VOM | 0 | [6 empty] | 0.8548 | 0
LCP_Inputs_ON_Electric_Howarth_2023_05_05 | 2024 | Generic - Generator | Generation | Electricity | WC | Dispatch-Generation | EmissionsCost | 0 | [6 empty] | 0.8548 | 0
LCP_Inputs_ON_Electric_Howarth_2023_05_05 | 2024 | Generic - Generator | Generation | Electricity | WC | Dispatch-Generation | FuelCost | 1069473.0011 | [6 empty] | 0.8548 | 914190.0035
LCP_Inputs_ON_Electric_Howarth_2023_05_05 | 2024 | Generic - Generator | Generation | Electricity | WC | Dispatch-Generation | VOM | 110645.8454 | [6 empty] | 0.8548 | 94580.5324
LCP_Inputs_ON_Electric_Howarth_2023_05_05 | 2024 | H2 Import - QC | Import | Hydrogen | MI | Dispatch-Import | EmissionsCost | 0 | [6 empty] | 0.8548 | 0
LCP_Inputs_ON_Electric_Howarth_2023_05_05 | 2024 | H2 Import - QC | Import | Hydrogen | MI | Dispatch-Import | FuelCost | 0 | [6 empty] | 0.8548 | 0
LCP_Inputs_ON_Electric_Howarth_2023_05_05 | 2024 | H2 Import - QC | Import | Hydrogen | MI | Dispatch-Import | VOM | 0 | [6 empty] | 0.8548 | 0
LCP_Inputs_ON_Electric_Howarth_2023_05_05 | 2024 | H2 Import - QC | Import | Hydrogen | NY | Dispatch-Import | EmissionsCost | 0 | [6 empty] | 0.8548 | 0
LCP_Inputs_ON_Electric_Howarth_2023_05_05 | 2024 | H2 Import - QC | Import | Hydrogen | NY | Dispatch-Import | FuelCost | 0 | [6 empty] | 0.8548 | 0
LCP_Inputs_ON_Electric_Howarth_2023_05_05 | 2024 | H2 Import - QC | Import | Hydrogen | NY | Dispatch-Import | VOM | 0 | [6 empty] | 0.8548 | 0
LCP_Inputs_ON_Electric_Howarth_2023_05_05 | 2024 | H2 Import - QC | Import | Hydrogen | ON | Dispatch-Import | EmissionsCost | 0 | [6 empty] | 0.8548 | 0
LCP_Inputs_ON_Electric_Howarth_2023_05_05 | 2024 | H2 Import - QC | Import | Hydrogen | ON | Dispatch-Import | FuelCost | 0 | [6 empty] | 0.8548 | 0
LCP_Inputs_ON_Electric_Howarth_2023_05_05 | 2024 | H2 Import - QC | Import | Hydrogen | ON | Dispatch-Import | VOM | 0 | [6 empty] | 0.8548 | 0
LCP_Inputs_ON_Electric_Howarth_2023_05_05 | 2024 | H2 Import - QC | Import | Hydrogen | PJ | Dispatch-Import | EmissionsCost | 0 | [6 empty] | 0.8548 | 0
LCP_Inputs_ON_Electric_Howarth_2023_05_05 | 2024 | H2 Import - QC | Import | Hydrogen | PJ | Dispatch-Import | FuelCost | 0 | [6 empty] | 0.8548 | 0
LCP_Inputs_ON_Electric_Howarth_2023_05_05 | 2024 | H2 Import - QC | Import | Hydrogen | PJ | Dispatch-Import | VOM | 0 | [6 empty] | 0.8548 | 0
LCP_Inputs_ON_Electric_Howarth_2023_05_05 | 2024 | H2 Import - QC | Import | Hydrogen | QC | Dispatch-Import | EmissionsCost | 0 | [6 empty] | 0.8548 | 0
LCP_Inputs_ON_Electric_Howarth_2023_05_05 | 2024 | H2 Import - QC | Import | Hydrogen | QC | Dispatch-Import | FuelCost | 0 | [6 empty] | 0.8548 | 0
LCP_Inputs_ON_Electric_Howarth_2023_05_05 | 2024 | H2 Import - QC | Import | Hydrogen | QC | Dispatch-Import | VOM | 0 | [6 empty] | 0.8548 | 0
LCP_Inputs_ON_Electric_Howarth_2023_05_05 | 2024 | H2 Import - QC | Import | Hydrogen | WC | Dispatch-Import | EmissionsCost | 0 | [6 empty] | 0.8548 | 0
LCP_Inputs_ON_Electric_Howarth_2023_05_05 | 2024 | H2 Import - QC | Import | Hydrogen | WC | Dispatch-Import | FuelCost | 0 | [6 empty] | 0.8548 | 0
LCP_Inputs_ON_Electric_Howarth_2023_05_05 | 2024 | H2 Import - QC | Import | Hydrogen | WC | Dispatch-Import | VOM | 0 | [6 empty] | 0.8548 | 0
LCP_Inputs_ON_Electric_Howarth_2023_05_05 | 2024 | H2 Import - WC | Import | Hydrogen | MI | Dispatch-Import | EmissionsCost | 0 | [6 empty] | 0.8548 | 0
LCP_Inputs_ON_Electric_Howarth_2023_05_05 | 2024 | H2 Import - WC | Import | Hydrogen | MI | Dispatch-Import | FuelCost | 0 | [6 empty] | 0.8548 | 0
LCP_Inputs_ON_Electric_Howarth_2023_05_05 | 2024 | H2 Import - WC | Import | Hydrogen | MI | Dispatch-Import | VOM | 0 | [6 empty] | 0.8548 | 0
LCP_Inputs_ON_Electric_Howarth_2023_05_05 | 2024 | H2 Import - WC | Import | Hydrogen | NY | Dispatch-Import | EmissionsCost | 0 | [6 empty] | 0.8548 | 0
LCP_Inputs_ON_Electric_Howarth_2023_05_05 | 2024 | H2 Import - WC | Import | Hydrogen | NY | Dispatch-Import | FuelCost | 0 | [6 empty] | 0.8548 | 0
LCP_Inputs_ON_Electric_Howarth_2023_05_05 | 2024 | H2 Import - WC | Import | Hydrogen | NY | Dispatch-Import | VOM | 0 | [6 empty] | 0.8548 | 0
LCP_Inputs_ON_Electric_Howarth_2023_05_05 | 2024 | H2 Import - WC | Import | Hydrogen | ON | Dispatch-Import | EmissionsCost | 0 | [6 empty] | 0.8548 | 0
LCP_Inputs_ON_Electric_Howarth_2023_05_05 | 2024 | H2 Import - WC | Import | Hydrogen | ON | Dispatch-Import | FuelCost | 0 | [6 empty] | 0.8548 | 0
LCP_Inputs_ON_Electric_Howarth_2023_05_05 | 2024 | H2 Import - WC | Import | Hydrogen | ON | Dispatch-Import | VOM | 0 | [6 empty] | 0.8548 | 0
LCP_Inputs_ON_Electric_Howarth_2023_05_05 | 2024 | H2 Import - WC | Import | Hydrogen | PJ | Dispatch-Import | EmissionsCost | 0 | [6 empty] | 0.8548 | 0
LCP_Inputs_ON_Electric_Howarth_2023_05_05 | 2024 | H2 Import - WC | Import | Hydrogen | PJ | Dispatch-Import | FuelCost | 0 | [6 empty] | 0.8548 | 0
LCP_Inputs_ON_Electric_Howarth_2023_05_05 | 2024 | H2 Import - WC | Import | Hydrogen | PJ | Dispatch-Import | VOM | 0 | [6 empty] | 0.8548 | 0
LCP_Inputs_ON_Electric_Howarth_2023_05_05 | 2024 | H2 Import - WC | Import | Hydrogen | QC | Dispatch-Import | EmissionsCost | 0 | [6 empty] | 0.8548 | 0
LCP_Inputs_ON_Electric_Howarth_2023_05_05 | 2024 | H2 Import - WC | Import | Hydrogen | QC | Dispatch-Import | FuelCost | 0 | [6 empty] | 0.8548 | 0
LCP_Inputs_ON_Electric_Howarth_2023_05_05 | 2024 | H2 Import - WC | Import | Hydrogen | QC | Dispatch-Import | VOM | 0 | [6 empty] | 0.8548 | 0
LCP_Inputs_ON_Electric_Howarth_2023_05_05 | 2024 | H2 Import - WC | Import | Hydrogen | WC | Dispatch-Import | EmissionsCost | 0 | [6 empty] | 0.8548 | 0
LCP_Inputs_ON_Electric_Howarth_2023_05_05 | 2024 | H2 Import - WC | Import | Hydrogen | WC | Dispatch-Import | FuelCost | 0 | [6 empty] | 0.8548 | 0
LCP_Inputs_ON_Electric_Howarth_2023_05_05 | 2024 | H2 Import - WC | Import | Hydrogen | WC | Dispatch-Import | VOM | 0 | [6 empty] | 0.8548 | 0
LCP_Inputs_ON_Electric_Howarth_2023_05_05 | 2024 | H2 Salt Cavern Storage - ON | Storage | Hydrogen | MI | Dispatch-Storage | EmissionsCost | 0 | [6 empty] | 0.8548 | 0
LCP_Inputs_ON_Electric_Howarth_2023_05_05 | 2024 | H2 Salt Cavern Storage - ON | Storage | Hydrogen | MI | Dispatch-Storage | FuelCost | 0 | [6 empty] | 0.8548 | 0
LCP_Inputs_ON_Electric_Howarth_2023_05_05 | 2024 | H2 Salt Cavern Storage - ON | Storage | Hydrogen | MI | Dispatch-Storage | VOM | 0 | [6 empty] | 0.8548 | 0
LCP_Inputs_ON_Electric_Howarth_2023_05_05 | 2024 | H2 Salt Cavern Storage - ON | Storage | Hydrogen | NY | Dispatch-Storage | EmissionsCost | 0 | [6 empty] | 0.8548 | 0
LCP_Inputs_ON_Electric_Howarth_2023_05_05 | 2024 | H2 Salt Cavern Storage - ON | Storage | Hydrogen | NY | Dispatch-Storage | FuelCost | 0 | [6 empty] | 0.8548 | 0
LCP_Inputs_ON_Electric_Howarth_2023_05_05 | 2024 | H2 Salt Cavern Storage - ON | Storage | Hydrogen | NY | Dispatch-Storage | VOM | 0 | [6 empty] | 0.8548 | 0
LCP_Inputs_ON_Electric_Howarth_2023_05_05 | 2024 | H2 Salt Cavern Storage - ON | Storage | Hydrogen | ON | Dispatch-Storage | EmissionsCost | 0 | [6 empty] | 0.8548 | 0
LCP_Inputs_ON_Electric_Howarth_2023_05_05 | 2024 | H2 Salt Cavern Storage - ON | Storage | Hydrogen | ON | Dispatch-Storage | FuelCost | 0 | [6 empty] | 0.8548 | 0
LCP_Inputs_ON_Electric_Howarth_2023_05_05 | 2024 | H2 Salt Cavern Storage - ON | Storage | Hydrogen | ON | Dispatch-Storage | VOM | 0 | [6 empty] | 0.8548 | 0
LCP_Inputs_ON_Electric_Howarth_2023_05_05 | 2024 | H2 Salt Cavern Storage - ON | Storage | Hydrogen | PJ | Dispatch-Storage | EmissionsCost | 0 | [6 empty] | 0.8548 | 0
LCP_Inputs_ON_Electric_Howarth_2023_05_05 | 2024 | H2 Salt Cavern Storage - ON | Storage | Hydrogen | PJ | Dispatch-Storage | FuelCost | 0 | [6 empty] | 0.8548 | 0
LCP_Inputs_ON_Electric_Howarth_2023_05_05 | 2024 | H2 Salt Cavern Storage - ON | Storage | Hydrogen | PJ | Dispatch-Storage | VOM | 0 | [6 empty] | 0.8548 | 0
LCP_Inputs_ON_Electric_Howarth_2023_05_05 | 2024 | H2 Salt Cavern Storage - ON | Storage | Hydrogen | QC | Dispatch-Storage | EmissionsCost | 0 | [6 empty] | 0.8548 | 0
LCP_Inputs_ON_Electric_Howarth_2023_05_05 | 2024 | H2 Salt Cavern Storage - ON | Storage | Hydrogen | QC | Dispatch-Storage | FuelCost | 0 | [6 empty] | 0.8548 | 0
LCP_Inputs_ON_Electric_Howarth_2023_05_05 | 2024 | H2 Salt Cavern Storage - ON | Storage | Hydrogen | QC | Dispatch-Storage | VOM | 0 | [6 empty] | 0.8548 | 0
LCP_Inputs_ON_Electric_Howarth_2023_05_05 | 2024 | H2 Salt Cavern Storage - ON | Storage | Hydrogen | WC | Dispatch-Storage | EmissionsCost | 0 | [6 empty] | 0.8548 | 0
LCP_Inputs_ON_Electric_Howarth_2023_05_05 | 2024 | H2 Salt Cavern Storage - ON | Storage | Hydrogen | WC | Dispatch-Storage | FuelCost | 0 | [6 empty] | 0.8548 | 0
LCP_Inputs_ON_Electric_Howarth_2023_05_05 | 2024 | H2 Salt Cavern Storage - ON | Storage | Hydrogen | WC | Dispatch-Storage | VOM | 0 | [6 empty] | 0.8548 | 0
LCP_Inputs_ON_Electric_Howarth_2023_05_05 | 2024 | Hydro | Generation | Electricity | MI | Dispatch-Generation | EmissionsCost | 0 | [6 empty] | 0.8548 | 0
LCP_Inputs_ON_Electric_Howarth_2023_05_05 | 2024 | Hydro | Generation | Electricity | MI | Dispatch-Generation | FuelCost | 0 | [6 empty] | 0.8548 | 0
LCP_Inputs_ON_Electric_Howarth_2023_05_05 | 2024 | Hydro | Generation | Electricity | MI | Dispatch-Generation | VOM | 0 | [6 empty] | 0.8548 | 0
LCP_Inputs_ON_Electric_Howarth_2023_05_05 | 2024 | Hydro | Generation | Electricity | NY | Dispatch-Generation | EmissionsCost | 0 | [6 empty] | 0.8548 | 0
LCP_Inputs_ON_Electric_Howarth_2023_05_05 | 2024 | Hydro | Generation | Electricity | NY | Dispatch-Generation | FuelCost | 0 | [6 empty] | 0.8548 | 0
LCP_Inputs_ON_Electric_Howarth_2023_05_05 | 2024 | Hydro | Generation | Electricity | NY | Dispatch-Generation | VOM | 0 | [6 empty] | 0.8548 | 0
LCP_Inputs_ON_Electric_Howarth_2023_05_05 | 2024 | Hydro | Generation | Electricity | ON | Dispatch-Generation | EmissionsCost | 0 | [6 empty] | 0.8548 | 0
LCP_Inputs_ON_Electric_Howarth_2023_05_05 | 2024 | Hydro | Generation | Electricity | ON | Dispatch-Generation | FuelCost | 0 | [6 empty] | 0.8548 | 0
LCP_Inputs_ON_Electric_Howarth_2023_05_05 | 2024 | Hydro | Generation | Electricity | ON | Dispatch-Generation | VOM | 0 | [6 empty] | 0.8548 | 0
LCP_Inputs_ON_Electric_Howarth_2023_05_05 | 2024 | Hydro | Generation | Electricity | PJ | Dispatch-Generation | EmissionsCost | 0 | [6 empty] | 0.8548 | 0
LCP_Inputs_ON_Electric_Howarth_2023_05_05 | 2024 | Hydro | Generation | Electricity | PJ | Dispatch-Generation | FuelCost | 0 | [6 empty] | 0.8548 | 0
LCP_Inputs_ON_Electric_Howarth_2023_05_05 | 2024 | Hydro | Generation | Electricity | PJ | Dispatch-Generation | VOM | 0 | [6 empty] | 0.8548 | 0
LCP_Inputs_ON_Electric_Howarth_2023_05_05 | 2024 | Hydro | Generation | Electricity | QC | Dispatch-Generation | EmissionsCost | 0 | [6 empty] | 0.8548 | 0
LCP_Inputs_ON_Electric_Howarth_2023_05_05 | 2024 | Hydro | Generation | Electricity | QC | Dispatch-Generation | FuelCost | 0 | [6 empty] | 0.8548 | 0
LCP_Inputs_ON_Electric_Howarth_2023_05_05 | 2024 | Hydro | Generation | Electricity | QC | Dispatch-Generation | VOM | 0 | [6 empty] | 0.8548 | 0
LCP_Inputs_ON_Electric_Howarth_2023_05_05 | 2024 | Hydro | Generation | Electricity | WC | Dispatch-Generation | EmissionsCost | 0 | [6 empty] | 0.8548 | 0
LCP_Inputs_ON_Electric_Howarth_2023_05_05 | 2024 | Hydro | Generation | Electricity | WC | Dispatch-Generation | FuelCost | 0 | [6 empty] | 0.8548 | 0
LCP_Inputs_ON_Electric_Howarth_2023_05_05 | 2024 | Hydro | Generation | Electricity | WC | Dispatch-Generation | VOM | 0 | [6 empty] | 0.8548 | 0
LCP_Inputs_ON_Electric_Howarth_2023_05_05 | 2024 | Hydro Pumped Storage | Storage | Electricity | MI | Dispatch-Storage | EmissionsCost | 0 | [6 empty] | 0.8548 | 0
LCP_Inputs_ON_Electric_Howarth_2023_05_05 | 2024 | Hydro Pumped Storage | Storage | Electricity | MI | Dispatch-Storage | FuelCost | 0 | [6 empty] | 0.8548 | 0
LCP_Inputs_ON_Electric_Howarth_2023_05_05 | 2024 | Hydro Pumped Storage | Storage | Electricity | MI | Dispatch-Storage | VOM | 0 | [6 empty] | 0.8548 | 0
LCP_Inputs_ON_Electric_Howarth_2023_05_05 | 2024 | Hydro Pumped Storage | Storage | Electricity | NY | Dispatch-Storage | EmissionsCost | 0 | [6 empty] | 0.8548 | 0
LCP_Inputs_ON_Electric_Howarth_2023_05_05 | 2024 | Hydro Pumped Storage | Storage | Electricity | NY | Dispatch-Storage | FuelCost | 0 | [6 empty] | 0.8548 | 0
LCP_Inputs_ON_Electric_Howarth_2023_05_05 | 2024 | Hydro Pumped Storage | Storage | Electricity | NY | Dispatch-Storage | VOM | 0 | [6 empty] | 0.8548 | 0
LCP_Inputs_ON_Electric_Howarth_2023_05_05 | 2024 | Hydro Pumped Storage | Storage | Electricity | ON | Dispatch-Storage | EmissionsCost | 0 | [6 empty] | 0.8548 | 0
LCP_Inputs_ON_Electric_Howarth_2023_05_05 | 2024 | Hydro Pumped Storage | Storage | Electricity | ON | Dispatch-Storage | FuelCost | 0 | [6 empty] | 0.8548 | 0
LCP_Inputs_ON_Electric_Howarth_2023_05_05 | 2024 | Hydro Pumped Storage | Storage | Electricity | ON | Dispatch-Storage | VOM | 0 | [6 empty] | 0.8548 | 0
LCP_Inputs_ON_Electric_Howarth_2023_05_05 | 2024 | Hydro Pumped Storage | Storage | Electricity | PJ | Dispatch-Storage | EmissionsCost | 0 | [6 empty] | 0.8548 | 0
LCP_Inputs_ON_Electric_Howarth_2023_05_05 | 2024 | Hydro Pumped Storage | Storage | Electricity | PJ | Dispatch-Storage | FuelCost | 0 | [6 empty] | 0.8548 | 0
LCP_Inputs_ON_Electric_Howarth_2023_05_05 | 2024 | Hydro Pumped Storage | Storage | Electricity | PJ | Dispatch-Storage | VOM | 0 | [6 empty] | 0.8548 | 0
LCP_Inputs_ON_Electric_Howarth_2023_05_05 | 2024 | Hydro Pumped Storage | Storage | Electricity | QC | Dispatch-Storage | EmissionsCost | 0 | [6 empty] | 0.8548 | 0
LCP_Inputs_ON_Electric_Howarth_2023_05_05 | 2024 | Hydro Pumped Storage | Storage | Electricity | QC | Dispatch-Storage | FuelCost | 0 | [6 empty] | 0.8548 | 0
LCP_Inputs_ON_Electric_Howarth_2023_05_05 | 2024 | Hydro Pumped Storage | Storage | Electricity | QC | Dispatch-Storage | VOM | 0 | [6 empty] | 0.8548 | 0
LCP_Inputs_ON_Electric_Howarth_2023_05_05 | 2024 | Hydro Pumped Storage | Storage | Electricity | WC | Dispatch-Storage | EmissionsCost | 0 | [6 empty] | 0.8548 | 0
LCP_Inputs_ON_Electric_Howarth_2023_05_05 | 2024 | Hydro Pumped Storage | Storage | Electricity | WC | Dispatch-Storage | FuelCost | 0 | [6 empty] | 0.8548 | 0
LCP_Inputs_ON_Electric_Howarth_2023_05_05 | 2024 | Hydro Pumped Storage | Storage | Electricity | WC | Dispatch-Storage | VOM | 0 | [6 empty] | 0.8548 | 0
LCP_Inputs_ON_Electric_Howarth_2023_05_05 | 2024 | Nuclear | Generation | Electricity | MI | Dispatch-Generation | EmissionsCost | 0 | [6 empty] | 0.8548 | 0
LCP_Inputs_ON_Electric_Howarth_2023_05_05 | 2024 | Nuclear | Generation | Electricity | MI | Dispatch-Generation | FuelCost | 0 | [6 empty] | 0.8548 | 0
LCP_Inputs_ON_Electric_Howarth_2023_05_05 | 2024 | Nuclear | Generation | Electricity | MI | Dispatch-Generation | VOM | 3301336446.912 | [6 empty] | 0.8548 | 2821996230.8196
LCP_Inputs_ON_Electric_Howarth_2023_05_05 | 2024 | Nuclear | Generation | Electricity | NY | Dispatch-Generation | EmissionsCost | 0 | [6 empty] | 0.8548 | 0
LCP_Inputs_ON_Electric_Howarth_2023_05_05 | 2024 | Nuclear | Generation | Electricity | NY | Dispatch-Generation | FuelCost | 0 | [6 empty] | 0.8548 | 0
LCP_Inputs_ON_Electric_Howarth_2023_05_05 | 2024 | Nuclear | Generation | Electricity | NY | Dispatch-Generation | VOM | 2246155230.144 | [6 empty] | 0.8548 | 1920022904.4304
LCP_Inputs_ON_Electric_Howarth_2023_05_05 | 2024 | Nuclear | Generation | Electricity | ON | Dispatch-Generation | EmissionsCost | 0 | [6 empty] | 0.8548 | 0
LCP_Inputs_ON_Electric_Howarth_2023_05_05 | 2024 | Nuclear | Generation | Electricity | ON | Dispatch-Generation | FuelCost | 0 | [6 empty] | 0.8548 | 0
LCP_Inputs_ON_Electric_Howarth_2023_05_05 | 2024 | Nuclear | Generation | Electricity | ON | Dispatch-Generation | VOM | 8790266640.96 | [6 empty] | 0.8548 | 7513956764.9614
LCP_Inputs_ON_Electric_Howarth_2023_05_05 | 2024 | Nuclear | Generation | Electricity | PJ | Dispatch-Generation | EmissionsCost | 0 | [6 empty] | 0.8548 | 0
LCP_Inputs_ON_Electric_Howarth_2023_05_05 | 2024 | Nuclear | Generation | Electricity | PJ | Dispatch-Generation | FuelCost | 0 | [6 empty] | 0.8548 | 0
LCP_Inputs_ON_Electric_Howarth_2023_05_05 | 2024 | Nuclear | Generation | Electricity | PJ | Dispatch-Generation | VOM | 9110487814.4448 | [6 empty] | 0.8548 | 7787683166.1127
LCP_Inputs_ON_Electric_Howarth_2023_05_05 | 2024 | Nuclear | Generation | Electricity | QC | Dispatch-Generation | EmissionsCost | 0 | [6 empty] | 0.8548 | 0
LCP_Inputs_ON_Electric_Howarth_2023_05_05 | 2024 | Nuclear | Generation | Electricity | QC | Dispatch-Generation | FuelCost | 0 | [6 empty] | 0.8548 | 0
LCP_Inputs_ON_Electric_Howarth_2023_05_05 | 2024 | Nuclear | Generation | Electricity | QC | Dispatch-Generation | VOM | 0 | [6 empty] | 0.8548 | 0
LCP_Inputs_ON_Electric_Howarth_2023_05_05 | 2024 | Nuclear | Generation | Electricity | WC | Dispatch-Generation | EmissionsCost | 0 | [6 empty] | 0.8548 | 0
LCP_Inputs_ON_Electric_Howarth_2023_05_05 | 2024 | Nuclear | Generation | Electricity | WC | Dispatch-Generation | FuelCost | 0 | [6 empty] | 0.8548 | 0
LCP_Inputs_ON_Electric_Howarth_2023_05_05 | 2024 | Nuclear | Generation | Electricity | WC | Dispatch-Generation | VOM | 0 | [6 empty] | 0.8548 | 0
LCP_Inputs_ON_Electric_Howarth_2023_05_05 | 2024 | Nuclear SMR | Generation | Electricity | MI | Dispatch-Generation | EmissionsCost | 0 | [6 empty] | 0.8548 | 0
LCP_Inputs_ON_Electric_Howarth_2023_05_05 | 2024 | Nuclear SMR | Generation | Electricity | MI | Dispatch-Generation | FuelCost | 0 | [6 empty] | 0.8548 | 0
LCP_Inputs_ON_Electric_Howarth_2023_05_05 | 2024 | Nuclear SMR | Generation | Electricity | MI | Dispatch-Generation | VOM | 0 | [6 empty] | 0.8548 | 0
LCP_Inputs_ON_Electric_Howarth_2023_05_05 | 2024 | Nuclear SMR | Generation | Electricity | NY | Dispatch-Generation | EmissionsCost | 0 | [6 empty] | 0.8548 | 0
LCP_Inputs_ON_Electric_Howarth_2023_05_05 | 2024 | Nuclear SMR | Generation | Electricity | NY | Dispatch-Generation | FuelCost | 0 | [6 empty] | 0.8548 | 0
LCP_Inputs_ON_Electric_Howarth_2023_05_05 | 2024 | Nuclear SMR | Generation | Electricity | NY | Dispatch-Generation | VOM | 0 | [6 empty] | 0.8548 | 0
LCP_Inputs_ON_Electric_Howarth_2023_05_05 | 2024 | Nuclear SMR | Generation | Electricity | ON | Dispatch-Generation | EmissionsCost | 0 | [6 empty] | 0.8548 | 0
LCP_Inputs_ON_Electric_Howarth_2023_05_05 | 2024 | Nuclear SMR | Generation | Electricity | ON | Dispatch-Generation | FuelCost | 0 | [6 empty] | 0.8548 | 0
LCP_Inputs_ON_Electric_Howarth_2023_05_05 | 2024 | Nuclear SMR | Generation | Electricity | ON | Dispatch-Generation | VOM | 0 | [6 empty] | 0.8548 | 0
LCP_Inputs_ON_Electric_Howarth_2023_05_05 | 2024 | Nuclear SMR | Generation | Electricity | PJ | Dispatch-Generation | EmissionsCost | 0 | [6 empty] | 0.8548 | 0
LCP_Inputs_ON_Electric_Howarth_2023_05_05 | 2024 | Nuclear SMR | Generation | Electricity | PJ | Dispatch-Generation | FuelCost | 0 | [6 empty] | 0.8548 | 0
LCP_Inputs_ON_Electric_Howarth_2023_05_05 | 2024 | Nuclear SMR | Generation | Electricity | PJ | Dispatch-Generation | VOM | 0 | [6 empty] | 0.8548 | 0
LCP_Inputs_ON_Electric_Howarth_2023_05_05 | 2024 | Nuclear SMR | Generation | Electricity | QC | Dispatch-Generation | EmissionsCost | 0 | [6 empty] | 0.8548 | 0
LCP_Inputs_ON_Electric_Howarth_2023_05_05 | 2024 | Nuclear SMR | Generation | Electricity | QC | Dispatch-Generation | FuelCost | 0 | [6 empty] | 0.8548 | 0
LCP_Inputs_ON_Electric_Howarth_2023_05_05 | 2024 | Nuclear SMR | Generation | Electricity | QC | Dispatch-Generation | VOM | 0 | [6 empty] | 0.8548 | 0
LCP_Inputs_ON_Electric_Howarth_2023_05_05 | 2024 | Nuclear SMR | Generation | Electricity | WC | Dispatch-Generation | EmissionsCost | 0 | [6 empty] | 0.8548 | 0
LCP_Inputs_ON_Electric_Howarth_2023_05_05 | 2024 | Nuclear SMR | Generation | Electricity | WC | Dispatch-Generation | FuelCost | 0 | [6 empty] | 0.8548 | 0
LCP_Inputs_ON_Electric_Howarth_2023_05_05 | 2024 | Nuclear SMR | Generation | Electricity | WC | Dispatch-Generation | VOM | 0 | [6 empty] | 0.8548 | 0
LCP_Inputs_ON_Electric_Howarth_2023_05_05 | 2024 | O/CCGT - CH4 Existing | Crossload | Electricity | MI | Dispatch-Crossload | EmissionsCost | 0 | [6 empty] | 0.8548 | 0
LCP_Inputs_ON_Electric_Howarth_2023_05_05 | 2024 | O/CCGT - CH4 Existing | Crossload | Electricity | MI | Dispatch-Crossload | FuelCost | 0 | [6 empty] | 0.8548 | 0
LCP_Inputs_ON_Electric_Howarth_2023_05_05 | 2024 | O/CCGT - CH4 Existing | Crossload | Electricity | MI | Dispatch-Crossload | VOM | 0 | [6 empty] | 0.8548 | 0
LCP_Inputs_ON_Electric_Howarth_2023_05_05 | 2024 | O/CCGT - CH4 Existing | Crossload | Electricity | NY | Dispatch-Crossload | EmissionsCost | 0 | [6 empty] | 0.8548 | 0
LCP_Inputs_ON_Electric_Howarth_2023_05_05 | 2024 | O/CCGT - CH4 Existing | Crossload | Electricity | NY | Dispatch-Crossload | FuelCost | 0 | [6 empty] | 0.8548 | 0
LCP_Inputs_ON_Electric_Howarth_2023_05_05 | 2024 | O/CCGT - CH4 Existing | Crossload | Electricity | NY | Dispatch-Crossload | VOM | 0 | [6 empty] | 0.8548 | 0
LCP_Inputs_ON_Electric_Howarth_2023_05_05 | 2024 | O/CCGT - CH4 Existing | Crossload | Electricity | ON | Dispatch-Crossload | EmissionsCost | 0 | [6 empty] | 0.8548 | 0
LCP_Inputs_ON_Electric_Howarth_2023_05_05 | 2024 | O/CCGT - CH4 Existing | Crossload | Electricity | ON | Dispatch-Crossload | FuelCost | 0 | [6 empty] | 0.8548 | 0
LCP_Inputs_ON_Electric_Howarth_2023_05_05 | 2024 | O/CCGT - CH4 Existing | Crossload | Electricity | ON | Dispatch-Crossload | VOM | 0 | [6 empty] | 0.8548 | 0
LCP_Inputs_ON_Electric_Howarth_2023_05_05 | 2024 | O/CCGT - CH4 Existing | Crossload | Electricity | PJ | Dispatch-Crossload | EmissionsCost | 0 | [6 empty] | 0.8548 | 0
LCP_Inputs_ON_Electric_Howarth_2023_05_05 | 2024 | O/CCGT - CH4 Existing | Crossload | Electricity | PJ | Dispatch-Crossload | FuelCost | 0 | [6 empty] | 0.8548 | 0
LCP_Inputs_ON_Electric_Howarth_2023_05_05 | 2024 | O/CCGT - CH4 Existing | Crossload | Electricity | PJ | Dispatch-Crossload | VOM | 0 | [6 empty] | 0.8548 | 0
LCP_Inputs_ON_Electric_Howarth_2023_05_05 | 2024 | O/CCGT - CH4 Existing | Crossload | Electricity | QC | Dispatch-Crossload | EmissionsCost | 0 | [6 empty] | 0.8548 | 0
LCP_Inputs_ON_Electric_Howarth_2023_05_05 | 2024 | O/CCGT - CH4 Existing | Crossload | Electricity | QC | Dispatch-Crossload | FuelCost | 0 | [6 empty] | 0.8548 | 0
LCP_Inputs_ON_Electric_Howarth_2023_05_05 | 2024 | O/CCGT - CH4 Existing | Crossload | Electricity | QC | Dispatch-Crossload | VOM | 0 | [6 empty] | 0.8548 | 0
LCP_Inputs_ON_Electric_Howarth_2023_05_05 | 2024 | O/CCGT - CH4 Existing | Crossload | Electricity | WC | Dispatch-Crossload | EmissionsCost | 0 | [6 empty] | 0.8548 | 0
LCP_Inputs_ON_Electric_Howarth_2023_05_05 | 2024 | O/CCGT - CH4 Existing | Crossload | Electricity | WC | Dispatch-Crossload | FuelCost | 0 | [6 empty] | 0.8548 | 0
LCP_Inputs_ON_Electric_Howarth_2023_05_05 | 2024 | O/CCGT - CH4 Existing | Crossload | Electricity | WC | Dispatch-Crossload | VOM | 0 | [6 empty] | 0.8548 | 0
LCP_Inputs_ON_Electric_Howarth_2023_05_05 | 2024 | O/CCGT - CH4 New | Crossload | Electricity | MI | Dispatch-Crossload | EmissionsCost | 0 | [6 empty] | 0.8548 | 0
LCP_Inputs_ON_Electric_Howarth_2023_05_05 | 2024 | O/CCGT - CH4 New | Crossload | Electricity | MI | Dispatch-Crossload | FuelCost | 0 | [6 empty] | 0.8548 | 0
LCP_Inputs_ON_Electric_Howarth_2023_05_05 | 2024 | O/CCGT - CH4 New | Crossload | Electricity | MI | Dispatch-Crossload | VOM | 0 | [6 empty] | 0.8548 | 0
LCP_Inputs_ON_Electric_Howarth_2023_05_05 | 2024 | O/CCGT - CH4 New | Crossload | Electricity | NY | Dispatch-Crossload | EmissionsCost | 0 | [6 empty] | 0.8548 | 0
LCP_Inputs_ON_Electric_Howarth_2023_05_05 | 2024 | O/CCGT - CH4 New | Crossload | Electricity | NY | Dispatch-Crossload | FuelCost | 0 | [6 empty] | 0.8548 | 0
LCP_Inputs_ON_Electric_Howarth_2023_05_05 | 2024 | O/CCGT - CH4 New | Crossload | Electricity | NY | Dispatch-Crossload | VOM | 0 | [6 empty] | 0.8548 | 0
LCP_Inputs_ON_Electric_Howarth_2023_05_05 | 2024 | O/CCGT - CH4 New | Crossload | Electricity | ON | Dispatch-Crossload | EmissionsCost | 0 | [6 empty] | 0.8548 | 0
LCP_Inputs_ON_Electric_Howarth_2023_05_05 | 2024 | O/CCGT - CH4 New | Crossload | Electricity | ON | Dispatch-Crossload | FuelCost | 0 | [6 empty] | 0.8548 | 0
LCP_Inputs_ON_Electric_Howarth_2023_05_05 | 2024 | O/CCGT - CH4 New | Crossload | Electricity | ON | Dispatch-Crossload | VOM | 0 | [6 empty] | 0.8548 | 0
LCP_Inputs_ON_Electric_Howarth_2023_05_05 | 2024 | O/CCGT - CH4 New | Crossload | Electricity | PJ | Dispatch-Crossload | EmissionsCost | 0 | [6 empty] | 0.8548 | 0
LCP_Inputs_ON_Electric_Howarth_2023_05_05 | 2024 | O/CCGT - CH4 New | Crossload | Electricity | PJ | Dispatch-Crossload | FuelCost | 0 | [6 empty] | 0.8548 | 0
LCP_Inputs_ON_Electric_Howarth_2023_05_05 | 2024 | O/CCGT - CH4 New | Crossload | Electricity | PJ | Dispatch-Crossload | VOM | 0 | [6 empty] | 0.8548 | 0
LCP_Inputs_ON_Electric_Howarth_2023_05_05 | 2024 | O/CCGT - CH4 New | Crossload | Electricity | QC | Dispatch-Crossload | EmissionsCost | 0 | [6 empty] | 0.8548 | 0
LCP_Inputs_ON_Electric_Howarth_2023_05_05 | 2024 | O/CCGT - CH4 New | Crossload | Electricity | QC | Dispatch-Crossload | FuelCost | 0 | [6 empty] | 0.8548 | 0
LCP_Inputs_ON_Electric_Howarth_2023_05_05 | 2024 | O/CCGT - CH4 New | Crossload | Electricity | QC | Dispatch-Crossload | VOM | 0 | [6 empty] | 0.8548 | 0
LCP_Inputs_ON_Electric_Howarth_2023_05_05 | 2024 | O/CCGT - CH4 New | Crossload | Electricity | WC | Dispatch-Crossload | EmissionsCost | 0 | [6 empty] | 0.8548 | 0
LCP_Inputs_ON_Electric_Howarth_2023_05_05 | 2024 | O/CCGT - CH4 New | Crossload | Electricity | WC | Dispatch-Crossload | FuelCost | 0 | [6 empty] | 0.8548 | 0
LCP_Inputs_ON_Electric_Howarth_2023_05_05 | 2024 | O/CCGT - CH4 New | Crossload | Electricity | WC | Dispatch-Crossload | VOM | 0 | [6 empty] | 0.8548 | 0
LCP_Inputs_ON_Electric_Howarth_2023_05_05 | 2024 | O/CCGT - H2 New | Crossload | Electricity | MI | Dispatch-Crossload | EmissionsCost | 0 | [6 empty] | 0.8548 | 0
LCP_Inputs_ON_Electric_Howarth_2023_05_05 | 2024 | O/CCGT - H2 New | Crossload | Electricity | MI | Dispatch-Crossload | FuelCost | 0 | [6 empty] | 0.8548 | 0
LCP_Inputs_ON_Electric_Howarth_2023_05_05 | 2024 | O/CCGT - H2 New | Crossload | Electricity | MI | Dispatch-Crossload | VOM | 0 | [6 empty] | 0.8548 | 0
LCP_Inputs_ON_Electric_Howarth_2023_05_05 | 2024 | O/CCGT - H2 New | Crossload | Electricity | NY | Dispatch-Crossload | EmissionsCost | 0 | [6 empty] | 0.8548 | 0
LCP_Inputs_ON_Electric_Howarth_2023_05_05 | 2024 | O/CCGT - H2 New | Crossload | Electricity | NY | Dispatch-Crossload | FuelCost | 0 | [6 empty] | 0.8548 | 0
LCP_Inputs_ON_Electric_Howarth_2023_05_05 | 2024 | O/CCGT - H2 New | Crossload | Electricity | NY | Dispatch-Crossload | VOM | 0 | [6 empty] | 0.8548 | 0
LCP_Inputs_ON_Electric_Howarth_2023_05_05 | 2024 | O/CCGT - H2 New | Crossload | Electricity | ON | Dispatch-Crossload | EmissionsCost | 0 | [6 empty] | 0.8548 | 0
LCP_Inputs_ON_Electric_Howarth_2023_05_05 | 2024 | O/CCGT - H2 New | Crossload | Electricity | ON | Dispatch-Crossload | FuelCost | 0 | [6 empty] | 0.8548 | 0
LCP_Inputs_ON_Electric_Howarth_2023_05_05 | 2024 | O/CCGT - H2 New | Crossload | Electricity | ON | Dispatch-Crossload | VOM | 0 | [6 empty] | 0.8548 | 0
LCP_Inputs_ON_Electric_Howarth_2023_05_05 | 2024 | O/CCGT - H2 New | Crossload | Electricity | PJ | Dispatch-Crossload | EmissionsCost | 0 | [6 empty] | 0.8548 | 0
LCP_Inputs_ON_Electric_Howarth_2023_05_05 | 2024 | O/CCGT - H2 New | Crossload | Electricity | PJ | Dispatch-Crossload | FuelCost | 0 | [6 empty] | 0.8548 | 0
LCP_Inputs_ON_Electric_Howarth_2023_05_05 | 2024 | O/CCGT - H2 New | Crossload | Electricity | PJ | Dispatch-Crossload | VOM | 0 | [6 empty] | 0.8548 | 0
LCP_Inputs_ON_Electric_Howarth_2023_05_05 | 2024 | O/CCGT - H2 New | Crossload | Electricity | QC | Dispatch-Crossload | EmissionsCost | 0 | [6 empty] | 0.8548 | 0
LCP_Inputs_ON_Electric_Howarth_2023_05_05 | 2024 | O/CCGT - H2 New | Crossload | Electricity | QC | Dispatch-Crossload | FuelCost | 0 | [6 empty] | 0.8548 | 0
LCP_Inputs_ON_Electric_Howarth_2023_05_05 | 2024 | O/CCGT - H2 New | Crossload | Electricity | QC | Dispatch-Crossload | VOM | 0 | [6 empty] | 0.8548 | 0
LCP_Inputs_ON_Electric_Howarth_2023_05_05 | 2024 | O/CCGT - H2 New | Crossload | Electricity | WC | Dispatch-Crossload | EmissionsCost | 0 | [6 empty] | 0.8548 | 0
LCP_Inputs_ON_Electric_Howarth_2023_05_05 | 2024 | O/CCGT - H2 New | Crossload | Electricity | WC | Dispatch-Crossload | FuelCost | 0 | [6 empty] | 0.8548 | 0
LCP_Inputs_ON_Electric_Howarth_2023_05_05 | 2024 | O/CCGT - H2 New | Crossload | Electricity | WC | Dispatch-Crossload | VOM | 0 | [6 empty] | 0.8548 | 0
LCP_Inputs_ON_Electric_Howarth_2023_05_05 | 2024 | SMR CCS | Generation | Hydrogen | MI | Dispatch-Generation | EmissionsCost | 0 | [6 empty] | 0.8548 | 0
LCP_Inputs_ON_Electric_Howarth_2023_05_05 | 2024 | SMR CCS | Generation | Hydrogen | MI | Dispatch-Generation | FuelCost | 0 | [6 empty] | 0.8548 | 0
LCP_Inputs_ON_Electric_Howarth_2023_05_05 | 2024 | SMR CCS | Generation | Hydrogen | MI | Dispatch-Generation | VOM | 0 | [6 empty] | 0.8548 | 0
LCP_Inputs_ON_Electric_Howarth_2023_05_05 | 2024 | SMR CCS | Generation | Hydrogen | NY | Dispatch-Generation | EmissionsCost | 0 | [6 empty] | 0.8548 | 0
LCP_Inputs_ON_Electric_Howarth_2023_05_05 | 2024 | SMR CCS | Generation | Hydrogen | NY | Dispatch-Generation | FuelCost | 0 | [6 empty] | 0.8548 | 0
LCP_Inputs_ON_Electric_Howarth_2023_05_05 | 2024 | SMR CCS | Generation | Hydrogen | NY | Dispatch-Generation | VOM | 0 | [6 empty] | 0.8548 | 0
LCP_Inputs_ON_Electric_Howarth_2023_05_05 | 2024 | SMR CCS | Generation | Hydrogen | ON | Dispatch-Generation | EmissionsCost | 0 | [6 empty] | 0.8548 | 0
LCP_Inputs_ON_Electric_Howarth_2023_05_05 | 2024 | SMR CCS | Generation | Hydrogen | ON | Dispatch-Generation | FuelCost | 0 | [6 empty] | 0.8548 | 0
LCP_Inputs_ON_Electric_Howarth_2023_05_05 | 2024 | SMR CCS | Generation | Hydrogen | ON | Dispatch-Generation | VOM | 0 | [6 empty] | 0.8548 | 0
LCP_Inputs_ON_Electric_Howarth_2023_05_05 | 2024 | SMR CCS | Generation | Hydrogen | PJ | Dispatch-Generation | EmissionsCost | 0 | [6 empty] | 0.8548 | 0
LCP_Inputs_ON_Electric_Howarth_2023_05_05 | 2024 | SMR CCS | Generation | Hydrogen | PJ | Dispatch-Generation | FuelCost | 0 | [6 empty] | 0.8548 | 0
LCP_Inputs_ON_Electric_Howarth_2023_05_05 | 2024 | SMR CCS | Generation | Hydrogen | PJ | Dispatch-Generation | VOM | 0 | [6 empty] | 0.8548 | 0
LCP_Inputs_ON_Electric_Howarth_2023_05_05 | 2024 | SMR CCS | Generation | Hydrogen | QC | Dispatch-Generation | EmissionsCost | 0 | [6 empty] | 0.8548 | 0
LCP_Inputs_ON_Electric_Howarth_2023_05_05 | 2024 | SMR CCS | Generation | Hydrogen | QC | Dispatch-Generation | FuelCost | 0 | [6 empty] | 0.8548 | 0
LCP_Inputs_ON_Electric_Howarth_2023_05_05 | 2024 | SMR CCS | Generation | Hydrogen | QC | Dispatch-Generation | VOM | 0 | [6 empty] | 0.8548 | 0
LCP_Inputs_ON_Electric_Howarth_2023_05_05 | 2024 | SMR CCS | Generation | Hydrogen | WC | Dispatch-Generation | EmissionsCost | 0 | [6 empty] | 0.8548 | 0
LCP_Inputs_ON_Electric_Howarth_2023_05_05 | 2024 | SMR CCS | Generation | Hydrogen | WC | Dispatch-Generation | FuelCost | 0 | [6 empty] | 0.8548 | 0
LCP_Inputs_ON_Electric_Howarth_2023_05_05 | 2024 | SMR CCS | Generation | Hydrogen | WC | Dispatch-Generation | VOM | 0 | [6 empty] | 0.8548 | 0
LCP_Inputs_ON_Electric_Howarth_2023_05_05 | 2024 | Solar PV | Generation | Electricity | MI | Dispatch-Generation | EmissionsCost | 0 | [6 empty] | 0.8548 | 0
LCP_Inputs_ON_Electric_Howarth_2023_05_05 | 2024 | Solar PV | Generation | Electricity | MI | Dispatch-Generation | FuelCost | 0 | [6 empty] | 0.8548 | 0
LCP_Inputs_ON_Electric_Howarth_2023_05_05 | 2024 | Solar PV | Generation | Electricity | MI | Dispatch-Generation | VOM | 0 | [6 empty] | 0.8548 | 0
LCP_Inputs_ON_Electric_Howarth_2023_05_05 | 2024 | Solar PV | Generation | Electricity | NY | Dispatch-Generation | EmissionsCost | 0 | [6 empty] | 0.8548 | 0
LCP_Inputs_ON_Electric_Howarth_2023_05_05 | 2024 | Solar PV | Generation | Electricity | NY | Dispatch-Generation | FuelCost | 0 | [6 empty] | 0.8548 | 0
LCP_Inputs_ON_Electric_Howarth_2023_05_05 | 2024 | Solar PV | Generation | Electricity | NY | Dispatch-Generation | VOM | 0 | [6 empty] | 0.8548 | 0
LCP_Inputs_ON_Electric_Howarth_2023_05_05 | 2024 | Solar PV | Generation | Electricity | ON | Dispatch-Generation | EmissionsCost | 0 | [6 empty] | 0.8548 | 0
LCP_Inputs_ON_Electric_Howarth_2023_05_05 | 2024 | Solar PV | Generation | Electricity | ON | Dispatch-Generation | FuelCost | 0 | [6 empty] | 0.8548 | 0
LCP_Inputs_ON_Electric_Howarth_2023_05_05 | 2024 | Solar PV | Generation | Electricity | ON | Dispatch-Generation | VOM | 0 | [6 empty] | 0.8548 | 0
LCP_Inputs_ON_Electric_Howarth_2023_05_05 | 2024 | Solar PV | Generation | Electricity | PJ | Dispatch-Generation | EmissionsCost | 0 | [6 empty] | 0.8548 | 0
LCP_Inputs_ON_Electric_Howarth_2023_05_05 | 2024 | Solar PV | Generation | Electricity | PJ | Dispatch-Generation | FuelCost | 0 | [6 empty] | 0.8548 | 0
LCP_Inputs_ON_Electric_Howarth_2023_05_05 | 2024 | Solar PV | Generation | Electricity | PJ | Dispatch-Generation | VOM | 0 | [6 empty] | 0.8548 | 0
LCP_Inputs_ON_Electric_Howarth_2023_05_05 | 2024 | Solar PV | Generation | Electricity | QC | Dispatch-Generation | EmissionsCost | 0 | [6 empty] | 0.8548 | 0
LCP_Inputs_ON_Electric_Howarth_2023_05_05 | 2024 | Solar PV | Generation | Electricity | QC | Dispatch-Generation | FuelCost | 0 | [6 empty] | 0.8548 | 0
LCP_Inputs_ON_Electric_Howarth_2023_05_05 | 2024 | Solar PV | Generation | Electricity | QC | Dispatch-Generation | VOM | 0 | [6 empty] | 0.8548 | 0
LCP_Inputs_ON_Electric_Howarth_2023_05_05 | 2024 | Solar PV | Generation | Electricity | WC | Dispatch-Generation | EmissionsCost | 0 | [6 empty] | 0.8548 | 0
LCP_Inputs_ON_Electric_Howarth_2023_05_05 | 2024 | Solar PV | Generation | Electricity | WC | Dispatch-Generation | FuelCost | 0 | [6 empty] | 0.8548 | 0
LCP_Inputs_ON_Electric_Howarth_2023_05_05 | 2024 | Solar PV | Generation | Electricity | WC | Dispatch-Generation | VOM | 0 | [6 empty] | 0.8548 | 0
LCP_Inputs_ON_Electric_Howarth_2023_05_05 | 2024 | Wind Offshore | Generation | Electricity | MI | Dispatch-Generation | EmissionsCost | 0 | [6 empty] | 0.8548 | 0
LCP_Inputs_ON_Electric_Howarth_2023_05_05 | 2024 | Wind Offshore | Generation | Electricity | MI | Dispatch-Generation | FuelCost | 0 | [6 empty] | 0.8548 | 0
LCP_Inputs_ON_Electric_Howarth_2023_05_05 | 2024 | Wind Offshore | Generation | Electricity | MI | Dispatch-Generation | VOM | 0 | [6 empty] | 0.8548 | 0
LCP_Inputs_ON_Electric_Howarth_2023_05_05 | 2024 | Wind Offshore | Generation | Electricity | NY | Dispatch-Generation | EmissionsCost | 0 | [6 empty] | 0.8548 | 0
LCP_Inputs_ON_Electric_Howarth_2023_05_05 | 2024 | Wind Offshore | Generation | Electricity | NY | Dispatch-Generation | FuelCost | 0 | [6 empty] | 0.8548 | 0
LCP_Inputs_ON_Electric_Howarth_2023_05_05 | 2024 | Wind Offshore | Generation | Electricity | NY | Dispatch-Generation | VOM | 0 | [6 empty] | 0.8548 | 0
LCP_Inputs_ON_Electric_Howarth_2023_05_05 | 2024 | Wind Offshore | Generation | Electricity | ON | Dispatch-Generation | EmissionsCost | 0 | [6 empty] | 0.8548 | 0
LCP_Inputs_ON_Electric_Howarth_2023_05_05 | 2024 | Wind Offshore | Generation | Electricity | ON | Dispatch-Generation | FuelCost | 0 | [6 empty] | 0.8548 | 0
LCP_Inputs_ON_Electric_Howarth_2023_05_05 | 2024 | Wind Offshore | Generation | Electricity | ON | Dispatch-Generation | VOM | 0 | [6 empty] | 0.8548 | 0
LCP_Inputs_ON_Electric_Howarth_2023_05_05 | 2024 | Wind Offshore | Generation | Electricity | PJ | Dispatch-Generation | EmissionsCost | 0 | [6 empty] | 0.8548 | 0
LCP_Inputs_ON_Electric_Howarth_2023_05_05 | 2024 | Wind Offshore | Generation | Electricity | PJ | Dispatch-Generation | FuelCost | 0 | [6 empty] | 0.8548 | 0
LCP_Inputs_ON_Electric_Howarth_2023_05_05 | 2024 | Wind Offshore | Generation | Electricity | PJ | Dispatch-Generation | VOM | 0 | [6 empty] | 0.8548 | 0
LCP_Inputs_ON_Electric_Howarth_2023_05_05 | 2024 | Wind Offshore | Generation | Electricity | QC | Dispatch-Generation | EmissionsCost | 0 | [6 empty] | 0.8548 | 0
LCP_Inputs_ON_Electric_Howarth_2023_05_05 | 2024 | Wind Offshore | Generation | Electricity | QC | Dispatch-Generation | FuelCost | 0 | [6 empty] | 0.8548 | 0
LCP_Inputs_ON_Electric_Howarth_2023_05_05 | 2024 | Wind Offshore | Generation | Electricity | QC | Dispatch-Generation | VOM | 0 | [6 empty] | 0.8548 | 0
LCP_Inputs_ON_Electric_Howarth_2023_05_05 | 2024 | Wind Offshore | Generation | Electricity | WC | Dispatch-Generation | EmissionsCost | 0 | [6 empty] | 0.8548 | 0
LCP_Inputs_ON_Electric_Howarth_2023_05_05 | 2024 | Wind Offshore | Generation | Electricity | WC | Dispatch-Generation | FuelCost | 0 | [6 empty] | 0.8548 | 0
LCP_Inputs_ON_Electric_Howarth_2023_05_05 | 2024 | Wind Offshore | Generation | Electricity | WC | Dispatch-Generation | VOM | 0 | [6 empty] | 0.8548 | 0
LCP_Inputs_ON_Electric_Howarth_2023_05_05 | 2024 | Wind Onshore | Generation | Electricity | MI | Dispatch-Generation | EmissionsCost | 0 | [6 empty] | 0.8548 | 0
LCP_Inputs_ON_Electric_Howarth_2023_05_05 | 2024 | Wind Onshore | Generation | Electricity | MI | Dispatch-Generation | FuelCost | 0 | [6 empty] | 0.8548 | 0
LCP_Inputs_ON_Electric_Howarth_2023_05_05 | 2024 | Wind Onshore | Generation | Electricity | MI | Dispatch-Generation | VOM | 0 | [6 empty] | 0.8548 | 0
LCP_Inputs_ON_Electric_Howarth_2023_05_05 | 2024 | Wind Onshore | Generation | Electricity | NY | Dispatch-Generation | EmissionsCost | 0 | [6 empty] | 0.8548 | 0
LCP_Inputs_ON_Electric_Howarth_2023_05_05 | 2024 | Wind Onshore | Generation | Electricity | NY | Dispatch-Generation | FuelCost | 0 | [6 empty] | 0.8548 | 0
LCP_Inputs_ON_Electric_Howarth_2023_05_05 | 2024 | Wind Onshore | Generation | Electricity | NY | Dispatch-Generation | VOM | 0 | [6 empty] | 0.8548 | 0
LCP_Inputs_ON_Electric_Howarth_2023_05_05 | 2024 | Wind Onshore | Generation | Electricity | ON | Dispatch-Generation | EmissionsCost | 0 | [6 empty] | 0.8548 | 0
LCP_Inputs_ON_Electric_Howarth_2023_05_05 | 2024 | Wind Onshore | Generation | Electricity | ON | Dispatch-Generation | FuelCost | 0 | [6 empty] | 0.8548 | 0
LCP_Inputs_ON_Electric_Howarth_2023_05_05 | 2024 | Wind Onshore | Generation | Electricity | ON | Dispatch-Generation | VOM | 0 | [6 empty] | 0.8548 | 0
LCP_Inputs_ON_Electric_Howarth_2023_05_05 | 2024 | Wind Onshore | Generation | Electricity | PJ | Dispatch-Generation | EmissionsCost | 0 | [6 empty] | 0.8548 | 0
LCP_Inputs_ON_Electric_Howarth_2023_05_05 | 2024 | Wind Onshore | Generation | Electricity | PJ | Dispatch-Generation | FuelCost | 0 | [6 empty] | 0.8548 | 0
LCP_Inputs_ON_Electric_Howarth_2023_05_05 | 2024 | Wind Onshore | Generation | Electricity | PJ | Dispatch-Generation | VOM | 0 | [6 empty] | 0.8548 | 0
LCP_Inputs_ON_Electric_Howarth_2023_05_05 | 2024 | Wind Onshore | Generation | Electricity | QC | Dispatch-Generation | EmissionsCost | 0 | [6 empty] | 0.8548 | 0
LCP_Inputs_ON_Electric_Howarth_2023_05_05 | 2024 | Wind Onshore | Generation | Electricity | QC | Dispatch-Generation | FuelCost | 0 | [6 empty] | 0.8548 | 0
LCP_Inputs_ON_Electric_Howarth_2023_05_05 | 2024 | Wind Onshore | Generation | Electricity | QC | Dispatch-Generation | VOM | 0 | [6 empty] | 0.8548 | 0
LCP_Inputs_ON_Electric_Howarth_2023_05_05 | 2024 | Wind Onshore | Generation | Electricity | WC | Dispatch-Generation | EmissionsCost | 0 | [6 empty] | 0.8548 | 0
LCP_Inputs_ON_Electric_Howarth_2023_05_05 | 2024 | Wind Onshore | Generation | Electricity | WC | Dispatch-Generation | FuelCost | 0 | [6 empty] | 0.8548 | 0
LCP_Inputs_ON_Electric_Howarth_2023_05_05 | 2024 | Wind Onshore | Generation | Electricity | WC | Dispatch-Generation | VOM | 0 | [6 empty] | 0.8548 | 0
LCP_Inputs_ON_Electric_Howarth_2023_05_05 | 2025 | Anaerobic Digestion | Generation | Methane | MI | Dispatch-Generation | EmissionsCost | 0 | [6 empty] | 0.82193 | 0
LCP_Inputs_ON_Electric_Howarth_2023_05_05 | 2025 | Anaerobic Digestion | Generation | Methane | MI | Dispatch-Generation | FuelCost | 0 | [6 empty] | 0.82193 | 0
LCP_Inputs_ON_Electric_Howarth_2023_05_05 | 2025 | Anaerobic Digestion | Generation | Methane | MI | Dispatch-Generation | VOM | 0 | [6 empty] | 0.82193 | 0
LCP_Inputs_ON_Electric_Howarth_2023_05_05 | 2025 | Anaerobic Digestion | Generation | Methane | NY | Dispatch-Generation | EmissionsCost | 0 | [6 empty] | 0.82193 | 0
LCP_Inputs_ON_Electric_Howarth_2023_05_05 | 2025 | Anaerobic Digestion | Generation | Methane | NY | Dispatch-Generation | FuelCost | 0 | [6 empty] | 0.82193 | 0
LCP_Inputs_ON_Electric_Howarth_2023_05_05 | 2025 | Anaerobic Digestion | Generation | Methane | NY | Dispatch-Generation | VOM | 0 | [6 empty] | 0.82193 | 0
LCP_Inputs_ON_Electric_Howarth_2023_05_05 | 2025 | Anaerobic Digestion | Generation | Methane | ON | Dispatch-Generation | EmissionsCost | 0 | [6 empty] | 0.82193 | 0
LCP_Inputs_ON_Electric_Howarth_2023_05_05 | 2025 | Anaerobic Digestion | Generation | Methane | ON | Dispatch-Generation | FuelCost | 0 | [6 empty] | 0.82193 | 0
LCP_Inputs_ON_Electric_Howarth_2023_05_05 | 2025 | Anaerobic Digestion | Generation | Methane | ON | Dispatch-Generation | VOM | 0 | [6 empty] | 0.82193 | 0
LCP_Inputs_ON_Electric_Howarth_2023_05_05 | 2025 | Anaerobic Digestion | Generation | Methane | PJ | Dispatch-Generation | EmissionsCost | 0 | [6 empty] | 0.82193 | 0
LCP_Inputs_ON_Electric_Howarth_2023_05_05 | 2025 | Anaerobic Digestion | Generation | Methane | PJ | Dispatch-Generation | FuelCost | 0 | [6 empty] | 0.82193 | 0
LCP_Inputs_ON_Electric_Howarth_2023_05_05 | 2025 | Anaerobic Digestion | Generation | Methane | PJ | Dispatch-Generation | VOM | 0 | [6 empty] | 0.82193 | 0
LCP_Inputs_ON_Electric_Howarth_2023_05_05 | 2025 | Anaerobic Digestion | Generation | Methane | QC | Dispatch-Generation | EmissionsCost | 0 | [6 empty] | 0.82193 | 0
LCP_Inputs_ON_Electric_Howarth_2023_05_05 | 2025 | Anaerobic Digestion | Generation | Methane | QC | Dispatch-Generation | FuelCost | 0 | [6 empty] | 0.82193 | 0
LCP_Inputs_ON_Electric_Howarth_2023_05_05 | 2025 | Anaerobic Digestion | Generation | Methane | QC | Dispatch-Generation | VOM | 0 | [6 empty] | 0.82193 | 0
LCP_Inputs_ON_Electric_Howarth_2023_05_05 | 2025 | Anaerobic Digestion | Generation | Methane | WC | Dispatch-Generation | EmissionsCost | 0 | [6 empty] | 0.82193 | 0
LCP_Inputs_ON_Electric_Howarth_2023_05_05 | 2025 | Anaerobic Digestion | Generation | Methane | WC | Dispatch-Generation | FuelCost | 0 | [6 empty] | 0.82193 | 0
LCP_Inputs_ON_Electric_Howarth_2023_05_05 | 2025 | Anaerobic Digestion | Generation | Methane | WC | Dispatch-Generation | VOM | 0 | [6 empty] | 0.82193 | 0
LCP_Inputs_ON_Electric_Howarth_2023_05_05 | 2025 | Battery Storage | Storage | Electricity | MI | Dispatch-Storage | EmissionsCost | 0 | [6 empty] | 0.82193 | 0
LCP_Inputs_ON_Electric_Howarth_2023_05_05 | 2025 | Battery Storage | Storage | Electricity | MI | Dispatch-Storage | FuelCost | 0 | [6 empty] | 0.82193 | 0
LCP_Inputs_ON_Electric_Howarth_2023_05_05 | 2025 | Battery Storage | Storage | Electricity | MI | Dispatch-Storage | VOM | 0 | [6 empty] | 0.82193 | 0
LCP_Inputs_ON_Electric_Howarth_2023_05_05 | 2025 | Battery Storage | Storage | Electricity | NY | Dispatch-Storage | EmissionsCost | 0 | [6 empty] | 0.82193 | 0
LCP_Inputs_ON_Electric_Howarth_2023_05_05 | 2025 | Battery Storage | Storage | Electricity | NY | Dispatch-Storage | FuelCost | 0 | [6 empty] | 0.82193 | 0
LCP_Inputs_ON_Electric_Howarth_2023_05_05 | 2025 | Battery Storage | Storage | Electricity | NY | Dispatch-Storage | VOM | 0 | [6 empty] | 0.82193 | 0
LCP_Inputs_ON_Electric_Howarth_2023_05_05 | 2025 | Battery Storage | Storage | Electricity | ON | Dispatch-Storage | EmissionsCost | 0 | [6 empty] | 0.82193 | 0
LCP_Inputs_ON_Electric_Howarth_2023_05_05 | 2025 | Battery Storage | Storage | Electricity | ON | Dispatch-Storage | FuelCost | 0 | [6 empty] | 0.82193 | 0
LCP_Inputs_ON_Electric_Howarth_2023_05_05 | 2025 | Battery Storage | Storage | Electricity | ON | Dispatch-Storage | VOM | 0 | [6 empty] | 0.82193 | 0
LCP_Inputs_ON_Electric_Howarth_2023_05_05 | 2025 | Battery Storage | Storage | Electricity | PJ | Dispatch-Storage | EmissionsCost | 0 | [6 empty] | 0.82193 | 0
LCP_Inputs_ON_Electric_Howarth_2023_05_05 | 2025 | Battery Storage | Storage | Electricity | PJ | Dispatch-Storage | FuelCost | 0 | [6 empty] | 0.82193 | 0
LCP_Inputs_ON_Electric_Howarth_2023_05_05 | 2025 | Battery Storage | Storage | Electricity | PJ | Dispatch-Storage | VOM | 0 | [6 empty] | 0.82193 | 0
LCP_Inputs_ON_Electric_Howarth_2023_05_05 | 2025 | Battery Storage | Storage | Electricity | QC | Dispatch-Storage | EmissionsCost | 0 | [6 empty] | 0.82193 | 0
LCP_Inputs_ON_Electric_Howarth_2023_05_05 | 2025 | Battery Storage | Storage | Electricity | QC | Dispatch-Storage | FuelCost | 0 | [6 empty] | 0.82193 | 0
LCP_Inputs_ON_Electric_Howarth_2023_05_05 | 2025 | Battery Storage | Storage | Electricity | QC | Dispatch-Storage | VOM | 0 | [6 empty] | 0.82193 | 0
LCP_Inputs_ON_Electric_Howarth_2023_05_05 | 2025 | Battery Storage | Storage | Electricity | WC | Dispatch-Storage | EmissionsCost | 0 | [6 empty] | 0.82193 | 0
LCP_Inputs_ON_Electric_Howarth_2023_05_05 | 2025 | Battery Storage | Storage | Electricity | WC | Dispatch-Storage | FuelCost | 0 | [6 empty] | 0.82193 | 0
LCP_Inputs_ON_Electric_Howarth_2023_05_05 | 2025 | Battery Storage | Storage | Electricity | WC | Dispatch-Storage | VOM | 0 | [6 empty] | 0.82193 | 0
LCP_Inputs_ON_Electric_Howarth_2023_05_05 | 2025 | Biomass | Generation | Electricity | MI | Dispatch-Generation | EmissionsCost | 0 | [6 empty] | 0.82193 | 0
LCP_Inputs_ON_Electric_Howarth_2023_05_05 | 2025 | Biomass | Generation | Electricity | MI | Dispatch-Generation | FuelCost | 0 | [6 empty] | 0.82193 | 0
LCP_Inputs_ON_Electric_Howarth_2023_05_05 | 2025 | Biomass | Generation | Electricity | MI | Dispatch-Generation | VOM | 0 | [6 empty] | 0.82193 | 0
LCP_Inputs_ON_Electric_Howarth_2023_05_05 | 2025 | Biomass | Generation | Electricity | NY | Dispatch-Generation | EmissionsCost | 0 | [6 empty] | 0.82193 | 0
LCP_Inputs_ON_Electric_Howarth_2023_05_05 | 2025 | Biomass | Generation | Electricity | NY | Dispatch-Generation | FuelCost | 0 | [6 empty] | 0.82193 | 0
LCP_Inputs_ON_Electric_Howarth_2023_05_05 | 2025 | Biomass | Generation | Electricity | NY | Dispatch-Generation | VOM | 0 | [6 empty] | 0.82193 | 0
LCP_Inputs_ON_Electric_Howarth_2023_05_05 | 2025 | Biomass | Generation | Electricity | ON | Dispatch-Generation | EmissionsCost | 0 | [6 empty] | 0.82193 | 0
LCP_Inputs_ON_Electric_Howarth_2023_05_05 | 2025 | Biomass | Generation | Electricity | ON | Dispatch-Generation | FuelCost | 0 | [6 empty] | 0.82193 | 0
LCP_Inputs_ON_Electric_Howarth_2023_05_05 | 2025 | Biomass | Generation | Electricity | ON | Dispatch-Generation | VOM | 0 | [6 empty] | 0.82193 | 0
LCP_Inputs_ON_Electric_Howarth_2023_05_05 | 2025 | Biomass | Generation | Electricity | PJ | Dispatch-Generation | EmissionsCost | 0 | [6 empty] | 0.82193 | 0
LCP_Inputs_ON_Electric_Howarth_2023_05_05 | 2025 | Biomass | Generation | Electricity | PJ | Dispatch-Generation | FuelCost | 0 | [6 empty] | 0.82193 | 0
LCP_Inputs_ON_Electric_Howarth_2023_05_05 | 2025 | Biomass | Generation | Electricity | PJ | Dispatch-Generation | VOM | 0 | [6 empty] | 0.82193 | 0
LCP_Inputs_ON_Electric_Howarth_2023_05_05 | 2025 | Biomass | Generation | Electricity | QC | Dispatch-Generation | EmissionsCost | 0 | [6 empty] | 0.82193 | 0
LCP_Inputs_ON_Electric_Howarth_2023_05_05 | 2025 | Biomass | Generation | Electricity | QC | Dispatch-Generation | FuelCost | 0 | [6 empty] | 0.82193 | 0
LCP_Inputs_ON_Electric_Howarth_2023_05_05 | 2025 | Biomass | Generation | Electricity | QC | Dispatch-Generation | VOM | 0 | [6 empty] | 0.82193 | 0
LCP_Inputs_ON_Electric_Howarth_2023_05_05 | 2025 | Biomass | Generation | Electricity | WC | Dispatch-Generation | EmissionsCost | 0 | [6 empty] | 0.82193 | 0
LCP_Inputs_ON_Electric_Howarth_2023_05_05 | 2025 | Biomass | Generation | Electricity | WC | Dispatch-Generation | FuelCost | 0 | [6 empty] | 0.82193 | 0
LCP_Inputs_ON_Electric_Howarth_2023_05_05 | 2025 | Biomass | Generation | Electricity | WC | Dispatch-Generation | VOM | 0 | [6 empty] | 0.82193 | 0
LCP_Inputs_ON_Electric_Howarth_2023_05_05 | 2025 | Biomass + CCS | Generation | Electricity | MI | Dispatch-Generation | EmissionsCost | 0 | [6 empty] | 0.82193 | 0
LCP_Inputs_ON_Electric_Howarth_2023_05_05 | 2025 | Biomass + CCS | Generation | Electricity | MI | Dispatch-Generation | FuelCost | 0 | [6 empty] | 0.82193 | 0
LCP_Inputs_ON_Electric_Howarth_2023_05_05 | 2025 | Biomass + CCS | Generation | Electricity | MI | Dispatch-Generation | VOM | 0 | [6 empty] | 0.82193 | 0
LCP_Inputs_ON_Electric_Howarth_2023_05_05 | 2025 | Biomass + CCS | Generation | Electricity | NY | Dispatch-Generation | EmissionsCost | 0 | [6 empty] | 0.82193 | 0
LCP_Inputs_ON_Electric_Howarth_2023_05_05 | 2025 | Biomass + CCS | Generation | Electricity | NY | Dispatch-Generation | FuelCost | 0 | [6 empty] | 0.82193 | 0
LCP_Inputs_ON_Electric_Howarth_2023_05_05 | 2025 | Biomass + CCS | Generation | Electricity | NY | Dispatch-Generation | VOM | 0 | [6 empty] | 0.82193 | 0
LCP_Inputs_ON_Electric_Howarth_2023_05_05 | 2025 | Biomass + CCS | Generation | Electricity | ON | Dispatch-Generation | EmissionsCost | 0 | [6 empty] | 0.82193 | 0
LCP_Inputs_ON_Electric_Howarth_2023_05_05 | 2025 | Biomass + CCS | Generation | Electricity | ON | Dispatch-Generation | FuelCost | 0 | [6 empty] | 0.82193 | 0
LCP_Inputs_ON_Electric_Howarth_2023_05_05 | 2025 | Biomass + CCS | Generation | Electricity | ON | Dispatch-Generation | VOM | 0 | [6 empty] | 0.82193 | 0
LCP_Inputs_ON_Electric_Howarth_2023_05_05 | 2025 | Biomass + CCS | Generation | Electricity | PJ | Dispatch-Generation | EmissionsCost | 0 | [6 empty] | 0.82193 | 0
LCP_Inputs_ON_Electric_Howarth_2023_05_05 | 2025 | Biomass + CCS | Generation | Electricity | PJ | Dispatch-Generation | FuelCost | 0 | [6 empty] | 0.82193 | 0
LCP_Inputs_ON_Electric_Howarth_2023_05_05 | 2025 | Biomass + CCS | Generation | Electricity | PJ | Dispatch-Generation | VOM | 0 | [6 empty] | 0.82193 | 0
LCP_Inputs_ON_Electric_Howarth_2023_05_05 | 2025 | Biomass + CCS | Generation | Electricity | QC | Dispatch-Generation | EmissionsCost | 0 | [6 empty] | 0.82193 | 0
LCP_Inputs_ON_Electric_Howarth_2023_05_05 | 2025 | Biomass + CCS | Generation | Electricity | QC | Dispatch-Generation | FuelCost | 0 | [6 empty] | 0.82193 | 0
LCP_Inputs_ON_Electric_Howarth_2023_05_05 | 2025 | Biomass + CCS | Generation | Electricity | QC | Dispatch-Generation | VOM | 0 | [6 empty] | 0.82193 | 0
LCP_Inputs_ON_Electric_Howarth_2023_05_05 | 2025 | Biomass + CCS | Generation | Electricity | WC | Dispatch-Generation | EmissionsCost | 0 | [6 empty] | 0.82193 | 0
LCP_Inputs_ON_Electric_Howarth_2023_05_05 | 2025 | Biomass + CCS | Generation | Electricity | WC | Dispatch-Generation | FuelCost | 0 | [6 empty] | 0.82193 | 0
LCP_Inputs_ON_Electric_Howarth_2023_05_05 | 2025 | Biomass + CCS | Generation | Electricity | WC | Dispatch-Generation | VOM | 0 | [6 empty] | 0.82193 | 0
LCP_Inputs_ON_Electric_Howarth_2023_05_05 | 2025 | CH4 + CCS | Generation | Methane | MI | Dispatch-Generation | EmissionsCost | 0 | [6 empty] | 0.82193 | 0
LCP_Inputs_ON_Electric_Howarth_2023_05_05 | 2025 | CH4 + CCS | Generation | Methane | MI | Dispatch-Generation | FuelCost | 0 | [6 empty] | 0.82193 | 0
LCP_Inputs_ON_Electric_Howarth_2023_05_05 | 2025 | CH4 + CCS | Generation | Methane | MI | Dispatch-Generation | VOM | 0 | [6 empty] | 0.82193 | 0
LCP_Inputs_ON_Electric_Howarth_2023_05_05 | 2025 | CH4 + CCS | Generation | Methane | NY | Dispatch-Generation | EmissionsCost | 0 | [6 empty] | 0.82193 | 0
LCP_Inputs_ON_Electric_Howarth_2023_05_05 | 2025 | CH4 + CCS | Generation | Methane | NY | Dispatch-Generation | FuelCost | 0 | [6 empty] | 0.82193 | 0
LCP_Inputs_ON_Electric_Howarth_2023_05_05 | 2025 | CH4 + CCS | Generation | Methane | NY | Dispatch-Generation | VOM | 0 | [6 empty] | 0.82193 | 0
LCP_Inputs_ON_Electric_Howarth_2023_05_05 | 2025 | CH4 + CCS | Generation | Methane | ON | Dispatch-Generation | EmissionsCost | 0 | [6 empty] | 0.82193 | 0
LCP_Inputs_ON_Electric_Howarth_2023_05_05 | 2025 | CH4 + CCS | Generation | Methane | ON | Dispatch-Generation | FuelCost | 0 | [6 empty] | 0.82193 | 0
LCP_Inputs_ON_Electric_Howarth_2023_05_05 | 2025 | CH4 + CCS | Generation | Methane | ON | Dispatch-Generation | VOM | 0 | [6 empty] | 0.82193 | 0
LCP_Inputs_ON_Electric_Howarth_2023_05_05 | 2025 | CH4 + CCS | Generation | Methane | PJ | Dispatch-Generation | EmissionsCost | 0 | [6 empty] | 0.82193 | 0
LCP_Inputs_ON_Electric_Howarth_2023_05_05 | 2025 | CH4 + CCS | Generation | Methane | PJ | Dispatch-Generation | FuelCost | 0 | [6 empty] | 0.82193 | 0
LCP_Inputs_ON_Electric_Howarth_2023_05_05 | 2025 | CH4 + CCS | Generation | Methane | PJ | Dispatch-Generation | VOM | 0 | [6 empty] | 0.82193 | 0
LCP_Inputs_ON_Electric_Howarth_2023_05_05 | 2025 | CH4 + CCS | Generation | Methane | QC | Dispatch-Generation | EmissionsCost | 0 | [6 empty] | 0.82193 | 0
LCP_Inputs_ON_Electric_Howarth_2023_05_05 | 2025 | CH4 + CCS | Generation | Methane | QC | Dispatch-Generation | FuelCost | 0 | [6 empty] | 0.82193 | 0
LCP_Inputs_ON_Electric_Howarth_2023_05_05 | 2025 | CH4 + CCS | Generation | Methane | QC | Dispatch-Generation | VOM | 0 | [6 empty] | 0.82193 | 0
LCP_Inputs_ON_Electric_Howarth_2023_05_05 | 2025 | CH4 + CCS | Generation | Methane | WC | Dispatch-Generation | EmissionsCost | 0 | [6 empty] | 0.82193 | 0
LCP_Inputs_ON_Electric_Howarth_2023_05_05 | 2025 | CH4 + CCS | Generation | Methane | WC | Dispatch-Generation | FuelCost | 0 | [6 empty] | 0.82193 | 0
LCP_Inputs_ON_Electric_Howarth_2023_05_05 | 2025 | CH4 + CCS | Generation | Methane | WC | Dispatch-Generation | VOM | 0 | [6 empty] | 0.82193 | 0
LCP_Inputs_ON_Electric_Howarth_2023_05_05 | 2025 | CH4 Import - NY 2020 | Import | Methane | MI | Dispatch-Import | EmissionsCost | 0 | [6 empty] | 0.82193 | 0
LCP_Inputs_ON_Electric_Howarth_2023_05_05 | 2025 | CH4 Import - NY 2020 | Import | Methane | MI | Dispatch-Import | FuelCost | 0 | [6 empty] | 0.82193 | 0
LCP_Inputs_ON_Electric_Howarth_2023_05_05 | 2025 | CH4 Import - NY 2020 | Import | Methane | MI | Dispatch-Import | VOM | 0 | [6 empty] | 0.82193 | 0
LCP_Inputs_ON_Electric_Howarth_2023_05_05 | 2025 | CH4 Import - NY 2020 | Import | Methane | NY | Dispatch-Import | EmissionsCost | 282343065.1873 | [6 empty] | 0.82193 | 232065418.6829
LCP_Inputs_ON_Electric_Howarth_2023_05_05 | 2025 | CH4 Import - NY 2020 | Import | Methane | NY | Dispatch-Import | FuelCost | 407790143.0843 | [6 empty] | 0.82193 | 335173772.4702
LCP_Inputs_ON_Electric_Howarth_2023_05_05 | 2025 | CH4 Import - NY 2020 | Import | Methane | NY | Dispatch-Import | VOM | 0 | [6 empty] | 0.82193 | 0
LCP_Inputs_ON_Electric_Howarth_2023_05_05 | 2025 | CH4 Import - NY 2020 | Import | Methane | ON | Dispatch-Import | EmissionsCost | 0 | [6 empty] | 0.82193 | 0
LCP_Inputs_ON_Electric_Howarth_2023_05_05 | 2025 | CH4 Import - NY 2020 | Import | Methane | ON | Dispatch-Import | FuelCost | 0 | [6 empty] | 0.82193 | 0
LCP_Inputs_ON_Electric_Howarth_2023_05_05 | 2025 | CH4 Import - NY 2020 | Import | Methane | ON | Dispatch-Import | VOM | 0 | [6 empty] | 0.82193 | 0
LCP_Inputs_ON_Electric_Howarth_2023_05_05 | 2025 | CH4 Import - NY 2020 | Import | Methane | PJ | Dispatch-Import | EmissionsCost | 0 | [6 empty] | 0.82193 | 0
LCP_Inputs_ON_Electric_Howarth_2023_05_05 | 2025 | CH4 Import - NY 2020 | Import | Methane | PJ | Dispatch-Import | FuelCost | 0 | [6 empty] | 0.82193 | 0
LCP_Inputs_ON_Electric_Howarth_2023_05_05 | 2025 | CH4 Import - NY 2020 | Import | Methane | PJ | Dispatch-Import | VOM | 0 | [6 empty] | 0.82193 | 0
LCP_Inputs_ON_Electric_Howarth_2023_05_05 | 2025 | CH4 Import - NY 2020 | Import | Methane | QC | Dispatch-Import | EmissionsCost | 0 | [6 empty] | 0.82193 | 0
LCP_Inputs_ON_Electric_Howarth_2023_05_05 | 2025 | CH4 Import - NY 2020 | Import | Methane | QC | Dispatch-Import | FuelCost | 0 | [6 empty] | 0.82193 | 0
LCP_Inputs_ON_Electric_Howarth_2023_05_05 | 2025 | CH4 Import - NY 2020 | Import | Methane | QC | Dispatch-Import | VOM | 0 | [6 empty] | 0.82193 | 0
LCP_Inputs_ON_Electric_Howarth_2023_05_05 | 2025 | CH4 Import - NY 2020 | Import | Methane | WC | Dispatch-Import | EmissionsCost | 0 | [6 empty] | 0.82193 | 0
LCP_Inputs_ON_Electric_Howarth_2023_05_05 | 2025 | CH4 Import - NY 2020 | Import | Methane | WC | Dispatch-Import | FuelCost | 0 | [6 empty] | 0.82193 | 0
LCP_Inputs_ON_Electric_Howarth_2023_05_05 | 2025 | CH4 Import - NY 2020 | Import | Methane | WC | Dispatch-Import | VOM | 0 | [6 empty] | 0.82193 | 0
LCP_Inputs_ON_Electric_Howarth_2023_05_05 | 2025 | CH4 Import - NY 2030 | Import | Methane | MI | Dispatch-Import | EmissionsCost | 0 | [6 empty] | 0.82193 | 0
LCP_Inputs_ON_Electric_Howarth_2023_05_05 | 2025 | CH4 Import - NY 2030 | Import | Methane | MI | Dispatch-Import | FuelCost | 0 | [6 empty] | 0.82193 | 0
LCP_Inputs_ON_Electric_Howarth_2023_05_05 | 2025 | CH4 Import - NY 2030 | Import | Methane | MI | Dispatch-Import | VOM | 0 | [6 empty] | 0.82193 | 0
LCP_Inputs_ON_Electric_Howarth_2023_05_05 | 2025 | CH4 Import - NY 2030 | Import | Methane | NY | Dispatch-Import | EmissionsCost | 0 | [6 empty] | 0.82193 | 0
LCP_Inputs_ON_Electric_Howarth_2023_05_05 | 2025 | CH4 Import - NY 2030 | Import | Methane | NY | Dispatch-Import | FuelCost | 0 | [6 empty] | 0.82193 | 0
LCP_Inputs_ON_Electric_Howarth_2023_05_05 | 2025 | CH4 Import - NY 2030 | Import | Methane | NY | Dispatch-Import | VOM | 0 | [6 empty] | 0.82193 | 0
LCP_Inputs_ON_Electric_Howarth_2023_05_05 | 2025 | CH4 Import - NY 2030 | Import | Methane | ON | Dispatch-Import | EmissionsCost | 0 | [6 empty] | 0.82193 | 0
LCP_Inputs_ON_Electric_Howarth_2023_05_05 | 2025 | CH4 Import - NY 2030 | Import | Methane | ON | Dispatch-Import | FuelCost | 0 | [6 empty] | 0.82193 | 0
LCP_Inputs_ON_Electric_Howarth_2023_05_05 | 2025 | CH4 Import - NY 2030 | Import | Methane | ON | Dispatch-Import | VOM | 0 | [6 empty] | 0.82193 | 0
LCP_Inputs_ON_Electric_Howarth_2023_05_05 | 2025 | CH4 Import - NY 2030 | Import | Methane | PJ | Dispatch-Import | EmissionsCost | 0 | [6 empty] | 0.82193 | 0
LCP_Inputs_ON_Electric_Howarth_2023_05_05 | 2025 | CH4 Import - NY 2030 | Import | Methane | PJ | Dispatch-Import | FuelCost | 0 | [6 empty] | 0.82193 | 0
LCP_Inputs_ON_Electric_Howarth_2023_05_05 | 2025 | CH4 Import - NY 2030 | Import | Methane | PJ | Dispatch-Import | VOM | 0 | [6 empty] | 0.82193 | 0
LCP_Inputs_ON_Electric_Howarth_2023_05_05 | 2025 | CH4 Import - NY 2030 | Import | Methane | QC | Dispatch-Import | EmissionsCost | 0 | [6 empty] | 0.82193 | 0
LCP_Inputs_ON_Electric_Howarth_2023_05_05 | 2025 | CH4 Import - NY 2030 | Import | Methane | QC | Dispatch-Import | FuelCost | 0 | [6 empty] | 0.82193 | 0
LCP_Inputs_ON_Electric_Howarth_2023_05_05 | 2025 | CH4 Import - NY 2030 | Import | Methane | QC | Dispatch-Import | VOM | 0 | [6 empty] | 0.82193 | 0
LCP_Inputs_ON_Electric_Howarth_2023_05_05 | 2025 | CH4 Import - NY 2030 | Import | Methane | WC | Dispatch-Import | EmissionsCost | 0 | [6 empty] | 0.82193 | 0
LCP_Inputs_ON_Electric_Howarth_2023_05_05 | 2025 | CH4 Import - NY 2030 | Import | Methane | WC | Dispatch-Import | FuelCost | 0 | [6 empty] | 0.82193 | 0
LCP_Inputs_ON_Electric_Howarth_2023_05_05 | 2025 | CH4 Import - NY 2030 | Import | Methane | WC | Dispatch-Import | VOM | 0 | [6 empty] | 0.82193 | 0
LCP_Inputs_ON_Electric_Howarth_2023_05_05 | 2025 | CH4 Import - NY 2040 | Import | Methane | MI | Dispatch-Import | EmissionsCost | 0 | [6 empty] | 0.82193 | 0
LCP_Inputs_ON_Electric_Howarth_2023_05_05 | 2025 | CH4 Import - NY 2040 | Import | Methane | MI | Dispatch-Import | FuelCost | 0 | [6 empty] | 0.82193 | 0
LCP_Inputs_ON_Electric_Howarth_2023_05_05 | 2025 | CH4 Import - NY 2040 | Import | Methane | MI | Dispatch-Import | VOM | 0 | [6 empty] | 0.82193 | 0
LCP_Inputs_ON_Electric_Howarth_2023_05_05 | 2025 | CH4 Import - NY 2040 | Import | Methane | NY | Dispatch-Import | EmissionsCost | 0 | [6 empty] | 0.82193 | 0
LCP_Inputs_ON_Electric_Howarth_2023_05_05 | 2025 | CH4 Import - NY 2040 | Import | Methane | NY | Dispatch-Import | FuelCost | 0 | [6 empty] | 0.82193 | 0
LCP_Inputs_ON_Electric_Howarth_2023_05_05 | 2025 | CH4 Import - NY 2040 | Import | Methane | NY | Dispatch-Import | VOM | 0 | [6 empty] | 0.82193 | 0
LCP_Inputs_ON_Electric_Howarth_2023_05_05 | 2025 | CH4 Import - NY 2040 | Import | Methane | ON | Dispatch-Import | EmissionsCost | 0 | [6 empty] | 0.82193 | 0
LCP_Inputs_ON_Electric_Howarth_2023_05_05 | 2025 | CH4 Import - NY 2040 | Import | Methane | ON | Dispatch-Import | FuelCost | 0 | [6 empty] | 0.82193 | 0
LCP_Inputs_ON_Electric_Howarth_2023_05_05 | 2025 | CH4 Import - NY 2040 | Import | Methane | ON | Dispatch-Import | VOM | 0 | [6 empty] | 0.82193 | 0
LCP_Inputs_ON_Electric_Howarth_2023_05_05 | 2025 | CH4 Import - NY 2040 | Import | Methane | PJ | Dispatch-Import | EmissionsCost | 0 | [6 empty] | 0.82193 | 0
LCP_Inputs_ON_Electric_Howarth_2023_05_05 | 2025 | CH4 Import - NY 2040 | Import | Methane | PJ | Dispatch-Import | FuelCost | 0 | [6 empty] | 0.82193 | 0
LCP_Inputs_ON_Electric_Howarth_2023_05_05 | 2025 | CH4 Import - NY 2040 | Import | Methane | PJ | Dispatch-Import | VOM | 0 | [6 empty] | 0.82193 | 0
LCP_Inputs_ON_Electric_Howarth_2023_05_05 | 2025 | CH4 Import - NY 2040 | Import | Methane | QC | Dispatch-Import | EmissionsCost | 0 | [6 empty] | 0.82193 | 0
LCP_Inputs_ON_Electric_Howarth_2023_05_05 | 2025 | CH4 Import - NY 2040 | Import | Methane | QC | Dispatch-Import | FuelCost | 0 | [6 empty] | 0.82193 | 0
LCP_Inputs_ON_Electric_Howarth_2023_05_05 | 2025 | CH4 Import - NY 2040 | Import | Methane | QC | Dispatch-Import | VOM | 0 | [6 empty] | 0.82193 | 0
LCP_Inputs_ON_Electric_Howarth_2023_05_05 | 2025 | CH4 Import - NY 2040 | Import | Methane | WC | Dispatch-Import | EmissionsCost | 0 | [6 empty] | 0.82193 | 0
LCP_Inputs_ON_Electric_Howarth_2023_05_05 | 2025 | CH4 Import - NY 2040 | Import | Methane | WC | Dispatch-Import | FuelCost | 0 | [6 empty] | 0.82193 | 0
LCP_Inputs_ON_Electric_Howarth_2023_05_05 | 2025 | CH4 Import - NY 2040 | Import | Methane | WC | Dispatch-Import | VOM | 0 | [6 empty] | 0.82193 | 0
LCP_Inputs_ON_Electric_Howarth_2023_05_05 | 2025 | CH4 Import - NY 2050 | Import | Methane | MI | Dispatch-Import | EmissionsCost | 0 | [6 empty] | 0.82193 | 0
LCP_Inputs_ON_Electric_Howarth_2023_05_05 | 2025 | CH4 Import - NY 2050 | Import | Methane | MI | Dispatch-Import | FuelCost | 0 | [6 empty] | 0.82193 | 0
LCP_Inputs_ON_Electric_Howarth_2023_05_05 | 2025 | CH4 Import - NY 2050 | Import | Methane | MI | Dispatch-Import | VOM | 0 | [6 empty] | 0.82193 | 0
LCP_Inputs_ON_Electric_Howarth_2023_05_05 | 2025 | CH4 Import - NY 2050 | Import | Methane | NY | Dispatch-Import | EmissionsCost | 0 | [6 empty] | 0.82193 | 0
LCP_Inputs_ON_Electric_Howarth_2023_05_05 | 2025 | CH4 Import - NY 2050 | Import | Methane | NY | Dispatch-Import | FuelCost | 0 | [6 empty] | 0.82193 | 0
LCP_Inputs_ON_Electric_Howarth_2023_05_05 | 2025 | CH4 Import - NY 2050 | Import | Methane | NY | Dispatch-Import | VOM | 0 | [6 empty] | 0.82193 | 0
LCP_Inputs_ON_Electric_Howarth_2023_05_05 | 2025 | CH4 Import - NY 2050 | Import | Methane | ON | Dispatch-Import | EmissionsCost | 0 | [6 empty] | 0.82193 | 0
LCP_Inputs_ON_Electric_Howarth_2023_05_05 | 2025 | CH4 Import - NY 2050 | Import | Methane | ON | Dispatch-Import | FuelCost | 0 | [6 empty] | 0.82193 | 0
LCP_Inputs_ON_Electric_Howarth_2023_05_05 | 2025 | CH4 Import - NY 2050 | Import | Methane | ON | Dispatch-Import | VOM | 0 | [6 empty] | 0.82193 | 0
LCP_Inputs_ON_Electric_Howarth_2023_05_05 | 2025 | CH4 Import - NY 2050 | Import | Methane | PJ | Dispatch-Import | EmissionsCost | 0 | [6 empty] | 0.82193 | 0
LCP_Inputs_ON_Electric_Howarth_2023_05_05 | 2025 | CH4 Import - NY 2050 | Import | Methane | PJ | Dispatch-Import | FuelCost | 0 | [6 empty] | 0.82193 | 0
LCP_Inputs_ON_Electric_Howarth_2023_05_05 | 2025 | CH4 Import - NY 2050 | Import | Methane | PJ | Dispatch-Import | VOM | 0 | [6 empty] | 0.82193 | 0
LCP_Inputs_ON_Electric_Howarth_2023_05_05 | 2025 | CH4 Import - NY 2050 | Import | Methane | QC | Dispatch-Import | EmissionsCost | 0 | [6 empty] | 0.82193 | 0
LCP_Inputs_ON_Electric_Howarth_2023_05_05 | 2025 | CH4 Import - NY 2050 | Import | Methane | QC | Dispatch-Import | FuelCost | 0 | [6 empty] | 0.82193 | 0
LCP_Inputs_ON_Electric_Howarth_2023_05_05 | 2025 | CH4 Import - NY 2050 | Import | Methane | QC | Dispatch-Import | VOM | 0 | [6 empty] | 0.82193 | 0
LCP_Inputs_ON_Electric_Howarth_2023_05_05 | 2025 | CH4 Import - NY 2050 | Import | Methane | WC | Dispatch-Import | EmissionsCost | 0 | [6 empty] | 0.82193 | 0
LCP_Inputs_ON_Electric_Howarth_2023_05_05 | 2025 | CH4 Import - NY 2050 | Import | Methane | WC | Dispatch-Import | FuelCost | 0 | [6 empty] | 0.82193 | 0
LCP_Inputs_ON_Electric_Howarth_2023_05_05 | 2025 | CH4 Import - NY 2050 | Import | Methane | WC | Dispatch-Import | VOM | 0 | [6 empty] | 0.82193 | 0
LCP_Inputs_ON_Electric_Howarth_2023_05_05 | 2025 | CH4 Import - WC 2020 | Import | Methane | MI | Dispatch-Import | EmissionsCost | 0 | [6 empty] | 0.82193 | 0
LCP_Inputs_ON_Electric_Howarth_2023_05_05 | 2025 | CH4 Import - WC 2020 | Import | Methane | MI | Dispatch-Import | FuelCost | 0 | [6 empty] | 0.82193 | 0
LCP_Inputs_ON_Electric_Howarth_2023_05_05 | 2025 | CH4 Import - WC 2020 | Import | Methane | MI | Dispatch-Import | VOM | 0 | [6 empty] | 0.82193 | 0
LCP_Inputs_ON_Electric_Howarth_2023_05_05 | 2025 | CH4 Import - WC 2020 | Import | Methane | NY | Dispatch-Import | EmissionsCost | 0 | [6 empty] | 0.82193 | 0
LCP_Inputs_ON_Electric_Howarth_2023_05_05 | 2025 | CH4 Import - WC 2020 | Import | Methane | NY | Dispatch-Import | FuelCost | 0 | [6 empty] | 0.82193 | 0
LCP_Inputs_ON_Electric_Howarth_2023_05_05 | 2025 | CH4 Import - WC 2020 | Import | Methane | NY | Dispatch-Import | VOM | 0 | [6 empty] | 0.82193 | 0
LCP_Inputs_ON_Electric_Howarth_2023_05_05 | 2025 | CH4 Import - WC 2020 | Import | Methane | ON | Dispatch-Import | EmissionsCost | 0 | [6 empty] | 0.82193 | 0
LCP_Inputs_ON_Electric_Howarth_2023_05_05 | 2025 | CH4 Import - WC 2020 | Import | Methane | ON | Dispatch-Import | FuelCost | 0 | [6 empty] | 0.82193 | 0
LCP_Inputs_ON_Electric_Howarth_2023_05_05 | 2025 | CH4 Import - WC 2020 | Import | Methane | ON | Dispatch-Import | VOM | 0 | [6 empty] | 0.82193 | 0
LCP_Inputs_ON_Electric_Howarth_2023_05_05 | 2025 | CH4 Import - WC 2020 | Import | Methane | PJ | Dispatch-Import | EmissionsCost | 0 | [6 empty] | 0.82193 | 0
LCP_Inputs_ON_Electric_Howarth_2023_05_05 | 2025 | CH4 Import - WC 2020 | Import | Methane | PJ | Dispatch-Import | FuelCost | 0 | [6 empty] | 0.82193 | 0
LCP_Inputs_ON_Electric_Howarth_2023_05_05 | 2025 | CH4 Import - WC 2020 | Import | Methane | PJ | Dispatch-Import | VOM | 0 | [6 empty] | 0.82193 | 0
LCP_Inputs_ON_Electric_Howarth_2023_05_05 | 2025 | CH4 Import - WC 2020 | Import | Methane | QC | Dispatch-Import | EmissionsCost | 0 | [6 empty] | 0.82193 | 0
LCP_Inputs_ON_Electric_Howarth_2023_05_05 | 2025 | CH4 Import - WC 2020 | Import | Methane | QC | Dispatch-Import | FuelCost | 0 | [6 empty] | 0.82193 | 0
LCP_Inputs_ON_Electric_Howarth_2023_05_05 | 2025 | CH4 Import - WC 2020 | Import | Methane | QC | Dispatch-Import | VOM | 0 | [6 empty] | 0.82193 | 0
LCP_Inputs_ON_Electric_Howarth_2023_05_05 | 2025 | CH4 Import - WC 2020 | Import | Methane | WC | Dispatch-Import | EmissionsCost | 1306945408.6229 | [6 empty] | 0.82193 | 1074213858.4018
LCP_Inputs_ON_Electric_Howarth_2023_05_05 | 2025 | CH4 Import - WC 2020 | Import | Methane | WC | Dispatch-Import | FuelCost | 1887630761.6486 | [6 empty] | 0.82193 | 1551494890.5518
LCP_Inputs_ON_Electric_Howarth_2023_05_05 | 2025 | CH4 Import - WC 2020 | Import | Methane | WC | Dispatch-Import | VOM | 0 | [6 empty] | 0.82193 | 0
LCP_Inputs_ON_Electric_Howarth_2023_05_05 | 2025 | CH4 Import - WC 2030 | Import | Methane | MI | Dispatch-Import | EmissionsCost | 0 | [6 empty] | 0.82193 | 0
LCP_Inputs_ON_Electric_Howarth_2023_05_05 | 2025 | CH4 Import - WC 2030 | Import | Methane | MI | Dispatch-Import | FuelCost | 0 | [6 empty] | 0.82193 | 0
LCP_Inputs_ON_Electric_Howarth_2023_05_05 | 2025 | CH4 Import - WC 2030 | Import | Methane | MI | Dispatch-Import | VOM | 0 | [6 empty] | 0.82193 | 0
LCP_Inputs_ON_Electric_Howarth_2023_05_05 | 2025 | CH4 Import - WC 2030 | Import | Methane | NY | Dispatch-Import | EmissionsCost | 0 | [6 empty] | 0.82193 | 0
LCP_Inputs_ON_Electric_Howarth_2023_05_05 | 2025 | CH4 Import - WC 2030 | Import | Methane | NY | Dispatch-Import | FuelCost | 0 | [6 empty] | 0.82193 | 0
LCP_Inputs_ON_Electric_Howarth_2023_05_05 | 2025 | CH4 Import - WC 2030 | Import | Methane | NY | Dispatch-Import | VOM | 0 | [6 empty] | 0.82193 | 0
LCP_Inputs_ON_Electric_Howarth_2023_05_05 | 2025 | CH4 Import - WC 2030 | Import | Methane | ON | Dispatch-Import | EmissionsCost | 0 | [6 empty] | 0.82193 | 0
LCP_Inputs_ON_Electric_Howarth_2023_05_05 | 2025 | CH4 Import - WC 2030 | Import | Methane | ON | Dispatch-Import | FuelCost | 0 | [6 empty] | 0.82193 | 0
LCP_Inputs_ON_Electric_Howarth_2023_05_05 | 2025 | CH4 Import - WC 2030 | Import | Methane | ON | Dispatch-Import | VOM | 0 | [6 empty] | 0.82193 | 0
LCP_Inputs_ON_Electric_Howarth_2023_05_05 | 2025 | CH4 Import - WC 2030 | Import | Methane | PJ | Dispatch-Import | EmissionsCost | 0 | [6 empty] | 0.82193 | 0
LCP_Inputs_ON_Electric_Howarth_2023_05_05 | 2025 | CH4 Import - WC 2030 | Import | Methane | PJ | Dispatch-Import | FuelCost | 0 | [6 empty] | 0.82193 | 0
LCP_Inputs_ON_Electric_Howarth_2023_05_05 | 2025 | CH4 Import - WC 2030 | Import | Methane | PJ | Dispatch-Import | VOM | 0 | [6 empty] | 0.82193 | 0
LCP_Inputs_ON_Electric_Howarth_2023_05_05 | 2025 | CH4 Import - WC 2030 | Import | Methane | QC | Dispatch-Import | EmissionsCost | 0 | [6 empty] | 0.82193 | 0
LCP_Inputs_ON_Electric_Howarth_2023_05_05 | 2025 | CH4 Import - WC 2030 | Import | Methane | QC | Dispatch-Import | FuelCost | 0 | [6 empty] | 0.82193 | 0
LCP_Inputs_ON_Electric_Howarth_2023_05_05 | 2025 | CH4 Import - WC 2030 | Import | Methane | QC | Dispatch-Import | VOM | 0 | [6 empty] | 0.82193 | 0
LCP_Inputs_ON_Electric_Howarth_2023_05_05 | 2025 | CH4 Import - WC 2030 | Import | Methane | WC | Dispatch-Import | EmissionsCost | 0 | [6 empty] | 0.82193 | 0
LCP_Inputs_ON_Electric_Howarth_2023_05_05 | 2025 | CH4 Import - WC 2030 | Import | Methane | WC | Dispatch-Import | FuelCost | 0 | [6 empty] | 0.82193 | 0
LCP_Inputs_ON_Electric_Howarth_2023_05_05 | 2025 | CH4 Import - WC 2030 | Import | Methane | WC | Dispatch-Import | VOM | 0 | [6 empty] | 0.82193 | 0
LCP_Inputs_ON_Electric_Howarth_2023_05_05 | 2025 | CH4 Import - WC 2040 | Import | Methane | MI | Dispatch-Import | EmissionsCost | 0 | [6 empty] | 0.82193 | 0
LCP_Inputs_ON_Electric_Howarth_2023_05_05 | 2025 | CH4 Import - WC 2040 | Import | Methane | MI | Dispatch-Import | FuelCost | 0 | [6 empty] | 0.82193 | 0
LCP_Inputs_ON_Electric_Howarth_2023_05_05 | 2025 | CH4 Import - WC 2040 | Import | Methane | MI | Dispatch-Import | VOM | 0 | [6 empty] | 0.82193 | 0
LCP_Inputs_ON_Electric_Howarth_2023_05_05 | 2025 | CH4 Import - WC 2040 | Import | Methane | NY | Dispatch-Import | EmissionsCost | 0 | [6 empty] | 0.82193 | 0
LCP_Inputs_ON_Electric_Howarth_2023_05_05 | 2025 | CH4 Import - WC 2040 | Import | Methane | NY | Dispatch-Import | FuelCost | 0 | [6 empty] | 0.82193 | 0
LCP_Inputs_ON_Electric_Howarth_2023_05_05 | 2025 | CH4 Import - WC 2040 | Import | Methane | NY | Dispatch-Import | VOM | 0 | [6 empty] | 0.82193 | 0
LCP_Inputs_ON_Electric_Howarth_2023_05_05 | 2025 | CH4 Import - WC 2040 | Import | Methane | ON | Dispatch-Import | EmissionsCost | 0 | [6 empty] | 0.82193 | 0
LCP_Inputs_ON_Electric_Howarth_2023_05_05 | 2025 | CH4 Import - WC 2040 | Import | Methane | ON | Dispatch-Import | FuelCost | 0 | [6 empty] | 0.82193 | 0
LCP_Inputs_ON_Electric_Howarth_2023_05_05 | 2025 | CH4 Import - WC 2040 | Import | Methane | ON | Dispatch-Import | VOM | 0 | [6 empty] | 0.82193 | 0
LCP_Inputs_ON_Electric_Howarth_2023_05_05 | 2025 | CH4 Import - WC 2040 | Import | Methane | PJ | Dispatch-Import | EmissionsCost | 0 | [6 empty] | 0.82193 | 0
LCP_Inputs_ON_Electric_Howarth_2023_05_05 | 2025 | CH4 Import - WC 2040 | Import | Methane | PJ | Dispatch-Import | FuelCost | 0 | [6 empty] | 0.82193 | 0
LCP_Inputs_ON_Electric_Howarth_2023_05_05 | 2025 | CH4 Import - WC 2040 | Import | Methane | PJ | Dispatch-Import | VOM | 0 | [6 empty] | 0.82193 | 0
LCP_Inputs_ON_Electric_Howarth_2023_05_05 | 2025 | CH4 Import - WC 2040 | Import | Methane | QC | Dispatch-Import | EmissionsCost | 0 | [6 empty] | 0.82193 | 0
LCP_Inputs_ON_Electric_Howarth_2023_05_05 | 2025 | CH4 Import - WC 2040 | Import | Methane | QC | Dispatch-Import | FuelCost | 0 | [6 empty] | 0.82193 | 0
LCP_Inputs_ON_Electric_Howarth_2023_05_05 | 2025 | CH4 Import - WC 2040 | Import | Methane | QC | Dispatch-Import | VOM | 0 | [6 empty] | 0.82193 | 0
LCP_Inputs_ON_Electric_Howarth_2023_05_05 | 2025 | CH4 Import - WC 2040 | Import | Methane | WC | Dispatch-Import | EmissionsCost | 0 | [6 empty] | 0.82193 | 0
LCP_Inputs_ON_Electric_Howarth_2023_05_05 | 2025 | CH4 Import - WC 2040 | Import | Methane | WC | Dispatch-Import | FuelCost | 0 | [6 empty] | 0.82193 | 0
LCP_Inputs_ON_Electric_Howarth_2023_05_05 | 2025 | CH4 Import - WC 2040 | Import | Methane | WC | Dispatch-Import | VOM | 0 | [6 empty] | 0.82193 | 0
LCP_Inputs_ON_Electric_Howarth_2023_05_05 | 2025 | CH4 Import - WC 2050 | Import | Methane | MI | Dispatch-Import | EmissionsCost | 0 | [6 empty] | 0.82193 | 0
LCP_Inputs_ON_Electric_Howarth_2023_05_05 | 2025 | CH4 Import - WC 2050 | Import | Methane | MI | Dispatch-Import | FuelCost | 0 | [6 empty] | 0.82193 | 0
LCP_Inputs_ON_Electric_Howarth_2023_05_05 | 2025 | CH4 Import - WC 2050 | Import | Methane | MI | Dispatch-Import | VOM | 0 | [6 empty] | 0.82193 | 0
LCP_Inputs_ON_Electric_Howarth_2023_05_05 | 2025 | CH4 Import - WC 2050 | Import | Methane | NY | Dispatch-Import | EmissionsCost | 0 | [6 empty] | 0.82193 | 0
LCP_Inputs_ON_Electric_Howarth_2023_05_05 | 2025 | CH4 Import - WC 2050 | Import | Methane | NY | Dispatch-Import | FuelCost | 0 | [6 empty] | 0.82193 | 0
LCP_Inputs_ON_Electric_Howarth_2023_05_05 | 2025 | CH4 Import - WC 2050 | Import | Methane | NY | Dispatch-Import | VOM | 0 | [6 empty] | 0.82193 | 0
LCP_Inputs_ON_Electric_Howarth_2023_05_05 | 2025 | CH4 Import - WC 2050 | Import | Methane | ON | Dispatch-Import | EmissionsCost | 0 | [6 empty] | 0.82193 | 0
LCP_Inputs_ON_Electric_Howarth_2023_05_05 | 2025 | CH4 Import - WC 2050 | Import | Methane | ON | Dispatch-Import | FuelCost | 0 | [6 empty] | 0.82193 | 0
LCP_Inputs_ON_Electric_Howarth_2023_05_05 | 2025 | CH4 Import - WC 2050 | Import | Methane | ON | Dispatch-Import | VOM | 0 | [6 empty] | 0.82193 | 0
LCP_Inputs_ON_Electric_Howarth_2023_05_05 | 2025 | CH4 Import - WC 2050 | Import | Methane | PJ | Dispatch-Import | EmissionsCost | 0 | [6 empty] | 0.82193 | 0
LCP_Inputs_ON_Electric_Howarth_2023_05_05 | 2025 | CH4 Import - WC 2050 | Import | Methane | PJ | Dispatch-Import | FuelCost | 0 | [6 empty] | 0.82193 | 0
LCP_Inputs_ON_Electric_Howarth_2023_05_05 | 2025 | CH4 Import - WC 2050 | Import | Methane | PJ | Dispatch-Import | VOM | 0 | [6 empty] | 0.82193 | 0
LCP_Inputs_ON_Electric_Howarth_2023_05_05 | 2025 | CH4 Import - WC 2050 | Import | Methane | QC | Dispatch-Import | EmissionsCost | 0 | [6 empty] | 0.82193 | 0
LCP_Inputs_ON_Electric_Howarth_2023_05_05 | 2025 | CH4 Import - WC 2050 | Import | Methane | QC | Dispatch-Import | FuelCost | 0 | [6 empty] | 0.82193 | 0
LCP_Inputs_ON_Electric_Howarth_2023_05_05 | 2025 | CH4 Import - WC 2050 | Import | Methane | QC | Dispatch-Import | VOM | 0 | [6 empty] | 0.82193 | 0
LCP_Inputs_ON_Electric_Howarth_2023_05_05 | 2025 | CH4 Import - WC 2050 | Import | Methane | WC | Dispatch-Import | EmissionsCost | 0 | [6 empty] | 0.82193 | 0
LCP_Inputs_ON_Electric_Howarth_2023_05_05 | 2025 | CH4 Import - WC 2050 | Import | Methane | WC | Dispatch-Import | FuelCost | 0 | [6 empty] | 0.82193 | 0
LCP_Inputs_ON_Electric_Howarth_2023_05_05 | 2025 | CH4 Import - WC 2050 | Import | Methane | WC | Dispatch-Import | VOM | 0 | [6 empty] | 0.82193 | 0
LCP_Inputs_ON_Electric_Howarth_2023_05_05 | 2025 | CH4 Salt Cavern Storage - ON | Storage | Methane | MI | Dispatch-Storage | EmissionsCost | 0 | [6 empty] | 0.82193 | 0
LCP_Inputs_ON_Electric_Howarth_2023_05_05 | 2025 | CH4 Salt Cavern Storage - ON | Storage | Methane | MI | Dispatch-Storage | FuelCost | 0 | [6 empty] | 0.82193 | 0
LCP_Inputs_ON_Electric_Howarth_2023_05_05 | 2025 | CH4 Salt Cavern Storage - ON | Storage | Methane | MI | Dispatch-Storage | VOM | 0 | [6 empty] | 0.82193 | 0
LCP_Inputs_ON_Electric_Howarth_2023_05_05 | 2025 | CH4 Salt Cavern Storage - ON | Storage | Methane | NY | Dispatch-Storage | EmissionsCost | 0 | [6 empty] | 0.82193 | 0
LCP_Inputs_ON_Electric_Howarth_2023_05_05 | 2025 | CH4 Salt Cavern Storage - ON | Storage | Methane | NY | Dispatch-Storage | FuelCost | 0 | [6 empty] | 0.82193 | 0
LCP_Inputs_ON_Electric_Howarth_2023_05_05 | 2025 | CH4 Salt Cavern Storage - ON | Storage | Methane | NY | Dispatch-Storage | VOM | 0 | [6 empty] | 0.82193 | 0
LCP_Inputs_ON_Electric_Howarth_2023_05_05 | 2025 | CH4 Salt Cavern Storage - ON | Storage | Methane | ON | Dispatch-Storage | EmissionsCost | 0 | [6 empty] | 0.82193 | 0
LCP_Inputs_ON_Electric_Howarth_2023_05_05 | 2025 | CH4 Salt Cavern Storage - ON | Storage | Methane | ON | Dispatch-Storage | FuelCost | 0 | [6 empty] | 0.82193 | 0
LCP_Inputs_ON_Electric_Howarth_2023_05_05 | 2025 | CH4 Salt Cavern Storage - ON | Storage | Methane | ON | Dispatch-Storage | VOM | 691417.653 | [6 empty] | 0.82193 | 568294.9111
LCP_Inputs_ON_Electric_Howarth_2023_05_05 | 2025 | CH4 Salt Cavern Storage - ON | Storage | Methane | PJ | Dispatch-Storage | EmissionsCost | 0 | [6 empty] | 0.82193 | 0
LCP_Inputs_ON_Electric_Howarth_2023_05_05 | 2025 | CH4 Salt Cavern Storage - ON | Storage | Methane | PJ | Dispatch-Storage | FuelCost | 0 | [6 empty] | 0.82193 | 0
LCP_Inputs_ON_Electric_Howarth_2023_05_05 | 2025 | CH4 Salt Cavern Storage - ON | Storage | Methane | PJ | Dispatch-Storage | VOM | 0 | [6 empty] | 0.82193 | 0
LCP_Inputs_ON_Electric_Howarth_2023_05_05 | 2025 | CH4 Salt Cavern Storage - ON | Storage | Methane | QC | Dispatch-Storage | EmissionsCost | 0 | [6 empty] | 0.82193 | 0
LCP_Inputs_ON_Electric_Howarth_2023_05_05 | 2025 | CH4 Salt Cavern Storage - ON | Storage | Methane | QC | Dispatch-Storage | FuelCost | 0 | [6 empty] | 0.82193 | 0
LCP_Inputs_ON_Electric_Howarth_2023_05_05 | 2025 | CH4 Salt Cavern Storage - ON | Storage | Methane | QC | Dispatch-Storage | VOM | 0 | [6 empty] | 0.82193 | 0
LCP_Inputs_ON_Electric_Howarth_2023_05_05 | 2025 | CH4 Salt Cavern Storage - ON | Storage | Methane | WC | Dispatch-Storage | EmissionsCost | 0 | [6 empty] | 0.82193 | 0
LCP_Inputs_ON_Electric_Howarth_2023_05_05 | 2025 | CH4 Salt Cavern Storage - ON | Storage | Methane | WC | Dispatch-Storage | FuelCost | 0 | [6 empty] | 0.82193 | 0
LCP_Inputs_ON_Electric_Howarth_2023_05_05 | 2025 | CH4 Salt Cavern Storage - ON | Storage | Methane | WC | Dispatch-Storage | VOM | 0 | [6 empty] | 0.82193 | 0
LCP_Inputs_ON_Electric_Howarth_2023_05_05 | 2025 | Electrolyser 2020/2030 | Crossload | Hydrogen | MI | Dispatch-Crossload | EmissionsCost | 0 | [6 empty] | 0.82193 | 0
LCP_Inputs_ON_Electric_Howarth_2023_05_05 | 2025 | Electrolyser 2020/2030 | Crossload | Hydrogen | MI | Dispatch-Crossload | FuelCost | 0 | [6 empty] | 0.82193 | 0
LCP_Inputs_ON_Electric_Howarth_2023_05_05 | 2025 | Electrolyser 2020/2030 | Crossload | Hydrogen | MI | Dispatch-Crossload | VOM | 0 | [6 empty] | 0.82193 | 0
LCP_Inputs_ON_Electric_Howarth_2023_05_05 | 2025 | Electrolyser 2020/2030 | Crossload | Hydrogen | NY | Dispatch-Crossload | EmissionsCost | 0 | [6 empty] | 0.82193 | 0
LCP_Inputs_ON_Electric_Howarth_2023_05_05 | 2025 | Electrolyser 2020/2030 | Crossload | Hydrogen | NY | Dispatch-Crossload | FuelCost | 0 | [6 empty] | 0.82193 | 0
LCP_Inputs_ON_Electric_Howarth_2023_05_05 | 2025 | Electrolyser 2020/2030 | Crossload | Hydrogen | NY | Dispatch-Crossload | VOM | 0 | [6 empty] | 0.82193 | 0
LCP_Inputs_ON_Electric_Howarth_2023_05_05 | 2025 | Electrolyser 2020/2030 | Crossload | Hydrogen | ON | Dispatch-Crossload | EmissionsCost | 0 | [6 empty] | 0.82193 | 0
LCP_Inputs_ON_Electric_Howarth_2023_05_05 | 2025 | Electrolyser 2020/2030 | Crossload | Hydrogen | ON | Dispatch-Crossload | FuelCost | 0 | [6 empty] | 0.82193 | 0
LCP_Inputs_ON_Electric_Howarth_2023_05_05 | 2025 | Electrolyser 2020/2030 | Crossload | Hydrogen | ON | Dispatch-Crossload | VOM | 0 | [6 empty] | 0.82193 | 0
LCP_Inputs_ON_Electric_Howarth_2023_05_05 | 2025 | Electrolyser 2020/2030 | Crossload | Hydrogen | PJ | Dispatch-Crossload | EmissionsCost | 0 | [6 empty] | 0.82193 | 0
LCP_Inputs_ON_Electric_Howarth_2023_05_05 | 2025 | Electrolyser 2020/2030 | Crossload | Hydrogen | PJ | Dispatch-Crossload | FuelCost | 0 | [6 empty] | 0.82193 | 0
LCP_Inputs_ON_Electric_Howarth_2023_05_05 | 2025 | Electrolyser 2020/2030 | Crossload | Hydrogen | PJ | Dispatch-Crossload | VOM | 0 | [6 empty] | 0.82193 | 0
LCP_Inputs_ON_Electric_Howarth_2023_05_05 | 2025 | Electrolyser 2020/2030 | Crossload | Hydrogen | QC | Dispatch-Crossload | EmissionsCost | 0 | [6 empty] | 0.82193 | 0
LCP_Inputs_ON_Electric_Howarth_2023_05_05 | 2025 | Electrolyser 2020/2030 | Crossload | Hydrogen | QC | Dispatch-Crossload | FuelCost | 0 | [6 empty] | 0.82193 | 0
LCP_Inputs_ON_Electric_Howarth_2023_05_05 | 2025 | Electrolyser 2020/2030 | Crossload | Hydrogen | QC | Dispatch-Crossload | VOM | 0 | [6 empty] | 0.82193 | 0
LCP_Inputs_ON_Electric_Howarth_2023_05_05 | 2025 | Electrolyser 2020/2030 | Crossload | Hydrogen | WC | Dispatch-Crossload | EmissionsCost | 0 | [6 empty] | 0.82193 | 0
LCP_Inputs_ON_Electric_Howarth_2023_05_05 | 2025 | Electrolyser 2020/2030 | Crossload | Hydrogen | WC | Dispatch-Crossload | FuelCost | 0 | [6 empty] | 0.82193 | 0
LCP_Inputs_ON_Electric_Howarth_2023_05_05 | 2025 | Electrolyser 2020/2030 | Crossload | Hydrogen | WC | Dispatch-Crossload | VOM | 0 | [6 empty] | 0.82193 | 0
LCP_Inputs_ON_Electric_Howarth_2023_05_05 | 2025 | Electrolyser 2040 | Crossload | Hydrogen | MI | Dispatch-Crossload | EmissionsCost | 0 | [6 empty] | 0.82193 | 0
LCP_Inputs_ON_Electric_Howarth_2023_05_05 | 2025 | Electrolyser 2040 | Crossload | Hydrogen | MI | Dispatch-Crossload | FuelCost | 0 | [6 empty] | 0.82193 | 0
LCP_Inputs_ON_Electric_Howarth_2023_05_05 | 2025 | Electrolyser 2040 | Crossload | Hydrogen | MI | Dispatch-Crossload | VOM | 0 | [6 empty] | 0.82193 | 0
LCP_Inputs_ON_Electric_Howarth_2023_05_05 | 2025 | Electrolyser 2040 | Crossload | Hydrogen | NY | Dispatch-Crossload | EmissionsCost | 0 | [6 empty] | 0.82193 | 0
LCP_Inputs_ON_Electric_Howarth_2023_05_05 | 2025 | Electrolyser 2040 | Crossload | Hydrogen | NY | Dispatch-Crossload | FuelCost | 0 | [6 empty] | 0.82193 | 0
LCP_Inputs_ON_Electric_Howarth_2023_05_05 | 2025 | Electrolyser 2040 | Crossload | Hydrogen | NY | Dispatch-Crossload | VOM | 0 | [6 empty] | 0.82193 | 0
LCP_Inputs_ON_Electric_Howarth_2023_05_05 | 2025 | Electrolyser 2040 | Crossload | Hydrogen | ON | Dispatch-Crossload | EmissionsCost | 0 | [6 empty] | 0.82193 | 0
LCP_Inputs_ON_Electric_Howarth_2023_05_05 | 2025 | Electrolyser 2040 | Crossload | Hydrogen | ON | Dispatch-Crossload | FuelCost | 0 | [6 empty] | 0.82193 | 0
LCP_Inputs_ON_Electric_Howarth_2023_05_05 | 2025 | Electrolyser 2040 | Crossload | Hydrogen | ON | Dispatch-Crossload | VOM | 0 | [6 empty] | 0.82193 | 0
LCP_Inputs_ON_Electric_Howarth_2023_05_05 | 2025 | Electrolyser 2040 | Crossload | Hydrogen | PJ | Dispatch-Crossload | EmissionsCost | 0 | [6 empty] | 0.82193 | 0
LCP_Inputs_ON_Electric_Howarth_2023_05_05 | 2025 | Electrolyser 2040 | Crossload | Hydrogen | PJ | Dispatch-Crossload | FuelCost | 0 | [6 empty] | 0.82193 | 0
LCP_Inputs_ON_Electric_Howarth_2023_05_05 | 2025 | Electrolyser 2040 | Crossload | Hydrogen | PJ | Dispatch-Crossload | VOM | 0 | [6 empty] | 0.82193 | 0
LCP_Inputs_ON_Electric_Howarth_2023_05_05 | 2025 | Electrolyser 2040 | Crossload | Hydrogen | QC | Dispatch-Crossload | EmissionsCost | 0 | [6 empty] | 0.82193 | 0
LCP_Inputs_ON_Electric_Howarth_2023_05_05 | 2025 | Electrolyser 2040 | Crossload | Hydrogen | QC | Dispatch-Crossload | FuelCost | 0 | [6 empty] | 0.82193 | 0
LCP_Inputs_ON_Electric_Howarth_2023_05_05 | 2025 | Electrolyser 2040 | Crossload | Hydrogen | QC | Dispatch-Crossload | VOM | 0 | [6 empty] | 0.82193 | 0
LCP_Inputs_ON_Electric_Howarth_2023_05_05 | 2025 | Electrolyser 2040 | Crossload | Hydrogen | WC | Dispatch-Crossload | EmissionsCost | 0 | [6 empty] | 0.82193 | 0
LCP_Inputs_ON_Electric_Howarth_2023_05_05 | 2025 | Electrolyser 2040 | Crossload | Hydrogen | WC | Dispatch-Crossload | FuelCost | 0 | [6 empty] | 0.82193 | 0
LCP_Inputs_ON_Electric_Howarth_2023_05_05 | 2025 | Electrolyser 2040 | Crossload | Hydrogen | WC | Dispatch-Crossload | VOM | 0 | [6 empty] | 0.82193 | 0
LCP_Inputs_ON_Electric_Howarth_2023_05_05 | 2025 | Electrolyser 2050 | Crossload | Hydrogen | MI | Dispatch-Crossload | EmissionsCost | 0 | [6 empty] | 0.82193 | 0
LCP_Inputs_ON_Electric_Howarth_2023_05_05 | 2025 | Electrolyser 2050 | Crossload | Hydrogen | MI | Dispatch-Crossload | FuelCost | 0 | [6 empty] | 0.82193 | 0
LCP_Inputs_ON_Electric_Howarth_2023_05_05 | 2025 | Electrolyser 2050 | Crossload | Hydrogen | MI | Dispatch-Crossload | VOM | 0 | [6 empty] | 0.82193 | 0
LCP_Inputs_ON_Electric_Howarth_2023_05_05 | 2025 | Electrolyser 2050 | Crossload | Hydrogen | NY | Dispatch-Crossload | EmissionsCost | 0 | [6 empty] | 0.82193 | 0
LCP_Inputs_ON_Electric_Howarth_2023_05_05 | 2025 | Electrolyser 2050 | Crossload | Hydrogen | NY | Dispatch-Crossload | FuelCost | 0 | [6 empty] | 0.82193 | 0
LCP_Inputs_ON_Electric_Howarth_2023_05_05 | 2025 | Electrolyser 2050 | Crossload | Hydrogen | NY | Dispatch-Crossload | VOM | 0 | [6 empty] | 0.82193 | 0
LCP_Inputs_ON_Electric_Howarth_2023_05_05 | 2025 | Electrolyser 2050 | Crossload | Hydrogen | ON | Dispatch-Crossload | EmissionsCost | 0 | [6 empty] | 0.82193 | 0
LCP_Inputs_ON_Electric_Howarth_2023_05_05 | 2025 | Electrolyser 2050 | Crossload | Hydrogen | ON | Dispatch-Crossload | FuelCost | 0 | [6 empty] | 0.82193 | 0
LCP_Inputs_ON_Electric_Howarth_2023_05_05 | 2025 | Electrolyser 2050 | Crossload | Hydrogen | ON | Dispatch-Crossload | VOM | 0 | [6 empty] | 0.82193 | 0
LCP_Inputs_ON_Electric_Howarth_2023_05_05 | 2025 | Electrolyser 2050 | Crossload | Hydrogen | PJ | Dispatch-Crossload | EmissionsCost | 0 | [6 empty] | 0.82193 | 0
LCP_Inputs_ON_Electric_Howarth_2023_05_05 | 2025 | Electrolyser 2050 | Crossload | Hydrogen | PJ | Dispatch-Crossload | FuelCost | 0 | [6 empty] | 0.82193 | 0
LCP_Inputs_ON_Electric_Howarth_2023_05_05 | 2025 | Electrolyser 2050 | Crossload | Hydrogen | PJ | Dispatch-Crossload | VOM | 0 | [6 empty] | 0.82193 | 0
LCP_Inputs_ON_Electric_Howarth_2023_05_05 | 2025 | Electrolyser 2050 | Crossload | Hydrogen | QC | Dispatch-Crossload | EmissionsCost | 0 | [6 empty] | 0.82193 | 0
LCP_Inputs_ON_Electric_Howarth_2023_05_05 | 2025 | Electrolyser 2050 | Crossload | Hydrogen | QC | Dispatch-Crossload | FuelCost | 0 | [6 empty] | 0.82193 | 0
LCP_Inputs_ON_Electric_Howarth_2023_05_05 | 2025 | Electrolyser 2050 | Crossload | Hydrogen | QC | Dispatch-Crossload | VOM | 0 | [6 empty] | 0.82193 | 0
LCP_Inputs_ON_Electric_Howarth_2023_05_05 | 2025 | Electrolyser 2050 | Crossload | Hydrogen | WC | Dispatch-Crossload | EmissionsCost | 0 | [6 empty] | 0.82193 | 0
LCP_Inputs_ON_Electric_Howarth_2023_05_05 | 2025 | Electrolyser 2050 | Crossload | Hydrogen | WC | Dispatch-Crossload | FuelCost | 0 | [6 empty] | 0.82193 | 0
LCP_Inputs_ON_Electric_Howarth_2023_05_05 | 2025 | Electrolyser 2050 | Crossload | Hydrogen | WC | Dispatch-Crossload | VOM | 0 | [6 empty] | 0.82193 | 0
LCP_Inputs_ON_Electric_Howarth_2023_05_05 | 2025 | Fossil Fuel Thermal (Coal, Peat, Oil) | Generation | Electricity | MI | Dispatch-Generation | EmissionsCost | 0 | [6 empty] | 0.82193 | 0
LCP_Inputs_ON_Electric_Howarth_2023_05_05 | 2025 | Fossil Fuel Thermal (Coal, Peat, Oil) | Generation | Electricity | MI | Dispatch-Generation | FuelCost | 0 | [6 empty] | 0.82193 | 0
LCP_Inputs_ON_Electric_Howarth_2023_05_05 | 2025 | Fossil Fuel Thermal (Coal, Peat, Oil) | Generation | Electricity | MI | Dispatch-Generation | VOM | 0 | [6 empty] | 0.82193 | 0
LCP_Inputs_ON_Electric_Howarth_2023_05_05 | 2025 | Fossil Fuel Thermal (Coal, Peat, Oil) | Generation | Electricity | NY | Dispatch-Generation | EmissionsCost | 0 | [6 empty] | 0.82193 | 0
LCP_Inputs_ON_Electric_Howarth_2023_05_05 | 2025 | Fossil Fuel Thermal (Coal, Peat, Oil) | Generation | Electricity | NY | Dispatch-Generation | FuelCost | 0 | [6 empty] | 0.82193 | 0
LCP_Inputs_ON_Electric_Howarth_2023_05_05 | 2025 | Fossil Fuel Thermal (Coal, Peat, Oil) | Generation | Electricity | NY | Dispatch-Generation | VOM | 0 | [6 empty] | 0.82193 | 0
LCP_Inputs_ON_Electric_Howarth_2023_05_05 | 2025 | Fossil Fuel Thermal (Coal, Peat, Oil) | Generation | Electricity | ON | Dispatch-Generation | EmissionsCost | 0 | [6 empty] | 0.82193 | 0
LCP_Inputs_ON_Electric_Howarth_2023_05_05 | 2025 | Fossil Fuel Thermal (Coal, Peat, Oil) | Generation | Electricity | ON | Dispatch-Generation | FuelCost | 0 | [6 empty] | 0.82193 | 0
LCP_Inputs_ON_Electric_Howarth_2023_05_05 | 2025 | Fossil Fuel Thermal (Coal, Peat, Oil) | Generation | Electricity | ON | Dispatch-Generation | VOM | 0 | [6 empty] | 0.82193 | 0
LCP_Inputs_ON_Electric_Howarth_2023_05_05 | 2025 | Fossil Fuel Thermal (Coal, Peat, Oil) | Generation | Electricity | PJ | Dispatch-Generation | EmissionsCost | 0 | [6 empty] | 0.82193 | 0
LCP_Inputs_ON_Electric_Howarth_2023_05_05 | 2025 | Fossil Fuel Thermal (Coal, Peat, Oil) | Generation | Electricity | PJ | Dispatch-Generation | FuelCost | 0 | [6 empty] | 0.82193 | 0
LCP_Inputs_ON_Electric_Howarth_2023_05_05 | 2025 | Fossil Fuel Thermal (Coal, Peat, Oil) | Generation | Electricity | PJ | Dispatch-Generation | VOM | 0 | [6 empty] | 0.82193 | 0
LCP_Inputs_ON_Electric_Howarth_2023_05_05 | 2025 | Fossil Fuel Thermal (Coal, Peat, Oil) | Generation | Electricity | QC | Dispatch-Generation | EmissionsCost | 0 | [6 empty] | 0.82193 | 0
LCP_Inputs_ON_Electric_Howarth_2023_05_05 | 2025 | Fossil Fuel Thermal (Coal, Peat, Oil) | Generation | Electricity | QC | Dispatch-Generation | FuelCost | 0 | [6 empty] | 0.82193 | 0
LCP_Inputs_ON_Electric_Howarth_2023_05_05 | 2025 | Fossil Fuel Thermal (Coal, Peat, Oil) | Generation | Electricity | QC | Dispatch-Generation | VOM | 0 | [6 empty] | 0.82193 | 0
LCP_Inputs_ON_Electric_Howarth_2023_05_05 | 2025 | Fossil Fuel Thermal (Coal, Peat, Oil) | Generation | Electricity | WC | Dispatch-Generation | EmissionsCost | 0 | [6 empty] | 0.82193 | 0
LCP_Inputs_ON_Electric_Howarth_2023_05_05 | 2025 | Fossil Fuel Thermal (Coal, Peat, Oil) | Generation | Electricity | WC | Dispatch-Generation | FuelCost | 0 | [6 empty] | 0.82193 | 0
LCP_Inputs_ON_Electric_Howarth_2023_05_05 | 2025 | Fossil Fuel Thermal (Coal, Peat, Oil) | Generation | Electricity | WC | Dispatch-Generation | VOM | 0 | [6 empty] | 0.82193 | 0
LCP_Inputs_ON_Electric_Howarth_2023_05_05 | 2025 | Generic - Generator | Generation | Electricity | MI | Dispatch-Generation | EmissionsCost | 0 | [6 empty] | 0.82193 | 0
LCP_Inputs_ON_Electric_Howarth_2023_05_05 | 2025 | Generic - Generator | Generation | Electricity | MI | Dispatch-Generation | FuelCost | 3915156012.6892 | [6 empty] | 0.82193 | 3217972854.0211
LCP_Inputs_ON_Electric_Howarth_2023_05_05 | 2025 | Generic - Generator | Generation | Electricity | MI | Dispatch-Generation | VOM | 405055337.0793 | [6 empty] | 0.82193 | 332925961.283
LCP_Inputs_ON_Electric_Howarth_2023_05_05 | 2025 | Generic - Generator | Generation | Electricity | NY | Dispatch-Generation | EmissionsCost | 0 | [6 empty] | 0.82193 | 0
LCP_Inputs_ON_Electric_Howarth_2023_05_05 | 2025 | Generic - Generator | Generation | Electricity | NY | Dispatch-Generation | FuelCost | 1632281015.876 | [6 empty] | 0.82193 | 1341616012.7971
LCP_Inputs_ON_Electric_Howarth_2023_05_05 | 2025 | Generic - Generator | Generation | Electricity | NY | Dispatch-Generation | VOM | 168872998.9178 | [6 empty] | 0.82193 | 138801295.4102
LCP_Inputs_ON_Electric_Howarth_2023_05_05 | 2025 | Generic - Generator | Generation | Electricity | ON | Dispatch-Generation | EmissionsCost | 0 | [6 empty] | 0.82193 | 0
LCP_Inputs_ON_Electric_Howarth_2023_05_05 | 2025 | Generic - Generator | Generation | Electricity | ON | Dispatch-Generation | FuelCost | 0 | [6 empty] | 0.82193 | 0
LCP_Inputs_ON_Electric_Howarth_2023_05_05 | 2025 | Generic - Generator | Generation | Electricity | ON | Dispatch-Generation | VOM | 0 | [6 empty] | 0.82193 | 0
LCP_Inputs_ON_Electric_Howarth_2023_05_05 | 2025 | Generic - Generator | Generation | Electricity | PJ | Dispatch-Generation | EmissionsCost | 0 | [6 empty] | 0.82193 | 0
LCP_Inputs_ON_Electric_Howarth_2023_05_05 | 2025 | Generic - Generator | Generation | Electricity | PJ | Dispatch-Generation | FuelCost | 14422259590.9655 | [6 empty] | 0.82193 | 11854046098.5346
LCP_Inputs_ON_Electric_Howarth_2023_05_05 | 2025 | Generic - Generator | Generation | Electricity | PJ | Dispatch-Generation | VOM | 1492102281.7812 | [6 empty] | 0.82193 | 1226399311.4535
LCP_Inputs_ON_Electric_Howarth_2023_05_05 | 2025 | Generic - Generator | Generation | Electricity | QC | Dispatch-Generation | EmissionsCost | 0 | [6 empty] | 0.82193 | 0
LCP_Inputs_ON_Electric_Howarth_2023_05_05 | 2025 | Generic - Generator | Generation | Electricity | QC | Dispatch-Generation | FuelCost | 0 | [6 empty] | 0.82193 | 0
LCP_Inputs_ON_Electric_Howarth_2023_05_05 | 2025 | Generic - Generator | Generation | Electricity | QC | Dispatch-Generation | VOM | 0 | [6 empty] | 0.82193 | 0
LCP_Inputs_ON_Electric_Howarth_2023_05_05 | 2025 | Generic - Generator | Generation | Electricity | WC | Dispatch-Generation | EmissionsCost | 0 | [6 empty] | 0.82193 | 0
LCP_Inputs_ON_Electric_Howarth_2023_05_05 | 2025 | Generic - Generator | Generation | Electricity | WC | Dispatch-Generation | FuelCost | 1069473.0011 | [6 empty] | 0.82193 | 879028.8495
LCP_Inputs_ON_Electric_Howarth_2023_05_05 | 2025 | Generic - Generator | Generation | Electricity | WC | Dispatch-Generation | VOM | 110645.8454 | [6 empty] | 0.82193 | 90942.8196
LCP_Inputs_ON_Electric_Howarth_2023_05_05 | 2025 | H2 Import - QC | Import | Hydrogen | MI | Dispatch-Import | EmissionsCost | 0 | [6 empty] | 0.82193 | 0
LCP_Inputs_ON_Electric_Howarth_2023_05_05 | 2025 | H2 Import - QC | Import | Hydrogen | MI | Dispatch-Import | FuelCost | 0 | [6 empty] | 0.82193 | 0
LCP_Inputs_ON_Electric_Howarth_2023_05_05 | 2025 | H2 Import - QC | Import | Hydrogen | MI | Dispatch-Import | VOM | 0 | [6 empty] | 0.82193 | 0
LCP_Inputs_ON_Electric_Howarth_2023_05_05 | 2025 | H2 Import - QC | Import | Hydrogen | NY | Dispatch-Import | EmissionsCost | 0 | [6 empty] | 0.82193 | 0
LCP_Inputs_ON_Electric_Howarth_2023_05_05 | 2025 | H2 Import - QC | Import | Hydrogen | NY | Dispatch-Import | FuelCost | 0 | [6 empty] | 0.82193 | 0
LCP_Inputs_ON_Electric_Howarth_2023_05_05 | 2025 | H2 Import - QC | Import | Hydrogen | NY | Dispatch-Import | VOM | 0 | [6 empty] | 0.82193 | 0
LCP_Inputs_ON_Electric_Howarth_2023_05_05 | 2025 | H2 Import - QC | Import | Hydrogen | ON | Dispatch-Import | EmissionsCost | 0 | [6 empty] | 0.82193 | 0
LCP_Inputs_ON_Electric_Howarth_2023_05_05 | 2025 | H2 Import - QC | Import | Hydrogen | ON | Dispatch-Import | FuelCost | 0 | [6 empty] | 0.82193 | 0
LCP_Inputs_ON_Electric_Howarth_2023_05_05 | 2025 | H2 Import - QC | Import | Hydrogen | ON | Dispatch-Import | VOM | 0 | [6 empty] | 0.82193 | 0
LCP_Inputs_ON_Electric_Howarth_2023_05_05 | 2025 | H2 Import - QC | Import | Hydrogen | PJ | Dispatch-Import | EmissionsCost | 0 | [6 empty] | 0.82193 | 0
LCP_Inputs_ON_Electric_Howarth_2023_05_05 | 2025 | H2 Import - QC | Import | Hydrogen | PJ | Dispatch-Import | FuelCost | 0 | [6 empty] | 0.82193 | 0
LCP_Inputs_ON_Electric_Howarth_2023_05_05 | 2025 | H2 Import - QC | Import | Hydrogen | PJ | Dispatch-Import | VOM | 0 | [6 empty] | 0.82193 | 0
LCP_Inputs_ON_Electric_Howarth_2023_05_05 | 2025 | H2 Import - QC | Import | Hydrogen | QC | Dispatch-Import | EmissionsCost | 0 | [6 empty] | 0.82193 | 0
LCP_Inputs_ON_Electric_Howarth_2023_05_05 | 2025 | H2 Import - QC | Import | Hydrogen | QC | Dispatch-Import | FuelCost | 0 | [6 empty] | 0.82193 | 0
LCP_Inputs_ON_Electric_Howarth_2023_05_05 | 2025 | H2 Import - QC | Import | Hydrogen | QC | Dispatch-Import | VOM | 0 | [6 empty] | 0.82193 | 0
LCP_Inputs_ON_Electric_Howarth_2023_05_05 | 2025 | H2 Import - QC | Import | Hydrogen | WC | Dispatch-Import | EmissionsCost | 0 | [6 empty] | 0.82193 | 0
LCP_Inputs_ON_Electric_Howarth_2023_05_05 | 2025 | H2 Import - QC | Import | Hydrogen | WC | Dispatch-Import | FuelCost | 0 | [6 empty] | 0.82193 | 0
LCP_Inputs_ON_Electric_Howarth_2023_05_05 | 2025 | H2 Import - QC | Import | Hydrogen | WC | Dispatch-Import | VOM | 0 | [6 empty] | 0.82193 | 0
LCP_Inputs_ON_Electric_Howarth_2023_05_05 | 2025 | H2 Import - WC | Import | Hydrogen | MI | Dispatch-Import | EmissionsCost | 0 | [6 empty] | 0.82193 | 0
LCP_Inputs_ON_Electric_Howarth_2023_05_05 | 2025 | H2 Import - WC | Import | Hydrogen | MI | Dispatch-Import | FuelCost | 0 | [6 empty] | 0.82193 | 0
LCP_Inputs_ON_Electric_Howarth_2023_05_05 | 2025 | H2 Import - WC | Import | Hydrogen | MI | Dispatch-Import | VOM | 0 | [6 empty] | 0.82193 | 0
LCP_Inputs_ON_Electric_Howarth_2023_05_05 | 2025 | H2 Import - WC | Import | Hydrogen | NY | Dispatch-Import | EmissionsCost | 0 | [6 empty] | 0.82193 | 0
LCP_Inputs_ON_Electric_Howarth_2023_05_05 | 2025 | H2 Import - WC | Import | Hydrogen | NY | Dispatch-Import | FuelCost | 0 | [6 empty] | 0.82193 | 0
LCP_Inputs_ON_Electric_Howarth_2023_05_05 | 2025 | H2 Import - WC | Import | Hydrogen | NY | Dispatch-Import | VOM | 0 | [6 empty] | 0.82193 | 0
LCP_Inputs_ON_Electric_Howarth_2023_05_05 | 2025 | H2 Import - WC | Import | Hydrogen | ON | Dispatch-Import | EmissionsCost | 0 | [6 empty] | 0.82193 | 0
LCP_Inputs_ON_Electric_Howarth_2023_05_05 | 2025 | H2 Import - WC | Import | Hydrogen | ON | Dispatch-Import | FuelCost | 0 | [6 empty] | 0.82193 | 0
LCP_Inputs_ON_Electric_Howarth_2023_05_05 | 2025 | H2 Import - WC | Import | Hydrogen | ON | Dispatch-Import | VOM | 0 | [6 empty] | 0.82193 | 0
LCP_Inputs_ON_Electric_Howarth_2023_05_05 | 2025 | H2 Import - WC | Import | Hydrogen | PJ | Dispatch-Import | EmissionsCost | 0 | [6 empty] | 0.82193 | 0
LCP_Inputs_ON_Electric_Howarth_2023_05_05 | 2025 | H2 Import - WC | Import | Hydrogen | PJ | Dispatch-Import | FuelCost | 0 | [6 empty] | 0.82193 | 0
LCP_Inputs_ON_Electric_Howarth_2023_05_05 | 2025 | H2 Import - WC | Import | Hydrogen | PJ | Dispatch-Import | VOM | 0 | [6 empty] | 0.82193 | 0
LCP_Inputs_ON_Electric_Howarth_2023_05_05 | 2025 | H2 Import - WC | Import | Hydrogen | QC | Dispatch-Import | EmissionsCost | 0 | [6 empty] | 0.82193 | 0
LCP_Inputs_ON_Electric_Howarth_2023_05_05 | 2025 | H2 Import - WC | Import | Hydrogen | QC | Dispatch-Import | FuelCost | 0 | [6 empty] | 0.82193 | 0
LCP_Inputs_ON_Electric_Howarth_2023_05_05 | 2025 | H2 Import - WC | Import | Hydrogen | QC | Dispatch-Import | VOM | 0 | [6 empty] | 0.82193 | 0
LCP_Inputs_ON_Electric_Howarth_2023_05_05 | 2025 | H2 Import - WC | Import | Hydrogen | WC | Dispatch-Import | EmissionsCost | 0 | [6 empty] | 0.82193 | 0
LCP_Inputs_ON_Electric_Howarth_2023_05_05 | 2025 | H2 Import - WC | Import | Hydrogen | WC | Dispatch-Import | FuelCost | 0 | [6 empty] | 0.82193 | 0
LCP_Inputs_ON_Electric_Howarth_2023_05_05 | 2025 | H2 Import - WC | Import | Hydrogen | WC | Dispatch-Import | VOM | 0 | [6 empty] | 0.82193 | 0
LCP_Inputs_ON_Electric_Howarth_2023_05_05 | 2025 | H2 Salt Cavern Storage - ON | Storage | Hydrogen | MI | Dispatch-Storage | EmissionsCost | 0 | [6 empty] | 0.82193 | 0
LCP_Inputs_ON_Electric_Howarth_2023_05_05 | 2025 | H2 Salt Cavern Storage - ON | Storage | Hydrogen | MI | Dispatch-Storage | FuelCost | 0 | [6 empty] | 0.82193 | 0
LCP_Inputs_ON_Electric_Howarth_2023_05_05 | 2025 | H2 Salt Cavern Storage - ON | Storage | Hydrogen | MI | Dispatch-Storage | VOM | 0 | [6 empty] | 0.82193 | 0
LCP_Inputs_ON_Electric_Howarth_2023_05_05 | 2025 | H2 Salt Cavern Storage - ON | Storage | Hydrogen | NY | Dispatch-Storage | EmissionsCost | 0 | [6 empty] | 0.82193 | 0
LCP_Inputs_ON_Electric_Howarth_2023_05_05 | 2025 | H2 Salt Cavern Storage - ON | Storage | Hydrogen | NY | Dispatch-Storage | FuelCost | 0 | [6 empty] | 0.82193 | 0
LCP_Inputs_ON_Electric_Howarth_2023_05_05 | 2025 | H2 Salt Cavern Storage - ON | Storage | Hydrogen | NY | Dispatch-Storage | VOM | 0 | [6 empty] | 0.82193 | 0
LCP_Inputs_ON_Electric_Howarth_2023_05_05 | 2025 | H2 Salt Cavern Storage - ON | Storage | Hydrogen | ON | Dispatch-Storage | EmissionsCost | 0 | [6 empty] | 0.82193 | 0
LCP_Inputs_ON_Electric_Howarth_2023_05_05 | 2025 | H2 Salt Cavern Storage - ON | Storage | Hydrogen | ON | Dispatch-Storage | FuelCost | 0 | [6 empty] | 0.82193 | 0
LCP_Inputs_ON_Electric_Howarth_2023_05_05 | 2025 | H2 Salt Cavern Storage - ON | Storage | Hydrogen | ON | Dispatch-Storage | VOM | 0 | [6 empty] | 0.82193 | 0
LCP_Inputs_ON_Electric_Howarth_2023_05_05 | 2025 | H2 Salt Cavern Storage - ON | Storage | Hydrogen | PJ | Dispatch-Storage | EmissionsCost | 0 | [6 empty] | 0.82193 | 0
LCP_Inputs_ON_Electric_Howarth_2023_05_05 | 2025 | H2 Salt Cavern Storage - ON | Storage | Hydrogen | PJ | Dispatch-Storage | FuelCost | 0 | [6 empty] | 0.82193 | 0
LCP_Inputs_ON_Electric_Howarth_2023_05_05 | 2025 | H2 Salt Cavern Storage - ON | Storage | Hydrogen | PJ | Dispatch-Storage | VOM | 0 | [6 empty] | 0.82193 | 0
LCP_Inputs_ON_Electric_Howarth_2023_05_05 | 2025 | H2 Salt Cavern Storage - ON | Storage | Hydrogen | QC | Dispatch-Storage | EmissionsCost | 0 | [6 empty] | 0.82193 | 0
LCP_Inputs_ON_Electric_Howarth_2023_05_05 | 2025 | H2 Salt Cavern Storage - ON | Storage | Hydrogen | QC | Dispatch-Storage | FuelCost | 0 | [6 empty] | 0.82193 | 0
LCP_Inputs_ON_Electric_Howarth_2023_05_05 | 2025 | H2 Salt Cavern Storage - ON | Storage | Hydrogen | QC | Dispatch-Storage | VOM | 0 | [6 empty] | 0.82193 | 0
LCP_Inputs_ON_Electric_Howarth_2023_05_05 | 2025 | H2 Salt Cavern Storage - ON | Storage | Hydrogen | WC | Dispatch-Storage | EmissionsCost | 0 | [6 empty] | 0.82193 | 0
LCP_Inputs_ON_Electric_Howarth_2023_05_05 | 2025 | H2 Salt Cavern Storage - ON | Storage | Hydrogen | WC | Dispatch-Storage | FuelCost | 0 | [6 empty] | 0.82193 | 0
LCP_Inputs_ON_Electric_Howarth_2023_05_05 | 2025 | H2 Salt Cavern Storage - ON | Storage | Hydrogen | WC | Dispatch-Storage | VOM | 0 | [6 empty] | 0.82193 | 0
LCP_Inputs_ON_Electric_Howarth_2023_05_05 | 2025 | Hydro | Generation | Electricity | MI | Dispatch-Generation | EmissionsCost | 0 | [6 empty] | 0.82193 | 0
LCP_Inputs_ON_Electric_Howarth_2023_05_05 | 2025 | Hydro | Generation | Electricity | MI | Dispatch-Generation | FuelCost | 0 | [6 empty] | 0.82193 | 0
LCP_Inputs_ON_Electric_Howarth_2023_05_05 | 2025 | Hydro | Generation | Electricity | MI | Dispatch-Generation | VOM | 0 | [6 empty] | 0.82193 | 0
LCP_Inputs_ON_Electric_Howarth_2023_05_05 | 2025 | Hydro | Generation | Electricity | NY | Dispatch-Generation | EmissionsCost | 0 | [6 empty] | 0.82193 | 0
LCP_Inputs_ON_Electric_Howarth_2023_05_05 | 2025 | Hydro | Generation | Electricity | NY | Dispatch-Generation | FuelCost | 0 | [6 empty] | 0.82193 | 0
LCP_Inputs_ON_Electric_Howarth_2023_05_05 | 2025 | Hydro | Generation | Electricity | NY | Dispatch-Generation | VOM | 0 | [6 empty] | 0.82193 | 0
LCP_Inputs_ON_Electric_Howarth_2023_05_05 | 2025 | Hydro | Generation | Electricity | ON | Dispatch-Generation | EmissionsCost | 0 | [6 empty] | 0.82193 | 0
LCP_Inputs_ON_Electric_Howarth_2023_05_05 | 2025 | Hydro | Generation | Electricity | ON | Dispatch-Generation | FuelCost | 0 | [6 empty] | 0.82193 | 0
LCP_Inputs_ON_Electric_Howarth_2023_05_05 | 2025 | Hydro | Generation | Electricity | ON | Dispatch-Generation | VOM | 0 | [6 empty] | 0.82193 | 0
LCP_Inputs_ON_Electric_Howarth_2023_05_05 | 2025 | Hydro | Generation | Electricity | PJ | Dispatch-Generation | EmissionsCost | 0 | [6 empty] | 0.82193 | 0
LCP_Inputs_ON_Electric_Howarth_2023_05_05 | 2025 | Hydro | Generation | Electricity | PJ | Dispatch-Generation | FuelCost | 0 | [6 empty] | 0.82193 | 0
LCP_Inputs_ON_Electric_Howarth_2023_05_05 | 2025 | Hydro | Generation | Electricity | PJ | Dispatch-Generation | VOM | 0 | [6 empty] | 0.82193 | 0
LCP_Inputs_ON_Electric_Howarth_2023_05_05 | 2025 | Hydro | Generation | Electricity | QC | Dispatch-Generation | EmissionsCost | 0 | [6 empty] | 0.82193 | 0
LCP_Inputs_ON_Electric_Howarth_2023_05_05 | 2025 | Hydro | Generation | Electricity | QC | Dispatch-Generation | FuelCost | 0 | [6 empty] | 0.82193 | 0
LCP_Inputs_ON_Electric_Howarth_2023_05_05 | 2025 | Hydro | Generation | Electricity | QC | Dispatch-Generation | VOM | 0 | [6 empty] | 0.82193 | 0
LCP_Inputs_ON_Electric_Howarth_2023_05_05 | 2025 | Hydro | Generation | Electricity | WC | Dispatch-Generation | EmissionsCost | 0 | [6 empty] | 0.82193 | 0
LCP_Inputs_ON_Electric_Howarth_2023_05_05 | 2025 | Hydro | Generation | Electricity | WC | Dispatch-Generation | FuelCost | 0 | [6 empty] | 0.82193 | 0
LCP_Inputs_ON_Electric_Howarth_2023_05_05 | 2025 | Hydro | Generation | Electricity | WC | Dispatch-Generation | VOM | 0 | [6 empty] | 0.82193 | 0
LCP_Inputs_ON_Electric_Howarth_2023_05_05 | 2025 | Hydro Pumped Storage | Storage | Electricity | MI | Dispatch-Storage | EmissionsCost | 0 | [6 empty] | 0.82193 | 0
LCP_Inputs_ON_Electric_Howarth_2023_05_05 | 2025 | Hydro Pumped Storage | Storage | Electricity | MI | Dispatch-Storage | FuelCost | 0 | [6 empty] | 0.82193 | 0
LCP_Inputs_ON_Electric_Howarth_2023_05_05 | 2025 | Hydro Pumped Storage | Storage | Electricity | MI | Dispatch-Storage | VOM | 0 | [6 empty] | 0.82193 | 0
LCP_Inputs_ON_Electric_Howarth_2023_05_05 | 2025 | Hydro Pumped Storage | Storage | Electricity | NY | Dispatch-Storage | EmissionsCost | 0 | [6 empty] | 0.82193 | 0
LCP_Inputs_ON_Electric_Howarth_2023_05_05 | 2025 | Hydro Pumped Storage | Storage | Electricity | NY | Dispatch-Storage | FuelCost | 0 | [6 empty] | 0.82193 | 0
LCP_Inputs_ON_Electric_Howarth_2023_05_05 | 2025 | Hydro Pumped Storage | Storage | Electricity | NY | Dispatch-Storage | VOM | 0 | [6 empty] | 0.82193 | 0
LCP_Inputs_ON_Electric_Howarth_2023_05_05 | 2025 | Hydro Pumped Storage | Storage | Electricity | ON | Dispatch-Storage | EmissionsCost | 0 | [6 empty] | 0.82193 | 0
LCP_Inputs_ON_Electric_Howarth_2023_05_05 | 2025 | Hydro Pumped Storage | Storage | Electricity | ON | Dispatch-Storage | FuelCost | 0 | [6 empty] | 0.82193 | 0
LCP_Inputs_ON_Electric_Howarth_2023_05_05 | 2025 | Hydro Pumped Storage | Storage | Electricity | ON | Dispatch-Storage | VOM | 0 | [6 empty] | 0.82193 | 0
LCP_Inputs_ON_Electric_Howarth_2023_05_05 | 2025 | Hydro Pumped Storage | Storage | Electricity | PJ | Dispatch-Storage | EmissionsCost | 0 | [6 empty] | 0.82193 | 0
LCP_Inputs_ON_Electric_Howarth_2023_05_05 | 2025 | Hydro Pumped Storage | Storage | Electricity | PJ | Dispatch-Storage | FuelCost | 0 | [6 empty] | 0.82193 | 0
LCP_Inputs_ON_Electric_Howarth_2023_05_05 | 2025 | Hydro Pumped Storage | Storage | Electricity | PJ | Dispatch-Storage | VOM | 0 | [6 empty] | 0.82193 | 0
LCP_Inputs_ON_Electric_Howarth_2023_05_05 | 2025 | Hydro Pumped Storage | Storage | Electricity | QC | Dispatch-Storage | EmissionsCost | 0 | [6 empty] | 0.82193 | 0
LCP_Inputs_ON_Electric_Howarth_2023_05_05 | 2025 | Hydro Pumped Storage | Storage | Electricity | QC | Dispatch-Storage | FuelCost | 0 | [6 empty] | 0.82193 | 0
LCP_Inputs_ON_Electric_Howarth_2023_05_05 | 2025 | Hydro Pumped Storage | Storage | Electricity | QC | Dispatch-Storage | VOM | 0 | [6 empty] | 0.82193 | 0
LCP_Inputs_ON_Electric_Howarth_2023_05_05 | 2025 | Hydro Pumped Storage | Storage | Electricity | WC | Dispatch-Storage | EmissionsCost | 0 | [6 empty] | 0.82193 | 0
LCP_Inputs_ON_Electric_Howarth_2023_05_05 | 2025 | Hydro Pumped Storage | Storage | Electricity | WC | Dispatch-Storage | FuelCost | 0 | [6 empty] | 0.82193 | 0
LCP_Inputs_ON_Electric_Howarth_2023_05_05 | 2025 | Hydro Pumped Storage | Storage | Electricity | WC | Dispatch-Storage | VOM | 0 | [6 empty] | 0.82193 | 0
LCP_Inputs_ON_Electric_Howarth_2023_05_05 | 2025 | Nuclear | Generation | Electricity | MI | Dispatch-Generation | EmissionsCost | 0 | [6 empty] | 0.82193 | 0
LCP_Inputs_ON_Electric_Howarth_2023_05_05 | 2025 | Nuclear | Generation | Electricity | MI | Dispatch-Generation | FuelCost | 0 | [6 empty] | 0.82193 | 0
LCP_Inputs_ON_Electric_Howarth_2023_05_05 | 2025 | Nuclear | Generation | Electricity | MI | Dispatch-Generation | VOM | 3301336446.912 | [6 empty] | 0.82193 | 2713457914.2496
LCP_Inputs_ON_Electric_Howarth_2023_05_05 | 2025 | Nuclear | Generation | Electricity | NY | Dispatch-Generation | EmissionsCost | 0 | [6 empty] | 0.82193 | 0
LCP_Inputs_ON_Electric_Howarth_2023_05_05 | 2025 | Nuclear | Generation | Electricity | NY | Dispatch-Generation | FuelCost | 0 | [6 empty] | 0.82193 | 0
LCP_Inputs_ON_Electric_Howarth_2023_05_05 | 2025 | Nuclear | Generation | Electricity | NY | Dispatch-Generation | VOM | 2246155230.144 | [6 empty] | 0.82193 | 1846175869.6446
LCP_Inputs_ON_Electric_Howarth_2023_05_05 | 2025 | Nuclear | Generation | Electricity | ON | Dispatch-Generation | EmissionsCost | 0 | [6 empty] | 0.82193 | 0
LCP_Inputs_ON_Electric_Howarth_2023_05_05 | 2025 | Nuclear | Generation | Electricity | ON | Dispatch-Generation | FuelCost | 0 | [6 empty] | 0.82193 | 0
LCP_Inputs_ON_Electric_Howarth_2023_05_05 | 2025 | Nuclear | Generation | Electricity | ON | Dispatch-Generation | VOM | 8790266640.96 | [6 empty] | 0.82193 | 7224958427.8475
LCP_Inputs_ON_Electric_Howarth_2023_05_05 | 2025 | Nuclear | Generation | Electricity | PJ | Dispatch-Generation | EmissionsCost | 0 | [6 empty] | 0.82193 | 0
LCP_Inputs_ON_Electric_Howarth_2023_05_05 | 2025 | Nuclear | Generation | Electricity | PJ | Dispatch-Generation | FuelCost | 0 | [6 empty] | 0.82193 | 0
LCP_Inputs_ON_Electric_Howarth_2023_05_05 | 2025 | Nuclear | Generation | Electricity | PJ | Dispatch-Generation | VOM | 9110487814.4448 | [6 empty] | 0.82193 | 7488156890.4929
LCP_Inputs_ON_Electric_Howarth_2023_05_05 | 2025 | Nuclear | Generation | Electricity | QC | Dispatch-Generation | EmissionsCost | 0 | [6 empty] | 0.82193 | 0
LCP_Inputs_ON_Electric_Howarth_2023_05_05 | 2025 | Nuclear | Generation | Electricity | QC | Dispatch-Generation | FuelCost | 0 | [6 empty] | 0.82193 | 0
LCP_Inputs_ON_Electric_Howarth_2023_05_05 | 2025 | Nuclear | Generation | Electricity | QC | Dispatch-Generation | VOM | 0 | [6 empty] | 0.82193 | 0
LCP_Inputs_ON_Electric_Howarth_2023_05_05 | 2025 | Nuclear | Generation | Electricity | WC | Dispatch-Generation | EmissionsCost | 0 | [6 empty] | 0.82193 | 0
LCP_Inputs_ON_Electric_Howarth_2023_05_05 | 2025 | Nuclear | Generation | Electricity | WC | Dispatch-Generation | FuelCost | 0 | [6 empty] | 0.82193 | 0
LCP_Inputs_ON_Electric_Howarth_2023_05_05 | 2025 | Nuclear | Generation | Electricity | WC | Dispatch-Generation | VOM | 0 | [6 empty] | 0.82193 | 0
LCP_Inputs_ON_Electric_Howarth_2023_05_05 | 2025 | Nuclear SMR | Generation | Electricity | MI | Dispatch-Generation | EmissionsCost | 0 | [6 empty] | 0.82193 | 0
LCP_Inputs_ON_Electric_Howarth_2023_05_05 | 2025 | Nuclear SMR | Generation | Electricity | MI | Dispatch-Generation | FuelCost | 0 | [6 empty] | 0.82193 | 0
LCP_Inputs_ON_Electric_Howarth_2023_05_05 | 2025 | Nuclear SMR | Generation | Electricity | MI | Dispatch-Generation | VOM | 0 | [6 empty] | 0.82193 | 0
LCP_Inputs_ON_Electric_Howarth_2023_05_05 | 2025 | Nuclear SMR | Generation | Electricity | NY | Dispatch-Generation | EmissionsCost | 0 | [6 empty] | 0.82193 | 0
LCP_Inputs_ON_Electric_Howarth_2023_05_05 | 2025 | Nuclear SMR | Generation | Electricity | NY | Dispatch-Generation | FuelCost | 0 | [6 empty] | 0.82193 | 0
LCP_Inputs_ON_Electric_Howarth_2023_05_05 | 2025 | Nuclear SMR | Generation | Electricity | NY | Dispatch-Generation | VOM | 0 | [6 empty] | 0.82193 | 0
LCP_Inputs_ON_Electric_Howarth_2023_05_05 | 2025 | Nuclear SMR | Generation | Electricity | ON | Dispatch-Generation | EmissionsCost | 0 | [6 empty] | 0.82193 | 0
LCP_Inputs_ON_Electric_Howarth_2023_05_05 | 2025 | Nuclear SMR | Generation | Electricity | ON | Dispatch-Generation | FuelCost | 0 | [6 empty] | 0.82193 | 0
LCP_Inputs_ON_Electric_Howarth_2023_05_05 | 2025 | Nuclear SMR | Generation | Electricity | ON | Dispatch-Generation | VOM | 0 | [6 empty] | 0.82193 | 0
LCP_Inputs_ON_Electric_Howarth_2023_05_05 | 2025 | Nuclear SMR | Generation | Electricity | PJ | Dispatch-Generation | EmissionsCost | 0 | [6 empty] | 0.82193 | 0
LCP_Inputs_ON_Electric_Howarth_2023_05_05 | 2025 | Nuclear SMR | Generation | Electricity | PJ | Dispatch-Generation | FuelCost | 0 | [6 empty] | 0.82193 | 0
LCP_Inputs_ON_Electric_Howarth_2023_05_05 | 2025 | Nuclear SMR | Generation | Electricity | PJ | Dispatch-Generation | VOM | 0 | [6 empty] | 0.82193 | 0
LCP_Inputs_ON_Electric_Howarth_2023_05_05 | 2025 | Nuclear SMR | Generation | Electricity | QC | Dispatch-Generation | EmissionsCost | 0 | [6 empty] | 0.82193 | 0
LCP_Inputs_ON_Electric_Howarth_2023_05_05 | 2025 | Nuclear SMR | Generation | Electricity | QC | Dispatch-Generation | FuelCost | 0 | [6 empty] | 0.82193 | 0
LCP_Inputs_ON_Electric_Howarth_2023_05_05 | 2025 | Nuclear SMR | Generation | Electricity | QC | Dispatch-Generation | VOM | 0 | [6 empty] | 0.82193 | 0
LCP_Inputs_ON_Electric_Howarth_2023_05_05 | 2025 | Nuclear SMR | Generation | Electricity | WC | Dispatch-Generation | EmissionsCost | 0 | [6 empty] | 0.82193 | 0
LCP_Inputs_ON_Electric_Howarth_2023_05_05 | 2025 | Nuclear SMR | Generation | Electricity | WC | Dispatch-Generation | FuelCost | 0 | [6 empty] | 0.82193 | 0
LCP_Inputs_ON_Electric_Howarth_2023_05_05 | 2025 | Nuclear SMR | Generation | Electricity | WC | Dispatch-Generation | VOM | 0 | [6 empty] | 0.82193 | 0
LCP_Inputs_ON_Electric_Howarth_2023_05_05 | 2025 | O/CCGT - CH4 Existing | Crossload | Electricity | MI | Dispatch-Crossload | EmissionsCost | 0 | [6 empty] | 0.82193 | 0
LCP_Inputs_ON_Electric_Howarth_2023_05_05 | 2025 | O/CCGT - CH4 Existing | Crossload | Electricity | MI | Dispatch-Crossload | FuelCost | 0 | [6 empty] | 0.82193 | 0
LCP_Inputs_ON_Electric_Howarth_2023_05_05 | 2025 | O/CCGT - CH4 Existing | Crossload | Electricity | MI | Dispatch-Crossload | VOM | 0 | [6 empty] | 0.82193 | 0
LCP_Inputs_ON_Electric_Howarth_2023_05_05 | 2025 | O/CCGT - CH4 Existing | Crossload | Electricity | NY | Dispatch-Crossload | EmissionsCost | 0 | [6 empty] | 0.82193 | 0
LCP_Inputs_ON_Electric_Howarth_2023_05_05 | 2025 | O/CCGT - CH4 Existing | Crossload | Electricity | NY | Dispatch-Crossload | FuelCost | 0 | [6 empty] | 0.82193 | 0
LCP_Inputs_ON_Electric_Howarth_2023_05_05 | 2025 | O/CCGT - CH4 Existing | Crossload | Electricity | NY | Dispatch-Crossload | VOM | 0 | [6 empty] | 0.82193 | 0
LCP_Inputs_ON_Electric_Howarth_2023_05_05 | 2025 | O/CCGT - CH4 Existing | Crossload | Electricity | ON | Dispatch-Crossload | EmissionsCost | 0 | [6 empty] | 0.82193 | 0
LCP_Inputs_ON_Electric_Howarth_2023_05_05 | 2025 | O/CCGT - CH4 Existing | Crossload | Electricity | ON | Dispatch-Crossload | FuelCost | 0 | [6 empty] | 0.82193 | 0
LCP_Inputs_ON_Electric_Howarth_2023_05_05 | 2025 | O/CCGT - CH4 Existing | Crossload | Electricity | ON | Dispatch-Crossload | VOM | 0 | [6 empty] | 0.82193 | 0
LCP_Inputs_ON_Electric_Howarth_2023_05_05 | 2025 | O/CCGT - CH4 Existing | Crossload | Electricity | PJ | Dispatch-Crossload | EmissionsCost | 0 | [6 empty] | 0.82193 | 0
LCP_Inputs_ON_Electric_Howarth_2023_05_05 | 2025 | O/CCGT - CH4 Existing | Crossload | Electricity | PJ | Dispatch-Crossload | FuelCost | 0 | [6 empty] | 0.82193 | 0
LCP_Inputs_ON_Electric_Howarth_2023_05_05 | 2025 | O/CCGT - CH4 Existing | Crossload | Electricity | PJ | Dispatch-Crossload | VOM | 0 | [6 empty] | 0.82193 | 0
LCP_Inputs_ON_Electric_Howarth_2023_05_05 | 2025 | O/CCGT - CH4 Existing | Crossload | Electricity | QC | Dispatch-Crossload | EmissionsCost | 0 | [6 empty] | 0.82193 | 0
LCP_Inputs_ON_Electric_Howarth_2023_05_05 | 2025 | O/CCGT - CH4 Existing | Crossload | Electricity | QC | Dispatch-Crossload | FuelCost | 0 | [6 empty] | 0.82193 | 0
LCP_Inputs_ON_Electric_Howarth_2023_05_05 | 2025 | O/CCGT - CH4 Existing | Crossload | Electricity | QC | Dispatch-Crossload | VOM | 0 | [6 empty] | 0.82193 | 0
LCP_Inputs_ON_Electric_Howarth_2023_05_05 | 2025 | O/CCGT - CH4 Existing | Crossload | Electricity | WC | Dispatch-Crossload | EmissionsCost | 0 | [6 empty] | 0.82193 | 0
LCP_Inputs_ON_Electric_Howarth_2023_05_05 | 2025 | O/CCGT - CH4 Existing | Crossload | Electricity | WC | Dispatch-Crossload | FuelCost | 0 | [6 empty] | 0.82193 | 0
LCP_Inputs_ON_Electric_Howarth_2023_05_05 | 2025 | O/CCGT - CH4 Existing | Crossload | Electricity | WC | Dispatch-Crossload | VOM | 0 | [6 empty] | 0.82193 | 0
LCP_Inputs_ON_Electric_Howarth_2023_05_05 | 2025 | O/CCGT - CH4 New | Crossload | Electricity | MI | Dispatch-Crossload | EmissionsCost | 0 | [6 empty] | 0.82193 | 0
LCP_Inputs_ON_Electric_Howarth_2023_05_05 | 2025 | O/CCGT - CH4 New | Crossload | Electricity | MI | Dispatch-Crossload | FuelCost | 0 | [6 empty] | 0.82193 | 0
LCP_Inputs_ON_Electric_Howarth_2023_05_05 | 2025 | O/CCGT - CH4 New | Crossload | Electricity | MI | Dispatch-Crossload | VOM | 0 | [6 empty] | 0.82193 | 0
LCP_Inputs_ON_Electric_Howarth_2023_05_05 | 2025 | O/CCGT - CH4 New | Crossload | Electricity | NY | Dispatch-Crossload | EmissionsCost | 0 | [6 empty] | 0.82193 | 0
LCP_Inputs_ON_Electric_Howarth_2023_05_05 | 2025 | O/CCGT - CH4 New | Crossload | Electricity | NY | Dispatch-Crossload | FuelCost | 0 | [6 empty] | 0.82193 | 0
LCP_Inputs_ON_Electric_Howarth_2023_05_05 | 2025 | O/CCGT - CH4 New | Crossload | Electricity | NY | Dispatch-Crossload | VOM | 0 | [6 empty] | 0.82193 | 0
LCP_Inputs_ON_Electric_Howarth_2023_05_05 | 2025 | O/CCGT - CH4 New | Crossload | Electricity | ON | Dispatch-Crossload | EmissionsCost | 0 | [6 empty] | 0.82193 | 0
LCP_Inputs_ON_Electric_Howarth_2023_05_05 | 2025 | O/CCGT - CH4 New | Crossload | Electricity | ON | Dispatch-Crossload | FuelCost | 0 | [6 empty] | 0.82193 | 0
LCP_Inputs_ON_Electric_Howarth_2023_05_05 | 2025 | O/CCGT - CH4 New | Crossload | Electricity | ON | Dispatch-Crossload | VOM | 0 | [6 empty] | 0.82193 | 0
LCP_Inputs_ON_Electric_Howarth_2023_05_05 | 2025 | O/CCGT - CH4 New | Crossload | Electricity | PJ | Dispatch-Crossload | EmissionsCost | 0 | [6 empty] | 0.82193 | 0
LCP_Inputs_ON_Electric_Howarth_2023_05_05 | 2025 | O/CCGT - CH4 New | Crossload | Electricity | PJ | Dispatch-Crossload | FuelCost | 0 | [6 empty] | 0.82193 | 0
LCP_Inputs_ON_Electric_Howarth_2023_05_05 | 2025 | O/CCGT - CH4 New | Crossload | Electricity | PJ | Dispatch-Crossload | VOM | 0 | [6 empty] | 0.82193 | 0
LCP_Inputs_ON_Electric_Howarth_2023_05_05 | 2025 | O/CCGT - CH4 New | Crossload | Electricity | QC | Dispatch-Crossload | EmissionsCost | 0 | [6 empty] | 0.82193 | 0
LCP_Inputs_ON_Electric_Howarth_2023_05_05 | 2025 | O/CCGT - CH4 New | Crossload | Electricity | QC | Dispatch-Crossload | FuelCost | 0 | [6 empty] | 0.82193 | 0
LCP_Inputs_ON_Electric_Howarth_2023_05_05 | 2025 | O/CCGT - CH4 New | Crossload | Electricity | QC | Dispatch-Crossload | VOM | 0 | [6 empty] | 0.82193 | 0
LCP_Inputs_ON_Electric_Howarth_2023_05_05 | 2025 | O/CCGT - CH4 New | Crossload | Electricity | WC | Dispatch-Crossload | EmissionsCost | 0 | [6 empty] | 0.82193 | 0
LCP_Inputs_ON_Electric_Howarth_2023_05_05 | 2025 | O/CCGT - CH4 New | Crossload | Electricity | WC | Dispatch-Crossload | FuelCost | 0 | [6 empty] | 0.82193 | 0
LCP_Inputs_ON_Electric_Howarth_2023_05_05 | 2025 | O/CCGT - CH4 New | Crossload | Electricity | WC | Dispatch-Crossload | VOM | 0 | [6 empty] | 0.82193 | 0
LCP_Inputs_ON_Electric_Howarth_2023_05_05 | 2025 | O/CCGT - H2 New | Crossload | Electricity | MI | Dispatch-Crossload | EmissionsCost | 0 | [6 empty] | 0.82193 | 0
LCP_Inputs_ON_Electric_Howarth_2023_05_05 | 2025 | O/CCGT - H2 New | Crossload | Electricity | MI | Dispatch-Crossload | FuelCost | 0 | [6 empty] | 0.82193 | 0
LCP_Inputs_ON_Electric_Howarth_2023_05_05 | 2025 | O/CCGT - H2 New | Crossload | Electricity | MI | Dispatch-Crossload | VOM | 0 | [6 empty] | 0.82193 | 0
LCP_Inputs_ON_Electric_Howarth_2023_05_05 | 2025 | O/CCGT - H2 New | Crossload | Electricity | NY | Dispatch-Crossload | EmissionsCost | 0 | [6 empty] | 0.82193 | 0
LCP_Inputs_ON_Electric_Howarth_2023_05_05 | 2025 | O/CCGT - H2 New | Crossload | Electricity | NY | Dispatch-Crossload | FuelCost | 0 | [6 empty] | 0.82193 | 0
LCP_Inputs_ON_Electric_Howarth_2023_05_05 | 2025 | O/CCGT - H2 New | Crossload | Electricity | NY | Dispatch-Crossload | VOM | 0 | [6 empty] | 0.82193 | 0
LCP_Inputs_ON_Electric_Howarth_2023_05_05 | 2025 | O/CCGT - H2 New | Crossload | Electricity | ON | Dispatch-Crossload | EmissionsCost | 0 | [6 empty] | 0.82193 | 0
LCP_Inputs_ON_Electric_Howarth_2023_05_05 | 2025 | O/CCGT - H2 New | Crossload | Electricity | ON | Dispatch-Crossload | FuelCost | 0 | [6 empty] | 0.82193 | 0
LCP_Inputs_ON_Electric_Howarth_2023_05_05 | 2025 | O/CCGT - H2 New | Crossload | Electricity | ON | Dispatch-Crossload | VOM | 0 | [6 empty] | 0.82193 | 0
LCP_Inputs_ON_Electric_Howarth_2023_05_05 | 2025 | O/CCGT - H2 New | Crossload | Electricity | PJ | Dispatch-Crossload | EmissionsCost | 0 | [6 empty] | 0.82193 | 0
LCP_Inputs_ON_Electric_Howarth_2023_05_05 | 2025 | O/CCGT - H2 New | Crossload | Electricity | PJ | Dispatch-Crossload | FuelCost | 0 | [6 empty] | 0.82193 | 0
LCP_Inputs_ON_Electric_Howarth_2023_05_05 | 2025 | O/CCGT - H2 New | Crossload | Electricity | PJ | Dispatch-Crossload | VOM | 0 | [6 empty] | 0.82193 | 0
LCP_Inputs_ON_Electric_Howarth_2023_05_05 | 2025 | O/CCGT - H2 New | Crossload | Electricity | QC | Dispatch-Crossload | EmissionsCost | 0 | [6 empty] | 0.82193 | 0
LCP_Inputs_ON_Electric_Howarth_2023_05_05 | 2025 | O/CCGT - H2 New | Crossload | Electricity | QC | Dispatch-Crossload | FuelCost | 0 | [6 empty] | 0.82193 | 0
LCP_Inputs_ON_Electric_Howarth_2023_05_05 | 2025 | O/CCGT - H2 New | Crossload | Electricity | QC | Dispatch-Crossload | VOM | 0 | [6 empty] | 0.82193 | 0
LCP_Inputs_ON_Electric_Howarth_2023_05_05 | 2025 | O/CCGT - H2 New | Crossload | Electricity | WC | Dispatch-Crossload | EmissionsCost | 0 | [6 empty] | 0.82193 | 0
LCP_Inputs_ON_Electric_Howarth_2023_05_05 | 2025 | O/CCGT - H2 New | Crossload | Electricity | WC | Dispatch-Crossload | FuelCost | 0 | [6 empty] | 0.82193 | 0
LCP_Inputs_ON_Electric_Howarth_2023_05_05 | 2025 | O/CCGT - H2 New | Crossload | Electricity | WC | Dispatch-Crossload | VOM | 0 | [6 empty] | 0.82193 | 0
LCP_Inputs_ON_Electric_Howarth_2023_05_05 | 2025 | SMR CCS | Generation | Hydrogen | MI | Dispatch-Generation | EmissionsCost | 0 | [6 empty] | 0.82193 | 0
LCP_Inputs_ON_Electric_Howarth_2023_05_05 | 2025 | SMR CCS | Generation | Hydrogen | MI | Dispatch-Generation | FuelCost | 0 | [6 empty] | 0.82193 | 0
LCP_Inputs_ON_Electric_Howarth_2023_05_05 | 2025 | SMR CCS | Generation | Hydrogen | MI | Dispatch-Generation | VOM | 0 | [6 empty] | 0.82193 | 0
LCP_Inputs_ON_Electric_Howarth_2023_05_05 | 2025 | SMR CCS | Generation | Hydrogen | NY | Dispatch-Generation | EmissionsCost | 0 | [6 empty] | 0.82193 | 0
LCP_Inputs_ON_Electric_Howarth_2023_05_05 | 2025 | SMR CCS | Generation | Hydrogen | NY | Dispatch-Generation | FuelCost | 0 | [6 empty] | 0.82193 | 0
LCP_Inputs_ON_Electric_Howarth_2023_05_05 | 2025 | SMR CCS | Generation | Hydrogen | NY | Dispatch-Generation | VOM | 0 | [6 empty] | 0.82193 | 0
LCP_Inputs_ON_Electric_Howarth_2023_05_05 | 2025 | SMR CCS | Generation | Hydrogen | ON | Dispatch-Generation | EmissionsCost | 0 | [6 empty] | 0.82193 | 0
LCP_Inputs_ON_Electric_Howarth_2023_05_05 | 2025 | SMR CCS | Generation | Hydrogen | ON | Dispatch-Generation | FuelCost | 0 | [6 empty] | 0.82193 | 0
LCP_Inputs_ON_Electric_Howarth_2023_05_05 | 2025 | SMR CCS | Generation | Hydrogen | ON | Dispatch-Generation | VOM | 0 | [6 empty] | 0.82193 | 0
LCP_Inputs_ON_Electric_Howarth_2023_05_05 | 2025 | SMR CCS | Generation | Hydrogen | PJ | Dispatch-Generation | EmissionsCost | 0 | [6 empty] | 0.82193 | 0
LCP_Inputs_ON_Electric_Howarth_2023_05_05 | 2025 | SMR CCS | Generation | Hydrogen | PJ | Dispatch-Generation | FuelCost | 0 | [6 empty] | 0.82193 | 0
LCP_Inputs_ON_Electric_Howarth_2023_05_05 | 2025 | SMR CCS | Generation | Hydrogen | PJ | Dispatch-Generation | VOM | 0 | [6 empty] | 0.82193 | 0
LCP_Inputs_ON_Electric_Howarth_2023_05_05 | 2025 | SMR CCS | Generation | Hydrogen | QC | Dispatch-Generation | EmissionsCost | 0 | [6 empty] | 0.82193 | 0
LCP_Inputs_ON_Electric_Howarth_2023_05_05 | 2025 | SMR CCS | Generation | Hydrogen | QC | Dispatch-Generation | FuelCost | 0 | [6 empty] | 0.82193 | 0
LCP_Inputs_ON_Electric_Howarth_2023_05_05 | 2025 | SMR CCS | Generation | Hydrogen | QC | Dispatch-Generation | VOM | 0 | [6 empty] | 0.82193 | 0
LCP_Inputs_ON_Electric_Howarth_2023_05_05 | 2025 | SMR CCS | Generation | Hydrogen | WC | Dispatch-Generation | EmissionsCost | 0 | [6 empty] | 0.82193 | 0
LCP_Inputs_ON_Electric_Howarth_2023_05_05 | 2025 | SMR CCS | Generation | Hydrogen | WC | Dispatch-Generation | FuelCost | 0 | [6 empty] | 0.82193 | 0
LCP_Inputs_ON_Electric_Howarth_2023_05_05 | 2025 | SMR CCS | Generation | Hydrogen | WC | Dispatch-Generation | VOM | 0 | [6 empty] | 0.82193 | 0
LCP_Inputs_ON_Electric_Howarth_2023_05_05 | 2025 | Solar PV | Generation | Electricity | MI | Dispatch-Generation | EmissionsCost | 0 | [6 empty] | 0.82193 | 0
LCP_Inputs_ON_Electric_Howarth_2023_05_05 | 2025 | Solar PV | Generation | Electricity | MI | Dispatch-Generation | FuelCost | 0 | [6 empty] | 0.82193 | 0
LCP_Inputs_ON_Electric_Howarth_2023_05_05 | 2025 | Solar PV | Generation | Electricity | MI | Dispatch-Generation | VOM | 0 | [6 empty] | 0.82193 | 0
LCP_Inputs_ON_Electric_Howarth_2023_05_05 | 2025 | Solar PV | Generation | Electricity | NY | Dispatch-Generation | EmissionsCost | 0 | [6 empty] | 0.82193 | 0
LCP_Inputs_ON_Electric_Howarth_2023_05_05 | 2025 | Solar PV | Generation | Electricity | NY | Dispatch-Generation | FuelCost | 0 | [6 empty] | 0.82193 | 0
LCP_Inputs_ON_Electric_Howarth_2023_05_05 | 2025 | Solar PV | Generation | Electricity | NY | Dispatch-Generation | VOM | 0 | [6 empty] | 0.82193 | 0
LCP_Inputs_ON_Electric_Howarth_2023_05_05 | 2025 | Solar PV | Generation | Electricity | ON | Dispatch-Generation | EmissionsCost | 0 | [6 empty] | 0.82193 | 0
LCP_Inputs_ON_Electric_Howarth_2023_05_05 | 2025 | Solar PV | Generation | Electricity | ON | Dispatch-Generation | FuelCost | 0 | [6 empty] | 0.82193 | 0
LCP_Inputs_ON_Electric_Howarth_2023_05_05 | 2025 | Solar PV | Generation | Electricity | ON | Dispatch-Generation | VOM | 0 | [6 empty] | 0.82193 | 0
LCP_Inputs_ON_Electric_Howarth_2023_05_05 | 2025 | Solar PV | Generation | Electricity | PJ | Dispatch-Generation | EmissionsCost | 0 | [6 empty] | 0.82193 | 0
LCP_Inputs_ON_Electric_Howarth_2023_05_05 | 2025 | Solar PV | Generation | Electricity | PJ | Dispatch-Generation | FuelCost | 0 | [6 empty] | 0.82193 | 0
LCP_Inputs_ON_Electric_Howarth_2023_05_05 | 2025 | Solar PV | Generation | Electricity | PJ | Dispatch-Generation | VOM | 0 | [6 empty] | 0.82193 | 0
LCP_Inputs_ON_Electric_Howarth_2023_05_05 | 2025 | Solar PV | Generation | Electricity | QC | Dispatch-Generation | EmissionsCost | 0 | [6 empty] | 0.82193 | 0
LCP_Inputs_ON_Electric_Howarth_2023_05_05 | 2025 | Solar PV | Generation | Electricity | QC | Dispatch-Generation | FuelCost | 0 | [6 empty] | 0.82193 | 0
LCP_Inputs_ON_Electric_Howarth_2023_05_05 | 2025 | Solar PV | Generation | Electricity | QC | Dispatch-Generation | VOM | 0 | [6 empty] | 0.82193 | 0
LCP_Inputs_ON_Electric_Howarth_2023_05_05 | 2025 | Solar PV | Generation | Electricity | WC | Dispatch-Generation | EmissionsCost | 0 | [6 empty] | 0.82193 | 0
LCP_Inputs_ON_Electric_Howarth_2023_05_05 | 2025 | Solar PV | Generation | Electricity | WC | Dispatch-Generation | FuelCost | 0 | [6 empty] | 0.82193 | 0
LCP_Inputs_ON_Electric_Howarth_2023_05_05 | 2025 | Solar PV | Generation | Electricity | WC | Dispatch-Generation | VOM | 0 | [6 empty] | 0.82193 | 0
LCP_Inputs_ON_Electric_Howarth_2023_05_05 | 2025 | Wind Offshore | Generation | Electricity | MI | Dispatch-Generation | EmissionsCost | 0 | [6 empty] | 0.82193 | 0
LCP_Inputs_ON_Electric_Howarth_2023_05_05 | 2025 | Wind Offshore | Generation | Electricity | MI | Dispatch-Generation | FuelCost | 0 | [6 empty] | 0.82193 | 0
LCP_Inputs_ON_Electric_Howarth_2023_05_05 | 2025 | Wind Offshore | Generation | Electricity | MI | Dispatch-Generation | VOM | 0 | [6 empty] | 0.82193 | 0
LCP_Inputs_ON_Electric_Howarth_2023_05_05 | 2025 | Wind Offshore | Generation | Electricity | NY | Dispatch-Generation | EmissionsCost | 0 | [6 empty] | 0.82193 | 0
LCP_Inputs_ON_Electric_Howarth_2023_05_05 | 2025 | Wind Offshore | Generation | Electricity | NY | Dispatch-Generation | FuelCost | 0 | [6 empty] | 0.82193 | 0
LCP_Inputs_ON_Electric_Howarth_2023_05_05 | 2025 | Wind Offshore | Generation | Electricity | NY | Dispatch-Generation | VOM | 0 | [6 empty] | 0.82193 | 0
LCP_Inputs_ON_Electric_Howarth_2023_05_05 | 2025 | Wind Offshore | Generation | Electricity | ON | Dispatch-Generation | EmissionsCost | 0 | [6 empty] | 0.82193 | 0
LCP_Inputs_ON_Electric_Howarth_2023_05_05 | 2025 | Wind Offshore | Generation | Electricity | ON | Dispatch-Generation | FuelCost | 0 | [6 empty] | 0.82193 | 0
LCP_Inputs_ON_Electric_Howarth_2023_05_05 | 2025 | Wind Offshore | Generation | Electricity | ON | Dispatch-Generation | VOM | 0 | [6 empty] | 0.82193 | 0
LCP_Inputs_ON_Electric_Howarth_2023_05_05 | 2025 | Wind Offshore | Generation | Electricity | PJ | Dispatch-Generation | EmissionsCost | 0 | [6 empty] | 0.82193 | 0
LCP_Inputs_ON_Electric_Howarth_2023_05_05 | 2025 | Wind Offshore | Generation | Electricity | PJ | Dispatch-Generation | FuelCost | 0 | [6 empty] | 0.82193 | 0
LCP_Inputs_ON_Electric_Howarth_2023_05_05 | 2025 | Wind Offshore | Generation | Electricity | PJ | Dispatch-Generation | VOM | 0 | [6 empty] | 0.82193 | 0
LCP_Inputs_ON_Electric_Howarth_2023_05_05 | 2025 | Wind Offshore | Generation | Electricity | QC | Dispatch-Generation | EmissionsCost | 0 | [6 empty] | 0.82193 | 0
LCP_Inputs_ON_Electric_Howarth_2023_05_05 | 2025 | Wind Offshore | Generation | Electricity | QC | Dispatch-Generation | FuelCost | 0 | [6 empty] | 0.82193 | 0
LCP_Inputs_ON_Electric_Howarth_2023_05_05 | 2025 | Wind Offshore | Generation | Electricity | QC | Dispatch-Generation | VOM | 0 | [6 empty] | 0.82193 | 0
LCP_Inputs_ON_Electric_Howarth_2023_05_05 | 2025 | Wind Offshore | Generation | Electricity | WC | Dispatch-Generation | EmissionsCost | 0 | [6 empty] | 0.82193 | 0
LCP_Inputs_ON_Electric_Howarth_2023_05_05 | 2025 | Wind Offshore | Generation | Electricity | WC | Dispatch-Generation | FuelCost | 0 | [6 empty] | 0.82193 | 0
LCP_Inputs_ON_Electric_Howarth_2023_05_05 | 2025 | Wind Offshore | Generation | Electricity | WC | Dispatch-Generation | VOM | 0 | [6 empty] | 0.82193 | 0
LCP_Inputs_ON_Electric_Howarth_2023_05_05 | 2025 | Wind Onshore | Generation | Electricity | MI | Dispatch-Generation | EmissionsCost | 0 | [6 empty] | 0.82193 | 0
LCP_Inputs_ON_Electric_Howarth_2023_05_05 | 2025 | Wind Onshore | Generation | Electricity | MI | Dispatch-Generation | FuelCost | 0 | [6 empty] | 0.82193 | 0
LCP_Inputs_ON_Electric_Howarth_2023_05_05 | 2025 | Wind Onshore | Generation | Electricity | MI | Dispatch-Generation | VOM | 0 | [6 empty] | 0.82193 | 0
LCP_Inputs_ON_Electric_Howarth_2023_05_05 | 2025 | Wind Onshore | Generation | Electricity | NY | Dispatch-Generation | EmissionsCost | 0 | [6 empty] | 0.82193 | 0
LCP_Inputs_ON_Electric_Howarth_2023_05_05 | 2025 | Wind Onshore | Generation | Electricity | NY | Dispatch-Generation | FuelCost | 0 | [6 empty] | 0.82193 | 0
LCP_Inputs_ON_Electric_Howarth_2023_05_05 | 2025 | Wind Onshore | Generation | Electricity | NY | Dispatch-Generation | VOM | 0 | [6 empty] | 0.82193 | 0
LCP_Inputs_ON_Electric_Howarth_2023_05_05 | 2025 | Wind Onshore | Generation | Electricity | ON | Dispatch-Generation | EmissionsCost | 0 | [6 empty] | 0.82193 | 0
LCP_Inputs_ON_Electric_Howarth_2023_05_05 | 2025 | Wind Onshore | Generation | Electricity | ON | Dispatch-Generation | FuelCost | 0 | [6 empty] | 0.82193 | 0
LCP_Inputs_ON_Electric_Howarth_2023_05_05 | 2025 | Wind Onshore | Generation | Electricity | ON | Dispatch-Generation | VOM | 0 | [6 empty] | 0.82193 | 0
LCP_Inputs_ON_Electric_Howarth_2023_05_05 | 2025 | Wind Onshore | Generation | Electricity | PJ | Dispatch-Generation | EmissionsCost | 0 | [6 empty] | 0.82193 | 0
LCP_Inputs_ON_Electric_Howarth_2023_05_05 | 2025 | Wind Onshore | Generation | Electricity | PJ | Dispatch-Generation | FuelCost | 0 | [6 empty] | 0.82193 | 0
LCP_Inputs_ON_Electric_Howarth_2023_05_05 | 2025 | Wind Onshore | Generation | Electricity | PJ | Dispatch-Generation | VOM | 0 | [6 empty] | 0.82193 | 0
LCP_Inputs_ON_Electric_Howarth_2023_05_05 | 2025 | Wind Onshore | Generation | Electricity | QC | Dispatch-Generation | EmissionsCost | 0 | [6 empty] | 0.82193 | 0
LCP_Inputs_ON_Electric_Howarth_2023_05_05 | 2025 | Wind Onshore | Generation | Electricity | QC | Dispatch-Generation | FuelCost | 0 | [6 empty] | 0.82193 | 0
LCP_Inputs_ON_Electric_Howarth_2023_05_05 | 2025 | Wind Onshore | Generation | Electricity | QC | Dispatch-Generation | VOM | 0 | [6 empty] | 0.82193 | 0
LCP_Inputs_ON_Electric_Howarth_2023_05_05 | 2025 | Wind Onshore | Generation | Electricity | WC | Dispatch-Generation | EmissionsCost | 0 | [6 empty] | 0.82193 | 0
LCP_Inputs_ON_Electric_Howarth_2023_05_05 | 2025 | Wind Onshore | Generation | Electricity | WC | Dispatch-Generation | FuelCost | 0 | [6 empty] | 0.82193 | 0
LCP_Inputs_ON_Electric_Howarth_2023_05_05 | 2025 | Wind Onshore | Generation | Electricity | WC | Dispatch-Generation | VOM | 0 | [6 empty] | 0.82193 | 0
LCP_Inputs_ON_Electric_Howarth_2023_05_05 | 2026 | Anaerobic Digestion | Generation | Methane | MI | Dispatch-Generation | EmissionsCost | 0 | [6 empty] | 0.79031 | 0
LCP_Inputs_ON_Electric_Howarth_2023_05_05 | 2026 | Anaerobic Digestion | Generation | Methane | MI | Dispatch-Generation | FuelCost | 0 | [6 empty] | 0.79031 | 0
LCP_Inputs_ON_Electric_Howarth_2023_05_05 | 2026 | Anaerobic Digestion | Generation | Methane | MI | Dispatch-Generation | VOM | 0 | [6 empty] | 0.79031 | 0
LCP_Inputs_ON_Electric_Howarth_2023_05_05 | 2026 | Anaerobic Digestion | Generation | Methane | NY | Dispatch-Generation | EmissionsCost | 0 | [6 empty] | 0.79031 | 0
LCP_Inputs_ON_Electric_Howarth_2023_05_05 | 2026 | Anaerobic Digestion | Generation | Methane | NY | Dispatch-Generation | FuelCost | 0 | [6 empty] | 0.79031 | 0
LCP_Inputs_ON_Electric_Howarth_2023_05_05 | 2026 | Anaerobic Digestion | Generation | Methane | NY | Dispatch-Generation | VOM | 0 | [6 empty] | 0.79031 | 0
LCP_Inputs_ON_Electric_Howarth_2023_05_05 | 2026 | Anaerobic Digestion | Generation | Methane | ON | Dispatch-Generation | EmissionsCost | 0 | [6 empty] | 0.79031 | 0
LCP_Inputs_ON_Electric_Howarth_2023_05_05 | 2026 | Anaerobic Digestion | Generation | Methane | ON | Dispatch-Generation | FuelCost | 0 | [6 empty] | 0.79031 | 0
LCP_Inputs_ON_Electric_Howarth_2023_05_05 | 2026 | Anaerobic Digestion | Generation | Methane | ON | Dispatch-Generation | VOM | 0 | [6 empty] | 0.79031 | 0
LCP_Inputs_ON_Electric_Howarth_2023_05_05 | 2026 | Anaerobic Digestion | Generation | Methane | PJ | Dispatch-Generation | EmissionsCost | 0 | [6 empty] | 0.79031 | 0
LCP_Inputs_ON_Electric_Howarth_2023_05_05 | 2026 | Anaerobic Digestion | Generation | Methane | PJ | Dispatch-Generation | FuelCost | 0 | [6 empty] | 0.79031 | 0
LCP_Inputs_ON_Electric_Howarth_2023_05_05 | 2026 | Anaerobic Digestion | Generation | Methane | PJ | Dispatch-Generation | VOM | 0 | [6 empty] | 0.79031 | 0
LCP_Inputs_ON_Electric_Howarth_2023_05_05 | 2026 | Anaerobic Digestion | Generation | Methane | QC | Dispatch-Generation | EmissionsCost | 0 | [6 empty] | 0.79031 | 0
LCP_Inputs_ON_Electric_Howarth_2023_05_05 | 2026 | Anaerobic Digestion | Generation | Methane | QC | Dispatch-Generation | FuelCost | 0 | [6 empty] | 0.79031 | 0
LCP_Inputs_ON_Electric_Howarth_2023_05_05 | 2026 | Anaerobic Digestion | Generation | Methane | QC | Dispatch-Generation | VOM | 0 | [6 empty] | 0.79031 | 0
LCP_Inputs_ON_Electric_Howarth_2023_05_05 | 2026 | Anaerobic Digestion | Generation | Methane | WC | Dispatch-Generation | EmissionsCost | 0 | [6 empty] | 0.79031 | 0
LCP_Inputs_ON_Electric_Howarth_2023_05_05 | 2026 | Anaerobic Digestion | Generation | Methane | WC | Dispatch-Generation | FuelCost | 0 | [6 empty] | 0.79031 | 0
LCP_Inputs_ON_Electric_Howarth_2023_05_05 | 2026 | Anaerobic Digestion | Generation | Methane | WC | Dispatch-Generation | VOM | 0 | [6 empty] | 0.79031 | 0
LCP_Inputs_ON_Electric_Howarth_2023_05_05 | 2026 | Battery Storage | Storage | Electricity | MI | Dispatch-Storage | EmissionsCost | 0 | [6 empty] | 0.79031 | 0
LCP_Inputs_ON_Electric_Howarth_2023_05_05 | 2026 | Battery Storage | Storage | Electricity | MI | Dispatch-Storage | FuelCost | 0 | [6 empty] | 0.79031 | 0
LCP_Inputs_ON_Electric_Howarth_2023_05_05 | 2026 | Battery Storage | Storage | Electricity | MI | Dispatch-Storage | VOM | 0 | [6 empty] | 0.79031 | 0
LCP_Inputs_ON_Electric_Howarth_2023_05_05 | 2026 | Battery Storage | Storage | Electricity | NY | Dispatch-Storage | EmissionsCost | 0 | [6 empty] | 0.79031 | 0
LCP_Inputs_ON_Electric_Howarth_2023_05_05 | 2026 | Battery Storage | Storage | Electricity | NY | Dispatch-Storage | FuelCost | 0 | [6 empty] | 0.79031 | 0
LCP_Inputs_ON_Electric_Howarth_2023_05_05 | 2026 | Battery Storage | Storage | Electricity | NY | Dispatch-Storage | VOM | 0 | [6 empty] | 0.79031 | 0
LCP_Inputs_ON_Electric_Howarth_2023_05_05 | 2026 | Battery Storage | Storage | Electricity | ON | Dispatch-Storage | EmissionsCost | 0 | [6 empty] | 0.79031 | 0
LCP_Inputs_ON_Electric_Howarth_2023_05_05 | 2026 | Battery Storage | Storage | Electricity | ON | Dispatch-Storage | FuelCost | 0 | [6 empty] | 0.79031 | 0
LCP_Inputs_ON_Electric_Howarth_2023_05_05 | 2026 | Battery Storage | Storage | Electricity | ON | Dispatch-Storage | VOM | 0 | [6 empty] | 0.79031 | 0
LCP_Inputs_ON_Electric_Howarth_2023_05_05 | 2026 | Battery Storage | Storage | Electricity | PJ | Dispatch-Storage | EmissionsCost | 0 | [6 empty] | 0.79031 | 0
LCP_Inputs_ON_Electric_Howarth_2023_05_05 | 2026 | Battery Storage | Storage | Electricity | PJ | Dispatch-Storage | FuelCost | 0 | [6 empty] | 0.79031 | 0
LCP_Inputs_ON_Electric_Howarth_2023_05_05 | 2026 | Battery Storage | Storage | Electricity | PJ | Dispatch-Storage | VOM | 0 | [6 empty] | 0.79031 | 0
LCP_Inputs_ON_Electric_Howarth_2023_05_05 | 2026 | Battery Storage | Storage | Electricity | QC | Dispatch-Storage | EmissionsCost | 0 | [6 empty] | 0.79031 | 0
LCP_Inputs_ON_Electric_Howarth_2023_05_05 | 2026 | Battery Storage | Storage | Electricity | QC | Dispatch-Storage | FuelCost | 0 | [6 empty] | 0.79031 | 0
LCP_Inputs_ON_Electric_Howarth_2023_05_05 | 2026 | Battery Storage | Storage | Electricity | QC | Dispatch-Storage | VOM | 0 | [6 empty] | 0.79031 | 0
LCP_Inputs_ON_Electric_Howarth_2023_05_05 | 2026 | Battery Storage | Storage | Electricity | WC | Dispatch-Storage | EmissionsCost | 0 | [6 empty] | 0.79031 | 0
LCP_Inputs_ON_Electric_Howarth_2023_05_05 | 2026 | Battery Storage | Storage | Electricity | WC | Dispatch-Storage | FuelCost | 0 | [6 empty] | 0.79031 | 0
LCP_Inputs_ON_Electric_Howarth_2023_05_05 | 2026 | Battery Storage | Storage | Electricity | WC | Dispatch-Storage | VOM | 0 | [6 empty] | 0.79031 | 0
LCP_Inputs_ON_Electric_Howarth_2023_05_05 | 2026 | Biomass | Generation | Electricity | MI | Dispatch-Generation | EmissionsCost | 0 | [6 empty] | 0.79031 | 0
LCP_Inputs_ON_Electric_Howarth_2023_05_05 | 2026 | Biomass | Generation | Electricity | MI | Dispatch-Generation | FuelCost | 0 | [6 empty] | 0.79031 | 0
LCP_Inputs_ON_Electric_Howarth_2023_05_05 | 2026 | Biomass | Generation | Electricity | MI | Dispatch-Generation | VOM | 0 | [6 empty] | 0.79031 | 0
LCP_Inputs_ON_Electric_Howarth_2023_05_05 | 2026 | Biomass | Generation | Electricity | NY | Dispatch-Generation | EmissionsCost | 0 | [6 empty] | 0.79031 | 0
LCP_Inputs_ON_Electric_Howarth_2023_05_05 | 2026 | Biomass | Generation | Electricity | NY | Dispatch-Generation | FuelCost | 0 | [6 empty] | 0.79031 | 0
LCP_Inputs_ON_Electric_Howarth_2023_05_05 | 2026 | Biomass | Generation | Electricity | NY | Dispatch-Generation | VOM | 0 | [6 empty] | 0.79031 | 0
LCP_Inputs_ON_Electric_Howarth_2023_05_05 | 2026 | Biomass | Generation | Electricity | ON | Dispatch-Generation | EmissionsCost | 0 | [6 empty] | 0.79031 | 0
LCP_Inputs_ON_Electric_Howarth_2023_05_05 | 2026 | Biomass | Generation | Electricity | ON | Dispatch-Generation | FuelCost | 0 | [6 empty] | 0.79031 | 0
LCP_Inputs_ON_Electric_Howarth_2023_05_05 | 2026 | Biomass | Generation | Electricity | ON | Dispatch-Generation | VOM | 0 | [6 empty] | 0.79031 | 0
LCP_Inputs_ON_Electric_Howarth_2023_05_05 | 2026 | Biomass | Generation | Electricity | PJ | Dispatch-Generation | EmissionsCost | 0 | [6 empty] | 0.79031 | 0
LCP_Inputs_ON_Electric_Howarth_2023_05_05 | 2026 | Biomass | Generation | Electricity | PJ | Dispatch-Generation | FuelCost | 0 | [6 empty] | 0.79031 | 0
LCP_Inputs_ON_Electric_Howarth_2023_05_05 | 2026 | Biomass | Generation | Electricity | PJ | Dispatch-Generation | VOM | 0 | [6 empty] | 0.79031 | 0
LCP_Inputs_ON_Electric_Howarth_2023_05_05 | 2026 | Biomass | Generation | Electricity | QC | Dispatch-Generation | EmissionsCost | 0 | [6 empty] | 0.79031 | 0
LCP_Inputs_ON_Electric_Howarth_2023_05_05 | 2026 | Biomass | Generation | Electricity | QC | Dispatch-Generation | FuelCost | 0 | [6 empty] | 0.79031 | 0
LCP_Inputs_ON_Electric_Howarth_2023_05_05 | 2026 | Biomass | Generation | Electricity | QC | Dispatch-Generation | VOM | 0 | [6 empty] | 0.79031 | 0
LCP_Inputs_ON_Electric_Howarth_2023_05_05 | 2026 | Biomass | Generation | Electricity | WC | Dispatch-Generation | EmissionsCost | 0 | [6 empty] | 0.79031 | 0
LCP_Inputs_ON_Electric_Howarth_2023_05_05 | 2026 | Biomass | Generation | Electricity | WC | Dispatch-Generation | FuelCost | 0 | [6 empty] | 0.79031 | 0
LCP_Inputs_ON_Electric_Howarth_2023_05_05 | 2026 | Biomass | Generation | Electricity | WC | Dispatch-Generation | VOM | 0 | [6 empty] | 0.79031 | 0
LCP_Inputs_ON_Electric_Howarth_2023_05_05 | 2026 | Biomass + CCS | Generation | Electricity | MI | Dispatch-Generation | EmissionsCost | 0 | [6 empty] | 0.79031 | 0
LCP_Inputs_ON_Electric_Howarth_2023_05_05 | 2026 | Biomass + CCS | Generation | Electricity | MI | Dispatch-Generation | FuelCost | 0 | [6 empty] | 0.79031 | 0
LCP_Inputs_ON_Electric_Howarth_2023_05_05 | 2026 | Biomass + CCS | Generation | Electricity | MI | Dispatch-Generation | VOM | 0 | [6 empty] | 0.79031 | 0
LCP_Inputs_ON_Electric_Howarth_2023_05_05 | 2026 | Biomass + CCS | Generation | Electricity | NY | Dispatch-Generation | EmissionsCost | 0 | [6 empty] | 0.79031 | 0
LCP_Inputs_ON_Electric_Howarth_2023_05_05 | 2026 | Biomass + CCS | Generation | Electricity | NY | Dispatch-Generation | FuelCost | 0 | [6 empty] | 0.79031 | 0
LCP_Inputs_ON_Electric_Howarth_2023_05_05 | 2026 | Biomass + CCS | Generation | Electricity | NY | Dispatch-Generation | VOM | 0 | [6 empty] | 0.79031 | 0
LCP_Inputs_ON_Electric_Howarth_2023_05_05 | 2026 | Biomass + CCS | Generation | Electricity | ON | Dispatch-Generation | EmissionsCost | 0 | [6 empty] | 0.79031 | 0
LCP_Inputs_ON_Electric_Howarth_2023_05_05 | 2026 | Biomass + CCS | Generation | Electricity | ON | Dispatch-Generation | FuelCost | 0 | [6 empty] | 0.79031 | 0
LCP_Inputs_ON_Electric_Howarth_2023_05_05 | 2026 | Biomass + CCS | Generation | Electricity | ON | Dispatch-Generation | VOM | 0 | [6 empty] | 0.79031 | 0
LCP_Inputs_ON_Electric_Howarth_2023_05_05 | 2026 | Biomass + CCS | Generation | Electricity | PJ | Dispatch-Generation | EmissionsCost | 0 | [6 empty] | 0.79031 | 0
LCP_Inputs_ON_Electric_Howarth_2023_05_05 | 2026 | Biomass + CCS | Generation | Electricity | PJ | Dispatch-Generation | FuelCost | 0 | [6 empty] | 0.79031 | 0
LCP_Inputs_ON_Electric_Howarth_2023_05_05 | 2026 | Biomass + CCS | Generation | Electricity | PJ | Dispatch-Generation | VOM | 0 | [6 empty] | 0.79031 | 0
LCP_Inputs_ON_Electric_Howarth_2023_05_05 | 2026 | Biomass + CCS | Generation | Electricity | QC | Dispatch-Generation | EmissionsCost | 0 | [6 empty] | 0.79031 | 0
LCP_Inputs_ON_Electric_Howarth_2023_05_05 | 2026 | Biomass + CCS | Generation | Electricity | QC | Dispatch-Generation | FuelCost | 0 | [6 empty] | 0.79031 | 0
LCP_Inputs_ON_Electric_Howarth_2023_05_05 | 2026 | Biomass + CCS | Generation | Electricity | QC | Dispatch-Generation | VOM | 0 | [6 empty] | 0.79031 | 0
LCP_Inputs_ON_Electric_Howarth_2023_05_05 | 2026 | Biomass + CCS | Generation | Electricity | WC | Dispatch-Generation | EmissionsCost | 0 | [6 empty] | 0.79031 | 0
LCP_Inputs_ON_Electric_Howarth_2023_05_05 | 2026 | Biomass + CCS | Generation | Electricity | WC | Dispatch-Generation | FuelCost | 0 | [6 empty] | 0.79031 | 0
LCP_Inputs_ON_Electric_Howarth_2023_05_05 | 2026 | Biomass + CCS | Generation | Electricity | WC | Dispatch-Generation | VOM | 0 | [6 empty] | 0.79031 | 0
LCP_Inputs_ON_Electric_Howarth_2023_05_05 | 2026 | CH4 + CCS | Generation | Methane | MI | Dispatch-Generation | EmissionsCost | 0 | [6 empty] | 0.79031 | 0
LCP_Inputs_ON_Electric_Howarth_2023_05_05 | 2026 | CH4 + CCS | Generation | Methane | MI | Dispatch-Generation | FuelCost | 0 | [6 empty] | 0.79031 | 0
LCP_Inputs_ON_Electric_Howarth_2023_05_05 | 2026 | CH4 + CCS | Generation | Methane | MI | Dispatch-Generation | VOM | 0 | [6 empty] | 0.79031 | 0
LCP_Inputs_ON_Electric_Howarth_2023_05_05 | 2026 | CH4 + CCS | Generation | Methane | NY | Dispatch-Generation | EmissionsCost | 0 | [6 empty] | 0.79031 | 0
LCP_Inputs_ON_Electric_Howarth_2023_05_05 | 2026 | CH4 + CCS | Generation | Methane | NY | Dispatch-Generation | FuelCost | 0 | [6 empty] | 0.79031 | 0
LCP_Inputs_ON_Electric_Howarth_2023_05_05 | 2026 | CH4 + CCS | Generation | Methane | NY | Dispatch-Generation | VOM | 0 | [6 empty] | 0.79031 | 0
LCP_Inputs_ON_Electric_Howarth_2023_05_05 | 2026 | CH4 + CCS | Generation | Methane | ON | Dispatch-Generation | EmissionsCost | 0 | [6 empty] | 0.79031 | 0
LCP_Inputs_ON_Electric_Howarth_2023_05_05 | 2026 | CH4 + CCS | Generation | Methane | ON | Dispatch-Generation | FuelCost | 0 | [6 empty] | 0.79031 | 0
LCP_Inputs_ON_Electric_Howarth_2023_05_05 | 2026 | CH4 + CCS | Generation | Methane | ON | Dispatch-Generation | VOM | 0 | [6 empty] | 0.79031 | 0
LCP_Inputs_ON_Electric_Howarth_2023_05_05 | 2026 | CH4 + CCS | Generation | Methane | PJ | Dispatch-Generation | EmissionsCost | 0 | [6 empty] | 0.79031 | 0
LCP_Inputs_ON_Electric_Howarth_2023_05_05 | 2026 | CH4 + CCS | Generation | Methane | PJ | Dispatch-Generation | FuelCost | 0 | [6 empty] | 0.79031 | 0
LCP_Inputs_ON_Electric_Howarth_2023_05_05 | 2026 | CH4 + CCS | Generation | Methane | PJ | Dispatch-Generation | VOM | 0 | [6 empty] | 0.79031 | 0
LCP_Inputs_ON_Electric_Howarth_2023_05_05 | 2026 | CH4 + CCS | Generation | Methane | QC | Dispatch-Generation | EmissionsCost | 0 | [6 empty] | 0.79031 | 0
LCP_Inputs_ON_Electric_Howarth_2023_05_05 | 2026 | CH4 + CCS | Generation | Methane | QC | Dispatch-Generation | FuelCost | 0 | [6 empty] | 0.79031 | 0
LCP_Inputs_ON_Electric_Howarth_2023_05_05 | 2026 | CH4 + CCS | Generation | Methane | QC | Dispatch-Generation | VOM | 0 | [6 empty] | 0.79031 | 0
LCP_Inputs_ON_Electric_Howarth_2023_05_05 | 2026 | CH4 + CCS | Generation | Methane | WC | Dispatch-Generation | EmissionsCost | 0 | [6 empty] | 0.79031 | 0
LCP_Inputs_ON_Electric_Howarth_2023_05_05 | 2026 | CH4 + CCS | Generation | Methane | WC | Dispatch-Generation | FuelCost | 0 | [6 empty] | 0.79031 | 0
LCP_Inputs_ON_Electric_Howarth_2023_05_05 | 2026 | CH4 + CCS | Generation | Methane | WC | Dispatch-Generation | VOM | 0 | [6 empty] | 0.79031 | 0
LCP_Inputs_ON_Electric_Howarth_2023_05_05 | 2026 | CH4 Import - NY 2020 | Import | Methane | MI | Dispatch-Import | EmissionsCost | 0 | [6 empty] | 0.79031 | 0
LCP_Inputs_ON_Electric_Howarth_2023_05_05 | 2026 | CH4 Import - NY 2020 | Import | Methane | MI | Dispatch-Import | FuelCost | 0 | [6 empty] | 0.79031 | 0
LCP_Inputs_ON_Electric_Howarth_2023_05_05 | 2026 | CH4 Import - NY 2020 | Import | Methane | MI | Dispatch-Import | VOM | 0 | [6 empty] | 0.79031 | 0
LCP_Inputs_ON_Electric_Howarth_2023_05_05 | 2026 | CH4 Import - NY 2020 | Import | Methane | NY | Dispatch-Import | EmissionsCost | 282343065.1873 | [6 empty] | 0.79031 | 223139825.6567
LCP_Inputs_ON_Electric_Howarth_2023_05_05 | 2026 | CH4 Import - NY 2020 | Import | Methane | NY | Dispatch-Import | FuelCost | 407790143.0843 | [6 empty] | 0.79031 | 322282473.5291
LCP_Inputs_ON_Electric_Howarth_2023_05_05 | 2026 | CH4 Import - NY 2020 | Import | Methane | NY | Dispatch-Import | VOM | 0 | [6 empty] | 0.79031 | 0
LCP_Inputs_ON_Electric_Howarth_2023_05_05 | 2026 | CH4 Import - NY 2020 | Import | Methane | ON | Dispatch-Import | EmissionsCost | 0 | [6 empty] | 0.79031 | 0
LCP_Inputs_ON_Electric_Howarth_2023_05_05 | 2026 | CH4 Import - NY 2020 | Import | Methane | ON | Dispatch-Import | FuelCost | 0 | [6 empty] | 0.79031 | 0
LCP_Inputs_ON_Electric_Howarth_2023_05_05 | 2026 | CH4 Import - NY 2020 | Import | Methane | ON | Dispatch-Import | VOM | 0 | [6 empty] | 0.79031 | 0
LCP_Inputs_ON_Electric_Howarth_2023_05_05 | 2026 | CH4 Import - NY 2020 | Import | Methane | PJ | Dispatch-Import | EmissionsCost | 0 | [6 empty] | 0.79031 | 0
LCP_Inputs_ON_Electric_Howarth_2023_05_05 | 2026 | CH4 Import - NY 2020 | Import | Methane | PJ | Dispatch-Import | FuelCost | 0 | [6 empty] | 0.79031 | 0
LCP_Inputs_ON_Electric_Howarth_2023_05_05 | 2026 | CH4 Import - NY 2020 | Import | Methane | PJ | Dispatch-Import | VOM | 0 | [6 empty] | 0.79031 | 0
LCP_Inputs_ON_Electric_Howarth_2023_05_05 | 2026 | CH4 Import - NY 2020 | Import | Methane | QC | Dispatch-Import | EmissionsCost | 0 | [6 empty] | 0.79031 | 0
LCP_Inputs_ON_Electric_Howarth_2023_05_05 | 2026 | CH4 Import - NY 2020 | Import | Methane | QC | Dispatch-Import | FuelCost | 0 | [6 empty] | 0.79031 | 0
LCP_Inputs_ON_Electric_Howarth_2023_05_05 | 2026 | CH4 Import - NY 2020 | Import | Methane | QC | Dispatch-Import | VOM | 0 | [6 empty] | 0.79031 | 0
LCP_Inputs_ON_Electric_Howarth_2023_05_05 | 2026 | CH4 Import - NY 2020 | Import | Methane | WC | Dispatch-Import | EmissionsCost | 0 | [6 empty] | 0.79031 | 0
LCP_Inputs_ON_Electric_Howarth_2023_05_05 | 2026 | CH4 Import - NY 2020 | Import | Methane | WC | Dispatch-Import | FuelCost | 0 | [6 empty] | 0.79031 | 0
LCP_Inputs_ON_Electric_Howarth_2023_05_05 | 2026 | CH4 Import - NY 2020 | Import | Methane | WC | Dispatch-Import | VOM | 0 | [6 empty] | 0.79031 | 0
LCP_Inputs_ON_Electric_Howarth_2023_05_05 | 2026 | CH4 Import - NY 2030 | Import | Methane | MI | Dispatch-Import | EmissionsCost | 0 | [6 empty] | 0.79031 | 0
LCP_Inputs_ON_Electric_Howarth_2023_05_05 | 2026 | CH4 Import - NY 2030 | Import | Methane | MI | Dispatch-Import | FuelCost | 0 | [6 empty] | 0.79031 | 0
LCP_Inputs_ON_Electric_Howarth_2023_05_05 | 2026 | CH4 Import - NY 2030 | Import | Methane | MI | Dispatch-Import | VOM | 0 | [6 empty] | 0.79031 | 0
LCP_Inputs_ON_Electric_Howarth_2023_05_05 | 2026 | CH4 Import - NY 2030 | Import | Methane | NY | Dispatch-Import | EmissionsCost | 0 | [6 empty] | 0.79031 | 0
LCP_Inputs_ON_Electric_Howarth_2023_05_05 | 2026 | CH4 Import - NY 2030 | Import | Methane | NY | Dispatch-Import | FuelCost | 0 | [6 empty] | 0.79031 | 0
LCP_Inputs_ON_Electric_Howarth_2023_05_05 | 2026 | CH4 Import - NY 2030 | Import | Methane | NY | Dispatch-Import | VOM | 0 | [6 empty] | 0.79031 | 0
LCP_Inputs_ON_Electric_Howarth_2023_05_05 | 2026 | CH4 Import - NY 2030 | Import | Methane | ON | Dispatch-Import | EmissionsCost | 0 | [6 empty] | 0.79031 | 0
LCP_Inputs_ON_Electric_Howarth_2023_05_05 | 2026 | CH4 Import - NY 2030 | Import | Methane | ON | Dispatch-Import | FuelCost | 0 | [6 empty] | 0.79031 | 0
LCP_Inputs_ON_Electric_Howarth_2023_05_05 | 2026 | CH4 Import - NY 2030 | Import | Methane | ON | Dispatch-Import | VOM | 0 | [6 empty] | 0.79031 | 0
LCP_Inputs_ON_Electric_Howarth_2023_05_05 | 2026 | CH4 Import - NY 2030 | Import | Methane | PJ | Dispatch-Import | EmissionsCost | 0 | [6 empty] | 0.79031 | 0
LCP_Inputs_ON_Electric_Howarth_2023_05_05 | 2026 | CH4 Import - NY 2030 | Import | Methane | PJ | Dispatch-Import | FuelCost | 0 | [6 empty] | 0.79031 | 0
LCP_Inputs_ON_Electric_Howarth_2023_05_05 | 2026 | CH4 Import - NY 2030 | Import | Methane | PJ | Dispatch-Import | VOM | 0 | [6 empty] | 0.79031 | 0
LCP_Inputs_ON_Electric_Howarth_2023_05_05 | 2026 | CH4 Import - NY 2030 | Import | Methane | QC | Dispatch-Import | EmissionsCost | 0 | [6 empty] | 0.79031 | 0
LCP_Inputs_ON_Electric_Howarth_2023_05_05 | 2026 | CH4 Import - NY 2030 | Import | Methane | QC | Dispatch-Import | FuelCost | 0 | [6 empty] | 0.79031 | 0
LCP_Inputs_ON_Electric_Howarth_2023_05_05 | 2026 | CH4 Import - NY 2030 | Import | Methane | QC | Dispatch-Import | VOM | 0 | [6 empty] | 0.79031 | 0
LCP_Inputs_ON_Electric_Howarth_2023_05_05 | 2026 | CH4 Import - NY 2030 | Import | Methane | WC | Dispatch-Import | EmissionsCost | 0 | [6 empty] | 0.79031 | 0
LCP_Inputs_ON_Electric_Howarth_2023_05_05 | 2026 | CH4 Import - NY 2030 | Import | Methane | WC | Dispatch-Import | FuelCost | 0 | [6 empty] | 0.79031 | 0
LCP_Inputs_ON_Electric_Howarth_2023_05_05 | 2026 | CH4 Import - NY 2030 | Import | Methane | WC | Dispatch-Import | VOM | 0 | [6 empty] | 0.79031 | 0
LCP_Inputs_ON_Electric_Howarth_2023_05_05 | 2026 | CH4 Import - NY 2040 | Import | Methane | MI | Dispatch-Import | EmissionsCost | 0 | [6 empty] | 0.79031 | 0
LCP_Inputs_ON_Electric_Howarth_2023_05_05 | 2026 | CH4 Import - NY 2040 | Import | Methane | MI | Dispatch-Import | FuelCost | 0 | [6 empty] | 0.79031 | 0
LCP_Inputs_ON_Electric_Howarth_2023_05_05 | 2026 | CH4 Import - NY 2040 | Import | Methane | MI | Dispatch-Import | VOM | 0 | [6 empty] | 0.79031 | 0
LCP_Inputs_ON_Electric_Howarth_2023_05_05 | 2026 | CH4 Import - NY 2040 | Import | Methane | NY | Dispatch-Import | EmissionsCost | 0 | [6 empty] | 0.79031 | 0
LCP_Inputs_ON_Electric_Howarth_2023_05_05 | 2026 | CH4 Import - NY 2040 | Import | Methane | NY | Dispatch-Import | FuelCost | 0 | [6 empty] | 0.79031 | 0
LCP_Inputs_ON_Electric_Howarth_2023_05_05 | 2026 | CH4 Import - NY 2040 | Import | Methane | NY | Dispatch-Import | VOM | 0 | [6 empty] | 0.79031 | 0
LCP_Inputs_ON_Electric_Howarth_2023_05_05 | 2026 | CH4 Import - NY 2040 | Import | Methane | ON | Dispatch-Import | EmissionsCost | 0 | [6 empty] | 0.79031 | 0
LCP_Inputs_ON_Electric_Howarth_2023_05_05 | 2026 | CH4 Import - NY 2040 | Import | Methane | ON | Dispatch-Import | FuelCost | 0 | [6 empty] | 0.79031 | 0
LCP_Inputs_ON_Electric_Howarth_2023_05_05 | 2026 | CH4 Import - NY 2040 | Import | Methane | ON | Dispatch-Import | VOM | 0 | [6 empty] | 0.79031 | 0
LCP_Inputs_ON_Electric_Howarth_2023_05_05 | 2026 | CH4 Import - NY 2040 | Import | Methane | PJ | Dispatch-Import | EmissionsCost | 0 | [6 empty] | 0.79031 | 0
LCP_Inputs_ON_Electric_Howarth_2023_05_05 | 2026 | CH4 Import - NY 2040 | Import | Methane | PJ | Dispatch-Import | FuelCost | 0 | [6 empty] | 0.79031 | 0
LCP_Inputs_ON_Electric_Howarth_2023_05_05 | 2026 | CH4 Import - NY 2040 | Import | Methane | PJ | Dispatch-Import | VOM | 0 | [6 empty] | 0.79031 | 0
LCP_Inputs_ON_Electric_Howarth_2023_05_05 | 2026 | CH4 Import - NY 2040 | Import | Methane | QC | Dispatch-Import | EmissionsCost | 0 | [6 empty] | 0.79031 | 0
LCP_Inputs_ON_Electric_Howarth_2023_05_05 | 2026 | CH4 Import - NY 2040 | Import | Methane | QC | Dispatch-Import | FuelCost | 0 | [6 empty] | 0.79031 | 0
LCP_Inputs_ON_Electric_Howarth_2023_05_05 | 2026 | CH4 Import - NY 2040 | Import | Methane | QC | Dispatch-Import | VOM | 0 | [6 empty] | 0.79031 | 0
LCP_Inputs_ON_Electric_Howarth_2023_05_05 | 2026 | CH4 Import - NY 2040 | Import | Methane | WC | Dispatch-Import | EmissionsCost | 0 | [6 empty] | 0.79031 | 0
LCP_Inputs_ON_Electric_Howarth_2023_05_05 | 2026 | CH4 Import - NY 2040 | Import | Methane | WC | Dispatch-Import | FuelCost | 0 | [6 empty] | 0.79031 | 0
LCP_Inputs_ON_Electric_Howarth_2023_05_05 | 2026 | CH4 Import - NY 2040 | Import | Methane | WC | Dispatch-Import | VOM | 0 | [6 empty] | 0.79031 | 0
LCP_Inputs_ON_Electric_Howarth_2023_05_05 | 2026 | CH4 Import - NY 2050 | Import | Methane | MI | Dispatch-Import | EmissionsCost | 0 | [6 empty] | 0.79031 | 0
LCP_Inputs_ON_Electric_Howarth_2023_05_05 | 2026 | CH4 Import - NY 2050 | Import | Methane | MI | Dispatch-Import | FuelCost | 0 | [6 empty] | 0.79031 | 0
LCP_Inputs_ON_Electric_Howarth_2023_05_05 | 2026 | CH4 Import - NY 2050 | Import | Methane | MI | Dispatch-Import | VOM | 0 | [6 empty] | 0.79031 | 0
LCP_Inputs_ON_Electric_Howarth_2023_05_05 | 2026 | CH4 Import - NY 2050 | Import | Methane | NY | Dispatch-Import | EmissionsCost | 0 | [6 empty] | 0.79031 | 0
LCP_Inputs_ON_Electric_Howarth_2023_05_05 | 2026 | CH4 Import - NY 2050 | Import | Methane | NY | Dispatch-Import | FuelCost | 0 | [6 empty] | 0.79031 | 0
LCP_Inputs_ON_Electric_Howarth_2023_05_05 | 2026 | CH4 Import - NY 2050 | Import | Methane | NY | Dispatch-Import | VOM | 0 | [6 empty] | 0.79031 | 0
LCP_Inputs_ON_Electric_Howarth_2023_05_05 | 2026 | CH4 Import - NY 2050 | Import | Methane | ON | Dispatch-Import | EmissionsCost | 0 | [6 empty] | 0.79031 | 0
LCP_Inputs_ON_Electric_Howarth_2023_05_05 | 2026 | CH4 Import - NY 2050 | Import | Methane | ON | Dispatch-Import | FuelCost | 0 | [6 empty] | 0.79031 | 0
LCP_Inputs_ON_Electric_Howarth_2023_05_05 | 2026 | CH4 Import - NY 2050 | Import | Methane | ON | Dispatch-Import | VOM | 0 | [6 empty] | 0.79031 | 0
LCP_Inputs_ON_Electric_Howarth_2023_05_05 | 2026 | CH4 Import - NY 2050 | Import | Methane | PJ | Dispatch-Import | EmissionsCost | 0 | [6 empty] | 0.79031 | 0
LCP_Inputs_ON_Electric_Howarth_2023_05_05 | 2026 | CH4 Import - NY 2050 | Import | Methane | PJ | Dispatch-Import | FuelCost | 0 | [6 empty] | 0.79031 | 0
LCP_Inputs_ON_Electric_Howarth_2023_05_05 | 2026 | CH4 Import - NY 2050 | Import | Methane | PJ | Dispatch-Import | VOM | 0 | [6 empty] | 0.79031 | 0
LCP_Inputs_ON_Electric_Howarth_2023_05_05 | 2026 | CH4 Import - NY 2050 | Import | Methane | QC | Dispatch-Import | EmissionsCost | 0 | [6 empty] | 0.79031 | 0
LCP_Inputs_ON_Electric_Howarth_2023_05_05 | 2026 | CH4 Import - NY 2050 | Import | Methane | QC | Dispatch-Import | FuelCost | 0 | [6 empty] | 0.79031 | 0
LCP_Inputs_ON_Electric_Howarth_2023_05_05 | 2026 | CH4 Import - NY 2050 | Import | Methane | QC | Dispatch-Import | VOM | 0 | [6 empty] | 0.79031 | 0
LCP_Inputs_ON_Electric_Howarth_2023_05_05 | 2026 | CH4 Import - NY 2050 | Import | Methane | WC | Dispatch-Import | EmissionsCost | 0 | [6 empty] | 0.79031 | 0
LCP_Inputs_ON_Electric_Howarth_2023_05_05 | 2026 | CH4 Import - NY 2050 | Import | Methane | WC | Dispatch-Import | FuelCost | 0 | [6 empty] | 0.79031 | 0
LCP_Inputs_ON_Electric_Howarth_2023_05_05 | 2026 | CH4 Import - NY 2050 | Import | Methane | WC | Dispatch-Import | VOM | 0 | [6 empty] | 0.79031 | 0
LCP_Inputs_ON_Electric_Howarth_2023_05_05 | 2026 | CH4 Import - WC 2020 | Import | Methane | MI | Dispatch-Import | EmissionsCost | 0 | [6 empty] | 0.79031 | 0
LCP_Inputs_ON_Electric_Howarth_2023_05_05 | 2026 | CH4 Import - WC 2020 | Import | Methane | MI | Dispatch-Import | FuelCost | 0 | [6 empty] | 0.79031 | 0
LCP_Inputs_ON_Electric_Howarth_2023_05_05 | 2026 | CH4 Import - WC 2020 | Import | Methane | MI | Dispatch-Import | VOM | 0 | [6 empty] | 0.79031 | 0
LCP_Inputs_ON_Electric_Howarth_2023_05_05 | 2026 | CH4 Import - WC 2020 | Import | Methane | NY | Dispatch-Import | EmissionsCost | 0 | [6 empty] | 0.79031 | 0
LCP_Inputs_ON_Electric_Howarth_2023_05_05 | 2026 | CH4 Import - WC 2020 | Import | Methane | NY | Dispatch-Import | FuelCost | 0 | [6 empty] | 0.79031 | 0
LCP_Inputs_ON_Electric_Howarth_2023_05_05 | 2026 | CH4 Import - WC 2020 | Import | Methane | NY | Dispatch-Import | VOM | 0 | [6 empty] | 0.79031 | 0
LCP_Inputs_ON_Electric_Howarth_2023_05_05 | 2026 | CH4 Import - WC 2020 | Import | Methane | ON | Dispatch-Import | EmissionsCost | 0 | [6 empty] | 0.79031 | 0
LCP_Inputs_ON_Electric_Howarth_2023_05_05 | 2026 | CH4 Import - WC 2020 | Import | Methane | ON | Dispatch-Import | FuelCost | 0 | [6 empty] | 0.79031 | 0
LCP_Inputs_ON_Electric_Howarth_2023_05_05 | 2026 | CH4 Import - WC 2020 | Import | Methane | ON | Dispatch-Import | VOM | 0 | [6 empty] | 0.79031 | 0
LCP_Inputs_ON_Electric_Howarth_2023_05_05 | 2026 | CH4 Import - WC 2020 | Import | Methane | PJ | Dispatch-Import | EmissionsCost | 0 | [6 empty] | 0.79031 | 0
LCP_Inputs_ON_Electric_Howarth_2023_05_05 | 2026 | CH4 Import - WC 2020 | Import | Methane | PJ | Dispatch-Import | FuelCost | 0 | [6 empty] | 0.79031 | 0
LCP_Inputs_ON_Electric_Howarth_2023_05_05 | 2026 | CH4 Import - WC 2020 | Import | Methane | PJ | Dispatch-Import | VOM | 0 | [6 empty] | 0.79031 | 0
LCP_Inputs_ON_Electric_Howarth_2023_05_05 | 2026 | CH4 Import - WC 2020 | Import | Methane | QC | Dispatch-Import | EmissionsCost | 0 | [6 empty] | 0.79031 | 0
LCP_Inputs_ON_Electric_Howarth_2023_05_05 | 2026 | CH4 Import - WC 2020 | Import | Methane | QC | Dispatch-Import | FuelCost | 0 | [6 empty] | 0.79031 | 0
LCP_Inputs_ON_Electric_Howarth_2023_05_05 | 2026 | CH4 Import - WC 2020 | Import | Methane | QC | Dispatch-Import | VOM | 0 | [6 empty] | 0.79031 | 0
LCP_Inputs_ON_Electric_Howarth_2023_05_05 | 2026 | CH4 Import - WC 2020 | Import | Methane | WC | Dispatch-Import | EmissionsCost | 1306945408.6229 | [6 empty] | 0.79031 | 1032897940.771
LCP_Inputs_ON_Electric_Howarth_2023_05_05 | 2026 | CH4 Import - WC 2020 | Import | Methane | WC | Dispatch-Import | FuelCost | 1887630761.6486 | [6 empty] | 0.79031 | 1491822010.146
LCP_Inputs_ON_Electric_Howarth_2023_05_05 | 2026 | CH4 Import - WC 2020 | Import | Methane | WC | Dispatch-Import | VOM | 0 | [6 empty] | 0.79031 | 0
LCP_Inputs_ON_Electric_Howarth_2023_05_05 | 2026 | CH4 Import - WC 2030 | Import | Methane | MI | Dispatch-Import | EmissionsCost | 0 | [6 empty] | 0.79031 | 0
LCP_Inputs_ON_Electric_Howarth_2023_05_05 | 2026 | CH4 Import - WC 2030 | Import | Methane | MI | Dispatch-Import | FuelCost | 0 | [6 empty] | 0.79031 | 0
LCP_Inputs_ON_Electric_Howarth_2023_05_05 | 2026 | CH4 Import - WC 2030 | Import | Methane | MI | Dispatch-Import | VOM | 0 | [6 empty] | 0.79031 | 0
LCP_Inputs_ON_Electric_Howarth_2023_05_05 | 2026 | CH4 Import - WC 2030 | Import | Methane | NY | Dispatch-Import | EmissionsCost | 0 | [6 empty] | 0.79031 | 0
LCP_Inputs_ON_Electric_Howarth_2023_05_05 | 2026 | CH4 Import - WC 2030 | Import | Methane | NY | Dispatch-Import | FuelCost | 0 | [6 empty] | 0.79031 | 0
LCP_Inputs_ON_Electric_Howarth_2023_05_05 | 2026 | CH4 Import - WC 2030 | Import | Methane | NY | Dispatch-Import | VOM | 0 | [6 empty] | 0.79031 | 0
LCP_Inputs_ON_Electric_Howarth_2023_05_05 | 2026 | CH4 Import - WC 2030 | Import | Methane | ON | Dispatch-Import | EmissionsCost | 0 | [6 empty] | 0.79031 | 0
LCP_Inputs_ON_Electric_Howarth_2023_05_05 | 2026 | CH4 Import - WC 2030 | Import | Methane | ON | Dispatch-Import | FuelCost | 0 | [6 empty] | 0.79031 | 0
LCP_Inputs_ON_Electric_Howarth_2023_05_05 | 2026 | CH4 Import - WC 2030 | Import | Methane | ON | Dispatch-Import | VOM | 0 | [6 empty] | 0.79031 | 0
LCP_Inputs_ON_Electric_Howarth_2023_05_05 | 2026 | CH4 Import - WC 2030 | Import | Methane | PJ | Dispatch-Import | EmissionsCost | 0 | [6 empty] | 0.79031 | 0
LCP_Inputs_ON_Electric_Howarth_2023_05_05 | 2026 | CH4 Import - WC 2030 | Import | Methane | PJ | Dispatch-Import | FuelCost | 0 | [6 empty] | 0.79031 | 0
LCP_Inputs_ON_Electric_Howarth_2023_05_05 | 2026 | CH4 Import - WC 2030 | Import | Methane | PJ | Dispatch-Import | VOM | 0 | [6 empty] | 0.79031 | 0
LCP_Inputs_ON_Electric_Howarth_2023_05_05 | 2026 | CH4 Import - WC 2030 | Import | Methane | QC | Dispatch-Import | EmissionsCost | 0 | [6 empty] | 0.79031 | 0
LCP_Inputs_ON_Electric_Howarth_2023_05_05 | 2026 | CH4 Import - WC 2030 | Import | Methane | QC | Dispatch-Import | FuelCost | 0 | [6 empty] | 0.79031 | 0
LCP_Inputs_ON_Electric_Howarth_2023_05_05 | 2026 | CH4 Import - WC 2030 | Import | Methane | QC | Dispatch-Import | VOM | 0 | [6 empty] | 0.79031 | 0
LCP_Inputs_ON_Electric_Howarth_2023_05_05 | 2026 | CH4 Import - WC 2030 | Import | Methane | WC | Dispatch-Import | EmissionsCost | 0 | [6 empty] | 0.79031 | 0
LCP_Inputs_ON_Electric_Howarth_2023_05_05 | 2026 | CH4 Import - WC 2030 | Import | Methane | WC | Dispatch-Import | FuelCost | 0 | [6 empty] | 0.79031 | 0
LCP_Inputs_ON_Electric_Howarth_2023_05_05 | 2026 | CH4 Import - WC 2030 | Import | Methane | WC | Dispatch-Import | VOM | 0 | [6 empty] | 0.79031 | 0
LCP_Inputs_ON_Electric_Howarth_2023_05_05 | 2026 | CH4 Import - WC 2040 | Import | Methane | MI | Dispatch-Import | EmissionsCost | 0 | [6 empty] | 0.79031 | 0
LCP_Inputs_ON_Electric_Howarth_2023_05_05 | 2026 | CH4 Import - WC 2040 | Import | Methane | MI | Dispatch-Import | FuelCost | 0 | [6 empty] | 0.79031 | 0
LCP_Inputs_ON_Electric_Howarth_2023_05_05 | 2026 | CH4 Import - WC 2040 | Import | Methane | MI | Dispatch-Import | VOM | 0 | [6 empty] | 0.79031 | 0
LCP_Inputs_ON_Electric_Howarth_2023_05_05 | 2026 | CH4 Import - WC 2040 | Import | Methane | NY | Dispatch-Import | EmissionsCost | 0 | [6 empty] | 0.79031 | 0
LCP_Inputs_ON_Electric_Howarth_2023_05_05 | 2026 | CH4 Import - WC 2040 | Import | Methane | NY | Dispatch-Import | FuelCost | 0 | [6 empty] | 0.79031 | 0
LCP_Inputs_ON_Electric_Howarth_2023_05_05 | 2026 | CH4 Import - WC 2040 | Import | Methane | NY | Dispatch-Import | VOM | 0 | [6 empty] | 0.79031 | 0
LCP_Inputs_ON_Electric_Howarth_2023_05_05 | 2026 | CH4 Import - WC 2040 | Import | Methane | ON | Dispatch-Import | EmissionsCost | 0 | [6 empty] | 0.79031 | 0
LCP_Inputs_ON_Electric_Howarth_2023_05_05 | 2026 | CH4 Import - WC 2040 | Import | Methane | ON | Dispatch-Import | FuelCost | 0 | [6 empty] | 0.79031 | 0
LCP_Inputs_ON_Electric_Howarth_2023_05_05 | 2026 | CH4 Import - WC 2040 | Import | Methane | ON | Dispatch-Import | VOM | 0 | [6 empty] | 0.79031 | 0
LCP_Inputs_ON_Electric_Howarth_2023_05_05 | 2026 | CH4 Import - WC 2040 | Import | Methane | PJ | Dispatch-Import | EmissionsCost | 0 | [6 empty] | 0.79031 | 0
LCP_Inputs_ON_Electric_Howarth_2023_05_05 | 2026 | CH4 Import - WC 2040 | Import | Methane | PJ | Dispatch-Import | FuelCost | 0 | [6 empty] | 0.79031 | 0
LCP_Inputs_ON_Electric_Howarth_2023_05_05 | 2026 | CH4 Import - WC 2040 | Import | Methane | PJ | Dispatch-Import | VOM | 0 | [6 empty] | 0.79031 | 0
LCP_Inputs_ON_Electric_Howarth_2023_05_05 | 2026 | CH4 Import - WC 2040 | Import | Methane | QC | Dispatch-Import | EmissionsCost | 0 | [6 empty] | 0.79031 | 0
LCP_Inputs_ON_Electric_Howarth_2023_05_05 | 2026 | CH4 Import - WC 2040 | Import | Methane | QC | Dispatch-Import | FuelCost | 0 | [6 empty] | 0.79031 | 0
LCP_Inputs_ON_Electric_Howarth_2023_05_05 | 2026 | CH4 Import - WC 2040 | Import | Methane | QC | Dispatch-Import | VOM | 0 | [6 empty] | 0.79031 | 0
LCP_Inputs_ON_Electric_Howarth_2023_05_05 | 2026 | CH4 Import - WC 2040 | Import | Methane | WC | Dispatch-Import | EmissionsCost | 0 | [6 empty] | 0.79031 | 0
LCP_Inputs_ON_Electric_Howarth_2023_05_05 | 2026 | CH4 Import - WC 2040 | Import | Methane | WC | Dispatch-Import | FuelCost | 0 | [6 empty] | 0.79031 | 0
LCP_Inputs_ON_Electric_Howarth_2023_05_05 | 2026 | CH4 Import - WC 2040 | Import | Methane | WC | Dispatch-Import | VOM | 0 | [6 empty] | 0.79031 | 0
LCP_Inputs_ON_Electric_Howarth_2023_05_05 | 2026 | CH4 Import - WC 2050 | Import | Methane | MI | Dispatch-Import | EmissionsCost | 0 | [6 empty] | 0.79031 | 0
LCP_Inputs_ON_Electric_Howarth_2023_05_05 | 2026 | CH4 Import - WC 2050 | Import | Methane | MI | Dispatch-Import | FuelCost | 0 | [6 empty] | 0.79031 | 0
LCP_Inputs_ON_Electric_Howarth_2023_05_05 | 2026 | CH4 Import - WC 2050 | Import | Methane | MI | Dispatch-Import | VOM | 0 | [6 empty] | 0.79031 | 0
LCP_Inputs_ON_Electric_Howarth_2023_05_05 | 2026 | CH4 Import - WC 2050 | Import | Methane | NY | Dispatch-Import | EmissionsCost | 0 | [6 empty] | 0.79031 | 0
LCP_Inputs_ON_Electric_Howarth_2023_05_05 | 2026 | CH4 Import - WC 2050 | Import | Methane | NY | Dispatch-Import | FuelCost | 0 | [6 empty] | 0.79031 | 0
LCP_Inputs_ON_Electric_Howarth_2023_05_05 | 2026 | CH4 Import - WC 2050 | Import | Methane | NY | Dispatch-Import | VOM | 0 | [6 empty] | 0.79031 | 0
LCP_Inputs_ON_Electric_Howarth_2023_05_05 | 2026 | CH4 Import - WC 2050 | Import | Methane | ON | Dispatch-Import | EmissionsCost | 0 | [6 empty] | 0.79031 | 0
LCP_Inputs_ON_Electric_Howarth_2023_05_05 | 2026 | CH4 Import - WC 2050 | Import | Methane | ON | Dispatch-Import | FuelCost | 0 | [6 empty] | 0.79031 | 0
LCP_Inputs_ON_Electric_Howarth_2023_05_05 | 2026 | CH4 Import - WC 2050 | Import | Methane | ON | Dispatch-Import | VOM | 0 | [6 empty] | 0.79031 | 0
LCP_Inputs_ON_Electric_Howarth_2023_05_05 | 2026 | CH4 Import - WC 2050 | Import | Methane | PJ | Dispatch-Import | EmissionsCost | 0 | [6 empty] | 0.79031 | 0
LCP_Inputs_ON_Electric_Howarth_2023_05_05 | 2026 | CH4 Import - WC 2050 | Import | Methane | PJ | Dispatch-Import | FuelCost | 0 | [6 empty] | 0.79031 | 0
LCP_Inputs_ON_Electric_Howarth_2023_05_05 | 2026 | CH4 Import - WC 2050 | Import | Methane | PJ | Dispatch-Import | VOM | 0 | [6 empty] | 0.79031 | 0
LCP_Inputs_ON_Electric_Howarth_2023_05_05 | 2026 | CH4 Import - WC 2050 | Import | Methane | QC | Dispatch-Import | EmissionsCost | 0 | [6 empty] | 0.79031 | 0
LCP_Inputs_ON_Electric_Howarth_2023_05_05 | 2026 | CH4 Import - WC 2050 | Import | Methane | QC | Dispatch-Import | FuelCost | 0 | [6 empty] | 0.79031 | 0
LCP_Inputs_ON_Electric_Howarth_2023_05_05 | 2026 | CH4 Import - WC 2050 | Import | Methane | QC | Dispatch-Import | VOM | 0 | [6 empty] | 0.79031 | 0
LCP_Inputs_ON_Electric_Howarth_2023_05_05 | 2026 | CH4 Import - WC 2050 | Import | Methane | WC | Dispatch-Import | EmissionsCost | 0 | [6 empty] | 0.79031 | 0
LCP_Inputs_ON_Electric_Howarth_2023_05_05 | 2026 | CH4 Import - WC 2050 | Import | Methane | WC | Dispatch-Import | FuelCost | 0 | [6 empty] | 0.79031 | 0
LCP_Inputs_ON_Electric_Howarth_2023_05_05 | 2026 | CH4 Import - WC 2050 | Import | Methane | WC | Dispatch-Import | VOM | 0 | [6 empty] | 0.79031 | 0
LCP_Inputs_ON_Electric_Howarth_2023_05_05 | 2026 | CH4 Salt Cavern Storage - ON | Storage | Methane | MI | Dispatch-Storage | EmissionsCost | 0 | [6 empty] | 0.79031 | 0
LCP_Inputs_ON_Electric_Howarth_2023_05_05 | 2026 | CH4 Salt Cavern Storage - ON | Storage | Methane | MI | Dispatch-Storage | FuelCost | 0 | [6 empty] | 0.79031 | 0
LCP_Inputs_ON_Electric_Howarth_2023_05_05 | 2026 | CH4 Salt Cavern Storage - ON | Storage | Methane | MI | Dispatch-Storage | VOM | 0 | [6 empty] | 0.79031 | 0
LCP_Inputs_ON_Electric_Howarth_2023_05_05 | 2026 | CH4 Salt Cavern Storage - ON | Storage | Methane | NY | Dispatch-Storage | EmissionsCost | 0 | [6 empty] | 0.79031 | 0
LCP_Inputs_ON_Electric_Howarth_2023_05_05 | 2026 | CH4 Salt Cavern Storage - ON | Storage | Methane | NY | Dispatch-Storage | FuelCost | 0 | [6 empty] | 0.79031 | 0
LCP_Inputs_ON_Electric_Howarth_2023_05_05 | 2026 | CH4 Salt Cavern Storage - ON | Storage | Methane | NY | Dispatch-Storage | VOM | 0 | [6 empty] | 0.79031 | 0
LCP_Inputs_ON_Electric_Howarth_2023_05_05 | 2026 | CH4 Salt Cavern Storage - ON | Storage | Methane | ON | Dispatch-Storage | EmissionsCost | 0 | [6 empty] | 0.79031 | 0
LCP_Inputs_ON_Electric_Howarth_2023_05_05 | 2026 | CH4 Salt Cavern Storage - ON | Storage | Methane | ON | Dispatch-Storage | FuelCost | 0 | [6 empty] | 0.79031 | 0
LCP_Inputs_ON_Electric_Howarth_2023_05_05 | 2026 | CH4 Salt Cavern Storage - ON | Storage | Methane | ON | Dispatch-Storage | VOM | 691417.653 | [6 empty] | 0.79031 | 546437.4145
LCP_Inputs_ON_Electric_Howarth_2023_05_05 | 2026 | CH4 Salt Cavern Storage - ON | Storage | Methane | PJ | Dispatch-Storage | EmissionsCost | 0 | [6 empty] | 0.79031 | 0
LCP_Inputs_ON_Electric_Howarth_2023_05_05 | 2026 | CH4 Salt Cavern Storage - ON | Storage | Methane | PJ | Dispatch-Storage | FuelCost | 0 | [6 empty] | 0.79031 | 0
LCP_Inputs_ON_Electric_Howarth_2023_05_05 | 2026 | CH4 Salt Cavern Storage - ON | Storage | Methane | PJ | Dispatch-Storage | VOM | 0 | [6 empty] | 0.79031 | 0
LCP_Inputs_ON_Electric_Howarth_2023_05_05 | 2026 | CH4 Salt Cavern Storage - ON | Storage | Methane | QC | Dispatch-Storage | EmissionsCost | 0 | [6 empty] | 0.79031 | 0
LCP_Inputs_ON_Electric_Howarth_2023_05_05 | 2026 | CH4 Salt Cavern Storage - ON | Storage | Methane | QC | Dispatch-Storage | FuelCost | 0 | [6 empty] | 0.79031 | 0
LCP_Inputs_ON_Electric_Howarth_2023_05_05 | 2026 | CH4 Salt Cavern Storage - ON | Storage | Methane | QC | Dispatch-Storage | VOM | 0 | [6 empty] | 0.79031 | 0
LCP_Inputs_ON_Electric_Howarth_2023_05_05 | 2026 | CH4 Salt Cavern Storage - ON | Storage | Methane | WC | Dispatch-Storage | EmissionsCost | 0 | [6 empty] | 0.79031 | 0
LCP_Inputs_ON_Electric_Howarth_2023_05_05 | 2026 | CH4 Salt Cavern Storage - ON | Storage | Methane | WC | Dispatch-Storage | FuelCost | 0 | [6 empty] | 0.79031 | 0
LCP_Inputs_ON_Electric_Howarth_2023_05_05 | 2026 | CH4 Salt Cavern Storage - ON | Storage | Methane | WC | Dispatch-Storage | VOM | 0 | [6 empty] | 0.79031 | 0
LCP_Inputs_ON_Electric_Howarth_2023_05_05 | 2026 | Electrolyser 2020/2030 | Crossload | Hydrogen | MI | Dispatch-Crossload | EmissionsCost | 0 | [6 empty] | 0.79031 | 0
LCP_Inputs_ON_Electric_Howarth_2023_05_05 | 2026 | Electrolyser 2020/2030 | Crossload | Hydrogen | MI | Dispatch-Crossload | FuelCost | 0 | [6 empty] | 0.79031 | 0
LCP_Inputs_ON_Electric_Howarth_2023_05_05 | 2026 | Electrolyser 2020/2030 | Crossload | Hydrogen | MI | Dispatch-Crossload | VOM | 0 | [6 empty] | 0.79031 | 0
LCP_Inputs_ON_Electric_Howarth_2023_05_05 | 2026 | Electrolyser 2020/2030 | Crossload | Hydrogen | NY | Dispatch-Crossload | EmissionsCost | 0 | [6 empty] | 0.79031 | 0
LCP_Inputs_ON_Electric_Howarth_2023_05_05 | 2026 | Electrolyser 2020/2030 | Crossload | Hydrogen | NY | Dispatch-Crossload | FuelCost | 0 | [6 empty] | 0.79031 | 0
LCP_Inputs_ON_Electric_Howarth_2023_05_05 | 2026 | Electrolyser 2020/2030 | Crossload | Hydrogen | NY | Dispatch-Crossload | VOM | 0 | [6 empty] | 0.79031 | 0
LCP_Inputs_ON_Electric_Howarth_2023_05_05 | 2026 | Electrolyser 2020/2030 | Crossload | Hydrogen | ON | Dispatch-Crossload | EmissionsCost | 0 | [6 empty] | 0.79031 | 0
LCP_Inputs_ON_Electric_Howarth_2023_05_05 | 2026 | Electrolyser 2020/2030 | Crossload | Hydrogen | ON | Dispatch-Crossload | FuelCost | 0 | [6 empty] | 0.79031 | 0
LCP_Inputs_ON_Electric_Howarth_2023_05_05 | 2026 | Electrolyser 2020/2030 | Crossload | Hydrogen | ON | Dispatch-Crossload | VOM | 0 | [6 empty] | 0.79031 | 0
LCP_Inputs_ON_Electric_Howarth_2023_05_05 | 2026 | Electrolyser 2020/2030 | Crossload | Hydrogen | PJ | Dispatch-Crossload | EmissionsCost | 0 | [6 empty] | 0.79031 | 0
LCP_Inputs_ON_Electric_Howarth_2023_05_05 | 2026 | Electrolyser 2020/2030 | Crossload | Hydrogen | PJ | Dispatch-Crossload | FuelCost | 0 | [6 empty] | 0.79031 | 0
LCP_Inputs_ON_Electric_Howarth_2023_05_05 | 2026 | Electrolyser 2020/2030 | Crossload | Hydrogen | PJ | Dispatch-Crossload | VOM | 0 | [6 empty] | 0.79031 | 0
LCP_Inputs_ON_Electric_Howarth_2023_05_05 | 2026 | Electrolyser 2020/2030 | Crossload | Hydrogen | QC | Dispatch-Crossload | EmissionsCost | 0 | [6 empty] | 0.79031 | 0
LCP_Inputs_ON_Electric_Howarth_2023_05_05 | 2026 | Electrolyser 2020/2030 | Crossload | Hydrogen | QC | Dispatch-Crossload | FuelCost | 0 | [6 empty] | 0.79031 | 0
LCP_Inputs_ON_Electric_Howarth_2023_05_05 | 2026 | Electrolyser 2020/2030 | Crossload | Hydrogen | QC | Dispatch-Crossload | VOM | 0 | [6 empty] | 0.79031 | 0
LCP_Inputs_ON_Electric_Howarth_2023_05_05 | 2026 | Electrolyser 2020/2030 | Crossload | Hydrogen | WC | Dispatch-Crossload | EmissionsCost | 0 | [6 empty] | 0.79031 | 0
LCP_Inputs_ON_Electric_Howarth_2023_05_05 | 2026 | Electrolyser 2020/2030 | Crossload | Hydrogen | WC | Dispatch-Crossload | FuelCost | 0 | [6 empty] | 0.79031 | 0
LCP_Inputs_ON_Electric_Howarth_2023_05_05 | 2026 | Electrolyser 2020/2030 | Crossload | Hydrogen | WC | Dispatch-Crossload | VOM | 0 | [6 empty] | 0.79031 | 0
LCP_Inputs_ON_Electric_Howarth_2023_05_05 | 2026 | Electrolyser 2040 | Crossload | Hydrogen | MI | Dispatch-Crossload | EmissionsCost | 0 | [6 empty] | 0.79031 | 0
LCP_Inputs_ON_Electric_Howarth_2023_05_05 | 2026 | Electrolyser 2040 | Crossload | Hydrogen | MI | Dispatch-Crossload | FuelCost | 0 | [6 empty] | 0.79031 | 0
LCP_Inputs_ON_Electric_Howarth_2023_05_05 | 2026 | Electrolyser 2040 | Crossload | Hydrogen | MI | Dispatch-Crossload | VOM | 0 | [6 empty] | 0.79031 | 0
LCP_Inputs_ON_Electric_Howarth_2023_05_05 | 2026 | Electrolyser 2040 | Crossload | Hydrogen | NY | Dispatch-Crossload | EmissionsCost | 0 | [6 empty] | 0.79031 | 0
LCP_Inputs_ON_Electric_Howarth_2023_05_05 | 2026 | Electrolyser 2040 | Crossload | Hydrogen | NY | Dispatch-Crossload | FuelCost | 0 | [6 empty] | 0.79031 | 0
LCP_Inputs_ON_Electric_Howarth_2023_05_05 | 2026 | Electrolyser 2040 | Crossload | Hydrogen | NY | Dispatch-Crossload | VOM | 0 | [6 empty] | 0.79031 | 0
LCP_Inputs_ON_Electric_Howarth_2023_05_05 | 2026 | Electrolyser 2040 | Crossload | Hydrogen | ON | Dispatch-Crossload | EmissionsCost | 0 | [6 empty] | 0.79031 | 0
LCP_Inputs_ON_Electric_Howarth_2023_05_05 | 2026 | Electrolyser 2040 | Crossload | Hydrogen | ON | Dispatch-Crossload | FuelCost | 0 | [6 empty] | 0.79031 | 0
LCP_Inputs_ON_Electric_Howarth_2023_05_05 | 2026 | Electrolyser 2040 | Crossload | Hydrogen | ON | Dispatch-Crossload | VOM | 0 | [6 empty] | 0.79031 | 0
LCP_Inputs_ON_Electric_Howarth_2023_05_05 | 2026 | Electrolyser 2040 | Crossload | Hydrogen | PJ | Dispatch-Crossload | EmissionsCost | 0 | [6 empty] | 0.79031 | 0
LCP_Inputs_ON_Electric_Howarth_2023_05_05 | 2026 | Electrolyser 2040 | Crossload | Hydrogen | PJ | Dispatch-Crossload | FuelCost | 0 | [6 empty] | 0.79031 | 0
LCP_Inputs_ON_Electric_Howarth_2023_05_05 | 2026 | Electrolyser 2040 | Crossload | Hydrogen | PJ | Dispatch-Crossload | VOM | 0 | [6 empty] | 0.79031 | 0
LCP_Inputs_ON_Electric_Howarth_2023_05_05 | 2026 | Electrolyser 2040 | Crossload | Hydrogen | QC | Dispatch-Crossload | EmissionsCost | 0 | [6 empty] | 0.79031 | 0
LCP_Inputs_ON_Electric_Howarth_2023_05_05 | 2026 | Electrolyser 2040 | Crossload | Hydrogen | QC | Dispatch-Crossload | FuelCost | 0 | [6 empty] | 0.79031 | 0
LCP_Inputs_ON_Electric_Howarth_2023_05_05 | 2026 | Electrolyser 2040 | Crossload | Hydrogen | QC | Dispatch-Crossload | VOM | 0 | [6 empty] | 0.79031 | 0
LCP_Inputs_ON_Electric_Howarth_2023_05_05 | 2026 | Electrolyser 2040 | Crossload | Hydrogen | WC | Dispatch-Crossload | EmissionsCost | 0 | [6 empty] | 0.79031 | 0
LCP_Inputs_ON_Electric_Howarth_2023_05_05 | 2026 | Electrolyser 2040 | Crossload | Hydrogen | WC | Dispatch-Crossload | FuelCost | 0 | [6 empty] | 0.79031 | 0
LCP_Inputs_ON_Electric_Howarth_2023_05_05 | 2026 | Electrolyser 2040 | Crossload | Hydrogen | WC | Dispatch-Crossload | VOM | 0 | [6 empty] | 0.79031 | 0
LCP_Inputs_ON_Electric_Howarth_2023_05_05 | 2026 | Electrolyser 2050 | Crossload | Hydrogen | MI | Dispatch-Crossload | EmissionsCost | 0 | [6 empty] | 0.79031 | 0
LCP_Inputs_ON_Electric_Howarth_2023_05_05 | 2026 | Electrolyser 2050 | Crossload | Hydrogen | MI | Dispatch-Crossload | FuelCost | 0 | [6 empty] | 0.79031 | 0
LCP_Inputs_ON_Electric_Howarth_2023_05_05 | 2026 | Electrolyser 2050 | Crossload | Hydrogen | MI | Dispatch-Crossload | VOM | 0 | [6 empty] | 0.79031 | 0
LCP_Inputs_ON_Electric_Howarth_2023_05_05 | 2026 | Electrolyser 2050 | Crossload | Hydrogen | NY | Dispatch-Crossload | EmissionsCost | 0 | [6 empty] | 0.79031 | 0
LCP_Inputs_ON_Electric_Howarth_2023_05_05 | 2026 | Electrolyser 2050 | Crossload | Hydrogen | NY | Dispatch-Crossload | FuelCost | 0 | [6 empty] | 0.79031 | 0
LCP_Inputs_ON_Electric_Howarth_2023_05_05 | 2026 | Electrolyser 2050 | Crossload | Hydrogen | NY | Dispatch-Crossload | VOM | 0 | [6 empty] | 0.79031 | 0
LCP_Inputs_ON_Electric_Howarth_2023_05_05 | 2026 | Electrolyser 2050 | Crossload | Hydrogen | ON | Dispatch-Crossload | EmissionsCost | 0 | [6 empty] | 0.79031 | 0
LCP_Inputs_ON_Electric_Howarth_2023_05_05 | 2026 | Electrolyser 2050 | Crossload | Hydrogen | ON | Dispatch-Crossload | FuelCost | 0 | [6 empty] | 0.79031 | 0
LCP_Inputs_ON_Electric_Howarth_2023_05_05 | 2026 | Electrolyser 2050 | Crossload | Hydrogen | ON | Dispatch-Crossload | VOM | 0 | [6 empty] | 0.79031 | 0
LCP_Inputs_ON_Electric_Howarth_2023_05_05 | 2026 | Electrolyser 2050 | Crossload | Hydrogen | PJ | Dispatch-Crossload | EmissionsCost | 0 | [6 empty] | 0.79031 | 0
LCP_Inputs_ON_Electric_Howarth_2023_05_05 | 2026 | Electrolyser 2050 | Crossload | Hydrogen | PJ | Dispatch-Crossload | FuelCost | 0 | [6 empty] | 0.79031 | 0
LCP_Inputs_ON_Electric_Howarth_2023_05_05 | 2026 | Electrolyser 2050 | Crossload | Hydrogen | PJ | Dispatch-Crossload | VOM | 0 | [6 empty] | 0.79031 | 0
LCP_Inputs_ON_Electric_Howarth_2023_05_05 | 2026 | Electrolyser 2050 | Crossload | Hydrogen | QC | Dispatch-Crossload | EmissionsCost | 0 | [6 empty] | 0.79031 | 0
LCP_Inputs_ON_Electric_Howarth_2023_05_05 | 2026 | Electrolyser 2050 | Crossload | Hydrogen | QC | Dispatch-Crossload | FuelCost | 0 | [6 empty] | 0.79031 | 0
LCP_Inputs_ON_Electric_Howarth_2023_05_05 | 2026 | Electrolyser 2050 | Crossload | Hydrogen | QC | Dispatch-Crossload | VOM | 0 | [6 empty] | 0.79031 | 0
LCP_Inputs_ON_Electric_Howarth_2023_05_05 | 2026 | Electrolyser 2050 | Crossload | Hydrogen | WC | Dispatch-Crossload | EmissionsCost | 0 | [6 empty] | 0.79031 | 0
LCP_Inputs_ON_Electric_Howarth_2023_05_05 | 2026 | Electrolyser 2050 | Crossload | Hydrogen | WC | Dispatch-Crossload | FuelCost | 0 | [6 empty] | 0.79031 | 0
LCP_Inputs_ON_Electric_Howarth_2023_05_05 | 2026 | Electrolyser 2050 | Crossload | Hydrogen | WC | Dispatch-Crossload | VOM | 0 | [6 empty] | 0.79031 | 0
LCP_Inputs_ON_Electric_Howarth_2023_05_05 | 2026 | Fossil Fuel Thermal (Coal, Peat, Oil) | Generation | Electricity | MI | Dispatch-Generation | EmissionsCost | 0 | [6 empty] | 0.79031 | 0
LCP_Inputs_ON_Electric_Howarth_2023_05_05 | 2026 | Fossil Fuel Thermal (Coal, Peat, Oil) | Generation | Electricity | MI | Dispatch-Generation | FuelCost | 0 | [6 empty] | 0.79031 | 0
LCP_Inputs_ON_Electric_Howarth_2023_05_05 | 2026 | Fossil Fuel Thermal (Coal, Peat, Oil) | Generation | Electricity | MI | Dispatch-Generation | VOM | 0 | [6 empty] | 0.79031 | 0
LCP_Inputs_ON_Electric_Howarth_2023_05_05 | 2026 | Fossil Fuel Thermal (Coal, Peat, Oil) | Generation | Electricity | NY | Dispatch-Generation | EmissionsCost | 0 | [6 empty] | 0.79031 | 0
LCP_Inputs_ON_Electric_Howarth_2023_05_05 | 2026 | Fossil Fuel Thermal (Coal, Peat, Oil) | Generation | Electricity | NY | Dispatch-Generation | FuelCost | 0 | [6 empty] | 0.79031 | 0
LCP_Inputs_ON_Electric_Howarth_2023_05_05 | 2026 | Fossil Fuel Thermal (Coal, Peat, Oil) | Generation | Electricity | NY | Dispatch-Generation | VOM | 0 | [6 empty] | 0.79031 | 0
LCP_Inputs_ON_Electric_Howarth_2023_05_05 | 2026 | Fossil Fuel Thermal (Coal, Peat, Oil) | Generation | Electricity | ON | Dispatch-Generation | EmissionsCost | 0 | [6 empty] | 0.79031 | 0
LCP_Inputs_ON_Electric_Howarth_2023_05_05 | 2026 | Fossil Fuel Thermal (Coal, Peat, Oil) | Generation | Electricity | ON | Dispatch-Generation | FuelCost | 0 | [6 empty] | 0.79031 | 0
LCP_Inputs_ON_Electric_Howarth_2023_05_05 | 2026 | Fossil Fuel Thermal (Coal, Peat, Oil) | Generation | Electricity | ON | Dispatch-Generation | VOM | 0 | [6 empty] | 0.79031 | 0
LCP_Inputs_ON_Electric_Howarth_2023_05_05 | 2026 | Fossil Fuel Thermal (Coal, Peat, Oil) | Generation | Electricity | PJ | Dispatch-Generation | EmissionsCost | 0 | [6 empty] | 0.79031 | 0
LCP_Inputs_ON_Electric_Howarth_2023_05_05 | 2026 | Fossil Fuel Thermal (Coal, Peat, Oil) | Generation | Electricity | PJ | Dispatch-Generation | FuelCost | 0 | [6 empty] | 0.79031 | 0
LCP_Inputs_ON_Electric_Howarth_2023_05_05 | 2026 | Fossil Fuel Thermal (Coal, Peat, Oil) | Generation | Electricity | PJ | Dispatch-Generation | VOM | 0 | [6 empty] | 0.79031 | 0
LCP_Inputs_ON_Electric_Howarth_2023_05_05 | 2026 | Fossil Fuel Thermal (Coal, Peat, Oil) | Generation | Electricity | QC | Dispatch-Generation | EmissionsCost | 0 | [6 empty] | 0.79031 | 0
LCP_Inputs_ON_Electric_Howarth_2023_05_05 | 2026 | Fossil Fuel Thermal (Coal, Peat, Oil) | Generation | Electricity | QC | Dispatch-Generation | FuelCost | 0 | [6 empty] | 0.79031 | 0
LCP_Inputs_ON_Electric_Howarth_2023_05_05 | 2026 | Fossil Fuel Thermal (Coal, Peat, Oil) | Generation | Electricity | QC | Dispatch-Generation | VOM | 0 | [6 empty] | 0.79031 | 0
LCP_Inputs_ON_Electric_Howarth_2023_05_05 | 2026 | Fossil Fuel Thermal (Coal, Peat, Oil) | Generation | Electricity | WC | Dispatch-Generation | EmissionsCost | 0 | [6 empty] | 0.79031 | 0
LCP_Inputs_ON_Electric_Howarth_2023_05_05 | 2026 | Fossil Fuel Thermal (Coal, Peat, Oil) | Generation | Electricity | WC | Dispatch-Generation | FuelCost | 0 | [6 empty] | 0.79031 | 0
LCP_Inputs_ON_Electric_Howarth_2023_05_05 | 2026 | Fossil Fuel Thermal (Coal, Peat, Oil) | Generation | Electricity | WC | Dispatch-Generation | VOM | 0 | [6 empty] | 0.79031 | 0
LCP_Inputs_ON_Electric_Howarth_2023_05_05 | 2026 | Generic - Generator | Generation | Electricity | MI | Dispatch-Generation | EmissionsCost | 0 | [6 empty] | 0.79031 | 0
LCP_Inputs_ON_Electric_Howarth_2023_05_05 | 2026 | Generic - Generator | Generation | Electricity | MI | Dispatch-Generation | FuelCost | 3915156012.6892 | [6 empty] | 0.79031 | 3094204667.328
LCP_Inputs_ON_Electric_Howarth_2023_05_05 | 2026 | Generic - Generator | Generation | Electricity | MI | Dispatch-Generation | VOM | 405055337.0793 | [6 empty] | 0.79031 | 320121116.6183
LCP_Inputs_ON_Electric_Howarth_2023_05_05 | 2026 | Generic - Generator | Generation | Electricity | NY | Dispatch-Generation | EmissionsCost | 0 | [6 empty] | 0.79031 | 0
LCP_Inputs_ON_Electric_Howarth_2023_05_05 | 2026 | Generic - Generator | Generation | Electricity | NY | Dispatch-Generation | FuelCost | 1632281015.876 | [6 empty] | 0.79031 | 1290015396.9203
LCP_Inputs_ON_Electric_Howarth_2023_05_05 | 2026 | Generic - Generator | Generation | Electricity | NY | Dispatch-Generation | VOM | 168872998.9178 | [6 empty] | 0.79031 | 133462784.0483
LCP_Inputs_ON_Electric_Howarth_2023_05_05 | 2026 | Generic - Generator | Generation | Electricity | ON | Dispatch-Generation | EmissionsCost | 0 | [6 empty] | 0.79031 | 0
LCP_Inputs_ON_Electric_Howarth_2023_05_05 | 2026 | Generic - Generator | Generation | Electricity | ON | Dispatch-Generation | FuelCost | 0 | [6 empty] | 0.79031 | 0
LCP_Inputs_ON_Electric_Howarth_2023_05_05 | 2026 | Generic - Generator | Generation | Electricity | ON | Dispatch-Generation | VOM | 0 | [6 empty] | 0.79031 | 0
LCP_Inputs_ON_Electric_Howarth_2023_05_05 | 2026 | Generic - Generator | Generation | Electricity | PJ | Dispatch-Generation | EmissionsCost | 0 | [6 empty] | 0.79031 | 0
LCP_Inputs_ON_Electric_Howarth_2023_05_05 | 2026 | Generic - Generator | Generation | Electricity | PJ | Dispatch-Generation | FuelCost | 14422259590.9655 | [6 empty] | 0.79031 | 11398121248.591
LCP_Inputs_ON_Electric_Howarth_2023_05_05 | 2026 | Generic - Generator | Generation | Electricity | PJ | Dispatch-Generation | VOM | 1492102281.7812 | [6 empty] | 0.79031 | 1179230107.1668
LCP_Inputs_ON_Electric_Howarth_2023_05_05 | 2026 | Generic - Generator | Generation | Electricity | QC | Dispatch-Generation | EmissionsCost | 0 | [6 empty] | 0.79031 | 0
LCP_Inputs_ON_Electric_Howarth_2023_05_05 | 2026 | Generic - Generator | Generation | Electricity | QC | Dispatch-Generation | FuelCost | 0 | [6 empty] | 0.79031 | 0
LCP_Inputs_ON_Electric_Howarth_2023_05_05 | 2026 | Generic - Generator | Generation | Electricity | QC | Dispatch-Generation | VOM | 0 | [6 empty] | 0.79031 | 0
LCP_Inputs_ON_Electric_Howarth_2023_05_05 | 2026 | Generic - Generator | Generation | Electricity | WC | Dispatch-Generation | EmissionsCost | 0 | [6 empty] | 0.79031 | 0
LCP_Inputs_ON_Electric_Howarth_2023_05_05 | 2026 | Generic - Generator | Generation | Electricity | WC | Dispatch-Generation | FuelCost | 1069473.0011 | [6 empty] | 0.79031 | 845220.0476
LCP_Inputs_ON_Electric_Howarth_2023_05_05 | 2026 | Generic - Generator | Generation | Electricity | WC | Dispatch-Generation | VOM | 110645.8454 | [6 empty] | 0.79031 | 87445.0188
LCP_Inputs_ON_Electric_Howarth_2023_05_05 | 2026 | H2 Import - QC | Import | Hydrogen | MI | Dispatch-Import | EmissionsCost | 0 | [6 empty] | 0.79031 | 0
LCP_Inputs_ON_Electric_Howarth_2023_05_05 | 2026 | H2 Import - QC | Import | Hydrogen | MI | Dispatch-Import | FuelCost | 0 | [6 empty] | 0.79031 | 0
LCP_Inputs_ON_Electric_Howarth_2023_05_05 | 2026 | H2 Import - QC | Import | Hydrogen | MI | Dispatch-Import | VOM | 0 | [6 empty] | 0.79031 | 0
LCP_Inputs_ON_Electric_Howarth_2023_05_05 | 2026 | H2 Import - QC | Import | Hydrogen | NY | Dispatch-Import | EmissionsCost | 0 | [6 empty] | 0.79031 | 0
LCP_Inputs_ON_Electric_Howarth_2023_05_05 | 2026 | H2 Import - QC | Import | Hydrogen | NY | Dispatch-Import | FuelCost | 0 | [6 empty] | 0.79031 | 0
LCP_Inputs_ON_Electric_Howarth_2023_05_05 | 2026 | H2 Import - QC | Import | Hydrogen | NY | Dispatch-Import | VOM | 0 | [6 empty] | 0.79031 | 0
LCP_Inputs_ON_Electric_Howarth_2023_05_05 | 2026 | H2 Import - QC | Import | Hydrogen | ON | Dispatch-Import | EmissionsCost | 0 | [6 empty] | 0.79031 | 0
LCP_Inputs_ON_Electric_Howarth_2023_05_05 | 2026 | H2 Import - QC | Import | Hydrogen | ON | Dispatch-Import | FuelCost | 0 | [6 empty] | 0.79031 | 0
LCP_Inputs_ON_Electric_Howarth_2023_05_05 | 2026 | H2 Import - QC | Import | Hydrogen | ON | Dispatch-Import | VOM | 0 | [6 empty] | 0.79031 | 0
LCP_Inputs_ON_Electric_Howarth_2023_05_05 | 2026 | H2 Import - QC | Import | Hydrogen | PJ | Dispatch-Import | EmissionsCost | 0 | [6 empty] | 0.79031 | 0
LCP_Inputs_ON_Electric_Howarth_2023_05_05 | 2026 | H2 Import - QC | Import | Hydrogen | PJ | Dispatch-Import | FuelCost | 0 | [6 empty] | 0.79031 | 0
LCP_Inputs_ON_Electric_Howarth_2023_05_05 | 2026 | H2 Import - QC | Import | Hydrogen | PJ | Dispatch-Import | VOM | 0 | [6 empty] | 0.79031 | 0
LCP_Inputs_ON_Electric_Howarth_2023_05_05 | 2026 | H2 Import - QC | Import | Hydrogen | QC | Dispatch-Import | EmissionsCost | 0 | [6 empty] | 0.79031 | 0
LCP_Inputs_ON_Electric_Howarth_2023_05_05 | 2026 | H2 Import - QC | Import | Hydrogen | QC | Dispatch-Import | FuelCost | 0 | [6 empty] | 0.79031 | 0
LCP_Inputs_ON_Electric_Howarth_2023_05_05 | 2026 | H2 Import - QC | Import | Hydrogen | QC | Dispatch-Import | VOM | 0 | [6 empty] | 0.79031 | 0
LCP_Inputs_ON_Electric_Howarth_2023_05_05 | 2026 | H2 Import - QC | Import | Hydrogen | WC | Dispatch-Import | EmissionsCost | 0 | [6 empty] | 0.79031 | 0
LCP_Inputs_ON_Electric_Howarth_2023_05_05 | 2026 | H2 Import - QC | Import | Hydrogen | WC | Dispatch-Import | FuelCost | 0 | [6 empty] | 0.79031 | 0
LCP_Inputs_ON_Electric_Howarth_2023_05_05 | 2026 | H2 Import - QC | Import | Hydrogen | WC | Dispatch-Import | VOM | 0 | [6 empty] | 0.79031 | 0
LCP_Inputs_ON_Electric_Howarth_2023_05_05 | 2026 | H2 Import - WC | Import | Hydrogen | MI | Dispatch-Import | EmissionsCost | 0 | [6 empty] | 0.79031 | 0
LCP_Inputs_ON_Electric_Howarth_2023_05_05 | 2026 | H2 Import - WC | Import | Hydrogen | MI | Dispatch-Import | FuelCost | 0 | [6 empty] | 0.79031 | 0
LCP_Inputs_ON_Electric_Howarth_2023_05_05 | 2026 | H2 Import - WC | Import | Hydrogen | MI | Dispatch-Import | VOM | 0 | [6 empty] | 0.79031 | 0
LCP_Inputs_ON_Electric_Howarth_2023_05_05 | 2026 | H2 Import - WC | Import | Hydrogen | NY | Dispatch-Import | EmissionsCost | 0 | [6 empty] | 0.79031 | 0
LCP_Inputs_ON_Electric_Howarth_2023_05_05 | 2026 | H2 Import - WC | Import | Hydrogen | NY | Dispatch-Import | FuelCost | 0 | [6 empty] | 0.79031 | 0
LCP_Inputs_ON_Electric_Howarth_2023_05_05 | 2026 | H2 Import - WC | Import | Hydrogen | NY | Dispatch-Import | VOM | 0 | [6 empty] | 0.79031 | 0
LCP_Inputs_ON_Electric_Howarth_2023_05_05 | 2026 | H2 Import - WC | Import | Hydrogen | ON | Dispatch-Import | EmissionsCost | 0 | [6 empty] | 0.79031 | 0
LCP_Inputs_ON_Electric_Howarth_2023_05_05 | 2026 | H2 Import - WC | Import | Hydrogen | ON | Dispatch-Import | FuelCost | 0 | [6 empty] | 0.79031 | 0
LCP_Inputs_ON_Electric_Howarth_2023_05_05 | 2026 | H2 Import - WC | Import | Hydrogen | ON | Dispatch-Import | VOM | 0 | [6 empty] | 0.79031 | 0
LCP_Inputs_ON_Electric_Howarth_2023_05_05 | 2026 | H2 Import - WC | Import | Hydrogen | PJ | Dispatch-Import | EmissionsCost | 0 | [6 empty] | 0.79031 | 0
LCP_Inputs_ON_Electric_Howarth_2023_05_05 | 2026 | H2 Import - WC | Import | Hydrogen | PJ | Dispatch-Import | FuelCost | 0 | [6 empty] | 0.79031 | 0
LCP_Inputs_ON_Electric_Howarth_2023_05_05 | 2026 | H2 Import - WC | Import | Hydrogen | PJ | Dispatch-Import | VOM | 0 | [6 empty] | 0.79031 | 0
LCP_Inputs_ON_Electric_Howarth_2023_05_05 | 2026 | H2 Import - WC | Import | Hydrogen | QC | Dispatch-Import | EmissionsCost | 0 | [6 empty] | 0.79031 | 0
LCP_Inputs_ON_Electric_Howarth_2023_05_05 | 2026 | H2 Import - WC | Import | Hydrogen | QC | Dispatch-Import | FuelCost | 0 | [6 empty] | 0.79031 | 0
LCP_Inputs_ON_Electric_Howarth_2023_05_05 | 2026 | H2 Import - WC | Import | Hydrogen | QC | Dispatch-Import | VOM | 0 | [6 empty] | 0.79031 | 0
LCP_Inputs_ON_Electric_Howarth_2023_05_05 | 2026 | H2 Import - WC | Import | Hydrogen | WC | Dispatch-Import | EmissionsCost | 0 | [6 empty] | 0.79031 | 0
LCP_Inputs_ON_Electric_Howarth_2023_05_05 | 2026 | H2 Import - WC | Import | Hydrogen | WC | Dispatch-Import | FuelCost | 0 | [6 empty] | 0.79031 | 0
LCP_Inputs_ON_Electric_Howarth_2023_05_05 | 2026 | H2 Import - WC | Import | Hydrogen | WC | Dispatch-Import | VOM | 0 | [6 empty] | 0.79031 | 0
LCP_Inputs_ON_Electric_Howarth_2023_05_05 | 2026 | H2 Salt Cavern Storage - ON | Storage | Hydrogen | MI | Dispatch-Storage | EmissionsCost | 0 | [6 empty] | 0.79031 | 0
LCP_Inputs_ON_Electric_Howarth_2023_05_05 | 2026 | H2 Salt Cavern Storage - ON | Storage | Hydrogen | MI | Dispatch-Storage | FuelCost | 0 | [6 empty] | 0.79031 | 0
LCP_Inputs_ON_Electric_Howarth_2023_05_05 | 2026 | H2 Salt Cavern Storage - ON | Storage | Hydrogen | MI | Dispatch-Storage | VOM | 0 | [6 empty] | 0.79031 | 0
LCP_Inputs_ON_Electric_Howarth_2023_05_05 | 2026 | H2 Salt Cavern Storage - ON | Storage | Hydrogen | NY | Dispatch-Storage | EmissionsCost | 0 | [6 empty] | 0.79031 | 0
LCP_Inputs_ON_Electric_Howarth_2023_05_05 | 2026 | H2 Salt Cavern Storage - ON | Storage | Hydrogen | NY | Dispatch-Storage | FuelCost | 0 | [6 empty] | 0.79031 | 0
LCP_Inputs_ON_Electric_Howarth_2023_05_05 | 2026 | H2 Salt Cavern Storage - ON | Storage | Hydrogen | NY | Dispatch-Storage | VOM | 0 | [6 empty] | 0.79031 | 0
LCP_Inputs_ON_Electric_Howarth_2023_05_05 | 2026 | H2 Salt Cavern Storage - ON | Storage | Hydrogen | ON | Dispatch-Storage | EmissionsCost | 0 | [6 empty] | 0.79031 | 0
LCP_Inputs_ON_Electric_Howarth_2023_05_05 | 2026 | H2 Salt Cavern Storage - ON | Storage | Hydrogen | ON | Dispatch-Storage | FuelCost | 0 | [6 empty] | 0.79031 | 0
LCP_Inputs_ON_Electric_Howarth_2023_05_05 | 2026 | H2 Salt Cavern Storage - ON | Storage | Hydrogen | ON | Dispatch-Storage | VOM | 0 | [6 empty] | 0.79031 | 0
LCP_Inputs_ON_Electric_Howarth_2023_05_05 | 2026 | H2 Salt Cavern Storage - ON | Storage | Hydrogen | PJ | Dispatch-Storage | EmissionsCost | 0 | [6 empty] | 0.79031 | 0
LCP_Inputs_ON_Electric_Howarth_2023_05_05 | 2026 | H2 Salt Cavern Storage - ON | Storage | Hydrogen | PJ | Dispatch-Storage | FuelCost | 0 | [6 empty] | 0.79031 | 0
LCP_Inputs_ON_Electric_Howarth_2023_05_05 | 2026 | H2 Salt Cavern Storage - ON | Storage | Hydrogen | PJ | Dispatch-Storage | VOM | 0 | [6 empty] | 0.79031 | 0
LCP_Inputs_ON_Electric_Howarth_2023_05_05 | 2026 | H2 Salt Cavern Storage - ON | Storage | Hydrogen | QC | Dispatch-Storage | EmissionsCost | 0 | [6 empty] | 0.79031 | 0
LCP_Inputs_ON_Electric_Howarth_2023_05_05 | 2026 | H2 Salt Cavern Storage - ON | Storage | Hydrogen | QC | Dispatch-Storage | FuelCost | 0 | [6 empty] | 0.79031 | 0
LCP_Inputs_ON_Electric_Howarth_2023_05_05 | 2026 | H2 Salt Cavern Storage - ON | Storage | Hydrogen | QC | Dispatch-Storage | VOM | 0 | [6 empty] | 0.79031 | 0
LCP_Inputs_ON_Electric_Howarth_2023_05_05 | 2026 | H2 Salt Cavern Storage - ON | Storage | Hydrogen | WC | Dispatch-Storage | EmissionsCost | 0 | [6 empty] | 0.79031 | 0
LCP_Inputs_ON_Electric_Howarth_2023_05_05 | 2026 | H2 Salt Cavern Storage - ON | Storage | Hydrogen | WC | Dispatch-Storage | FuelCost | 0 | [6 empty] | 0.79031 | 0
LCP_Inputs_ON_Electric_Howarth_2023_05_05 | 2026 | H2 Salt Cavern Storage - ON | Storage | Hydrogen | WC | Dispatch-Storage | VOM | 0 | [6 empty] | 0.79031 | 0
LCP_Inputs_ON_Electric_Howarth_2023_05_05 | 2026 | Hydro | Generation | Electricity | MI | Dispatch-Generation | EmissionsCost | 0 | [6 empty] | 0.79031 | 0
LCP_Inputs_ON_Electric_Howarth_2023_05_05 | 2026 | Hydro | Generation | Electricity | MI | Dispatch-Generation | FuelCost | 0 | [6 empty] | 0.79031 | 0
LCP_Inputs_ON_Electric_Howarth_2023_05_05 | 2026 | Hydro | Generation | Electricity | MI | Dispatch-Generation | VOM | 0 | [6 empty] | 0.79031 | 0
LCP_Inputs_ON_Electric_Howarth_2023_05_05 | 2026 | Hydro | Generation | Electricity | NY | Dispatch-Generation | EmissionsCost | 0 | [6 empty] | 0.79031 | 0
LCP_Inputs_ON_Electric_Howarth_2023_05_05 | 2026 | Hydro | Generation | Electricity | NY | Dispatch-Generation | FuelCost | 0 | [6 empty] | 0.79031 | 0
LCP_Inputs_ON_Electric_Howarth_2023_05_05 | 2026 | Hydro | Generation | Electricity | NY | Dispatch-Generation | VOM | 0 | [6 empty] | 0.79031 | 0
LCP_Inputs_ON_Electric_Howarth_2023_05_05 | 2026 | Hydro | Generation | Electricity | ON | Dispatch-Generation | EmissionsCost | 0 | [6 empty] | 0.79031 | 0
LCP_Inputs_ON_Electric_Howarth_2023_05_05 | 2026 | Hydro | Generation | Electricity | ON | Dispatch-Generation | FuelCost | 0 | [6 empty] | 0.79031 | 0
LCP_Inputs_ON_Electric_Howarth_2023_05_05 | 2026 | Hydro | Generation | Electricity | ON | Dispatch-Generation | VOM | 0 | [6 empty] | 0.79031 | 0
LCP_Inputs_ON_Electric_Howarth_2023_05_05 | 2026 | Hydro | Generation | Electricity | PJ | Dispatch-Generation | EmissionsCost | 0 | [6 empty] | 0.79031 | 0
LCP_Inputs_ON_Electric_Howarth_2023_05_05 | 2026 | Hydro | Generation | Electricity | PJ | Dispatch-Generation | FuelCost | 0 | [6 empty] | 0.79031 | 0
LCP_Inputs_ON_Electric_Howarth_2023_05_05 | 2026 | Hydro | Generation | Electricity | PJ | Dispatch-Generation | VOM | 0 | [6 empty] | 0.79031 | 0
LCP_Inputs_ON_Electric_Howarth_2023_05_05 | 2026 | Hydro | Generation | Electricity | QC | Dispatch-Generation | EmissionsCost | 0 | [6 empty] | 0.79031 | 0
LCP_Inputs_ON_Electric_Howarth_2023_05_05 | 2026 | Hydro | Generation | Electricity | QC | Dispatch-Generation | FuelCost | 0 | [6 empty] | 0.79031 | 0
LCP_Inputs_ON_Electric_Howarth_2023_05_05 | 2026 | Hydro | Generation | Electricity | QC | Dispatch-Generation | VOM | 0 | [6 empty] | 0.79031 | 0
LCP_Inputs_ON_Electric_Howarth_2023_05_05 | 2026 | Hydro | Generation | Electricity | WC | Dispatch-Generation | EmissionsCost | 0 | [6 empty] | 0.79031 | 0
LCP_Inputs_ON_Electric_Howarth_2023_05_05 | 2026 | Hydro | Generation | Electricity | WC | Dispatch-Generation | FuelCost | 0 | [6 empty] | 0.79031 | 0
LCP_Inputs_ON_Electric_Howarth_2023_05_05 | 2026 | Hydro | Generation | Electricity | WC | Dispatch-Generation | VOM | 0 | [6 empty] | 0.79031 | 0
LCP_Inputs_ON_Electric_Howarth_2023_05_05 | 2026 | Hydro Pumped Storage | Storage | Electricity | MI | Dispatch-Storage | EmissionsCost | 0 | [6 empty] | 0.79031 | 0
LCP_Inputs_ON_Electric_Howarth_2023_05_05 | 2026 | Hydro Pumped Storage | Storage | Electricity | MI | Dispatch-Storage | FuelCost | 0 | [6 empty] | 0.79031 | 0
LCP_Inputs_ON_Electric_Howarth_2023_05_05 | 2026 | Hydro Pumped Storage | Storage | Electricity | MI | Dispatch-Storage | VOM | 0 | [6 empty] | 0.79031 | 0
LCP_Inputs_ON_Electric_Howarth_2023_05_05 | 2026 | Hydro Pumped Storage | Storage | Electricity | NY | Dispatch-Storage | EmissionsCost | 0 | [6 empty] | 0.79031 | 0
LCP_Inputs_ON_Electric_Howarth_2023_05_05 | 2026 | Hydro Pumped Storage | Storage | Electricity | NY | Dispatch-Storage | FuelCost | 0 | [6 empty] | 0.79031 | 0
LCP_Inputs_ON_Electric_Howarth_2023_05_05 | 2026 | Hydro Pumped Storage | Storage | Electricity | NY | Dispatch-Storage | VOM | 0 | [6 empty] | 0.79031 | 0
LCP_Inputs_ON_Electric_Howarth_2023_05_05 | 2026 | Hydro Pumped Storage | Storage | Electricity | ON | Dispatch-Storage | EmissionsCost | 0 | [6 empty] | 0.79031 | 0
LCP_Inputs_ON_Electric_Howarth_2023_05_05 | 2026 | Hydro Pumped Storage | Storage | Electricity | ON | Dispatch-Storage | FuelCost | 0 | [6 empty] | 0.79031 | 0
LCP_Inputs_ON_Electric_Howarth_2023_05_05 | 2026 | Hydro Pumped Storage | Storage | Electricity | ON | Dispatch-Storage | VOM | 0 | [6 empty] | 0.79031 | 0
LCP_Inputs_ON_Electric_Howarth_2023_05_05 | 2026 | Hydro Pumped Storage | Storage | Electricity | PJ | Dispatch-Storage | EmissionsCost | 0 | [6 empty] | 0.79031 | 0
LCP_Inputs_ON_Electric_Howarth_2023_05_05 | 2026 | Hydro Pumped Storage | Storage | Electricity | PJ | Dispatch-Storage | FuelCost | 0 | [6 empty] | 0.79031 | 0
LCP_Inputs_ON_Electric_Howarth_2023_05_05 | 2026 | Hydro Pumped Storage | Storage | Electricity | PJ | Dispatch-Storage | VOM | 0 | [6 empty] | 0.79031 | 0
LCP_Inputs_ON_Electric_Howarth_2023_05_05 | 2026 | Hydro Pumped Storage | Storage | Electricity | QC | Dispatch-Storage | EmissionsCost | 0 | [6 empty] | 0.79031 | 0
LCP_Inputs_ON_Electric_Howarth_2023_05_05 | 2026 | Hydro Pumped Storage | Storage | Electricity | QC | Dispatch-Storage | FuelCost | 0 | [6 empty] | 0.79031 | 0
LCP_Inputs_ON_Electric_Howarth_2023_05_05 | 2026 | Hydro Pumped Storage | Storage | Electricity | QC | Dispatch-Storage | VOM | 0 | [6 empty] | 0.79031 | 0
LCP_Inputs_ON_Electric_Howarth_2023_05_05 | 2026 | Hydro Pumped Storage | Storage | Electricity | WC | Dispatch-Storage | EmissionsCost | 0 | [6 empty] | 0.79031 | 0
LCP_Inputs_ON_Electric_Howarth_2023_05_05 | 2026 | Hydro Pumped Storage | Storage | Electricity | WC | Dispatch-Storage | FuelCost | 0 | [6 empty] | 0.79031 | 0
LCP_Inputs_ON_Electric_Howarth_2023_05_05 | 2026 | Hydro Pumped Storage | Storage | Electricity | WC | Dispatch-Storage | VOM | 0 | [6 empty] | 0.79031 | 0
LCP_Inputs_ON_Electric_Howarth_2023_05_05 | 2026 | Nuclear | Generation | Electricity | MI | Dispatch-Generation | EmissionsCost | 0 | [6 empty] | 0.79031 | 0
LCP_Inputs_ON_Electric_Howarth_2023_05_05 | 2026 | Nuclear | Generation | Electricity | MI | Dispatch-Generation | FuelCost | 0 | [6 empty] | 0.79031 | 0
LCP_Inputs_ON_Electric_Howarth_2023_05_05 | 2026 | Nuclear | Generation | Electricity | MI | Dispatch-Generation | VOM | 3301336446.912 | [6 empty] | 0.79031 | 2609094148.3169
LCP_Inputs_ON_Electric_Howarth_2023_05_05 | 2026 | Nuclear | Generation | Electricity | NY | Dispatch-Generation | EmissionsCost | 0 | [6 empty] | 0.79031 | 0
LCP_Inputs_ON_Electric_Howarth_2023_05_05 | 2026 | Nuclear | Generation | Electricity | NY | Dispatch-Generation | FuelCost | 0 | [6 empty] | 0.79031 | 0
LCP_Inputs_ON_Electric_Howarth_2023_05_05 | 2026 | Nuclear | Generation | Electricity | NY | Dispatch-Generation | VOM | 2246155230.144 | [6 empty] | 0.79031 | 1775169105.4275
LCP_Inputs_ON_Electric_Howarth_2023_05_05 | 2026 | Nuclear | Generation | Electricity | ON | Dispatch-Generation | EmissionsCost | 0 | [6 empty] | 0.79031 | 0
LCP_Inputs_ON_Electric_Howarth_2023_05_05 | 2026 | Nuclear | Generation | Electricity | ON | Dispatch-Generation | FuelCost | 0 | [6 empty] | 0.79031 | 0
LCP_Inputs_ON_Electric_Howarth_2023_05_05 | 2026 | Nuclear | Generation | Electricity | ON | Dispatch-Generation | VOM | 8790266640.96 | [6 empty] | 0.79031 | 6947075411.3918
LCP_Inputs_ON_Electric_Howarth_2023_05_05 | 2026 | Nuclear | Generation | Electricity | PJ | Dispatch-Generation | EmissionsCost | 0 | [6 empty] | 0.79031 | 0
LCP_Inputs_ON_Electric_Howarth_2023_05_05 | 2026 | Nuclear | Generation | Electricity | PJ | Dispatch-Generation | FuelCost | 0 | [6 empty] | 0.79031 | 0
LCP_Inputs_ON_Electric_Howarth_2023_05_05 | 2026 | Nuclear | Generation | Electricity | PJ | Dispatch-Generation | VOM | 9110487814.4448 | [6 empty] | 0.79031 | 7200150856.2432
LCP_Inputs_ON_Electric_Howarth_2023_05_05 | 2026 | Nuclear | Generation | Electricity | QC | Dispatch-Generation | EmissionsCost | 0 | [6 empty] | 0.79031 | 0
LCP_Inputs_ON_Electric_Howarth_2023_05_05 | 2026 | Nuclear | Generation | Electricity | QC | Dispatch-Generation | FuelCost | 0 | [6 empty] | 0.79031 | 0
LCP_Inputs_ON_Electric_Howarth_2023_05_05 | 2026 | Nuclear | Generation | Electricity | QC | Dispatch-Generation | VOM | 0 | [6 empty] | 0.79031 | 0
LCP_Inputs_ON_Electric_Howarth_2023_05_05 | 2026 | Nuclear | Generation | Electricity | WC | Dispatch-Generation | EmissionsCost | 0 | [6 empty] | 0.79031 | 0
LCP_Inputs_ON_Electric_Howarth_2023_05_05 | 2026 | Nuclear | Generation | Electricity | WC | Dispatch-Generation | FuelCost | 0 | [6 empty] | 0.79031 | 0
LCP_Inputs_ON_Electric_Howarth_2023_05_05 | 2026 | Nuclear | Generation | Electricity | WC | Dispatch-Generation | VOM | 0 | [6 empty] | 0.79031 | 0
LCP_Inputs_ON_Electric_Howarth_2023_05_05 | 2026 | Nuclear SMR | Generation | Electricity | MI | Dispatch-Generation | EmissionsCost | 0 | [6 empty] | 0.79031 | 0
LCP_Inputs_ON_Electric_Howarth_2023_05_05 | 2026 | Nuclear SMR | Generation | Electricity | MI | Dispatch-Generation | FuelCost | 0 | [6 empty] | 0.79031 | 0
LCP_Inputs_ON_Electric_Howarth_2023_05_05 | 2026 | Nuclear SMR | Generation | Electricity | MI | Dispatch-Generation | VOM | 0 | [6 empty] | 0.79031 | 0
LCP_Inputs_ON_Electric_Howarth_2023_05_05 | 2026 | Nuclear SMR | Generation | Electricity | NY | Dispatch-Generation | EmissionsCost | 0 | [6 empty] | 0.79031 | 0
LCP_Inputs_ON_Electric_Howarth_2023_05_05 | 2026 | Nuclear SMR | Generation | Electricity | NY | Dispatch-Generation | FuelCost | 0 | [6 empty] | 0.79031 | 0
LCP_Inputs_ON_Electric_Howarth_2023_05_05 | 2026 | Nuclear SMR | Generation | Electricity | NY | Dispatch-Generation | VOM | 0 | [6 empty] | 0.79031 | 0
LCP_Inputs_ON_Electric_Howarth_2023_05_05 | 2026 | Nuclear SMR | Generation | Electricity | ON | Dispatch-Generation | EmissionsCost | 0 | [6 empty] | 0.79031 | 0
LCP_Inputs_ON_Electric_Howarth_2023_05_05 | 2026 | Nuclear SMR | Generation | Electricity | ON | Dispatch-Generation | FuelCost | 0 | [6 empty] | 0.79031 | 0
LCP_Inputs_ON_Electric_Howarth_2023_05_05 | 2026 | Nuclear SMR | Generation | Electricity | ON | Dispatch-Generation | VOM | 0 | [6 empty] | 0.79031 | 0
LCP_Inputs_ON_Electric_Howarth_2023_05_05 | 2026 | Nuclear SMR | Generation | Electricity | PJ | Dispatch-Generation | EmissionsCost | 0 | [6 empty] | 0.79031 | 0
LCP_Inputs_ON_Electric_Howarth_2023_05_05 | 2026 | Nuclear SMR | Generation | Electricity | PJ | Dispatch-Generation | FuelCost | 0 | [6 empty] | 0.79031 | 0
LCP_Inputs_ON_Electric_Howarth_2023_05_05 | 2026 | Nuclear SMR | Generation | Electricity | PJ | Dispatch-Generation | VOM | 0 | [6 empty] | 0.79031 | 0
LCP_Inputs_ON_Electric_Howarth_2023_05_05 | 2026 | Nuclear SMR | Generation | Electricity | QC | Dispatch-Generation | EmissionsCost | 0 | [6 empty] | 0.79031 | 0
LCP_Inputs_ON_Electric_Howarth_2023_05_05 | 2026 | Nuclear SMR | Generation | Electricity | QC | Dispatch-Generation | FuelCost | 0 | [6 empty] | 0.79031 | 0
LCP_Inputs_ON_Electric_Howarth_2023_05_05 | 2026 | Nuclear SMR | Generation | Electricity | QC | Dispatch-Generation | VOM | 0 | [6 empty] | 0.79031 | 0
LCP_Inputs_ON_Electric_Howarth_2023_05_05 | 2026 | Nuclear SMR | Generation | Electricity | WC | Dispatch-Generation | EmissionsCost | 0 | [6 empty] | 0.79031 | 0
LCP_Inputs_ON_Electric_Howarth_2023_05_05 | 2026 | Nuclear SMR | Generation | Electricity | WC | Dispatch-Generation | FuelCost | 0 | [6 empty] | 0.79031 | 0
LCP_Inputs_ON_Electric_Howarth_2023_05_05 | 2026 | Nuclear SMR | Generation | Electricity | WC | Dispatch-Generation | VOM | 0 | [6 empty] | 0.79031 | 0
LCP_Inputs_ON_Electric_Howarth_2023_05_05 | 2026 | O/CCGT - CH4 Existing | Crossload | Electricity | MI | Dispatch-Crossload | EmissionsCost | 0 | [6 empty] | 0.79031 | 0
LCP_Inputs_ON_Electric_Howarth_2023_05_05 | 2026 | O/CCGT - CH4 Existing | Crossload | Electricity | MI | Dispatch-Crossload | FuelCost | 0 | [6 empty] | 0.79031 | 0
LCP_Inputs_ON_Electric_Howarth_2023_05_05 | 2026 | O/CCGT - CH4 Existing | Crossload | Electricity | MI | Dispatch-Crossload | VOM | 0 | [6 empty] | 0.79031 | 0
LCP_Inputs_ON_Electric_Howarth_2023_05_05 | 2026 | O/CCGT - CH4 Existing | Crossload | Electricity | NY | Dispatch-Crossload | EmissionsCost | 0 | [6 empty] | 0.79031 | 0
LCP_Inputs_ON_Electric_Howarth_2023_05_05 | 2026 | O/CCGT - CH4 Existing | Crossload | Electricity | NY | Dispatch-Crossload | FuelCost | 0 | [6 empty] | 0.79031 | 0
LCP_Inputs_ON_Electric_Howarth_2023_05_05 | 2026 | O/CCGT - CH4 Existing | Crossload | Electricity | NY | Dispatch-Crossload | VOM | 0 | [6 empty] | 0.79031 | 0
LCP_Inputs_ON_Electric_Howarth_2023_05_05 | 2026 | O/CCGT - CH4 Existing | Crossload | Electricity | ON | Dispatch-Crossload | EmissionsCost | 0 | [6 empty] | 0.79031 | 0
LCP_Inputs_ON_Electric_Howarth_2023_05_05 | 2026 | O/CCGT - CH4 Existing | Crossload | Electricity | ON | Dispatch-Crossload | FuelCost | 0 | [6 empty] | 0.79031 | 0
LCP_Inputs_ON_Electric_Howarth_2023_05_05 | 2026 | O/CCGT - CH4 Existing | Crossload | Electricity | ON | Dispatch-Crossload | VOM | 0 | [6 empty] | 0.79031 | 0
LCP_Inputs_ON_Electric_Howarth_2023_05_05 | 2026 | O/CCGT - CH4 Existing | Crossload | Electricity | PJ | Dispatch-Crossload | EmissionsCost | 0 | [6 empty] | 0.79031 | 0
LCP_Inputs_ON_Electric_Howarth_2023_05_05 | 2026 | O/CCGT - CH4 Existing | Crossload | Electricity | PJ | Dispatch-Crossload | FuelCost | 0 | [6 empty] | 0.79031 | 0
LCP_Inputs_ON_Electric_Howarth_2023_05_05 | 2026 | O/CCGT - CH4 Existing | Crossload | Electricity | PJ | Dispatch-Crossload | VOM | 0 | [6 empty] | 0.79031 | 0
LCP_Inputs_ON_Electric_Howarth_2023_05_05 | 2026 | O/CCGT - CH4 Existing | Crossload | Electricity | QC | Dispatch-Crossload | EmissionsCost | 0 | [6 empty] | 0.79031 | 0
LCP_Inputs_ON_Electric_Howarth_2023_05_05 | 2026 | O/CCGT - CH4 Existing | Crossload | Electricity | QC | Dispatch-Crossload | FuelCost | 0 | [6 empty] | 0.79031 | 0
LCP_Inputs_ON_Electric_Howarth_2023_05_05 | 2026 | O/CCGT - CH4 Existing | Crossload | Electricity | QC | Dispatch-Crossload | VOM | 0 | [6 empty] | 0.79031 | 0
LCP_Inputs_ON_Electric_Howarth_2023_05_05 | 2026 | O/CCGT - CH4 Existing | Crossload | Electricity | WC | Dispatch-Crossload | EmissionsCost | 0 | [6 empty] | 0.79031 | 0
LCP_Inputs_ON_Electric_Howarth_2023_05_05 | 2026 | O/CCGT - CH4 Existing | Crossload | Electricity | WC | Dispatch-Crossload | FuelCost | 0 | [6 empty] | 0.79031 | 0
LCP_Inputs_ON_Electric_Howarth_2023_05_05 | 2026 | O/CCGT - CH4 Existing | Crossload | Electricity | WC | Dispatch-Crossload | VOM | 0 | [6 empty] | 0.79031 | 0
LCP_Inputs_ON_Electric_Howarth_2023_05_05 | 2026 | O/CCGT - CH4 New | Crossload | Electricity | MI | Dispatch-Crossload | EmissionsCost | 0 | [6 empty] | 0.79031 | 0
LCP_Inputs_ON_Electric_Howarth_2023_05_05 | 2026 | O/CCGT - CH4 New | Crossload | Electricity | MI | Dispatch-Crossload | FuelCost | 0 | [6 empty] | 0.79031 | 0
LCP_Inputs_ON_Electric_Howarth_2023_05_05 | 2026 | O/CCGT - CH4 New | Crossload | Electricity | MI | Dispatch-Crossload | VOM | 0 | [6 empty] | 0.79031 | 0
LCP_Inputs_ON_Electric_Howarth_2023_05_05 | 2026 | O/CCGT - CH4 New | Crossload | Electricity | NY | Dispatch-Crossload | EmissionsCost | 0 | [6 empty] | 0.79031 | 0
LCP_Inputs_ON_Electric_Howarth_2023_05_05 | 2026 | O/CCGT - CH4 New | Crossload | Electricity | NY | Dispatch-Crossload | FuelCost | 0 | [6 empty] | 0.79031 | 0
LCP_Inputs_ON_Electric_Howarth_2023_05_05 | 2026 | O/CCGT - CH4 New | Crossload | Electricity | NY | Dispatch-Crossload | VOM | 0 | [6 empty] | 0.79031 | 0
LCP_Inputs_ON_Electric_Howarth_2023_05_05 | 2026 | O/CCGT - CH4 New | Crossload | Electricity | ON | Dispatch-Crossload | EmissionsCost | 0 | [6 empty] | 0.79031 | 0
LCP_Inputs_ON_Electric_Howarth_2023_05_05 | 2026 | O/CCGT - CH4 New | Crossload | Electricity | ON | Dispatch-Crossload | FuelCost | 0 | [6 empty] | 0.79031 | 0
LCP_Inputs_ON_Electric_Howarth_2023_05_05 | 2026 | O/CCGT - CH4 New | Crossload | Electricity | ON | Dispatch-Crossload | VOM | 0 | [6 empty] | 0.79031 | 0
LCP_Inputs_ON_Electric_Howarth_2023_05_05 | 2026 | O/CCGT - CH4 New | Crossload | Electricity | PJ | Dispatch-Crossload | EmissionsCost | 0 | [6 empty] | 0.79031 | 0
LCP_Inputs_ON_Electric_Howarth_2023_05_05 | 2026 | O/CCGT - CH4 New | Crossload | Electricity | PJ | Dispatch-Crossload | FuelCost | 0 | [6 empty] | 0.79031 | 0
LCP_Inputs_ON_Electric_Howarth_2023_05_05 | 2026 | O/CCGT - CH4 New | Crossload | Electricity | PJ | Dispatch-Crossload | VOM | 0 | [6 empty] | 0.79031 | 0
LCP_Inputs_ON_Electric_Howarth_2023_05_05 | 2026 | O/CCGT - CH4 New | Crossload | Electricity | QC | Dispatch-Crossload | EmissionsCost | 0 | [6 empty] | 0.79031 | 0
LCP_Inputs_ON_Electric_Howarth_2023_05_05 | 2026 | O/CCGT - CH4 New | Crossload | Electricity | QC | Dispatch-Crossload | FuelCost | 0 | [6 empty] | 0.79031 | 0
LCP_Inputs_ON_Electric_Howarth_2023_05_05 | 2026 | O/CCGT - CH4 New | Crossload | Electricity | QC | Dispatch-Crossload | VOM | 0 | [6 empty] | 0.79031 | 0
LCP_Inputs_ON_Electric_Howarth_2023_05_05 | 2026 | O/CCGT - CH4 New | Crossload | Electricity | WC | Dispatch-Crossload | EmissionsCost | 0 | [6 empty] | 0.79031 | 0
LCP_Inputs_ON_Electric_Howarth_2023_05_05 | 2026 | O/CCGT - CH4 New | Crossload | Electricity | WC | Dispatch-Crossload | FuelCost | 0 | [6 empty] | 0.79031 | 0
LCP_Inputs_ON_Electric_Howarth_2023_05_05 | 2026 | O/CCGT - CH4 New | Crossload | Electricity | WC | Dispatch-Crossload | VOM | 0 | [6 empty] | 0.79031 | 0
LCP_Inputs_ON_Electric_Howarth_2023_05_05 | 2026 | O/CCGT - H2 New | Crossload | Electricity | MI | Dispatch-Crossload | EmissionsCost | 0 | [6 empty] | 0.79031 | 0
LCP_Inputs_ON_Electric_Howarth_2023_05_05 | 2026 | O/CCGT - H2 New | Crossload | Electricity | MI | Dispatch-Crossload | FuelCost | 0 | [6 empty] | 0.79031 | 0
LCP_Inputs_ON_Electric_Howarth_2023_05_05 | 2026 | O/CCGT - H2 New | Crossload | Electricity | MI | Dispatch-Crossload | VOM | 0 | [6 empty] | 0.79031 | 0
LCP_Inputs_ON_Electric_Howarth_2023_05_05 | 2026 | O/CCGT - H2 New | Crossload | Electricity | NY | Dispatch-Crossload | EmissionsCost | 0 | [6 empty] | 0.79031 | 0
LCP_Inputs_ON_Electric_Howarth_2023_05_05 | 2026 | O/CCGT - H2 New | Crossload | Electricity | NY | Dispatch-Crossload | FuelCost | 0 | [6 empty] | 0.79031 | 0
LCP_Inputs_ON_Electric_Howarth_2023_05_05 | 2026 | O/CCGT - H2 New | Crossload | Electricity | NY | Dispatch-Crossload | VOM | 0 | [6 empty] | 0.79031 | 0
LCP_Inputs_ON_Electric_Howarth_2023_05_05 | 2026 | O/CCGT - H2 New | Crossload | Electricity | ON | Dispatch-Crossload | EmissionsCost | 0 | [6 empty] | 0.79031 | 0
LCP_Inputs_ON_Electric_Howarth_2023_05_05 | 2026 | O/CCGT - H2 New | Crossload | Electricity | ON | Dispatch-Crossload | FuelCost | 0 | [6 empty] | 0.79031 | 0
LCP_Inputs_ON_Electric_Howarth_2023_05_05 | 2026 | O/CCGT - H2 New | Crossload | Electricity | ON | Dispatch-Crossload | VOM | 0 | [6 empty] | 0.79031 | 0
LCP_Inputs_ON_Electric_Howarth_2023_05_05 | 2026 | O/CCGT - H2 New | Crossload | Electricity | PJ | Dispatch-Crossload | EmissionsCost | 0 | [6 empty] | 0.79031 | 0
LCP_Inputs_ON_Electric_Howarth_2023_05_05 | 2026 | O/CCGT - H2 New | Crossload | Electricity | PJ | Dispatch-Crossload | FuelCost | 0 | [6 empty] | 0.79031 | 0
LCP_Inputs_ON_Electric_Howarth_2023_05_05 | 2026 | O/CCGT - H2 New | Crossload | Electricity | PJ | Dispatch-Crossload | VOM | 0 | [6 empty] | 0.79031 | 0
LCP_Inputs_ON_Electric_Howarth_2023_05_05 | 2026 | O/CCGT - H2 New | Crossload | Electricity | QC | Dispatch-Crossload | EmissionsCost | 0 | [6 empty] | 0.79031 | 0
LCP_Inputs_ON_Electric_Howarth_2023_05_05 | 2026 | O/CCGT - H2 New | Crossload | Electricity | QC | Dispatch-Crossload | FuelCost | 0 | [6 empty] | 0.79031 | 0
LCP_Inputs_ON_Electric_Howarth_2023_05_05 | 2026 | O/CCGT - H2 New | Crossload | Electricity | QC | Dispatch-Crossload | VOM | 0 | [6 empty] | 0.79031 | 0
LCP_Inputs_ON_Electric_Howarth_2023_05_05 | 2026 | O/CCGT - H2 New | Crossload | Electricity | WC | Dispatch-Crossload | EmissionsCost | 0 | [6 empty] | 0.79031 | 0
LCP_Inputs_ON_Electric_Howarth_2023_05_05 | 2026 | O/CCGT - H2 New | Crossload | Electricity | WC | Dispatch-Crossload | FuelCost | 0 | [6 empty] | 0.79031 | 0
LCP_Inputs_ON_Electric_Howarth_2023_05_05 | 2026 | O/CCGT - H2 New | Crossload | Electricity | WC | Dispatch-Crossload | VOM | 0 | [6 empty] | 0.79031 | 0
LCP_Inputs_ON_Electric_Howarth_2023_05_05 | 2026 | SMR CCS | Generation | Hydrogen | MI | Dispatch-Generation | EmissionsCost | 0 | [6 empty] | 0.79031 | 0
LCP_Inputs_ON_Electric_Howarth_2023_05_05 | 2026 | SMR CCS | Generation | Hydrogen | MI | Dispatch-Generation | FuelCost | 0 | [6 empty] | 0.79031 | 0
LCP_Inputs_ON_Electric_Howarth_2023_05_05 | 2026 | SMR CCS | Generation | Hydrogen | MI | Dispatch-Generation | VOM | 0 | [6 empty] | 0.79031 | 0
LCP_Inputs_ON_Electric_Howarth_2023_05_05 | 2026 | SMR CCS | Generation | Hydrogen | NY | Dispatch-Generation | EmissionsCost | 0 | [6 empty] | 0.79031 | 0
LCP_Inputs_ON_Electric_Howarth_2023_05_05 | 2026 | SMR CCS | Generation | Hydrogen | NY | Dispatch-Generation | FuelCost | 0 | [6 empty] | 0.79031 | 0
LCP_Inputs_ON_Electric_Howarth_2023_05_05 | 2026 | SMR CCS | Generation | Hydrogen | NY | Dispatch-Generation | VOM | 0 | [6 empty] | 0.79031 | 0
LCP_Inputs_ON_Electric_Howarth_2023_05_05 | 2026 | SMR CCS | Generation | Hydrogen | ON | Dispatch-Generation | EmissionsCost | 0 | [6 empty] | 0.79031 | 0
LCP_Inputs_ON_Electric_Howarth_2023_05_05 | 2026 | SMR CCS | Generation | Hydrogen | ON | Dispatch-Generation | FuelCost | 0 | [6 empty] | 0.79031 | 0
LCP_Inputs_ON_Electric_Howarth_2023_05_05 | 2026 | SMR CCS | Generation | Hydrogen | ON | Dispatch-Generation | VOM | 0 | [6 empty] | 0.79031 | 0
LCP_Inputs_ON_Electric_Howarth_2023_05_05 | 2026 | SMR CCS | Generation | Hydrogen | PJ | Dispatch-Generation | EmissionsCost | 0 | [6 empty] | 0.79031 | 0
LCP_Inputs_ON_Electric_Howarth_2023_05_05 | 2026 | SMR CCS | Generation | Hydrogen | PJ | Dispatch-Generation | FuelCost | 0 | [6 empty] | 0.79031 | 0
LCP_Inputs_ON_Electric_Howarth_2023_05_05 | 2026 | SMR CCS | Generation | Hydrogen | PJ | Dispatch-Generation | VOM | 0 | [6 empty] | 0.79031 | 0
LCP_Inputs_ON_Electric_Howarth_2023_05_05 | 2026 | SMR CCS | Generation | Hydrogen | QC | Dispatch-Generation | EmissionsCost | 0 | [6 empty] | 0.79031 | 0
LCP_Inputs_ON_Electric_Howarth_2023_05_05 | 2026 | SMR CCS | Generation | Hydrogen | QC | Dispatch-Generation | FuelCost | 0 | [6 empty] | 0.79031 | 0
LCP_Inputs_ON_Electric_Howarth_2023_05_05 | 2026 | SMR CCS | Generation | Hydrogen | QC | Dispatch-Generation | VOM | 0 | [6 empty] | 0.79031 | 0
LCP_Inputs_ON_Electric_Howarth_2023_05_05 | 2026 | SMR CCS | Generation | Hydrogen | WC | Dispatch-Generation | EmissionsCost | 0 | [6 empty] | 0.79031 | 0
LCP_Inputs_ON_Electric_Howarth_2023_05_05 | 2026 | SMR CCS | Generation | Hydrogen | WC | Dispatch-Generation | FuelCost | 0 | [6 empty] | 0.79031 | 0
LCP_Inputs_ON_Electric_Howarth_2023_05_05 | 2026 | SMR CCS | Generation | Hydrogen | WC | Dispatch-Generation | VOM | 0 | [6 empty] | 0.79031 | 0
LCP_Inputs_ON_Electric_Howarth_2023_05_05 | 2026 | Solar PV | Generation | Electricity | MI | Dispatch-Generation | EmissionsCost | 0 | [6 empty] | 0.79031 | 0
LCP_Inputs_ON_Electric_Howarth_2023_05_05 | 2026 | Solar PV | Generation | Electricity | MI | Dispatch-Generation | FuelCost | 0 | [6 empty] | 0.79031 | 0
LCP_Inputs_ON_Electric_Howarth_2023_05_05 | 2026 | Solar PV | Generation | Electricity | MI | Dispatch-Generation | VOM | 0 | [6 empty] | 0.79031 | 0
LCP_Inputs_ON_Electric_Howarth_2023_05_05 | 2026 | Solar PV | Generation | Electricity | NY | Dispatch-Generation | EmissionsCost | 0 | [6 empty] | 0.79031 | 0
LCP_Inputs_ON_Electric_Howarth_2023_05_05 | 2026 | Solar PV | Generation | Electricity | NY | Dispatch-Generation | FuelCost | 0 | [6 empty] | 0.79031 | 0
LCP_Inputs_ON_Electric_Howarth_2023_05_05 | 2026 | Solar PV | Generation | Electricity | NY | Dispatch-Generation | VOM | 0 | [6 empty] | 0.79031 | 0
LCP_Inputs_ON_Electric_Howarth_2023_05_05 | 2026 | Solar PV | Generation | Electricity | ON | Dispatch-Generation | EmissionsCost | 0 | [6 empty] | 0.79031 | 0
LCP_Inputs_ON_Electric_Howarth_2023_05_05 | 2026 | Solar PV | Generation | Electricity | ON | Dispatch-Generation | FuelCost | 0 | [6 empty] | 0.79031 | 0
LCP_Inputs_ON_Electric_Howarth_2023_05_05 | 2026 | Solar PV | Generation | Electricity | ON | Dispatch-Generation | VOM | 0 | [6 empty] | 0.79031 | 0
LCP_Inputs_ON_Electric_Howarth_2023_05_05 | 2026 | Solar PV | Generation | Electricity | PJ | Dispatch-Generation | EmissionsCost | 0 | [6 empty] | 0.79031 | 0
LCP_Inputs_ON_Electric_Howarth_2023_05_05 | 2026 | Solar PV | Generation | Electricity | PJ | Dispatch-Generation | FuelCost | 0 | [6 empty] | 0.79031 | 0
LCP_Inputs_ON_Electric_Howarth_2023_05_05 | 2026 | Solar PV | Generation | Electricity | PJ | Dispatch-Generation | VOM | 0 | [6 empty] | 0.79031 | 0
LCP_Inputs_ON_Electric_Howarth_2023_05_05 | 2026 | Solar PV | Generation | Electricity | QC | Dispatch-Generation | EmissionsCost | 0 | [6 empty] | 0.79031 | 0
LCP_Inputs_ON_Electric_Howarth_2023_05_05 | 2026 | Solar PV | Generation | Electricity | QC | Dispatch-Generation | FuelCost | 0 | [6 empty] | 0.79031 | 0
LCP_Inputs_ON_Electric_Howarth_2023_05_05 | 2026 | Solar PV | Generation | Electricity | QC | Dispatch-Generation | VOM | 0 | [6 empty] | 0.79031 | 0
LCP_Inputs_ON_Electric_Howarth_2023_05_05 | 2026 | Solar PV | Generation | Electricity | WC | Dispatch-Generation | EmissionsCost | 0 | [6 empty] | 0.79031 | 0
LCP_Inputs_ON_Electric_Howarth_2023_05_05 | 2026 | Solar PV | Generation | Electricity | WC | Dispatch-Generation | FuelCost | 0 | [6 empty] | 0.79031 | 0
LCP_Inputs_ON_Electric_Howarth_2023_05_05 | 2026 | Solar PV | Generation | Electricity | WC | Dispatch-Generation | VOM | 0 | [6 empty] | 0.79031 | 0
LCP_Inputs_ON_Electric_Howarth_2023_05_05 | 2026 | Wind Offshore | Generation | Electricity | MI | Dispatch-Generation | EmissionsCost | 0 | [6 empty] | 0.79031 | 0
LCP_Inputs_ON_Electric_Howarth_2023_05_05 | 2026 | Wind Offshore | Generation | Electricity | MI | Dispatch-Generation | FuelCost | 0 | [6 empty] | 0.79031 | 0
LCP_Inputs_ON_Electric_Howarth_2023_05_05 | 2026 | Wind Offshore | Generation | Electricity | MI | Dispatch-Generation | VOM | 0 | [6 empty] | 0.79031 | 0
LCP_Inputs_ON_Electric_Howarth_2023_05_05 | 2026 | Wind Offshore | Generation | Electricity | NY | Dispatch-Generation | EmissionsCost | 0 | [6 empty] | 0.79031 | 0
LCP_Inputs_ON_Electric_Howarth_2023_05_05 | 2026 | Wind Offshore | Generation | Electricity | NY | Dispatch-Generation | FuelCost | 0 | [6 empty] | 0.79031 | 0
LCP_Inputs_ON_Electric_Howarth_2023_05_05 | 2026 | Wind Offshore | Generation | Electricity | NY | Dispatch-Generation | VOM | 0 | [6 empty] | 0.79031 | 0
LCP_Inputs_ON_Electric_Howarth_2023_05_05 | 2026 | Wind Offshore | Generation | Electricity | ON | Dispatch-Generation | EmissionsCost | 0 | [6 empty] | 0.79031 | 0
LCP_Inputs_ON_Electric_Howarth_2023_05_05 | 2026 | Wind Offshore | Generation | Electricity | ON | Dispatch-Generation | FuelCost | 0 | [6 empty] | 0.79031 | 0
LCP_Inputs_ON_Electric_Howarth_2023_05_05 | 2026 | Wind Offshore | Generation | Electricity | ON | Dispatch-Generation | VOM | 0 | [6 empty] | 0.79031 | 0
LCP_Inputs_ON_Electric_Howarth_2023_05_05 | 2026 | Wind Offshore | Generation | Electricity | PJ | Dispatch-Generation | EmissionsCost | 0 | [6 empty] | 0.79031 | 0
LCP_Inputs_ON_Electric_Howarth_2023_05_05 | 2026 | Wind Offshore | Generation | Electricity | PJ | Dispatch-Generation | FuelCost | 0 | [6 empty] | 0.79031 | 0
LCP_Inputs_ON_Electric_Howarth_2023_05_05 | 2026 | Wind Offshore | Generation | Electricity | PJ | Dispatch-Generation | VOM | 0 | [6 empty] | 0.79031 | 0
LCP_Inputs_ON_Electric_Howarth_2023_05_05 | 2026 | Wind Offshore | Generation | Electricity | QC | Dispatch-Generation | EmissionsCost | 0 | [6 empty] | 0.79031 | 0
LCP_Inputs_ON_Electric_Howarth_2023_05_05 | 2026 | Wind Offshore | Generation | Electricity | QC | Dispatch-Generation | FuelCost | 0 | [6 empty] | 0.79031 | 0
LCP_Inputs_ON_Electric_Howarth_2023_05_05 | 2026 | Wind Offshore | Generation | Electricity | QC | Dispatch-Generation | VOM | 0 | [6 empty] | 0.79031 | 0
LCP_Inputs_ON_Electric_Howarth_2023_05_05 | 2026 | Wind Offshore | Generation | Electricity | WC | Dispatch-Generation | EmissionsCost | 0 | [6 empty] | 0.79031 | 0
LCP_Inputs_ON_Electric_Howarth_2023_05_05 | 2026 | Wind Offshore | Generation | Electricity | WC | Dispatch-Generation | FuelCost | 0 | [6 empty] | 0.79031 | 0
LCP_Inputs_ON_Electric_Howarth_2023_05_05 | 2026 | Wind Offshore | Generation | Electricity | WC | Dispatch-Generation | VOM | 0 | [6 empty] | 0.79031 | 0
LCP_Inputs_ON_Electric_Howarth_2023_05_05 | 2026 | Wind Onshore | Generation | Electricity | MI | Dispatch-Generation | EmissionsCost | 0 | [6 empty] | 0.79031 | 0
LCP_Inputs_ON_Electric_Howarth_2023_05_05 | 2026 | Wind Onshore | Generation | Electricity | MI | Dispatch-Generation | FuelCost | 0 | [6 empty] | 0.79031 | 0
LCP_Inputs_ON_Electric_Howarth_2023_05_05 | 2026 | Wind Onshore | Generation | Electricity | MI | Dispatch-Generation | VOM | 0 | [6 empty] | 0.79031 | 0
LCP_Inputs_ON_Electric_Howarth_2023_05_05 | 2026 | Wind Onshore | Generation | Electricity | NY | Dispatch-Generation | EmissionsCost | 0 | [6 empty] | 0.79031 | 0
LCP_Inputs_ON_Electric_Howarth_2023_05_05 | 2026 | Wind Onshore | Generation | Electricity | NY | Dispatch-Generation | FuelCost | 0 | [6 empty] | 0.79031 | 0
LCP_Inputs_ON_Electric_Howarth_2023_05_05 | 2026 | Wind Onshore | Generation | Electricity | NY | Dispatch-Generation | VOM | 0 | [6 empty] | 0.79031 | 0
LCP_Inputs_ON_Electric_Howarth_2023_05_05 | 2026 | Wind Onshore | Generation | Electricity | ON | Dispatch-Generation | EmissionsCost | 0 | [6 empty] | 0.79031 | 0
LCP_Inputs_ON_Electric_Howarth_2023_05_05 | 2026 | Wind Onshore | Generation | Electricity | ON | Dispatch-Generation | FuelCost | 0 | [6 empty] | 0.79031 | 0
LCP_Inputs_ON_Electric_Howarth_2023_05_05 | 2026 | Wind Onshore | Generation | Electricity | ON | Dispatch-Generation | VOM | 0 | [6 empty] | 0.79031 | 0
LCP_Inputs_ON_Electric_Howarth_2023_05_05 | 2026 | Wind Onshore | Generation | Electricity | PJ | Dispatch-Generation | EmissionsCost | 0 | [6 empty] | 0.79031 | 0
LCP_Inputs_ON_Electric_Howarth_2023_05_05 | 2026 | Wind Onshore | Generation | Electricity | PJ | Dispatch-Generation | FuelCost | 0 | [6 empty] | 0.79031 | 0
LCP_Inputs_ON_Electric_Howarth_2023_05_05 | 2026 | Wind Onshore | Generation | Electricity | PJ | Dispatch-Generation | VOM | 0 | [6 empty] | 0.79031 | 0
LCP_Inputs_ON_Electric_Howarth_2023_05_05 | 2026 | Wind Onshore | Generation | Electricity | QC | Dispatch-Generation | EmissionsCost | 0 | [6 empty] | 0.79031 | 0
LCP_Inputs_ON_Electric_Howarth_2023_05_05 | 2026 | Wind Onshore | Generation | Electricity | QC | Dispatch-Generation | FuelCost | 0 | [6 empty] | 0.79031 | 0
LCP_Inputs_ON_Electric_Howarth_2023_05_05 | 2026 | Wind Onshore | Generation | Electricity | QC | Dispatch-Generation | VOM | 0 | [6 empty] | 0.79031 | 0
LCP_Inputs_ON_Electric_Howarth_2023_05_05 | 2026 | Wind Onshore | Generation | Electricity | WC | Dispatch-Generation | EmissionsCost | 0 | [6 empty] | 0.79031 | 0
LCP_Inputs_ON_Electric_Howarth_2023_05_05 | 2026 | Wind Onshore | Generation | Electricity | WC | Dispatch-Generation | FuelCost | 0 | [6 empty] | 0.79031 | 0
LCP_Inputs_ON_Electric_Howarth_2023_05_05 | 2026 | Wind Onshore | Generation | Electricity | WC | Dispatch-Generation | VOM | 0 | [6 empty] | 0.79031 | 0
LCP_Inputs_ON_Electric_Howarth_2023_05_05 | 2027 | Anaerobic Digestion | Generation | Methane | MI | Dispatch-Generation | EmissionsCost | 0 | [6 empty] | 0.75992 | 0
LCP_Inputs_ON_Electric_Howarth_2023_05_05 | 2027 | Anaerobic Digestion | Generation | Methane | MI | Dispatch-Generation | FuelCost | 0 | [6 empty] | 0.75992 | 0
LCP_Inputs_ON_Electric_Howarth_2023_05_05 | 2027 | Anaerobic Digestion | Generation | Methane | MI | Dispatch-Generation | VOM | 0 | [6 empty] | 0.75992 | 0
LCP_Inputs_ON_Electric_Howarth_2023_05_05 | 2027 | Anaerobic Digestion | Generation | Methane | NY | Dispatch-Generation | EmissionsCost | 0 | [6 empty] | 0.75992 | 0
LCP_Inputs_ON_Electric_Howarth_2023_05_05 | 2027 | Anaerobic Digestion | Generation | Methane | NY | Dispatch-Generation | FuelCost | 0 | [6 empty] | 0.75992 | 0
LCP_Inputs_ON_Electric_Howarth_2023_05_05 | 2027 | Anaerobic Digestion | Generation | Methane | NY | Dispatch-Generation | VOM | 0 | [6 empty] | 0.75992 | 0
LCP_Inputs_ON_Electric_Howarth_2023_05_05 | 2027 | Anaerobic Digestion | Generation | Methane | ON | Dispatch-Generation | EmissionsCost | 0 | [6 empty] | 0.75992 | 0
LCP_Inputs_ON_Electric_Howarth_2023_05_05 | 2027 | Anaerobic Digestion | Generation | Methane | ON | Dispatch-Generation | FuelCost | 0 | [6 empty] | 0.75992 | 0
LCP_Inputs_ON_Electric_Howarth_2023_05_05 | 2027 | Anaerobic Digestion | Generation | Methane | ON | Dispatch-Generation | VOM | 0 | [6 empty] | 0.75992 | 0
LCP_Inputs_ON_Electric_Howarth_2023_05_05 | 2027 | Anaerobic Digestion | Generation | Methane | PJ | Dispatch-Generation | EmissionsCost | 0 | [6 empty] | 0.75992 | 0
LCP_Inputs_ON_Electric_Howarth_2023_05_05 | 2027 | Anaerobic Digestion | Generation | Methane | PJ | Dispatch-Generation | FuelCost | 0 | [6 empty] | 0.75992 | 0
LCP_Inputs_ON_Electric_Howarth_2023_05_05 | 2027 | Anaerobic Digestion | Generation | Methane | PJ | Dispatch-Generation | VOM | 0 | [6 empty] | 0.75992 | 0
LCP_Inputs_ON_Electric_Howarth_2023_05_05 | 2027 | Anaerobic Digestion | Generation | Methane | QC | Dispatch-Generation | EmissionsCost | 0 | [6 empty] | 0.75992 | 0
LCP_Inputs_ON_Electric_Howarth_2023_05_05 | 2027 | Anaerobic Digestion | Generation | Methane | QC | Dispatch-Generation | FuelCost | 0 | [6 empty] | 0.75992 | 0
LCP_Inputs_ON_Electric_Howarth_2023_05_05 | 2027 | Anaerobic Digestion | Generation | Methane | QC | Dispatch-Generation | VOM | 0 | [6 empty] | 0.75992 | 0
LCP_Inputs_ON_Electric_Howarth_2023_05_05 | 2027 | Anaerobic Digestion | Generation | Methane | WC | Dispatch-Generation | EmissionsCost | 0 | [6 empty] | 0.75992 | 0
LCP_Inputs_ON_Electric_Howarth_2023_05_05 | 2027 | Anaerobic Digestion | Generation | Methane | WC | Dispatch-Generation | FuelCost | 0 | [6 empty] | 0.75992 | 0
LCP_Inputs_ON_Electric_Howarth_2023_05_05 | 2027 | Anaerobic Digestion | Generation | Methane | WC | Dispatch-Generation | VOM | 0 | [6 empty] | 0.75992 | 0
LCP_Inputs_ON_Electric_Howarth_2023_05_05 | 2027 | Battery Storage | Storage | Electricity | MI | Dispatch-Storage | EmissionsCost | 0 | [6 empty] | 0.75992 | 0
LCP_Inputs_ON_Electric_Howarth_2023_05_05 | 2027 | Battery Storage | Storage | Electricity | MI | Dispatch-Storage | FuelCost | 0 | [6 empty] | 0.75992 | 0
LCP_Inputs_ON_Electric_Howarth_2023_05_05 | 2027 | Battery Storage | Storage | Electricity | MI | Dispatch-Storage | VOM | 0 | [6 empty] | 0.75992 | 0
LCP_Inputs_ON_Electric_Howarth_2023_05_05 | 2027 | Battery Storage | Storage | Electricity | NY | Dispatch-Storage | EmissionsCost | 0 | [6 empty] | 0.75992 | 0
LCP_Inputs_ON_Electric_Howarth_2023_05_05 | 2027 | Battery Storage | Storage | Electricity | NY | Dispatch-Storage | FuelCost | 0 | [6 empty] | 0.75992 | 0
LCP_Inputs_ON_Electric_Howarth_2023_05_05 | 2027 | Battery Storage | Storage | Electricity | NY | Dispatch-Storage | VOM | 0 | [6 empty] | 0.75992 | 0
LCP_Inputs_ON_Electric_Howarth_2023_05_05 | 2027 | Battery Storage | Storage | Electricity | ON | Dispatch-Storage | EmissionsCost | 0 | [6 empty] | 0.75992 | 0
LCP_Inputs_ON_Electric_Howarth_2023_05_05 | 2027 | Battery Storage | Storage | Electricity | ON | Dispatch-Storage | FuelCost | 0 | [6 empty] | 0.75992 | 0
LCP_Inputs_ON_Electric_Howarth_2023_05_05 | 2027 | Battery Storage | Storage | Electricity | ON | Dispatch-Storage | VOM | 0 | [6 empty] | 0.75992 | 0
LCP_Inputs_ON_Electric_Howarth_2023_05_05 | 2027 | Battery Storage | Storage | Electricity | PJ | Dispatch-Storage | EmissionsCost | 0 | [6 empty] | 0.75992 | 0
LCP_Inputs_ON_Electric_Howarth_2023_05_05 | 2027 | Battery Storage | Storage | Electricity | PJ | Dispatch-Storage | FuelCost | 0 | [6 empty] | 0.75992 | 0
LCP_Inputs_ON_Electric_Howarth_2023_05_05 | 2027 | Battery Storage | Storage | Electricity | PJ | Dispatch-Storage | VOM | 0 | [6 empty] | 0.75992 | 0
LCP_Inputs_ON_Electric_Howarth_2023_05_05 | 2027 | Battery Storage | Storage | Electricity | QC | Dispatch-Storage | EmissionsCost | 0 | [6 empty] | 0.75992 | 0
LCP_Inputs_ON_Electric_Howarth_2023_05_05 | 2027 | Battery Storage | Storage | Electricity | QC | Dispatch-Storage | FuelCost | 0 | [6 empty] | 0.75992 | 0
LCP_Inputs_ON_Electric_Howarth_2023_05_05 | 2027 | Battery Storage | Storage | Electricity | QC | Dispatch-Storage | VOM | 0 | [6 empty] | 0.75992 | 0
LCP_Inputs_ON_Electric_Howarth_2023_05_05 | 2027 | Battery Storage | Storage | Electricity | WC | Dispatch-Storage | EmissionsCost | 0 | [6 empty] | 0.75992 | 0
LCP_Inputs_ON_Electric_Howarth_2023_05_05 | 2027 | Battery Storage | Storage | Electricity | WC | Dispatch-Storage | FuelCost | 0 | [6 empty] | 0.75992 | 0
LCP_Inputs_ON_Electric_Howarth_2023_05_05 | 2027 | Battery Storage | Storage | Electricity | WC | Dispatch-Storage | VOM | 0 | [6 empty] | 0.75992 | 0
LCP_Inputs_ON_Electric_Howarth_2023_05_05 | 2027 | Biomass | Generation | Electricity | MI | Dispatch-Generation | EmissionsCost | 0 | [6 empty] | 0.75992 | 0
LCP_Inputs_ON_Electric_Howarth_2023_05_05 | 2027 | Biomass | Generation | Electricity | MI | Dispatch-Generation | FuelCost | 0 | [6 empty] | 0.75992 | 0
LCP_Inputs_ON_Electric_Howarth_2023_05_05 | 2027 | Biomass | Generation | Electricity | MI | Dispatch-Generation | VOM | 0 | [6 empty] | 0.75992 | 0
LCP_Inputs_ON_Electric_Howarth_2023_05_05 | 2027 | Biomass | Generation | Electricity | NY | Dispatch-Generation | EmissionsCost | 0 | [6 empty] | 0.75992 | 0
LCP_Inputs_ON_Electric_Howarth_2023_05_05 | 2027 | Biomass | Generation | Electricity | NY | Dispatch-Generation | FuelCost | 0 | [6 empty] | 0.75992 | 0
LCP_Inputs_ON_Electric_Howarth_2023_05_05 | 2027 | Biomass | Generation | Electricity | NY | Dispatch-Generation | VOM | 0 | [6 empty] | 0.75992 | 0
LCP_Inputs_ON_Electric_Howarth_2023_05_05 | 2027 | Biomass | Generation | Electricity | ON | Dispatch-Generation | EmissionsCost | 0 | [6 empty] | 0.75992 | 0
LCP_Inputs_ON_Electric_Howarth_2023_05_05 | 2027 | Biomass | Generation | Electricity | ON | Dispatch-Generation | FuelCost | 0 | [6 empty] | 0.75992 | 0
LCP_Inputs_ON_Electric_Howarth_2023_05_05 | 2027 | Biomass | Generation | Electricity | ON | Dispatch-Generation | VOM | 0 | [6 empty] | 0.75992 | 0
LCP_Inputs_ON_Electric_Howarth_2023_05_05 | 2027 | Biomass | Generation | Electricity | PJ | Dispatch-Generation | EmissionsCost | 0 | [6 empty] | 0.75992 | 0
LCP_Inputs_ON_Electric_Howarth_2023_05_05 | 2027 | Biomass | Generation | Electricity | PJ | Dispatch-Generation | FuelCost | 0 | [6 empty] | 0.75992 | 0
LCP_Inputs_ON_Electric_Howarth_2023_05_05 | 2027 | Biomass | Generation | Electricity | PJ | Dispatch-Generation | VOM | 0 | [6 empty] | 0.75992 | 0
LCP_Inputs_ON_Electric_Howarth_2023_05_05 | 2027 | Biomass | Generation | Electricity | QC | Dispatch-Generation | EmissionsCost | 0 | [6 empty] | 0.75992 | 0
LCP_Inputs_ON_Electric_Howarth_2023_05_05 | 2027 | Biomass | Generation | Electricity | QC | Dispatch-Generation | FuelCost | 0 | [6 empty] | 0.75992 | 0
LCP_Inputs_ON_Electric_Howarth_2023_05_05 | 2027 | Biomass | Generation | Electricity | QC | Dispatch-Generation | VOM | 0 | [6 empty] | 0.75992 | 0
LCP_Inputs_ON_Electric_Howarth_2023_05_05 | 2027 | Biomass | Generation | Electricity | WC | Dispatch-Generation | EmissionsCost | 0 | [6 empty] | 0.75992 | 0
LCP_Inputs_ON_Electric_Howarth_2023_05_05 | 2027 | Biomass | Generation | Electricity | WC | Dispatch-Generation | FuelCost | 0 | [6 empty] | 0.75992 | 0
LCP_Inputs_ON_Electric_Howarth_2023_05_05 | 2027 | Biomass | Generation | Electricity | WC | Dispatch-Generation | VOM | 0 | [6 empty] | 0.75992 | 0
LCP_Inputs_ON_Electric_Howarth_2023_05_05 | 2027 | Biomass + CCS | Generation | Electricity | MI | Dispatch-Generation | EmissionsCost | 0 | [6 empty] | 0.75992 | 0
LCP_Inputs_ON_Electric_Howarth_2023_05_05 | 2027 | Biomass + CCS | Generation | Electricity | MI | Dispatch-Generation | FuelCost | 0 | [6 empty] | 0.75992 | 0
LCP_Inputs_ON_Electric_Howarth_2023_05_05 | 2027 | Biomass + CCS | Generation | Electricity | MI | Dispatch-Generation | VOM | 0 | [6 empty] | 0.75992 | 0
LCP_Inputs_ON_Electric_Howarth_2023_05_05 | 2027 | Biomass + CCS | Generation | Electricity | NY | Dispatch-Generation | EmissionsCost | 0 | [6 empty] | 0.75992 | 0
LCP_Inputs_ON_Electric_Howarth_2023_05_05 | 2027 | Biomass + CCS | Generation | Electricity | NY | Dispatch-Generation | FuelCost | 0 | [6 empty] | 0.75992 | 0
LCP_Inputs_ON_Electric_Howarth_2023_05_05 | 2027 | Biomass + CCS | Generation | Electricity | NY | Dispatch-Generation | VOM | 0 | [6 empty] | 0.75992 | 0
LCP_Inputs_ON_Electric_Howarth_2023_05_05 | 2027 | Biomass + CCS | Generation | Electricity | ON | Dispatch-Generation | EmissionsCost | 0 | [6 empty] | 0.75992 | 0
LCP_Inputs_ON_Electric_Howarth_2023_05_05 | 2027 | Biomass + CCS | Generation | Electricity | ON | Dispatch-Generation | FuelCost | 0 | [6 empty] | 0.75992 | 0
LCP_Inputs_ON_Electric_Howarth_2023_05_05 | 2027 | Biomass + CCS | Generation | Electricity | ON | Dispatch-Generation | VOM | 0 | [6 empty] | 0.75992 | 0
LCP_Inputs_ON_Electric_Howarth_2023_05_05 | 2027 | Biomass + CCS | Generation | Electricity | PJ | Dispatch-Generation | EmissionsCost | 0 | [6 empty] | 0.75992 | 0
LCP_Inputs_ON_Electric_Howarth_2023_05_05 | 2027 | Biomass + CCS | Generation | Electricity | PJ | Dispatch-Generation | FuelCost | 0 | [6 empty] | 0.75992 | 0
LCP_Inputs_ON_Electric_Howarth_2023_05_05 | 2027 | Biomass + CCS | Generation | Electricity | PJ | Dispatch-Generation | VOM | 0 | [6 empty] | 0.75992 | 0
LCP_Inputs_ON_Electric_Howarth_2023_05_05 | 2027 | Biomass + CCS | Generation | Electricity | QC | Dispatch-Generation | EmissionsCost | 0 | [6 empty] | 0.75992 | 0
LCP_Inputs_ON_Electric_Howarth_2023_05_05 | 2027 | Biomass + CCS | Generation | Electricity | QC | Dispatch-Generation | FuelCost | 0 | [6 empty] | 0.75992 | 0
LCP_Inputs_ON_Electric_Howarth_2023_05_05 | 2027 | Biomass + CCS | Generation | Electricity | QC | Dispatch-Generation | VOM | 0 | [6 empty] | 0.75992 | 0
LCP_Inputs_ON_Electric_Howarth_2023_05_05 | 2027 | Biomass + CCS | Generation | Electricity | WC | Dispatch-Generation | EmissionsCost | 0 | [6 empty] | 0.75992 | 0
LCP_Inputs_ON_Electric_Howarth_2023_05_05 | 2027 | Biomass + CCS | Generation | Electricity | WC | Dispatch-Generation | FuelCost | 0 | [6 empty] | 0.75992 | 0
LCP_Inputs_ON_Electric_Howarth_2023_05_05 | 2027 | Biomass + CCS | Generation | Electricity | WC | Dispatch-Generation | VOM | 0 | [6 empty] | 0.75992 | 0
LCP_Inputs_ON_Electric_Howarth_2023_05_05 | 2027 | CH4 + CCS | Generation | Methane | MI | Dispatch-Generation | EmissionsCost | 0 | [6 empty] | 0.75992 | 0
LCP_Inputs_ON_Electric_Howarth_2023_05_05 | 2027 | CH4 + CCS | Generation | Methane | MI | Dispatch-Generation | FuelCost | 0 | [6 empty] | 0.75992 | 0
LCP_Inputs_ON_Electric_Howarth_2023_05_05 | 2027 | CH4 + CCS | Generation | Methane | MI | Dispatch-Generation | VOM | 0 | [6 empty] | 0.75992 | 0
LCP_Inputs_ON_Electric_Howarth_2023_05_05 | 2027 | CH4 + CCS | Generation | Methane | NY | Dispatch-Generation | EmissionsCost | 0 | [6 empty] | 0.75992 | 0
LCP_Inputs_ON_Electric_Howarth_2023_05_05 | 2027 | CH4 + CCS | Generation | Methane | NY | Dispatch-Generation | FuelCost | 0 | [6 empty] | 0.75992 | 0
LCP_Inputs_ON_Electric_Howarth_2023_05_05 | 2027 | CH4 + CCS | Generation | Methane | NY | Dispatch-Generation | VOM | 0 | [6 empty] | 0.75992 | 0
LCP_Inputs_ON_Electric_Howarth_2023_05_05 | 2027 | CH4 + CCS | Generation | Methane | ON | Dispatch-Generation | EmissionsCost | 0 | [6 empty] | 0.75992 | 0
LCP_Inputs_ON_Electric_Howarth_2023_05_05 | 2027 | CH4 + CCS | Generation | Methane | ON | Dispatch-Generation | FuelCost | 0 | [6 empty] | 0.75992 | 0
LCP_Inputs_ON_Electric_Howarth_2023_05_05 | 2027 | CH4 + CCS | Generation | Methane | ON | Dispatch-Generation | VOM | 0 | [6 empty] | 0.75992 | 0
LCP_Inputs_ON_Electric_Howarth_2023_05_05 | 2027 | CH4 + CCS | Generation | Methane | PJ | Dispatch-Generation | EmissionsCost | 0 | [6 empty] | 0.75992 | 0
LCP_Inputs_ON_Electric_Howarth_2023_05_05 | 2027 | CH4 + CCS | Generation | Methane | PJ | Dispatch-Generation | FuelCost | 0 | [6 empty] | 0.75992 | 0
LCP_Inputs_ON_Electric_Howarth_2023_05_05 | 2027 | CH4 + CCS | Generation | Methane | PJ | Dispatch-Generation | VOM | 0 | [6 empty] | 0.75992 | 0
LCP_Inputs_ON_Electric_Howarth_2023_05_05 | 2027 | CH4 + CCS | Generation | Methane | QC | Dispatch-Generation | EmissionsCost | 0 | [6 empty] | 0.75992 | 0
LCP_Inputs_ON_Electric_Howarth_2023_05_05 | 2027 | CH4 + CCS | Generation | Methane | QC | Dispatch-Generation | FuelCost | 0 | [6 empty] | 0.75992 | 0
LCP_Inputs_ON_Electric_Howarth_2023_05_05 | 2027 | CH4 + CCS | Generation | Methane | QC | Dispatch-Generation | VOM | 0 | [6 empty] | 0.75992 | 0
LCP_Inputs_ON_Electric_Howarth_2023_05_05 | 2027 | CH4 + CCS | Generation | Methane | WC | Dispatch-Generation | EmissionsCost | 0 | [6 empty] | 0.75992 | 0
LCP_Inputs_ON_Electric_Howarth_2023_05_05 | 2027 | CH4 + CCS | Generation | Methane | WC | Dispatch-Generation | FuelCost | 0 | [6 empty] | 0.75992 | 0
LCP_Inputs_ON_Electric_Howarth_2023_05_05 | 2027 | CH4 + CCS | Generation | Methane | WC | Dispatch-Generation | VOM | 0 | [6 empty] | 0.75992 | 0
LCP_Inputs_ON_Electric_Howarth_2023_05_05 | 2027 | CH4 Import - NY 2020 | Import | Methane | MI | Dispatch-Import | EmissionsCost | 0 | [6 empty] | 0.75992 | 0
LCP_Inputs_ON_Electric_Howarth_2023_05_05 | 2027 | CH4 Import - NY 2020 | Import | Methane | MI | Dispatch-Import | FuelCost | 0 | [6 empty] | 0.75992 | 0
LCP_Inputs_ON_Electric_Howarth_2023_05_05 | 2027 | CH4 Import - NY 2020 | Import | Methane | MI | Dispatch-Import | VOM | 0 | [6 empty] | 0.75992 | 0
LCP_Inputs_ON_Electric_Howarth_2023_05_05 | 2027 | CH4 Import - NY 2020 | Import | Methane | NY | Dispatch-Import | EmissionsCost | 282343065.1873 | [6 empty] | 0.75992 | 214557524.6699
LCP_Inputs_ON_Electric_Howarth_2023_05_05 | 2027 | CH4 Import - NY 2020 | Import | Methane | NY | Dispatch-Import | FuelCost | 407790143.0843 | [6 empty] | 0.75992 | 309886993.7779
LCP_Inputs_ON_Electric_Howarth_2023_05_05 | 2027 | CH4 Import - NY 2020 | Import | Methane | NY | Dispatch-Import | VOM | 0 | [6 empty] | 0.75992 | 0
LCP_Inputs_ON_Electric_Howarth_2023_05_05 | 2027 | CH4 Import - NY 2020 | Import | Methane | ON | Dispatch-Import | EmissionsCost | 0 | [6 empty] | 0.75992 | 0
LCP_Inputs_ON_Electric_Howarth_2023_05_05 | 2027 | CH4 Import - NY 2020 | Import | Methane | ON | Dispatch-Import | FuelCost | 0 | [6 empty] | 0.75992 | 0
LCP_Inputs_ON_Electric_Howarth_2023_05_05 | 2027 | CH4 Import - NY 2020 | Import | Methane | ON | Dispatch-Import | VOM | 0 | [6 empty] | 0.75992 | 0
LCP_Inputs_ON_Electric_Howarth_2023_05_05 | 2027 | CH4 Import - NY 2020 | Import | Methane | PJ | Dispatch-Import | EmissionsCost | 0 | [6 empty] | 0.75992 | 0
LCP_Inputs_ON_Electric_Howarth_2023_05_05 | 2027 | CH4 Import - NY 2020 | Import | Methane | PJ | Dispatch-Import | FuelCost | 0 | [6 empty] | 0.75992 | 0
LCP_Inputs_ON_Electric_Howarth_2023_05_05 | 2027 | CH4 Import - NY 2020 | Import | Methane | PJ | Dispatch-Import | VOM | 0 | [6 empty] | 0.75992 | 0
LCP_Inputs_ON_Electric_Howarth_2023_05_05 | 2027 | CH4 Import - NY 2020 | Import | Methane | QC | Dispatch-Import | EmissionsCost | 0 | [6 empty] | 0.75992 | 0
LCP_Inputs_ON_Electric_Howarth_2023_05_05 | 2027 | CH4 Import - NY 2020 | Import | Methane | QC | Dispatch-Import | FuelCost | 0 | [6 empty] | 0.75992 | 0
LCP_Inputs_ON_Electric_Howarth_2023_05_05 | 2027 | CH4 Import - NY 2020 | Import | Methane | QC | Dispatch-Import | VOM | 0 | [6 empty] | 0.75992 | 0
LCP_Inputs_ON_Electric_Howarth_2023_05_05 | 2027 | CH4 Import - NY 2020 | Import | Methane | WC | Dispatch-Import | EmissionsCost | 0 | [6 empty] | 0.75992 | 0
LCP_Inputs_ON_Electric_Howarth_2023_05_05 | 2027 | CH4 Import - NY 2020 | Import | Methane | WC | Dispatch-Import | FuelCost | 0 | [6 empty] | 0.75992 | 0
LCP_Inputs_ON_Electric_Howarth_2023_05_05 | 2027 | CH4 Import - NY 2020 | Import | Methane | WC | Dispatch-Import | VOM | 0 | [6 empty] | 0.75992 | 0
LCP_Inputs_ON_Electric_Howarth_2023_05_05 | 2027 | CH4 Import - NY 2030 | Import | Methane | MI | Dispatch-Import | EmissionsCost | 0 | [6 empty] | 0.75992 | 0
LCP_Inputs_ON_Electric_Howarth_2023_05_05 | 2027 | CH4 Import - NY 2030 | Import | Methane | MI | Dispatch-Import | FuelCost | 0 | [6 empty] | 0.75992 | 0
LCP_Inputs_ON_Electric_Howarth_2023_05_05 | 2027 | CH4 Import - NY 2030 | Import | Methane | MI | Dispatch-Import | VOM | 0 | [6 empty] | 0.75992 | 0
LCP_Inputs_ON_Electric_Howarth_2023_05_05 | 2027 | CH4 Import - NY 2030 | Import | Methane | NY | Dispatch-Import | EmissionsCost | 0 | [6 empty] | 0.75992 | 0
LCP_Inputs_ON_Electric_Howarth_2023_05_05 | 2027 | CH4 Import - NY 2030 | Import | Methane | NY | Dispatch-Import | FuelCost | 0 | [6 empty] | 0.75992 | 0
LCP_Inputs_ON_Electric_Howarth_2023_05_05 | 2027 | CH4 Import - NY 2030 | Import | Methane | NY | Dispatch-Import | VOM | 0 | [6 empty] | 0.75992 | 0
LCP_Inputs_ON_Electric_Howarth_2023_05_05 | 2027 | CH4 Import - NY 2030 | Import | Methane | ON | Dispatch-Import | EmissionsCost | 0 | [6 empty] | 0.75992 | 0
LCP_Inputs_ON_Electric_Howarth_2023_05_05 | 2027 | CH4 Import - NY 2030 | Import | Methane | ON | Dispatch-Import | FuelCost | 0 | [6 empty] | 0.75992 | 0
LCP_Inputs_ON_Electric_Howarth_2023_05_05 | 2027 | CH4 Import - NY 2030 | Import | Methane | ON | Dispatch-Import | VOM | 0 | [6 empty] | 0.75992 | 0
LCP_Inputs_ON_Electric_Howarth_2023_05_05 | 2027 | CH4 Import - NY 2030 | Import | Methane | PJ | Dispatch-Import | EmissionsCost | 0 | [6 empty] | 0.75992 | 0
LCP_Inputs_ON_Electric_Howarth_2023_05_05 | 2027 | CH4 Import - NY 2030 | Import | Methane | PJ | Dispatch-Import | FuelCost | 0 | [6 empty] | 0.75992 | 0
LCP_Inputs_ON_Electric_Howarth_2023_05_05 | 2027 | CH4 Import - NY 2030 | Import | Methane | PJ | Dispatch-Import | VOM | 0 | [6 empty] | 0.75992 | 0
LCP_Inputs_ON_Electric_Howarth_2023_05_05 | 2027 | CH4 Import - NY 2030 | Import | Methane | QC | Dispatch-Import | EmissionsCost | 0 | [6 empty] | 0.75992 | 0
LCP_Inputs_ON_Electric_Howarth_2023_05_05 | 2027 | CH4 Import - NY 2030 | Import | Methane | QC | Dispatch-Import | FuelCost | 0 | [6 empty] | 0.75992 | 0
LCP_Inputs_ON_Electric_Howarth_2023_05_05 | 2027 | CH4 Import - NY 2030 | Import | Methane | QC | Dispatch-Import | VOM | 0 | [6 empty] | 0.75992 | 0
LCP_Inputs_ON_Electric_Howarth_2023_05_05 | 2027 | CH4 Import - NY 2030 | Import | Methane | WC | Dispatch-Import | EmissionsCost | 0 | [6 empty] | 0.75992 | 0
LCP_Inputs_ON_Electric_Howarth_2023_05_05 | 2027 | CH4 Import - NY 2030 | Import | Methane | WC | Dispatch-Import | FuelCost | 0 | [6 empty] | 0.75992 | 0
LCP_Inputs_ON_Electric_Howarth_2023_05_05 | 2027 | CH4 Import - NY 2030 | Import | Methane | WC | Dispatch-Import | VOM | 0 | [6 empty] | 0.75992 | 0
LCP_Inputs_ON_Electric_Howarth_2023_05_05 | 2027 | CH4 Import - NY 2040 | Import | Methane | MI | Dispatch-Import | EmissionsCost | 0 | [6 empty] | 0.75992 | 0
LCP_Inputs_ON_Electric_Howarth_2023_05_05 | 2027 | CH4 Import - NY 2040 | Import | Methane | MI | Dispatch-Import | FuelCost | 0 | [6 empty] | 0.75992 | 0
LCP_Inputs_ON_Electric_Howarth_2023_05_05 | 2027 | CH4 Import - NY 2040 | Import | Methane | MI | Dispatch-Import | VOM | 0 | [6 empty] | 0.75992 | 0
LCP_Inputs_ON_Electric_Howarth_2023_05_05 | 2027 | CH4 Import - NY 2040 | Import | Methane | NY | Dispatch-Import | EmissionsCost | 0 | [6 empty] | 0.75992 | 0
LCP_Inputs_ON_Electric_Howarth_2023_05_05 | 2027 | CH4 Import - NY 2040 | Import | Methane | NY | Dispatch-Import | FuelCost | 0 | [6 empty] | 0.75992 | 0
LCP_Inputs_ON_Electric_Howarth_2023_05_05 | 2027 | CH4 Import - NY 2040 | Import | Methane | NY | Dispatch-Import | VOM | 0 | [6 empty] | 0.75992 | 0
LCP_Inputs_ON_Electric_Howarth_2023_05_05 | 2027 | CH4 Import - NY 2040 | Import | Methane | ON | Dispatch-Import | EmissionsCost | 0 | [6 empty] | 0.75992 | 0
LCP_Inputs_ON_Electric_Howarth_2023_05_05 | 2027 | CH4 Import - NY 2040 | Import | Methane | ON | Dispatch-Import | FuelCost | 0 | [6 empty] | 0.75992 | 0
LCP_Inputs_ON_Electric_Howarth_2023_05_05 | 2027 | CH4 Import - NY 2040 | Import | Methane | ON | Dispatch-Import | VOM | 0 | [6 empty] | 0.75992 | 0
LCP_Inputs_ON_Electric_Howarth_2023_05_05 | 2027 | CH4 Import - NY 2040 | Import | Methane | PJ | Dispatch-Import | EmissionsCost | 0 | [6 empty] | 0.75992 | 0
LCP_Inputs_ON_Electric_Howarth_2023_05_05 | 2027 | CH4 Import - NY 2040 | Import | Methane | PJ | Dispatch-Import | FuelCost | 0 | [6 empty] | 0.75992 | 0
LCP_Inputs_ON_Electric_Howarth_2023_05_05 | 2027 | CH4 Import - NY 2040 | Import | Methane | PJ | Dispatch-Import | VOM | 0 | [6 empty] | 0.75992 | 0
LCP_Inputs_ON_Electric_Howarth_2023_05_05 | 2027 | CH4 Import - NY 2040 | Import | Methane | QC | Dispatch-Import | EmissionsCost | 0 | [6 empty] | 0.75992 | 0
LCP_Inputs_ON_Electric_Howarth_2023_05_05 | 2027 | CH4 Import - NY 2040 | Import | Methane | QC | Dispatch-Import | FuelCost | 0 | [6 empty] | 0.75992 | 0
LCP_Inputs_ON_Electric_Howarth_2023_05_05 | 2027 | CH4 Import - NY 2040 | Import | Methane | QC | Dispatch-Import | VOM | 0 | [6 empty] | 0.75992 | 0
LCP_Inputs_ON_Electric_Howarth_2023_05_05 | 2027 | CH4 Import - NY 2040 | Import | Methane | WC | Dispatch-Import | EmissionsCost | 0 | [6 empty] | 0.75992 | 0
LCP_Inputs_ON_Electric_Howarth_2023_05_05 | 2027 | CH4 Import - NY 2040 | Import | Methane | WC | Dispatch-Import | FuelCost | 0 | [6 empty] | 0.75992 | 0
LCP_Inputs_ON_Electric_Howarth_2023_05_05 | 2027 | CH4 Import - NY 2040 | Import | Methane | WC | Dispatch-Import | VOM | 0 | [6 empty] | 0.75992 | 0
LCP_Inputs_ON_Electric_Howarth_2023_05_05 | 2027 | CH4 Import - NY 2050 | Import | Methane | MI | Dispatch-Import | EmissionsCost | 0 | [6 empty] | 0.75992 | 0
LCP_Inputs_ON_Electric_Howarth_2023_05_05 | 2027 | CH4 Import - NY 2050 | Import | Methane | MI | Dispatch-Import | FuelCost | 0 | [6 empty] | 0.75992 | 0
LCP_Inputs_ON_Electric_Howarth_2023_05_05 | 2027 | CH4 Import - NY 2050 | Import | Methane | MI | Dispatch-Import | VOM | 0 | [6 empty] | 0.75992 | 0
LCP_Inputs_ON_Electric_Howarth_2023_05_05 | 2027 | CH4 Import - NY 2050 | Import | Methane | NY | Dispatch-Import | EmissionsCost | 0 | [6 empty] | 0.75992 | 0
LCP_Inputs_ON_Electric_Howarth_2023_05_05 | 2027 | CH4 Import - NY 2050 | Import | Methane | NY | Dispatch-Import | FuelCost | 0 | [6 empty] | 0.75992 | 0
LCP_Inputs_ON_Electric_Howarth_2023_05_05 | 2027 | CH4 Import - NY 2050 | Import | Methane | NY | Dispatch-Import | VOM | 0 | [6 empty] | 0.75992 | 0
LCP_Inputs_ON_Electric_Howarth_2023_05_05 | 2027 | CH4 Import - NY 2050 | Import | Methane | ON | Dispatch-Import | EmissionsCost | 0 | [6 empty] | 0.75992 | 0
LCP_Inputs_ON_Electric_Howarth_2023_05_05 | 2027 | CH4 Import - NY 2050 | Import | Methane | ON | Dispatch-Import | FuelCost | 0 | [6 empty] | 0.75992 | 0
LCP_Inputs_ON_Electric_Howarth_2023_05_05 | 2027 | CH4 Import - NY 2050 | Import | Methane | ON | Dispatch-Import | VOM | 0 | [6 empty] | 0.75992 | 0
LCP_Inputs_ON_Electric_Howarth_2023_05_05 | 2027 | CH4 Import - NY 2050 | Import | Methane | PJ | Dispatch-Import | EmissionsCost | 0 | [6 empty] | 0.75992 | 0
LCP_Inputs_ON_Electric_Howarth_2023_05_05 | 2027 | CH4 Import - NY 2050 | Import | Methane | PJ | Dispatch-Import | FuelCost | 0 | [6 empty] | 0.75992 | 0
LCP_Inputs_ON_Electric_Howarth_2023_05_05 | 2027 | CH4 Import - NY 2050 | Import | Methane | PJ | Dispatch-Import | VOM | 0 | [6 empty] | 0.75992 | 0
LCP_Inputs_ON_Electric_Howarth_2023_05_05 | 2027 | CH4 Import - NY 2050 | Import | Methane | QC | Dispatch-Import | EmissionsCost | 0 | [6 empty] | 0.75992 | 0
LCP_Inputs_ON_Electric_Howarth_2023_05_05 | 2027 | CH4 Import - NY 2050 | Import | Methane | QC | Dispatch-Import | FuelCost | 0 | [6 empty] | 0.75992 | 0
LCP_Inputs_ON_Electric_Howarth_2023_05_05 | 2027 | CH4 Import - NY 2050 | Import | Methane | QC | Dispatch-Import | VOM | 0 | [6 empty] | 0.75992 | 0
LCP_Inputs_ON_Electric_Howarth_2023_05_05 | 2027 | CH4 Import - NY 2050 | Import | Methane | WC | Dispatch-Import | EmissionsCost | 0 | [6 empty] | 0.75992 | 0
LCP_Inputs_ON_Electric_Howarth_2023_05_05 | 2027 | CH4 Import - NY 2050 | Import | Methane | WC | Dispatch-Import | FuelCost | 0 | [6 empty] | 0.75992 | 0
LCP_Inputs_ON_Electric_Howarth_2023_05_05 | 2027 | CH4 Import - NY 2050 | Import | Methane | WC | Dispatch-Import | VOM | 0 | [6 empty] | 0.75992 | 0
LCP_Inputs_ON_Electric_Howarth_2023_05_05 | 2027 | CH4 Import - WC 2020 | Import | Methane | MI | Dispatch-Import | EmissionsCost | 0 | [6 empty] | 0.75992 | 0
LCP_Inputs_ON_Electric_Howarth_2023_05_05 | 2027 | CH4 Import - WC 2020 | Import | Methane | MI | Dispatch-Import | FuelCost | 0 | [6 empty] | 0.75992 | 0
LCP_Inputs_ON_Electric_Howarth_2023_05_05 | 2027 | CH4 Import - WC 2020 | Import | Methane | MI | Dispatch-Import | VOM | 0 | [6 empty] | 0.75992 | 0
LCP_Inputs_ON_Electric_Howarth_2023_05_05 | 2027 | CH4 Import - WC 2020 | Import | Methane | NY | Dispatch-Import | EmissionsCost | 0 | [6 empty] | 0.75992 | 0
LCP_Inputs_ON_Electric_Howarth_2023_05_05 | 2027 | CH4 Import - WC 2020 | Import | Methane | NY | Dispatch-Import | FuelCost | 0 | [6 empty] | 0.75992 | 0
LCP_Inputs_ON_Electric_Howarth_2023_05_05 | 2027 | CH4 Import - WC 2020 | Import | Methane | NY | Dispatch-Import | VOM | 0 | [6 empty] | 0.75992 | 0
LCP_Inputs_ON_Electric_Howarth_2023_05_05 | 2027 | CH4 Import - WC 2020 | Import | Methane | ON | Dispatch-Import | EmissionsCost | 0 | [6 empty] | 0.75992 | 0
LCP_Inputs_ON_Electric_Howarth_2023_05_05 | 2027 | CH4 Import - WC 2020 | Import | Methane | ON | Dispatch-Import | FuelCost | 0 | [6 empty] | 0.75992 | 0
LCP_Inputs_ON_Electric_Howarth_2023_05_05 | 2027 | CH4 Import - WC 2020 | Import | Methane | ON | Dispatch-Import | VOM | 0 | [6 empty] | 0.75992 | 0
LCP_Inputs_ON_Electric_Howarth_2023_05_05 | 2027 | CH4 Import - WC 2020 | Import | Methane | PJ | Dispatch-Import | EmissionsCost | 0 | [6 empty] | 0.75992 | 0
LCP_Inputs_ON_Electric_Howarth_2023_05_05 | 2027 | CH4 Import - WC 2020 | Import | Methane | PJ | Dispatch-Import | FuelCost | 0 | [6 empty] | 0.75992 | 0
LCP_Inputs_ON_Electric_Howarth_2023_05_05 | 2027 | CH4 Import - WC 2020 | Import | Methane | PJ | Dispatch-Import | VOM | 0 | [6 empty] | 0.75992 | 0
LCP_Inputs_ON_Electric_Howarth_2023_05_05 | 2027 | CH4 Import - WC 2020 | Import | Methane | QC | Dispatch-Import | EmissionsCost | 0 | [6 empty] | 0.75992 | 0
LCP_Inputs_ON_Electric_Howarth_2023_05_05 | 2027 | CH4 Import - WC 2020 | Import | Methane | QC | Dispatch-Import | FuelCost | 0 | [6 empty] | 0.75992 | 0
LCP_Inputs_ON_Electric_Howarth_2023_05_05 | 2027 | CH4 Import - WC 2020 | Import | Methane | QC | Dispatch-Import | VOM | 0 | [6 empty] | 0.75992 | 0
LCP_Inputs_ON_Electric_Howarth_2023_05_05 | 2027 | CH4 Import - WC 2020 | Import | Methane | WC | Dispatch-Import | EmissionsCost | 1306945408.6229 | [6 empty] | 0.75992 | 993171096.8952
LCP_Inputs_ON_Electric_Howarth_2023_05_05 | 2027 | CH4 Import - WC 2020 | Import | Methane | WC | Dispatch-Import | FuelCost | 1887630761.6486 | [6 empty] | 0.75992 | 1434444240.525
LCP_Inputs_ON_Electric_Howarth_2023_05_05 | 2027 | CH4 Import - WC 2020 | Import | Methane | WC | Dispatch-Import | VOM | 0 | [6 empty] | 0.75992 | 0
LCP_Inputs_ON_Electric_Howarth_2023_05_05 | 2027 | CH4 Import - WC 2030 | Import | Methane | MI | Dispatch-Import | EmissionsCost | 0 | [6 empty] | 0.75992 | 0
LCP_Inputs_ON_Electric_Howarth_2023_05_05 | 2027 | CH4 Import - WC 2030 | Import | Methane | MI | Dispatch-Import | FuelCost | 0 | [6 empty] | 0.75992 | 0
LCP_Inputs_ON_Electric_Howarth_2023_05_05 | 2027 | CH4 Import - WC 2030 | Import | Methane | MI | Dispatch-Import | VOM | 0 | [6 empty] | 0.75992 | 0
LCP_Inputs_ON_Electric_Howarth_2023_05_05 | 2027 | CH4 Import - WC 2030 | Import | Methane | NY | Dispatch-Import | EmissionsCost | 0 | [6 empty] | 0.75992 | 0
LCP_Inputs_ON_Electric_Howarth_2023_05_05 | 2027 | CH4 Import - WC 2030 | Import | Methane | NY | Dispatch-Import | FuelCost | 0 | [6 empty] | 0.75992 | 0
LCP_Inputs_ON_Electric_Howarth_2023_05_05 | 2027 | CH4 Import - WC 2030 | Import | Methane | NY | Dispatch-Import | VOM | 0 | [6 empty] | 0.75992 | 0
LCP_Inputs_ON_Electric_Howarth_2023_05_05 | 2027 | CH4 Import - WC 2030 | Import | Methane | ON | Dispatch-Import | EmissionsCost | 0 | [6 empty] | 0.75992 | 0
LCP_Inputs_ON_Electric_Howarth_2023_05_05 | 2027 | CH4 Import - WC 2030 | Import | Methane | ON | Dispatch-Import | FuelCost | 0 | [6 empty] | 0.75992 | 0
LCP_Inputs_ON_Electric_Howarth_2023_05_05 | 2027 | CH4 Import - WC 2030 | Import | Methane | ON | Dispatch-Import | VOM | 0 | [6 empty] | 0.75992 | 0
LCP_Inputs_ON_Electric_Howarth_2023_05_05 | 2027 | CH4 Import - WC 2030 | Import | Methane | PJ | Dispatch-Import | EmissionsCost | 0 | [6 empty] | 0.75992 | 0
LCP_Inputs_ON_Electric_Howarth_2023_05_05 | 2027 | CH4 Import - WC 2030 | Import | Methane | PJ | Dispatch-Import | FuelCost | 0 | [6 empty] | 0.75992 | 0
LCP_Inputs_ON_Electric_Howarth_2023_05_05 | 2027 | CH4 Import - WC 2030 | Import | Methane | PJ | Dispatch-Import | VOM | 0 | [6 empty] | 0.75992 | 0
LCP_Inputs_ON_Electric_Howarth_2023_05_05 | 2027 | CH4 Import - WC 2030 | Import | Methane | QC | Dispatch-Import | EmissionsCost | 0 | [6 empty] | 0.75992 | 0
LCP_Inputs_ON_Electric_Howarth_2023_05_05 | 2027 | CH4 Import - WC 2030 | Import | Methane | QC | Dispatch-Import | FuelCost | 0 | [6 empty] | 0.75992 | 0
LCP_Inputs_ON_Electric_Howarth_2023_05_05 | 2027 | CH4 Import - WC 2030 | Import | Methane | QC | Dispatch-Import | VOM | 0 | [6 empty] | 0.75992 | 0
LCP_Inputs_ON_Electric_Howarth_2023_05_05 | 2027 | CH4 Import - WC 2030 | Import | Methane | WC | Dispatch-Import | EmissionsCost | 0 | [6 empty] | 0.75992 | 0
LCP_Inputs_ON_Electric_Howarth_2023_05_05 | 2027 | CH4 Import - WC 2030 | Import | Methane | WC | Dispatch-Import | FuelCost | 0 | [6 empty] | 0.75992 | 0
LCP_Inputs_ON_Electric_Howarth_2023_05_05 | 2027 | CH4 Import - WC 2030 | Import | Methane | WC | Dispatch-Import | VOM | 0 | [6 empty] | 0.75992 | 0
LCP_Inputs_ON_Electric_Howarth_2023_05_05 | 2027 | CH4 Import - WC 2040 | Import | Methane | MI | Dispatch-Import | EmissionsCost | 0 | [6 empty] | 0.75992 | 0
LCP_Inputs_ON_Electric_Howarth_2023_05_05 | 2027 | CH4 Import - WC 2040 | Import | Methane | MI | Dispatch-Import | FuelCost | 0 | [6 empty] | 0.75992 | 0
LCP_Inputs_ON_Electric_Howarth_2023_05_05 | 2027 | CH4 Import - WC 2040 | Import | Methane | MI | Dispatch-Import | VOM | 0 | [6 empty] | 0.75992 | 0
LCP_Inputs_ON_Electric_Howarth_2023_05_05 | 2027 | CH4 Import - WC 2040 | Import | Methane | NY | Dispatch-Import | EmissionsCost | 0 | [6 empty] | 0.75992 | 0
LCP_Inputs_ON_Electric_Howarth_2023_05_05 | 2027 | CH4 Import - WC 2040 | Import | Methane | NY | Dispatch-Import | FuelCost | 0 | [6 empty] | 0.75992 | 0
LCP_Inputs_ON_Electric_Howarth_2023_05_05 | 2027 | CH4 Import - WC 2040 | Import | Methane | NY | Dispatch-Import | VOM | 0 | [6 empty] | 0.75992 | 0
LCP_Inputs_ON_Electric_Howarth_2023_05_05 | 2027 | CH4 Import - WC 2040 | Import | Methane | ON | Dispatch-Import | EmissionsCost | 0 | [6 empty] | 0.75992 | 0
LCP_Inputs_ON_Electric_Howarth_2023_05_05 | 2027 | CH4 Import - WC 2040 | Import | Methane | ON | Dispatch-Import | FuelCost | 0 | [6 empty] | 0.75992 | 0
LCP_Inputs_ON_Electric_Howarth_2023_05_05 | 2027 | CH4 Import - WC 2040 | Import | Methane | ON | Dispatch-Import | VOM | 0 | [6 empty] | 0.75992 | 0
LCP_Inputs_ON_Electric_Howarth_2023_05_05 | 2027 | CH4 Import - WC 2040 | Import | Methane | PJ | Dispatch-Import | EmissionsCost | 0 | [6 empty] | 0.75992 | 0
LCP_Inputs_ON_Electric_Howarth_2023_05_05 | 2027 | CH4 Import - WC 2040 | Import | Methane | PJ | Dispatch-Import | FuelCost | 0 | [6 empty] | 0.75992 | 0
LCP_Inputs_ON_Electric_Howarth_2023_05_05 | 2027 | CH4 Import - WC 2040 | Import | Methane | PJ | Dispatch-Import | VOM | 0 | [6 empty] | 0.75992 | 0
LCP_Inputs_ON_Electric_Howarth_2023_05_05 | 2027 | CH4 Import - WC 2040 | Import | Methane | QC | Dispatch-Import | EmissionsCost | 0 | [6 empty] | 0.75992 | 0
LCP_Inputs_ON_Electric_Howarth_2023_05_05 | 2027 | CH4 Import - WC 2040 | Import | Methane | QC | Dispatch-Import | FuelCost | 0 | [6 empty] | 0.75992 | 0
LCP_Inputs_ON_Electric_Howarth_2023_05_05 | 2027 | CH4 Import - WC 2040 | Import | Methane | QC | Dispatch-Import | VOM | 0 | [6 empty] | 0.75992 | 0
LCP_Inputs_ON_Electric_Howarth_2023_05_05 | 2027 | CH4 Import - WC 2040 | Import | Methane | WC | Dispatch-Import | EmissionsCost | 0 | [6 empty] | 0.75992 | 0
LCP_Inputs_ON_Electric_Howarth_2023_05_05 | 2027 | CH4 Import - WC 2040 | Import | Methane | WC | Dispatch-Import | FuelCost | 0 | [6 empty] | 0.75992 | 0
LCP_Inputs_ON_Electric_Howarth_2023_05_05 | 2027 | CH4 Import - WC 2040 | Import | Methane | WC | Dispatch-Import | VOM | 0 | [6 empty] | 0.75992 | 0
LCP_Inputs_ON_Electric_Howarth_2023_05_05 | 2027 | CH4 Import - WC 2050 | Import | Methane | MI | Dispatch-Import | EmissionsCost | 0 | [6 empty] | 0.75992 | 0
LCP_Inputs_ON_Electric_Howarth_2023_05_05 | 2027 | CH4 Import - WC 2050 | Import | Methane | MI | Dispatch-Import | FuelCost | 0 | [6 empty] | 0.75992 | 0
LCP_Inputs_ON_Electric_Howarth_2023_05_05 | 2027 | CH4 Import - WC 2050 | Import | Methane | MI | Dispatch-Import | VOM | 0 | [6 empty] | 0.75992 | 0
LCP_Inputs_ON_Electric_Howarth_2023_05_05 | 2027 | CH4 Import - WC 2050 | Import | Methane | NY | Dispatch-Import | EmissionsCost | 0 | [6 empty] | 0.75992 | 0
LCP_Inputs_ON_Electric_Howarth_2023_05_05 | 2027 | CH4 Import - WC 2050 | Import | Methane | NY | Dispatch-Import | FuelCost | 0 | [6 empty] | 0.75992 | 0
LCP_Inputs_ON_Electric_Howarth_2023_05_05 | 2027 | CH4 Import - WC 2050 | Import | Methane | NY | Dispatch-Import | VOM | 0 | [6 empty] | 0.75992 | 0
LCP_Inputs_ON_Electric_Howarth_2023_05_05 | 2027 | CH4 Import - WC 2050 | Import | Methane | ON | Dispatch-Import | EmissionsCost | 0 | [6 empty] | 0.75992 | 0
LCP_Inputs_ON_Electric_Howarth_2023_05_05 | 2027 | CH4 Import - WC 2050 | Import | Methane | ON | Dispatch-Import | FuelCost | 0 | [6 empty] | 0.75992 | 0
LCP_Inputs_ON_Electric_Howarth_2023_05_05 | 2027 | CH4 Import - WC 2050 | Import | Methane | ON | Dispatch-Import | VOM | 0 | [6 empty] | 0.75992 | 0
LCP_Inputs_ON_Electric_Howarth_2023_05_05 | 2027 | CH4 Import - WC 2050 | Import | Methane | PJ | Dispatch-Import | EmissionsCost | 0 | [6 empty] | 0.75992 | 0
LCP_Inputs_ON_Electric_Howarth_2023_05_05 | 2027 | CH4 Import - WC 2050 | Import | Methane | PJ | Dispatch-Import | FuelCost | 0 | [6 empty] | 0.75992 | 0
LCP_Inputs_ON_Electric_Howarth_2023_05_05 | 2027 | CH4 Import - WC 2050 | Import | Methane | PJ | Dispatch-Import | VOM | 0 | [6 empty] | 0.75992 | 0
LCP_Inputs_ON_Electric_Howarth_2023_05_05 | 2027 | CH4 Import - WC 2050 | Import | Methane | QC | Dispatch-Import | EmissionsCost | 0 | [6 empty] | 0.75992 | 0
LCP_Inputs_ON_Electric_Howarth_2023_05_05 | 2027 | CH4 Import - WC 2050 | Import | Methane | QC | Dispatch-Import | FuelCost | 0 | [6 empty] | 0.75992 | 0
LCP_Inputs_ON_Electric_Howarth_2023_05_05 | 2027 | CH4 Import - WC 2050 | Import | Methane | QC | Dispatch-Import | VOM | 0 | [6 empty] | 0.75992 | 0
LCP_Inputs_ON_Electric_Howarth_2023_05_05 | 2027 | CH4 Import - WC 2050 | Import | Methane | WC | Dispatch-Import | EmissionsCost | 0 | [6 empty] | 0.75992 | 0
LCP_Inputs_ON_Electric_Howarth_2023_05_05 | 2027 | CH4 Import - WC 2050 | Import | Methane | WC | Dispatch-Import | FuelCost | 0 | [6 empty] | 0.75992 | 0
LCP_Inputs_ON_Electric_Howarth_2023_05_05 | 2027 | CH4 Import - WC 2050 | Import | Methane | WC | Dispatch-Import | VOM | 0 | [6 empty] | 0.75992 | 0
LCP_Inputs_ON_Electric_Howarth_2023_05_05 | 2027 | CH4 Salt Cavern Storage - ON | Storage | Methane | MI | Dispatch-Storage | EmissionsCost | 0 | [6 empty] | 0.75992 | 0
LCP_Inputs_ON_Electric_Howarth_2023_05_05 | 2027 | CH4 Salt Cavern Storage - ON | Storage | Methane | MI | Dispatch-Storage | FuelCost | 0 | [6 empty] | 0.75992 | 0
LCP_Inputs_ON_Electric_Howarth_2023_05_05 | 2027 | CH4 Salt Cavern Storage - ON | Storage | Methane | MI | Dispatch-Storage | VOM | 0 | [6 empty] | 0.75992 | 0
LCP_Inputs_ON_Electric_Howarth_2023_05_05 | 2027 | CH4 Salt Cavern Storage - ON | Storage | Methane | NY | Dispatch-Storage | EmissionsCost | 0 | [6 empty] | 0.75992 | 0
LCP_Inputs_ON_Electric_Howarth_2023_05_05 | 2027 | CH4 Salt Cavern Storage - ON | Storage | Methane | NY | Dispatch-Storage | FuelCost | 0 | [6 empty] | 0.75992 | 0
LCP_Inputs_ON_Electric_Howarth_2023_05_05 | 2027 | CH4 Salt Cavern Storage - ON | Storage | Methane | NY | Dispatch-Storage | VOM | 0 | [6 empty] | 0.75992 | 0
LCP_Inputs_ON_Electric_Howarth_2023_05_05 | 2027 | CH4 Salt Cavern Storage - ON | Storage | Methane | ON | Dispatch-Storage | EmissionsCost | 0 | [6 empty] | 0.75992 | 0
LCP_Inputs_ON_Electric_Howarth_2023_05_05 | 2027 | CH4 Salt Cavern Storage - ON | Storage | Methane | ON | Dispatch-Storage | FuelCost | 0 | [6 empty] | 0.75992 | 0
LCP_Inputs_ON_Electric_Howarth_2023_05_05 | 2027 | CH4 Salt Cavern Storage - ON | Storage | Methane | ON | Dispatch-Storage | VOM | 691417.653 | [6 empty] | 0.75992 | 525420.5909
LCP_Inputs_ON_Electric_Howarth_2023_05_05 | 2027 | CH4 Salt Cavern Storage - ON | Storage | Methane | PJ | Dispatch-Storage | EmissionsCost | 0 | [6 empty] | 0.75992 | 0
LCP_Inputs_ON_Electric_Howarth_2023_05_05 | 2027 | CH4 Salt Cavern Storage - ON | Storage | Methane | PJ | Dispatch-Storage | FuelCost | 0 | [6 empty] | 0.75992 | 0
LCP_Inputs_ON_Electric_Howarth_2023_05_05 | 2027 | CH4 Salt Cavern Storage - ON | Storage | Methane | PJ | Dispatch-Storage | VOM | 0 | [6 empty] | 0.75992 | 0
LCP_Inputs_ON_Electric_Howarth_2023_05_05 | 2027 | CH4 Salt Cavern Storage - ON | Storage | Methane | QC | Dispatch-Storage | EmissionsCost | 0 | [6 empty] | 0.75992 | 0
LCP_Inputs_ON_Electric_Howarth_2023_05_05 | 2027 | CH4 Salt Cavern Storage - ON | Storage | Methane | QC | Dispatch-Storage | FuelCost | 0 | [6 empty] | 0.75992 | 0
LCP_Inputs_ON_Electric_Howarth_2023_05_05 | 2027 | CH4 Salt Cavern Storage - ON | Storage | Methane | QC | Dispatch-Storage | VOM | 0 | [6 empty] | 0.75992 | 0
LCP_Inputs_ON_Electric_Howarth_2023_05_05 | 2027 | CH4 Salt Cavern Storage - ON | Storage | Methane | WC | Dispatch-Storage | EmissionsCost | 0 | [6 empty] | 0.75992 | 0
LCP_Inputs_ON_Electric_Howarth_2023_05_05 | 2027 | CH4 Salt Cavern Storage - ON | Storage | Methane | WC | Dispatch-Storage | FuelCost | 0 | [6 empty] | 0.75992 | 0
LCP_Inputs_ON_Electric_Howarth_2023_05_05 | 2027 | CH4 Salt Cavern Storage - ON | Storage | Methane | WC | Dispatch-Storage | VOM | 0 | [6 empty] | 0.75992 | 0
LCP_Inputs_ON_Electric_Howarth_2023_05_05 | 2027 | Electrolyser 2020/2030 | Crossload | Hydrogen | MI | Dispatch-Crossload | EmissionsCost | 0 | [6 empty] | 0.75992 | 0
LCP_Inputs_ON_Electric_Howarth_2023_05_05 | 2027 | Electrolyser 2020/2030 | Crossload | Hydrogen | MI | Dispatch-Crossload | FuelCost | 0 | [6 empty] | 0.75992 | 0
LCP_Inputs_ON_Electric_Howarth_2023_05_05 | 2027 | Electrolyser 2020/2030 | Crossload | Hydrogen | MI | Dispatch-Crossload | VOM | 0 | [6 empty] | 0.75992 | 0
LCP_Inputs_ON_Electric_Howarth_2023_05_05 | 2027 | Electrolyser 2020/2030 | Crossload | Hydrogen | NY | Dispatch-Crossload | EmissionsCost | 0 | [6 empty] | 0.75992 | 0
LCP_Inputs_ON_Electric_Howarth_2023_05_05 | 2027 | Electrolyser 2020/2030 | Crossload | Hydrogen | NY | Dispatch-Crossload | FuelCost | 0 | [6 empty] | 0.75992 | 0
LCP_Inputs_ON_Electric_Howarth_2023_05_05 | 2027 | Electrolyser 2020/2030 | Crossload | Hydrogen | NY | Dispatch-Crossload | VOM | 0 | [6 empty] | 0.75992 | 0
LCP_Inputs_ON_Electric_Howarth_2023_05_05 | 2027 | Electrolyser 2020/2030 | Crossload | Hydrogen | ON | Dispatch-Crossload | EmissionsCost | 0 | [6 empty] | 0.75992 | 0
LCP_Inputs_ON_Electric_Howarth_2023_05_05 | 2027 | Electrolyser 2020/2030 | Crossload | Hydrogen | ON | Dispatch-Crossload | FuelCost | 0 | [6 empty] | 0.75992 | 0
LCP_Inputs_ON_Electric_Howarth_2023_05_05 | 2027 | Electrolyser 2020/2030 | Crossload | Hydrogen | ON | Dispatch-Crossload | VOM | 0 | [6 empty] | 0.75992 | 0
LCP_Inputs_ON_Electric_Howarth_2023_05_05 | 2027 | Electrolyser 2020/2030 | Crossload | Hydrogen | PJ | Dispatch-Crossload | EmissionsCost | 0 | [6 empty] | 0.75992 | 0
LCP_Inputs_ON_Electric_Howarth_2023_05_05 | 2027 | Electrolyser 2020/2030 | Crossload | Hydrogen | PJ | Dispatch-Crossload | FuelCost | 0 | [6 empty] | 0.75992 | 0
LCP_Inputs_ON_Electric_Howarth_2023_05_05 | 2027 | Electrolyser 2020/2030 | Crossload | Hydrogen | PJ | Dispatch-Crossload | VOM | 0 | [6 empty] | 0.75992 | 0
LCP_Inputs_ON_Electric_Howarth_2023_05_05 | 2027 | Electrolyser 2020/2030 | Crossload | Hydrogen | QC | Dispatch-Crossload | EmissionsCost | 0 | [6 empty] | 0.75992 | 0
LCP_Inputs_ON_Electric_Howarth_2023_05_05 | 2027 | Electrolyser 2020/2030 | Crossload | Hydrogen | QC | Dispatch-Crossload | FuelCost | 0 | [6 empty] | 0.75992 | 0
LCP_Inputs_ON_Electric_Howarth_2023_05_05 | 2027 | Electrolyser 2020/2030 | Crossload | Hydrogen | QC | Dispatch-Crossload | VOM | 0 | [6 empty] | 0.75992 | 0
LCP_Inputs_ON_Electric_Howarth_2023_05_05 | 2027 | Electrolyser 2020/2030 | Crossload | Hydrogen | WC | Dispatch-Crossload | EmissionsCost | 0 | [6 empty] | 0.75992 | 0
LCP_Inputs_ON_Electric_Howarth_2023_05_05 | 2027 | Electrolyser 2020/2030 | Crossload | Hydrogen | WC | Dispatch-Crossload | FuelCost | 0 | [6 empty] | 0.75992 | 0
LCP_Inputs_ON_Electric_Howarth_2023_05_05 | 2027 | Electrolyser 2020/2030 | Crossload | Hydrogen | WC | Dispatch-Crossload | VOM | 0 | [6 empty] | 0.75992 | 0
LCP_Inputs_ON_Electric_Howarth_2023_05_05 | 2027 | Electrolyser 2040 | Crossload | Hydrogen | MI | Dispatch-Crossload | EmissionsCost | 0 | [6 empty] | 0.75992 | 0
LCP_Inputs_ON_Electric_Howarth_2023_05_05 | 2027 | Electrolyser 2040 | Crossload | Hydrogen | MI | Dispatch-Crossload | FuelCost | 0 | [6 empty] | 0.75992 | 0
LCP_Inputs_ON_Electric_Howarth_2023_05_05 | 2027 | Electrolyser 2040 | Crossload | Hydrogen | MI | Dispatch-Crossload | VOM | 0 | [6 empty] | 0.75992 | 0
LCP_Inputs_ON_Electric_Howarth_2023_05_05 | 2027 | Electrolyser 2040 | Crossload | Hydrogen | NY | Dispatch-Crossload | EmissionsCost | 0 | [6 empty] | 0.75992 | 0
LCP_Inputs_ON_Electric_Howarth_2023_05_05 | 2027 | Electrolyser 2040 | Crossload | Hydrogen | NY | Dispatch-Crossload | FuelCost | 0 | [6 empty] | 0.75992 | 0
LCP_Inputs_ON_Electric_Howarth_2023_05_05 | 2027 | Electrolyser 2040 | Crossload | Hydrogen | NY | Dispatch-Crossload | VOM | 0 | [6 empty] | 0.75992 | 0
LCP_Inputs_ON_Electric_Howarth_2023_05_05 | 2027 | Electrolyser 2040 | Crossload | Hydrogen | ON | Dispatch-Crossload | EmissionsCost | 0 | [6 empty] | 0.75992 | 0
LCP_Inputs_ON_Electric_Howarth_2023_05_05 | 2027 | Electrolyser 2040 | Crossload | Hydrogen | ON | Dispatch-Crossload | FuelCost | 0 | [6 empty] | 0.75992 | 0
LCP_Inputs_ON_Electric_Howarth_2023_05_05 | 2027 | Electrolyser 2040 | Crossload | Hydrogen | ON | Dispatch-Crossload | VOM | 0 | [6 empty] | 0.75992 | 0
LCP_Inputs_ON_Electric_Howarth_2023_05_05 | 2027 | Electrolyser 2040 | Crossload | Hydrogen | PJ | Dispatch-Crossload | EmissionsCost | 0 | [6 empty] | 0.75992 | 0
LCP_Inputs_ON_Electric_Howarth_2023_05_05 | 2027 | Electrolyser 2040 | Crossload | Hydrogen | PJ | Dispatch-Crossload | FuelCost | 0 | [6 empty] | 0.75992 | 0
LCP_Inputs_ON_Electric_Howarth_2023_05_05 | 2027 | Electrolyser 2040 | Crossload | Hydrogen | PJ | Dispatch-Crossload | VOM | 0 | [6 empty] | 0.75992 | 0
LCP_Inputs_ON_Electric_Howarth_2023_05_05 | 2027 | Electrolyser 2040 | Crossload | Hydrogen | QC | Dispatch-Crossload | EmissionsCost | 0 | [6 empty] | 0.75992 | 0
LCP_Inputs_ON_Electric_Howarth_2023_05_05 | 2027 | Electrolyser 2040 | Crossload | Hydrogen | QC | Dispatch-Crossload | FuelCost | 0 | [6 empty] | 0.75992 | 0
LCP_Inputs_ON_Electric_Howarth_2023_05_05 | 2027 | Electrolyser 2040 | Crossload | Hydrogen | QC | Dispatch-Crossload | VOM | 0 | [6 empty] | 0.75992 | 0
LCP_Inputs_ON_Electric_Howarth_2023_05_05 | 2027 | Electrolyser 2040 | Crossload | Hydrogen | WC | Dispatch-Crossload | EmissionsCost | 0 | [6 empty] | 0.75992 | 0
LCP_Inputs_ON_Electric_Howarth_2023_05_05 | 2027 | Electrolyser 2040 | Crossload | Hydrogen | WC | Dispatch-Crossload | FuelCost | 0 | [6 empty] | 0.75992 | 0
LCP_Inputs_ON_Electric_Howarth_2023_05_05 | 2027 | Electrolyser 2040 | Crossload | Hydrogen | WC | Dispatch-Crossload | VOM | 0 | [6 empty] | 0.75992 | 0
LCP_Inputs_ON_Electric_Howarth_2023_05_05 | 2027 | Electrolyser 2050 | Crossload | Hydrogen | MI | Dispatch-Crossload | EmissionsCost | 0 | [6 empty] | 0.75992 | 0
LCP_Inputs_ON_Electric_Howarth_2023_05_05 | 2027 | Electrolyser 2050 | Crossload | Hydrogen | MI | Dispatch-Crossload | FuelCost | 0 | [6 empty] | 0.75992 | 0
LCP_Inputs_ON_Electric_Howarth_2023_05_05 | 2027 | Electrolyser 2050 | Crossload | Hydrogen | MI | Dispatch-Crossload | VOM | 0 | [6 empty] | 0.75992 | 0
LCP_Inputs_ON_Electric_Howarth_2023_05_05 | 2027 | Electrolyser 2050 | Crossload | Hydrogen | NY | Dispatch-Crossload | EmissionsCost | 0 | [6 empty] | 0.75992 | 0
LCP_Inputs_ON_Electric_Howarth_2023_05_05 | 2027 | Electrolyser 2050 | Crossload | Hydrogen | NY | Dispatch-Crossload | FuelCost | 0 | [6 empty] | 0.75992 | 0
LCP_Inputs_ON_Electric_Howarth_2023_05_05 | 2027 | Electrolyser 2050 | Crossload | Hydrogen | NY | Dispatch-Crossload | VOM | 0 | [6 empty] | 0.75992 | 0
LCP_Inputs_ON_Electric_Howarth_2023_05_05 | 2027 | Electrolyser 2050 | Crossload | Hydrogen | ON | Dispatch-Crossload | EmissionsCost | 0 | [6 empty] | 0.75992 | 0
LCP_Inputs_ON_Electric_Howarth_2023_05_05 | 2027 | Electrolyser 2050 | Crossload | Hydrogen | ON | Dispatch-Crossload | FuelCost | 0 | [6 empty] | 0.75992 | 0
LCP_Inputs_ON_Electric_Howarth_2023_05_05 | 2027 | Electrolyser 2050 | Crossload | Hydrogen | ON | Dispatch-Crossload | VOM | 0 | [6 empty] | 0.75992 | 0
LCP_Inputs_ON_Electric_Howarth_2023_05_05 | 2027 | Electrolyser 2050 | Crossload | Hydrogen | PJ | Dispatch-Crossload | EmissionsCost | 0 | [6 empty] | 0.75992 | 0
LCP_Inputs_ON_Electric_Howarth_2023_05_05 | 2027 | Electrolyser 2050 | Crossload | Hydrogen | PJ | Dispatch-Crossload | FuelCost | 0 | [6 empty] | 0.75992 | 0
LCP_Inputs_ON_Electric_Howarth_2023_05_05 | 2027 | Electrolyser 2050 | Crossload | Hydrogen | PJ | Dispatch-Crossload | VOM | 0 | [6 empty] | 0.75992 | 0
LCP_Inputs_ON_Electric_Howarth_2023_05_05 | 2027 | Electrolyser 2050 | Crossload | Hydrogen | QC | Dispatch-Crossload | EmissionsCost | 0 | [6 empty] | 0.75992 | 0
LCP_Inputs_ON_Electric_Howarth_2023_05_05 | 2027 | Electrolyser 2050 | Crossload | Hydrogen | QC | Dispatch-Crossload | FuelCost | 0 | [6 empty] | 0.75992 | 0
LCP_Inputs_ON_Electric_Howarth_2023_05_05 | 2027 | Electrolyser 2050 | Crossload | Hydrogen | QC | Dispatch-Crossload | VOM | 0 | [6 empty] | 0.75992 | 0
LCP_Inputs_ON_Electric_Howarth_2023_05_05 | 2027 | Electrolyser 2050 | Crossload | Hydrogen | WC | Dispatch-Crossload | EmissionsCost | 0 | [6 empty] | 0.75992 | 0
LCP_Inputs_ON_Electric_Howarth_2023_05_05 | 2027 | Electrolyser 2050 | Crossload | Hydrogen | WC | Dispatch-Crossload | FuelCost | 0 | [6 empty] | 0.75992 | 0
LCP_Inputs_ON_Electric_Howarth_2023_05_05 | 2027 | Electrolyser 2050 | Crossload | Hydrogen | WC | Dispatch-Crossload | VOM | 0 | [6 empty] | 0.75992 | 0
LCP_Inputs_ON_Electric_Howarth_2023_05_05 | 2027 | Fossil Fuel Thermal (Coal, Peat, Oil) | Generation | Electricity | MI | Dispatch-Generation | EmissionsCost | 0 | [6 empty] | 0.75992 | 0
LCP_Inputs_ON_Electric_Howarth_2023_05_05 | 2027 | Fossil Fuel Thermal (Coal, Peat, Oil) | Generation | Electricity | MI | Dispatch-Generation | FuelCost | 0 | [6 empty] | 0.75992 | 0
LCP_Inputs_ON_Electric_Howarth_2023_05_05 | 2027 | Fossil Fuel Thermal (Coal, Peat, Oil) | Generation | Electricity | MI | Dispatch-Generation | VOM | 0 | [6 empty] | 0.75992 | 0
LCP_Inputs_ON_Electric_Howarth_2023_05_05 | 2027 | Fossil Fuel Thermal (Coal, Peat, Oil) | Generation | Electricity | NY | Dispatch-Generation | EmissionsCost | 0 | [6 empty] | 0.75992 | 0
LCP_Inputs_ON_Electric_Howarth_2023_05_05 | 2027 | Fossil Fuel Thermal (Coal, Peat, Oil) | Generation | Electricity | NY | Dispatch-Generation | FuelCost | 0 | [6 empty] | 0.75992 | 0
LCP_Inputs_ON_Electric_Howarth_2023_05_05 | 2027 | Fossil Fuel Thermal (Coal, Peat, Oil) | Generation | Electricity | NY | Dispatch-Generation | VOM | 0 | [6 empty] | 0.75992 | 0
LCP_Inputs_ON_Electric_Howarth_2023_05_05 | 2027 | Fossil Fuel Thermal (Coal, Peat, Oil) | Generation | Electricity | ON | Dispatch-Generation | EmissionsCost | 0 | [6 empty] | 0.75992 | 0
LCP_Inputs_ON_Electric_Howarth_2023_05_05 | 2027 | Fossil Fuel Thermal (Coal, Peat, Oil) | Generation | Electricity | ON | Dispatch-Generation | FuelCost | 0 | [6 empty] | 0.75992 | 0
LCP_Inputs_ON_Electric_Howarth_2023_05_05 | 2027 | Fossil Fuel Thermal (Coal, Peat, Oil) | Generation | Electricity | ON | Dispatch-Generation | VOM | 0 | [6 empty] | 0.75992 | 0
LCP_Inputs_ON_Electric_Howarth_2023_05_05 | 2027 | Fossil Fuel Thermal (Coal, Peat, Oil) | Generation | Electricity | PJ | Dispatch-Generation | EmissionsCost | 0 | [6 empty] | 0.75992 | 0
LCP_Inputs_ON_Electric_Howarth_2023_05_05 | 2027 | Fossil Fuel Thermal (Coal, Peat, Oil) | Generation | Electricity | PJ | Dispatch-Generation | FuelCost | 0 | [6 empty] | 0.75992 | 0
LCP_Inputs_ON_Electric_Howarth_2023_05_05 | 2027 | Fossil Fuel Thermal (Coal, Peat, Oil) | Generation | Electricity | PJ | Dispatch-Generation | VOM | 0 | [6 empty] | 0.75992 | 0
LCP_Inputs_ON_Electric_Howarth_2023_05_05 | 2027 | Fossil Fuel Thermal (Coal, Peat, Oil) | Generation | Electricity | QC | Dispatch-Generation | EmissionsCost | 0 | [6 empty] | 0.75992 | 0
LCP_Inputs_ON_Electric_Howarth_2023_05_05 | 2027 | Fossil Fuel Thermal (Coal, Peat, Oil) | Generation | Electricity | QC | Dispatch-Generation | FuelCost | 0 | [6 empty] | 0.75992 | 0
LCP_Inputs_ON_Electric_Howarth_2023_05_05 | 2027 | Fossil Fuel Thermal (Coal, Peat, Oil) | Generation | Electricity | QC | Dispatch-Generation | VOM | 0 | [6 empty] | 0.75992 | 0
LCP_Inputs_ON_Electric_Howarth_2023_05_05 | 2027 | Fossil Fuel Thermal (Coal, Peat, Oil) | Generation | Electricity | WC | Dispatch-Generation | EmissionsCost | 0 | [6 empty] | 0.75992 | 0
LCP_Inputs_ON_Electric_Howarth_2023_05_05 | 2027 | Fossil Fuel Thermal (Coal, Peat, Oil) | Generation | Electricity | WC | Dispatch-Generation | FuelCost | 0 | [6 empty] | 0.75992 | 0
LCP_Inputs_ON_Electric_Howarth_2023_05_05 | 2027 | Fossil Fuel Thermal (Coal, Peat, Oil) | Generation | Electricity | WC | Dispatch-Generation | VOM | 0 | [6 empty] | 0.75992 | 0
LCP_Inputs_ON_Electric_Howarth_2023_05_05 | 2027 | Generic - Generator | Generation | Electricity | MI | Dispatch-Generation | EmissionsCost | 0 | [6 empty] | 0.75992 | 0
LCP_Inputs_ON_Electric_Howarth_2023_05_05 | 2027 | Generic - Generator | Generation | Electricity | MI | Dispatch-Generation | FuelCost | 3915156012.6892 | [6 empty] | 0.75992 | 2975196795.5077
LCP_Inputs_ON_Electric_Howarth_2023_05_05 | 2027 | Generic - Generator | Generation | Electricity | MI | Dispatch-Generation | VOM | 405055337.0793 | [6 empty] | 0.75992 | 307808765.9791
LCP_Inputs_ON_Electric_Howarth_2023_05_05 | 2027 | Generic - Generator | Generation | Electricity | NY | Dispatch-Generation | EmissionsCost | 0 | [6 empty] | 0.75992 | 0
LCP_Inputs_ON_Electric_Howarth_2023_05_05 | 2027 | Generic - Generator | Generation | Electricity | NY | Dispatch-Generation | FuelCost | 1632281015.876 | [6 empty] | 0.75992 | 1240399420.1157
LCP_Inputs_ON_Electric_Howarth_2023_05_05 | 2027 | Generic - Generator | Generation | Electricity | NY | Dispatch-Generation | VOM | 168872998.9178 | [6 empty] | 0.75992 | 128329600.0465
LCP_Inputs_ON_Electric_Howarth_2023_05_05 | 2027 | Generic - Generator | Generation | Electricity | ON | Dispatch-Generation | EmissionsCost | 0 | [6 empty] | 0.75992 | 0
LCP_Inputs_ON_Electric_Howarth_2023_05_05 | 2027 | Generic - Generator | Generation | Electricity | ON | Dispatch-Generation | FuelCost | 0 | [6 empty] | 0.75992 | 0
LCP_Inputs_ON_Electric_Howarth_2023_05_05 | 2027 | Generic - Generator | Generation | Electricity | ON | Dispatch-Generation | VOM | 0 | [6 empty] | 0.75992 | 0
LCP_Inputs_ON_Electric_Howarth_2023_05_05 | 2027 | Generic - Generator | Generation | Electricity | PJ | Dispatch-Generation | EmissionsCost | 0 | [6 empty] | 0.75992 | 0
LCP_Inputs_ON_Electric_Howarth_2023_05_05 | 2027 | Generic - Generator | Generation | Electricity | PJ | Dispatch-Generation | FuelCost | 14422259590.9655 | [6 empty] | 0.75992 | 10959731969.799
LCP_Inputs_ON_Electric_Howarth_2023_05_05 | 2027 | Generic - Generator | Generation | Electricity | PJ | Dispatch-Generation | VOM | 1492102281.7812 | [6 empty] | 0.75992 | 1133875103.045
LCP_Inputs_ON_Electric_Howarth_2023_05_05 | 2027 | Generic - Generator | Generation | Electricity | QC | Dispatch-Generation | EmissionsCost | 0 | [6 empty] | 0.75992 | 0
LCP_Inputs_ON_Electric_Howarth_2023_05_05 | 2027 | Generic - Generator | Generation | Electricity | QC | Dispatch-Generation | FuelCost | 0 | [6 empty] | 0.75992 | 0
LCP_Inputs_ON_Electric_Howarth_2023_05_05 | 2027 | Generic - Generator | Generation | Electricity | QC | Dispatch-Generation | VOM | 0 | [6 empty] | 0.75992 | 0
LCP_Inputs_ON_Electric_Howarth_2023_05_05 | 2027 | Generic - Generator | Generation | Electricity | WC | Dispatch-Generation | EmissionsCost | 0 | [6 empty] | 0.75992 | 0
LCP_Inputs_ON_Electric_Howarth_2023_05_05 | 2027 | Generic - Generator | Generation | Electricity | WC | Dispatch-Generation | FuelCost | 1069473.0011 | [6 empty] | 0.75992 | 812711.5843
LCP_Inputs_ON_Electric_Howarth_2023_05_05 | 2027 | Generic - Generator | Generation | Electricity | WC | Dispatch-Generation | VOM | 110645.8454 | [6 empty] | 0.75992 | 84081.7489
LCP_Inputs_ON_Electric_Howarth_2023_05_05 | 2027 | H2 Import - QC | Import | Hydrogen | MI | Dispatch-Import | EmissionsCost | 0 | [6 empty] | 0.75992 | 0
LCP_Inputs_ON_Electric_Howarth_2023_05_05 | 2027 | H2 Import - QC | Import | Hydrogen | MI | Dispatch-Import | FuelCost | 0 | [6 empty] | 0.75992 | 0
LCP_Inputs_ON_Electric_Howarth_2023_05_05 | 2027 | H2 Import - QC | Import | Hydrogen | MI | Dispatch-Import | VOM | 0 | [6 empty] | 0.75992 | 0
LCP_Inputs_ON_Electric_Howarth_2023_05_05 | 2027 | H2 Import - QC | Import | Hydrogen | NY | Dispatch-Import | EmissionsCost | 0 | [6 empty] | 0.75992 | 0
LCP_Inputs_ON_Electric_Howarth_2023_05_05 | 2027 | H2 Import - QC | Import | Hydrogen | NY | Dispatch-Import | FuelCost | 0 | [6 empty] | 0.75992 | 0
LCP_Inputs_ON_Electric_Howarth_2023_05_05 | 2027 | H2 Import - QC | Import | Hydrogen | NY | Dispatch-Import | VOM | 0 | [6 empty] | 0.75992 | 0
LCP_Inputs_ON_Electric_Howarth_2023_05_05 | 2027 | H2 Import - QC | Import | Hydrogen | ON | Dispatch-Import | EmissionsCost | 0 | [6 empty] | 0.75992 | 0
LCP_Inputs_ON_Electric_Howarth_2023_05_05 | 2027 | H2 Import - QC | Import | Hydrogen | ON | Dispatch-Import | FuelCost | 0 | [6 empty] | 0.75992 | 0
LCP_Inputs_ON_Electric_Howarth_2023_05_05 | 2027 | H2 Import - QC | Import | Hydrogen | ON | Dispatch-Import | VOM | 0 | [6 empty] | 0.75992 | 0
LCP_Inputs_ON_Electric_Howarth_2023_05_05 | 2027 | H2 Import - QC | Import | Hydrogen | PJ | Dispatch-Import | EmissionsCost | 0 | [6 empty] | 0.75992 | 0
LCP_Inputs_ON_Electric_Howarth_2023_05_05 | 2027 | H2 Import - QC | Import | Hydrogen | PJ | Dispatch-Import | FuelCost | 0 | [6 empty] | 0.75992 | 0
LCP_Inputs_ON_Electric_Howarth_2023_05_05 | 2027 | H2 Import - QC | Import | Hydrogen | PJ | Dispatch-Import | VOM | 0 | [6 empty] | 0.75992 | 0
LCP_Inputs_ON_Electric_Howarth_2023_05_05 | 2027 | H2 Import - QC | Import | Hydrogen | QC | Dispatch-Import | EmissionsCost | 0 | [6 empty] | 0.75992 | 0
LCP_Inputs_ON_Electric_Howarth_2023_05_05 | 2027 | H2 Import - QC | Import | Hydrogen | QC | Dispatch-Import | FuelCost | 0 | [6 empty] | 0.75992 | 0
LCP_Inputs_ON_Electric_Howarth_2023_05_05 | 2027 | H2 Import - QC | Import | Hydrogen | QC | Dispatch-Import | VOM | 0 | [6 empty] | 0.75992 | 0
LCP_Inputs_ON_Electric_Howarth_2023_05_05 | 2027 | H2 Import - QC | Import | Hydrogen | WC | Dispatch-Import | EmissionsCost | 0 | [6 empty] | 0.75992 | 0
LCP_Inputs_ON_Electric_Howarth_2023_05_05 | 2027 | H2 Import - QC | Import | Hydrogen | WC | Dispatch-Import | FuelCost | 0 | [6 empty] | 0.75992 | 0
LCP_Inputs_ON_Electric_Howarth_2023_05_05 | 2027 | H2 Import - QC | Import | Hydrogen | WC | Dispatch-Import | VOM | 0 | [6 empty] | 0.75992 | 0
LCP_Inputs_ON_Electric_Howarth_2023_05_05 | 2027 | H2 Import - WC | Import | Hydrogen | MI | Dispatch-Import | EmissionsCost | 0 | [6 empty] | 0.75992 | 0
LCP_Inputs_ON_Electric_Howarth_2023_05_05 | 2027 | H2 Import - WC | Import | Hydrogen | MI | Dispatch-Import | FuelCost | 0 | [6 empty] | 0.75992 | 0
LCP_Inputs_ON_Electric_Howarth_2023_05_05 | 2027 | H2 Import - WC | Import | Hydrogen | MI | Dispatch-Import | VOM | 0 | [6 empty] | 0.75992 | 0
LCP_Inputs_ON_Electric_Howarth_2023_05_05 | 2027 | H2 Import - WC | Import | Hydrogen | NY | Dispatch-Import | EmissionsCost | 0 | [6 empty] | 0.75992 | 0
LCP_Inputs_ON_Electric_Howarth_2023_05_05 | 2027 | H2 Import - WC | Import | Hydrogen | NY | Dispatch-Import | FuelCost | 0 | [6 empty] | 0.75992 | 0
LCP_Inputs_ON_Electric_Howarth_2023_05_05 | 2027 | H2 Import - WC | Import | Hydrogen | NY | Dispatch-Import | VOM | 0 | [6 empty] | 0.75992 | 0
LCP_Inputs_ON_Electric_Howarth_2023_05_05 | 2027 | H2 Import - WC | Import | Hydrogen | ON | Dispatch-Import | EmissionsCost | 0 | [6 empty] | 0.75992 | 0
LCP_Inputs_ON_Electric_Howarth_2023_05_05 | 2027 | H2 Import - WC | Import | Hydrogen | ON | Dispatch-Import | FuelCost | 0 | [6 empty] | 0.75992 | 0
LCP_Inputs_ON_Electric_Howarth_2023_05_05 | 2027 | H2 Import - WC | Import | Hydrogen | ON | Dispatch-Import | VOM | 0 | [6 empty] | 0.75992 | 0
LCP_Inputs_ON_Electric_Howarth_2023_05_05 | 2027 | H2 Import - WC | Import | Hydrogen | PJ | Dispatch-Import | EmissionsCost | 0 | [6 empty] | 0.75992 | 0
LCP_Inputs_ON_Electric_Howarth_2023_05_05 | 2027 | H2 Import - WC | Import | Hydrogen | PJ | Dispatch-Import | FuelCost | 0 | [6 empty] | 0.75992 | 0
LCP_Inputs_ON_Electric_Howarth_2023_05_05 | 2027 | H2 Import - WC | Import | Hydrogen | PJ | Dispatch-Import | VOM | 0 | [6 empty] | 0.75992 | 0
LCP_Inputs_ON_Electric_Howarth_2023_05_05 | 2027 | H2 Import - WC | Import | Hydrogen | QC | Dispatch-Import | EmissionsCost | 0 | [6 empty] | 0.75992 | 0
LCP_Inputs_ON_Electric_Howarth_2023_05_05 | 2027 | H2 Import - WC | Import | Hydrogen | QC | Dispatch-Import | FuelCost | 0 | [6 empty] | 0.75992 | 0
LCP_Inputs_ON_Electric_Howarth_2023_05_05 | 2027 | H2 Import - WC | Import | Hydrogen | QC | Dispatch-Import | VOM | 0 | [6 empty] | 0.75992 | 0
LCP_Inputs_ON_Electric_Howarth_2023_05_05 | 2027 | H2 Import - WC | Import | Hydrogen | WC | Dispatch-Import | EmissionsCost | 0 | [6 empty] | 0.75992 | 0
LCP_Inputs_ON_Electric_Howarth_2023_05_05 | 2027 | H2 Import - WC | Import | Hydrogen | WC | Dispatch-Import | FuelCost | 0 | [6 empty] | 0.75992 | 0
LCP_Inputs_ON_Electric_Howarth_2023_05_05 | 2027 | H2 Import - WC | Import | Hydrogen | WC | Dispatch-Import | VOM | 0 | [6 empty] | 0.75992 | 0
LCP_Inputs_ON_Electric_Howarth_2023_05_05 | 2027 | H2 Salt Cavern Storage - ON | Storage | Hydrogen | MI | Dispatch-Storage | EmissionsCost | 0 | [6 empty] | 0.75992 | 0
LCP_Inputs_ON_Electric_Howarth_2023_05_05 | 2027 | H2 Salt Cavern Storage - ON | Storage | Hydrogen | MI | Dispatch-Storage | FuelCost | 0 | [6 empty] | 0.75992 | 0
LCP_Inputs_ON_Electric_Howarth_2023_05_05 | 2027 | H2 Salt Cavern Storage - ON | Storage | Hydrogen | MI | Dispatch-Storage | VOM | 0 | [6 empty] | 0.75992 | 0
LCP_Inputs_ON_Electric_Howarth_2023_05_05 | 2027 | H2 Salt Cavern Storage - ON | Storage | Hydrogen | NY | Dispatch-Storage | EmissionsCost | 0 | [6 empty] | 0.75992 | 0
LCP_Inputs_ON_Electric_Howarth_2023_05_05 | 2027 | H2 Salt Cavern Storage - ON | Storage | Hydrogen | NY | Dispatch-Storage | FuelCost | 0 | [6 empty] | 0.75992 | 0
LCP_Inputs_ON_Electric_Howarth_2023_05_05 | 2027 | H2 Salt Cavern Storage - ON | Storage | Hydrogen | NY | Dispatch-Storage | VOM | 0 | [6 empty] | 0.75992 | 0
LCP_Inputs_ON_Electric_Howarth_2023_05_05 | 2027 | H2 Salt Cavern Storage - ON | Storage | Hydrogen | ON | Dispatch-Storage | EmissionsCost | 0 | [6 empty] | 0.75992 | 0
LCP_Inputs_ON_Electric_Howarth_2023_05_05 | 2027 | H2 Salt Cavern Storage - ON | Storage | Hydrogen | ON | Dispatch-Storage | FuelCost | 0 | [6 empty] | 0.75992 | 0
LCP_Inputs_ON_Electric_Howarth_2023_05_05 | 2027 | H2 Salt Cavern Storage - ON | Storage | Hydrogen | ON | Dispatch-Storage | VOM | 0 | [6 empty] | 0.75992 | 0
LCP_Inputs_ON_Electric_Howarth_2023_05_05 | 2027 | H2 Salt Cavern Storage - ON | Storage | Hydrogen | PJ | Dispatch-Storage | EmissionsCost | 0 | [6 empty] | 0.75992 | 0
LCP_Inputs_ON_Electric_Howarth_2023_05_05 | 2027 | H2 Salt Cavern Storage - ON | Storage | Hydrogen | PJ | Dispatch-Storage | FuelCost | 0 | [6 empty] | 0.75992 | 0
LCP_Inputs_ON_Electric_Howarth_2023_05_05 | 2027 | H2 Salt Cavern Storage - ON | Storage | Hydrogen | PJ | Dispatch-Storage | VOM | 0 | [6 empty] | 0.75992 | 0
LCP_Inputs_ON_Electric_Howarth_2023_05_05 | 2027 | H2 Salt Cavern Storage - ON | Storage | Hydrogen | QC | Dispatch-Storage | EmissionsCost | 0 | [6 empty] | 0.75992 | 0
LCP_Inputs_ON_Electric_Howarth_2023_05_05 | 2027 | H2 Salt Cavern Storage - ON | Storage | Hydrogen | QC | Dispatch-Storage | FuelCost | 0 | [6 empty] | 0.75992 | 0
LCP_Inputs_ON_Electric_Howarth_2023_05_05 | 2027 | H2 Salt Cavern Storage - ON | Storage | Hydrogen | QC | Dispatch-Storage | VOM | 0 | [6 empty] | 0.75992 | 0
LCP_Inputs_ON_Electric_Howarth_2023_05_05 | 2027 | H2 Salt Cavern Storage - ON | Storage | Hydrogen | WC | Dispatch-Storage | EmissionsCost | 0 | [6 empty] | 0.75992 | 0
LCP_Inputs_ON_Electric_Howarth_2023_05_05 | 2027 | H2 Salt Cavern Storage - ON | Storage | Hydrogen | WC | Dispatch-Storage | FuelCost | 0 | [6 empty] | 0.75992 | 0
LCP_Inputs_ON_Electric_Howarth_2023_05_05 | 2027 | H2 Salt Cavern Storage - ON | Storage | Hydrogen | WC | Dispatch-Storage | VOM | 0 | [6 empty] | 0.75992 | 0
LCP_Inputs_ON_Electric_Howarth_2023_05_05 | 2027 | Hydro | Generation | Electricity | MI | Dispatch-Generation | EmissionsCost | 0 | [6 empty] | 0.75992 | 0
LCP_Inputs_ON_Electric_Howarth_2023_05_05 | 2027 | Hydro | Generation | Electricity | MI | Dispatch-Generation | FuelCost | 0 | [6 empty] | 0.75992 | 0
LCP_Inputs_ON_Electric_Howarth_2023_05_05 | 2027 | Hydro | Generation | Electricity | MI | Dispatch-Generation | VOM | 0 | [6 empty] | 0.75992 | 0
LCP_Inputs_ON_Electric_Howarth_2023_05_05 | 2027 | Hydro | Generation | Electricity | NY | Dispatch-Generation | EmissionsCost | 0 | [6 empty] | 0.75992 | 0
LCP_Inputs_ON_Electric_Howarth_2023_05_05 | 2027 | Hydro | Generation | Electricity | NY | Dispatch-Generation | FuelCost | 0 | [6 empty] | 0.75992 | 0
LCP_Inputs_ON_Electric_Howarth_2023_05_05 | 2027 | Hydro | Generation | Electricity | NY | Dispatch-Generation | VOM | 0 | [6 empty] | 0.75992 | 0
LCP_Inputs_ON_Electric_Howarth_2023_05_05 | 2027 | Hydro | Generation | Electricity | ON | Dispatch-Generation | EmissionsCost | 0 | [6 empty] | 0.75992 | 0
LCP_Inputs_ON_Electric_Howarth_2023_05_05 | 2027 | Hydro | Generation | Electricity | ON | Dispatch-Generation | FuelCost | 0 | [6 empty] | 0.75992 | 0
LCP_Inputs_ON_Electric_Howarth_2023_05_05 | 2027 | Hydro | Generation | Electricity | ON | Dispatch-Generation | VOM | 0 | [6 empty] | 0.75992 | 0
LCP_Inputs_ON_Electric_Howarth_2023_05_05 | 2027 | Hydro | Generation | Electricity | PJ | Dispatch-Generation | EmissionsCost | 0 | [6 empty] | 0.75992 | 0
LCP_Inputs_ON_Electric_Howarth_2023_05_05 | 2027 | Hydro | Generation | Electricity | PJ | Dispatch-Generation | FuelCost | 0 | [6 empty] | 0.75992 | 0
LCP_Inputs_ON_Electric_Howarth_2023_05_05 | 2027 | Hydro | Generation | Electricity | PJ | Dispatch-Generation | VOM | 0 | [6 empty] | 0.75992 | 0
LCP_Inputs_ON_Electric_Howarth_2023_05_05 | 2027 | Hydro | Generation | Electricity | QC | Dispatch-Generation | EmissionsCost | 0 | [6 empty] | 0.75992 | 0
LCP_Inputs_ON_Electric_Howarth_2023_05_05 | 2027 | Hydro | Generation | Electricity | QC | Dispatch-Generation | FuelCost | 0 | [6 empty] | 0.75992 | 0
LCP_Inputs_ON_Electric_Howarth_2023_05_05 | 2027 | Hydro | Generation | Electricity | QC | Dispatch-Generation | VOM | 0 | [6 empty] | 0.75992 | 0
LCP_Inputs_ON_Electric_Howarth_2023_05_05 | 2027 | Hydro | Generation | Electricity | WC | Dispatch-Generation | EmissionsCost | 0 | [6 empty] | 0.75992 | 0
LCP_Inputs_ON_Electric_Howarth_2023_05_05 | 2027 | Hydro | Generation | Electricity | WC | Dispatch-Generation | FuelCost | 0 | [6 empty] | 0.75992 | 0
LCP_Inputs_ON_Electric_Howarth_2023_05_05 | 2027 | Hydro | Generation | Electricity | WC | Dispatch-Generation | VOM | 0 | [6 empty] | 0.75992 | 0
LCP_Inputs_ON_Electric_Howarth_2023_05_05 | 2027 | Hydro Pumped Storage | Storage | Electricity | MI | Dispatch-Storage | EmissionsCost | 0 | [6 empty] | 0.75992 | 0
LCP_Inputs_ON_Electric_Howarth_2023_05_05 | 2027 | Hydro Pumped Storage | Storage | Electricity | MI | Dispatch-Storage | FuelCost | 0 | [6 empty] | 0.75992 | 0
LCP_Inputs_ON_Electric_Howarth_2023_05_05 | 2027 | Hydro Pumped Storage | Storage | Electricity | MI | Dispatch-Storage | VOM | 0 | [6 empty] | 0.75992 | 0
LCP_Inputs_ON_Electric_Howarth_2023_05_05 | 2027 | Hydro Pumped Storage | Storage | Electricity | NY | Dispatch-Storage | EmissionsCost | 0 | [6 empty] | 0.75992 | 0
LCP_Inputs_ON_Electric_Howarth_2023_05_05 | 2027 | Hydro Pumped Storage | Storage | Electricity | NY | Dispatch-Storage | FuelCost | 0 | [6 empty] | 0.75992 | 0
LCP_Inputs_ON_Electric_Howarth_2023_05_05 | 2027 | Hydro Pumped Storage | Storage | Electricity | NY | Dispatch-Storage | VOM | 0 | [6 empty] | 0.75992 | 0
LCP_Inputs_ON_Electric_Howarth_2023_05_05 | 2027 | Hydro Pumped Storage | Storage | Electricity | ON | Dispatch-Storage | EmissionsCost | 0 | [6 empty] | 0.75992 | 0
LCP_Inputs_ON_Electric_Howarth_2023_05_05 | 2027 | Hydro Pumped Storage | Storage | Electricity | ON | Dispatch-Storage | FuelCost | 0 | [6 empty] | 0.75992 | 0
LCP_Inputs_ON_Electric_Howarth_2023_05_05 | 2027 | Hydro Pumped Storage | Storage | Electricity | ON | Dispatch-Storage | VOM | 0 | [6 empty] | 0.75992 | 0
LCP_Inputs_ON_Electric_Howarth_2023_05_05 | 2027 | Hydro Pumped Storage | Storage | Electricity | PJ | Dispatch-Storage | EmissionsCost | 0 | [6 empty] | 0.75992 | 0
LCP_Inputs_ON_Electric_Howarth_2023_05_05 | 2027 | Hydro Pumped Storage | Storage | Electricity | PJ | Dispatch-Storage | FuelCost | 0 | [6 empty] | 0.75992 | 0
LCP_Inputs_ON_Electric_Howarth_2023_05_05 | 2027 | Hydro Pumped Storage | Storage | Electricity | PJ | Dispatch-Storage | VOM | 0 | [6 empty] | 0.75992 | 0
LCP_Inputs_ON_Electric_Howarth_2023_05_05 | 2027 | Hydro Pumped Storage | Storage | Electricity | QC | Dispatch-Storage | EmissionsCost | 0 | [6 empty] | 0.75992 | 0
LCP_Inputs_ON_Electric_Howarth_2023_05_05 | 2027 | Hydro Pumped Storage | Storage | Electricity | QC | Dispatch-Storage | FuelCost | 0 | [6 empty] | 0.75992 | 0
LCP_Inputs_ON_Electric_Howarth_2023_05_05 | 2027 | Hydro Pumped Storage | Storage | Electricity | QC | Dispatch-Storage | VOM | 0 | [6 empty] | 0.75992 | 0
LCP_Inputs_ON_Electric_Howarth_2023_05_05 | 2027 | Hydro Pumped Storage | Storage | Electricity | WC | Dispatch-Storage | EmissionsCost | 0 | [6 empty] | 0.75992 | 0
LCP_Inputs_ON_Electric_Howarth_2023_05_05 | 2027 | Hydro Pumped Storage | Storage | Electricity | WC | Dispatch-Storage | FuelCost | 0 | [6 empty] | 0.75992 | 0
LCP_Inputs_ON_Electric_Howarth_2023_05_05 | 2027 | Hydro Pumped Storage | Storage | Electricity | WC | Dispatch-Storage | VOM | 0 | [6 empty] | 0.75992 | 0
LCP_Inputs_ON_Electric_Howarth_2023_05_05 | 2027 | Nuclear | Generation | Electricity | MI | Dispatch-Generation | EmissionsCost | 0 | [6 empty] | 0.75992 | 0
LCP_Inputs_ON_Electric_Howarth_2023_05_05 | 2027 | Nuclear | Generation | Electricity | MI | Dispatch-Generation | FuelCost | 0 | [6 empty] | 0.75992 | 0
LCP_Inputs_ON_Electric_Howarth_2023_05_05 | 2027 | Nuclear | Generation | Electricity | MI | Dispatch-Generation | VOM | 3301336446.912 | [6 empty] | 0.75992 | 2508744373.3816
LCP_Inputs_ON_Electric_Howarth_2023_05_05 | 2027 | Nuclear | Generation | Electricity | NY | Dispatch-Generation | EmissionsCost | 0 | [6 empty] | 0.75992 | 0
LCP_Inputs_ON_Electric_Howarth_2023_05_05 | 2027 | Nuclear | Generation | Electricity | NY | Dispatch-Generation | FuelCost | 0 | [6 empty] | 0.75992 | 0
LCP_Inputs_ON_Electric_Howarth_2023_05_05 | 2027 | Nuclear | Generation | Electricity | NY | Dispatch-Generation | VOM | 2246155230.144 | [6 empty] | 0.75992 | 1706893370.6034
LCP_Inputs_ON_Electric_Howarth_2023_05_05 | 2027 | Nuclear | Generation | Electricity | ON | Dispatch-Generation | EmissionsCost | 0 | [6 empty] | 0.75992 | 0
LCP_Inputs_ON_Electric_Howarth_2023_05_05 | 2027 | Nuclear | Generation | Electricity | ON | Dispatch-Generation | FuelCost | 0 | [6 empty] | 0.75992 | 0
LCP_Inputs_ON_Electric_Howarth_2023_05_05 | 2027 | Nuclear | Generation | Electricity | ON | Dispatch-Generation | VOM | 8790266640.96 | [6 empty] | 0.75992 | 6679880203.2614
LCP_Inputs_ON_Electric_Howarth_2023_05_05 | 2027 | Nuclear | Generation | Electricity | PJ | Dispatch-Generation | EmissionsCost | 0 | [6 empty] | 0.75992 | 0
LCP_Inputs_ON_Electric_Howarth_2023_05_05 | 2027 | Nuclear | Generation | Electricity | PJ | Dispatch-Generation | FuelCost | 0 | [6 empty] | 0.75992 | 0
LCP_Inputs_ON_Electric_Howarth_2023_05_05 | 2027 | Nuclear | Generation | Electricity | PJ | Dispatch-Generation | VOM | 9110487814.4448 | [6 empty] | 0.75992 | 6923221977.1569
LCP_Inputs_ON_Electric_Howarth_2023_05_05 | 2027 | Nuclear | Generation | Electricity | QC | Dispatch-Generation | EmissionsCost | 0 | [6 empty] | 0.75992 | 0
LCP_Inputs_ON_Electric_Howarth_2023_05_05 | 2027 | Nuclear | Generation | Electricity | QC | Dispatch-Generation | FuelCost | 0 | [6 empty] | 0.75992 | 0
LCP_Inputs_ON_Electric_Howarth_2023_05_05 | 2027 | Nuclear | Generation | Electricity | QC | Dispatch-Generation | VOM | 0 | [6 empty] | 0.75992 | 0
LCP_Inputs_ON_Electric_Howarth_2023_05_05 | 2027 | Nuclear | Generation | Electricity | WC | Dispatch-Generation | EmissionsCost | 0 | [6 empty] | 0.75992 | 0
LCP_Inputs_ON_Electric_Howarth_2023_05_05 | 2027 | Nuclear | Generation | Electricity | WC | Dispatch-Generation | FuelCost | 0 | [6 empty] | 0.75992 | 0
LCP_Inputs_ON_Electric_Howarth_2023_05_05 | 2027 | Nuclear | Generation | Electricity | WC | Dispatch-Generation | VOM | 0 | [6 empty] | 0.75992 | 0
LCP_Inputs_ON_Electric_Howarth_2023_05_05 | 2027 | Nuclear SMR | Generation | Electricity | MI | Dispatch-Generation | EmissionsCost | 0 | [6 empty] | 0.75992 | 0
LCP_Inputs_ON_Electric_Howarth_2023_05_05 | 2027 | Nuclear SMR | Generation | Electricity | MI | Dispatch-Generation | FuelCost | 0 | [6 empty] | 0.75992 | 0
LCP_Inputs_ON_Electric_Howarth_2023_05_05 | 2027 | Nuclear SMR | Generation | Electricity | MI | Dispatch-Generation | VOM | 0 | [6 empty] | 0.75992 | 0
LCP_Inputs_ON_Electric_Howarth_2023_05_05 | 2027 | Nuclear SMR | Generation | Electricity | NY | Dispatch-Generation | EmissionsCost | 0 | [6 empty] | 0.75992 | 0
LCP_Inputs_ON_Electric_Howarth_2023_05_05 | 2027 | Nuclear SMR | Generation | Electricity | NY | Dispatch-Generation | FuelCost | 0 | [6 empty] | 0.75992 | 0
LCP_Inputs_ON_Electric_Howarth_2023_05_05 | 2027 | Nuclear SMR | Generation | Electricity | NY | Dispatch-Generation | VOM | 0 | [6 empty] | 0.75992 | 0
LCP_Inputs_ON_Electric_Howarth_2023_05_05 | 2027 | Nuclear SMR | Generation | Electricity | ON | Dispatch-Generation | EmissionsCost | 0 | [6 empty] | 0.75992 | 0
LCP_Inputs_ON_Electric_Howarth_2023_05_05 | 2027 | Nuclear SMR | Generation | Electricity | ON | Dispatch-Generation | FuelCost | 0 | [6 empty] | 0.75992 | 0
LCP_Inputs_ON_Electric_Howarth_2023_05_05 | 2027 | Nuclear SMR | Generation | Electricity | ON | Dispatch-Generation | VOM | 0 | [6 empty] | 0.75992 | 0
LCP_Inputs_ON_Electric_Howarth_2023_05_05 | 2027 | Nuclear SMR | Generation | Electricity | PJ | Dispatch-Generation | EmissionsCost | 0 | [6 empty] | 0.75992 | 0
LCP_Inputs_ON_Electric_Howarth_2023_05_05 | 2027 | Nuclear SMR | Generation | Electricity | PJ | Dispatch-Generation | FuelCost | 0 | [6 empty] | 0.75992 | 0
LCP_Inputs_ON_Electric_Howarth_2023_05_05 | 2027 | Nuclear SMR | Generation | Electricity | PJ | Dispatch-Generation | VOM | 0 | [6 empty] | 0.75992 | 0
LCP_Inputs_ON_Electric_Howarth_2023_05_05 | 2027 | Nuclear SMR | Generation | Electricity | QC | Dispatch-Generation | EmissionsCost | 0 | [6 empty] | 0.75992 | 0
LCP_Inputs_ON_Electric_Howarth_2023_05_05 | 2027 | Nuclear SMR | Generation | Electricity | QC | Dispatch-Generation | FuelCost | 0 | [6 empty] | 0.75992 | 0
LCP_Inputs_ON_Electric_Howarth_2023_05_05 | 2027 | Nuclear SMR | Generation | Electricity | QC | Dispatch-Generation | VOM | 0 | [6 empty] | 0.75992 | 0
LCP_Inputs_ON_Electric_Howarth_2023_05_05 | 2027 | Nuclear SMR | Generation | Electricity | WC | Dispatch-Generation | EmissionsCost | 0 | [6 empty] | 0.75992 | 0
LCP_Inputs_ON_Electric_Howarth_2023_05_05 | 2027 | Nuclear SMR | Generation | Electricity | WC | Dispatch-Generation | FuelCost | 0 | [6 empty] | 0.75992 | 0
LCP_Inputs_ON_Electric_Howarth_2023_05_05 | 2027 | Nuclear SMR | Generation | Electricity | WC | Dispatch-Generation | VOM | 0 | [6 empty] | 0.75992 | 0
LCP_Inputs_ON_Electric_Howarth_2023_05_05 | 2027 | O/CCGT - CH4 Existing | Crossload | Electricity | MI | Dispatch-Crossload | EmissionsCost | 0 | [6 empty] | 0.75992 | 0
LCP_Inputs_ON_Electric_Howarth_2023_05_05 | 2027 | O/CCGT - CH4 Existing | Crossload | Electricity | MI | Dispatch-Crossload | FuelCost | 0 | [6 empty] | 0.75992 | 0
LCP_Inputs_ON_Electric_Howarth_2023_05_05 | 2027 | O/CCGT - CH4 Existing | Crossload | Electricity | MI | Dispatch-Crossload | VOM | 0 | [6 empty] | 0.75992 | 0
LCP_Inputs_ON_Electric_Howarth_2023_05_05 | 2027 | O/CCGT - CH4 Existing | Crossload | Electricity | NY | Dispatch-Crossload | EmissionsCost | 0 | [6 empty] | 0.75992 | 0
LCP_Inputs_ON_Electric_Howarth_2023_05_05 | 2027 | O/CCGT - CH4 Existing | Crossload | Electricity | NY | Dispatch-Crossload | FuelCost | 0 | [6 empty] | 0.75992 | 0
LCP_Inputs_ON_Electric_Howarth_2023_05_05 | 2027 | O/CCGT - CH4 Existing | Crossload | Electricity | NY | Dispatch-Crossload | VOM | 0 | [6 empty] | 0.75992 | 0
LCP_Inputs_ON_Electric_Howarth_2023_05_05 | 2027 | O/CCGT - CH4 Existing | Crossload | Electricity | ON | Dispatch-Crossload | EmissionsCost | 0 | [6 empty] | 0.75992 | 0
LCP_Inputs_ON_Electric_Howarth_2023_05_05 | 2027 | O/CCGT - CH4 Existing | Crossload | Electricity | ON | Dispatch-Crossload | FuelCost | 0 | [6 empty] | 0.75992 | 0
LCP_Inputs_ON_Electric_Howarth_2023_05_05 | 2027 | O/CCGT - CH4 Existing | Crossload | Electricity | ON | Dispatch-Crossload | VOM | 0 | [6 empty] | 0.75992 | 0
LCP_Inputs_ON_Electric_Howarth_2023_05_05 | 2027 | O/CCGT - CH4 Existing | Crossload | Electricity | PJ | Dispatch-Crossload | EmissionsCost | 0 | [6 empty] | 0.75992 | 0
LCP_Inputs_ON_Electric_Howarth_2023_05_05 | 2027 | O/CCGT - CH4 Existing | Crossload | Electricity | PJ | Dispatch-Crossload | FuelCost | 0 | [6 empty] | 0.75992 | 0
LCP_Inputs_ON_Electric_Howarth_2023_05_05 | 2027 | O/CCGT - CH4 Existing | Crossload | Electricity | PJ | Dispatch-Crossload | VOM | 0 | [6 empty] | 0.75992 | 0
LCP_Inputs_ON_Electric_Howarth_2023_05_05 | 2027 | O/CCGT - CH4 Existing | Crossload | Electricity | QC | Dispatch-Crossload | EmissionsCost | 0 | [6 empty] | 0.75992 | 0
LCP_Inputs_ON_Electric_Howarth_2023_05_05 | 2027 | O/CCGT - CH4 Existing | Crossload | Electricity | QC | Dispatch-Crossload | FuelCost | 0 | [6 empty] | 0.75992 | 0
LCP_Inputs_ON_Electric_Howarth_2023_05_05 | 2027 | O/CCGT - CH4 Existing | Crossload | Electricity | QC | Dispatch-Crossload | VOM | 0 | [6 empty] | 0.75992 | 0
LCP_Inputs_ON_Electric_Howarth_2023_05_05 | 2027 | O/CCGT - CH4 Existing | Crossload | Electricity | WC | Dispatch-Crossload | EmissionsCost | 0 | [6 empty] | 0.75992 | 0
LCP_Inputs_ON_Electric_Howarth_2023_05_05 | 2027 | O/CCGT - CH4 Existing | Crossload | Electricity | WC | Dispatch-Crossload | FuelCost | 0 | [6 empty] | 0.75992 | 0
LCP_Inputs_ON_Electric_Howarth_2023_05_05 | 2027 | O/CCGT - CH4 Existing | Crossload | Electricity | WC | Dispatch-Crossload | VOM | 0 | [6 empty] | 0.75992 | 0
LCP_Inputs_ON_Electric_Howarth_2023_05_05 | 2027 | O/CCGT - CH4 New | Crossload | Electricity | MI | Dispatch-Crossload | EmissionsCost | 0 | [6 empty] | 0.75992 | 0
LCP_Inputs_ON_Electric_Howarth_2023_05_05 | 2027 | O/CCGT - CH4 New | Crossload | Electricity | MI | Dispatch-Crossload | FuelCost | 0 | [6 empty] | 0.75992 | 0
LCP_Inputs_ON_Electric_Howarth_2023_05_05 | 2027 | O/CCGT - CH4 New | Crossload | Electricity | MI | Dispatch-Crossload | VOM | 0 | [6 empty] | 0.75992 | 0
LCP_Inputs_ON_Electric_Howarth_2023_05_05 | 2027 | O/CCGT - CH4 New | Crossload | Electricity | NY | Dispatch-Crossload | EmissionsCost | 0 | [6 empty] | 0.75992 | 0
LCP_Inputs_ON_Electric_Howarth_2023_05_05 | 2027 | O/CCGT - CH4 New | Crossload | Electricity | NY | Dispatch-Crossload | FuelCost | 0 | [6 empty] | 0.75992 | 0
LCP_Inputs_ON_Electric_Howarth_2023_05_05 | 2027 | O/CCGT - CH4 New | Crossload | Electricity | NY | Dispatch-Crossload | VOM | 0 | [6 empty] | 0.75992 | 0
LCP_Inputs_ON_Electric_Howarth_2023_05_05 | 2027 | O/CCGT - CH4 New | Crossload | Electricity | ON | Dispatch-Crossload | EmissionsCost | 0 | [6 empty] | 0.75992 | 0
LCP_Inputs_ON_Electric_Howarth_2023_05_05 | 2027 | O/CCGT - CH4 New | Crossload | Electricity | ON | Dispatch-Crossload | FuelCost | 0 | [6 empty] | 0.75992 | 0
LCP_Inputs_ON_Electric_Howarth_2023_05_05 | 2027 | O/CCGT - CH4 New | Crossload | Electricity | ON | Dispatch-Crossload | VOM | 0 | [6 empty] | 0.75992 | 0
LCP_Inputs_ON_Electric_Howarth_2023_05_05 | 2027 | O/CCGT - CH4 New | Crossload | Electricity | PJ | Dispatch-Crossload | EmissionsCost | 0 | [6 empty] | 0.75992 | 0
LCP_Inputs_ON_Electric_Howarth_2023_05_05 | 2027 | O/CCGT - CH4 New | Crossload | Electricity | PJ | Dispatch-Crossload | FuelCost | 0 | [6 empty] | 0.75992 | 0
LCP_Inputs_ON_Electric_Howarth_2023_05_05 | 2027 | O/CCGT - CH4 New | Crossload | Electricity | PJ | Dispatch-Crossload | VOM | 0 | [6 empty] | 0.75992 | 0
LCP_Inputs_ON_Electric_Howarth_2023_05_05 | 2027 | O/CCGT - CH4 New | Crossload | Electricity | QC | Dispatch-Crossload | EmissionsCost | 0 | [6 empty] | 0.75992 | 0
LCP_Inputs_ON_Electric_Howarth_2023_05_05 | 2027 | O/CCGT - CH4 New | Crossload | Electricity | QC | Dispatch-Crossload | FuelCost | 0 | [6 empty] | 0.75992 | 0
LCP_Inputs_ON_Electric_Howarth_2023_05_05 | 2027 | O/CCGT - CH4 New | Crossload | Electricity | QC | Dispatch-Crossload | VOM | 0 | [6 empty] | 0.75992 | 0
LCP_Inputs_ON_Electric_Howarth_2023_05_05 | 2027 | O/CCGT - CH4 New | Crossload | Electricity | WC | Dispatch-Crossload | EmissionsCost | 0 | [6 empty] | 0.75992 | 0
LCP_Inputs_ON_Electric_Howarth_2023_05_05 | 2027 | O/CCGT - CH4 New | Crossload | Electricity | WC | Dispatch-Crossload | FuelCost | 0 | [6 empty] | 0.75992 | 0
LCP_Inputs_ON_Electric_Howarth_2023_05_05 | 2027 | O/CCGT - CH4 New | Crossload | Electricity | WC | Dispatch-Crossload | VOM | 0 | [6 empty] | 0.75992 | 0
LCP_Inputs_ON_Electric_Howarth_2023_05_05 | 2027 | O/CCGT - H2 New | Crossload | Electricity | MI | Dispatch-Crossload | EmissionsCost | 0 | [6 empty] | 0.75992 | 0
LCP_Inputs_ON_Electric_Howarth_2023_05_05 | 2027 | O/CCGT - H2 New | Crossload | Electricity | MI | Dispatch-Crossload | FuelCost | 0 | [6 empty] | 0.75992 | 0
LCP_Inputs_ON_Electric_Howarth_2023_05_05 | 2027 | O/CCGT - H2 New | Crossload | Electricity | MI | Dispatch-Crossload | VOM | 0 | [6 empty] | 0.75992 | 0
LCP_Inputs_ON_Electric_Howarth_2023_05_05 | 2027 | O/CCGT - H2 New | Crossload | Electricity | NY | Dispatch-Crossload | EmissionsCost | 0 | [6 empty] | 0.75992 | 0
LCP_Inputs_ON_Electric_Howarth_2023_05_05 | 2027 | O/CCGT - H2 New | Crossload | Electricity | NY | Dispatch-Crossload | FuelCost | 0 | [6 empty] | 0.75992 | 0
LCP_Inputs_ON_Electric_Howarth_2023_05_05 | 2027 | O/CCGT - H2 New | Crossload | Electricity | NY | Dispatch-Crossload | VOM | 0 | [6 empty] | 0.75992 | 0
LCP_Inputs_ON_Electric_Howarth_2023_05_05 | 2027 | O/CCGT - H2 New | Crossload | Electricity | ON | Dispatch-Crossload | EmissionsCost | 0 | [6 empty] | 0.75992 | 0
LCP_Inputs_ON_Electric_Howarth_2023_05_05 | 2027 | O/CCGT - H2 New | Crossload | Electricity | ON | Dispatch-Crossload | FuelCost | 0 | [6 empty] | 0.75992 | 0
LCP_Inputs_ON_Electric_Howarth_2023_05_05 | 2027 | O/CCGT - H2 New | Crossload | Electricity | ON | Dispatch-Crossload | VOM | 0 | [6 empty] | 0.75992 | 0
LCP_Inputs_ON_Electric_Howarth_2023_05_05 | 2027 | O/CCGT - H2 New | Crossload | Electricity | PJ | Dispatch-Crossload | EmissionsCost | 0 | [6 empty] | 0.75992 | 0
LCP_Inputs_ON_Electric_Howarth_2023_05_05 | 2027 | O/CCGT - H2 New | Crossload | Electricity | PJ | Dispatch-Crossload | FuelCost | 0 | [6 empty] | 0.75992 | 0
LCP_Inputs_ON_Electric_Howarth_2023_05_05 | 2027 | O/CCGT - H2 New | Crossload | Electricity | PJ | Dispatch-Crossload | VOM | 0 | [6 empty] | 0.75992 | 0
LCP_Inputs_ON_Electric_Howarth_2023_05_05 | 2027 | O/CCGT - H2 New | Crossload | Electricity | QC | Dispatch-Crossload | EmissionsCost | 0 | [6 empty] | 0.75992 | 0
LCP_Inputs_ON_Electric_Howarth_2023_05_05 | 2027 | O/CCGT - H2 New | Crossload | Electricity | QC | Dispatch-Crossload | FuelCost | 0 | [6 empty] | 0.75992 | 0
LCP_Inputs_ON_Electric_Howarth_2023_05_05 | 2027 | O/CCGT - H2 New | Crossload | Electricity | QC | Dispatch-Crossload | VOM | 0 | [6 empty] | 0.75992 | 0
LCP_Inputs_ON_Electric_Howarth_2023_05_05 | 2027 | O/CCGT - H2 New | Crossload | Electricity | WC | Dispatch-Crossload | EmissionsCost | 0 | [6 empty] | 0.75992 | 0
LCP_Inputs_ON_Electric_Howarth_2023_05_05 | 2027 | O/CCGT - H2 New | Crossload | Electricity | WC | Dispatch-Crossload | FuelCost | 0 | [6 empty] | 0.75992 | 0
LCP_Inputs_ON_Electric_Howarth_2023_05_05 | 2027 | O/CCGT - H2 New | Crossload | Electricity | WC | Dispatch-Crossload | VOM | 0 | [6 empty] | 0.75992 | 0
LCP_Inputs_ON_Electric_Howarth_2023_05_05 | 2027 | SMR CCS | Generation | Hydrogen | MI | Dispatch-Generation | EmissionsCost | 0 | [6 empty] | 0.75992 | 0
LCP_Inputs_ON_Electric_Howarth_2023_05_05 | 2027 | SMR CCS | Generation | Hydrogen | MI | Dispatch-Generation | FuelCost | 0 | [6 empty] | 0.75992 | 0
LCP_Inputs_ON_Electric_Howarth_2023_05_05 | 2027 | SMR CCS | Generation | Hydrogen | MI | Dispatch-Generation | VOM | 0 | [6 empty] | 0.75992 | 0
LCP_Inputs_ON_Electric_Howarth_2023_05_05 | 2027 | SMR CCS | Generation | Hydrogen | NY | Dispatch-Generation | EmissionsCost | 0 | [6 empty] | 0.75992 | 0
LCP_Inputs_ON_Electric_Howarth_2023_05_05 | 2027 | SMR CCS | Generation | Hydrogen | NY | Dispatch-Generation | FuelCost | 0 | [6 empty] | 0.75992 | 0
LCP_Inputs_ON_Electric_Howarth_2023_05_05 | 2027 | SMR CCS | Generation | Hydrogen | NY | Dispatch-Generation | VOM | 0 | [6 empty] | 0.75992 | 0
LCP_Inputs_ON_Electric_Howarth_2023_05_05 | 2027 | SMR CCS | Generation | Hydrogen | ON | Dispatch-Generation | EmissionsCost | 0 | [6 empty] | 0.75992 | 0
LCP_Inputs_ON_Electric_Howarth_2023_05_05 | 2027 | SMR CCS | Generation | Hydrogen | ON | Dispatch-Generation | FuelCost | 0 | [6 empty] | 0.75992 | 0
LCP_Inputs_ON_Electric_Howarth_2023_05_05 | 2027 | SMR CCS | Generation | Hydrogen | ON | Dispatch-Generation | VOM | 0 | [6 empty] | 0.75992 | 0
LCP_Inputs_ON_Electric_Howarth_2023_05_05 | 2027 | SMR CCS | Generation | Hydrogen | PJ | Dispatch-Generation | EmissionsCost | 0 | [6 empty] | 0.75992 | 0
LCP_Inputs_ON_Electric_Howarth_2023_05_05 | 2027 | SMR CCS | Generation | Hydrogen | PJ | Dispatch-Generation | FuelCost | 0 | [6 empty] | 0.75992 | 0
LCP_Inputs_ON_Electric_Howarth_2023_05_05 | 2027 | SMR CCS | Generation | Hydrogen | PJ | Dispatch-Generation | VOM | 0 | [6 empty] | 0.75992 | 0
LCP_Inputs_ON_Electric_Howarth_2023_05_05 | 2027 | SMR CCS | Generation | Hydrogen | QC | Dispatch-Generation | EmissionsCost | 0 | [6 empty] | 0.75992 | 0
LCP_Inputs_ON_Electric_Howarth_2023_05_05 | 2027 | SMR CCS | Generation | Hydrogen | QC | Dispatch-Generation | FuelCost | 0 | [6 empty] | 0.75992 | 0
LCP_Inputs_ON_Electric_Howarth_2023_05_05 | 2027 | SMR CCS | Generation | Hydrogen | QC | Dispatch-Generation | VOM | 0 | [6 empty] | 0.75992 | 0
LCP_Inputs_ON_Electric_Howarth_2023_05_05 | 2027 | SMR CCS | Generation | Hydrogen | WC | Dispatch-Generation | EmissionsCost | 0 | [6 empty] | 0.75992 | 0
LCP_Inputs_ON_Electric_Howarth_2023_05_05 | 2027 | SMR CCS | Generation | Hydrogen | WC | Dispatch-Generation | FuelCost | 0 | [6 empty] | 0.75992 | 0
LCP_Inputs_ON_Electric_Howarth_2023_05_05 | 2027 | SMR CCS | Generation | Hydrogen | WC | Dispatch-Generation | VOM | 0 | [6 empty] | 0.75992 | 0
LCP_Inputs_ON_Electric_Howarth_2023_05_05 | 2027 | Solar PV | Generation | Electricity | MI | Dispatch-Generation | EmissionsCost | 0 | [6 empty] | 0.75992 | 0
LCP_Inputs_ON_Electric_Howarth_2023_05_05 | 2027 | Solar PV | Generation | Electricity | MI | Dispatch-Generation | FuelCost | 0 | [6 empty] | 0.75992 | 0
LCP_Inputs_ON_Electric_Howarth_2023_05_05 | 2027 | Solar PV | Generation | Electricity | MI | Dispatch-Generation | VOM | 0 | [6 empty] | 0.75992 | 0
LCP_Inputs_ON_Electric_Howarth_2023_05_05 | 2027 | Solar PV | Generation | Electricity | NY | Dispatch-Generation | EmissionsCost | 0 | [6 empty] | 0.75992 | 0
LCP_Inputs_ON_Electric_Howarth_2023_05_05 | 2027 | Solar PV | Generation | Electricity | NY | Dispatch-Generation | FuelCost | 0 | [6 empty] | 0.75992 | 0
LCP_Inputs_ON_Electric_Howarth_2023_05_05 | 2027 | Solar PV | Generation | Electricity | NY | Dispatch-Generation | VOM | 0 | [6 empty] | 0.75992 | 0
LCP_Inputs_ON_Electric_Howarth_2023_05_05 | 2027 | Solar PV | Generation | Electricity | ON | Dispatch-Generation | EmissionsCost | 0 | [6 empty] | 0.75992 | 0
LCP_Inputs_ON_Electric_Howarth_2023_05_05 | 2027 | Solar PV | Generation | Electricity | ON | Dispatch-Generation | FuelCost | 0 | [6 empty] | 0.75992 | 0
LCP_Inputs_ON_Electric_Howarth_2023_05_05 | 2027 | Solar PV | Generation | Electricity | ON | Dispatch-Generation | VOM | 0 | [6 empty] | 0.75992 | 0
LCP_Inputs_ON_Electric_Howarth_2023_05_05 | 2027 | Solar PV | Generation | Electricity | PJ | Dispatch-Generation | EmissionsCost | 0 | [6 empty] | 0.75992 | 0
LCP_Inputs_ON_Electric_Howarth_2023_05_05 | 2027 | Solar PV | Generation | Electricity | PJ | Dispatch-Generation | FuelCost | 0 | [6 empty] | 0.75992 | 0
LCP_Inputs_ON_Electric_Howarth_2023_05_05 | 2027 | Solar PV | Generation | Electricity | PJ | Dispatch-Generation | VOM | 0 | [6 empty] | 0.75992 | 0
LCP_Inputs_ON_Electric_Howarth_2023_05_05 | 2027 | Solar PV | Generation | Electricity | QC | Dispatch-Generation | EmissionsCost | 0 | [6 empty] | 0.75992 | 0
LCP_Inputs_ON_Electric_Howarth_2023_05_05 | 2027 | Solar PV | Generation | Electricity | QC | Dispatch-Generation | FuelCost | 0 | [6 empty] | 0.75992 | 0
LCP_Inputs_ON_Electric_Howarth_2023_05_05 | 2027 | Solar PV | Generation | Electricity | QC | Dispatch-Generation | VOM | 0 | [6 empty] | 0.75992 | 0
LCP_Inputs_ON_Electric_Howarth_2023_05_05 | 2027 | Solar PV | Generation | Electricity | WC | Dispatch-Generation | EmissionsCost | 0 | [6 empty] | 0.75992 | 0
LCP_Inputs_ON_Electric_Howarth_2023_05_05 | 2027 | Solar PV | Generation | Electricity | WC | Dispatch-Generation | FuelCost | 0 | [6 empty] | 0.75992 | 0
LCP_Inputs_ON_Electric_Howarth_2023_05_05 | 2027 | Solar PV | Generation | Electricity | WC | Dispatch-Generation | VOM | 0 | [6 empty] | 0.75992 | 0
LCP_Inputs_ON_Electric_Howarth_2023_05_05 | 2027 | Wind Offshore | Generation | Electricity | MI | Dispatch-Generation | EmissionsCost | 0 | [6 empty] | 0.75992 | 0
LCP_Inputs_ON_Electric_Howarth_2023_05_05 | 2027 | Wind Offshore | Generation | Electricity | MI | Dispatch-Generation | FuelCost | 0 | [6 empty] | 0.75992 | 0
LCP_Inputs_ON_Electric_Howarth_2023_05_05 | 2027 | Wind Offshore | Generation | Electricity | MI | Dispatch-Generation | VOM | 0 | [6 empty] | 0.75992 | 0
LCP_Inputs_ON_Electric_Howarth_2023_05_05 | 2027 | Wind Offshore | Generation | Electricity | NY | Dispatch-Generation | EmissionsCost | 0 | [6 empty] | 0.75992 | 0
LCP_Inputs_ON_Electric_Howarth_2023_05_05 | 2027 | Wind Offshore | Generation | Electricity | NY | Dispatch-Generation | FuelCost | 0 | [6 empty] | 0.75992 | 0
LCP_Inputs_ON_Electric_Howarth_2023_05_05 | 2027 | Wind Offshore | Generation | Electricity | NY | Dispatch-Generation | VOM | 0 | [6 empty] | 0.75992 | 0
LCP_Inputs_ON_Electric_Howarth_2023_05_05 | 2027 | Wind Offshore | Generation | Electricity | ON | Dispatch-Generation | EmissionsCost | 0 | [6 empty] | 0.75992 | 0
LCP_Inputs_ON_Electric_Howarth_2023_05_05 | 2027 | Wind Offshore | Generation | Electricity | ON | Dispatch-Generation | FuelCost | 0 | [6 empty] | 0.75992 | 0
LCP_Inputs_ON_Electric_Howarth_2023_05_05 | 2027 | Wind Offshore | Generation | Electricity | ON | Dispatch-Generation | VOM | 0 | [6 empty] | 0.75992 | 0
LCP_Inputs_ON_Electric_Howarth_2023_05_05 | 2027 | Wind Offshore | Generation | Electricity | PJ | Dispatch-Generation | EmissionsCost | 0 | [6 empty] | 0.75992 | 0
LCP_Inputs_ON_Electric_Howarth_2023_05_05 | 2027 | Wind Offshore | Generation | Electricity | PJ | Dispatch-Generation | FuelCost | 0 | [6 empty] | 0.75992 | 0
LCP_Inputs_ON_Electric_Howarth_2023_05_05 | 2027 | Wind Offshore | Generation | Electricity | PJ | Dispatch-Generation | VOM | 0 | [6 empty] | 0.75992 | 0
LCP_Inputs_ON_Electric_Howarth_2023_05_05 | 2027 | Wind Offshore | Generation | Electricity | QC | Dispatch-Generation | EmissionsCost | 0 | [6 empty] | 0.75992 | 0
LCP_Inputs_ON_Electric_Howarth_2023_05_05 | 2027 | Wind Offshore | Generation | Electricity | QC | Dispatch-Generation | FuelCost | 0 | [6 empty] | 0.75992 | 0
LCP_Inputs_ON_Electric_Howarth_2023_05_05 | 2027 | Wind Offshore | Generation | Electricity | QC | Dispatch-Generation | VOM | 0 | [6 empty] | 0.75992 | 0
LCP_Inputs_ON_Electric_Howarth_2023_05_05 | 2027 | Wind Offshore | Generation | Electricity | WC | Dispatch-Generation | EmissionsCost | 0 | [6 empty] | 0.75992 | 0
LCP_Inputs_ON_Electric_Howarth_2023_05_05 | 2027 | Wind Offshore | Generation | Electricity | WC | Dispatch-Generation | FuelCost | 0 | [6 empty] | 0.75992 | 0
LCP_Inputs_ON_Electric_Howarth_2023_05_05 | 2027 | Wind Offshore | Generation | Electricity | WC | Dispatch-Generation | VOM | 0 | [6 empty] | 0.75992 | 0
LCP_Inputs_ON_Electric_Howarth_2023_05_05 | 2027 | Wind Onshore | Generation | Electricity | MI | Dispatch-Generation | EmissionsCost | 0 | [6 empty] | 0.75992 | 0
LCP_Inputs_ON_Electric_Howarth_2023_05_05 | 2027 | Wind Onshore | Generation | Electricity | MI | Dispatch-Generation | FuelCost | 0 | [6 empty] | 0.75992 | 0
LCP_Inputs_ON_Electric_Howarth_2023_05_05 | 2027 | Wind Onshore | Generation | Electricity | MI | Dispatch-Generation | VOM | 0 | [6 empty] | 0.75992 | 0
LCP_Inputs_ON_Electric_Howarth_2023_05_05 | 2027 | Wind Onshore | Generation | Electricity | NY | Dispatch-Generation | EmissionsCost | 0 | [6 empty] | 0.75992 | 0
LCP_Inputs_ON_Electric_Howarth_2023_05_05 | 2027 | Wind Onshore | Generation | Electricity | NY | Dispatch-Generation | FuelCost | 0 | [6 empty] | 0.75992 | 0
LCP_Inputs_ON_Electric_Howarth_2023_05_05 | 2027 | Wind Onshore | Generation | Electricity | NY | Dispatch-Generation | VOM | 0 | [6 empty] | 0.75992 | 0
LCP_Inputs_ON_Electric_Howarth_2023_05_05 | 2027 | Wind Onshore | Generation | Electricity | ON | Dispatch-Generation | EmissionsCost | 0 | [6 empty] | 0.75992 | 0
LCP_Inputs_ON_Electric_Howarth_2023_05_05 | 2027 | Wind Onshore | Generation | Electricity | ON | Dispatch-Generation | FuelCost | 0 | [6 empty] | 0.75992 | 0
LCP_Inputs_ON_Electric_Howarth_2023_05_05 | 2027 | Wind Onshore | Generation | Electricity | ON | Dispatch-Generation | VOM | 0 | [6 empty] | 0.75992 | 0
LCP_Inputs_ON_Electric_Howarth_2023_05_05 | 2027 | Wind Onshore | Generation | Electricity | PJ | Dispatch-Generation | EmissionsCost | 0 | [6 empty] | 0.75992 | 0
LCP_Inputs_ON_Electric_Howarth_2023_05_05 | 2027 | Wind Onshore | Generation | Electricity | PJ | Dispatch-Generation | FuelCost | 0 | [6 empty] | 0.75992 | 0
LCP_Inputs_ON_Electric_Howarth_2023_05_05 | 2027 | Wind Onshore | Generation | Electricity | PJ | Dispatch-Generation | VOM | 0 | [6 empty] | 0.75992 | 0
LCP_Inputs_ON_Electric_Howarth_2023_05_05 | 2027 | Wind Onshore | Generation | Electricity | QC | Dispatch-Generation | EmissionsCost | 0 | [6 empty] | 0.75992 | 0
LCP_Inputs_ON_Electric_Howarth_2023_05_05 | 2027 | Wind Onshore | Generation | Electricity | QC | Dispatch-Generation | FuelCost | 0 | [6 empty] | 0.75992 | 0
LCP_Inputs_ON_Electric_Howarth_2023_05_05 | 2027 | Wind Onshore | Generation | Electricity | QC | Dispatch-Generation | VOM | 0 | [6 empty] | 0.75992 | 0
LCP_Inputs_ON_Electric_Howarth_2023_05_05 | 2027 | Wind Onshore | Generation | Electricity | WC | Dispatch-Generation | EmissionsCost | 0 | [6 empty] | 0.75992 | 0
LCP_Inputs_ON_Electric_Howarth_2023_05_05 | 2027 | Wind Onshore | Generation | Electricity | WC | Dispatch-Generation | FuelCost | 0 | [6 empty] | 0.75992 | 0
LCP_Inputs_ON_Electric_Howarth_2023_05_05 | 2027 | Wind Onshore | Generation | Electricity | WC | Dispatch-Generation | VOM | 0 | [6 empty] | 0.75992 | 0
LCP_Inputs_ON_Electric_Howarth_2023_05_05 | 2028 | Anaerobic Digestion | Generation | Methane | MI | Dispatch-Generation | EmissionsCost | 0 | [6 empty] | 0.73069 | 0
LCP_Inputs_ON_Electric_Howarth_2023_05_05 | 2028 | Anaerobic Digestion | Generation | Methane | MI | Dispatch-Generation | FuelCost | 0 | [6 empty] | 0.73069 | 0
LCP_Inputs_ON_Electric_Howarth_2023_05_05 | 2028 | Anaerobic Digestion | Generation | Methane | MI | Dispatch-Generation | VOM | 0 | [6 empty] | 0.73069 | 0
LCP_Inputs_ON_Electric_Howarth_2023_05_05 | 2028 | Anaerobic Digestion | Generation | Methane | NY | Dispatch-Generation | EmissionsCost | 0 | [6 empty] | 0.73069 | 0
LCP_Inputs_ON_Electric_Howarth_2023_05_05 | 2028 | Anaerobic Digestion | Generation | Methane | NY | Dispatch-Generation | FuelCost | 0 | [6 empty] | 0.73069 | 0
LCP_Inputs_ON_Electric_Howarth_2023_05_05 | 2028 | Anaerobic Digestion | Generation | Methane | NY | Dispatch-Generation | VOM | 0 | [6 empty] | 0.73069 | 0
LCP_Inputs_ON_Electric_Howarth_2023_05_05 | 2028 | Anaerobic Digestion | Generation | Methane | ON | Dispatch-Generation | EmissionsCost | 0 | [6 empty] | 0.73069 | 0
LCP_Inputs_ON_Electric_Howarth_2023_05_05 | 2028 | Anaerobic Digestion | Generation | Methane | ON | Dispatch-Generation | FuelCost | 0 | [6 empty] | 0.73069 | 0
LCP_Inputs_ON_Electric_Howarth_2023_05_05 | 2028 | Anaerobic Digestion | Generation | Methane | ON | Dispatch-Generation | VOM | 0 | [6 empty] | 0.73069 | 0
LCP_Inputs_ON_Electric_Howarth_2023_05_05 | 2028 | Anaerobic Digestion | Generation | Methane | PJ | Dispatch-Generation | EmissionsCost | 0 | [6 empty] | 0.73069 | 0
LCP_Inputs_ON_Electric_Howarth_2023_05_05 | 2028 | Anaerobic Digestion | Generation | Methane | PJ | Dispatch-Generation | FuelCost | 0 | [6 empty] | 0.73069 | 0
LCP_Inputs_ON_Electric_Howarth_2023_05_05 | 2028 | Anaerobic Digestion | Generation | Methane | PJ | Dispatch-Generation | VOM | 0 | [6 empty] | 0.73069 | 0
LCP_Inputs_ON_Electric_Howarth_2023_05_05 | 2028 | Anaerobic Digestion | Generation | Methane | QC | Dispatch-Generation | EmissionsCost | 0 | [6 empty] | 0.73069 | 0
LCP_Inputs_ON_Electric_Howarth_2023_05_05 | 2028 | Anaerobic Digestion | Generation | Methane | QC | Dispatch-Generation | FuelCost | 0 | [6 empty] | 0.73069 | 0
LCP_Inputs_ON_Electric_Howarth_2023_05_05 | 2028 | Anaerobic Digestion | Generation | Methane | QC | Dispatch-Generation | VOM | 0 | [6 empty] | 0.73069 | 0
LCP_Inputs_ON_Electric_Howarth_2023_05_05 | 2028 | Anaerobic Digestion | Generation | Methane | WC | Dispatch-Generation | EmissionsCost | 0 | [6 empty] | 0.73069 | 0
LCP_Inputs_ON_Electric_Howarth_2023_05_05 | 2028 | Anaerobic Digestion | Generation | Methane | WC | Dispatch-Generation | FuelCost | 0 | [6 empty] | 0.73069 | 0
LCP_Inputs_ON_Electric_Howarth_2023_05_05 | 2028 | Anaerobic Digestion | Generation | Methane | WC | Dispatch-Generation | VOM | 0 | [6 empty] | 0.73069 | 0
LCP_Inputs_ON_Electric_Howarth_2023_05_05 | 2028 | Battery Storage | Storage | Electricity | MI | Dispatch-Storage | EmissionsCost | 0 | [6 empty] | 0.73069 | 0
LCP_Inputs_ON_Electric_Howarth_2023_05_05 | 2028 | Battery Storage | Storage | Electricity | MI | Dispatch-Storage | FuelCost | 0 | [6 empty] | 0.73069 | 0
LCP_Inputs_ON_Electric_Howarth_2023_05_05 | 2028 | Battery Storage | Storage | Electricity | MI | Dispatch-Storage | VOM | 0 | [6 empty] | 0.73069 | 0
LCP_Inputs_ON_Electric_Howarth_2023_05_05 | 2028 | Battery Storage | Storage | Electricity | NY | Dispatch-Storage | EmissionsCost | 0 | [6 empty] | 0.73069 | 0
LCP_Inputs_ON_Electric_Howarth_2023_05_05 | 2028 | Battery Storage | Storage | Electricity | NY | Dispatch-Storage | FuelCost | 0 | [6 empty] | 0.73069 | 0
LCP_Inputs_ON_Electric_Howarth_2023_05_05 | 2028 | Battery Storage | Storage | Electricity | NY | Dispatch-Storage | VOM | 0 | [6 empty] | 0.73069 | 0
LCP_Inputs_ON_Electric_Howarth_2023_05_05 | 2028 | Battery Storage | Storage | Electricity | ON | Dispatch-Storage | EmissionsCost | 0 | [6 empty] | 0.73069 | 0
LCP_Inputs_ON_Electric_Howarth_2023_05_05 | 2028 | Battery Storage | Storage | Electricity | ON | Dispatch-Storage | FuelCost | 0 | [6 empty] | 0.73069 | 0
LCP_Inputs_ON_Electric_Howarth_2023_05_05 | 2028 | Battery Storage | Storage | Electricity | ON | Dispatch-Storage | VOM | 0 | [6 empty] | 0.73069 | 0
LCP_Inputs_ON_Electric_Howarth_2023_05_05 | 2028 | Battery Storage | Storage | Electricity | PJ | Dispatch-Storage | EmissionsCost | 0 | [6 empty] | 0.73069 | 0
LCP_Inputs_ON_Electric_Howarth_2023_05_05 | 2028 | Battery Storage | Storage | Electricity | PJ | Dispatch-Storage | FuelCost | 0 | [6 empty] | 0.73069 | 0
LCP_Inputs_ON_Electric_Howarth_2023_05_05 | 2028 | Battery Storage | Storage | Electricity | PJ | Dispatch-Storage | VOM | 0 | [6 empty] | 0.73069 | 0
LCP_Inputs_ON_Electric_Howarth_2023_05_05 | 2028 | Battery Storage | Storage | Electricity | QC | Dispatch-Storage | EmissionsCost | 0 | [6 empty] | 0.73069 | 0
LCP_Inputs_ON_Electric_Howarth_2023_05_05 | 2028 | Battery Storage | Storage | Electricity | QC | Dispatch-Storage | FuelCost | 0 | [6 empty] | 0.73069 | 0
LCP_Inputs_ON_Electric_Howarth_2023_05_05 | 2028 | Battery Storage | Storage | Electricity | QC | Dispatch-Storage | VOM | 0 | [6 empty] | 0.73069 | 0
LCP_Inputs_ON_Electric_Howarth_2023_05_05 | 2028 | Battery Storage | Storage | Electricity | WC | Dispatch-Storage | EmissionsCost | 0 | [6 empty] | 0.73069 | 0
LCP_Inputs_ON_Electric_Howarth_2023_05_05 | 2028 | Battery Storage | Storage | Electricity | WC | Dispatch-Storage | FuelCost | 0 | [6 empty] | 0.73069 | 0
LCP_Inputs_ON_Electric_Howarth_2023_05_05 | 2028 | Battery Storage | Storage | Electricity | WC | Dispatch-Storage | VOM | 0 | [6 empty] | 0.73069 | 0
LCP_Inputs_ON_Electric_Howarth_2023_05_05 | 2028 | Biomass | Generation | Electricity | MI | Dispatch-Generation | EmissionsCost | 0 | [6 empty] | 0.73069 | 0
LCP_Inputs_ON_Electric_Howarth_2023_05_05 | 2028 | Biomass | Generation | Electricity | MI | Dispatch-Generation | FuelCost | 0 | [6 empty] | 0.73069 | 0
LCP_Inputs_ON_Electric_Howarth_2023_05_05 | 2028 | Biomass | Generation | Electricity | MI | Dispatch-Generation | VOM | 0 | [6 empty] | 0.73069 | 0
LCP_Inputs_ON_Electric_Howarth_2023_05_05 | 2028 | Biomass | Generation | Electricity | NY | Dispatch-Generation | EmissionsCost | 0 | [6 empty] | 0.73069 | 0
LCP_Inputs_ON_Electric_Howarth_2023_05_05 | 2028 | Biomass | Generation | Electricity | NY | Dispatch-Generation | FuelCost | 0 | [6 empty] | 0.73069 | 0
LCP_Inputs_ON_Electric_Howarth_2023_05_05 | 2028 | Biomass | Generation | Electricity | NY | Dispatch-Generation | VOM | 0 | [6 empty] | 0.73069 | 0
LCP_Inputs_ON_Electric_Howarth_2023_05_05 | 2028 | Biomass | Generation | Electricity | ON | Dispatch-Generation | EmissionsCost | 0 | [6 empty] | 0.73069 | 0
LCP_Inputs_ON_Electric_Howarth_2023_05_05 | 2028 | Biomass | Generation | Electricity | ON | Dispatch-Generation | FuelCost | 0 | [6 empty] | 0.73069 | 0
LCP_Inputs_ON_Electric_Howarth_2023_05_05 | 2028 | Biomass | Generation | Electricity | ON | Dispatch-Generation | VOM | 0 | [6 empty] | 0.73069 | 0
LCP_Inputs_ON_Electric_Howarth_2023_05_05 | 2028 | Biomass | Generation | Electricity | PJ | Dispatch-Generation | EmissionsCost | 0 | [6 empty] | 0.73069 | 0
LCP_Inputs_ON_Electric_Howarth_2023_05_05 | 2028 | Biomass | Generation | Electricity | PJ | Dispatch-Generation | FuelCost | 0 | [6 empty] | 0.73069 | 0
LCP_Inputs_ON_Electric_Howarth_2023_05_05 | 2028 | Biomass | Generation | Electricity | PJ | Dispatch-Generation | VOM | 0 | [6 empty] | 0.73069 | 0
LCP_Inputs_ON_Electric_Howarth_2023_05_05 | 2028 | Biomass | Generation | Electricity | QC | Dispatch-Generation | EmissionsCost | 0 | [6 empty] | 0.73069 | 0
LCP_Inputs_ON_Electric_Howarth_2023_05_05 | 2028 | Biomass | Generation | Electricity | QC | Dispatch-Generation | FuelCost | 0 | [6 empty] | 0.73069 | 0
LCP_Inputs_ON_Electric_Howarth_2023_05_05 | 2028 | Biomass | Generation | Electricity | QC | Dispatch-Generation | VOM | 0 | [6 empty] | 0.73069 | 0
LCP_Inputs_ON_Electric_Howarth_2023_05_05 | 2028 | Biomass | Generation | Electricity | WC | Dispatch-Generation | EmissionsCost | 0 | [6 empty] | 0.73069 | 0
LCP_Inputs_ON_Electric_Howarth_2023_05_05 | 2028 | Biomass | Generation | Electricity | WC | Dispatch-Generation | FuelCost | 0 | [6 empty] | 0.73069 | 0
LCP_Inputs_ON_Electric_Howarth_2023_05_05 | 2028 | Biomass | Generation | Electricity | WC | Dispatch-Generation | VOM | 0 | [6 empty] | 0.73069 | 0
LCP_Inputs_ON_Electric_Howarth_2023_05_05 | 2028 | Biomass + CCS | Generation | Electricity | MI | Dispatch-Generation | EmissionsCost | 0 | [6 empty] | 0.73069 | 0
LCP_Inputs_ON_Electric_Howarth_2023_05_05 | 2028 | Biomass + CCS | Generation | Electricity | MI | Dispatch-Generation | FuelCost | 0 | [6 empty] | 0.73069 | 0
LCP_Inputs_ON_Electric_Howarth_2023_05_05 | 2028 | Biomass + CCS | Generation | Electricity | MI | Dispatch-Generation | VOM | 0 | [6 empty] | 0.73069 | 0
LCP_Inputs_ON_Electric_Howarth_2023_05_05 | 2028 | Biomass + CCS | Generation | Electricity | NY | Dispatch-Generation | EmissionsCost | 0 | [6 empty] | 0.73069 | 0
LCP_Inputs_ON_Electric_Howarth_2023_05_05 | 2028 | Biomass + CCS | Generation | Electricity | NY | Dispatch-Generation | FuelCost | 0 | [6 empty] | 0.73069 | 0
LCP_Inputs_ON_Electric_Howarth_2023_05_05 | 2028 | Biomass + CCS | Generation | Electricity | NY | Dispatch-Generation | VOM | 0 | [6 empty] | 0.73069 | 0
LCP_Inputs_ON_Electric_Howarth_2023_05_05 | 2028 | Biomass + CCS | Generation | Electricity | ON | Dispatch-Generation | EmissionsCost | 0 | [6 empty] | 0.73069 | 0
LCP_Inputs_ON_Electric_Howarth_2023_05_05 | 2028 | Biomass + CCS | Generation | Electricity | ON | Dispatch-Generation | FuelCost | 0 | [6 empty] | 0.73069 | 0
LCP_Inputs_ON_Electric_Howarth_2023_05_05 | 2028 | Biomass + CCS | Generation | Electricity | ON | Dispatch-Generation | VOM | 0 | [6 empty] | 0.73069 | 0
LCP_Inputs_ON_Electric_Howarth_2023_05_05 | 2028 | Biomass + CCS | Generation | Electricity | PJ | Dispatch-Generation | EmissionsCost | 0 | [6 empty] | 0.73069 | 0
LCP_Inputs_ON_Electric_Howarth_2023_05_05 | 2028 | Biomass + CCS | Generation | Electricity | PJ | Dispatch-Generation | FuelCost | 0 | [6 empty] | 0.73069 | 0
LCP_Inputs_ON_Electric_Howarth_2023_05_05 | 2028 | Biomass + CCS | Generation | Electricity | PJ | Dispatch-Generation | VOM | 0 | [6 empty] | 0.73069 | 0
LCP_Inputs_ON_Electric_Howarth_2023_05_05 | 2028 | Biomass + CCS | Generation | Electricity | QC | Dispatch-Generation | EmissionsCost | 0 | [6 empty] | 0.73069 | 0
LCP_Inputs_ON_Electric_Howarth_2023_05_05 | 2028 | Biomass + CCS | Generation | Electricity | QC | Dispatch-Generation | FuelCost | 0 | [6 empty] | 0.73069 | 0
LCP_Inputs_ON_Electric_Howarth_2023_05_05 | 2028 | Biomass + CCS | Generation | Electricity | QC | Dispatch-Generation | VOM | 0 | [6 empty] | 0.73069 | 0
LCP_Inputs_ON_Electric_Howarth_2023_05_05 | 2028 | Biomass + CCS | Generation | Electricity | WC | Dispatch-Generation | EmissionsCost | 0 | [6 empty] | 0.73069 | 0
LCP_Inputs_ON_Electric_Howarth_2023_05_05 | 2028 | Biomass + CCS | Generation | Electricity | WC | Dispatch-Generation | FuelCost | 0 | [6 empty] | 0.73069 | 0
LCP_Inputs_ON_Electric_Howarth_2023_05_05 | 2028 | Biomass + CCS | Generation | Electricity | WC | Dispatch-Generation | VOM | 0 | [6 empty] | 0.73069 | 0
LCP_Inputs_ON_Electric_Howarth_2023_05_05 | 2028 | CH4 + CCS | Generation | Methane | MI | Dispatch-Generation | EmissionsCost | 0 | [6 empty] | 0.73069 | 0
LCP_Inputs_ON_Electric_Howarth_2023_05_05 | 2028 | CH4 + CCS | Generation | Methane | MI | Dispatch-Generation | FuelCost | 0 | [6 empty] | 0.73069 | 0
LCP_Inputs_ON_Electric_Howarth_2023_05_05 | 2028 | CH4 + CCS | Generation | Methane | MI | Dispatch-Generation | VOM | 0 | [6 empty] | 0.73069 | 0
LCP_Inputs_ON_Electric_Howarth_2023_05_05 | 2028 | CH4 + CCS | Generation | Methane | NY | Dispatch-Generation | EmissionsCost | 0 | [6 empty] | 0.73069 | 0
LCP_Inputs_ON_Electric_Howarth_2023_05_05 | 2028 | CH4 + CCS | Generation | Methane | NY | Dispatch-Generation | FuelCost | 0 | [6 empty] | 0.73069 | 0
LCP_Inputs_ON_Electric_Howarth_2023_05_05 | 2028 | CH4 + CCS | Generation | Methane | NY | Dispatch-Generation | VOM | 0 | [6 empty] | 0.73069 | 0
LCP_Inputs_ON_Electric_Howarth_2023_05_05 | 2028 | CH4 + CCS | Generation | Methane | ON | Dispatch-Generation | EmissionsCost | 0 | [6 empty] | 0.73069 | 0
LCP_Inputs_ON_Electric_Howarth_2023_05_05 | 2028 | CH4 + CCS | Generation | Methane | ON | Dispatch-Generation | FuelCost | 0 | [6 empty] | 0.73069 | 0
LCP_Inputs_ON_Electric_Howarth_2023_05_05 | 2028 | CH4 + CCS | Generation | Methane | ON | Dispatch-Generation | VOM | 0 | [6 empty] | 0.73069 | 0
LCP_Inputs_ON_Electric_Howarth_2023_05_05 | 2028 | CH4 + CCS | Generation | Methane | PJ | Dispatch-Generation | EmissionsCost | 0 | [6 empty] | 0.73069 | 0
LCP_Inputs_ON_Electric_Howarth_2023_05_05 | 2028 | CH4 + CCS | Generation | Methane | PJ | Dispatch-Generation | FuelCost | 0 | [6 empty] | 0.73069 | 0
LCP_Inputs_ON_Electric_Howarth_2023_05_05 | 2028 | CH4 + CCS | Generation | Methane | PJ | Dispatch-Generation | VOM | 0 | [6 empty] | 0.73069 | 0
LCP_Inputs_ON_Electric_Howarth_2023_05_05 | 2028 | CH4 + CCS | Generation | Methane | QC | Dispatch-Generation | EmissionsCost | 0 | [6 empty] | 0.73069 | 0
LCP_Inputs_ON_Electric_Howarth_2023_05_05 | 2028 | CH4 + CCS | Generation | Methane | QC | Dispatch-Generation | FuelCost | 0 | [6 empty] | 0.73069 | 0
LCP_Inputs_ON_Electric_Howarth_2023_05_05 | 2028 | CH4 + CCS | Generation | Methane | QC | Dispatch-Generation | VOM | 0 | [6 empty] | 0.73069 | 0
LCP_Inputs_ON_Electric_Howarth_2023_05_05 | 2028 | CH4 + CCS | Generation | Methane | WC | Dispatch-Generation | EmissionsCost | 0 | [6 empty] | 0.73069 | 0
LCP_Inputs_ON_Electric_Howarth_2023_05_05 | 2028 | CH4 + CCS | Generation | Methane | WC | Dispatch-Generation | FuelCost | 0 | [6 empty] | 0.73069 | 0
LCP_Inputs_ON_Electric_Howarth_2023_05_05 | 2028 | CH4 + CCS | Generation | Methane | WC | Dispatch-Generation | VOM | 0 | [6 empty] | 0.73069 | 0
LCP_Inputs_ON_Electric_Howarth_2023_05_05 | 2028 | CH4 Import - NY 2020 | Import | Methane | MI | Dispatch-Import | EmissionsCost | 0 | [6 empty] | 0.73069 | 0
LCP_Inputs_ON_Electric_Howarth_2023_05_05 | 2028 | CH4 Import - NY 2020 | Import | Methane | MI | Dispatch-Import | FuelCost | 0 | [6 empty] | 0.73069 | 0
LCP_Inputs_ON_Electric_Howarth_2023_05_05 | 2028 | CH4 Import - NY 2020 | Import | Methane | MI | Dispatch-Import | VOM | 0 | [6 empty] | 0.73069 | 0
LCP_Inputs_ON_Electric_Howarth_2023_05_05 | 2028 | CH4 Import - NY 2020 | Import | Methane | NY | Dispatch-Import | EmissionsCost | 282343065.1873 | [6 empty] | 0.73069 | 206305312.1826
LCP_Inputs_ON_Electric_Howarth_2023_05_05 | 2028 | CH4 Import - NY 2020 | Import | Methane | NY | Dispatch-Import | FuelCost | 407790143.0843 | [6 empty] | 0.73069 | 297968263.248
LCP_Inputs_ON_Electric_Howarth_2023_05_05 | 2028 | CH4 Import - NY 2020 | Import | Methane | NY | Dispatch-Import | VOM | 0 | [6 empty] | 0.73069 | 0
LCP_Inputs_ON_Electric_Howarth_2023_05_05 | 2028 | CH4 Import - NY 2020 | Import | Methane | ON | Dispatch-Import | EmissionsCost | 0 | [6 empty] | 0.73069 | 0
LCP_Inputs_ON_Electric_Howarth_2023_05_05 | 2028 | CH4 Import - NY 2020 | Import | Methane | ON | Dispatch-Import | FuelCost | 0 | [6 empty] | 0.73069 | 0
LCP_Inputs_ON_Electric_Howarth_2023_05_05 | 2028 | CH4 Import - NY 2020 | Import | Methane | ON | Dispatch-Import | VOM | 0 | [6 empty] | 0.73069 | 0
LCP_Inputs_ON_Electric_Howarth_2023_05_05 | 2028 | CH4 Import - NY 2020 | Import | Methane | PJ | Dispatch-Import | EmissionsCost | 0 | [6 empty] | 0.73069 | 0
LCP_Inputs_ON_Electric_Howarth_2023_05_05 | 2028 | CH4 Import - NY 2020 | Import | Methane | PJ | Dispatch-Import | FuelCost | 0 | [6 empty] | 0.73069 | 0
LCP_Inputs_ON_Electric_Howarth_2023_05_05 | 2028 | CH4 Import - NY 2020 | Import | Methane | PJ | Dispatch-Import | VOM | 0 | [6 empty] | 0.73069 | 0
LCP_Inputs_ON_Electric_Howarth_2023_05_05 | 2028 | CH4 Import - NY 2020 | Import | Methane | QC | Dispatch-Import | EmissionsCost | 0 | [6 empty] | 0.73069 | 0
LCP_Inputs_ON_Electric_Howarth_2023_05_05 | 2028 | CH4 Import - NY 2020 | Import | Methane | QC | Dispatch-Import | FuelCost | 0 | [6 empty] | 0.73069 | 0
LCP_Inputs_ON_Electric_Howarth_2023_05_05 | 2028 | CH4 Import - NY 2020 | Import | Methane | QC | Dispatch-Import | VOM | 0 | [6 empty] | 0.73069 | 0
LCP_Inputs_ON_Electric_Howarth_2023_05_05 | 2028 | CH4 Import - NY 2020 | Import | Methane | WC | Dispatch-Import | EmissionsCost | 0 | [6 empty] | 0.73069 | 0
LCP_Inputs_ON_Electric_Howarth_2023_05_05 | 2028 | CH4 Import - NY 2020 | Import | Methane | WC | Dispatch-Import | FuelCost | 0 | [6 empty] | 0.73069 | 0
LCP_Inputs_ON_Electric_Howarth_2023_05_05 | 2028 | CH4 Import - NY 2020 | Import | Methane | WC | Dispatch-Import | VOM | 0 | [6 empty] | 0.73069 | 0
LCP_Inputs_ON_Electric_Howarth_2023_05_05 | 2028 | CH4 Import - NY 2030 | Import | Methane | MI | Dispatch-Import | EmissionsCost | 0 | [6 empty] | 0.73069 | 0
LCP_Inputs_ON_Electric_Howarth_2023_05_05 | 2028 | CH4 Import - NY 2030 | Import | Methane | MI | Dispatch-Import | FuelCost | 0 | [6 empty] | 0.73069 | 0
LCP_Inputs_ON_Electric_Howarth_2023_05_05 | 2028 | CH4 Import - NY 2030 | Import | Methane | MI | Dispatch-Import | VOM | 0 | [6 empty] | 0.73069 | 0
LCP_Inputs_ON_Electric_Howarth_2023_05_05 | 2028 | CH4 Import - NY 2030 | Import | Methane | NY | Dispatch-Import | EmissionsCost | 0 | [6 empty] | 0.73069 | 0
LCP_Inputs_ON_Electric_Howarth_2023_05_05 | 2028 | CH4 Import - NY 2030 | Import | Methane | NY | Dispatch-Import | FuelCost | 0 | [6 empty] | 0.73069 | 0
LCP_Inputs_ON_Electric_Howarth_2023_05_05 | 2028 | CH4 Import - NY 2030 | Import | Methane | NY | Dispatch-Import | VOM | 0 | [6 empty] | 0.73069 | 0
LCP_Inputs_ON_Electric_Howarth_2023_05_05 | 2028 | CH4 Import - NY 2030 | Import | Methane | ON | Dispatch-Import | EmissionsCost | 0 | [6 empty] | 0.73069 | 0
LCP_Inputs_ON_Electric_Howarth_2023_05_05 | 2028 | CH4 Import - NY 2030 | Import | Methane | ON | Dispatch-Import | FuelCost | 0 | [6 empty] | 0.73069 | 0
LCP_Inputs_ON_Electric_Howarth_2023_05_05 | 2028 | CH4 Import - NY 2030 | Import | Methane | ON | Dispatch-Import | VOM | 0 | [6 empty] | 0.73069 | 0
LCP_Inputs_ON_Electric_Howarth_2023_05_05 | 2028 | CH4 Import - NY 2030 | Import | Methane | PJ | Dispatch-Import | EmissionsCost | 0 | [6 empty] | 0.73069 | 0
LCP_Inputs_ON_Electric_Howarth_2023_05_05 | 2028 | CH4 Import - NY 2030 | Import | Methane | PJ | Dispatch-Import | FuelCost | 0 | [6 empty] | 0.73069 | 0
LCP_Inputs_ON_Electric_Howarth_2023_05_05 | 2028 | CH4 Import - NY 2030 | Import | Methane | PJ | Dispatch-Import | VOM | 0 | [6 empty] | 0.73069 | 0
LCP_Inputs_ON_Electric_Howarth_2023_05_05 | 2028 | CH4 Import - NY 2030 | Import | Methane | QC | Dispatch-Import | EmissionsCost | 0 | [6 empty] | 0.73069 | 0
LCP_Inputs_ON_Electric_Howarth_2023_05_05 | 2028 | CH4 Import - NY 2030 | Import | Methane | QC | Dispatch-Import | FuelCost | 0 | [6 empty] | 0.73069 | 0
LCP_Inputs_ON_Electric_Howarth_2023_05_05 | 2028 | CH4 Import - NY 2030 | Import | Methane | QC | Dispatch-Import | VOM | 0 | [6 empty] | 0.73069 | 0
LCP_Inputs_ON_Electric_Howarth_2023_05_05 | 2028 | CH4 Import - NY 2030 | Import | Methane | WC | Dispatch-Import | EmissionsCost | 0 | [6 empty] | 0.73069 | 0
LCP_Inputs_ON_Electric_Howarth_2023_05_05 | 2028 | CH4 Import - NY 2030 | Import | Methane | WC | Dispatch-Import | FuelCost | 0 | [6 empty] | 0.73069 | 0
LCP_Inputs_ON_Electric_Howarth_2023_05_05 | 2028 | CH4 Import - NY 2030 | Import | Methane | WC | Dispatch-Import | VOM | 0 | [6 empty] | 0.73069 | 0
LCP_Inputs_ON_Electric_Howarth_2023_05_05 | 2028 | CH4 Import - NY 2040 | Import | Methane | MI | Dispatch-Import | EmissionsCost | 0 | [6 empty] | 0.73069 | 0
LCP_Inputs_ON_Electric_Howarth_2023_05_05 | 2028 | CH4 Import - NY 2040 | Import | Methane | MI | Dispatch-Import | FuelCost | 0 | [6 empty] | 0.73069 | 0
LCP_Inputs_ON_Electric_Howarth_2023_05_05 | 2028 | CH4 Import - NY 2040 | Import | Methane | MI | Dispatch-Import | VOM | 0 | [6 empty] | 0.73069 | 0
LCP_Inputs_ON_Electric_Howarth_2023_05_05 | 2028 | CH4 Import - NY 2040 | Import | Methane | NY | Dispatch-Import | EmissionsCost | 0 | [6 empty] | 0.73069 | 0
LCP_Inputs_ON_Electric_Howarth_2023_05_05 | 2028 | CH4 Import - NY 2040 | Import | Methane | NY | Dispatch-Import | FuelCost | 0 | [6 empty] | 0.73069 | 0
LCP_Inputs_ON_Electric_Howarth_2023_05_05 | 2028 | CH4 Import - NY 2040 | Import | Methane | NY | Dispatch-Import | VOM | 0 | [6 empty] | 0.73069 | 0
LCP_Inputs_ON_Electric_Howarth_2023_05_05 | 2028 | CH4 Import - NY 2040 | Import | Methane | ON | Dispatch-Import | EmissionsCost | 0 | [6 empty] | 0.73069 | 0
LCP_Inputs_ON_Electric_Howarth_2023_05_05 | 2028 | CH4 Import - NY 2040 | Import | Methane | ON | Dispatch-Import | FuelCost | 0 | [6 empty] | 0.73069 | 0
LCP_Inputs_ON_Electric_Howarth_2023_05_05 | 2028 | CH4 Import - NY 2040 | Import | Methane | ON | Dispatch-Import | VOM | 0 | [6 empty] | 0.73069 | 0
LCP_Inputs_ON_Electric_Howarth_2023_05_05 | 2028 | CH4 Import - NY 2040 | Import | Methane | PJ | Dispatch-Import | EmissionsCost | 0 | [6 empty] | 0.73069 | 0
LCP_Inputs_ON_Electric_Howarth_2023_05_05 | 2028 | CH4 Import - NY 2040 | Import | Methane | PJ | Dispatch-Import | FuelCost | 0 | [6 empty] | 0.73069 | 0
LCP_Inputs_ON_Electric_Howarth_2023_05_05 | 2028 | CH4 Import - NY 2040 | Import | Methane | PJ | Dispatch-Import | VOM | 0 | [6 empty] | 0.73069 | 0
LCP_Inputs_ON_Electric_Howarth_2023_05_05 | 2028 | CH4 Import - NY 2040 | Import | Methane | QC | Dispatch-Import | EmissionsCost | 0 | [6 empty] | 0.73069 | 0
LCP_Inputs_ON_Electric_Howarth_2023_05_05 | 2028 | CH4 Import - NY 2040 | Import | Methane | QC | Dispatch-Import | FuelCost | 0 | [6 empty] | 0.73069 | 0
LCP_Inputs_ON_Electric_Howarth_2023_05_05 | 2028 | CH4 Import - NY 2040 | Import | Methane | QC | Dispatch-Import | VOM | 0 | [6 empty] | 0.73069 | 0
LCP_Inputs_ON_Electric_Howarth_2023_05_05 | 2028 | CH4 Import - NY 2040 | Import | Methane | WC | Dispatch-Import | EmissionsCost | 0 | [6 empty] | 0.73069 | 0
LCP_Inputs_ON_Electric_Howarth_2023_05_05 | 2028 | CH4 Import - NY 2040 | Import | Methane | WC | Dispatch-Import | FuelCost | 0 | [6 empty] | 0.73069 | 0
LCP_Inputs_ON_Electric_Howarth_2023_05_05 | 2028 | CH4 Import - NY 2040 | Import | Methane | WC | Dispatch-Import | VOM | 0 | [6 empty] | 0.73069 | 0
LCP_Inputs_ON_Electric_Howarth_2023_05_05 | 2028 | CH4 Import - NY 2050 | Import | Methane | MI | Dispatch-Import | EmissionsCost | 0 | [6 empty] | 0.73069 | 0
LCP_Inputs_ON_Electric_Howarth_2023_05_05 | 2028 | CH4 Import - NY 2050 | Import | Methane | MI | Dispatch-Import | FuelCost | 0 | [6 empty] | 0.73069 | 0
LCP_Inputs_ON_Electric_Howarth_2023_05_05 | 2028 | CH4 Import - NY 2050 | Import | Methane | MI | Dispatch-Import | VOM | 0 | [6 empty] | 0.73069 | 0
LCP_Inputs_ON_Electric_Howarth_2023_05_05 | 2028 | CH4 Import - NY 2050 | Import | Methane | NY | Dispatch-Import | EmissionsCost | 0 | [6 empty] | 0.73069 | 0
LCP_Inputs_ON_Electric_Howarth_2023_05_05 | 2028 | CH4 Import - NY 2050 | Import | Methane | NY | Dispatch-Import | FuelCost | 0 | [6 empty] | 0.73069 | 0
LCP_Inputs_ON_Electric_Howarth_2023_05_05 | 2028 | CH4 Import - NY 2050 | Import | Methane | NY | Dispatch-Import | VOM | 0 | [6 empty] | 0.73069 | 0
LCP_Inputs_ON_Electric_Howarth_2023_05_05 | 2028 | CH4 Import - NY 2050 | Import | Methane | ON | Dispatch-Import | EmissionsCost | 0 | [6 empty] | 0.73069 | 0
LCP_Inputs_ON_Electric_Howarth_2023_05_05 | 2028 | CH4 Import - NY 2050 | Import | Methane | ON | Dispatch-Import | FuelCost | 0 | [6 empty] | 0.73069 | 0
LCP_Inputs_ON_Electric_Howarth_2023_05_05 | 2028 | CH4 Import - NY 2050 | Import | Methane | ON | Dispatch-Import | VOM | 0 | [6 empty] | 0.73069 | 0
LCP_Inputs_ON_Electric_Howarth_2023_05_05 | 2028 | CH4 Import - NY 2050 | Import | Methane | PJ | Dispatch-Import | EmissionsCost | 0 | [6 empty] | 0.73069 | 0
LCP_Inputs_ON_Electric_Howarth_2023_05_05 | 2028 | CH4 Import - NY 2050 | Import | Methane | PJ | Dispatch-Import | FuelCost | 0 | [6 empty] | 0.73069 | 0
LCP_Inputs_ON_Electric_Howarth_2023_05_05 | 2028 | CH4 Import - NY 2050 | Import | Methane | PJ | Dispatch-Import | VOM | 0 | [6 empty] | 0.73069 | 0
LCP_Inputs_ON_Electric_Howarth_2023_05_05 | 2028 | CH4 Import - NY 2050 | Import | Methane | QC | Dispatch-Import | EmissionsCost | 0 | [6 empty] | 0.73069 | 0
LCP_Inputs_ON_Electric_Howarth_2023_05_05 | 2028 | CH4 Import - NY 2050 | Import | Methane | QC | Dispatch-Import | FuelCost | 0 | [6 empty] | 0.73069 | 0
LCP_Inputs_ON_Electric_Howarth_2023_05_05 | 2028 | CH4 Import - NY 2050 | Import | Methane | QC | Dispatch-Import | VOM | 0 | [6 empty] | 0.73069 | 0
LCP_Inputs_ON_Electric_Howarth_2023_05_05 | 2028 | CH4 Import - NY 2050 | Import | Methane | WC | Dispatch-Import | EmissionsCost | 0 | [6 empty] | 0.73069 | 0
LCP_Inputs_ON_Electric_Howarth_2023_05_05 | 2028 | CH4 Import - NY 2050 | Import | Methane | WC | Dispatch-Import | FuelCost | 0 | [6 empty] | 0.73069 | 0
LCP_Inputs_ON_Electric_Howarth_2023_05_05 | 2028 | CH4 Import - NY 2050 | Import | Methane | WC | Dispatch-Import | VOM | 0 | [6 empty] | 0.73069 | 0
LCP_Inputs_ON_Electric_Howarth_2023_05_05 | 2028 | CH4 Import - WC 2020 | Import | Methane | MI | Dispatch-Import | EmissionsCost | 0 | [6 empty] | 0.73069 | 0
LCP_Inputs_ON_Electric_Howarth_2023_05_05 | 2028 | CH4 Import - WC 2020 | Import | Methane | MI | Dispatch-Import | FuelCost | 0 | [6 empty] | 0.73069 | 0
LCP_Inputs_ON_Electric_Howarth_2023_05_05 | 2028 | CH4 Import - WC 2020 | Import | Methane | MI | Dispatch-Import | VOM | 0 | [6 empty] | 0.73069 | 0
LCP_Inputs_ON_Electric_Howarth_2023_05_05 | 2028 | CH4 Import - WC 2020 | Import | Methane | NY | Dispatch-Import | EmissionsCost | 0 | [6 empty] | 0.73069 | 0
LCP_Inputs_ON_Electric_Howarth_2023_05_05 | 2028 | CH4 Import - WC 2020 | Import | Methane | NY | Dispatch-Import | FuelCost | 0 | [6 empty] | 0.73069 | 0
LCP_Inputs_ON_Electric_Howarth_2023_05_05 | 2028 | CH4 Import - WC 2020 | Import | Methane | NY | Dispatch-Import | VOM | 0 | [6 empty] | 0.73069 | 0
LCP_Inputs_ON_Electric_Howarth_2023_05_05 | 2028 | CH4 Import - WC 2020 | Import | Methane | ON | Dispatch-Import | EmissionsCost | 0 | [6 empty] | 0.73069 | 0
LCP_Inputs_ON_Electric_Howarth_2023_05_05 | 2028 | CH4 Import - WC 2020 | Import | Methane | ON | Dispatch-Import | FuelCost | 0 | [6 empty] | 0.73069 | 0
LCP_Inputs_ON_Electric_Howarth_2023_05_05 | 2028 | CH4 Import - WC 2020 | Import | Methane | ON | Dispatch-Import | VOM | 0 | [6 empty] | 0.73069 | 0
LCP_Inputs_ON_Electric_Howarth_2023_05_05 | 2028 | CH4 Import - WC 2020 | Import | Methane | PJ | Dispatch-Import | EmissionsCost | 0 | [6 empty] | 0.73069 | 0
LCP_Inputs_ON_Electric_Howarth_2023_05_05 | 2028 | CH4 Import - WC 2020 | Import | Methane | PJ | Dispatch-Import | FuelCost | 0 | [6 empty] | 0.73069 | 0
LCP_Inputs_ON_Electric_Howarth_2023_05_05 | 2028 | CH4 Import - WC 2020 | Import | Methane | PJ | Dispatch-Import | VOM | 0 | [6 empty] | 0.73069 | 0
LCP_Inputs_ON_Electric_Howarth_2023_05_05 | 2028 | CH4 Import - WC 2020 | Import | Methane | QC | Dispatch-Import | EmissionsCost | 0 | [6 empty] | 0.73069 | 0
LCP_Inputs_ON_Electric_Howarth_2023_05_05 | 2028 | CH4 Import - WC 2020 | Import | Methane | QC | Dispatch-Import | FuelCost | 0 | [6 empty] | 0.73069 | 0
LCP_Inputs_ON_Electric_Howarth_2023_05_05 | 2028 | CH4 Import - WC 2020 | Import | Methane | QC | Dispatch-Import | VOM | 0 | [6 empty] | 0.73069 | 0
LCP_Inputs_ON_Electric_Howarth_2023_05_05 | 2028 | CH4 Import - WC 2020 | Import | Methane | WC | Dispatch-Import | EmissionsCost | 1306945408.6229 | [6 empty] | 0.73069 | 954972208.553
LCP_Inputs_ON_Electric_Howarth_2023_05_05 | 2028 | CH4 Import - WC 2020 | Import | Methane | WC | Dispatch-Import | FuelCost | 1887630761.6486 | [6 empty] | 0.73069 | 1379273308.1971
LCP_Inputs_ON_Electric_Howarth_2023_05_05 | 2028 | CH4 Import - WC 2020 | Import | Methane | WC | Dispatch-Import | VOM | 0 | [6 empty] | 0.73069 | 0
LCP_Inputs_ON_Electric_Howarth_2023_05_05 | 2028 | CH4 Import - WC 2030 | Import | Methane | MI | Dispatch-Import | EmissionsCost | 0 | [6 empty] | 0.73069 | 0
LCP_Inputs_ON_Electric_Howarth_2023_05_05 | 2028 | CH4 Import - WC 2030 | Import | Methane | MI | Dispatch-Import | FuelCost | 0 | [6 empty] | 0.73069 | 0
LCP_Inputs_ON_Electric_Howarth_2023_05_05 | 2028 | CH4 Import - WC 2030 | Import | Methane | MI | Dispatch-Import | VOM | 0 | [6 empty] | 0.73069 | 0
LCP_Inputs_ON_Electric_Howarth_2023_05_05 | 2028 | CH4 Import - WC 2030 | Import | Methane | NY | Dispatch-Import | EmissionsCost | 0 | [6 empty] | 0.73069 | 0
LCP_Inputs_ON_Electric_Howarth_2023_05_05 | 2028 | CH4 Import - WC 2030 | Import | Methane | NY | Dispatch-Import | FuelCost | 0 | [6 empty] | 0.73069 | 0
LCP_Inputs_ON_Electric_Howarth_2023_05_05 | 2028 | CH4 Import - WC 2030 | Import | Methane | NY | Dispatch-Import | VOM | 0 | [6 empty] | 0.73069 | 0
LCP_Inputs_ON_Electric_Howarth_2023_05_05 | 2028 | CH4 Import - WC 2030 | Import | Methane | ON | Dispatch-Import | EmissionsCost | 0 | [6 empty] | 0.73069 | 0
LCP_Inputs_ON_Electric_Howarth_2023_05_05 | 2028 | CH4 Import - WC 2030 | Import | Methane | ON | Dispatch-Import | FuelCost | 0 | [6 empty] | 0.73069 | 0
LCP_Inputs_ON_Electric_Howarth_2023_05_05 | 2028 | CH4 Import - WC 2030 | Import | Methane | ON | Dispatch-Import | VOM | 0 | [6 empty] | 0.73069 | 0
LCP_Inputs_ON_Electric_Howarth_2023_05_05 | 2028 | CH4 Import - WC 2030 | Import | Methane | PJ | Dispatch-Import | EmissionsCost | 0 | [6 empty] | 0.73069 | 0
LCP_Inputs_ON_Electric_Howarth_2023_05_05 | 2028 | CH4 Import - WC 2030 | Import | Methane | PJ | Dispatch-Import | FuelCost | 0 | [6 empty] | 0.73069 | 0
LCP_Inputs_ON_Electric_Howarth_2023_05_05 | 2028 | CH4 Import - WC 2030 | Import | Methane | PJ | Dispatch-Import | VOM | 0 | [6 empty] | 0.73069 | 0
LCP_Inputs_ON_Electric_Howarth_2023_05_05 | 2028 | CH4 Import - WC 2030 | Import | Methane | QC | Dispatch-Import | EmissionsCost | 0 | [6 empty] | 0.73069 | 0
LCP_Inputs_ON_Electric_Howarth_2023_05_05 | 2028 | CH4 Import - WC 2030 | Import | Methane | QC | Dispatch-Import | FuelCost | 0 | [6 empty] | 0.73069 | 0
LCP_Inputs_ON_Electric_Howarth_2023_05_05 | 2028 | CH4 Import - WC 2030 | Import | Methane | QC | Dispatch-Import | VOM | 0 | [6 empty] | 0.73069 | 0
LCP_Inputs_ON_Electric_Howarth_2023_05_05 | 2028 | CH4 Import - WC 2030 | Import | Methane | WC | Dispatch-Import | EmissionsCost | 0 | [6 empty] | 0.73069 | 0
LCP_Inputs_ON_Electric_Howarth_2023_05_05 | 2028 | CH4 Import - WC 2030 | Import | Methane | WC | Dispatch-Import | FuelCost | 0 | [6 empty] | 0.73069 | 0
LCP_Inputs_ON_Electric_Howarth_2023_05_05 | 2028 | CH4 Import - WC 2030 | Import | Methane | WC | Dispatch-Import | VOM | 0 | [6 empty] | 0.73069 | 0
LCP_Inputs_ON_Electric_Howarth_2023_05_05 | 2028 | CH4 Import - WC 2040 | Import | Methane | MI | Dispatch-Import | EmissionsCost | 0 | [6 empty] | 0.73069 | 0
LCP_Inputs_ON_Electric_Howarth_2023_05_05 | 2028 | CH4 Import - WC 2040 | Import | Methane | MI | Dispatch-Import | FuelCost | 0 | [6 empty] | 0.73069 | 0
LCP_Inputs_ON_Electric_Howarth_2023_05_05 | 2028 | CH4 Import - WC 2040 | Import | Methane | MI | Dispatch-Import | VOM | 0 | [6 empty] | 0.73069 | 0
LCP_Inputs_ON_Electric_Howarth_2023_05_05 | 2028 | CH4 Import - WC 2040 | Import | Methane | NY | Dispatch-Import | EmissionsCost | 0 | [6 empty] | 0.73069 | 0
LCP_Inputs_ON_Electric_Howarth_2023_05_05 | 2028 | CH4 Import - WC 2040 | Import | Methane | NY | Dispatch-Import | FuelCost | 0 | [6 empty] | 0.73069 | 0
LCP_Inputs_ON_Electric_Howarth_2023_05_05 | 2028 | CH4 Import - WC 2040 | Import | Methane | NY | Dispatch-Import | VOM | 0 | [6 empty] | 0.73069 | 0
LCP_Inputs_ON_Electric_Howarth_2023_05_05 | 2028 | CH4 Import - WC 2040 | Import | Methane | ON | Dispatch-Import | EmissionsCost | 0 | [6 empty] | 0.73069 | 0
LCP_Inputs_ON_Electric_Howarth_2023_05_05 | 2028 | CH4 Import - WC 2040 | Import | Methane | ON | Dispatch-Import | FuelCost | 0 | [6 empty] | 0.73069 | 0
LCP_Inputs_ON_Electric_Howarth_2023_05_05 | 2028 | CH4 Import - WC 2040 | Import | Methane | ON | Dispatch-Import | VOM | 0 | [6 empty] | 0.73069 | 0
LCP_Inputs_ON_Electric_Howarth_2023_05_05 | 2028 | CH4 Import - WC 2040 | Import | Methane | PJ | Dispatch-Import | EmissionsCost | 0 | [6 empty] | 0.73069 | 0
LCP_Inputs_ON_Electric_Howarth_2023_05_05 | 2028 | CH4 Import - WC 2040 | Import | Methane | PJ | Dispatch-Import | FuelCost | 0 | [6 empty] | 0.73069 | 0
LCP_Inputs_ON_Electric_Howarth_2023_05_05 | 2028 | CH4 Import - WC 2040 | Import | Methane | PJ | Dispatch-Import | VOM | 0 | [6 empty] | 0.73069 | 0
LCP_Inputs_ON_Electric_Howarth_2023_05_05 | 2028 | CH4 Import - WC 2040 | Import | Methane | QC | Dispatch-Import | EmissionsCost | 0 | [6 empty] | 0.73069 | 0
LCP_Inputs_ON_Electric_Howarth_2023_05_05 | 2028 | CH4 Import - WC 2040 | Import | Methane | QC | Dispatch-Import | FuelCost | 0 | [6 empty] | 0.73069 | 0
LCP_Inputs_ON_Electric_Howarth_2023_05_05 | 2028 | CH4 Import - WC 2040 | Import | Methane | QC | Dispatch-Import | VOM | 0 | [6 empty] | 0.73069 | 0
LCP_Inputs_ON_Electric_Howarth_2023_05_05 | 2028 | CH4 Import - WC 2040 | Import | Methane | WC | Dispatch-Import | EmissionsCost | 0 | [6 empty] | 0.73069 | 0
LCP_Inputs_ON_Electric_Howarth_2023_05_05 | 2028 | CH4 Import - WC 2040 | Import | Methane | WC | Dispatch-Import | FuelCost | 0 | [6 empty] | 0.73069 | 0
LCP_Inputs_ON_Electric_Howarth_2023_05_05 | 2028 | CH4 Import - WC 2040 | Import | Methane | WC | Dispatch-Import | VOM | 0 | [6 empty] | 0.73069 | 0
LCP_Inputs_ON_Electric_Howarth_2023_05_05 | 2028 | CH4 Import - WC 2050 | Import | Methane | MI | Dispatch-Import | EmissionsCost | 0 | [6 empty] | 0.73069 | 0
LCP_Inputs_ON_Electric_Howarth_2023_05_05 | 2028 | CH4 Import - WC 2050 | Import | Methane | MI | Dispatch-Import | FuelCost | 0 | [6 empty] | 0.73069 | 0
LCP_Inputs_ON_Electric_Howarth_2023_05_05 | 2028 | CH4 Import - WC 2050 | Import | Methane | MI | Dispatch-Import | VOM | 0 | [6 empty] | 0.73069 | 0
LCP_Inputs_ON_Electric_Howarth_2023_05_05 | 2028 | CH4 Import - WC 2050 | Import | Methane | NY | Dispatch-Import | EmissionsCost | 0 | [6 empty] | 0.73069 | 0
LCP_Inputs_ON_Electric_Howarth_2023_05_05 | 2028 | CH4 Import - WC 2050 | Import | Methane | NY | Dispatch-Import | FuelCost | 0 | [6 empty] | 0.73069 | 0
LCP_Inputs_ON_Electric_Howarth_2023_05_05 | 2028 | CH4 Import - WC 2050 | Import | Methane | NY | Dispatch-Import | VOM | 0 | [6 empty] | 0.73069 | 0
LCP_Inputs_ON_Electric_Howarth_2023_05_05 | 2028 | CH4 Import - WC 2050 | Import | Methane | ON | Dispatch-Import | EmissionsCost | 0 | [6 empty] | 0.73069 | 0
LCP_Inputs_ON_Electric_Howarth_2023_05_05 | 2028 | CH4 Import - WC 2050 | Import | Methane | ON | Dispatch-Import | FuelCost | 0 | [6 empty] | 0.73069 | 0
LCP_Inputs_ON_Electric_Howarth_2023_05_05 | 2028 | CH4 Import - WC 2050 | Import | Methane | ON | Dispatch-Import | VOM | 0 | [6 empty] | 0.73069 | 0
LCP_Inputs_ON_Electric_Howarth_2023_05_05 | 2028 | CH4 Import - WC 2050 | Import | Methane | PJ | Dispatch-Import | EmissionsCost | 0 | [6 empty] | 0.73069 | 0
LCP_Inputs_ON_Electric_Howarth_2023_05_05 | 2028 | CH4 Import - WC 2050 | Import | Methane | PJ | Dispatch-Import | FuelCost | 0 | [6 empty] | 0.73069 | 0
LCP_Inputs_ON_Electric_Howarth_2023_05_05 | 2028 | CH4 Import - WC 2050 | Import | Methane | PJ | Dispatch-Import | VOM | 0 | [6 empty] | 0.73069 | 0
LCP_Inputs_ON_Electric_Howarth_2023_05_05 | 2028 | CH4 Import - WC 2050 | Import | Methane | QC | Dispatch-Import | EmissionsCost | 0 | [6 empty] | 0.73069 | 0
LCP_Inputs_ON_Electric_Howarth_2023_05_05 | 2028 | CH4 Import - WC 2050 | Import | Methane | QC | Dispatch-Import | FuelCost | 0 | [6 empty] | 0.73069 | 0
LCP_Inputs_ON_Electric_Howarth_2023_05_05 | 2028 | CH4 Import - WC 2050 | Import | Methane | QC | Dispatch-Import | VOM | 0 | [6 empty] | 0.73069 | 0
LCP_Inputs_ON_Electric_Howarth_2023_05_05 | 2028 | CH4 Import - WC 2050 | Import | Methane | WC | Dispatch-Import | EmissionsCost | 0 | [6 empty] | 0.73069 | 0
LCP_Inputs_ON_Electric_Howarth_2023_05_05 | 2028 | CH4 Import - WC 2050 | Import | Methane | WC | Dispatch-Import | FuelCost | 0 | [6 empty] | 0.73069 | 0
LCP_Inputs_ON_Electric_Howarth_2023_05_05 | 2028 | CH4 Import - WC 2050 | Import | Methane | WC | Dispatch-Import | VOM | 0 | [6 empty] | 0.73069 | 0
LCP_Inputs_ON_Electric_Howarth_2023_05_05 | 2028 | CH4 Salt Cavern Storage - ON | Storage | Methane | MI | Dispatch-Storage | EmissionsCost | 0 | [6 empty] | 0.73069 | 0
LCP_Inputs_ON_Electric_Howarth_2023_05_05 | 2028 | CH4 Salt Cavern Storage - ON | Storage | Methane | MI | Dispatch-Storage | FuelCost | 0 | [6 empty] | 0.73069 | 0
LCP_Inputs_ON_Electric_Howarth_2023_05_05 | 2028 | CH4 Salt Cavern Storage - ON | Storage | Methane | MI | Dispatch-Storage | VOM | 0 | [6 empty] | 0.73069 | 0
LCP_Inputs_ON_Electric_Howarth_2023_05_05 | 2028 | CH4 Salt Cavern Storage - ON | Storage | Methane | NY | Dispatch-Storage | EmissionsCost | 0 | [6 empty] | 0.73069 | 0
LCP_Inputs_ON_Electric_Howarth_2023_05_05 | 2028 | CH4 Salt Cavern Storage - ON | Storage | Methane | NY | Dispatch-Storage | FuelCost | 0 | [6 empty] | 0.73069 | 0
LCP_Inputs_ON_Electric_Howarth_2023_05_05 | 2028 | CH4 Salt Cavern Storage - ON | Storage | Methane | NY | Dispatch-Storage | VOM | 0 | [6 empty] | 0.73069 | 0
LCP_Inputs_ON_Electric_Howarth_2023_05_05 | 2028 | CH4 Salt Cavern Storage - ON | Storage | Methane | ON | Dispatch-Storage | EmissionsCost | 0 | [6 empty] | 0.73069 | 0
LCP_Inputs_ON_Electric_Howarth_2023_05_05 | 2028 | CH4 Salt Cavern Storage - ON | Storage | Methane | ON | Dispatch-Storage | FuelCost | 0 | [6 empty] | 0.73069 | 0
LCP_Inputs_ON_Electric_Howarth_2023_05_05 | 2028 | CH4 Salt Cavern Storage - ON | Storage | Methane | ON | Dispatch-Storage | VOM | 691417.653 | [6 empty] | 0.73069 | 505212.1066
LCP_Inputs_ON_Electric_Howarth_2023_05_05 | 2028 | CH4 Salt Cavern Storage - ON | Storage | Methane | PJ | Dispatch-Storage | EmissionsCost | 0 | [6 empty] | 0.73069 | 0
LCP_Inputs_ON_Electric_Howarth_2023_05_05 | 2028 | CH4 Salt Cavern Storage - ON | Storage | Methane | PJ | Dispatch-Storage | FuelCost | 0 | [6 empty] | 0.73069 | 0
LCP_Inputs_ON_Electric_Howarth_2023_05_05 | 2028 | CH4 Salt Cavern Storage - ON | Storage | Methane | PJ | Dispatch-Storage | VOM | 0 | [6 empty] | 0.73069 | 0
LCP_Inputs_ON_Electric_Howarth_2023_05_05 | 2028 | CH4 Salt Cavern Storage - ON | Storage | Methane | QC | Dispatch-Storage | EmissionsCost | 0 | [6 empty] | 0.73069 | 0
LCP_Inputs_ON_Electric_Howarth_2023_05_05 | 2028 | CH4 Salt Cavern Storage - ON | Storage | Methane | QC | Dispatch-Storage | FuelCost | 0 | [6 empty] | 0.73069 | 0
LCP_Inputs_ON_Electric_Howarth_2023_05_05 | 2028 | CH4 Salt Cavern Storage - ON | Storage | Methane | QC | Dispatch-Storage | VOM | 0 | [6 empty] | 0.73069 | 0
LCP_Inputs_ON_Electric_Howarth_2023_05_05 | 2028 | CH4 Salt Cavern Storage - ON | Storage | Methane | WC | Dispatch-Storage | EmissionsCost | 0 | [6 empty] | 0.73069 | 0
LCP_Inputs_ON_Electric_Howarth_2023_05_05 | 2028 | CH4 Salt Cavern Storage - ON | Storage | Methane | WC | Dispatch-Storage | FuelCost | 0 | [6 empty] | 0.73069 | 0
LCP_Inputs_ON_Electric_Howarth_2023_05_05 | 2028 | CH4 Salt Cavern Storage - ON | Storage | Methane | WC | Dispatch-Storage | VOM | 0 | [6 empty] | 0.73069 | 0
LCP_Inputs_ON_Electric_Howarth_2023_05_05 | 2028 | Electrolyser 2020/2030 | Crossload | Hydrogen | MI | Dispatch-Crossload | EmissionsCost | 0 | [6 empty] | 0.73069 | 0
LCP_Inputs_ON_Electric_Howarth_2023_05_05 | 2028 | Electrolyser 2020/2030 | Crossload | Hydrogen | MI | Dispatch-Crossload | FuelCost | 0 | [6 empty] | 0.73069 | 0
LCP_Inputs_ON_Electric_Howarth_2023_05_05 | 2028 | Electrolyser 2020/2030 | Crossload | Hydrogen | MI | Dispatch-Crossload | VOM | 0 | [6 empty] | 0.73069 | 0
LCP_Inputs_ON_Electric_Howarth_2023_05_05 | 2028 | Electrolyser 2020/2030 | Crossload | Hydrogen | NY | Dispatch-Crossload | EmissionsCost | 0 | [6 empty] | 0.73069 | 0
LCP_Inputs_ON_Electric_Howarth_2023_05_05 | 2028 | Electrolyser 2020/2030 | Crossload | Hydrogen | NY | Dispatch-Crossload | FuelCost | 0 | [6 empty] | 0.73069 | 0
LCP_Inputs_ON_Electric_Howarth_2023_05_05 | 2028 | Electrolyser 2020/2030 | Crossload | Hydrogen | NY | Dispatch-Crossload | VOM | 0 | [6 empty] | 0.73069 | 0
LCP_Inputs_ON_Electric_Howarth_2023_05_05 | 2028 | Electrolyser 2020/2030 | Crossload | Hydrogen | ON | Dispatch-Crossload | EmissionsCost | 0 | [6 empty] | 0.73069 | 0
LCP_Inputs_ON_Electric_Howarth_2023_05_05 | 2028 | Electrolyser 2020/2030 | Crossload | Hydrogen | ON | Dispatch-Crossload | FuelCost | 0 | [6 empty] | 0.73069 | 0
LCP_Inputs_ON_Electric_Howarth_2023_05_05 | 2028 | Electrolyser 2020/2030 | Crossload | Hydrogen | ON | Dispatch-Crossload | VOM | 0 | [6 empty] | 0.73069 | 0
LCP_Inputs_ON_Electric_Howarth_2023_05_05 | 2028 | Electrolyser 2020/2030 | Crossload | Hydrogen | PJ | Dispatch-Crossload | EmissionsCost | 0 | [6 empty] | 0.73069 | 0
LCP_Inputs_ON_Electric_Howarth_2023_05_05 | 2028 | Electrolyser 2020/2030 | Crossload | Hydrogen | PJ | Dispatch-Crossload | FuelCost | 0 | [6 empty] | 0.73069 | 0
LCP_Inputs_ON_Electric_Howarth_2023_05_05 | 2028 | Electrolyser 2020/2030 | Crossload | Hydrogen | PJ | Dispatch-Crossload | VOM | 0 | [6 empty] | 0.73069 | 0
LCP_Inputs_ON_Electric_Howarth_2023_05_05 | 2028 | Electrolyser 2020/2030 | Crossload | Hydrogen | QC | Dispatch-Crossload | EmissionsCost | 0 | [6 empty] | 0.73069 | 0
LCP_Inputs_ON_Electric_Howarth_2023_05_05 | 2028 | Electrolyser 2020/2030 | Crossload | Hydrogen | QC | Dispatch-Crossload | FuelCost | 0 | [6 empty] | 0.73069 | 0
LCP_Inputs_ON_Electric_Howarth_2023_05_05 | 2028 | Electrolyser 2020/2030 | Crossload | Hydrogen | QC | Dispatch-Crossload | VOM | 0 | [6 empty] | 0.73069 | 0
LCP_Inputs_ON_Electric_Howarth_2023_05_05 | 2028 | Electrolyser 2020/2030 | Crossload | Hydrogen | WC | Dispatch-Crossload | EmissionsCost | 0 | [6 empty] | 0.73069 | 0
LCP_Inputs_ON_Electric_Howarth_2023_05_05 | 2028 | Electrolyser 2020/2030 | Crossload | Hydrogen | WC | Dispatch-Crossload | FuelCost | 0 | [6 empty] | 0.73069 | 0
LCP_Inputs_ON_Electric_Howarth_2023_05_05 | 2028 | Electrolyser 2020/2030 | Crossload | Hydrogen | WC | Dispatch-Crossload | VOM | 0 | [6 empty] | 0.73069 | 0
LCP_Inputs_ON_Electric_Howarth_2023_05_05 | 2028 | Electrolyser 2040 | Crossload | Hydrogen | MI | Dispatch-Crossload | EmissionsCost | 0 | [6 empty] | 0.73069 | 0
LCP_Inputs_ON_Electric_Howarth_2023_05_05 | 2028 | Electrolyser 2040 | Crossload | Hydrogen | MI | Dispatch-Crossload | FuelCost | 0 | [6 empty] | 0.73069 | 0
LCP_Inputs_ON_Electric_Howarth_2023_05_05 | 2028 | Electrolyser 2040 | Crossload | Hydrogen | MI | Dispatch-Crossload | VOM | 0 | [6 empty] | 0.73069 | 0
LCP_Inputs_ON_Electric_Howarth_2023_05_05 | 2028 | Electrolyser 2040 | Crossload | Hydrogen | NY | Dispatch-Crossload | EmissionsCost | 0 | [6 empty] | 0.73069 | 0
LCP_Inputs_ON_Electric_Howarth_2023_05_05 | 2028 | Electrolyser 2040 | Crossload | Hydrogen | NY | Dispatch-Crossload | FuelCost | 0 | [6 empty] | 0.73069 | 0
LCP_Inputs_ON_Electric_Howarth_2023_05_05 | 2028 | Electrolyser 2040 | Crossload | Hydrogen | NY | Dispatch-Crossload | VOM | 0 | [6 empty] | 0.73069 | 0
LCP_Inputs_ON_Electric_Howarth_2023_05_05 | 2028 | Electrolyser 2040 | Crossload | Hydrogen | ON | Dispatch-Crossload | EmissionsCost | 0 | [6 empty] | 0.73069 | 0
LCP_Inputs_ON_Electric_Howarth_2023_05_05 | 2028 | Electrolyser 2040 | Crossload | Hydrogen | ON | Dispatch-Crossload | FuelCost | 0 | [6 empty] | 0.73069 | 0
LCP_Inputs_ON_Electric_Howarth_2023_05_05 | 2028 | Electrolyser 2040 | Crossload | Hydrogen | ON | Dispatch-Crossload | VOM | 0 | [6 empty] | 0.73069 | 0
LCP_Inputs_ON_Electric_Howarth_2023_05_05 | 2028 | Electrolyser 2040 | Crossload | Hydrogen | PJ | Dispatch-Crossload | EmissionsCost | 0 | [6 empty] | 0.73069 | 0
LCP_Inputs_ON_Electric_Howarth_2023_05_05 | 2028 | Electrolyser 2040 | Crossload | Hydrogen | PJ | Dispatch-Crossload | FuelCost | 0 | [6 empty] | 0.73069 | 0
LCP_Inputs_ON_Electric_Howarth_2023_05_05 | 2028 | Electrolyser 2040 | Crossload | Hydrogen | PJ | Dispatch-Crossload | VOM | 0 | [6 empty] | 0.73069 | 0
LCP_Inputs_ON_Electric_Howarth_2023_05_05 | 2028 | Electrolyser 2040 | Crossload | Hydrogen | QC | Dispatch-Crossload | EmissionsCost | 0 | [6 empty] | 0.73069 | 0
LCP_Inputs_ON_Electric_Howarth_2023_05_05 | 2028 | Electrolyser 2040 | Crossload | Hydrogen | QC | Dispatch-Crossload | FuelCost | 0 | [6 empty] | 0.73069 | 0
LCP_Inputs_ON_Electric_Howarth_2023_05_05 | 2028 | Electrolyser 2040 | Crossload | Hydrogen | QC | Dispatch-Crossload | VOM | 0 | [6 empty] | 0.73069 | 0
LCP_Inputs_ON_Electric_Howarth_2023_05_05 | 2028 | Electrolyser 2040 | Crossload | Hydrogen | WC | Dispatch-Crossload | EmissionsCost | 0 | [6 empty] | 0.73069 | 0
LCP_Inputs_ON_Electric_Howarth_2023_05_05 | 2028 | Electrolyser 2040 | Crossload | Hydrogen | WC | Dispatch-Crossload | FuelCost | 0 | [6 empty] | 0.73069 | 0
LCP_Inputs_ON_Electric_Howarth_2023_05_05 | 2028 | Electrolyser 2040 | Crossload | Hydrogen | WC | Dispatch-Crossload | VOM | 0 | [6 empty] | 0.73069 | 0
LCP_Inputs_ON_Electric_Howarth_2023_05_05 | 2028 | Electrolyser 2050 | Crossload | Hydrogen | MI | Dispatch-Crossload | EmissionsCost | 0 | [6 empty] | 0.73069 | 0
LCP_Inputs_ON_Electric_Howarth_2023_05_05 | 2028 | Electrolyser 2050 | Crossload | Hydrogen | MI | Dispatch-Crossload | FuelCost | 0 | [6 empty] | 0.73069 | 0
LCP_Inputs_ON_Electric_Howarth_2023_05_05 | 2028 | Electrolyser 2050 | Crossload | Hydrogen | MI | Dispatch-Crossload | VOM | 0 | [6 empty] | 0.73069 | 0
LCP_Inputs_ON_Electric_Howarth_2023_05_05 | 2028 | Electrolyser 2050 | Crossload | Hydrogen | NY | Dispatch-Crossload | EmissionsCost | 0 | [6 empty] | 0.73069 | 0
LCP_Inputs_ON_Electric_Howarth_2023_05_05 | 2028 | Electrolyser 2050 | Crossload | Hydrogen | NY | Dispatch-Crossload | FuelCost | 0 | [6 empty] | 0.73069 | 0
LCP_Inputs_ON_Electric_Howarth_2023_05_05 | 2028 | Electrolyser 2050 | Crossload | Hydrogen | NY | Dispatch-Crossload | VOM | 0 | [6 empty] | 0.73069 | 0
LCP_Inputs_ON_Electric_Howarth_2023_05_05 | 2028 | Electrolyser 2050 | Crossload | Hydrogen | ON | Dispatch-Crossload | EmissionsCost | 0 | [6 empty] | 0.73069 | 0
LCP_Inputs_ON_Electric_Howarth_2023_05_05 | 2028 | Electrolyser 2050 | Crossload | Hydrogen | ON | Dispatch-Crossload | FuelCost | 0 | [6 empty] | 0.73069 | 0
LCP_Inputs_ON_Electric_Howarth_2023_05_05 | 2028 | Electrolyser 2050 | Crossload | Hydrogen | ON | Dispatch-Crossload | VOM | 0 | [6 empty] | 0.73069 | 0
LCP_Inputs_ON_Electric_Howarth_2023_05_05 | 2028 | Electrolyser 2050 | Crossload | Hydrogen | PJ | Dispatch-Crossload | EmissionsCost | 0 | [6 empty] | 0.73069 | 0
LCP_Inputs_ON_Electric_Howarth_2023_05_05 | 2028 | Electrolyser 2050 | Crossload | Hydrogen | PJ | Dispatch-Crossload | FuelCost | 0 | [6 empty] | 0.73069 | 0
LCP_Inputs_ON_Electric_Howarth_2023_05_05 | 2028 | Electrolyser 2050 | Crossload | Hydrogen | PJ | Dispatch-Crossload | VOM | 0 | [6 empty] | 0.73069 | 0
LCP_Inputs_ON_Electric_Howarth_2023_05_05 | 2028 | Electrolyser 2050 | Crossload | Hydrogen | QC | Dispatch-Crossload | EmissionsCost | 0 | [6 empty] | 0.73069 | 0
LCP_Inputs_ON_Electric_Howarth_2023_05_05 | 2028 | Electrolyser 2050 | Crossload | Hydrogen | QC | Dispatch-Crossload | FuelCost | 0 | [6 empty] | 0.73069 | 0
LCP_Inputs_ON_Electric_Howarth_2023_05_05 | 2028 | Electrolyser 2050 | Crossload | Hydrogen | QC | Dispatch-Crossload | VOM | 0 | [6 empty] | 0.73069 | 0
LCP_Inputs_ON_Electric_Howarth_2023_05_05 | 2028 | Electrolyser 2050 | Crossload | Hydrogen | WC | Dispatch-Crossload | EmissionsCost | 0 | [6 empty] | 0.73069 | 0
LCP_Inputs_ON_Electric_Howarth_2023_05_05 | 2028 | Electrolyser 2050 | Crossload | Hydrogen | WC | Dispatch-Crossload | FuelCost | 0 | [6 empty] | 0.73069 | 0
LCP_Inputs_ON_Electric_Howarth_2023_05_05 | 2028 | Electrolyser 2050 | Crossload | Hydrogen | WC | Dispatch-Crossload | VOM | 0 | [6 empty] | 0.73069 | 0
LCP_Inputs_ON_Electric_Howarth_2023_05_05 | 2028 | Fossil Fuel Thermal (Coal, Peat, Oil) | Generation | Electricity | MI | Dispatch-Generation | EmissionsCost | 0 | [6 empty] | 0.73069 | 0
LCP_Inputs_ON_Electric_Howarth_2023_05_05 | 2028 | Fossil Fuel Thermal (Coal, Peat, Oil) | Generation | Electricity | MI | Dispatch-Generation | FuelCost | 0 | [6 empty] | 0.73069 | 0
LCP_Inputs_ON_Electric_Howarth_2023_05_05 | 2028 | Fossil Fuel Thermal (Coal, Peat, Oil) | Generation | Electricity | MI | Dispatch-Generation | VOM | 0 | [6 empty] | 0.73069 | 0
LCP_Inputs_ON_Electric_Howarth_2023_05_05 | 2028 | Fossil Fuel Thermal (Coal, Peat, Oil) | Generation | Electricity | NY | Dispatch-Generation | EmissionsCost | 0 | [6 empty] | 0.73069 | 0
LCP_Inputs_ON_Electric_Howarth_2023_05_05 | 2028 | Fossil Fuel Thermal (Coal, Peat, Oil) | Generation | Electricity | NY | Dispatch-Generation | FuelCost | 0 | [6 empty] | 0.73069 | 0
LCP_Inputs_ON_Electric_Howarth_2023_05_05 | 2028 | Fossil Fuel Thermal (Coal, Peat, Oil) | Generation | Electricity | NY | Dispatch-Generation | VOM | 0 | [6 empty] | 0.73069 | 0
LCP_Inputs_ON_Electric_Howarth_2023_05_05 | 2028 | Fossil Fuel Thermal (Coal, Peat, Oil) | Generation | Electricity | ON | Dispatch-Generation | EmissionsCost | 0 | [6 empty] | 0.73069 | 0
LCP_Inputs_ON_Electric_Howarth_2023_05_05 | 2028 | Fossil Fuel Thermal (Coal, Peat, Oil) | Generation | Electricity | ON | Dispatch-Generation | FuelCost | 0 | [6 empty] | 0.73069 | 0
LCP_Inputs_ON_Electric_Howarth_2023_05_05 | 2028 | Fossil Fuel Thermal (Coal, Peat, Oil) | Generation | Electricity | ON | Dispatch-Generation | VOM | 0 | [6 empty] | 0.73069 | 0
LCP_Inputs_ON_Electric_Howarth_2023_05_05 | 2028 | Fossil Fuel Thermal (Coal, Peat, Oil) | Generation | Electricity | PJ | Dispatch-Generation | EmissionsCost | 0 | [6 empty] | 0.73069 | 0
LCP_Inputs_ON_Electric_Howarth_2023_05_05 | 2028 | Fossil Fuel Thermal (Coal, Peat, Oil) | Generation | Electricity | PJ | Dispatch-Generation | FuelCost | 0 | [6 empty] | 0.73069 | 0
LCP_Inputs_ON_Electric_Howarth_2023_05_05 | 2028 | Fossil Fuel Thermal (Coal, Peat, Oil) | Generation | Electricity | PJ | Dispatch-Generation | VOM | 0 | [6 empty] | 0.73069 | 0
LCP_Inputs_ON_Electric_Howarth_2023_05_05 | 2028 | Fossil Fuel Thermal (Coal, Peat, Oil) | Generation | Electricity | QC | Dispatch-Generation | EmissionsCost | 0 | [6 empty] | 0.73069 | 0
LCP_Inputs_ON_Electric_Howarth_2023_05_05 | 2028 | Fossil Fuel Thermal (Coal, Peat, Oil) | Generation | Electricity | QC | Dispatch-Generation | FuelCost | 0 | [6 empty] | 0.73069 | 0
LCP_Inputs_ON_Electric_Howarth_2023_05_05 | 2028 | Fossil Fuel Thermal (Coal, Peat, Oil) | Generation | Electricity | QC | Dispatch-Generation | VOM | 0 | [6 empty] | 0.73069 | 0
LCP_Inputs_ON_Electric_Howarth_2023_05_05 | 2028 | Fossil Fuel Thermal (Coal, Peat, Oil) | Generation | Electricity | WC | Dispatch-Generation | EmissionsCost | 0 | [6 empty] | 0.73069 | 0
LCP_Inputs_ON_Electric_Howarth_2023_05_05 | 2028 | Fossil Fuel Thermal (Coal, Peat, Oil) | Generation | Electricity | WC | Dispatch-Generation | FuelCost | 0 | [6 empty] | 0.73069 | 0
LCP_Inputs_ON_Electric_Howarth_2023_05_05 | 2028 | Fossil Fuel Thermal (Coal, Peat, Oil) | Generation | Electricity | WC | Dispatch-Generation | VOM | 0 | [6 empty] | 0.73069 | 0
LCP_Inputs_ON_Electric_Howarth_2023_05_05 | 2028 | Generic - Generator | Generation | Electricity | MI | Dispatch-Generation | EmissionsCost | 0 | [6 empty] | 0.73069 | 0
LCP_Inputs_ON_Electric_Howarth_2023_05_05 | 2028 | Generic - Generator | Generation | Electricity | MI | Dispatch-Generation | FuelCost | 3915156012.6892 | [6 empty] | 0.73069 | 2860766149.5266
LCP_Inputs_ON_Electric_Howarth_2023_05_05 | 2028 | Generic - Generator | Generation | Electricity | MI | Dispatch-Generation | VOM | 405055337.0793 | [6 empty] | 0.73069 | 295969967.2876
LCP_Inputs_ON_Electric_Howarth_2023_05_05 | 2028 | Generic - Generator | Generation | Electricity | NY | Dispatch-Generation | EmissionsCost | 0 | [6 empty] | 0.73069 | 0
LCP_Inputs_ON_Electric_Howarth_2023_05_05 | 2028 | Generic - Generator | Generation | Electricity | NY | Dispatch-Generation | FuelCost | 1632281015.876 | [6 empty] | 0.73069 | 1192691750.1112
LCP_Inputs_ON_Electric_Howarth_2023_05_05 | 2028 | Generic - Generator | Generation | Electricity | NY | Dispatch-Generation | VOM | 168872998.9178 | [6 empty] | 0.73069 | 123393846.1985
LCP_Inputs_ON_Electric_Howarth_2023_05_05 | 2028 | Generic - Generator | Generation | Electricity | ON | Dispatch-Generation | EmissionsCost | 0 | [6 empty] | 0.73069 | 0
LCP_Inputs_ON_Electric_Howarth_2023_05_05 | 2028 | Generic - Generator | Generation | Electricity | ON | Dispatch-Generation | FuelCost | 0 | [6 empty] | 0.73069 | 0
LCP_Inputs_ON_Electric_Howarth_2023_05_05 | 2028 | Generic - Generator | Generation | Electricity | ON | Dispatch-Generation | VOM | 0 | [6 empty] | 0.73069 | 0
LCP_Inputs_ON_Electric_Howarth_2023_05_05 | 2028 | Generic - Generator | Generation | Electricity | PJ | Dispatch-Generation | EmissionsCost | 0 | [6 empty] | 0.73069 | 0
LCP_Inputs_ON_Electric_Howarth_2023_05_05 | 2028 | Generic - Generator | Generation | Electricity | PJ | Dispatch-Generation | FuelCost | 14422259590.9655 | [6 empty] | 0.73069 | 10538203817.1144
LCP_Inputs_ON_Electric_Howarth_2023_05_05 | 2028 | Generic - Generator | Generation | Electricity | PJ | Dispatch-Generation | VOM | 1492102281.7812 | [6 empty] | 0.73069 | 1090264522.1587
LCP_Inputs_ON_Electric_Howarth_2023_05_05 | 2028 | Generic - Generator | Generation | Electricity | QC | Dispatch-Generation | EmissionsCost | 0 | [6 empty] | 0.73069 | 0
LCP_Inputs_ON_Electric_Howarth_2023_05_05 | 2028 | Generic - Generator | Generation | Electricity | QC | Dispatch-Generation | FuelCost | 0 | [6 empty] | 0.73069 | 0
LCP_Inputs_ON_Electric_Howarth_2023_05_05 | 2028 | Generic - Generator | Generation | Electricity | QC | Dispatch-Generation | VOM | 0 | [6 empty] | 0.73069 | 0
LCP_Inputs_ON_Electric_Howarth_2023_05_05 | 2028 | Generic - Generator | Generation | Electricity | WC | Dispatch-Generation | EmissionsCost | 0 | [6 empty] | 0.73069 | 0
LCP_Inputs_ON_Electric_Howarth_2023_05_05 | 2028 | Generic - Generator | Generation | Electricity | WC | Dispatch-Generation | FuelCost | 1069473.0011 | [6 empty] | 0.73069 | 781453.4464
LCP_Inputs_ON_Electric_Howarth_2023_05_05 | 2028 | Generic - Generator | Generation | Electricity | WC | Dispatch-Generation | VOM | 110645.8454 | [6 empty] | 0.73069 | 80847.8355
LCP_Inputs_ON_Electric_Howarth_2023_05_05 | 2028 | H2 Import - QC | Import | Hydrogen | MI | Dispatch-Import | EmissionsCost | 0 | [6 empty] | 0.73069 | 0
LCP_Inputs_ON_Electric_Howarth_2023_05_05 | 2028 | H2 Import - QC | Import | Hydrogen | MI | Dispatch-Import | FuelCost | 0 | [6 empty] | 0.73069 | 0
LCP_Inputs_ON_Electric_Howarth_2023_05_05 | 2028 | H2 Import - QC | Import | Hydrogen | MI | Dispatch-Import | VOM | 0 | [6 empty] | 0.73069 | 0
LCP_Inputs_ON_Electric_Howarth_2023_05_05 | 2028 | H2 Import - QC | Import | Hydrogen | NY | Dispatch-Import | EmissionsCost | 0 | [6 empty] | 0.73069 | 0
LCP_Inputs_ON_Electric_Howarth_2023_05_05 | 2028 | H2 Import - QC | Import | Hydrogen | NY | Dispatch-Import | FuelCost | 0 | [6 empty] | 0.73069 | 0
LCP_Inputs_ON_Electric_Howarth_2023_05_05 | 2028 | H2 Import - QC | Import | Hydrogen | NY | Dispatch-Import | VOM | 0 | [6 empty] | 0.73069 | 0
LCP_Inputs_ON_Electric_Howarth_2023_05_05 | 2028 | H2 Import - QC | Import | Hydrogen | ON | Dispatch-Import | EmissionsCost | 0 | [6 empty] | 0.73069 | 0
LCP_Inputs_ON_Electric_Howarth_2023_05_05 | 2028 | H2 Import - QC | Import | Hydrogen | ON | Dispatch-Import | FuelCost | 0 | [6 empty] | 0.73069 | 0
LCP_Inputs_ON_Electric_Howarth_2023_05_05 | 2028 | H2 Import - QC | Import | Hydrogen | ON | Dispatch-Import | VOM | 0 | [6 empty] | 0.73069 | 0
LCP_Inputs_ON_Electric_Howarth_2023_05_05 | 2028 | H2 Import - QC | Import | Hydrogen | PJ | Dispatch-Import | EmissionsCost | 0 | [6 empty] | 0.73069 | 0
LCP_Inputs_ON_Electric_Howarth_2023_05_05 | 2028 | H2 Import - QC | Import | Hydrogen | PJ | Dispatch-Import | FuelCost | 0 | [6 empty] | 0.73069 | 0
LCP_Inputs_ON_Electric_Howarth_2023_05_05 | 2028 | H2 Import - QC | Import | Hydrogen | PJ | Dispatch-Import | VOM | 0 | [6 empty] | 0.73069 | 0
LCP_Inputs_ON_Electric_Howarth_2023_05_05 | 2028 | H2 Import - QC | Import | Hydrogen | QC | Dispatch-Import | EmissionsCost | 0 | [6 empty] | 0.73069 | 0
LCP_Inputs_ON_Electric_Howarth_2023_05_05 | 2028 | H2 Import - QC | Import | Hydrogen | QC | Dispatch-Import | FuelCost | 0 | [6 empty] | 0.73069 | 0
LCP_Inputs_ON_Electric_Howarth_2023_05_05 | 2028 | H2 Import - QC | Import | Hydrogen | QC | Dispatch-Import | VOM | 0 | [6 empty] | 0.73069 | 0
LCP_Inputs_ON_Electric_Howarth_2023_05_05 | 2028 | H2 Import - QC | Import | Hydrogen | WC | Dispatch-Import | EmissionsCost | 0 | [6 empty] | 0.73069 | 0
LCP_Inputs_ON_Electric_Howarth_2023_05_05 | 2028 | H2 Import - QC | Import | Hydrogen | WC | Dispatch-Import | FuelCost | 0 | [6 empty] | 0.73069 | 0
LCP_Inputs_ON_Electric_Howarth_2023_05_05 | 2028 | H2 Import - QC | Import | Hydrogen | WC | Dispatch-Import | VOM | 0 | [6 empty] | 0.73069 | 0
LCP_Inputs_ON_Electric_Howarth_2023_05_05 | 2028 | H2 Import - WC | Import | Hydrogen | MI | Dispatch-Import | EmissionsCost | 0 | [6 empty] | 0.73069 | 0
LCP_Inputs_ON_Electric_Howarth_2023_05_05 | 2028 | H2 Import - WC | Import | Hydrogen | MI | Dispatch-Import | FuelCost | 0 | [6 empty] | 0.73069 | 0
LCP_Inputs_ON_Electric_Howarth_2023_05_05 | 2028 | H2 Import - WC | Import | Hydrogen | MI | Dispatch-Import | VOM | 0 | [6 empty] | 0.73069 | 0
LCP_Inputs_ON_Electric_Howarth_2023_05_05 | 2028 | H2 Import - WC | Import | Hydrogen | NY | Dispatch-Import | EmissionsCost | 0 | [6 empty] | 0.73069 | 0
LCP_Inputs_ON_Electric_Howarth_2023_05_05 | 2028 | H2 Import - WC | Import | Hydrogen | NY | Dispatch-Import | FuelCost | 0 | [6 empty] | 0.73069 | 0
LCP_Inputs_ON_Electric_Howarth_2023_05_05 | 2028 | H2 Import - WC | Import | Hydrogen | NY | Dispatch-Import | VOM | 0 | [6 empty] | 0.73069 | 0
LCP_Inputs_ON_Electric_Howarth_2023_05_05 | 2028 | H2 Import - WC | Import | Hydrogen | ON | Dispatch-Import | EmissionsCost | 0 | [6 empty] | 0.73069 | 0
LCP_Inputs_ON_Electric_Howarth_2023_05_05 | 2028 | H2 Import - WC | Import | Hydrogen | ON | Dispatch-Import | FuelCost | 0 | [6 empty] | 0.73069 | 0
LCP_Inputs_ON_Electric_Howarth_2023_05_05 | 2028 | H2 Import - WC | Import | Hydrogen | ON | Dispatch-Import | VOM | 0 | [6 empty] | 0.73069 | 0
LCP_Inputs_ON_Electric_Howarth_2023_05_05 | 2028 | H2 Import - WC | Import | Hydrogen | PJ | Dispatch-Import | EmissionsCost | 0 | [6 empty] | 0.73069 | 0
LCP_Inputs_ON_Electric_Howarth_2023_05_05 | 2028 | H2 Import - WC | Import | Hydrogen | PJ | Dispatch-Import | FuelCost | 0 | [6 empty] | 0.73069 | 0
LCP_Inputs_ON_Electric_Howarth_2023_05_05 | 2028 | H2 Import - WC | Import | Hydrogen | PJ | Dispatch-Import | VOM | 0 | [6 empty] | 0.73069 | 0
LCP_Inputs_ON_Electric_Howarth_2023_05_05 | 2028 | H2 Import - WC | Import | Hydrogen | QC | Dispatch-Import | EmissionsCost | 0 | [6 empty] | 0.73069 | 0
LCP_Inputs_ON_Electric_Howarth_2023_05_05 | 2028 | H2 Import - WC | Import | Hydrogen | QC | Dispatch-Import | FuelCost | 0 | [6 empty] | 0.73069 | 0
LCP_Inputs_ON_Electric_Howarth_2023_05_05 | 2028 | H2 Import - WC | Import | Hydrogen | QC | Dispatch-Import | VOM | 0 | [6 empty] | 0.73069 | 0
LCP_Inputs_ON_Electric_Howarth_2023_05_05 | 2028 | H2 Import - WC | Import | Hydrogen | WC | Dispatch-Import | EmissionsCost | 0 | [6 empty] | 0.73069 | 0
LCP_Inputs_ON_Electric_Howarth_2023_05_05 | 2028 | H2 Import - WC | Import | Hydrogen | WC | Dispatch-Import | FuelCost | 0 | [6 empty] | 0.73069 | 0
LCP_Inputs_ON_Electric_Howarth_2023_05_05 | 2028 | H2 Import - WC | Import | Hydrogen | WC | Dispatch-Import | VOM | 0 | [6 empty] | 0.73069 | 0
LCP_Inputs_ON_Electric_Howarth_2023_05_05 | 2028 | H2 Salt Cavern Storage - ON | Storage | Hydrogen | MI | Dispatch-Storage | EmissionsCost | 0 | [6 empty] | 0.73069 | 0
LCP_Inputs_ON_Electric_Howarth_2023_05_05 | 2028 | H2 Salt Cavern Storage - ON | Storage | Hydrogen | MI | Dispatch-Storage | FuelCost | 0 | [6 empty] | 0.73069 | 0
LCP_Inputs_ON_Electric_Howarth_2023_05_05 | 2028 | H2 Salt Cavern Storage - ON | Storage | Hydrogen | MI | Dispatch-Storage | VOM | 0 | [6 empty] | 0.73069 | 0
LCP_Inputs_ON_Electric_Howarth_2023_05_05 | 2028 | H2 Salt Cavern Storage - ON | Storage | Hydrogen | NY | Dispatch-Storage | EmissionsCost | 0 | [6 empty] | 0.73069 | 0
LCP_Inputs_ON_Electric_Howarth_2023_05_05 | 2028 | H2 Salt Cavern Storage - ON | Storage | Hydrogen | NY | Dispatch-Storage | FuelCost | 0 | [6 empty] | 0.73069 | 0
LCP_Inputs_ON_Electric_Howarth_2023_05_05 | 2028 | H2 Salt Cavern Storage - ON | Storage | Hydrogen | NY | Dispatch-Storage | VOM | 0 | [6 empty] | 0.73069 | 0
LCP_Inputs_ON_Electric_Howarth_2023_05_05 | 2028 | H2 Salt Cavern Storage - ON | Storage | Hydrogen | ON | Dispatch-Storage | EmissionsCost | 0 | [6 empty] | 0.73069 | 0
LCP_Inputs_ON_Electric_Howarth_2023_05_05 | 2028 | H2 Salt Cavern Storage - ON | Storage | Hydrogen | ON | Dispatch-Storage | FuelCost | 0 | [6 empty] | 0.73069 | 0
LCP_Inputs_ON_Electric_Howarth_2023_05_05 | 2028 | H2 Salt Cavern Storage - ON | Storage | Hydrogen | ON | Dispatch-Storage | VOM | 0 | [6 empty] | 0.73069 | 0
LCP_Inputs_ON_Electric_Howarth_2023_05_05 | 2028 | H2 Salt Cavern Storage - ON | Storage | Hydrogen | PJ | Dispatch-Storage | EmissionsCost | 0 | [6 empty] | 0.73069 | 0
LCP_Inputs_ON_Electric_Howarth_2023_05_05 | 2028 | H2 Salt Cavern Storage - ON | Storage | Hydrogen | PJ | Dispatch-Storage | FuelCost | 0 | [6 empty] | 0.73069 | 0
LCP_Inputs_ON_Electric_Howarth_2023_05_05 | 2028 | H2 Salt Cavern Storage - ON | Storage | Hydrogen | PJ | Dispatch-Storage | VOM | 0 | [6 empty] | 0.73069 | 0
LCP_Inputs_ON_Electric_Howarth_2023_05_05 | 2028 | H2 Salt Cavern Storage - ON | Storage | Hydrogen | QC | Dispatch-Storage | EmissionsCost | 0 | [6 empty] | 0.73069 | 0
LCP_Inputs_ON_Electric_Howarth_2023_05_05 | 2028 | H2 Salt Cavern Storage - ON | Storage | Hydrogen | QC | Dispatch-Storage | FuelCost | 0 | [6 empty] | 0.73069 | 0
LCP_Inputs_ON_Electric_Howarth_2023_05_05 | 2028 | H2 Salt Cavern Storage - ON | Storage | Hydrogen | QC | Dispatch-Storage | VOM | 0 | [6 empty] | 0.73069 | 0
LCP_Inputs_ON_Electric_Howarth_2023_05_05 | 2028 | H2 Salt Cavern Storage - ON | Storage | Hydrogen | WC | Dispatch-Storage | EmissionsCost | 0 | [6 empty] | 0.73069 | 0
LCP_Inputs_ON_Electric_Howarth_2023_05_05 | 2028 | H2 Salt Cavern Storage - ON | Storage | Hydrogen | WC | Dispatch-Storage | FuelCost | 0 | [6 empty] | 0.73069 | 0
LCP_Inputs_ON_Electric_Howarth_2023_05_05 | 2028 | H2 Salt Cavern Storage - ON | Storage | Hydrogen | WC | Dispatch-Storage | VOM | 0 | [6 empty] | 0.73069 | 0
LCP_Inputs_ON_Electric_Howarth_2023_05_05 | 2028 | Hydro | Generation | Electricity | MI | Dispatch-Generation | EmissionsCost | 0 | [6 empty] | 0.73069 | 0
LCP_Inputs_ON_Electric_Howarth_2023_05_05 | 2028 | Hydro | Generation | Electricity | MI | Dispatch-Generation | FuelCost | 0 | [6 empty] | 0.73069 | 0
LCP_Inputs_ON_Electric_Howarth_2023_05_05 | 2028 | Hydro | Generation | Electricity | MI | Dispatch-Generation | VOM | 0 | [6 empty] | 0.73069 | 0
LCP_Inputs_ON_Electric_Howarth_2023_05_05 | 2028 | Hydro | Generation | Electricity | NY | Dispatch-Generation | EmissionsCost | 0 | [6 empty] | 0.73069 | 0
LCP_Inputs_ON_Electric_Howarth_2023_05_05 | 2028 | Hydro | Generation | Electricity | NY | Dispatch-Generation | FuelCost | 0 | [6 empty] | 0.73069 | 0
LCP_Inputs_ON_Electric_Howarth_2023_05_05 | 2028 | Hydro | Generation | Electricity | NY | Dispatch-Generation | VOM | 0 | [6 empty] | 0.73069 | 0
LCP_Inputs_ON_Electric_Howarth_2023_05_05 | 2028 | Hydro | Generation | Electricity | ON | Dispatch-Generation | EmissionsCost | 0 | [6 empty] | 0.73069 | 0
LCP_Inputs_ON_Electric_Howarth_2023_05_05 | 2028 | Hydro | Generation | Electricity | ON | Dispatch-Generation | FuelCost | 0 | [6 empty] | 0.73069 | 0
LCP_Inputs_ON_Electric_Howarth_2023_05_05 | 2028 | Hydro | Generation | Electricity | ON | Dispatch-Generation | VOM | 0 | [6 empty] | 0.73069 | 0
LCP_Inputs_ON_Electric_Howarth_2023_05_05 | 2028 | Hydro | Generation | Electricity | PJ | Dispatch-Generation | EmissionsCost | 0 | [6 empty] | 0.73069 | 0
LCP_Inputs_ON_Electric_Howarth_2023_05_05 | 2028 | Hydro | Generation | Electricity | PJ | Dispatch-Generation | FuelCost | 0 | [6 empty] | 0.73069 | 0
LCP_Inputs_ON_Electric_Howarth_2023_05_05 | 2028 | Hydro | Generation | Electricity | PJ | Dispatch-Generation | VOM | 0 | [6 empty] | 0.73069 | 0
LCP_Inputs_ON_Electric_Howarth_2023_05_05 | 2028 | Hydro | Generation | Electricity | QC | Dispatch-Generation | EmissionsCost | 0 | [6 empty] | 0.73069 | 0
LCP_Inputs_ON_Electric_Howarth_2023_05_05 | 2028 | Hydro | Generation | Electricity | QC | Dispatch-Generation | FuelCost | 0 | [6 empty] | 0.73069 | 0
LCP_Inputs_ON_Electric_Howarth_2023_05_05 | 2028 | Hydro | Generation | Electricity | QC | Dispatch-Generation | VOM | 0 | [6 empty] | 0.73069 | 0
LCP_Inputs_ON_Electric_Howarth_2023_05_05 | 2028 | Hydro | Generation | Electricity | WC | Dispatch-Generation | EmissionsCost | 0 | [6 empty] | 0.73069 | 0
LCP_Inputs_ON_Electric_Howarth_2023_05_05 | 2028 | Hydro | Generation | Electricity | WC | Dispatch-Generation | FuelCost | 0 | [6 empty] | 0.73069 | 0
LCP_Inputs_ON_Electric_Howarth_2023_05_05 | 2028 | Hydro | Generation | Electricity | WC | Dispatch-Generation | VOM | 0 | [6 empty] | 0.73069 | 0
LCP_Inputs_ON_Electric_Howarth_2023_05_05 | 2028 | Hydro Pumped Storage | Storage | Electricity | MI | Dispatch-Storage | EmissionsCost | 0 | [6 empty] | 0.73069 | 0
LCP_Inputs_ON_Electric_Howarth_2023_05_05 | 2028 | Hydro Pumped Storage | Storage | Electricity | MI | Dispatch-Storage | FuelCost | 0 | [6 empty] | 0.73069 | 0
LCP_Inputs_ON_Electric_Howarth_2023_05_05 | 2028 | Hydro Pumped Storage | Storage | Electricity | MI | Dispatch-Storage | VOM | 0 | [6 empty] | 0.73069 | 0
LCP_Inputs_ON_Electric_Howarth_2023_05_05 | 2028 | Hydro Pumped Storage | Storage | Electricity | NY | Dispatch-Storage | EmissionsCost | 0 | [6 empty] | 0.73069 | 0
LCP_Inputs_ON_Electric_Howarth_2023_05_05 | 2028 | Hydro Pumped Storage | Storage | Electricity | NY | Dispatch-Storage | FuelCost | 0 | [6 empty] | 0.73069 | 0
LCP_Inputs_ON_Electric_Howarth_2023_05_05 | 2028 | Hydro Pumped Storage | Storage | Electricity | NY | Dispatch-Storage | VOM | 0 | [6 empty] | 0.73069 | 0
LCP_Inputs_ON_Electric_Howarth_2023_05_05 | 2028 | Hydro Pumped Storage | Storage | Electricity | ON | Dispatch-Storage | EmissionsCost | 0 | [6 empty] | 0.73069 | 0
LCP_Inputs_ON_Electric_Howarth_2023_05_05 | 2028 | Hydro Pumped Storage | Storage | Electricity | ON | Dispatch-Storage | FuelCost | 0 | [6 empty] | 0.73069 | 0
LCP_Inputs_ON_Electric_Howarth_2023_05_05 | 2028 | Hydro Pumped Storage | Storage | Electricity | ON | Dispatch-Storage | VOM | 0 | [6 empty] | 0.73069 | 0
LCP_Inputs_ON_Electric_Howarth_2023_05_05 | 2028 | Hydro Pumped Storage | Storage | Electricity | PJ | Dispatch-Storage | EmissionsCost | 0 | [6 empty] | 0.73069 | 0
LCP_Inputs_ON_Electric_Howarth_2023_05_05 | 2028 | Hydro Pumped Storage | Storage | Electricity | PJ | Dispatch-Storage | FuelCost | 0 | [6 empty] | 0.73069 | 0
LCP_Inputs_ON_Electric_Howarth_2023_05_05 | 2028 | Hydro Pumped Storage | Storage | Electricity | PJ | Dispatch-Storage | VOM | 0 | [6 empty] | 0.73069 | 0
LCP_Inputs_ON_Electric_Howarth_2023_05_05 | 2028 | Hydro Pumped Storage | Storage | Electricity | QC | Dispatch-Storage | EmissionsCost | 0 | [6 empty] | 0.73069 | 0
LCP_Inputs_ON_Electric_Howarth_2023_05_05 | 2028 | Hydro Pumped Storage | Storage | Electricity | QC | Dispatch-Storage | FuelCost | 0 | [6 empty] | 0.73069 | 0
LCP_Inputs_ON_Electric_Howarth_2023_05_05 | 2028 | Hydro Pumped Storage | Storage | Electricity | QC | Dispatch-Storage | VOM | 0 | [6 empty] | 0.73069 | 0
LCP_Inputs_ON_Electric_Howarth_2023_05_05 | 2028 | Hydro Pumped Storage | Storage | Electricity | WC | Dispatch-Storage | EmissionsCost | 0 | [6 empty] | 0.73069 | 0
LCP_Inputs_ON_Electric_Howarth_2023_05_05 | 2028 | Hydro Pumped Storage | Storage | Electricity | WC | Dispatch-Storage | FuelCost | 0 | [6 empty] | 0.73069 | 0
LCP_Inputs_ON_Electric_Howarth_2023_05_05 | 2028 | Hydro Pumped Storage | Storage | Electricity | WC | Dispatch-Storage | VOM | 0 | [6 empty] | 0.73069 | 0
LCP_Inputs_ON_Electric_Howarth_2023_05_05 | 2028 | Nuclear | Generation | Electricity | MI | Dispatch-Generation | EmissionsCost | 0 | [6 empty] | 0.73069 | 0
LCP_Inputs_ON_Electric_Howarth_2023_05_05 | 2028 | Nuclear | Generation | Electricity | MI | Dispatch-Generation | FuelCost | 0 | [6 empty] | 0.73069 | 0
LCP_Inputs_ON_Electric_Howarth_2023_05_05 | 2028 | Nuclear | Generation | Electricity | MI | Dispatch-Generation | VOM | 3301336446.912 | [6 empty] | 0.73069 | 2412254205.1747
LCP_Inputs_ON_Electric_Howarth_2023_05_05 | 2028 | Nuclear | Generation | Electricity | NY | Dispatch-Generation | EmissionsCost | 0 | [6 empty] | 0.73069 | 0
LCP_Inputs_ON_Electric_Howarth_2023_05_05 | 2028 | Nuclear | Generation | Electricity | NY | Dispatch-Generation | FuelCost | 0 | [6 empty] | 0.73069 | 0
LCP_Inputs_ON_Electric_Howarth_2023_05_05 | 2028 | Nuclear | Generation | Electricity | NY | Dispatch-Generation | VOM | 2246155230.144 | [6 empty] | 0.73069 | 1641243625.5802
LCP_Inputs_ON_Electric_Howarth_2023_05_05 | 2028 | Nuclear | Generation | Electricity | ON | Dispatch-Generation | EmissionsCost | 0 | [6 empty] | 0.73069 | 0
LCP_Inputs_ON_Electric_Howarth_2023_05_05 | 2028 | Nuclear | Generation | Electricity | ON | Dispatch-Generation | FuelCost | 0 | [6 empty] | 0.73069 | 0
LCP_Inputs_ON_Electric_Howarth_2023_05_05 | 2028 | Nuclear | Generation | Electricity | ON | Dispatch-Generation | VOM | 8790266640.96 | [6 empty] | 0.73069 | 6422961733.9052
LCP_Inputs_ON_Electric_Howarth_2023_05_05 | 2028 | Nuclear | Generation | Electricity | PJ | Dispatch-Generation | EmissionsCost | 0 | [6 empty] | 0.73069 | 0
LCP_Inputs_ON_Electric_Howarth_2023_05_05 | 2028 | Nuclear | Generation | Electricity | PJ | Dispatch-Generation | FuelCost | 0 | [6 empty] | 0.73069 | 0
LCP_Inputs_ON_Electric_Howarth_2023_05_05 | 2028 | Nuclear | Generation | Electricity | PJ | Dispatch-Generation | VOM | 9110487814.4448 | [6 empty] | 0.73069 | 6656944208.8048
LCP_Inputs_ON_Electric_Howarth_2023_05_05 | 2028 | Nuclear | Generation | Electricity | QC | Dispatch-Generation | EmissionsCost | 0 | [6 empty] | 0.73069 | 0
LCP_Inputs_ON_Electric_Howarth_2023_05_05 | 2028 | Nuclear | Generation | Electricity | QC | Dispatch-Generation | FuelCost | 0 | [6 empty] | 0.73069 | 0
LCP_Inputs_ON_Electric_Howarth_2023_05_05 | 2028 | Nuclear | Generation | Electricity | QC | Dispatch-Generation | VOM | 0 | [6 empty] | 0.73069 | 0
LCP_Inputs_ON_Electric_Howarth_2023_05_05 | 2028 | Nuclear | Generation | Electricity | WC | Dispatch-Generation | EmissionsCost | 0 | [6 empty] | 0.73069 | 0
LCP_Inputs_ON_Electric_Howarth_2023_05_05 | 2028 | Nuclear | Generation | Electricity | WC | Dispatch-Generation | FuelCost | 0 | [6 empty] | 0.73069 | 0
LCP_Inputs_ON_Electric_Howarth_2023_05_05 | 2028 | Nuclear | Generation | Electricity | WC | Dispatch-Generation | VOM | 0 | [6 empty] | 0.73069 | 0
LCP_Inputs_ON_Electric_Howarth_2023_05_05 | 2028 | Nuclear SMR | Generation | Electricity | MI | Dispatch-Generation | EmissionsCost | 0 | [6 empty] | 0.73069 | 0
LCP_Inputs_ON_Electric_Howarth_2023_05_05 | 2028 | Nuclear SMR | Generation | Electricity | MI | Dispatch-Generation | FuelCost | 0 | [6 empty] | 0.73069 | 0
LCP_Inputs_ON_Electric_Howarth_2023_05_05 | 2028 | Nuclear SMR | Generation | Electricity | MI | Dispatch-Generation | VOM | 0 | [6 empty] | 0.73069 | 0
LCP_Inputs_ON_Electric_Howarth_2023_05_05 | 2028 | Nuclear SMR | Generation | Electricity | NY | Dispatch-Generation | EmissionsCost | 0 | [6 empty] | 0.73069 | 0
LCP_Inputs_ON_Electric_Howarth_2023_05_05 | 2028 | Nuclear SMR | Generation | Electricity | NY | Dispatch-Generation | FuelCost | 0 | [6 empty] | 0.73069 | 0
LCP_Inputs_ON_Electric_Howarth_2023_05_05 | 2028 | Nuclear SMR | Generation | Electricity | NY | Dispatch-Generation | VOM | 0 | [6 empty] | 0.73069 | 0
LCP_Inputs_ON_Electric_Howarth_2023_05_05 | 2028 | Nuclear SMR | Generation | Electricity | ON | Dispatch-Generation | EmissionsCost | 0 | [6 empty] | 0.73069 | 0
LCP_Inputs_ON_Electric_Howarth_2023_05_05 | 2028 | Nuclear SMR | Generation | Electricity | ON | Dispatch-Generation | FuelCost | 0 | [6 empty] | 0.73069 | 0
LCP_Inputs_ON_Electric_Howarth_2023_05_05 | 2028 | Nuclear SMR | Generation | Electricity | ON | Dispatch-Generation | VOM | 0 | [6 empty] | 0.73069 | 0
LCP_Inputs_ON_Electric_Howarth_2023_05_05 | 2028 | Nuclear SMR | Generation | Electricity | PJ | Dispatch-Generation | EmissionsCost | 0 | [6 empty] | 0.73069 | 0
LCP_Inputs_ON_Electric_Howarth_2023_05_05 | 2028 | Nuclear SMR | Generation | Electricity | PJ | Dispatch-Generation | FuelCost | 0 | [6 empty] | 0.73069 | 0
LCP_Inputs_ON_Electric_Howarth_2023_05_05 | 2028 | Nuclear SMR | Generation | Electricity | PJ | Dispatch-Generation | VOM | 0 | [6 empty] | 0.73069 | 0
LCP_Inputs_ON_Electric_Howarth_2023_05_05 | 2028 | Nuclear SMR | Generation | Electricity | QC | Dispatch-Generation | EmissionsCost | 0 | [6 empty] | 0.73069 | 0
LCP_Inputs_ON_Electric_Howarth_2023_05_05 | 2028 | Nuclear SMR | Generation | Electricity | QC | Dispatch-Generation | FuelCost | 0 | [6 empty] | 0.73069 | 0
LCP_Inputs_ON_Electric_Howarth_2023_05_05 | 2028 | Nuclear SMR | Generation | Electricity | QC | Dispatch-Generation | VOM | 0 | [6 empty] | 0.73069 | 0
LCP_Inputs_ON_Electric_Howarth_2023_05_05 | 2028 | Nuclear SMR | Generation | Electricity | WC | Dispatch-Generation | EmissionsCost | 0 | [6 empty] | 0.73069 | 0
LCP_Inputs_ON_Electric_Howarth_2023_05_05 | 2028 | Nuclear SMR | Generation | Electricity | WC | Dispatch-Generation | FuelCost | 0 | [6 empty] | 0.73069 | 0
LCP_Inputs_ON_Electric_Howarth_2023_05_05 | 2028 | Nuclear SMR | Generation | Electricity | WC | Dispatch-Generation | VOM | 0 | [6 empty] | 0.73069 | 0
LCP_Inputs_ON_Electric_Howarth_2023_05_05 | 2028 | O/CCGT - CH4 Existing | Crossload | Electricity | MI | Dispatch-Crossload | EmissionsCost | 0 | [6 empty] | 0.73069 | 0
LCP_Inputs_ON_Electric_Howarth_2023_05_05 | 2028 | O/CCGT - CH4 Existing | Crossload | Electricity | MI | Dispatch-Crossload | FuelCost | 0 | [6 empty] | 0.73069 | 0
LCP_Inputs_ON_Electric_Howarth_2023_05_05 | 2028 | O/CCGT - CH4 Existing | Crossload | Electricity | MI | Dispatch-Crossload | VOM | 0 | [6 empty] | 0.73069 | 0
LCP_Inputs_ON_Electric_Howarth_2023_05_05 | 2028 | O/CCGT - CH4 Existing | Crossload | Electricity | NY | Dispatch-Crossload | EmissionsCost | 0 | [6 empty] | 0.73069 | 0
LCP_Inputs_ON_Electric_Howarth_2023_05_05 | 2028 | O/CCGT - CH4 Existing | Crossload | Electricity | NY | Dispatch-Crossload | FuelCost | 0 | [6 empty] | 0.73069 | 0
LCP_Inputs_ON_Electric_Howarth_2023_05_05 | 2028 | O/CCGT - CH4 Existing | Crossload | Electricity | NY | Dispatch-Crossload | VOM | 0 | [6 empty] | 0.73069 | 0
LCP_Inputs_ON_Electric_Howarth_2023_05_05 | 2028 | O/CCGT - CH4 Existing | Crossload | Electricity | ON | Dispatch-Crossload | EmissionsCost | 0 | [6 empty] | 0.73069 | 0
LCP_Inputs_ON_Electric_Howarth_2023_05_05 | 2028 | O/CCGT - CH4 Existing | Crossload | Electricity | ON | Dispatch-Crossload | FuelCost | 0 | [6 empty] | 0.73069 | 0
LCP_Inputs_ON_Electric_Howarth_2023_05_05 | 2028 | O/CCGT - CH4 Existing | Crossload | Electricity | ON | Dispatch-Crossload | VOM | 0 | [6 empty] | 0.73069 | 0
LCP_Inputs_ON_Electric_Howarth_2023_05_05 | 2028 | O/CCGT - CH4 Existing | Crossload | Electricity | PJ | Dispatch-Crossload | EmissionsCost | 0 | [6 empty] | 0.73069 | 0
LCP_Inputs_ON_Electric_Howarth_2023_05_05 | 2028 | O/CCGT - CH4 Existing | Crossload | Electricity | PJ | Dispatch-Crossload | FuelCost | 0 | [6 empty] | 0.73069 | 0
LCP_Inputs_ON_Electric_Howarth_2023_05_05 | 2028 | O/CCGT - CH4 Existing | Crossload | Electricity | PJ | Dispatch-Crossload | VOM | 0 | [6 empty] | 0.73069 | 0
LCP_Inputs_ON_Electric_Howarth_2023_05_05 | 2028 | O/CCGT - CH4 Existing | Crossload | Electricity | QC | Dispatch-Crossload | EmissionsCost | 0 | [6 empty] | 0.73069 | 0
LCP_Inputs_ON_Electric_Howarth_2023_05_05 | 2028 | O/CCGT - CH4 Existing | Crossload | Electricity | QC | Dispatch-Crossload | FuelCost | 0 | [6 empty] | 0.73069 | 0
LCP_Inputs_ON_Electric_Howarth_2023_05_05 | 2028 | O/CCGT - CH4 Existing | Crossload | Electricity | QC | Dispatch-Crossload | VOM | 0 | [6 empty] | 0.73069 | 0
LCP_Inputs_ON_Electric_Howarth_2023_05_05 | 2028 | O/CCGT - CH4 Existing | Crossload | Electricity | WC | Dispatch-Crossload | EmissionsCost | 0 | [6 empty] | 0.73069 | 0
LCP_Inputs_ON_Electric_Howarth_2023_05_05 | 2028 | O/CCGT - CH4 Existing | Crossload | Electricity | WC | Dispatch-Crossload | FuelCost | 0 | [6 empty] | 0.73069 | 0
LCP_Inputs_ON_Electric_Howarth_2023_05_05 | 2028 | O/CCGT - CH4 Existing | Crossload | Electricity | WC | Dispatch-Crossload | VOM | 0 | [6 empty] | 0.73069 | 0
LCP_Inputs_ON_Electric_Howarth_2023_05_05 | 2028 | O/CCGT - CH4 New | Crossload | Electricity | MI | Dispatch-Crossload | EmissionsCost | 0 | [6 empty] | 0.73069 | 0
LCP_Inputs_ON_Electric_Howarth_2023_05_05 | 2028 | O/CCGT - CH4 New | Crossload | Electricity | MI | Dispatch-Crossload | FuelCost | 0 | [6 empty] | 0.73069 | 0
LCP_Inputs_ON_Electric_Howarth_2023_05_05 | 2028 | O/CCGT - CH4 New | Crossload | Electricity | MI | Dispatch-Crossload | VOM | 0 | [6 empty] | 0.73069 | 0
LCP_Inputs_ON_Electric_Howarth_2023_05_05 | 2028 | O/CCGT - CH4 New | Crossload | Electricity | NY | Dispatch-Crossload | EmissionsCost | 0 | [6 empty] | 0.73069 | 0
LCP_Inputs_ON_Electric_Howarth_2023_05_05 | 2028 | O/CCGT - CH4 New | Crossload | Electricity | NY | Dispatch-Crossload | FuelCost | 0 | [6 empty] | 0.73069 | 0
LCP_Inputs_ON_Electric_Howarth_2023_05_05 | 2028 | O/CCGT - CH4 New | Crossload | Electricity | NY | Dispatch-Crossload | VOM | 0 | [6 empty] | 0.73069 | 0
LCP_Inputs_ON_Electric_Howarth_2023_05_05 | 2028 | O/CCGT - CH4 New | Crossload | Electricity | ON | Dispatch-Crossload | EmissionsCost | 0 | [6 empty] | 0.73069 | 0
LCP_Inputs_ON_Electric_Howarth_2023_05_05 | 2028 | O/CCGT - CH4 New | Crossload | Electricity | ON | Dispatch-Crossload | FuelCost | 0 | [6 empty] | 0.73069 | 0
LCP_Inputs_ON_Electric_Howarth_2023_05_05 | 2028 | O/CCGT - CH4 New | Crossload | Electricity | ON | Dispatch-Crossload | VOM | 0 | [6 empty] | 0.73069 | 0
LCP_Inputs_ON_Electric_Howarth_2023_05_05 | 2028 | O/CCGT - CH4 New | Crossload | Electricity | PJ | Dispatch-Crossload | EmissionsCost | 0 | [6 empty] | 0.73069 | 0
LCP_Inputs_ON_Electric_Howarth_2023_05_05 | 2028 | O/CCGT - CH4 New | Crossload | Electricity | PJ | Dispatch-Crossload | FuelCost | 0 | [6 empty] | 0.73069 | 0
LCP_Inputs_ON_Electric_Howarth_2023_05_05 | 2028 | O/CCGT - CH4 New | Crossload | Electricity | PJ | Dispatch-Crossload | VOM | 0 | [6 empty] | 0.73069 | 0
LCP_Inputs_ON_Electric_Howarth_2023_05_05 | 2028 | O/CCGT - CH4 New | Crossload | Electricity | QC | Dispatch-Crossload | EmissionsCost | 0 | [6 empty] | 0.73069 | 0
LCP_Inputs_ON_Electric_Howarth_2023_05_05 | 2028 | O/CCGT - CH4 New | Crossload | Electricity | QC | Dispatch-Crossload | FuelCost | 0 | [6 empty] | 0.73069 | 0
LCP_Inputs_ON_Electric_Howarth_2023_05_05 | 2028 | O/CCGT - CH4 New | Crossload | Electricity | QC | Dispatch-Crossload | VOM | 0 | [6 empty] | 0.73069 | 0
LCP_Inputs_ON_Electric_Howarth_2023_05_05 | 2028 | O/CCGT - CH4 New | Crossload | Electricity | WC | Dispatch-Crossload | EmissionsCost | 0 | [6 empty] | 0.73069 | 0
LCP_Inputs_ON_Electric_Howarth_2023_05_05 | 2028 | O/CCGT - CH4 New | Crossload | Electricity | WC | Dispatch-Crossload | FuelCost | 0 | [6 empty] | 0.73069 | 0
LCP_Inputs_ON_Electric_Howarth_2023_05_05 | 2028 | O/CCGT - CH4 New | Crossload | Electricity | WC | Dispatch-Crossload | VOM | 0 | [6 empty] | 0.73069 | 0
LCP_Inputs_ON_Electric_Howarth_2023_05_05 | 2028 | O/CCGT - H2 New | Crossload | Electricity | MI | Dispatch-Crossload | EmissionsCost | 0 | [6 empty] | 0.73069 | 0
LCP_Inputs_ON_Electric_Howarth_2023_05_05 | 2028 | O/CCGT - H2 New | Crossload | Electricity | MI | Dispatch-Crossload | FuelCost | 0 | [6 empty] | 0.73069 | 0
LCP_Inputs_ON_Electric_Howarth_2023_05_05 | 2028 | O/CCGT - H2 New | Crossload | Electricity | MI | Dispatch-Crossload | VOM | 0 | [6 empty] | 0.73069 | 0
LCP_Inputs_ON_Electric_Howarth_2023_05_05 | 2028 | O/CCGT - H2 New | Crossload | Electricity | NY | Dispatch-Crossload | EmissionsCost | 0 | [6 empty] | 0.73069 | 0
LCP_Inputs_ON_Electric_Howarth_2023_05_05 | 2028 | O/CCGT - H2 New | Crossload | Electricity | NY | Dispatch-Crossload | FuelCost | 0 | [6 empty] | 0.73069 | 0
LCP_Inputs_ON_Electric_Howarth_2023_05_05 | 2028 | O/CCGT - H2 New | Crossload | Electricity | NY | Dispatch-Crossload | VOM | 0 | [6 empty] | 0.73069 | 0
LCP_Inputs_ON_Electric_Howarth_2023_05_05 | 2028 | O/CCGT - H2 New | Crossload | Electricity | ON | Dispatch-Crossload | EmissionsCost | 0 | [6 empty] | 0.73069 | 0
LCP_Inputs_ON_Electric_Howarth_2023_05_05 | 2028 | O/CCGT - H2 New | Crossload | Electricity | ON | Dispatch-Crossload | FuelCost | 0 | [6 empty] | 0.73069 | 0
LCP_Inputs_ON_Electric_Howarth_2023_05_05 | 2028 | O/CCGT - H2 New | Crossload | Electricity | ON | Dispatch-Crossload | VOM | 0 | [6 empty] | 0.73069 | 0
LCP_Inputs_ON_Electric_Howarth_2023_05_05 | 2028 | O/CCGT - H2 New | Crossload | Electricity | PJ | Dispatch-Crossload | EmissionsCost | 0 | [6 empty] | 0.73069 | 0
LCP_Inputs_ON_Electric_Howarth_2023_05_05 | 2028 | O/CCGT - H2 New | Crossload | Electricity | PJ | Dispatch-Crossload | FuelCost | 0 | [6 empty] | 0.73069 | 0
LCP_Inputs_ON_Electric_Howarth_2023_05_05 | 2028 | O/CCGT - H2 New | Crossload | Electricity | PJ | Dispatch-Crossload | VOM | 0 | [6 empty] | 0.73069 | 0
LCP_Inputs_ON_Electric_Howarth_2023_05_05 | 2028 | O/CCGT - H2 New | Crossload | Electricity | QC | Dispatch-Crossload | EmissionsCost | 0 | [6 empty] | 0.73069 | 0
LCP_Inputs_ON_Electric_Howarth_2023_05_05 | 2028 | O/CCGT - H2 New | Crossload | Electricity | QC | Dispatch-Crossload | FuelCost | 0 | [6 empty] | 0.73069 | 0
LCP_Inputs_ON_Electric_Howarth_2023_05_05 | 2028 | O/CCGT - H2 New | Crossload | Electricity | QC | Dispatch-Crossload | VOM | 0 | [6 empty] | 0.73069 | 0
LCP_Inputs_ON_Electric_Howarth_2023_05_05 | 2028 | O/CCGT - H2 New | Crossload | Electricity | WC | Dispatch-Crossload | EmissionsCost | 0 | [6 empty] | 0.73069 | 0
LCP_Inputs_ON_Electric_Howarth_2023_05_05 | 2028 | O/CCGT - H2 New | Crossload | Electricity | WC | Dispatch-Crossload | FuelCost | 0 | [6 empty] | 0.73069 | 0
LCP_Inputs_ON_Electric_Howarth_2023_05_05 | 2028 | O/CCGT - H2 New | Crossload | Electricity | WC | Dispatch-Crossload | VOM | 0 | [6 empty] | 0.73069 | 0
LCP_Inputs_ON_Electric_Howarth_2023_05_05 | 2028 | SMR CCS | Generation | Hydrogen | MI | Dispatch-Generation | EmissionsCost | 0 | [6 empty] | 0.73069 | 0
LCP_Inputs_ON_Electric_Howarth_2023_05_05 | 2028 | SMR CCS | Generation | Hydrogen | MI | Dispatch-Generation | FuelCost | 0 | [6 empty] | 0.73069 | 0
LCP_Inputs_ON_Electric_Howarth_2023_05_05 | 2028 | SMR CCS | Generation | Hydrogen | MI | Dispatch-Generation | VOM | 0 | [6 empty] | 0.73069 | 0
LCP_Inputs_ON_Electric_Howarth_2023_05_05 | 2028 | SMR CCS | Generation | Hydrogen | NY | Dispatch-Generation | EmissionsCost | 0 | [6 empty] | 0.73069 | 0
LCP_Inputs_ON_Electric_Howarth_2023_05_05 | 2028 | SMR CCS | Generation | Hydrogen | NY | Dispatch-Generation | FuelCost | 0 | [6 empty] | 0.73069 | 0
LCP_Inputs_ON_Electric_Howarth_2023_05_05 | 2028 | SMR CCS | Generation | Hydrogen | NY | Dispatch-Generation | VOM | 0 | [6 empty] | 0.73069 | 0
LCP_Inputs_ON_Electric_Howarth_2023_05_05 | 2028 | SMR CCS | Generation | Hydrogen | ON | Dispatch-Generation | EmissionsCost | 0 | [6 empty] | 0.73069 | 0
LCP_Inputs_ON_Electric_Howarth_2023_05_05 | 2028 | SMR CCS | Generation | Hydrogen | ON | Dispatch-Generation | FuelCost | 0 | [6 empty] | 0.73069 | 0
LCP_Inputs_ON_Electric_Howarth_2023_05_05 | 2028 | SMR CCS | Generation | Hydrogen | ON | Dispatch-Generation | VOM | 0 | [6 empty] | 0.73069 | 0
LCP_Inputs_ON_Electric_Howarth_2023_05_05 | 2028 | SMR CCS | Generation | Hydrogen | PJ | Dispatch-Generation | EmissionsCost | 0 | [6 empty] | 0.73069 | 0
LCP_Inputs_ON_Electric_Howarth_2023_05_05 | 2028 | SMR CCS | Generation | Hydrogen | PJ | Dispatch-Generation | FuelCost | 0 | [6 empty] | 0.73069 | 0
LCP_Inputs_ON_Electric_Howarth_2023_05_05 | 2028 | SMR CCS | Generation | Hydrogen | PJ | Dispatch-Generation | VOM | 0 | [6 empty] | 0.73069 | 0
LCP_Inputs_ON_Electric_Howarth_2023_05_05 | 2028 | SMR CCS | Generation | Hydrogen | QC | Dispatch-Generation | EmissionsCost | 0 | [6 empty] | 0.73069 | 0
LCP_Inputs_ON_Electric_Howarth_2023_05_05 | 2028 | SMR CCS | Generation | Hydrogen | QC | Dispatch-Generation | FuelCost | 0 | [6 empty] | 0.73069 | 0
LCP_Inputs_ON_Electric_Howarth_2023_05_05 | 2028 | SMR CCS | Generation | Hydrogen | QC | Dispatch-Generation | VOM | 0 | [6 empty] | 0.73069 | 0
LCP_Inputs_ON_Electric_Howarth_2023_05_05 | 2028 | SMR CCS | Generation | Hydrogen | WC | Dispatch-Generation | EmissionsCost | 0 | [6 empty] | 0.73069 | 0
LCP_Inputs_ON_Electric_Howarth_2023_05_05 | 2028 | SMR CCS | Generation | Hydrogen | WC | Dispatch-Generation | FuelCost | 0 | [6 empty] | 0.73069 | 0
LCP_Inputs_ON_Electric_Howarth_2023_05_05 | 2028 | SMR CCS | Generation | Hydrogen | WC | Dispatch-Generation | VOM | 0 | [6 empty] | 0.73069 | 0
LCP_Inputs_ON_Electric_Howarth_2023_05_05 | 2028 | Solar PV | Generation | Electricity | MI | Dispatch-Generation | EmissionsCost | 0 | [6 empty] | 0.73069 | 0
LCP_Inputs_ON_Electric_Howarth_2023_05_05 | 2028 | Solar PV | Generation | Electricity | MI | Dispatch-Generation | FuelCost | 0 | [6 empty] | 0.73069 | 0
LCP_Inputs_ON_Electric_Howarth_2023_05_05 | 2028 | Solar PV | Generation | Electricity | MI | Dispatch-Generation | VOM | 0 | [6 empty] | 0.73069 | 0
LCP_Inputs_ON_Electric_Howarth_2023_05_05 | 2028 | Solar PV | Generation | Electricity | NY | Dispatch-Generation | EmissionsCost | 0 | [6 empty] | 0.73069 | 0
LCP_Inputs_ON_Electric_Howarth_2023_05_05 | 2028 | Solar PV | Generation | Electricity | NY | Dispatch-Generation | FuelCost | 0 | [6 empty] | 0.73069 | 0
LCP_Inputs_ON_Electric_Howarth_2023_05_05 | 2028 | Solar PV | Generation | Electricity | NY | Dispatch-Generation | VOM | 0 | [6 empty] | 0.73069 | 0
LCP_Inputs_ON_Electric_Howarth_2023_05_05 | 2028 | Solar PV | Generation | Electricity | ON | Dispatch-Generation | EmissionsCost | 0 | [6 empty] | 0.73069 | 0
LCP_Inputs_ON_Electric_Howarth_2023_05_05 | 2028 | Solar PV | Generation | Electricity | ON | Dispatch-Generation | FuelCost | 0 | [6 empty] | 0.73069 | 0
LCP_Inputs_ON_Electric_Howarth_2023_05_05 | 2028 | Solar PV | Generation | Electricity | ON | Dispatch-Generation | VOM | 0 | [6 empty] | 0.73069 | 0
LCP_Inputs_ON_Electric_Howarth_2023_05_05 | 2028 | Solar PV | Generation | Electricity | PJ | Dispatch-Generation | EmissionsCost | 0 | [6 empty] | 0.73069 | 0
LCP_Inputs_ON_Electric_Howarth_2023_05_05 | 2028 | Solar PV | Generation | Electricity | PJ | Dispatch-Generation | FuelCost | 0 | [6 empty] | 0.73069 | 0
LCP_Inputs_ON_Electric_Howarth_2023_05_05 | 2028 | Solar PV | Generation | Electricity | PJ | Dispatch-Generation | VOM | 0 | [6 empty] | 0.73069 | 0
LCP_Inputs_ON_Electric_Howarth_2023_05_05 | 2028 | Solar PV | Generation | Electricity | QC | Dispatch-Generation | EmissionsCost | 0 | [6 empty] | 0.73069 | 0
LCP_Inputs_ON_Electric_Howarth_2023_05_05 | 2028 | Solar PV | Generation | Electricity | QC | Dispatch-Generation | FuelCost | 0 | [6 empty] | 0.73069 | 0
LCP_Inputs_ON_Electric_Howarth_2023_05_05 | 2028 | Solar PV | Generation | Electricity | QC | Dispatch-Generation | VOM | 0 | [6 empty] | 0.73069 | 0
LCP_Inputs_ON_Electric_Howarth_2023_05_05 | 2028 | Solar PV | Generation | Electricity | WC | Dispatch-Generation | EmissionsCost | 0 | [6 empty] | 0.73069 | 0
LCP_Inputs_ON_Electric_Howarth_2023_05_05 | 2028 | Solar PV | Generation | Electricity | WC | Dispatch-Generation | FuelCost | 0 | [6 empty] | 0.73069 | 0
LCP_Inputs_ON_Electric_Howarth_2023_05_05 | 2028 | Solar PV | Generation | Electricity | WC | Dispatch-Generation | VOM | 0 | [6 empty] | 0.73069 | 0
LCP_Inputs_ON_Electric_Howarth_2023_05_05 | 2028 | Wind Offshore | Generation | Electricity | MI | Dispatch-Generation | EmissionsCost | 0 | [6 empty] | 0.73069 | 0
LCP_Inputs_ON_Electric_Howarth_2023_05_05 | 2028 | Wind Offshore | Generation | Electricity | MI | Dispatch-Generation | FuelCost | 0 | [6 empty] | 0.73069 | 0
LCP_Inputs_ON_Electric_Howarth_2023_05_05 | 2028 | Wind Offshore | Generation | Electricity | MI | Dispatch-Generation | VOM | 0 | [6 empty] | 0.73069 | 0
LCP_Inputs_ON_Electric_Howarth_2023_05_05 | 2028 | Wind Offshore | Generation | Electricity | NY | Dispatch-Generation | EmissionsCost | 0 | [6 empty] | 0.73069 | 0
LCP_Inputs_ON_Electric_Howarth_2023_05_05 | 2028 | Wind Offshore | Generation | Electricity | NY | Dispatch-Generation | FuelCost | 0 | [6 empty] | 0.73069 | 0
LCP_Inputs_ON_Electric_Howarth_2023_05_05 | 2028 | Wind Offshore | Generation | Electricity | NY | Dispatch-Generation | VOM | 0 | [6 empty] | 0.73069 | 0
LCP_Inputs_ON_Electric_Howarth_2023_05_05 | 2028 | Wind Offshore | Generation | Electricity | ON | Dispatch-Generation | EmissionsCost | 0 | [6 empty] | 0.73069 | 0
LCP_Inputs_ON_Electric_Howarth_2023_05_05 | 2028 | Wind Offshore | Generation | Electricity | ON | Dispatch-Generation | FuelCost | 0 | [6 empty] | 0.73069 | 0
LCP_Inputs_ON_Electric_Howarth_2023_05_05 | 2028 | Wind Offshore | Generation | Electricity | ON | Dispatch-Generation | VOM | 0 | [6 empty] | 0.73069 | 0
LCP_Inputs_ON_Electric_Howarth_2023_05_05 | 2028 | Wind Offshore | Generation | Electricity | PJ | Dispatch-Generation | EmissionsCost | 0 | [6 empty] | 0.73069 | 0
LCP_Inputs_ON_Electric_Howarth_2023_05_05 | 2028 | Wind Offshore | Generation | Electricity | PJ | Dispatch-Generation | FuelCost | 0 | [6 empty] | 0.73069 | 0
LCP_Inputs_ON_Electric_Howarth_2023_05_05 | 2028 | Wind Offshore | Generation | Electricity | PJ | Dispatch-Generation | VOM | 0 | [6 empty] | 0.73069 | 0
LCP_Inputs_ON_Electric_Howarth_2023_05_05 | 2028 | Wind Offshore | Generation | Electricity | QC | Dispatch-Generation | EmissionsCost | 0 | [6 empty] | 0.73069 | 0
LCP_Inputs_ON_Electric_Howarth_2023_05_05 | 2028 | Wind Offshore | Generation | Electricity | QC | Dispatch-Generation | FuelCost | 0 | [6 empty] | 0.73069 | 0
LCP_Inputs_ON_Electric_Howarth_2023_05_05 | 2028 | Wind Offshore | Generation | Electricity | QC | Dispatch-Generation | VOM | 0 | [6 empty] | 0.73069 | 0
LCP_Inputs_ON_Electric_Howarth_2023_05_05 | 2028 | Wind Offshore | Generation | Electricity | WC | Dispatch-Generation | EmissionsCost | 0 | [6 empty] | 0.73069 | 0
LCP_Inputs_ON_Electric_Howarth_2023_05_05 | 2028 | Wind Offshore | Generation | Electricity | WC | Dispatch-Generation | FuelCost | 0 | [6 empty] | 0.73069 | 0
LCP_Inputs_ON_Electric_Howarth_2023_05_05 | 2028 | Wind Offshore | Generation | Electricity | WC | Dispatch-Generation | VOM | 0 | [6 empty] | 0.73069 | 0
LCP_Inputs_ON_Electric_Howarth_2023_05_05 | 2028 | Wind Onshore | Generation | Electricity | MI | Dispatch-Generation | EmissionsCost | 0 | [6 empty] | 0.73069 | 0
LCP_Inputs_ON_Electric_Howarth_2023_05_05 | 2028 | Wind Onshore | Generation | Electricity | MI | Dispatch-Generation | FuelCost | 0 | [6 empty] | 0.73069 | 0
LCP_Inputs_ON_Electric_Howarth_2023_05_05 | 2028 | Wind Onshore | Generation | Electricity | MI | Dispatch-Generation | VOM | 0 | [6 empty] | 0.73069 | 0
LCP_Inputs_ON_Electric_Howarth_2023_05_05 | 2028 | Wind Onshore | Generation | Electricity | NY | Dispatch-Generation | EmissionsCost | 0 | [6 empty] | 0.73069 | 0
LCP_Inputs_ON_Electric_Howarth_2023_05_05 | 2028 | Wind Onshore | Generation | Electricity | NY | Dispatch-Generation | FuelCost | 0 | [6 empty] | 0.73069 | 0
LCP_Inputs_ON_Electric_Howarth_2023_05_05 | 2028 | Wind Onshore | Generation | Electricity | NY | Dispatch-Generation | VOM | 0 | [6 empty] | 0.73069 | 0
LCP_Inputs_ON_Electric_Howarth_2023_05_05 | 2028 | Wind Onshore | Generation | Electricity | ON | Dispatch-Generation | EmissionsCost | 0 | [6 empty] | 0.73069 | 0
LCP_Inputs_ON_Electric_Howarth_2023_05_05 | 2028 | Wind Onshore | Generation | Electricity | ON | Dispatch-Generation | FuelCost | 0 | [6 empty] | 0.73069 | 0
LCP_Inputs_ON_Electric_Howarth_2023_05_05 | 2028 | Wind Onshore | Generation | Electricity | ON | Dispatch-Generation | VOM | 0 | [6 empty] | 0.73069 | 0
LCP_Inputs_ON_Electric_Howarth_2023_05_05 | 2028 | Wind Onshore | Generation | Electricity | PJ | Dispatch-Generation | EmissionsCost | 0 | [6 empty] | 0.73069 | 0
LCP_Inputs_ON_Electric_Howarth_2023_05_05 | 2028 | Wind Onshore | Generation | Electricity | PJ | Dispatch-Generation | FuelCost | 0 | [6 empty] | 0.73069 | 0
LCP_Inputs_ON_Electric_Howarth_2023_05_05 | 2028 | Wind Onshore | Generation | Electricity | PJ | Dispatch-Generation | VOM | 0 | [6 empty] | 0.73069 | 0
LCP_Inputs_ON_Electric_Howarth_2023_05_05 | 2028 | Wind Onshore | Generation | Electricity | QC | Dispatch-Generation | EmissionsCost | 0 | [6 empty] | 0.73069 | 0
LCP_Inputs_ON_Electric_Howarth_2023_05_05 | 2028 | Wind Onshore | Generation | Electricity | QC | Dispatch-Generation | FuelCost | 0 | [6 empty] | 0.73069 | 0
LCP_Inputs_ON_Electric_Howarth_2023_05_05 | 2028 | Wind Onshore | Generation | Electricity | QC | Dispatch-Generation | VOM | 0 | [6 empty] | 0.73069 | 0
LCP_Inputs_ON_Electric_Howarth_2023_05_05 | 2028 | Wind Onshore | Generation | Electricity | WC | Dispatch-Generation | EmissionsCost | 0 | [6 empty] | 0.73069 | 0
LCP_Inputs_ON_Electric_Howarth_2023_05_05 | 2028 | Wind Onshore | Generation | Electricity | WC | Dispatch-Generation | FuelCost | 0 | [6 empty] | 0.73069 | 0
LCP_Inputs_ON_Electric_Howarth_2023_05_05 | 2028 | Wind Onshore | Generation | Electricity | WC | Dispatch-Generation | VOM | 0 | [6 empty] | 0.73069 | 0
LCP_Inputs_ON_Electric_Howarth_2023_05_05 | 2029 | Anaerobic Digestion | Generation | Methane | MI | Dispatch-Generation | EmissionsCost | 0 | [6 empty] | 0.70259 | 0
LCP_Inputs_ON_Electric_Howarth_2023_05_05 | 2029 | Anaerobic Digestion | Generation | Methane | MI | Dispatch-Generation | FuelCost | 0 | [6 empty] | 0.70259 | 0
LCP_Inputs_ON_Electric_Howarth_2023_05_05 | 2029 | Anaerobic Digestion | Generation | Methane | MI | Dispatch-Generation | VOM | 0 | [6 empty] | 0.70259 | 0
LCP_Inputs_ON_Electric_Howarth_2023_05_05 | 2029 | Anaerobic Digestion | Generation | Methane | NY | Dispatch-Generation | EmissionsCost | 0 | [6 empty] | 0.70259 | 0
LCP_Inputs_ON_Electric_Howarth_2023_05_05 | 2029 | Anaerobic Digestion | Generation | Methane | NY | Dispatch-Generation | FuelCost | 0 | [6 empty] | 0.70259 | 0
LCP_Inputs_ON_Electric_Howarth_2023_05_05 | 2029 | Anaerobic Digestion | Generation | Methane | NY | Dispatch-Generation | VOM | 0 | [6 empty] | 0.70259 | 0
LCP_Inputs_ON_Electric_Howarth_2023_05_05 | 2029 | Anaerobic Digestion | Generation | Methane | ON | Dispatch-Generation | EmissionsCost | 0 | [6 empty] | 0.70259 | 0
LCP_Inputs_ON_Electric_Howarth_2023_05_05 | 2029 | Anaerobic Digestion | Generation | Methane | ON | Dispatch-Generation | FuelCost | 0 | [6 empty] | 0.70259 | 0
LCP_Inputs_ON_Electric_Howarth_2023_05_05 | 2029 | Anaerobic Digestion | Generation | Methane | ON | Dispatch-Generation | VOM | 0 | [6 empty] | 0.70259 | 0
LCP_Inputs_ON_Electric_Howarth_2023_05_05 | 2029 | Anaerobic Digestion | Generation | Methane | PJ | Dispatch-Generation | EmissionsCost | 0 | [6 empty] | 0.70259 | 0
LCP_Inputs_ON_Electric_Howarth_2023_05_05 | 2029 | Anaerobic Digestion | Generation | Methane | PJ | Dispatch-Generation | FuelCost | 0 | [6 empty] | 0.70259 | 0
LCP_Inputs_ON_Electric_Howarth_2023_05_05 | 2029 | Anaerobic Digestion | Generation | Methane | PJ | Dispatch-Generation | VOM | 0 | [6 empty] | 0.70259 | 0
LCP_Inputs_ON_Electric_Howarth_2023_05_05 | 2029 | Anaerobic Digestion | Generation | Methane | QC | Dispatch-Generation | EmissionsCost | 0 | [6 empty] | 0.70259 | 0
LCP_Inputs_ON_Electric_Howarth_2023_05_05 | 2029 | Anaerobic Digestion | Generation | Methane | QC | Dispatch-Generation | FuelCost | 0 | [6 empty] | 0.70259 | 0
LCP_Inputs_ON_Electric_Howarth_2023_05_05 | 2029 | Anaerobic Digestion | Generation | Methane | QC | Dispatch-Generation | VOM | 0 | [6 empty] | 0.70259 | 0
LCP_Inputs_ON_Electric_Howarth_2023_05_05 | 2029 | Anaerobic Digestion | Generation | Methane | WC | Dispatch-Generation | EmissionsCost | 0 | [6 empty] | 0.70259 | 0
LCP_Inputs_ON_Electric_Howarth_2023_05_05 | 2029 | Anaerobic Digestion | Generation | Methane | WC | Dispatch-Generation | FuelCost | 0 | [6 empty] | 0.70259 | 0
LCP_Inputs_ON_Electric_Howarth_2023_05_05 | 2029 | Anaerobic Digestion | Generation | Methane | WC | Dispatch-Generation | VOM | 0 | [6 empty] | 0.70259 | 0
LCP_Inputs_ON_Electric_Howarth_2023_05_05 | 2029 | Battery Storage | Storage | Electricity | MI | Dispatch-Storage | EmissionsCost | 0 | [6 empty] | 0.70259 | 0
LCP_Inputs_ON_Electric_Howarth_2023_05_05 | 2029 | Battery Storage | Storage | Electricity | MI | Dispatch-Storage | FuelCost | 0 | [6 empty] | 0.70259 | 0
LCP_Inputs_ON_Electric_Howarth_2023_05_05 | 2029 | Battery Storage | Storage | Electricity | MI | Dispatch-Storage | VOM | 0 | [6 empty] | 0.70259 | 0
LCP_Inputs_ON_Electric_Howarth_2023_05_05 | 2029 | Battery Storage | Storage | Electricity | NY | Dispatch-Storage | EmissionsCost | 0 | [6 empty] | 0.70259 | 0
LCP_Inputs_ON_Electric_Howarth_2023_05_05 | 2029 | Battery Storage | Storage | Electricity | NY | Dispatch-Storage | FuelCost | 0 | [6 empty] | 0.70259 | 0
LCP_Inputs_ON_Electric_Howarth_2023_05_05 | 2029 | Battery Storage | Storage | Electricity | NY | Dispatch-Storage | VOM | 0 | [6 empty] | 0.70259 | 0
LCP_Inputs_ON_Electric_Howarth_2023_05_05 | 2029 | Battery Storage | Storage | Electricity | ON | Dispatch-Storage | EmissionsCost | 0 | [6 empty] | 0.70259 | 0
LCP_Inputs_ON_Electric_Howarth_2023_05_05 | 2029 | Battery Storage | Storage | Electricity | ON | Dispatch-Storage | FuelCost | 0 | [6 empty] | 0.70259 | 0
LCP_Inputs_ON_Electric_Howarth_2023_05_05 | 2029 | Battery Storage | Storage | Electricity | ON | Dispatch-Storage | VOM | 0 | [6 empty] | 0.70259 | 0
LCP_Inputs_ON_Electric_Howarth_2023_05_05 | 2029 | Battery Storage | Storage | Electricity | PJ | Dispatch-Storage | EmissionsCost | 0 | [6 empty] | 0.70259 | 0
LCP_Inputs_ON_Electric_Howarth_2023_05_05 | 2029 | Battery Storage | Storage | Electricity | PJ | Dispatch-Storage | FuelCost | 0 | [6 empty] | 0.70259 | 0
LCP_Inputs_ON_Electric_Howarth_2023_05_05 | 2029 | Battery Storage | Storage | Electricity | PJ | Dispatch-Storage | VOM | 0 | [6 empty] | 0.70259 | 0
LCP_Inputs_ON_Electric_Howarth_2023_05_05 | 2029 | Battery Storage | Storage | Electricity | QC | Dispatch-Storage | EmissionsCost | 0 | [6 empty] | 0.70259 | 0
LCP_Inputs_ON_Electric_Howarth_2023_05_05 | 2029 | Battery Storage | Storage | Electricity | QC | Dispatch-Storage | FuelCost | 0 | [6 empty] | 0.70259 | 0
LCP_Inputs_ON_Electric_Howarth_2023_05_05 | 2029 | Battery Storage | Storage | Electricity | QC | Dispatch-Storage | VOM | 0 | [6 empty] | 0.70259 | 0
LCP_Inputs_ON_Electric_Howarth_2023_05_05 | 2029 | Battery Storage | Storage | Electricity | WC | Dispatch-Storage | EmissionsCost | 0 | [6 empty] | 0.70259 | 0
LCP_Inputs_ON_Electric_Howarth_2023_05_05 | 2029 | Battery Storage | Storage | Electricity | WC | Dispatch-Storage | FuelCost | 0 | [6 empty] | 0.70259 | 0
LCP_Inputs_ON_Electric_Howarth_2023_05_05 | 2029 | Battery Storage | Storage | Electricity | WC | Dispatch-Storage | VOM | 0 | [6 empty] | 0.70259 | 0
LCP_Inputs_ON_Electric_Howarth_2023_05_05 | 2029 | Biomass | Generation | Electricity | MI | Dispatch-Generation | EmissionsCost | 0 | [6 empty] | 0.70259 | 0
LCP_Inputs_ON_Electric_Howarth_2023_05_05 | 2029 | Biomass | Generation | Electricity | MI | Dispatch-Generation | FuelCost | 0 | [6 empty] | 0.70259 | 0
LCP_Inputs_ON_Electric_Howarth_2023_05_05 | 2029 | Biomass | Generation | Electricity | MI | Dispatch-Generation | VOM | 0 | [6 empty] | 0.70259 | 0
LCP_Inputs_ON_Electric_Howarth_2023_05_05 | 2029 | Biomass | Generation | Electricity | NY | Dispatch-Generation | EmissionsCost | 0 | [6 empty] | 0.70259 | 0
LCP_Inputs_ON_Electric_Howarth_2023_05_05 | 2029 | Biomass | Generation | Electricity | NY | Dispatch-Generation | FuelCost | 0 | [6 empty] | 0.70259 | 0
LCP_Inputs_ON_Electric_Howarth_2023_05_05 | 2029 | Biomass | Generation | Electricity | NY | Dispatch-Generation | VOM | 0 | [6 empty] | 0.70259 | 0
LCP_Inputs_ON_Electric_Howarth_2023_05_05 | 2029 | Biomass | Generation | Electricity | ON | Dispatch-Generation | EmissionsCost | 0 | [6 empty] | 0.70259 | 0
LCP_Inputs_ON_Electric_Howarth_2023_05_05 | 2029 | Biomass | Generation | Electricity | ON | Dispatch-Generation | FuelCost | 0 | [6 empty] | 0.70259 | 0
LCP_Inputs_ON_Electric_Howarth_2023_05_05 | 2029 | Biomass | Generation | Electricity | ON | Dispatch-Generation | VOM | 0 | [6 empty] | 0.70259 | 0
LCP_Inputs_ON_Electric_Howarth_2023_05_05 | 2029 | Biomass | Generation | Electricity | PJ | Dispatch-Generation | EmissionsCost | 0 | [6 empty] | 0.70259 | 0
LCP_Inputs_ON_Electric_Howarth_2023_05_05 | 2029 | Biomass | Generation | Electricity | PJ | Dispatch-Generation | FuelCost | 0 | [6 empty] | 0.70259 | 0
LCP_Inputs_ON_Electric_Howarth_2023_05_05 | 2029 | Biomass | Generation | Electricity | PJ | Dispatch-Generation | VOM | 0 | [6 empty] | 0.70259 | 0
LCP_Inputs_ON_Electric_Howarth_2023_05_05 | 2029 | Biomass | Generation | Electricity | QC | Dispatch-Generation | EmissionsCost | 0 | [6 empty] | 0.70259 | 0
LCP_Inputs_ON_Electric_Howarth_2023_05_05 | 2029 | Biomass | Generation | Electricity | QC | Dispatch-Generation | FuelCost | 0 | [6 empty] | 0.70259 | 0
LCP_Inputs_ON_Electric_Howarth_2023_05_05 | 2029 | Biomass | Generation | Electricity | QC | Dispatch-Generation | VOM | 0 | [6 empty] | 0.70259 | 0
LCP_Inputs_ON_Electric_Howarth_2023_05_05 | 2029 | Biomass | Generation | Electricity | WC | Dispatch-Generation | EmissionsCost | 0 | [6 empty] | 0.70259 | 0
LCP_Inputs_ON_Electric_Howarth_2023_05_05 | 2029 | Biomass | Generation | Electricity | WC | Dispatch-Generation | FuelCost | 0 | [6 empty] | 0.70259 | 0
LCP_Inputs_ON_Electric_Howarth_2023_05_05 | 2029 | Biomass | Generation | Electricity | WC | Dispatch-Generation | VOM | 0 | [6 empty] | 0.70259 | 0
LCP_Inputs_ON_Electric_Howarth_2023_05_05 | 2029 | Biomass + CCS | Generation | Electricity | MI | Dispatch-Generation | EmissionsCost | 0 | [6 empty] | 0.70259 | 0
LCP_Inputs_ON_Electric_Howarth_2023_05_05 | 2029 | Biomass + CCS | Generation | Electricity | MI | Dispatch-Generation | FuelCost | 0 | [6 empty] | 0.70259 | 0
LCP_Inputs_ON_Electric_Howarth_2023_05_05 | 2029 | Biomass + CCS | Generation | Electricity | MI | Dispatch-Generation | VOM | 0 | [6 empty] | 0.70259 | 0
LCP_Inputs_ON_Electric_Howarth_2023_05_05 | 2029 | Biomass + CCS | Generation | Electricity | NY | Dispatch-Generation | EmissionsCost | 0 | [6 empty] | 0.70259 | 0
LCP_Inputs_ON_Electric_Howarth_2023_05_05 | 2029 | Biomass + CCS | Generation | Electricity | NY | Dispatch-Generation | FuelCost | 0 | [6 empty] | 0.70259 | 0
LCP_Inputs_ON_Electric_Howarth_2023_05_05 | 2029 | Biomass + CCS | Generation | Electricity | NY | Dispatch-Generation | VOM | 0 | [6 empty] | 0.70259 | 0
LCP_Inputs_ON_Electric_Howarth_2023_05_05 | 2029 | Biomass + CCS | Generation | Electricity | ON | Dispatch-Generation | EmissionsCost | 0 | [6 empty] | 0.70259 | 0
LCP_Inputs_ON_Electric_Howarth_2023_05_05 | 2029 | Biomass + CCS | Generation | Electricity | ON | Dispatch-Generation | FuelCost | 0 | [6 empty] | 0.70259 | 0
LCP_Inputs_ON_Electric_Howarth_2023_05_05 | 2029 | Biomass + CCS | Generation | Electricity | ON | Dispatch-Generation | VOM | 0 | [6 empty] | 0.70259 | 0
LCP_Inputs_ON_Electric_Howarth_2023_05_05 | 2029 | Biomass + CCS | Generation | Electricity | PJ | Dispatch-Generation | EmissionsCost | 0 | [6 empty] | 0.70259 | 0
LCP_Inputs_ON_Electric_Howarth_2023_05_05 | 2029 | Biomass + CCS | Generation | Electricity | PJ | Dispatch-Generation | FuelCost | 0 | [6 empty] | 0.70259 | 0
LCP_Inputs_ON_Electric_Howarth_2023_05_05 | 2029 | Biomass + CCS | Generation | Electricity | PJ | Dispatch-Generation | VOM | 0 | [6 empty] | 0.70259 | 0
LCP_Inputs_ON_Electric_Howarth_2023_05_05 | 2029 | Biomass + CCS | Generation | Electricity | QC | Dispatch-Generation | EmissionsCost | 0 | [6 empty] | 0.70259 | 0
LCP_Inputs_ON_Electric_Howarth_2023_05_05 | 2029 | Biomass + CCS | Generation | Electricity | QC | Dispatch-Generation | FuelCost | 0 | [6 empty] | 0.70259 | 0
LCP_Inputs_ON_Electric_Howarth_2023_05_05 | 2029 | Biomass + CCS | Generation | Electricity | QC | Dispatch-Generation | VOM | 0 | [6 empty] | 0.70259 | 0
LCP_Inputs_ON_Electric_Howarth_2023_05_05 | 2029 | Biomass + CCS | Generation | Electricity | WC | Dispatch-Generation | EmissionsCost | 0 | [6 empty] | 0.70259 | 0
LCP_Inputs_ON_Electric_Howarth_2023_05_05 | 2029 | Biomass + CCS | Generation | Electricity | WC | Dispatch-Generation | FuelCost | 0 | [6 empty] | 0.70259 | 0
LCP_Inputs_ON_Electric_Howarth_2023_05_05 | 2029 | Biomass + CCS | Generation | Electricity | WC | Dispatch-Generation | VOM | 0 | [6 empty] | 0.70259 | 0
LCP_Inputs_ON_Electric_Howarth_2023_05_05 | 2029 | CH4 + CCS | Generation | Methane | MI | Dispatch-Generation | EmissionsCost | 0 | [6 empty] | 0.70259 | 0
LCP_Inputs_ON_Electric_Howarth_2023_05_05 | 2029 | CH4 + CCS | Generation | Methane | MI | Dispatch-Generation | FuelCost | 0 | [6 empty] | 0.70259 | 0
LCP_Inputs_ON_Electric_Howarth_2023_05_05 | 2029 | CH4 + CCS | Generation | Methane | MI | Dispatch-Generation | VOM | 0 | [6 empty] | 0.70259 | 0
LCP_Inputs_ON_Electric_Howarth_2023_05_05 | 2029 | CH4 + CCS | Generation | Methane | NY | Dispatch-Generation | EmissionsCost | 0 | [6 empty] | 0.70259 | 0
LCP_Inputs_ON_Electric_Howarth_2023_05_05 | 2029 | CH4 + CCS | Generation | Methane | NY | Dispatch-Generation | FuelCost | 0 | [6 empty] | 0.70259 | 0
LCP_Inputs_ON_Electric_Howarth_2023_05_05 | 2029 | CH4 + CCS | Generation | Methane | NY | Dispatch-Generation | VOM | 0 | [6 empty] | 0.70259 | 0
LCP_Inputs_ON_Electric_Howarth_2023_05_05 | 2029 | CH4 + CCS | Generation | Methane | ON | Dispatch-Generation | EmissionsCost | 0 | [6 empty] | 0.70259 | 0
LCP_Inputs_ON_Electric_Howarth_2023_05_05 | 2029 | CH4 + CCS | Generation | Methane | ON | Dispatch-Generation | FuelCost | 0 | [6 empty] | 0.70259 | 0
LCP_Inputs_ON_Electric_Howarth_2023_05_05 | 2029 | CH4 + CCS | Generation | Methane | ON | Dispatch-Generation | VOM | 0 | [6 empty] | 0.70259 | 0
LCP_Inputs_ON_Electric_Howarth_2023_05_05 | 2029 | CH4 + CCS | Generation | Methane | PJ | Dispatch-Generation | EmissionsCost | 0 | [6 empty] | 0.70259 | 0
LCP_Inputs_ON_Electric_Howarth_2023_05_05 | 2029 | CH4 + CCS | Generation | Methane | PJ | Dispatch-Generation | FuelCost | 0 | [6 empty] | 0.70259 | 0
LCP_Inputs_ON_Electric_Howarth_2023_05_05 | 2029 | CH4 + CCS | Generation | Methane | PJ | Dispatch-Generation | VOM | 0 | [6 empty] | 0.70259 | 0
LCP_Inputs_ON_Electric_Howarth_2023_05_05 | 2029 | CH4 + CCS | Generation | Methane | QC | Dispatch-Generation | EmissionsCost | 0 | [6 empty] | 0.70259 | 0
LCP_Inputs_ON_Electric_Howarth_2023_05_05 | 2029 | CH4 + CCS | Generation | Methane | QC | Dispatch-Generation | FuelCost | 0 | [6 empty] | 0.70259 | 0
LCP_Inputs_ON_Electric_Howarth_2023_05_05 | 2029 | CH4 + CCS | Generation | Methane | QC | Dispatch-Generation | VOM | 0 | [6 empty] | 0.70259 | 0
LCP_Inputs_ON_Electric_Howarth_2023_05_05 | 2029 | CH4 + CCS | Generation | Methane | WC | Dispatch-Generation | EmissionsCost | 0 | [6 empty] | 0.70259 | 0
LCP_Inputs_ON_Electric_Howarth_2023_05_05 | 2029 | CH4 + CCS | Generation | Methane | WC | Dispatch-Generation | FuelCost | 0 | [6 empty] | 0.70259 | 0
LCP_Inputs_ON_Electric_Howarth_2023_05_05 | 2029 | CH4 + CCS | Generation | Methane | WC | Dispatch-Generation | VOM | 0 | [6 empty] | 0.70259 | 0
LCP_Inputs_ON_Electric_Howarth_2023_05_05 | 2029 | CH4 Import - NY 2020 | Import | Methane | MI | Dispatch-Import | EmissionsCost | 0 | [6 empty] | 0.70259 | 0
LCP_Inputs_ON_Electric_Howarth_2023_05_05 | 2029 | CH4 Import - NY 2020 | Import | Methane | MI | Dispatch-Import | FuelCost | 0 | [6 empty] | 0.70259 | 0
LCP_Inputs_ON_Electric_Howarth_2023_05_05 | 2029 | CH4 Import - NY 2020 | Import | Methane | MI | Dispatch-Import | VOM | 0 | [6 empty] | 0.70259 | 0
LCP_Inputs_ON_Electric_Howarth_2023_05_05 | 2029 | CH4 Import - NY 2020 | Import | Methane | NY | Dispatch-Import | EmissionsCost | 282343065.1873 | [6 empty] | 0.70259 | 198370492.4832
LCP_Inputs_ON_Electric_Howarth_2023_05_05 | 2029 | CH4 Import - NY 2020 | Import | Methane | NY | Dispatch-Import | FuelCost | 407790143.0843 | [6 empty] | 0.70259 | 286507945.4308
LCP_Inputs_ON_Electric_Howarth_2023_05_05 | 2029 | CH4 Import - NY 2020 | Import | Methane | NY | Dispatch-Import | VOM | 0 | [6 empty] | 0.70259 | 0
LCP_Inputs_ON_Electric_Howarth_2023_05_05 | 2029 | CH4 Import - NY 2020 | Import | Methane | ON | Dispatch-Import | EmissionsCost | 0 | [6 empty] | 0.70259 | 0
LCP_Inputs_ON_Electric_Howarth_2023_05_05 | 2029 | CH4 Import - NY 2020 | Import | Methane | ON | Dispatch-Import | FuelCost | 0 | [6 empty] | 0.70259 | 0
LCP_Inputs_ON_Electric_Howarth_2023_05_05 | 2029 | CH4 Import - NY 2020 | Import | Methane | ON | Dispatch-Import | VOM | 0 | [6 empty] | 0.70259 | 0
LCP_Inputs_ON_Electric_Howarth_2023_05_05 | 2029 | CH4 Import - NY 2020 | Import | Methane | PJ | Dispatch-Import | EmissionsCost | 0 | [6 empty] | 0.70259 | 0
LCP_Inputs_ON_Electric_Howarth_2023_05_05 | 2029 | CH4 Import - NY 2020 | Import | Methane | PJ | Dispatch-Import | FuelCost | 0 | [6 empty] | 0.70259 | 0
LCP_Inputs_ON_Electric_Howarth_2023_05_05 | 2029 | CH4 Import - NY 2020 | Import | Methane | PJ | Dispatch-Import | VOM | 0 | [6 empty] | 0.70259 | 0
LCP_Inputs_ON_Electric_Howarth_2023_05_05 | 2029 | CH4 Import - NY 2020 | Import | Methane | QC | Dispatch-Import | EmissionsCost | 0 | [6 empty] | 0.70259 | 0
LCP_Inputs_ON_Electric_Howarth_2023_05_05 | 2029 | CH4 Import - NY 2020 | Import | Methane | QC | Dispatch-Import | FuelCost | 0 | [6 empty] | 0.70259 | 0
LCP_Inputs_ON_Electric_Howarth_2023_05_05 | 2029 | CH4 Import - NY 2020 | Import | Methane | QC | Dispatch-Import | VOM | 0 | [6 empty] | 0.70259 | 0
LCP_Inputs_ON_Electric_Howarth_2023_05_05 | 2029 | CH4 Import - NY 2020 | Import | Methane | WC | Dispatch-Import | EmissionsCost | 0 | [6 empty] | 0.70259 | 0
LCP_Inputs_ON_Electric_Howarth_2023_05_05 | 2029 | CH4 Import - NY 2020 | Import | Methane | WC | Dispatch-Import | FuelCost | 0 | [6 empty] | 0.70259 | 0
LCP_Inputs_ON_Electric_Howarth_2023_05_05 | 2029 | CH4 Import - NY 2020 | Import | Methane | WC | Dispatch-Import | VOM | 0 | [6 empty] | 0.70259 | 0
LCP_Inputs_ON_Electric_Howarth_2023_05_05 | 2029 | CH4 Import - NY 2030 | Import | Methane | MI | Dispatch-Import | EmissionsCost | 0 | [6 empty] | 0.70259 | 0
LCP_Inputs_ON_Electric_Howarth_2023_05_05 | 2029 | CH4 Import - NY 2030 | Import | Methane | MI | Dispatch-Import | FuelCost | 0 | [6 empty] | 0.70259 | 0
LCP_Inputs_ON_Electric_Howarth_2023_05_05 | 2029 | CH4 Import - NY 2030 | Import | Methane | MI | Dispatch-Import | VOM | 0 | [6 empty] | 0.70259 | 0
LCP_Inputs_ON_Electric_Howarth_2023_05_05 | 2029 | CH4 Import - NY 2030 | Import | Methane | NY | Dispatch-Import | EmissionsCost | 0 | [6 empty] | 0.70259 | 0
LCP_Inputs_ON_Electric_Howarth_2023_05_05 | 2029 | CH4 Import - NY 2030 | Import | Methane | NY | Dispatch-Import | FuelCost | 0 | [6 empty] | 0.70259 | 0
LCP_Inputs_ON_Electric_Howarth_2023_05_05 | 2029 | CH4 Import - NY 2030 | Import | Methane | NY | Dispatch-Import | VOM | 0 | [6 empty] | 0.70259 | 0
LCP_Inputs_ON_Electric_Howarth_2023_05_05 | 2029 | CH4 Import - NY 2030 | Import | Methane | ON | Dispatch-Import | EmissionsCost | 0 | [6 empty] | 0.70259 | 0
LCP_Inputs_ON_Electric_Howarth_2023_05_05 | 2029 | CH4 Import - NY 2030 | Import | Methane | ON | Dispatch-Import | FuelCost | 0 | [6 empty] | 0.70259 | 0
LCP_Inputs_ON_Electric_Howarth_2023_05_05 | 2029 | CH4 Import - NY 2030 | Import | Methane | ON | Dispatch-Import | VOM | 0 | [6 empty] | 0.70259 | 0
LCP_Inputs_ON_Electric_Howarth_2023_05_05 | 2029 | CH4 Import - NY 2030 | Import | Methane | PJ | Dispatch-Import | EmissionsCost | 0 | [6 empty] | 0.70259 | 0
LCP_Inputs_ON_Electric_Howarth_2023_05_05 | 2029 | CH4 Import - NY 2030 | Import | Methane | PJ | Dispatch-Import | FuelCost | 0 | [6 empty] | 0.70259 | 0
LCP_Inputs_ON_Electric_Howarth_2023_05_05 | 2029 | CH4 Import - NY 2030 | Import | Methane | PJ | Dispatch-Import | VOM | 0 | [6 empty] | 0.70259 | 0
LCP_Inputs_ON_Electric_Howarth_2023_05_05 | 2029 | CH4 Import - NY 2030 | Import | Methane | QC | Dispatch-Import | EmissionsCost | 0 | [6 empty] | 0.70259 | 0
LCP_Inputs_ON_Electric_Howarth_2023_05_05 | 2029 | CH4 Import - NY 2030 | Import | Methane | QC | Dispatch-Import | FuelCost | 0 | [6 empty] | 0.70259 | 0
LCP_Inputs_ON_Electric_Howarth_2023_05_05 | 2029 | CH4 Import - NY 2030 | Import | Methane | QC | Dispatch-Import | VOM | 0 | [6 empty] | 0.70259 | 0
LCP_Inputs_ON_Electric_Howarth_2023_05_05 | 2029 | CH4 Import - NY 2030 | Import | Methane | WC | Dispatch-Import | EmissionsCost | 0 | [6 empty] | 0.70259 | 0
LCP_Inputs_ON_Electric_Howarth_2023_05_05 | 2029 | CH4 Import - NY 2030 | Import | Methane | WC | Dispatch-Import | FuelCost | 0 | [6 empty] | 0.70259 | 0
LCP_Inputs_ON_Electric_Howarth_2023_05_05 | 2029 | CH4 Import - NY 2030 | Import | Methane | WC | Dispatch-Import | VOM | 0 | [6 empty] | 0.70259 | 0
LCP_Inputs_ON_Electric_Howarth_2023_05_05 | 2029 | CH4 Import - NY 2040 | Import | Methane | MI | Dispatch-Import | EmissionsCost | 0 | [6 empty] | 0.70259 | 0
LCP_Inputs_ON_Electric_Howarth_2023_05_05 | 2029 | CH4 Import - NY 2040 | Import | Methane | MI | Dispatch-Import | FuelCost | 0 | [6 empty] | 0.70259 | 0
LCP_Inputs_ON_Electric_Howarth_2023_05_05 | 2029 | CH4 Import - NY 2040 | Import | Methane | MI | Dispatch-Import | VOM | 0 | [6 empty] | 0.70259 | 0
LCP_Inputs_ON_Electric_Howarth_2023_05_05 | 2029 | CH4 Import - NY 2040 | Import | Methane | NY | Dispatch-Import | EmissionsCost | 0 | [6 empty] | 0.70259 | 0
LCP_Inputs_ON_Electric_Howarth_2023_05_05 | 2029 | CH4 Import - NY 2040 | Import | Methane | NY | Dispatch-Import | FuelCost | 0 | [6 empty] | 0.70259 | 0
LCP_Inputs_ON_Electric_Howarth_2023_05_05 | 2029 | CH4 Import - NY 2040 | Import | Methane | NY | Dispatch-Import | VOM | 0 | [6 empty] | 0.70259 | 0
LCP_Inputs_ON_Electric_Howarth_2023_05_05 | 2029 | CH4 Import - NY 2040 | Import | Methane | ON | Dispatch-Import | EmissionsCost | 0 | [6 empty] | 0.70259 | 0
LCP_Inputs_ON_Electric_Howarth_2023_05_05 | 2029 | CH4 Import - NY 2040 | Import | Methane | ON | Dispatch-Import | FuelCost | 0 | [6 empty] | 0.70259 | 0
LCP_Inputs_ON_Electric_Howarth_2023_05_05 | 2029 | CH4 Import - NY 2040 | Import | Methane | ON | Dispatch-Import | VOM | 0 | [6 empty] | 0.70259 | 0
LCP_Inputs_ON_Electric_Howarth_2023_05_05 | 2029 | CH4 Import - NY 2040 | Import | Methane | PJ | Dispatch-Import | EmissionsCost | 0 | [6 empty] | 0.70259 | 0
LCP_Inputs_ON_Electric_Howarth_2023_05_05 | 2029 | CH4 Import - NY 2040 | Import | Methane | PJ | Dispatch-Import | FuelCost | 0 | [6 empty] | 0.70259 | 0
LCP_Inputs_ON_Electric_Howarth_2023_05_05 | 2029 | CH4 Import - NY 2040 | Import | Methane | PJ | Dispatch-Import | VOM | 0 | [6 empty] | 0.70259 | 0
LCP_Inputs_ON_Electric_Howarth_2023_05_05 | 2029 | CH4 Import - NY 2040 | Import | Methane | QC | Dispatch-Import | EmissionsCost | 0 | [6 empty] | 0.70259 | 0
LCP_Inputs_ON_Electric_Howarth_2023_05_05 | 2029 | CH4 Import - NY 2040 | Import | Methane | QC | Dispatch-Import | FuelCost | 0 | [6 empty] | 0.70259 | 0
LCP_Inputs_ON_Electric_Howarth_2023_05_05 | 2029 | CH4 Import - NY 2040 | Import | Methane | QC | Dispatch-Import | VOM | 0 | [6 empty] | 0.70259 | 0
LCP_Inputs_ON_Electric_Howarth_2023_05_05 | 2029 | CH4 Import - NY 2040 | Import | Methane | WC | Dispatch-Import | EmissionsCost | 0 | [6 empty] | 0.70259 | 0
LCP_Inputs_ON_Electric_Howarth_2023_05_05 | 2029 | CH4 Import - NY 2040 | Import | Methane | WC | Dispatch-Import | FuelCost | 0 | [6 empty] | 0.70259 | 0
LCP_Inputs_ON_Electric_Howarth_2023_05_05 | 2029 | CH4 Import - NY 2040 | Import | Methane | WC | Dispatch-Import | VOM | 0 | [6 empty] | 0.70259 | 0
LCP_Inputs_ON_Electric_Howarth_2023_05_05 | 2029 | CH4 Import - NY 2050 | Import | Methane | MI | Dispatch-Import | EmissionsCost | 0 | [6 empty] | 0.70259 | 0
LCP_Inputs_ON_Electric_Howarth_2023_05_05 | 2029 | CH4 Import - NY 2050 | Import | Methane | MI | Dispatch-Import | FuelCost | 0 | [6 empty] | 0.70259 | 0
LCP_Inputs_ON_Electric_Howarth_2023_05_05 | 2029 | CH4 Import - NY 2050 | Import | Methane | MI | Dispatch-Import | VOM | 0 | [6 empty] | 0.70259 | 0
LCP_Inputs_ON_Electric_Howarth_2023_05_05 | 2029 | CH4 Import - NY 2050 | Import | Methane | NY | Dispatch-Import | EmissionsCost | 0 | [6 empty] | 0.70259 | 0
LCP_Inputs_ON_Electric_Howarth_2023_05_05 | 2029 | CH4 Import - NY 2050 | Import | Methane | NY | Dispatch-Import | FuelCost | 0 | [6 empty] | 0.70259 | 0
LCP_Inputs_ON_Electric_Howarth_2023_05_05 | 2029 | CH4 Import - NY 2050 | Import | Methane | NY | Dispatch-Import | VOM | 0 | [6 empty] | 0.70259 | 0
LCP_Inputs_ON_Electric_Howarth_2023_05_05 | 2029 | CH4 Import - NY 2050 | Import | Methane | ON | Dispatch-Import | EmissionsCost | 0 | [6 empty] | 0.70259 | 0
LCP_Inputs_ON_Electric_Howarth_2023_05_05 | 2029 | CH4 Import - NY 2050 | Import | Methane | ON | Dispatch-Import | FuelCost | 0 | [6 empty] | 0.70259 | 0
LCP_Inputs_ON_Electric_Howarth_2023_05_05 | 2029 | CH4 Import - NY 2050 | Import | Methane | ON | Dispatch-Import | VOM | 0 | [6 empty] | 0.70259 | 0
LCP_Inputs_ON_Electric_Howarth_2023_05_05 | 2029 | CH4 Import - NY 2050 | Import | Methane | PJ | Dispatch-Import | EmissionsCost | 0 | [6 empty] | 0.70259 | 0
LCP_Inputs_ON_Electric_Howarth_2023_05_05 | 2029 | CH4 Import - NY 2050 | Import | Methane | PJ | Dispatch-Import | FuelCost | 0 | [6 empty] | 0.70259 | 0
LCP_Inputs_ON_Electric_Howarth_2023_05_05 | 2029 | CH4 Import - NY 2050 | Import | Methane | PJ | Dispatch-Import | VOM | 0 | [6 empty] | 0.70259 | 0
LCP_Inputs_ON_Electric_Howarth_2023_05_05 | 2029 | CH4 Import - NY 2050 | Import | Methane | QC | Dispatch-Import | EmissionsCost | 0 | [6 empty] | 0.70259 | 0
LCP_Inputs_ON_Electric_Howarth_2023_05_05 | 2029 | CH4 Import - NY 2050 | Import | Methane | QC | Dispatch-Import | FuelCost | 0 | [6 empty] | 0.70259 | 0
LCP_Inputs_ON_Electric_Howarth_2023_05_05 | 2029 | CH4 Import - NY 2050 | Import | Methane | QC | Dispatch-Import | VOM | 0 | [6 empty] | 0.70259 | 0
LCP_Inputs_ON_Electric_Howarth_2023_05_05 | 2029 | CH4 Import - NY 2050 | Import | Methane | WC | Dispatch-Import | EmissionsCost | 0 | [6 empty] | 0.70259 | 0
LCP_Inputs_ON_Electric_Howarth_2023_05_05 | 2029 | CH4 Import - NY 2050 | Import | Methane | WC | Dispatch-Import | FuelCost | 0 | [6 empty] | 0.70259 | 0
LCP_Inputs_ON_Electric_Howarth_2023_05_05 | 2029 | CH4 Import - NY 2050 | Import | Methane | WC | Dispatch-Import | VOM | 0 | [6 empty] | 0.70259 | 0
LCP_Inputs_ON_Electric_Howarth_2023_05_05 | 2029 | CH4 Import - WC 2020 | Import | Methane | MI | Dispatch-Import | EmissionsCost | 0 | [6 empty] | 0.70259 | 0
LCP_Inputs_ON_Electric_Howarth_2023_05_05 | 2029 | CH4 Import - WC 2020 | Import | Methane | MI | Dispatch-Import | FuelCost | 0 | [6 empty] | 0.70259 | 0
LCP_Inputs_ON_Electric_Howarth_2023_05_05 | 2029 | CH4 Import - WC 2020 | Import | Methane | MI | Dispatch-Import | VOM | 0 | [6 empty] | 0.70259 | 0
LCP_Inputs_ON_Electric_Howarth_2023_05_05 | 2029 | CH4 Import - WC 2020 | Import | Methane | NY | Dispatch-Import | EmissionsCost | 0 | [6 empty] | 0.70259 | 0
LCP_Inputs_ON_Electric_Howarth_2023_05_05 | 2029 | CH4 Import - WC 2020 | Import | Methane | NY | Dispatch-Import | FuelCost | 0 | [6 empty] | 0.70259 | 0
LCP_Inputs_ON_Electric_Howarth_2023_05_05 | 2029 | CH4 Import - WC 2020 | Import | Methane | NY | Dispatch-Import | VOM | 0 | [6 empty] | 0.70259 | 0
LCP_Inputs_ON_Electric_Howarth_2023_05_05 | 2029 | CH4 Import - WC 2020 | Import | Methane | ON | Dispatch-Import | EmissionsCost | 0 | [6 empty] | 0.70259 | 0
LCP_Inputs_ON_Electric_Howarth_2023_05_05 | 2029 | CH4 Import - WC 2020 | Import | Methane | ON | Dispatch-Import | FuelCost | 0 | [6 empty] | 0.70259 | 0
LCP_Inputs_ON_Electric_Howarth_2023_05_05 | 2029 | CH4 Import - WC 2020 | Import | Methane | ON | Dispatch-Import | VOM | 0 | [6 empty] | 0.70259 | 0
LCP_Inputs_ON_Electric_Howarth_2023_05_05 | 2029 | CH4 Import - WC 2020 | Import | Methane | PJ | Dispatch-Import | EmissionsCost | 0 | [6 empty] | 0.70259 | 0
LCP_Inputs_ON_Electric_Howarth_2023_05_05 | 2029 | CH4 Import - WC 2020 | Import | Methane | PJ | Dispatch-Import | FuelCost | 0 | [6 empty] | 0.70259 | 0
LCP_Inputs_ON_Electric_Howarth_2023_05_05 | 2029 | CH4 Import - WC 2020 | Import | Methane | PJ | Dispatch-Import | VOM | 0 | [6 empty] | 0.70259 | 0
LCP_Inputs_ON_Electric_Howarth_2023_05_05 | 2029 | CH4 Import - WC 2020 | Import | Methane | QC | Dispatch-Import | EmissionsCost | 0 | [6 empty] | 0.70259 | 0
LCP_Inputs_ON_Electric_Howarth_2023_05_05 | 2029 | CH4 Import - WC 2020 | Import | Methane | QC | Dispatch-Import | FuelCost | 0 | [6 empty] | 0.70259 | 0
LCP_Inputs_ON_Electric_Howarth_2023_05_05 | 2029 | CH4 Import - WC 2020 | Import | Methane | QC | Dispatch-Import | VOM | 0 | [6 empty] | 0.70259 | 0
LCP_Inputs_ON_Electric_Howarth_2023_05_05 | 2029 | CH4 Import - WC 2020 | Import | Methane | WC | Dispatch-Import | EmissionsCost | 1306945408.6229 | [6 empty] | 0.70259 | 918242508.2241
LCP_Inputs_ON_Electric_Howarth_2023_05_05 | 2029 | CH4 Import - WC 2020 | Import | Methane | WC | Dispatch-Import | FuelCost | 1887630761.6486 | [6 empty] | 0.70259 | 1326224334.8049
LCP_Inputs_ON_Electric_Howarth_2023_05_05 | 2029 | CH4 Import - WC 2020 | Import | Methane | WC | Dispatch-Import | VOM | 0 | [6 empty] | 0.70259 | 0
LCP_Inputs_ON_Electric_Howarth_2023_05_05 | 2029 | CH4 Import - WC 2030 | Import | Methane | MI | Dispatch-Import | EmissionsCost | 0 | [6 empty] | 0.70259 | 0
LCP_Inputs_ON_Electric_Howarth_2023_05_05 | 2029 | CH4 Import - WC 2030 | Import | Methane | MI | Dispatch-Import | FuelCost | 0 | [6 empty] | 0.70259 | 0
LCP_Inputs_ON_Electric_Howarth_2023_05_05 | 2029 | CH4 Import - WC 2030 | Import | Methane | MI | Dispatch-Import | VOM | 0 | [6 empty] | 0.70259 | 0
LCP_Inputs_ON_Electric_Howarth_2023_05_05 | 2029 | CH4 Import - WC 2030 | Import | Methane | NY | Dispatch-Import | EmissionsCost | 0 | [6 empty] | 0.70259 | 0
LCP_Inputs_ON_Electric_Howarth_2023_05_05 | 2029 | CH4 Import - WC 2030 | Import | Methane | NY | Dispatch-Import | FuelCost | 0 | [6 empty] | 0.70259 | 0
LCP_Inputs_ON_Electric_Howarth_2023_05_05 | 2029 | CH4 Import - WC 2030 | Import | Methane | NY | Dispatch-Import | VOM | 0 | [6 empty] | 0.70259 | 0
LCP_Inputs_ON_Electric_Howarth_2023_05_05 | 2029 | CH4 Import - WC 2030 | Import | Methane | ON | Dispatch-Import | EmissionsCost | 0 | [6 empty] | 0.70259 | 0
LCP_Inputs_ON_Electric_Howarth_2023_05_05 | 2029 | CH4 Import - WC 2030 | Import | Methane | ON | Dispatch-Import | FuelCost | 0 | [6 empty] | 0.70259 | 0
LCP_Inputs_ON_Electric_Howarth_2023_05_05 | 2029 | CH4 Import - WC 2030 | Import | Methane | ON | Dispatch-Import | VOM | 0 | [6 empty] | 0.70259 | 0
LCP_Inputs_ON_Electric_Howarth_2023_05_05 | 2029 | CH4 Import - WC 2030 | Import | Methane | PJ | Dispatch-Import | EmissionsCost | 0 | [6 empty] | 0.70259 | 0
LCP_Inputs_ON_Electric_Howarth_2023_05_05 | 2029 | CH4 Import - WC 2030 | Import | Methane | PJ | Dispatch-Import | FuelCost | 0 | [6 empty] | 0.70259 | 0
LCP_Inputs_ON_Electric_Howarth_2023_05_05 | 2029 | CH4 Import - WC 2030 | Import | Methane | PJ | Dispatch-Import | VOM | 0 | [6 empty] | 0.70259 | 0
LCP_Inputs_ON_Electric_Howarth_2023_05_05 | 2029 | CH4 Import - WC 2030 | Import | Methane | QC | Dispatch-Import | EmissionsCost | 0 | [6 empty] | 0.70259 | 0
LCP_Inputs_ON_Electric_Howarth_2023_05_05 | 2029 | CH4 Import - WC 2030 | Import | Methane | QC | Dispatch-Import | FuelCost | 0 | [6 empty] | 0.70259 | 0
LCP_Inputs_ON_Electric_Howarth_2023_05_05 | 2029 | CH4 Import - WC 2030 | Import | Methane | QC | Dispatch-Import | VOM | 0 | [6 empty] | 0.70259 | 0
LCP_Inputs_ON_Electric_Howarth_2023_05_05 | 2029 | CH4 Import - WC 2030 | Import | Methane | WC | Dispatch-Import | EmissionsCost | 0 | [6 empty] | 0.70259 | 0
LCP_Inputs_ON_Electric_Howarth_2023_05_05 | 2029 | CH4 Import - WC 2030 | Import | Methane | WC | Dispatch-Import | FuelCost | 0 | [6 empty] | 0.70259 | 0
LCP_Inputs_ON_Electric_Howarth_2023_05_05 | 2029 | CH4 Import - WC 2030 | Import | Methane | WC | Dispatch-Import | VOM | 0 | [6 empty] | 0.70259 | 0
LCP_Inputs_ON_Electric_Howarth_2023_05_05 | 2029 | CH4 Import - WC 2040 | Import | Methane | MI | Dispatch-Import | EmissionsCost | 0 | [6 empty] | 0.70259 | 0
LCP_Inputs_ON_Electric_Howarth_2023_05_05 | 2029 | CH4 Import - WC 2040 | Import | Methane | MI | Dispatch-Import | FuelCost | 0 | [6 empty] | 0.70259 | 0
LCP_Inputs_ON_Electric_Howarth_2023_05_05 | 2029 | CH4 Import - WC 2040 | Import | Methane | MI | Dispatch-Import | VOM | 0 | [6 empty] | 0.70259 | 0
LCP_Inputs_ON_Electric_Howarth_2023_05_05 | 2029 | CH4 Import - WC 2040 | Import | Methane | NY | Dispatch-Import | EmissionsCost | 0 | [6 empty] | 0.70259 | 0
LCP_Inputs_ON_Electric_Howarth_2023_05_05 | 2029 | CH4 Import - WC 2040 | Import | Methane | NY | Dispatch-Import | FuelCost | 0 | [6 empty] | 0.70259 | 0
LCP_Inputs_ON_Electric_Howarth_2023_05_05 | 2029 | CH4 Import - WC 2040 | Import | Methane | NY | Dispatch-Import | VOM | 0 | [6 empty] | 0.70259 | 0
LCP_Inputs_ON_Electric_Howarth_2023_05_05 | 2029 | CH4 Import - WC 2040 | Import | Methane | ON | Dispatch-Import | EmissionsCost | 0 | [6 empty] | 0.70259 | 0
LCP_Inputs_ON_Electric_Howarth_2023_05_05 | 2029 | CH4 Import - WC 2040 | Import | Methane | ON | Dispatch-Import | FuelCost | 0 | [6 empty] | 0.70259 | 0
LCP_Inputs_ON_Electric_Howarth_2023_05_05 | 2029 | CH4 Import - WC 2040 | Import | Methane | ON | Dispatch-Import | VOM | 0 | [6 empty] | 0.70259 | 0
LCP_Inputs_ON_Electric_Howarth_2023_05_05 | 2029 | CH4 Import - WC 2040 | Import | Methane | PJ | Dispatch-Import | EmissionsCost | 0 | [6 empty] | 0.70259 | 0
LCP_Inputs_ON_Electric_Howarth_2023_05_05 | 2029 | CH4 Import - WC 2040 | Import | Methane | PJ | Dispatch-Import | FuelCost | 0 | [6 empty] | 0.70259 | 0
LCP_Inputs_ON_Electric_Howarth_2023_05_05 | 2029 | CH4 Import - WC 2040 | Import | Methane | PJ | Dispatch-Import | VOM | 0 | [6 empty] | 0.70259 | 0
LCP_Inputs_ON_Electric_Howarth_2023_05_05 | 2029 | CH4 Import - WC 2040 | Import | Methane | QC | Dispatch-Import | EmissionsCost | 0 | [6 empty] | 0.70259 | 0
LCP_Inputs_ON_Electric_Howarth_2023_05_05 | 2029 | CH4 Import - WC 2040 | Import | Methane | QC | Dispatch-Import | FuelCost | 0 | [6 empty] | 0.70259 | 0
LCP_Inputs_ON_Electric_Howarth_2023_05_05 | 2029 | CH4 Import - WC 2040 | Import | Methane | QC | Dispatch-Import | VOM | 0 | [6 empty] | 0.70259 | 0
LCP_Inputs_ON_Electric_Howarth_2023_05_05 | 2029 | CH4 Import - WC 2040 | Import | Methane | WC | Dispatch-Import | EmissionsCost | 0 | [6 empty] | 0.70259 | 0
LCP_Inputs_ON_Electric_Howarth_2023_05_05 | 2029 | CH4 Import - WC 2040 | Import | Methane | WC | Dispatch-Import | FuelCost | 0 | [6 empty] | 0.70259 | 0
LCP_Inputs_ON_Electric_Howarth_2023_05_05 | 2029 | CH4 Import - WC 2040 | Import | Methane | WC | Dispatch-Import | VOM | 0 | [6 empty] | 0.70259 | 0
LCP_Inputs_ON_Electric_Howarth_2023_05_05 | 2029 | CH4 Import - WC 2050 | Import | Methane | MI | Dispatch-Import | EmissionsCost | 0 | [6 empty] | 0.70259 | 0
LCP_Inputs_ON_Electric_Howarth_2023_05_05 | 2029 | CH4 Import - WC 2050 | Import | Methane | MI | Dispatch-Import | FuelCost | 0 | [6 empty] | 0.70259 | 0
LCP_Inputs_ON_Electric_Howarth_2023_05_05 | 2029 | CH4 Import - WC 2050 | Import | Methane | MI | Dispatch-Import | VOM | 0 | [6 empty] | 0.70259 | 0
LCP_Inputs_ON_Electric_Howarth_2023_05_05 | 2029 | CH4 Import - WC 2050 | Import | Methane | NY | Dispatch-Import | EmissionsCost | 0 | [6 empty] | 0.70259 | 0
LCP_Inputs_ON_Electric_Howarth_2023_05_05 | 2029 | CH4 Import - WC 2050 | Import | Methane | NY | Dispatch-Import | FuelCost | 0 | [6 empty] | 0.70259 | 0
LCP_Inputs_ON_Electric_Howarth_2023_05_05 | 2029 | CH4 Import - WC 2050 | Import | Methane | NY | Dispatch-Import | VOM | 0 | [6 empty] | 0.70259 | 0
LCP_Inputs_ON_Electric_Howarth_2023_05_05 | 2029 | CH4 Import - WC 2050 | Import | Methane | ON | Dispatch-Import | EmissionsCost | 0 | [6 empty] | 0.70259 | 0
LCP_Inputs_ON_Electric_Howarth_2023_05_05 | 2029 | CH4 Import - WC 2050 | Import | Methane | ON | Dispatch-Import | FuelCost | 0 | [6 empty] | 0.70259 | 0
LCP_Inputs_ON_Electric_Howarth_2023_05_05 | 2029 | CH4 Import - WC 2050 | Import | Methane | ON | Dispatch-Import | VOM | 0 | [6 empty] | 0.70259 | 0
LCP_Inputs_ON_Electric_Howarth_2023_05_05 | 2029 | CH4 Import - WC 2050 | Import | Methane | PJ | Dispatch-Import | EmissionsCost | 0 | [6 empty] | 0.70259 | 0
LCP_Inputs_ON_Electric_Howarth_2023_05_05 | 2029 | CH4 Import - WC 2050 | Import | Methane | PJ | Dispatch-Import | FuelCost | 0 | [6 empty] | 0.70259 | 0
LCP_Inputs_ON_Electric_Howarth_2023_05_05 | 2029 | CH4 Import - WC 2050 | Import | Methane | PJ | Dispatch-Import | VOM | 0 | [6 empty] | 0.70259 | 0
LCP_Inputs_ON_Electric_Howarth_2023_05_05 | 2029 | CH4 Import - WC 2050 | Import | Methane | QC | Dispatch-Import | EmissionsCost | 0 | [6 empty] | 0.70259 | 0
LCP_Inputs_ON_Electric_Howarth_2023_05_05 | 2029 | CH4 Import - WC 2050 | Import | Methane | QC | Dispatch-Import | FuelCost | 0 | [6 empty] | 0.70259 | 0
LCP_Inputs_ON_Electric_Howarth_2023_05_05 | 2029 | CH4 Import - WC 2050 | Import | Methane | QC | Dispatch-Import | VOM | 0 | [6 empty] | 0.70259 | 0
LCP_Inputs_ON_Electric_Howarth_2023_05_05 | 2029 | CH4 Import - WC 2050 | Import | Methane | WC | Dispatch-Import | EmissionsCost | 0 | [6 empty] | 0.70259 | 0
LCP_Inputs_ON_Electric_Howarth_2023_05_05 | 2029 | CH4 Import - WC 2050 | Import | Methane | WC | Dispatch-Import | FuelCost | 0 | [6 empty] | 0.70259 | 0
LCP_Inputs_ON_Electric_Howarth_2023_05_05 | 2029 | CH4 Import - WC 2050 | Import | Methane | WC | Dispatch-Import | VOM | 0 | [6 empty] | 0.70259 | 0
LCP_Inputs_ON_Electric_Howarth_2023_05_05 | 2029 | CH4 Salt Cavern Storage - ON | Storage | Methane | MI | Dispatch-Storage | EmissionsCost | 0 | [6 empty] | 0.70259 | 0
LCP_Inputs_ON_Electric_Howarth_2023_05_05 | 2029 | CH4 Salt Cavern Storage - ON | Storage | Methane | MI | Dispatch-Storage | FuelCost | 0 | [6 empty] | 0.70259 | 0
LCP_Inputs_ON_Electric_Howarth_2023_05_05 | 2029 | CH4 Salt Cavern Storage - ON | Storage | Methane | MI | Dispatch-Storage | VOM | 0 | [6 empty] | 0.70259 | 0
LCP_Inputs_ON_Electric_Howarth_2023_05_05 | 2029 | CH4 Salt Cavern Storage - ON | Storage | Methane | NY | Dispatch-Storage | EmissionsCost | 0 | [6 empty] | 0.70259 | 0
LCP_Inputs_ON_Electric_Howarth_2023_05_05 | 2029 | CH4 Salt Cavern Storage - ON | Storage | Methane | NY | Dispatch-Storage | FuelCost | 0 | [6 empty] | 0.70259 | 0
LCP_Inputs_ON_Electric_Howarth_2023_05_05 | 2029 | CH4 Salt Cavern Storage - ON | Storage | Methane | NY | Dispatch-Storage | VOM | 0 | [6 empty] | 0.70259 | 0
LCP_Inputs_ON_Electric_Howarth_2023_05_05 | 2029 | CH4 Salt Cavern Storage - ON | Storage | Methane | ON | Dispatch-Storage | EmissionsCost | 0 | [6 empty] | 0.70259 | 0
LCP_Inputs_ON_Electric_Howarth_2023_05_05 | 2029 | CH4 Salt Cavern Storage - ON | Storage | Methane | ON | Dispatch-Storage | FuelCost | 0 | [6 empty] | 0.70259 | 0
LCP_Inputs_ON_Electric_Howarth_2023_05_05 | 2029 | CH4 Salt Cavern Storage - ON | Storage | Methane | ON | Dispatch-Storage | VOM | 691417.653 | [6 empty] | 0.70259 | 485780.8718
LCP_Inputs_ON_Electric_Howarth_2023_05_05 | 2029 | CH4 Salt Cavern Storage - ON | Storage | Methane | PJ | Dispatch-Storage | EmissionsCost | 0 | [6 empty] | 0.70259 | 0
LCP_Inputs_ON_Electric_Howarth_2023_05_05 | 2029 | CH4 Salt Cavern Storage - ON | Storage | Methane | PJ | Dispatch-Storage | FuelCost | 0 | [6 empty] | 0.70259 | 0
LCP_Inputs_ON_Electric_Howarth_2023_05_05 | 2029 | CH4 Salt Cavern Storage - ON | Storage | Methane | PJ | Dispatch-Storage | VOM | 0 | [6 empty] | 0.70259 | 0
LCP_Inputs_ON_Electric_Howarth_2023_05_05 | 2029 | CH4 Salt Cavern Storage - ON | Storage | Methane | QC | Dispatch-Storage | EmissionsCost | 0 | [6 empty] | 0.70259 | 0
LCP_Inputs_ON_Electric_Howarth_2023_05_05 | 2029 | CH4 Salt Cavern Storage - ON | Storage | Methane | QC | Dispatch-Storage | FuelCost | 0 | [6 empty] | 0.70259 | 0
LCP_Inputs_ON_Electric_Howarth_2023_05_05 | 2029 | CH4 Salt Cavern Storage - ON | Storage | Methane | QC | Dispatch-Storage | VOM | 0 | [6 empty] | 0.70259 | 0
LCP_Inputs_ON_Electric_Howarth_2023_05_05 | 2029 | CH4 Salt Cavern Storage - ON | Storage | Methane | WC | Dispatch-Storage | EmissionsCost | 0 | [6 empty] | 0.70259 | 0
LCP_Inputs_ON_Electric_Howarth_2023_05_05 | 2029 | CH4 Salt Cavern Storage - ON | Storage | Methane | WC | Dispatch-Storage | FuelCost | 0 | [6 empty] | 0.70259 | 0
LCP_Inputs_ON_Electric_Howarth_2023_05_05 | 2029 | CH4 Salt Cavern Storage - ON | Storage | Methane | WC | Dispatch-Storage | VOM | 0 | [6 empty] | 0.70259 | 0
LCP_Inputs_ON_Electric_Howarth_2023_05_05 | 2029 | Electrolyser 2020/2030 | Crossload | Hydrogen | MI | Dispatch-Crossload | EmissionsCost | 0 | [6 empty] | 0.70259 | 0
LCP_Inputs_ON_Electric_Howarth_2023_05_05 | 2029 | Electrolyser 2020/2030 | Crossload | Hydrogen | MI | Dispatch-Crossload | FuelCost | 0 | [6 empty] | 0.70259 | 0
LCP_Inputs_ON_Electric_Howarth_2023_05_05 | 2029 | Electrolyser 2020/2030 | Crossload | Hydrogen | MI | Dispatch-Crossload | VOM | 0 | [6 empty] | 0.70259 | 0
LCP_Inputs_ON_Electric_Howarth_2023_05_05 | 2029 | Electrolyser 2020/2030 | Crossload | Hydrogen | NY | Dispatch-Crossload | EmissionsCost | 0 | [6 empty] | 0.70259 | 0
LCP_Inputs_ON_Electric_Howarth_2023_05_05 | 2029 | Electrolyser 2020/2030 | Crossload | Hydrogen | NY | Dispatch-Crossload | FuelCost | 0 | [6 empty] | 0.70259 | 0
LCP_Inputs_ON_Electric_Howarth_2023_05_05 | 2029 | Electrolyser 2020/2030 | Crossload | Hydrogen | NY | Dispatch-Crossload | VOM | 0 | [6 empty] | 0.70259 | 0
LCP_Inputs_ON_Electric_Howarth_2023_05_05 | 2029 | Electrolyser 2020/2030 | Crossload | Hydrogen | ON | Dispatch-Crossload | EmissionsCost | 0 | [6 empty] | 0.70259 | 0
LCP_Inputs_ON_Electric_Howarth_2023_05_05 | 2029 | Electrolyser 2020/2030 | Crossload | Hydrogen | ON | Dispatch-Crossload | FuelCost | 0 | [6 empty] | 0.70259 | 0
LCP_Inputs_ON_Electric_Howarth_2023_05_05 | 2029 | Electrolyser 2020/2030 | Crossload | Hydrogen | ON | Dispatch-Crossload | VOM | 0 | [6 empty] | 0.70259 | 0
LCP_Inputs_ON_Electric_Howarth_2023_05_05 | 2029 | Electrolyser 2020/2030 | Crossload | Hydrogen | PJ | Dispatch-Crossload | EmissionsCost | 0 | [6 empty] | 0.70259 | 0
LCP_Inputs_ON_Electric_Howarth_2023_05_05 | 2029 | Electrolyser 2020/2030 | Crossload | Hydrogen | PJ | Dispatch-Crossload | FuelCost | 0 | [6 empty] | 0.70259 | 0
LCP_Inputs_ON_Electric_Howarth_2023_05_05 | 2029 | Electrolyser 2020/2030 | Crossload | Hydrogen | PJ | Dispatch-Crossload | VOM | 0 | [6 empty] | 0.70259 | 0
LCP_Inputs_ON_Electric_Howarth_2023_05_05 | 2029 | Electrolyser 2020/2030 | Crossload | Hydrogen | QC | Dispatch-Crossload | EmissionsCost | 0 | [6 empty] | 0.70259 | 0
LCP_Inputs_ON_Electric_Howarth_2023_05_05 | 2029 | Electrolyser 2020/2030 | Crossload | Hydrogen | QC | Dispatch-Crossload | FuelCost | 0 | [6 empty] | 0.70259 | 0
LCP_Inputs_ON_Electric_Howarth_2023_05_05 | 2029 | Electrolyser 2020/2030 | Crossload | Hydrogen | QC | Dispatch-Crossload | VOM | 0 | [6 empty] | 0.70259 | 0
LCP_Inputs_ON_Electric_Howarth_2023_05_05 | 2029 | Electrolyser 2020/2030 | Crossload | Hydrogen | WC | Dispatch-Crossload | EmissionsCost | 0 | [6 empty] | 0.70259 | 0
LCP_Inputs_ON_Electric_Howarth_2023_05_05 | 2029 | Electrolyser 2020/2030 | Crossload | Hydrogen | WC | Dispatch-Crossload | FuelCost | 0 | [6 empty] | 0.70259 | 0
LCP_Inputs_ON_Electric_Howarth_2023_05_05 | 2029 | Electrolyser 2020/2030 | Crossload | Hydrogen | WC | Dispatch-Crossload | VOM | 0 | [6 empty] | 0.70259 | 0
LCP_Inputs_ON_Electric_Howarth_2023_05_05 | 2029 | Electrolyser 2040 | Crossload | Hydrogen | MI | Dispatch-Crossload | EmissionsCost | 0 | [6 empty] | 0.70259 | 0
LCP_Inputs_ON_Electric_Howarth_2023_05_05 | 2029 | Electrolyser 2040 | Crossload | Hydrogen | MI | Dispatch-Crossload | FuelCost | 0 | [6 empty] | 0.70259 | 0
LCP_Inputs_ON_Electric_Howarth_2023_05_05 | 2029 | Electrolyser 2040 | Crossload | Hydrogen | MI | Dispatch-Crossload | VOM | 0 | [6 empty] | 0.70259 | 0
LCP_Inputs_ON_Electric_Howarth_2023_05_05 | 2029 | Electrolyser 2040 | Crossload | Hydrogen | NY | Dispatch-Crossload | EmissionsCost | 0 | [6 empty] | 0.70259 | 0
LCP_Inputs_ON_Electric_Howarth_2023_05_05 | 2029 | Electrolyser 2040 | Crossload | Hydrogen | NY | Dispatch-Crossload | FuelCost | 0 | [6 empty] | 0.70259 | 0
LCP_Inputs_ON_Electric_Howarth_2023_05_05 | 2029 | Electrolyser 2040 | Crossload | Hydrogen | NY | Dispatch-Crossload | VOM | 0 | [6 empty] | 0.70259 | 0
LCP_Inputs_ON_Electric_Howarth_2023_05_05 | 2029 | Electrolyser 2040 | Crossload | Hydrogen | ON | Dispatch-Crossload | EmissionsCost | 0 | [6 empty] | 0.70259 | 0
LCP_Inputs_ON_Electric_Howarth_2023_05_05 | 2029 | Electrolyser 2040 | Crossload | Hydrogen | ON | Dispatch-Crossload | FuelCost | 0 | [6 empty] | 0.70259 | 0
LCP_Inputs_ON_Electric_Howarth_2023_05_05 | 2029 | Electrolyser 2040 | Crossload | Hydrogen | ON | Dispatch-Crossload | VOM | 0 | [6 empty] | 0.70259 | 0
LCP_Inputs_ON_Electric_Howarth_2023_05_05 | 2029 | Electrolyser 2040 | Crossload | Hydrogen | PJ | Dispatch-Crossload | EmissionsCost | 0 | [6 empty] | 0.70259 | 0
LCP_Inputs_ON_Electric_Howarth_2023_05_05 | 2029 | Electrolyser 2040 | Crossload | Hydrogen | PJ | Dispatch-Crossload | FuelCost | 0 | [6 empty] | 0.70259 | 0
LCP_Inputs_ON_Electric_Howarth_2023_05_05 | 2029 | Electrolyser 2040 | Crossload | Hydrogen | PJ | Dispatch-Crossload | VOM | 0 | [6 empty] | 0.70259 | 0
LCP_Inputs_ON_Electric_Howarth_2023_05_05 | 2029 | Electrolyser 2040 | Crossload | Hydrogen | QC | Dispatch-Crossload | EmissionsCost | 0 | [6 empty] | 0.70259 | 0
LCP_Inputs_ON_Electric_Howarth_2023_05_05 | 2029 | Electrolyser 2040 | Crossload | Hydrogen | QC | Dispatch-Crossload | FuelCost | 0 | [6 empty] | 0.70259 | 0
LCP_Inputs_ON_Electric_Howarth_2023_05_05 | 2029 | Electrolyser 2040 | Crossload | Hydrogen | QC | Dispatch-Crossload | VOM | 0 | [6 empty] | 0.70259 | 0
LCP_Inputs_ON_Electric_Howarth_2023_05_05 | 2029 | Electrolyser 2040 | Crossload | Hydrogen | WC | Dispatch-Crossload | EmissionsCost | 0 | [6 empty] | 0.70259 | 0
LCP_Inputs_ON_Electric_Howarth_2023_05_05 | 2029 | Electrolyser 2040 | Crossload | Hydrogen | WC | Dispatch-Crossload | FuelCost | 0 | [6 empty] | 0.70259 | 0
LCP_Inputs_ON_Electric_Howarth_2023_05_05 | 2029 | Electrolyser 2040 | Crossload | Hydrogen | WC | Dispatch-Crossload | VOM | 0 | [6 empty] | 0.70259 | 0
LCP_Inputs_ON_Electric_Howarth_2023_05_05 | 2029 | Electrolyser 2050 | Crossload | Hydrogen | MI | Dispatch-Crossload | EmissionsCost | 0 | [6 empty] | 0.70259 | 0
LCP_Inputs_ON_Electric_Howarth_2023_05_05 | 2029 | Electrolyser 2050 | Crossload | Hydrogen | MI | Dispatch-Crossload | FuelCost | 0 | [6 empty] | 0.70259 | 0
LCP_Inputs_ON_Electric_Howarth_2023_05_05 | 2029 | Electrolyser 2050 | Crossload | Hydrogen | MI | Dispatch-Crossload | VOM | 0 | [6 empty] | 0.70259 | 0
LCP_Inputs_ON_Electric_Howarth_2023_05_05 | 2029 | Electrolyser 2050 | Crossload | Hydrogen | NY | Dispatch-Crossload | EmissionsCost | 0 | [6 empty] | 0.70259 | 0
LCP_Inputs_ON_Electric_Howarth_2023_05_05 | 2029 | Electrolyser 2050 | Crossload | Hydrogen | NY | Dispatch-Crossload | FuelCost | 0 | [6 empty] | 0.70259 | 0
LCP_Inputs_ON_Electric_Howarth_2023_05_05 | 2029 | Electrolyser 2050 | Crossload | Hydrogen | NY | Dispatch-Crossload | VOM | 0 | [6 empty] | 0.70259 | 0
LCP_Inputs_ON_Electric_Howarth_2023_05_05 | 2029 | Electrolyser 2050 | Crossload | Hydrogen | ON | Dispatch-Crossload | EmissionsCost | 0 | [6 empty] | 0.70259 | 0
LCP_Inputs_ON_Electric_Howarth_2023_05_05 | 2029 | Electrolyser 2050 | Crossload | Hydrogen | ON | Dispatch-Crossload | FuelCost | 0 | [6 empty] | 0.70259 | 0
LCP_Inputs_ON_Electric_Howarth_2023_05_05 | 2029 | Electrolyser 2050 | Crossload | Hydrogen | ON | Dispatch-Crossload | VOM | 0 | [6 empty] | 0.70259 | 0
LCP_Inputs_ON_Electric_Howarth_2023_05_05 | 2029 | Electrolyser 2050 | Crossload | Hydrogen | PJ | Dispatch-Crossload | EmissionsCost | 0 | [6 empty] | 0.70259 | 0
LCP_Inputs_ON_Electric_Howarth_2023_05_05 | 2029 | Electrolyser 2050 | Crossload | Hydrogen | PJ | Dispatch-Crossload | FuelCost | 0 | [6 empty] | 0.70259 | 0
LCP_Inputs_ON_Electric_Howarth_2023_05_05 | 2029 | Electrolyser 2050 | Crossload | Hydrogen | PJ | Dispatch-Crossload | VOM | 0 | [6 empty] | 0.70259 | 0
LCP_Inputs_ON_Electric_Howarth_2023_05_05 | 2029 | Electrolyser 2050 | Crossload | Hydrogen | QC | Dispatch-Crossload | EmissionsCost | 0 | [6 empty] | 0.70259 | 0
LCP_Inputs_ON_Electric_Howarth_2023_05_05 | 2029 | Electrolyser 2050 | Crossload | Hydrogen | QC | Dispatch-Crossload | FuelCost | 0 | [6 empty] | 0.70259 | 0
LCP_Inputs_ON_Electric_Howarth_2023_05_05 | 2029 | Electrolyser 2050 | Crossload | Hydrogen | QC | Dispatch-Crossload | VOM | 0 | [6 empty] | 0.70259 | 0
LCP_Inputs_ON_Electric_Howarth_2023_05_05 | 2029 | Electrolyser 2050 | Crossload | Hydrogen | WC | Dispatch-Crossload | EmissionsCost | 0 | [6 empty] | 0.70259 | 0
LCP_Inputs_ON_Electric_Howarth_2023_05_05 | 2029 | Electrolyser 2050 | Crossload | Hydrogen | WC | Dispatch-Crossload | FuelCost | 0 | [6 empty] | 0.70259 | 0
LCP_Inputs_ON_Electric_Howarth_2023_05_05 | 2029 | Electrolyser 2050 | Crossload | Hydrogen | WC | Dispatch-Crossload | VOM | 0 | [6 empty] | 0.70259 | 0
LCP_Inputs_ON_Electric_Howarth_2023_05_05 | 2029 | Fossil Fuel Thermal (Coal, Peat, Oil) | Generation | Electricity | MI | Dispatch-Generation | EmissionsCost | 0 | [6 empty] | 0.70259 | 0
LCP_Inputs_ON_Electric_Howarth_2023_05_05 | 2029 | Fossil Fuel Thermal (Coal, Peat, Oil) | Generation | Electricity | MI | Dispatch-Generation | FuelCost | 0 | [6 empty] | 0.70259 | 0
LCP_Inputs_ON_Electric_Howarth_2023_05_05 | 2029 | Fossil Fuel Thermal (Coal, Peat, Oil) | Generation | Electricity | MI | Dispatch-Generation | VOM | 0 | [6 empty] | 0.70259 | 0
LCP_Inputs_ON_Electric_Howarth_2023_05_05 | 2029 | Fossil Fuel Thermal (Coal, Peat, Oil) | Generation | Electricity | NY | Dispatch-Generation | EmissionsCost | 0 | [6 empty] | 0.70259 | 0
LCP_Inputs_ON_Electric_Howarth_2023_05_05 | 2029 | Fossil Fuel Thermal (Coal, Peat, Oil) | Generation | Electricity | NY | Dispatch-Generation | FuelCost | 0 | [6 empty] | 0.70259 | 0
LCP_Inputs_ON_Electric_Howarth_2023_05_05 | 2029 | Fossil Fuel Thermal (Coal, Peat, Oil) | Generation | Electricity | NY | Dispatch-Generation | VOM | 0 | [6 empty] | 0.70259 | 0
LCP_Inputs_ON_Electric_Howarth_2023_05_05 | 2029 | Fossil Fuel Thermal (Coal, Peat, Oil) | Generation | Electricity | ON | Dispatch-Generation | EmissionsCost | 0 | [6 empty] | 0.70259 | 0
LCP_Inputs_ON_Electric_Howarth_2023_05_05 | 2029 | Fossil Fuel Thermal (Coal, Peat, Oil) | Generation | Electricity | ON | Dispatch-Generation | FuelCost | 0 | [6 empty] | 0.70259 | 0
LCP_Inputs_ON_Electric_Howarth_2023_05_05 | 2029 | Fossil Fuel Thermal (Coal, Peat, Oil) | Generation | Electricity | ON | Dispatch-Generation | VOM | 0 | [6 empty] | 0.70259 | 0
LCP_Inputs_ON_Electric_Howarth_2023_05_05 | 2029 | Fossil Fuel Thermal (Coal, Peat, Oil) | Generation | Electricity | PJ | Dispatch-Generation | EmissionsCost | 0 | [6 empty] | 0.70259 | 0
LCP_Inputs_ON_Electric_Howarth_2023_05_05 | 2029 | Fossil Fuel Thermal (Coal, Peat, Oil) | Generation | Electricity | PJ | Dispatch-Generation | FuelCost | 0 | [6 empty] | 0.70259 | 0
LCP_Inputs_ON_Electric_Howarth_2023_05_05 | 2029 | Fossil Fuel Thermal (Coal, Peat, Oil) | Generation | Electricity | PJ | Dispatch-Generation | VOM | 0 | [6 empty] | 0.70259 | 0
LCP_Inputs_ON_Electric_Howarth_2023_05_05 | 2029 | Fossil Fuel Thermal (Coal, Peat, Oil) | Generation | Electricity | QC | Dispatch-Generation | EmissionsCost | 0 | [6 empty] | 0.70259 | 0
LCP_Inputs_ON_Electric_Howarth_2023_05_05 | 2029 | Fossil Fuel Thermal (Coal, Peat, Oil) | Generation | Electricity | QC | Dispatch-Generation | FuelCost | 0 | [6 empty] | 0.70259 | 0
LCP_Inputs_ON_Electric_Howarth_2023_05_05 | 2029 | Fossil Fuel Thermal (Coal, Peat, Oil) | Generation | Electricity | QC | Dispatch-Generation | VOM | 0 | [6 empty] | 0.70259 | 0
LCP_Inputs_ON_Electric_Howarth_2023_05_05 | 2029 | Fossil Fuel Thermal (Coal, Peat, Oil) | Generation | Electricity | WC | Dispatch-Generation | EmissionsCost | 0 | [6 empty] | 0.70259 | 0
LCP_Inputs_ON_Electric_Howarth_2023_05_05 | 2029 | Fossil Fuel Thermal (Coal, Peat, Oil) | Generation | Electricity | WC | Dispatch-Generation | FuelCost | 0 | [6 empty] | 0.70259 | 0
LCP_Inputs_ON_Electric_Howarth_2023_05_05 | 2029 | Fossil Fuel Thermal (Coal, Peat, Oil) | Generation | Electricity | WC | Dispatch-Generation | VOM | 0 | [6 empty] | 0.70259 | 0
LCP_Inputs_ON_Electric_Howarth_2023_05_05 | 2029 | Generic - Generator | Generation | Electricity | MI | Dispatch-Generation | EmissionsCost | 0 | [6 empty] | 0.70259 | 0
LCP_Inputs_ON_Electric_Howarth_2023_05_05 | 2029 | Generic - Generator | Generation | Electricity | MI | Dispatch-Generation | FuelCost | 3915156012.6892 | [6 empty] | 0.70259 | 2750736682.2371
LCP_Inputs_ON_Electric_Howarth_2023_05_05 | 2029 | Generic - Generator | Generation | Electricity | MI | Dispatch-Generation | VOM | 405055337.0793 | [6 empty] | 0.70259 | 284586507.0073
LCP_Inputs_ON_Electric_Howarth_2023_05_05 | 2029 | Generic - Generator | Generation | Electricity | NY | Dispatch-Generation | EmissionsCost | 0 | [6 empty] | 0.70259 | 0
LCP_Inputs_ON_Electric_Howarth_2023_05_05 | 2029 | Generic - Generator | Generation | Electricity | NY | Dispatch-Generation | FuelCost | 1632281015.876 | [6 empty] | 0.70259 | 1146818990.4916
LCP_Inputs_ON_Electric_Howarth_2023_05_05 | 2029 | Generic - Generator | Generation | Electricity | NY | Dispatch-Generation | VOM | 168872998.9178 | [6 empty] | 0.70259 | 118647929.037
LCP_Inputs_ON_Electric_Howarth_2023_05_05 | 2029 | Generic - Generator | Generation | Electricity | ON | Dispatch-Generation | EmissionsCost | 0 | [6 empty] | 0.70259 | 0
LCP_Inputs_ON_Electric_Howarth_2023_05_05 | 2029 | Generic - Generator | Generation | Electricity | ON | Dispatch-Generation | FuelCost | 0 | [6 empty] | 0.70259 | 0
LCP_Inputs_ON_Electric_Howarth_2023_05_05 | 2029 | Generic - Generator | Generation | Electricity | ON | Dispatch-Generation | VOM | 0 | [6 empty] | 0.70259 | 0
LCP_Inputs_ON_Electric_Howarth_2023_05_05 | 2029 | Generic - Generator | Generation | Electricity | PJ | Dispatch-Generation | EmissionsCost | 0 | [6 empty] | 0.70259 | 0
LCP_Inputs_ON_Electric_Howarth_2023_05_05 | 2029 | Generic - Generator | Generation | Electricity | PJ | Dispatch-Generation | FuelCost | 14422259590.9655 | [6 empty] | 0.70259 | 10132888285.6869
LCP_Inputs_ON_Electric_Howarth_2023_05_05 | 2029 | Generic - Generator | Generation | Electricity | PJ | Dispatch-Generation | VOM | 1492102281.7812 | [6 empty] | 0.70259 | 1048331271.3064
LCP_Inputs_ON_Electric_Howarth_2023_05_05 | 2029 | Generic - Generator | Generation | Electricity | QC | Dispatch-Generation | EmissionsCost | 0 | [6 empty] | 0.70259 | 0
LCP_Inputs_ON_Electric_Howarth_2023_05_05 | 2029 | Generic - Generator | Generation | Electricity | QC | Dispatch-Generation | FuelCost | 0 | [6 empty] | 0.70259 | 0
LCP_Inputs_ON_Electric_Howarth_2023_05_05 | 2029 | Generic - Generator | Generation | Electricity | QC | Dispatch-Generation | VOM | 0 | [6 empty] | 0.70259 | 0
LCP_Inputs_ON_Electric_Howarth_2023_05_05 | 2029 | Generic - Generator | Generation | Electricity | WC | Dispatch-Generation | EmissionsCost | 0 | [6 empty] | 0.70259 | 0
LCP_Inputs_ON_Electric_Howarth_2023_05_05 | 2029 | Generic - Generator | Generation | Electricity | WC | Dispatch-Generation | FuelCost | 1069473.0011 | [6 empty] | 0.70259 | 751397.5446
LCP_Inputs_ON_Electric_Howarth_2023_05_05 | 2029 | Generic - Generator | Generation | Electricity | WC | Dispatch-Generation | VOM | 110645.8454 | [6 empty] | 0.70259 | 77738.3033
LCP_Inputs_ON_Electric_Howarth_2023_05_05 | 2029 | H2 Import - QC | Import | Hydrogen | MI | Dispatch-Import | EmissionsCost | 0 | [6 empty] | 0.70259 | 0
LCP_Inputs_ON_Electric_Howarth_2023_05_05 | 2029 | H2 Import - QC | Import | Hydrogen | MI | Dispatch-Import | FuelCost | 0 | [6 empty] | 0.70259 | 0
LCP_Inputs_ON_Electric_Howarth_2023_05_05 | 2029 | H2 Import - QC | Import | Hydrogen | MI | Dispatch-Import | VOM | 0 | [6 empty] | 0.70259 | 0
LCP_Inputs_ON_Electric_Howarth_2023_05_05 | 2029 | H2 Import - QC | Import | Hydrogen | NY | Dispatch-Import | EmissionsCost | 0 | [6 empty] | 0.70259 | 0
LCP_Inputs_ON_Electric_Howarth_2023_05_05 | 2029 | H2 Import - QC | Import | Hydrogen | NY | Dispatch-Import | FuelCost | 0 | [6 empty] | 0.70259 | 0
LCP_Inputs_ON_Electric_Howarth_2023_05_05 | 2029 | H2 Import - QC | Import | Hydrogen | NY | Dispatch-Import | VOM | 0 | [6 empty] | 0.70259 | 0
LCP_Inputs_ON_Electric_Howarth_2023_05_05 | 2029 | H2 Import - QC | Import | Hydrogen | ON | Dispatch-Import | EmissionsCost | 0 | [6 empty] | 0.70259 | 0
LCP_Inputs_ON_Electric_Howarth_2023_05_05 | 2029 | H2 Import - QC | Import | Hydrogen | ON | Dispatch-Import | FuelCost | 0 | [6 empty] | 0.70259 | 0
LCP_Inputs_ON_Electric_Howarth_2023_05_05 | 2029 | H2 Import - QC | Import | Hydrogen | ON | Dispatch-Import | VOM | 0 | [6 empty] | 0.70259 | 0
LCP_Inputs_ON_Electric_Howarth_2023_05_05 | 2029 | H2 Import - QC | Import | Hydrogen | PJ | Dispatch-Import | EmissionsCost | 0 | [6 empty] | 0.70259 | 0
LCP_Inputs_ON_Electric_Howarth_2023_05_05 | 2029 | H2 Import - QC | Import | Hydrogen | PJ | Dispatch-Import | FuelCost | 0 | [6 empty] | 0.70259 | 0
LCP_Inputs_ON_Electric_Howarth_2023_05_05 | 2029 | H2 Import - QC | Import | Hydrogen | PJ | Dispatch-Import | VOM | 0 | [6 empty] | 0.70259 | 0
LCP_Inputs_ON_Electric_Howarth_2023_05_05 | 2029 | H2 Import - QC | Import | Hydrogen | QC | Dispatch-Import | EmissionsCost | 0 | [6 empty] | 0.70259 | 0
LCP_Inputs_ON_Electric_Howarth_2023_05_05 | 2029 | H2 Import - QC | Import | Hydrogen | QC | Dispatch-Import | FuelCost | 0 | [6 empty] | 0.70259 | 0
LCP_Inputs_ON_Electric_Howarth_2023_05_05 | 2029 | H2 Import - QC | Import | Hydrogen | QC | Dispatch-Import | VOM | 0 | [6 empty] | 0.70259 | 0
LCP_Inputs_ON_Electric_Howarth_2023_05_05 | 2029 | H2 Import - QC | Import | Hydrogen | WC | Dispatch-Import | EmissionsCost | 0 | [6 empty] | 0.70259 | 0
LCP_Inputs_ON_Electric_Howarth_2023_05_05 | 2029 | H2 Import - QC | Import | Hydrogen | WC | Dispatch-Import | FuelCost | 0 | [6 empty] | 0.70259 | 0
LCP_Inputs_ON_Electric_Howarth_2023_05_05 | 2029 | H2 Import - QC | Import | Hydrogen | WC | Dispatch-Import | VOM | 0 | [6 empty] | 0.70259 | 0
LCP_Inputs_ON_Electric_Howarth_2023_05_05 | 2029 | H2 Import - WC | Import | Hydrogen | MI | Dispatch-Import | EmissionsCost | 0 | [6 empty] | 0.70259 | 0
LCP_Inputs_ON_Electric_Howarth_2023_05_05 | 2029 | H2 Import - WC | Import | Hydrogen | MI | Dispatch-Import | FuelCost | 0 | [6 empty] | 0.70259 | 0
LCP_Inputs_ON_Electric_Howarth_2023_05_05 | 2029 | H2 Import - WC | Import | Hydrogen | MI | Dispatch-Import | VOM | 0 | [6 empty] | 0.70259 | 0
LCP_Inputs_ON_Electric_Howarth_2023_05_05 | 2029 | H2 Import - WC | Import | Hydrogen | NY | Dispatch-Import | EmissionsCost | 0 | [6 empty] | 0.70259 | 0
LCP_Inputs_ON_Electric_Howarth_2023_05_05 | 2029 | H2 Import - WC | Import | Hydrogen | NY | Dispatch-Import | FuelCost | 0 | [6 empty] | 0.70259 | 0
LCP_Inputs_ON_Electric_Howarth_2023_05_05 | 2029 | H2 Import - WC | Import | Hydrogen | NY | Dispatch-Import | VOM | 0 | [6 empty] | 0.70259 | 0
LCP_Inputs_ON_Electric_Howarth_2023_05_05 | 2029 | H2 Import - WC | Import | Hydrogen | ON | Dispatch-Import | EmissionsCost | 0 | [6 empty] | 0.70259 | 0
LCP_Inputs_ON_Electric_Howarth_2023_05_05 | 2029 | H2 Import - WC | Import | Hydrogen | ON | Dispatch-Import | FuelCost | 0 | [6 empty] | 0.70259 | 0
LCP_Inputs_ON_Electric_Howarth_2023_05_05 | 2029 | H2 Import - WC | Import | Hydrogen | ON | Dispatch-Import | VOM | 0 | [6 empty] | 0.70259 | 0
LCP_Inputs_ON_Electric_Howarth_2023_05_05 | 2029 | H2 Import - WC | Import | Hydrogen | PJ | Dispatch-Import | EmissionsCost | 0 | [6 empty] | 0.70259 | 0
LCP_Inputs_ON_Electric_Howarth_2023_05_05 | 2029 | H2 Import - WC | Import | Hydrogen | PJ | Dispatch-Import | FuelCost | 0 | [6 empty] | 0.70259 | 0
LCP_Inputs_ON_Electric_Howarth_2023_05_05 | 2029 | H2 Import - WC | Import | Hydrogen | PJ | Dispatch-Import | VOM | 0 | [6 empty] | 0.70259 | 0
LCP_Inputs_ON_Electric_Howarth_2023_05_05 | 2029 | H2 Import - WC | Import | Hydrogen | QC | Dispatch-Import | EmissionsCost | 0 | [6 empty] | 0.70259 | 0
LCP_Inputs_ON_Electric_Howarth_2023_05_05 | 2029 | H2 Import - WC | Import | Hydrogen | QC | Dispatch-Import | FuelCost | 0 | [6 empty] | 0.70259 | 0
LCP_Inputs_ON_Electric_Howarth_2023_05_05 | 2029 | H2 Import - WC | Import | Hydrogen | QC | Dispatch-Import | VOM | 0 | [6 empty] | 0.70259 | 0
LCP_Inputs_ON_Electric_Howarth_2023_05_05 | 2029 | H2 Import - WC | Import | Hydrogen | WC | Dispatch-Import | EmissionsCost | 0 | [6 empty] | 0.70259 | 0
LCP_Inputs_ON_Electric_Howarth_2023_05_05 | 2029 | H2 Import - WC | Import | Hydrogen | WC | Dispatch-Import | FuelCost | 0 | [6 empty] | 0.70259 | 0
LCP_Inputs_ON_Electric_Howarth_2023_05_05 | 2029 | H2 Import - WC | Import | Hydrogen | WC | Dispatch-Import | VOM | 0 | [6 empty] | 0.70259 | 0
LCP_Inputs_ON_Electric_Howarth_2023_05_05 | 2029 | H2 Salt Cavern Storage - ON | Storage | Hydrogen | MI | Dispatch-Storage | EmissionsCost | 0 | [6 empty] | 0.70259 | 0
LCP_Inputs_ON_Electric_Howarth_2023_05_05 | 2029 | H2 Salt Cavern Storage - ON | Storage | Hydrogen | MI | Dispatch-Storage | FuelCost | 0 | [6 empty] | 0.70259 | 0
LCP_Inputs_ON_Electric_Howarth_2023_05_05 | 2029 | H2 Salt Cavern Storage - ON | Storage | Hydrogen | MI | Dispatch-Storage | VOM | 0 | [6 empty] | 0.70259 | 0
LCP_Inputs_ON_Electric_Howarth_2023_05_05 | 2029 | H2 Salt Cavern Storage - ON | Storage | Hydrogen | NY | Dispatch-Storage | EmissionsCost | 0 | [6 empty] | 0.70259 | 0
LCP_Inputs_ON_Electric_Howarth_2023_05_05 | 2029 | H2 Salt Cavern Storage - ON | Storage | Hydrogen | NY | Dispatch-Storage | FuelCost | 0 | [6 empty] | 0.70259 | 0
LCP_Inputs_ON_Electric_Howarth_2023_05_05 | 2029 | H2 Salt Cavern Storage - ON | Storage | Hydrogen | NY | Dispatch-Storage | VOM | 0 | [6 empty] | 0.70259 | 0
LCP_Inputs_ON_Electric_Howarth_2023_05_05 | 2029 | H2 Salt Cavern Storage - ON | Storage | Hydrogen | ON | Dispatch-Storage | EmissionsCost | 0 | [6 empty] | 0.70259 | 0
LCP_Inputs_ON_Electric_Howarth_2023_05_05 | 2029 | H2 Salt Cavern Storage - ON | Storage | Hydrogen | ON | Dispatch-Storage | FuelCost | 0 | [6 empty] | 0.70259 | 0
LCP_Inputs_ON_Electric_Howarth_2023_05_05 | 2029 | H2 Salt Cavern Storage - ON | Storage | Hydrogen | ON | Dispatch-Storage | VOM | 0 | [6 empty] | 0.70259 | 0
LCP_Inputs_ON_Electric_Howarth_2023_05_05 | 2029 | H2 Salt Cavern Storage - ON | Storage | Hydrogen | PJ | Dispatch-Storage | EmissionsCost | 0 | [6 empty] | 0.70259 | 0
LCP_Inputs_ON_Electric_Howarth_2023_05_05 | 2029 | H2 Salt Cavern Storage - ON | Storage | Hydrogen | PJ | Dispatch-Storage | FuelCost | 0 | [6 empty] | 0.70259 | 0
LCP_Inputs_ON_Electric_Howarth_2023_05_05 | 2029 | H2 Salt Cavern Storage - ON | Storage | Hydrogen | PJ | Dispatch-Storage | VOM | 0 | [6 empty] | 0.70259 | 0
LCP_Inputs_ON_Electric_Howarth_2023_05_05 | 2029 | H2 Salt Cavern Storage - ON | Storage | Hydrogen | QC | Dispatch-Storage | EmissionsCost | 0 | [6 empty] | 0.70259 | 0
LCP_Inputs_ON_Electric_Howarth_2023_05_05 | 2029 | H2 Salt Cavern Storage - ON | Storage | Hydrogen | QC | Dispatch-Storage | FuelCost | 0 | [6 empty] | 0.70259 | 0
LCP_Inputs_ON_Electric_Howarth_2023_05_05 | 2029 | H2 Salt Cavern Storage - ON | Storage | Hydrogen | QC | Dispatch-Storage | VOM | 0 | [6 empty] | 0.70259 | 0
LCP_Inputs_ON_Electric_Howarth_2023_05_05 | 2029 | H2 Salt Cavern Storage - ON | Storage | Hydrogen | WC | Dispatch-Storage | EmissionsCost | 0 | [6 empty] | 0.70259 | 0
LCP_Inputs_ON_Electric_Howarth_2023_05_05 | 2029 | H2 Salt Cavern Storage - ON | Storage | Hydrogen | WC | Dispatch-Storage | FuelCost | 0 | [6 empty] | 0.70259 | 0
LCP_Inputs_ON_Electric_Howarth_2023_05_05 | 2029 | H2 Salt Cavern Storage - ON | Storage | Hydrogen | WC | Dispatch-Storage | VOM | 0 | [6 empty] | 0.70259 | 0
LCP_Inputs_ON_Electric_Howarth_2023_05_05 | 2029 | Hydro | Generation | Electricity | MI | Dispatch-Generation | EmissionsCost | 0 | [6 empty] | 0.70259 | 0
LCP_Inputs_ON_Electric_Howarth_2023_05_05 | 2029 | Hydro | Generation | Electricity | MI | Dispatch-Generation | FuelCost | 0 | [6 empty] | 0.70259 | 0
LCP_Inputs_ON_Electric_Howarth_2023_05_05 | 2029 | Hydro | Generation | Electricity | MI | Dispatch-Generation | VOM | 0 | [6 empty] | 0.70259 | 0
LCP_Inputs_ON_Electric_Howarth_2023_05_05 | 2029 | Hydro | Generation | Electricity | NY | Dispatch-Generation | EmissionsCost | 0 | [6 empty] | 0.70259 | 0
LCP_Inputs_ON_Electric_Howarth_2023_05_05 | 2029 | Hydro | Generation | Electricity | NY | Dispatch-Generation | FuelCost | 0 | [6 empty] | 0.70259 | 0
LCP_Inputs_ON_Electric_Howarth_2023_05_05 | 2029 | Hydro | Generation | Electricity | NY | Dispatch-Generation | VOM | 0 | [6 empty] | 0.70259 | 0
LCP_Inputs_ON_Electric_Howarth_2023_05_05 | 2029 | Hydro | Generation | Electricity | ON | Dispatch-Generation | EmissionsCost | 0 | [6 empty] | 0.70259 | 0
LCP_Inputs_ON_Electric_Howarth_2023_05_05 | 2029 | Hydro | Generation | Electricity | ON | Dispatch-Generation | FuelCost | 0 | [6 empty] | 0.70259 | 0
LCP_Inputs_ON_Electric_Howarth_2023_05_05 | 2029 | Hydro | Generation | Electricity | ON | Dispatch-Generation | VOM | 0 | [6 empty] | 0.70259 | 0
LCP_Inputs_ON_Electric_Howarth_2023_05_05 | 2029 | Hydro | Generation | Electricity | PJ | Dispatch-Generation | EmissionsCost | 0 | [6 empty] | 0.70259 | 0
LCP_Inputs_ON_Electric_Howarth_2023_05_05 | 2029 | Hydro | Generation | Electricity | PJ | Dispatch-Generation | FuelCost | 0 | [6 empty] | 0.70259 | 0
LCP_Inputs_ON_Electric_Howarth_2023_05_05 | 2029 | Hydro | Generation | Electricity | PJ | Dispatch-Generation | VOM | 0 | [6 empty] | 0.70259 | 0
LCP_Inputs_ON_Electric_Howarth_2023_05_05 | 2029 | Hydro | Generation | Electricity | QC | Dispatch-Generation | EmissionsCost | 0 | [6 empty] | 0.70259 | 0
LCP_Inputs_ON_Electric_Howarth_2023_05_05 | 2029 | Hydro | Generation | Electricity | QC | Dispatch-Generation | FuelCost | 0 | [6 empty] | 0.70259 | 0
LCP_Inputs_ON_Electric_Howarth_2023_05_05 | 2029 | Hydro | Generation | Electricity | QC | Dispatch-Generation | VOM | 0 | [6 empty] | 0.70259 | 0
LCP_Inputs_ON_Electric_Howarth_2023_05_05 | 2029 | Hydro | Generation | Electricity | WC | Dispatch-Generation | EmissionsCost | 0 | [6 empty] | 0.70259 | 0
LCP_Inputs_ON_Electric_Howarth_2023_05_05 | 2029 | Hydro | Generation | Electricity | WC | Dispatch-Generation | FuelCost | 0 | [6 empty] | 0.70259 | 0
LCP_Inputs_ON_Electric_Howarth_2023_05_05 | 2029 | Hydro | Generation | Electricity | WC | Dispatch-Generation | VOM | 0 | [6 empty] | 0.70259 | 0
LCP_Inputs_ON_Electric_Howarth_2023_05_05 | 2029 | Hydro Pumped Storage | Storage | Electricity | MI | Dispatch-Storage | EmissionsCost | 0 | [6 empty] | 0.70259 | 0
LCP_Inputs_ON_Electric_Howarth_2023_05_05 | 2029 | Hydro Pumped Storage | Storage | Electricity | MI | Dispatch-Storage | FuelCost | 0 | [6 empty] | 0.70259 | 0
LCP_Inputs_ON_Electric_Howarth_2023_05_05 | 2029 | Hydro Pumped Storage | Storage | Electricity | MI | Dispatch-Storage | VOM | 0 | [6 empty] | 0.70259 | 0
LCP_Inputs_ON_Electric_Howarth_2023_05_05 | 2029 | Hydro Pumped Storage | Storage | Electricity | NY | Dispatch-Storage | EmissionsCost | 0 | [6 empty] | 0.70259 | 0
LCP_Inputs_ON_Electric_Howarth_2023_05_05 | 2029 | Hydro Pumped Storage | Storage | Electricity | NY | Dispatch-Storage | FuelCost | 0 | [6 empty] | 0.70259 | 0
LCP_Inputs_ON_Electric_Howarth_2023_05_05 | 2029 | Hydro Pumped Storage | Storage | Electricity | NY | Dispatch-Storage | VOM | 0 | [6 empty] | 0.70259 | 0
LCP_Inputs_ON_Electric_Howarth_2023_05_05 | 2029 | Hydro Pumped Storage | Storage | Electricity | ON | Dispatch-Storage | EmissionsCost | 0 | [6 empty] | 0.70259 | 0
LCP_Inputs_ON_Electric_Howarth_2023_05_05 | 2029 | Hydro Pumped Storage | Storage | Electricity | ON | Dispatch-Storage | FuelCost | 0 | [6 empty] | 0.70259 | 0
LCP_Inputs_ON_Electric_Howarth_2023_05_05 | 2029 | Hydro Pumped Storage | Storage | Electricity | ON | Dispatch-Storage | VOM | 0 | [6 empty] | 0.70259 | 0
LCP_Inputs_ON_Electric_Howarth_2023_05_05 | 2029 | Hydro Pumped Storage | Storage | Electricity | PJ | Dispatch-Storage | EmissionsCost | 0 | [6 empty] | 0.70259 | 0
LCP_Inputs_ON_Electric_Howarth_2023_05_05 | 2029 | Hydro Pumped Storage | Storage | Electricity | PJ | Dispatch-Storage | FuelCost | 0 | [6 empty] | 0.70259 | 0
LCP_Inputs_ON_Electric_Howarth_2023_05_05 | 2029 | Hydro Pumped Storage | Storage | Electricity | PJ | Dispatch-Storage | VOM | 0 | [6 empty] | 0.70259 | 0
LCP_Inputs_ON_Electric_Howarth_2023_05_05 | 2029 | Hydro Pumped Storage | Storage | Electricity | QC | Dispatch-Storage | EmissionsCost | 0 | [6 empty] | 0.70259 | 0
LCP_Inputs_ON_Electric_Howarth_2023_05_05 | 2029 | Hydro Pumped Storage | Storage | Electricity | QC | Dispatch-Storage | FuelCost | 0 | [6 empty] | 0.70259 | 0
LCP_Inputs_ON_Electric_Howarth_2023_05_05 | 2029 | Hydro Pumped Storage | Storage | Electricity | QC | Dispatch-Storage | VOM | 0 | [6 empty] | 0.70259 | 0
LCP_Inputs_ON_Electric_Howarth_2023_05_05 | 2029 | Hydro Pumped Storage | Storage | Electricity | WC | Dispatch-Storage | EmissionsCost | 0 | [6 empty] | 0.70259 | 0
LCP_Inputs_ON_Electric_Howarth_2023_05_05 | 2029 | Hydro Pumped Storage | Storage | Electricity | WC | Dispatch-Storage | FuelCost | 0 | [6 empty] | 0.70259 | 0
LCP_Inputs_ON_Electric_Howarth_2023_05_05 | 2029 | Hydro Pumped Storage | Storage | Electricity | WC | Dispatch-Storage | VOM | 0 | [6 empty] | 0.70259 | 0
LCP_Inputs_ON_Electric_Howarth_2023_05_05 | 2029 | Nuclear | Generation | Electricity | MI | Dispatch-Generation | EmissionsCost | 0 | [6 empty] | 0.70259 | 0
LCP_Inputs_ON_Electric_Howarth_2023_05_05 | 2029 | Nuclear | Generation | Electricity | MI | Dispatch-Generation | FuelCost | 0 | [6 empty] | 0.70259 | 0
LCP_Inputs_ON_Electric_Howarth_2023_05_05 | 2029 | Nuclear | Generation | Electricity | MI | Dispatch-Generation | VOM | 3301336446.912 | [6 empty] | 0.70259 | 2319475197.2833
LCP_Inputs_ON_Electric_Howarth_2023_05_05 | 2029 | Nuclear | Generation | Electricity | NY | Dispatch-Generation | EmissionsCost | 0 | [6 empty] | 0.70259 | 0
LCP_Inputs_ON_Electric_Howarth_2023_05_05 | 2029 | Nuclear | Generation | Electricity | NY | Dispatch-Generation | FuelCost | 0 | [6 empty] | 0.70259 | 0
LCP_Inputs_ON_Electric_Howarth_2023_05_05 | 2029 | Nuclear | Generation | Electricity | NY | Dispatch-Generation | VOM | 2246155230.144 | [6 empty] | 0.70259 | 1578118870.7502
LCP_Inputs_ON_Electric_Howarth_2023_05_05 | 2029 | Nuclear | Generation | Electricity | ON | Dispatch-Generation | EmissionsCost | 0 | [6 empty] | 0.70259 | 0
LCP_Inputs_ON_Electric_Howarth_2023_05_05 | 2029 | Nuclear | Generation | Electricity | ON | Dispatch-Generation | FuelCost | 0 | [6 empty] | 0.70259 | 0
LCP_Inputs_ON_Electric_Howarth_2023_05_05 | 2029 | Nuclear | Generation | Electricity | ON | Dispatch-Generation | VOM | 8790266640.96 | [6 empty] | 0.70259 | 6175924744.1396
LCP_Inputs_ON_Electric_Howarth_2023_05_05 | 2029 | Nuclear | Generation | Electricity | PJ | Dispatch-Generation | EmissionsCost | 0 | [6 empty] | 0.70259 | 0
LCP_Inputs_ON_Electric_Howarth_2023_05_05 | 2029 | Nuclear | Generation | Electricity | PJ | Dispatch-Generation | FuelCost | 0 | [6 empty] | 0.70259 | 0
LCP_Inputs_ON_Electric_Howarth_2023_05_05 | 2029 | Nuclear | Generation | Electricity | PJ | Dispatch-Generation | VOM | 9110487814.4448 | [6 empty] | 0.70259 | 6400907893.0815
LCP_Inputs_ON_Electric_Howarth_2023_05_05 | 2029 | Nuclear | Generation | Electricity | QC | Dispatch-Generation | EmissionsCost | 0 | [6 empty] | 0.70259 | 0
LCP_Inputs_ON_Electric_Howarth_2023_05_05 | 2029 | Nuclear | Generation | Electricity | QC | Dispatch-Generation | FuelCost | 0 | [6 empty] | 0.70259 | 0
LCP_Inputs_ON_Electric_Howarth_2023_05_05 | 2029 | Nuclear | Generation | Electricity | QC | Dispatch-Generation | VOM | 0 | [6 empty] | 0.70259 | 0
LCP_Inputs_ON_Electric_Howarth_2023_05_05 | 2029 | Nuclear | Generation | Electricity | WC | Dispatch-Generation | EmissionsCost | 0 | [6 empty] | 0.70259 | 0
LCP_Inputs_ON_Electric_Howarth_2023_05_05 | 2029 | Nuclear | Generation | Electricity | WC | Dispatch-Generation | FuelCost | 0 | [6 empty] | 0.70259 | 0
LCP_Inputs_ON_Electric_Howarth_2023_05_05 | 2029 | Nuclear | Generation | Electricity | WC | Dispatch-Generation | VOM | 0 | [6 empty] | 0.70259 | 0
LCP_Inputs_ON_Electric_Howarth_2023_05_05 | 2029 | Nuclear SMR | Generation | Electricity | MI | Dispatch-Generation | EmissionsCost | 0 | [6 empty] | 0.70259 | 0
LCP_Inputs_ON_Electric_Howarth_2023_05_05 | 2029 | Nuclear SMR | Generation | Electricity | MI | Dispatch-Generation | FuelCost | 0 | [6 empty] | 0.70259 | 0
LCP_Inputs_ON_Electric_Howarth_2023_05_05 | 2029 | Nuclear SMR | Generation | Electricity | MI | Dispatch-Generation | VOM | 0 | [6 empty] | 0.70259 | 0
LCP_Inputs_ON_Electric_Howarth_2023_05_05 | 2029 | Nuclear SMR | Generation | Electricity | NY | Dispatch-Generation | EmissionsCost | 0 | [6 empty] | 0.70259 | 0
LCP_Inputs_ON_Electric_Howarth_2023_05_05 | 2029 | Nuclear SMR | Generation | Electricity | NY | Dispatch-Generation | FuelCost | 0 | [6 empty] | 0.70259 | 0
LCP_Inputs_ON_Electric_Howarth_2023_05_05 | 2029 | Nuclear SMR | Generation | Electricity | NY | Dispatch-Generation | VOM | 0 | [6 empty] | 0.70259 | 0
LCP_Inputs_ON_Electric_Howarth_2023_05_05 | 2029 | Nuclear SMR | Generation | Electricity | ON | Dispatch-Generation | EmissionsCost | 0 | [6 empty] | 0.70259 | 0
LCP_Inputs_ON_Electric_Howarth_2023_05_05 | 2029 | Nuclear SMR | Generation | Electricity | ON | Dispatch-Generation | FuelCost | 0 | [6 empty] | 0.70259 | 0
LCP_Inputs_ON_Electric_Howarth_2023_05_05 | 2029 | Nuclear SMR | Generation | Electricity | ON | Dispatch-Generation | VOM | 0 | [6 empty] | 0.70259 | 0
LCP_Inputs_ON_Electric_Howarth_2023_05_05 | 2029 | Nuclear SMR | Generation | Electricity | PJ | Dispatch-Generation | EmissionsCost | 0 | [6 empty] | 0.70259 | 0
LCP_Inputs_ON_Electric_Howarth_2023_05_05 | 2029 | Nuclear SMR | Generation | Electricity | PJ | Dispatch-Generation | FuelCost | 0 | [6 empty] | 0.70259 | 0
LCP_Inputs_ON_Electric_Howarth_2023_05_05 | 2029 | Nuclear SMR | Generation | Electricity | PJ | Dispatch-Generation | VOM | 0 | [6 empty] | 0.70259 | 0
LCP_Inputs_ON_Electric_Howarth_2023_05_05 | 2029 | Nuclear SMR | Generation | Electricity | QC | Dispatch-Generation | EmissionsCost | 0 | [6 empty] | 0.70259 | 0
LCP_Inputs_ON_Electric_Howarth_2023_05_05 | 2029 | Nuclear SMR | Generation | Electricity | QC | Dispatch-Generation | FuelCost | 0 | [6 empty] | 0.70259 | 0
LCP_Inputs_ON_Electric_Howarth_2023_05_05 | 2029 | Nuclear SMR | Generation | Electricity | QC | Dispatch-Generation | VOM | 0 | [6 empty] | 0.70259 | 0
LCP_Inputs_ON_Electric_Howarth_2023_05_05 | 2029 | Nuclear SMR | Generation | Electricity | WC | Dispatch-Generation | EmissionsCost | 0 | [6 empty] | 0.70259 | 0
LCP_Inputs_ON_Electric_Howarth_2023_05_05 | 2029 | Nuclear SMR | Generation | Electricity | WC | Dispatch-Generation | FuelCost | 0 | [6 empty] | 0.70259 | 0
LCP_Inputs_ON_Electric_Howarth_2023_05_05 | 2029 | Nuclear SMR | Generation | Electricity | WC | Dispatch-Generation | VOM | 0 | [6 empty] | 0.70259 | 0
LCP_Inputs_ON_Electric_Howarth_2023_05_05 | 2029 | O/CCGT - CH4 Existing | Crossload | Electricity | MI | Dispatch-Crossload | EmissionsCost | 0 | [6 empty] | 0.70259 | 0
LCP_Inputs_ON_Electric_Howarth_2023_05_05 | 2029 | O/CCGT - CH4 Existing | Crossload | Electricity | MI | Dispatch-Crossload | FuelCost | 0 | [6 empty] | 0.70259 | 0
LCP_Inputs_ON_Electric_Howarth_2023_05_05 | 2029 | O/CCGT - CH4 Existing | Crossload | Electricity | MI | Dispatch-Crossload | VOM | 0 | [6 empty] | 0.70259 | 0
LCP_Inputs_ON_Electric_Howarth_2023_05_05 | 2029 | O/CCGT - CH4 Existing | Crossload | Electricity | NY | Dispatch-Crossload | EmissionsCost | 0 | [6 empty] | 0.70259 | 0
LCP_Inputs_ON_Electric_Howarth_2023_05_05 | 2029 | O/CCGT - CH4 Existing | Crossload | Electricity | NY | Dispatch-Crossload | FuelCost | 0 | [6 empty] | 0.70259 | 0
LCP_Inputs_ON_Electric_Howarth_2023_05_05 | 2029 | O/CCGT - CH4 Existing | Crossload | Electricity | NY | Dispatch-Crossload | VOM | 0 | [6 empty] | 0.70259 | 0
LCP_Inputs_ON_Electric_Howarth_2023_05_05 | 2029 | O/CCGT - CH4 Existing | Crossload | Electricity | ON | Dispatch-Crossload | EmissionsCost | 0 | [6 empty] | 0.70259 | 0
LCP_Inputs_ON_Electric_Howarth_2023_05_05 | 2029 | O/CCGT - CH4 Existing | Crossload | Electricity | ON | Dispatch-Crossload | FuelCost | 0 | [6 empty] | 0.70259 | 0
LCP_Inputs_ON_Electric_Howarth_2023_05_05 | 2029 | O/CCGT - CH4 Existing | Crossload | Electricity | ON | Dispatch-Crossload | VOM | 0 | [6 empty] | 0.70259 | 0
LCP_Inputs_ON_Electric_Howarth_2023_05_05 | 2029 | O/CCGT - CH4 Existing | Crossload | Electricity | PJ | Dispatch-Crossload | EmissionsCost | 0 | [6 empty] | 0.70259 | 0
LCP_Inputs_ON_Electric_Howarth_2023_05_05 | 2029 | O/CCGT - CH4 Existing | Crossload | Electricity | PJ | Dispatch-Crossload | FuelCost | 0 | [6 empty] | 0.70259 | 0
LCP_Inputs_ON_Electric_Howarth_2023_05_05 | 2029 | O/CCGT - CH4 Existing | Crossload | Electricity | PJ | Dispatch-Crossload | VOM | 0 | [6 empty] | 0.70259 | 0
LCP_Inputs_ON_Electric_Howarth_2023_05_05 | 2029 | O/CCGT - CH4 Existing | Crossload | Electricity | QC | Dispatch-Crossload | EmissionsCost | 0 | [6 empty] | 0.70259 | 0
LCP_Inputs_ON_Electric_Howarth_2023_05_05 | 2029 | O/CCGT - CH4 Existing | Crossload | Electricity | QC | Dispatch-Crossload | FuelCost | 0 | [6 empty] | 0.70259 | 0
LCP_Inputs_ON_Electric_Howarth_2023_05_05 | 2029 | O/CCGT - CH4 Existing | Crossload | Electricity | QC | Dispatch-Crossload | VOM | 0 | [6 empty] | 0.70259 | 0
LCP_Inputs_ON_Electric_Howarth_2023_05_05 | 2029 | O/CCGT - CH4 Existing | Crossload | Electricity | WC | Dispatch-Crossload | EmissionsCost | 0 | [6 empty] | 0.70259 | 0
LCP_Inputs_ON_Electric_Howarth_2023_05_05 | 2029 | O/CCGT - CH4 Existing | Crossload | Electricity | WC | Dispatch-Crossload | FuelCost | 0 | [6 empty] | 0.70259 | 0
LCP_Inputs_ON_Electric_Howarth_2023_05_05 | 2029 | O/CCGT - CH4 Existing | Crossload | Electricity | WC | Dispatch-Crossload | VOM | 0 | [6 empty] | 0.70259 | 0
LCP_Inputs_ON_Electric_Howarth_2023_05_05 | 2029 | O/CCGT - CH4 New | Crossload | Electricity | MI | Dispatch-Crossload | EmissionsCost | 0 | [6 empty] | 0.70259 | 0
LCP_Inputs_ON_Electric_Howarth_2023_05_05 | 2029 | O/CCGT - CH4 New | Crossload | Electricity | MI | Dispatch-Crossload | FuelCost | 0 | [6 empty] | 0.70259 | 0
LCP_Inputs_ON_Electric_Howarth_2023_05_05 | 2029 | O/CCGT - CH4 New | Crossload | Electricity | MI | Dispatch-Crossload | VOM | 0 | [6 empty] | 0.70259 | 0
LCP_Inputs_ON_Electric_Howarth_2023_05_05 | 2029 | O/CCGT - CH4 New | Crossload | Electricity | NY | Dispatch-Crossload | EmissionsCost | 0 | [6 empty] | 0.70259 | 0
LCP_Inputs_ON_Electric_Howarth_2023_05_05 | 2029 | O/CCGT - CH4 New | Crossload | Electricity | NY | Dispatch-Crossload | FuelCost | 0 | [6 empty] | 0.70259 | 0
LCP_Inputs_ON_Electric_Howarth_2023_05_05 | 2029 | O/CCGT - CH4 New | Crossload | Electricity | NY | Dispatch-Crossload | VOM | 0 | [6 empty] | 0.70259 | 0
LCP_Inputs_ON_Electric_Howarth_2023_05_05 | 2029 | O/CCGT - CH4 New | Crossload | Electricity | ON | Dispatch-Crossload | EmissionsCost | 0 | [6 empty] | 0.70259 | 0
LCP_Inputs_ON_Electric_Howarth_2023_05_05 | 2029 | O/CCGT - CH4 New | Crossload | Electricity | ON | Dispatch-Crossload | FuelCost | 0 | [6 empty] | 0.70259 | 0
LCP_Inputs_ON_Electric_Howarth_2023_05_05 | 2029 | O/CCGT - CH4 New | Crossload | Electricity | ON | Dispatch-Crossload | VOM | 0 | [6 empty] | 0.70259 | 0
LCP_Inputs_ON_Electric_Howarth_2023_05_05 | 2029 | O/CCGT - CH4 New | Crossload | Electricity | PJ | Dispatch-Crossload | EmissionsCost | 0 | [6 empty] | 0.70259 | 0
LCP_Inputs_ON_Electric_Howarth_2023_05_05 | 2029 | O/CCGT - CH4 New | Crossload | Electricity | PJ | Dispatch-Crossload | FuelCost | 0 | [6 empty] | 0.70259 | 0
LCP_Inputs_ON_Electric_Howarth_2023_05_05 | 2029 | O/CCGT - CH4 New | Crossload | Electricity | PJ | Dispatch-Crossload | VOM | 0 | [6 empty] | 0.70259 | 0
LCP_Inputs_ON_Electric_Howarth_2023_05_05 | 2029 | O/CCGT - CH4 New | Crossload | Electricity | QC | Dispatch-Crossload | EmissionsCost | 0 | [6 empty] | 0.70259 | 0
LCP_Inputs_ON_Electric_Howarth_2023_05_05 | 2029 | O/CCGT - CH4 New | Crossload | Electricity | QC | Dispatch-Crossload | FuelCost | 0 | [6 empty] | 0.70259 | 0
LCP_Inputs_ON_Electric_Howarth_2023_05_05 | 2029 | O/CCGT - CH4 New | Crossload | Electricity | QC | Dispatch-Crossload | VOM | 0 | [6 empty] | 0.70259 | 0
LCP_Inputs_ON_Electric_Howarth_2023_05_05 | 2029 | O/CCGT - CH4 New | Crossload | Electricity | WC | Dispatch-Crossload | EmissionsCost | 0 | [6 empty] | 0.70259 | 0
LCP_Inputs_ON_Electric_Howarth_2023_05_05 | 2029 | O/CCGT - CH4 New | Crossload | Electricity | WC | Dispatch-Crossload | FuelCost | 0 | [6 empty] | 0.70259 | 0
LCP_Inputs_ON_Electric_Howarth_2023_05_05 | 2029 | O/CCGT - CH4 New | Crossload | Electricity | WC | Dispatch-Crossload | VOM | 0 | [6 empty] | 0.70259 | 0
LCP_Inputs_ON_Electric_Howarth_2023_05_05 | 2029 | O/CCGT - H2 New | Crossload | Electricity | MI | Dispatch-Crossload | EmissionsCost | 0 | [6 empty] | 0.70259 | 0
LCP_Inputs_ON_Electric_Howarth_2023_05_05 | 2029 | O/CCGT - H2 New | Crossload | Electricity | MI | Dispatch-Crossload | FuelCost | 0 | [6 empty] | 0.70259 | 0
LCP_Inputs_ON_Electric_Howarth_2023_05_05 | 2029 | O/CCGT - H2 New | Crossload | Electricity | MI | Dispatch-Crossload | VOM | 0 | [6 empty] | 0.70259 | 0
LCP_Inputs_ON_Electric_Howarth_2023_05_05 | 2029 | O/CCGT - H2 New | Crossload | Electricity | NY | Dispatch-Crossload | EmissionsCost | 0 | [6 empty] | 0.70259 | 0
LCP_Inputs_ON_Electric_Howarth_2023_05_05 | 2029 | O/CCGT - H2 New | Crossload | Electricity | NY | Dispatch-Crossload | FuelCost | 0 | [6 empty] | 0.70259 | 0
LCP_Inputs_ON_Electric_Howarth_2023_05_05 | 2029 | O/CCGT - H2 New | Crossload | Electricity | NY | Dispatch-Crossload | VOM | 0 | [6 empty] | 0.70259 | 0
LCP_Inputs_ON_Electric_Howarth_2023_05_05 | 2029 | O/CCGT - H2 New | Crossload | Electricity | ON | Dispatch-Crossload | EmissionsCost | 0 | [6 empty] | 0.70259 | 0
LCP_Inputs_ON_Electric_Howarth_2023_05_05 | 2029 | O/CCGT - H2 New | Crossload | Electricity | ON | Dispatch-Crossload | FuelCost | 0 | [6 empty] | 0.70259 | 0
LCP_Inputs_ON_Electric_Howarth_2023_05_05 | 2029 | O/CCGT - H2 New | Crossload | Electricity | ON | Dispatch-Crossload | VOM | 0 | [6 empty] | 0.70259 | 0
LCP_Inputs_ON_Electric_Howarth_2023_05_05 | 2029 | O/CCGT - H2 New | Crossload | Electricity | PJ | Dispatch-Crossload | EmissionsCost | 0 | [6 empty] | 0.70259 | 0
LCP_Inputs_ON_Electric_Howarth_2023_05_05 | 2029 | O/CCGT - H2 New | Crossload | Electricity | PJ | Dispatch-Crossload | FuelCost | 0 | [6 empty] | 0.70259 | 0
LCP_Inputs_ON_Electric_Howarth_2023_05_05 | 2029 | O/CCGT - H2 New | Crossload | Electricity | PJ | Dispatch-Crossload | VOM | 0 | [6 empty] | 0.70259 | 0
LCP_Inputs_ON_Electric_Howarth_2023_05_05 | 2029 | O/CCGT - H2 New | Crossload | Electricity | QC | Dispatch-Crossload | EmissionsCost | 0 | [6 empty] | 0.70259 | 0
LCP_Inputs_ON_Electric_Howarth_2023_05_05 | 2029 | O/CCGT - H2 New | Crossload | Electricity | QC | Dispatch-Crossload | FuelCost | 0 | [6 empty] | 0.70259 | 0
LCP_Inputs_ON_Electric_Howarth_2023_05_05 | 2029 | O/CCGT - H2 New | Crossload | Electricity | QC | Dispatch-Crossload | VOM | 0 | [6 empty] | 0.70259 | 0
LCP_Inputs_ON_Electric_Howarth_2023_05_05 | 2029 | O/CCGT - H2 New | Crossload | Electricity | WC | Dispatch-Crossload | EmissionsCost | 0 | [6 empty] | 0.70259 | 0
LCP_Inputs_ON_Electric_Howarth_2023_05_05 | 2029 | O/CCGT - H2 New | Crossload | Electricity | WC | Dispatch-Crossload | FuelCost | 0 | [6 empty] | 0.70259 | 0
LCP_Inputs_ON_Electric_Howarth_2023_05_05 | 2029 | O/CCGT - H2 New | Crossload | Electricity | WC | Dispatch-Crossload | VOM | 0 | [6 empty] | 0.70259 | 0
LCP_Inputs_ON_Electric_Howarth_2023_05_05 | 2029 | SMR CCS | Generation | Hydrogen | MI | Dispatch-Generation | EmissionsCost | 0 | [6 empty] | 0.70259 | 0
LCP_Inputs_ON_Electric_Howarth_2023_05_05 | 2029 | SMR CCS | Generation | Hydrogen | MI | Dispatch-Generation | FuelCost | 0 | [6 empty] | 0.70259 | 0
LCP_Inputs_ON_Electric_Howarth_2023_05_05 | 2029 | SMR CCS | Generation | Hydrogen | MI | Dispatch-Generation | VOM | 0 | [6 empty] | 0.70259 | 0
LCP_Inputs_ON_Electric_Howarth_2023_05_05 | 2029 | SMR CCS | Generation | Hydrogen | NY | Dispatch-Generation | EmissionsCost | 0 | [6 empty] | 0.70259 | 0
LCP_Inputs_ON_Electric_Howarth_2023_05_05 | 2029 | SMR CCS | Generation | Hydrogen | NY | Dispatch-Generation | FuelCost | 0 | [6 empty] | 0.70259 | 0
LCP_Inputs_ON_Electric_Howarth_2023_05_05 | 2029 | SMR CCS | Generation | Hydrogen | NY | Dispatch-Generation | VOM | 0 | [6 empty] | 0.70259 | 0
LCP_Inputs_ON_Electric_Howarth_2023_05_05 | 2029 | SMR CCS | Generation | Hydrogen | ON | Dispatch-Generation | EmissionsCost | 0 | [6 empty] | 0.70259 | 0
LCP_Inputs_ON_Electric_Howarth_2023_05_05 | 2029 | SMR CCS | Generation | Hydrogen | ON | Dispatch-Generation | FuelCost | 0 | [6 empty] | 0.70259 | 0
LCP_Inputs_ON_Electric_Howarth_2023_05_05 | 2029 | SMR CCS | Generation | Hydrogen | ON | Dispatch-Generation | VOM | 0 | [6 empty] | 0.70259 | 0
LCP_Inputs_ON_Electric_Howarth_2023_05_05 | 2029 | SMR CCS | Generation | Hydrogen | PJ | Dispatch-Generation | EmissionsCost | 0 | [6 empty] | 0.70259 | 0
LCP_Inputs_ON_Electric_Howarth_2023_05_05 | 2029 | SMR CCS | Generation | Hydrogen | PJ | Dispatch-Generation | FuelCost | 0 | [6 empty] | 0.70259 | 0
LCP_Inputs_ON_Electric_Howarth_2023_05_05 | 2029 | SMR CCS | Generation | Hydrogen | PJ | Dispatch-Generation | VOM | 0 | [6 empty] | 0.70259 | 0
LCP_Inputs_ON_Electric_Howarth_2023_05_05 | 2029 | SMR CCS | Generation | Hydrogen | QC | Dispatch-Generation | EmissionsCost | 0 | [6 empty] | 0.70259 | 0
LCP_Inputs_ON_Electric_Howarth_2023_05_05 | 2029 | SMR CCS | Generation | Hydrogen | QC | Dispatch-Generation | FuelCost | 0 | [6 empty] | 0.70259 | 0
LCP_Inputs_ON_Electric_Howarth_2023_05_05 | 2029 | SMR CCS | Generation | Hydrogen | QC | Dispatch-Generation | VOM | 0 | [6 empty] | 0.70259 | 0
LCP_Inputs_ON_Electric_Howarth_2023_05_05 | 2029 | SMR CCS | Generation | Hydrogen | WC | Dispatch-Generation | EmissionsCost | 0 | [6 empty] | 0.70259 | 0
LCP_Inputs_ON_Electric_Howarth_2023_05_05 | 2029 | SMR CCS | Generation | Hydrogen | WC | Dispatch-Generation | FuelCost | 0 | [6 empty] | 0.70259 | 0
LCP_Inputs_ON_Electric_Howarth_2023_05_05 | 2029 | SMR CCS | Generation | Hydrogen | WC | Dispatch-Generation | VOM | 0 | [6 empty] | 0.70259 | 0
LCP_Inputs_ON_Electric_Howarth_2023_05_05 | 2029 | Solar PV | Generation | Electricity | MI | Dispatch-Generation | EmissionsCost | 0 | [6 empty] | 0.70259 | 0
LCP_Inputs_ON_Electric_Howarth_2023_05_05 | 2029 | Solar PV | Generation | Electricity | MI | Dispatch-Generation | FuelCost | 0 | [6 empty] | 0.70259 | 0
LCP_Inputs_ON_Electric_Howarth_2023_05_05 | 2029 | Solar PV | Generation | Electricity | MI | Dispatch-Generation | VOM | 0 | [6 empty] | 0.70259 | 0
LCP_Inputs_ON_Electric_Howarth_2023_05_05 | 2029 | Solar PV | Generation | Electricity | NY | Dispatch-Generation | EmissionsCost | 0 | [6 empty] | 0.70259 | 0
LCP_Inputs_ON_Electric_Howarth_2023_05_05 | 2029 | Solar PV | Generation | Electricity | NY | Dispatch-Generation | FuelCost | 0 | [6 empty] | 0.70259 | 0
LCP_Inputs_ON_Electric_Howarth_2023_05_05 | 2029 | Solar PV | Generation | Electricity | NY | Dispatch-Generation | VOM | 0 | [6 empty] | 0.70259 | 0
LCP_Inputs_ON_Electric_Howarth_2023_05_05 | 2029 | Solar PV | Generation | Electricity | ON | Dispatch-Generation | EmissionsCost | 0 | [6 empty] | 0.70259 | 0
LCP_Inputs_ON_Electric_Howarth_2023_05_05 | 2029 | Solar PV | Generation | Electricity | ON | Dispatch-Generation | FuelCost | 0 | [6 empty] | 0.70259 | 0
LCP_Inputs_ON_Electric_Howarth_2023_05_05 | 2029 | Solar PV | Generation | Electricity | ON | Dispatch-Generation | VOM | 0 | [6 empty] | 0.70259 | 0
LCP_Inputs_ON_Electric_Howarth_2023_05_05 | 2029 | Solar PV | Generation | Electricity | PJ | Dispatch-Generation | EmissionsCost | 0 | [6 empty] | 0.70259 | 0
LCP_Inputs_ON_Electric_Howarth_2023_05_05 | 2029 | Solar PV | Generation | Electricity | PJ | Dispatch-Generation | FuelCost | 0 | [6 empty] | 0.70259 | 0
LCP_Inputs_ON_Electric_Howarth_2023_05_05 | 2029 | Solar PV | Generation | Electricity | PJ | Dispatch-Generation | VOM | 0 | [6 empty] | 0.70259 | 0
LCP_Inputs_ON_Electric_Howarth_2023_05_05 | 2029 | Solar PV | Generation | Electricity | QC | Dispatch-Generation | EmissionsCost | 0 | [6 empty] | 0.70259 | 0
LCP_Inputs_ON_Electric_Howarth_2023_05_05 | 2029 | Solar PV | Generation | Electricity | QC | Dispatch-Generation | FuelCost | 0 | [6 empty] | 0.70259 | 0
LCP_Inputs_ON_Electric_Howarth_2023_05_05 | 2029 | Solar PV | Generation | Electricity | QC | Dispatch-Generation | VOM | 0 | [6 empty] | 0.70259 | 0
LCP_Inputs_ON_Electric_Howarth_2023_05_05 | 2029 | Solar PV | Generation | Electricity | WC | Dispatch-Generation | EmissionsCost | 0 | [6 empty] | 0.70259 | 0
LCP_Inputs_ON_Electric_Howarth_2023_05_05 | 2029 | Solar PV | Generation | Electricity | WC | Dispatch-Generation | FuelCost | 0 | [6 empty] | 0.70259 | 0
LCP_Inputs_ON_Electric_Howarth_2023_05_05 | 2029 | Solar PV | Generation | Electricity | WC | Dispatch-Generation | VOM | 0 | [6 empty] | 0.70259 | 0
LCP_Inputs_ON_Electric_Howarth_2023_05_05 | 2029 | Wind Offshore | Generation | Electricity | MI | Dispatch-Generation | EmissionsCost | 0 | [6 empty] | 0.70259 | 0
LCP_Inputs_ON_Electric_Howarth_2023_05_05 | 2029 | Wind Offshore | Generation | Electricity | MI | Dispatch-Generation | FuelCost | 0 | [6 empty] | 0.70259 | 0
LCP_Inputs_ON_Electric_Howarth_2023_05_05 | 2029 | Wind Offshore | Generation | Electricity | MI | Dispatch-Generation | VOM | 0 | [6 empty] | 0.70259 | 0
LCP_Inputs_ON_Electric_Howarth_2023_05_05 | 2029 | Wind Offshore | Generation | Electricity | NY | Dispatch-Generation | EmissionsCost | 0 | [6 empty] | 0.70259 | 0
LCP_Inputs_ON_Electric_Howarth_2023_05_05 | 2029 | Wind Offshore | Generation | Electricity | NY | Dispatch-Generation | FuelCost | 0 | [6 empty] | 0.70259 | 0
LCP_Inputs_ON_Electric_Howarth_2023_05_05 | 2029 | Wind Offshore | Generation | Electricity | NY | Dispatch-Generation | VOM | 0 | [6 empty] | 0.70259 | 0
LCP_Inputs_ON_Electric_Howarth_2023_05_05 | 2029 | Wind Offshore | Generation | Electricity | ON | Dispatch-Generation | EmissionsCost | 0 | [6 empty] | 0.70259 | 0
LCP_Inputs_ON_Electric_Howarth_2023_05_05 | 2029 | Wind Offshore | Generation | Electricity | ON | Dispatch-Generation | FuelCost | 0 | [6 empty] | 0.70259 | 0
LCP_Inputs_ON_Electric_Howarth_2023_05_05 | 2029 | Wind Offshore | Generation | Electricity | ON | Dispatch-Generation | VOM | 0 | [6 empty] | 0.70259 | 0
LCP_Inputs_ON_Electric_Howarth_2023_05_05 | 2029 | Wind Offshore | Generation | Electricity | PJ | Dispatch-Generation | EmissionsCost | 0 | [6 empty] | 0.70259 | 0
LCP_Inputs_ON_Electric_Howarth_2023_05_05 | 2029 | Wind Offshore | Generation | Electricity | PJ | Dispatch-Generation | FuelCost | 0 | [6 empty] | 0.70259 | 0
LCP_Inputs_ON_Electric_Howarth_2023_05_05 | 2029 | Wind Offshore | Generation | Electricity | PJ | Dispatch-Generation | VOM | 0 | [6 empty] | 0.70259 | 0
LCP_Inputs_ON_Electric_Howarth_2023_05_05 | 2029 | Wind Offshore | Generation | Electricity | QC | Dispatch-Generation | EmissionsCost | 0 | [6 empty] | 0.70259 | 0
LCP_Inputs_ON_Electric_Howarth_2023_05_05 | 2029 | Wind Offshore | Generation | Electricity | QC | Dispatch-Generation | FuelCost | 0 | [6 empty] | 0.70259 | 0
LCP_Inputs_ON_Electric_Howarth_2023_05_05 | 2029 | Wind Offshore | Generation | Electricity | QC | Dispatch-Generation | VOM | 0 | [6 empty] | 0.70259 | 0
LCP_Inputs_ON_Electric_Howarth_2023_05_05 | 2029 | Wind Offshore | Generation | Electricity | WC | Dispatch-Generation | EmissionsCost | 0 | [6 empty] | 0.70259 | 0
LCP_Inputs_ON_Electric_Howarth_2023_05_05 | 2029 | Wind Offshore | Generation | Electricity | WC | Dispatch-Generation | FuelCost | 0 | [6 empty] | 0.70259 | 0
LCP_Inputs_ON_Electric_Howarth_2023_05_05 | 2029 | Wind Offshore | Generation | Electricity | WC | Dispatch-Generation | VOM | 0 | [6 empty] | 0.70259 | 0
LCP_Inputs_ON_Electric_Howarth_2023_05_05 | 2029 | Wind Onshore | Generation | Electricity | MI | Dispatch-Generation | EmissionsCost | 0 | [6 empty] | 0.70259 | 0
LCP_Inputs_ON_Electric_Howarth_2023_05_05 | 2029 | Wind Onshore | Generation | Electricity | MI | Dispatch-Generation | FuelCost | 0 | [6 empty] | 0.70259 | 0
LCP_Inputs_ON_Electric_Howarth_2023_05_05 | 2029 | Wind Onshore | Generation | Electricity | MI | Dispatch-Generation | VOM | 0 | [6 empty] | 0.70259 | 0
LCP_Inputs_ON_Electric_Howarth_2023_05_05 | 2029 | Wind Onshore | Generation | Electricity | NY | Dispatch-Generation | EmissionsCost | 0 | [6 empty] | 0.70259 | 0
LCP_Inputs_ON_Electric_Howarth_2023_05_05 | 2029 | Wind Onshore | Generation | Electricity | NY | Dispatch-Generation | FuelCost | 0 | [6 empty] | 0.70259 | 0
LCP_Inputs_ON_Electric_Howarth_2023_05_05 | 2029 | Wind Onshore | Generation | Electricity | NY | Dispatch-Generation | VOM | 0 | [6 empty] | 0.70259 | 0
LCP_Inputs_ON_Electric_Howarth_2023_05_05 | 2029 | Wind Onshore | Generation | Electricity | ON | Dispatch-Generation | EmissionsCost | 0 | [6 empty] | 0.70259 | 0
LCP_Inputs_ON_Electric_Howarth_2023_05_05 | 2029 | Wind Onshore | Generation | Electricity | ON | Dispatch-Generation | FuelCost | 0 | [6 empty] | 0.70259 | 0
LCP_Inputs_ON_Electric_Howarth_2023_05_05 | 2029 | Wind Onshore | Generation | Electricity | ON | Dispatch-Generation | VOM | 0 | [6 empty] | 0.70259 | 0
LCP_Inputs_ON_Electric_Howarth_2023_05_05 | 2029 | Wind Onshore | Generation | Electricity | PJ | Dispatch-Generation | EmissionsCost | 0 | [6 empty] | 0.70259 | 0
LCP_Inputs_ON_Electric_Howarth_2023_05_05 | 2029 | Wind Onshore | Generation | Electricity | PJ | Dispatch-Generation | FuelCost | 0 | [6 empty] | 0.70259 | 0
LCP_Inputs_ON_Electric_Howarth_2023_05_05 | 2029 | Wind Onshore | Generation | Electricity | PJ | Dispatch-Generation | VOM | 0 | [6 empty] | 0.70259 | 0
LCP_Inputs_ON_Electric_Howarth_2023_05_05 | 2029 | Wind Onshore | Generation | Electricity | QC | Dispatch-Generation | EmissionsCost | 0 | [6 empty] | 0.70259 | 0
LCP_Inputs_ON_Electric_Howarth_2023_05_05 | 2029 | Wind Onshore | Generation | Electricity | QC | Dispatch-Generation | FuelCost | 0 | [6 empty] | 0.70259 | 0
LCP_Inputs_ON_Electric_Howarth_2023_05_05 | 2029 | Wind Onshore | Generation | Electricity | QC | Dispatch-Generation | VOM | 0 | [6 empty] | 0.70259 | 0
LCP_Inputs_ON_Electric_Howarth_2023_05_05 | 2029 | Wind Onshore | Generation | Electricity | WC | Dispatch-Generation | EmissionsCost | 0 | [6 empty] | 0.70259 | 0
LCP_Inputs_ON_Electric_Howarth_2023_05_05 | 2029 | Wind Onshore | Generation | Electricity | WC | Dispatch-Generation | FuelCost | 0 | [6 empty] | 0.70259 | 0
LCP_Inputs_ON_Electric_Howarth_2023_05_05 | 2029 | Wind Onshore | Generation | Electricity | WC | Dispatch-Generation | VOM | 0 | [6 empty] | 0.70259 | 0
LCP_Inputs_ON_Electric_Howarth_2023_05_05 | 2030 | Anaerobic Digestion | Generation | Methane | MI | Dispatch-Generation | EmissionsCost | 0 | [6 empty] | 0.67556 | 0
LCP_Inputs_ON_Electric_Howarth_2023_05_05 | 2030 | Anaerobic Digestion | Generation | Methane | MI | Dispatch-Generation | FuelCost | 0 | [6 empty] | 0.67556 | 0
LCP_Inputs_ON_Electric_Howarth_2023_05_05 | 2030 | Anaerobic Digestion | Generation | Methane | MI | Dispatch-Generation | VOM | 0 | [6 empty] | 0.67556 | 0
LCP_Inputs_ON_Electric_Howarth_2023_05_05 | 2030 | Anaerobic Digestion | Generation | Methane | NY | Dispatch-Generation | EmissionsCost | 0 | [6 empty] | 0.67556 | 0
LCP_Inputs_ON_Electric_Howarth_2023_05_05 | 2030 | Anaerobic Digestion | Generation | Methane | NY | Dispatch-Generation | FuelCost | 0 | [6 empty] | 0.67556 | 0
LCP_Inputs_ON_Electric_Howarth_2023_05_05 | 2030 | Anaerobic Digestion | Generation | Methane | NY | Dispatch-Generation | VOM | 0 | [6 empty] | 0.67556 | 0
LCP_Inputs_ON_Electric_Howarth_2023_05_05 | 2030 | Anaerobic Digestion | Generation | Methane | ON | Dispatch-Generation | EmissionsCost | 0 | [6 empty] | 0.67556 | 0
LCP_Inputs_ON_Electric_Howarth_2023_05_05 | 2030 | Anaerobic Digestion | Generation | Methane | ON | Dispatch-Generation | FuelCost | 0 | [6 empty] | 0.67556 | 0
LCP_Inputs_ON_Electric_Howarth_2023_05_05 | 2030 | Anaerobic Digestion | Generation | Methane | ON | Dispatch-Generation | VOM | 0 | [6 empty] | 0.67556 | 0
LCP_Inputs_ON_Electric_Howarth_2023_05_05 | 2030 | Anaerobic Digestion | Generation | Methane | PJ | Dispatch-Generation | EmissionsCost | 0 | [6 empty] | 0.67556 | 0
LCP_Inputs_ON_Electric_Howarth_2023_05_05 | 2030 | Anaerobic Digestion | Generation | Methane | PJ | Dispatch-Generation | FuelCost | 0 | [6 empty] | 0.67556 | 0
LCP_Inputs_ON_Electric_Howarth_2023_05_05 | 2030 | Anaerobic Digestion | Generation | Methane | PJ | Dispatch-Generation | VOM | 0 | [6 empty] | 0.67556 | 0
LCP_Inputs_ON_Electric_Howarth_2023_05_05 | 2030 | Anaerobic Digestion | Generation | Methane | QC | Dispatch-Generation | EmissionsCost | 0 | [6 empty] | 0.67556 | 0
LCP_Inputs_ON_Electric_Howarth_2023_05_05 | 2030 | Anaerobic Digestion | Generation | Methane | QC | Dispatch-Generation | FuelCost | 0 | [6 empty] | 0.67556 | 0
LCP_Inputs_ON_Electric_Howarth_2023_05_05 | 2030 | Anaerobic Digestion | Generation | Methane | QC | Dispatch-Generation | VOM | 0 | [6 empty] | 0.67556 | 0
LCP_Inputs_ON_Electric_Howarth_2023_05_05 | 2030 | Anaerobic Digestion | Generation | Methane | WC | Dispatch-Generation | EmissionsCost | 0 | [6 empty] | 0.67556 | 0
LCP_Inputs_ON_Electric_Howarth_2023_05_05 | 2030 | Anaerobic Digestion | Generation | Methane | WC | Dispatch-Generation | FuelCost | 0 | [6 empty] | 0.67556 | 0
LCP_Inputs_ON_Electric_Howarth_2023_05_05 | 2030 | Anaerobic Digestion | Generation | Methane | WC | Dispatch-Generation | VOM | 0 | [6 empty] | 0.67556 | 0
LCP_Inputs_ON_Electric_Howarth_2023_05_05 | 2030 | Battery Storage | Storage | Electricity | MI | Dispatch-Storage | EmissionsCost | 0 | [6 empty] | 0.67556 | 0
LCP_Inputs_ON_Electric_Howarth_2023_05_05 | 2030 | Battery Storage | Storage | Electricity | MI | Dispatch-Storage | FuelCost | 0 | [6 empty] | 0.67556 | 0
LCP_Inputs_ON_Electric_Howarth_2023_05_05 | 2030 | Battery Storage | Storage | Electricity | MI | Dispatch-Storage | VOM | 0 | [6 empty] | 0.67556 | 0
LCP_Inputs_ON_Electric_Howarth_2023_05_05 | 2030 | Battery Storage | Storage | Electricity | NY | Dispatch-Storage | EmissionsCost | 0 | [6 empty] | 0.67556 | 0
LCP_Inputs_ON_Electric_Howarth_2023_05_05 | 2030 | Battery Storage | Storage | Electricity | NY | Dispatch-Storage | FuelCost | 0 | [6 empty] | 0.67556 | 0
LCP_Inputs_ON_Electric_Howarth_2023_05_05 | 2030 | Battery Storage | Storage | Electricity | NY | Dispatch-Storage | VOM | 0 | [6 empty] | 0.67556 | 0
LCP_Inputs_ON_Electric_Howarth_2023_05_05 | 2030 | Battery Storage | Storage | Electricity | ON | Dispatch-Storage | EmissionsCost | 0 | [6 empty] | 0.67556 | 0
LCP_Inputs_ON_Electric_Howarth_2023_05_05 | 2030 | Battery Storage | Storage | Electricity | ON | Dispatch-Storage | FuelCost | 0 | [6 empty] | 0.67556 | 0
LCP_Inputs_ON_Electric_Howarth_2023_05_05 | 2030 | Battery Storage | Storage | Electricity | ON | Dispatch-Storage | VOM | 0 | [6 empty] | 0.67556 | 0
LCP_Inputs_ON_Electric_Howarth_2023_05_05 | 2030 | Battery Storage | Storage | Electricity | PJ | Dispatch-Storage | EmissionsCost | 0 | [6 empty] | 0.67556 | 0
LCP_Inputs_ON_Electric_Howarth_2023_05_05 | 2030 | Battery Storage | Storage | Electricity | PJ | Dispatch-Storage | FuelCost | 0 | [6 empty] | 0.67556 | 0
LCP_Inputs_ON_Electric_Howarth_2023_05_05 | 2030 | Battery Storage | Storage | Electricity | PJ | Dispatch-Storage | VOM | 0 | [6 empty] | 0.67556 | 0
LCP_Inputs_ON_Electric_Howarth_2023_05_05 | 2030 | Battery Storage | Storage | Electricity | QC | Dispatch-Storage | EmissionsCost | 0 | [6 empty] | 0.67556 | 0
LCP_Inputs_ON_Electric_Howarth_2023_05_05 | 2030 | Battery Storage | Storage | Electricity | QC | Dispatch-Storage | FuelCost | 0 | [6 empty] | 0.67556 | 0
LCP_Inputs_ON_Electric_Howarth_2023_05_05 | 2030 | Battery Storage | Storage | Electricity | QC | Dispatch-Storage | VOM | 0 | [6 empty] | 0.67556 | 0
LCP_Inputs_ON_Electric_Howarth_2023_05_05 | 2030 | Battery Storage | Storage | Electricity | WC | Dispatch-Storage | EmissionsCost | 0 | [6 empty] | 0.67556 | 0
LCP_Inputs_ON_Electric_Howarth_2023_05_05 | 2030 | Battery Storage | Storage | Electricity | WC | Dispatch-Storage | FuelCost | 0 | [6 empty] | 0.67556 | 0
LCP_Inputs_ON_Electric_Howarth_2023_05_05 | 2030 | Battery Storage | Storage | Electricity | WC | Dispatch-Storage | VOM | 0 | [6 empty] | 0.67556 | 0
LCP_Inputs_ON_Electric_Howarth_2023_05_05 | 2030 | Biomass | Generation | Electricity | MI | Dispatch-Generation | EmissionsCost | 0 | [6 empty] | 0.67556 | 0
LCP_Inputs_ON_Electric_Howarth_2023_05_05 | 2030 | Biomass | Generation | Electricity | MI | Dispatch-Generation | FuelCost | 0 | [6 empty] | 0.67556 | 0
LCP_Inputs_ON_Electric_Howarth_2023_05_05 | 2030 | Biomass | Generation | Electricity | MI | Dispatch-Generation | VOM | 0 | [6 empty] | 0.67556 | 0
LCP_Inputs_ON_Electric_Howarth_2023_05_05 | 2030 | Biomass | Generation | Electricity | NY | Dispatch-Generation | EmissionsCost | 0 | [6 empty] | 0.67556 | 0
LCP_Inputs_ON_Electric_Howarth_2023_05_05 | 2030 | Biomass | Generation | Electricity | NY | Dispatch-Generation | FuelCost | 0 | [6 empty] | 0.67556 | 0
LCP_Inputs_ON_Electric_Howarth_2023_05_05 | 2030 | Biomass | Generation | Electricity | NY | Dispatch-Generation | VOM | 0 | [6 empty] | 0.67556 | 0
LCP_Inputs_ON_Electric_Howarth_2023_05_05 | 2030 | Biomass | Generation | Electricity | ON | Dispatch-Generation | EmissionsCost | 0 | [6 empty] | 0.67556 | 0
LCP_Inputs_ON_Electric_Howarth_2023_05_05 | 2030 | Biomass | Generation | Electricity | ON | Dispatch-Generation | FuelCost | 2498962.9091 | [6 empty] | 0.67556 | 1688209.8006
LCP_Inputs_ON_Electric_Howarth_2023_05_05 | 2030 | Biomass | Generation | Electricity | ON | Dispatch-Generation | VOM | 32070.024 | [6 empty] | 0.67556 | 21665.3591
LCP_Inputs_ON_Electric_Howarth_2023_05_05 | 2030 | Biomass | Generation | Electricity | PJ | Dispatch-Generation | EmissionsCost | 0 | [6 empty] | 0.67556 | 0
LCP_Inputs_ON_Electric_Howarth_2023_05_05 | 2030 | Biomass | Generation | Electricity | PJ | Dispatch-Generation | FuelCost | 0 | [6 empty] | 0.67556 | 0
LCP_Inputs_ON_Electric_Howarth_2023_05_05 | 2030 | Biomass | Generation | Electricity | PJ | Dispatch-Generation | VOM | 0 | [6 empty] | 0.67556 | 0
LCP_Inputs_ON_Electric_Howarth_2023_05_05 | 2030 | Biomass | Generation | Electricity | QC | Dispatch-Generation | EmissionsCost | 0 | [6 empty] | 0.67556 | 0
LCP_Inputs_ON_Electric_Howarth_2023_05_05 | 2030 | Biomass | Generation | Electricity | QC | Dispatch-Generation | FuelCost | 468241.9815 | [6 empty] | 0.67556 | 316327.5051
LCP_Inputs_ON_Electric_Howarth_2023_05_05 | 2030 | Biomass | Generation | Electricity | QC | Dispatch-Generation | VOM | 6009.1054 | [6 empty] | 0.67556 | 4059.5363
LCP_Inputs_ON_Electric_Howarth_2023_05_05 | 2030 | Biomass | Generation | Electricity | WC | Dispatch-Generation | EmissionsCost | 0 | [6 empty] | 0.67556 | 0
LCP_Inputs_ON_Electric_Howarth_2023_05_05 | 2030 | Biomass | Generation | Electricity | WC | Dispatch-Generation | FuelCost | 0 | [6 empty] | 0.67556 | 0
LCP_Inputs_ON_Electric_Howarth_2023_05_05 | 2030 | Biomass | Generation | Electricity | WC | Dispatch-Generation | VOM | 0 | [6 empty] | 0.67556 | 0
LCP_Inputs_ON_Electric_Howarth_2023_05_05 | 2030 | Biomass + CCS | Generation | Electricity | MI | Dispatch-Generation | EmissionsCost | 0 | [6 empty] | 0.67556 | 0
LCP_Inputs_ON_Electric_Howarth_2023_05_05 | 2030 | Biomass + CCS | Generation | Electricity | MI | Dispatch-Generation | FuelCost | 0 | [6 empty] | 0.67556 | 0
LCP_Inputs_ON_Electric_Howarth_2023_05_05 | 2030 | Biomass + CCS | Generation | Electricity | MI | Dispatch-Generation | VOM | 0 | [6 empty] | 0.67556 | 0
LCP_Inputs_ON_Electric_Howarth_2023_05_05 | 2030 | Biomass + CCS | Generation | Electricity | NY | Dispatch-Generation | EmissionsCost | 0 | [6 empty] | 0.67556 | 0
LCP_Inputs_ON_Electric_Howarth_2023_05_05 | 2030 | Biomass + CCS | Generation | Electricity | NY | Dispatch-Generation | FuelCost | 0 | [6 empty] | 0.67556 | 0
LCP_Inputs_ON_Electric_Howarth_2023_05_05 | 2030 | Biomass + CCS | Generation | Electricity | NY | Dispatch-Generation | VOM | 0 | [6 empty] | 0.67556 | 0
LCP_Inputs_ON_Electric_Howarth_2023_05_05 | 2030 | Biomass + CCS | Generation | Electricity | ON | Dispatch-Generation | EmissionsCost | 0 | [6 empty] | 0.67556 | 0
LCP_Inputs_ON_Electric_Howarth_2023_05_05 | 2030 | Biomass + CCS | Generation | Electricity | ON | Dispatch-Generation | FuelCost | 0 | [6 empty] | 0.67556 | 0
LCP_Inputs_ON_Electric_Howarth_2023_05_05 | 2030 | Biomass + CCS | Generation | Electricity | ON | Dispatch-Generation | VOM | 0 | [6 empty] | 0.67556 | 0
LCP_Inputs_ON_Electric_Howarth_2023_05_05 | 2030 | Biomass + CCS | Generation | Electricity | PJ | Dispatch-Generation | EmissionsCost | 0 | [6 empty] | 0.67556 | 0
LCP_Inputs_ON_Electric_Howarth_2023_05_05 | 2030 | Biomass + CCS | Generation | Electricity | PJ | Dispatch-Generation | FuelCost | 0 | [6 empty] | 0.67556 | 0
LCP_Inputs_ON_Electric_Howarth_2023_05_05 | 2030 | Biomass + CCS | Generation | Electricity | PJ | Dispatch-Generation | VOM | 0 | [6 empty] | 0.67556 | 0
LCP_Inputs_ON_Electric_Howarth_2023_05_05 | 2030 | Biomass + CCS | Generation | Electricity | QC | Dispatch-Generation | EmissionsCost | 0 | [6 empty] | 0.67556 | 0
LCP_Inputs_ON_Electric_Howarth_2023_05_05 | 2030 | Biomass + CCS | Generation | Electricity | QC | Dispatch-Generation | FuelCost | 0 | [6 empty] | 0.67556 | 0
LCP_Inputs_ON_Electric_Howarth_2023_05_05 | 2030 | Biomass + CCS | Generation | Electricity | QC | Dispatch-Generation | VOM | 0 | [6 empty] | 0.67556 | 0
LCP_Inputs_ON_Electric_Howarth_2023_05_05 | 2030 | Biomass + CCS | Generation | Electricity | WC | Dispatch-Generation | EmissionsCost | 0 | [6 empty] | 0.67556 | 0
LCP_Inputs_ON_Electric_Howarth_2023_05_05 | 2030 | Biomass + CCS | Generation | Electricity | WC | Dispatch-Generation | FuelCost | 0 | [6 empty] | 0.67556 | 0
LCP_Inputs_ON_Electric_Howarth_2023_05_05 | 2030 | Biomass + CCS | Generation | Electricity | WC | Dispatch-Generation | VOM | 0 | [6 empty] | 0.67556 | 0
LCP_Inputs_ON_Electric_Howarth_2023_05_05 | 2030 | CH4 + CCS | Generation | Methane | MI | Dispatch-Generation | EmissionsCost | 0 | [6 empty] | 0.67556 | 0
LCP_Inputs_ON_Electric_Howarth_2023_05_05 | 2030 | CH4 + CCS | Generation | Methane | MI | Dispatch-Generation | FuelCost | 0 | [6 empty] | 0.67556 | 0
LCP_Inputs_ON_Electric_Howarth_2023_05_05 | 2030 | CH4 + CCS | Generation | Methane | MI | Dispatch-Generation | VOM | 0 | [6 empty] | 0.67556 | 0
LCP_Inputs_ON_Electric_Howarth_2023_05_05 | 2030 | CH4 + CCS | Generation | Methane | NY | Dispatch-Generation | EmissionsCost | 0 | [6 empty] | 0.67556 | 0
LCP_Inputs_ON_Electric_Howarth_2023_05_05 | 2030 | CH4 + CCS | Generation | Methane | NY | Dispatch-Generation | FuelCost | 0 | [6 empty] | 0.67556 | 0
LCP_Inputs_ON_Electric_Howarth_2023_05_05 | 2030 | CH4 + CCS | Generation | Methane | NY | Dispatch-Generation | VOM | 0 | [6 empty] | 0.67556 | 0
LCP_Inputs_ON_Electric_Howarth_2023_05_05 | 2030 | CH4 + CCS | Generation | Methane | ON | Dispatch-Generation | EmissionsCost | 0 | [6 empty] | 0.67556 | 0
LCP_Inputs_ON_Electric_Howarth_2023_05_05 | 2030 | CH4 + CCS | Generation | Methane | ON | Dispatch-Generation | FuelCost | 0 | [6 empty] | 0.67556 | 0
LCP_Inputs_ON_Electric_Howarth_2023_05_05 | 2030 | CH4 + CCS | Generation | Methane | ON | Dispatch-Generation | VOM | 0 | [6 empty] | 0.67556 | 0
LCP_Inputs_ON_Electric_Howarth_2023_05_05 | 2030 | CH4 + CCS | Generation | Methane | PJ | Dispatch-Generation | EmissionsCost | 0 | [6 empty] | 0.67556 | 0
LCP_Inputs_ON_Electric_Howarth_2023_05_05 | 2030 | CH4 + CCS | Generation | Methane | PJ | Dispatch-Generation | FuelCost | 0 | [6 empty] | 0.67556 | 0
LCP_Inputs_ON_Electric_Howarth_2023_05_05 | 2030 | CH4 + CCS | Generation | Methane | PJ | Dispatch-Generation | VOM | 0 | [6 empty] | 0.67556 | 0
LCP_Inputs_ON_Electric_Howarth_2023_05_05 | 2030 | CH4 + CCS | Generation | Methane | QC | Dispatch-Generation | EmissionsCost | 0 | [6 empty] | 0.67556 | 0
LCP_Inputs_ON_Electric_Howarth_2023_05_05 | 2030 | CH4 + CCS | Generation | Methane | QC | Dispatch-Generation | FuelCost | 0 | [6 empty] | 0.67556 | 0
LCP_Inputs_ON_Electric_Howarth_2023_05_05 | 2030 | CH4 + CCS | Generation | Methane | QC | Dispatch-Generation | VOM | 0 | [6 empty] | 0.67556 | 0
LCP_Inputs_ON_Electric_Howarth_2023_05_05 | 2030 | CH4 + CCS | Generation | Methane | WC | Dispatch-Generation | EmissionsCost | 0 | [6 empty] | 0.67556 | 0
LCP_Inputs_ON_Electric_Howarth_2023_05_05 | 2030 | CH4 + CCS | Generation | Methane | WC | Dispatch-Generation | FuelCost | 0 | [6 empty] | 0.67556 | 0
LCP_Inputs_ON_Electric_Howarth_2023_05_05 | 2030 | CH4 + CCS | Generation | Methane | WC | Dispatch-Generation | VOM | 0 | [6 empty] | 0.67556 | 0
LCP_Inputs_ON_Electric_Howarth_2023_05_05 | 2030 | CH4 Import - NY 2020 | Import | Methane | MI | Dispatch-Import | EmissionsCost | 0 | [6 empty] | 0.67556 | 0
LCP_Inputs_ON_Electric_Howarth_2023_05_05 | 2030 | CH4 Import - NY 2020 | Import | Methane | MI | Dispatch-Import | FuelCost | 0 | [6 empty] | 0.67556 | 0
LCP_Inputs_ON_Electric_Howarth_2023_05_05 | 2030 | CH4 Import - NY 2020 | Import | Methane | MI | Dispatch-Import | VOM | 0 | [6 empty] | 0.67556 | 0
LCP_Inputs_ON_Electric_Howarth_2023_05_05 | 2030 | CH4 Import - NY 2020 | Import | Methane | NY | Dispatch-Import | EmissionsCost | 0 | [6 empty] | 0.67556 | 0
LCP_Inputs_ON_Electric_Howarth_2023_05_05 | 2030 | CH4 Import - NY 2020 | Import | Methane | NY | Dispatch-Import | FuelCost | 0 | [6 empty] | 0.67556 | 0
LCP_Inputs_ON_Electric_Howarth_2023_05_05 | 2030 | CH4 Import - NY 2020 | Import | Methane | NY | Dispatch-Import | VOM | 0 | [6 empty] | 0.67556 | 0
LCP_Inputs_ON_Electric_Howarth_2023_05_05 | 2030 | CH4 Import - NY 2020 | Import | Methane | ON | Dispatch-Import | EmissionsCost | 0 | [6 empty] | 0.67556 | 0
LCP_Inputs_ON_Electric_Howarth_2023_05_05 | 2030 | CH4 Import - NY 2020 | Import | Methane | ON | Dispatch-Import | FuelCost | 0 | [6 empty] | 0.67556 | 0
LCP_Inputs_ON_Electric_Howarth_2023_05_05 | 2030 | CH4 Import - NY 2020 | Import | Methane | ON | Dispatch-Import | VOM | 0 | [6 empty] | 0.67556 | 0
LCP_Inputs_ON_Electric_Howarth_2023_05_05 | 2030 | CH4 Import - NY 2020 | Import | Methane | PJ | Dispatch-Import | EmissionsCost | 0 | [6 empty] | 0.67556 | 0
LCP_Inputs_ON_Electric_Howarth_2023_05_05 | 2030 | CH4 Import - NY 2020 | Import | Methane | PJ | Dispatch-Import | FuelCost | 0 | [6 empty] | 0.67556 | 0
LCP_Inputs_ON_Electric_Howarth_2023_05_05 | 2030 | CH4 Import - NY 2020 | Import | Methane | PJ | Dispatch-Import | VOM | 0 | [6 empty] | 0.67556 | 0
LCP_Inputs_ON_Electric_Howarth_2023_05_05 | 2030 | CH4 Import - NY 2020 | Import | Methane | QC | Dispatch-Import | EmissionsCost | 0 | [6 empty] | 0.67556 | 0
LCP_Inputs_ON_Electric_Howarth_2023_05_05 | 2030 | CH4 Import - NY 2020 | Import | Methane | QC | Dispatch-Import | FuelCost | 0 | [6 empty] | 0.67556 | 0
LCP_Inputs_ON_Electric_Howarth_2023_05_05 | 2030 | CH4 Import - NY 2020 | Import | Methane | QC | Dispatch-Import | VOM | 0 | [6 empty] | 0.67556 | 0
LCP_Inputs_ON_Electric_Howarth_2023_05_05 | 2030 | CH4 Import - NY 2020 | Import | Methane | WC | Dispatch-Import | EmissionsCost | 0 | [6 empty] | 0.67556 | 0
LCP_Inputs_ON_Electric_Howarth_2023_05_05 | 2030 | CH4 Import - NY 2020 | Import | Methane | WC | Dispatch-Import | FuelCost | 0 | [6 empty] | 0.67556 | 0
LCP_Inputs_ON_Electric_Howarth_2023_05_05 | 2030 | CH4 Import - NY 2020 | Import | Methane | WC | Dispatch-Import | VOM | 0 | [6 empty] | 0.67556 | 0
LCP_Inputs_ON_Electric_Howarth_2023_05_05 | 2030 | CH4 Import - NY 2030 | Import | Methane | MI | Dispatch-Import | EmissionsCost | 0 | [6 empty] | 0.67556 | 0
LCP_Inputs_ON_Electric_Howarth_2023_05_05 | 2030 | CH4 Import - NY 2030 | Import | Methane | MI | Dispatch-Import | FuelCost | 0 | [6 empty] | 0.67556 | 0
LCP_Inputs_ON_Electric_Howarth_2023_05_05 | 2030 | CH4 Import - NY 2030 | Import | Methane | MI | Dispatch-Import | VOM | 0 | [6 empty] | 0.67556 | 0
LCP_Inputs_ON_Electric_Howarth_2023_05_05 | 2030 | CH4 Import - NY 2030 | Import | Methane | NY | Dispatch-Import | EmissionsCost | 2371206202.7872 | [6 empty] | 0.67556 | 1601901947.5005
LCP_Inputs_ON_Electric_Howarth_2023_05_05 | 2030 | CH4 Import - NY 2030 | Import | Methane | NY | Dispatch-Import | FuelCost | 644356120.8267 | [6 empty] | 0.67556 | 435303907.1941
LCP_Inputs_ON_Electric_Howarth_2023_05_05 | 2030 | CH4 Import - NY 2030 | Import | Methane | NY | Dispatch-Import | VOM | 0 | [6 empty] | 0.67556 | 0
LCP_Inputs_ON_Electric_Howarth_2023_05_05 | 2030 | CH4 Import - NY 2030 | Import | Methane | ON | Dispatch-Import | EmissionsCost | 0 | [6 empty] | 0.67556 | 0
LCP_Inputs_ON_Electric_Howarth_2023_05_05 | 2030 | CH4 Import - NY 2030 | Import | Methane | ON | Dispatch-Import | FuelCost | 0 | [6 empty] | 0.67556 | 0
LCP_Inputs_ON_Electric_Howarth_2023_05_05 | 2030 | CH4 Import - NY 2030 | Import | Methane | ON | Dispatch-Import | VOM | 0 | [6 empty] | 0.67556 | 0
LCP_Inputs_ON_Electric_Howarth_2023_05_05 | 2030 | CH4 Import - NY 2030 | Import | Methane | PJ | Dispatch-Import | EmissionsCost | 0 | [6 empty] | 0.67556 | 0
LCP_Inputs_ON_Electric_Howarth_2023_05_05 | 2030 | CH4 Import - NY 2030 | Import | Methane | PJ | Dispatch-Import | FuelCost | 0 | [6 empty] | 0.67556 | 0
LCP_Inputs_ON_Electric_Howarth_2023_05_05 | 2030 | CH4 Import - NY 2030 | Import | Methane | PJ | Dispatch-Import | VOM | 0 | [6 empty] | 0.67556 | 0
LCP_Inputs_ON_Electric_Howarth_2023_05_05 | 2030 | CH4 Import - NY 2030 | Import | Methane | QC | Dispatch-Import | EmissionsCost | 0 | [6 empty] | 0.67556 | 0
LCP_Inputs_ON_Electric_Howarth_2023_05_05 | 2030 | CH4 Import - NY 2030 | Import | Methane | QC | Dispatch-Import | FuelCost | 0 | [6 empty] | 0.67556 | 0
LCP_Inputs_ON_Electric_Howarth_2023_05_05 | 2030 | CH4 Import - NY 2030 | Import | Methane | QC | Dispatch-Import | VOM | 0 | [6 empty] | 0.67556 | 0
LCP_Inputs_ON_Electric_Howarth_2023_05_05 | 2030 | CH4 Import - NY 2030 | Import | Methane | WC | Dispatch-Import | EmissionsCost | 0 | [6 empty] | 0.67556 | 0
LCP_Inputs_ON_Electric_Howarth_2023_05_05 | 2030 | CH4 Import - NY 2030 | Import | Methane | WC | Dispatch-Import | FuelCost | 0 | [6 empty] | 0.67556 | 0
LCP_Inputs_ON_Electric_Howarth_2023_05_05 | 2030 | CH4 Import - NY 2030 | Import | Methane | WC | Dispatch-Import | VOM | 0 | [6 empty] | 0.67556 | 0
LCP_Inputs_ON_Electric_Howarth_2023_05_05 | 2030 | CH4 Import - NY 2040 | Import | Methane | MI | Dispatch-Import | EmissionsCost | 0 | [6 empty] | 0.67556 | 0
LCP_Inputs_ON_Electric_Howarth_2023_05_05 | 2030 | CH4 Import - NY 2040 | Import | Methane | MI | Dispatch-Import | FuelCost | 0 | [6 empty] | 0.67556 | 0
LCP_Inputs_ON_Electric_Howarth_2023_05_05 | 2030 | CH4 Import - NY 2040 | Import | Methane | MI | Dispatch-Import | VOM | 0 | [6 empty] | 0.67556 | 0
LCP_Inputs_ON_Electric_Howarth_2023_05_05 | 2030 | CH4 Import - NY 2040 | Import | Methane | NY | Dispatch-Import | EmissionsCost | 0 | [6 empty] | 0.67556 | 0
LCP_Inputs_ON_Electric_Howarth_2023_05_05 | 2030 | CH4 Import - NY 2040 | Import | Methane | NY | Dispatch-Import | FuelCost | 0 | [6 empty] | 0.67556 | 0
LCP_Inputs_ON_Electric_Howarth_2023_05_05 | 2030 | CH4 Import - NY 2040 | Import | Methane | NY | Dispatch-Import | VOM | 0 | [6 empty] | 0.67556 | 0
LCP_Inputs_ON_Electric_Howarth_2023_05_05 | 2030 | CH4 Import - NY 2040 | Import | Methane | ON | Dispatch-Import | EmissionsCost | 0 | [6 empty] | 0.67556 | 0
LCP_Inputs_ON_Electric_Howarth_2023_05_05 | 2030 | CH4 Import - NY 2040 | Import | Methane | ON | Dispatch-Import | FuelCost | 0 | [6 empty] | 0.67556 | 0
LCP_Inputs_ON_Electric_Howarth_2023_05_05 | 2030 | CH4 Import - NY 2040 | Import | Methane | ON | Dispatch-Import | VOM | 0 | [6 empty] | 0.67556 | 0
LCP_Inputs_ON_Electric_Howarth_2023_05_05 | 2030 | CH4 Import - NY 2040 | Import | Methane | PJ | Dispatch-Import | EmissionsCost | 0 | [6 empty] | 0.67556 | 0
LCP_Inputs_ON_Electric_Howarth_2023_05_05 | 2030 | CH4 Import - NY 2040 | Import | Methane | PJ | Dispatch-Import | FuelCost | 0 | [6 empty] | 0.67556 | 0
LCP_Inputs_ON_Electric_Howarth_2023_05_05 | 2030 | CH4 Import - NY 2040 | Import | Methane | PJ | Dispatch-Import | VOM | 0 | [6 empty] | 0.67556 | 0
LCP_Inputs_ON_Electric_Howarth_2023_05_05 | 2030 | CH4 Import - NY 2040 | Import | Methane | QC | Dispatch-Import | EmissionsCost | 0 | [6 empty] | 0.67556 | 0
LCP_Inputs_ON_Electric_Howarth_2023_05_05 | 2030 | CH4 Import - NY 2040 | Import | Methane | QC | Dispatch-Import | FuelCost | 0 | [6 empty] | 0.67556 | 0
LCP_Inputs_ON_Electric_Howarth_2023_05_05 | 2030 | CH4 Import - NY 2040 | Import | Methane | QC | Dispatch-Import | VOM | 0 | [6 empty] | 0.67556 | 0
LCP_Inputs_ON_Electric_Howarth_2023_05_05 | 2030 | CH4 Import - NY 2040 | Import | Methane | WC | Dispatch-Import | EmissionsCost | 0 | [6 empty] | 0.67556 | 0
LCP_Inputs_ON_Electric_Howarth_2023_05_05 | 2030 | CH4 Import - NY 2040 | Import | Methane | WC | Dispatch-Import | FuelCost | 0 | [6 empty] | 0.67556 | 0
LCP_Inputs_ON_Electric_Howarth_2023_05_05 | 2030 | CH4 Import - NY 2040 | Import | Methane | WC | Dispatch-Import | VOM | 0 | [6 empty] | 0.67556 | 0
LCP_Inputs_ON_Electric_Howarth_2023_05_05 | 2030 | CH4 Import - NY 2050 | Import | Methane | MI | Dispatch-Import | EmissionsCost | 0 | [6 empty] | 0.67556 | 0
LCP_Inputs_ON_Electric_Howarth_2023_05_05 | 2030 | CH4 Import - NY 2050 | Import | Methane | MI | Dispatch-Import | FuelCost | 0 | [6 empty] | 0.67556 | 0
LCP_Inputs_ON_Electric_Howarth_2023_05_05 | 2030 | CH4 Import - NY 2050 | Import | Methane | MI | Dispatch-Import | VOM | 0 | [6 empty] | 0.67556 | 0
LCP_Inputs_ON_Electric_Howarth_2023_05_05 | 2030 | CH4 Import - NY 2050 | Import | Methane | NY | Dispatch-Import | EmissionsCost | 0 | [6 empty] | 0.67556 | 0
LCP_Inputs_ON_Electric_Howarth_2023_05_05 | 2030 | CH4 Import - NY 2050 | Import | Methane | NY | Dispatch-Import | FuelCost | 0 | [6 empty] | 0.67556 | 0
LCP_Inputs_ON_Electric_Howarth_2023_05_05 | 2030 | CH4 Import - NY 2050 | Import | Methane | NY | Dispatch-Import | VOM | 0 | [6 empty] | 0.67556 | 0
LCP_Inputs_ON_Electric_Howarth_2023_05_05 | 2030 | CH4 Import - NY 2050 | Import | Methane | ON | Dispatch-Import | EmissionsCost | 0 | [6 empty] | 0.67556 | 0
LCP_Inputs_ON_Electric_Howarth_2023_05_05 | 2030 | CH4 Import - NY 2050 | Import | Methane | ON | Dispatch-Import | FuelCost | 0 | [6 empty] | 0.67556 | 0
LCP_Inputs_ON_Electric_Howarth_2023_05_05 | 2030 | CH4 Import - NY 2050 | Import | Methane | ON | Dispatch-Import | VOM | 0 | [6 empty] | 0.67556 | 0
LCP_Inputs_ON_Electric_Howarth_2023_05_05 | 2030 | CH4 Import - NY 2050 | Import | Methane | PJ | Dispatch-Import | EmissionsCost | 0 | [6 empty] | 0.67556 | 0
LCP_Inputs_ON_Electric_Howarth_2023_05_05 | 2030 | CH4 Import - NY 2050 | Import | Methane | PJ | Dispatch-Import | FuelCost | 0 | [6 empty] | 0.67556 | 0
LCP_Inputs_ON_Electric_Howarth_2023_05_05 | 2030 | CH4 Import - NY 2050 | Import | Methane | PJ | Dispatch-Import | VOM | 0 | [6 empty] | 0.67556 | 0
LCP_Inputs_ON_Electric_Howarth_2023_05_05 | 2030 | CH4 Import - NY 2050 | Import | Methane | QC | Dispatch-Import | EmissionsCost | 0 | [6 empty] | 0.67556 | 0
LCP_Inputs_ON_Electric_Howarth_2023_05_05 | 2030 | CH4 Import - NY 2050 | Import | Methane | QC | Dispatch-Import | FuelCost | 0 | [6 empty] | 0.67556 | 0
LCP_Inputs_ON_Electric_Howarth_2023_05_05 | 2030 | CH4 Import - NY 2050 | Import | Methane | QC | Dispatch-Import | VOM | 0 | [6 empty] | 0.67556 | 0
LCP_Inputs_ON_Electric_Howarth_2023_05_05 | 2030 | CH4 Import - NY 2050 | Import | Methane | WC | Dispatch-Import | EmissionsCost | 0 | [6 empty] | 0.67556 | 0
LCP_Inputs_ON_Electric_Howarth_2023_05_05 | 2030 | CH4 Import - NY 2050 | Import | Methane | WC | Dispatch-Import | FuelCost | 0 | [6 empty] | 0.67556 | 0
LCP_Inputs_ON_Electric_Howarth_2023_05_05 | 2030 | CH4 Import - NY 2050 | Import | Methane | WC | Dispatch-Import | VOM | 0 | [6 empty] | 0.67556 | 0
LCP_Inputs_ON_Electric_Howarth_2023_05_05 | 2030 | CH4 Import - WC 2020 | Import | Methane | MI | Dispatch-Import | EmissionsCost | 0 | [6 empty] | 0.67556 | 0
LCP_Inputs_ON_Electric_Howarth_2023_05_05 | 2030 | CH4 Import - WC 2020 | Import | Methane | MI | Dispatch-Import | FuelCost | 0 | [6 empty] | 0.67556 | 0
LCP_Inputs_ON_Electric_Howarth_2023_05_05 | 2030 | CH4 Import - WC 2020 | Import | Methane | MI | Dispatch-Import | VOM | 0 | [6 empty] | 0.67556 | 0
LCP_Inputs_ON_Electric_Howarth_2023_05_05 | 2030 | CH4 Import - WC 2020 | Import | Methane | NY | Dispatch-Import | EmissionsCost | 0 | [6 empty] | 0.67556 | 0
LCP_Inputs_ON_Electric_Howarth_2023_05_05 | 2030 | CH4 Import - WC 2020 | Import | Methane | NY | Dispatch-Import | FuelCost | 0 | [6 empty] | 0.67556 | 0
LCP_Inputs_ON_Electric_Howarth_2023_05_05 | 2030 | CH4 Import - WC 2020 | Import | Methane | NY | Dispatch-Import | VOM | 0 | [6 empty] | 0.67556 | 0
LCP_Inputs_ON_Electric_Howarth_2023_05_05 | 2030 | CH4 Import - WC 2020 | Import | Methane | ON | Dispatch-Import | EmissionsCost | 0 | [6 empty] | 0.67556 | 0
LCP_Inputs_ON_Electric_Howarth_2023_05_05 | 2030 | CH4 Import - WC 2020 | Import | Methane | ON | Dispatch-Import | FuelCost | 0 | [6 empty] | 0.67556 | 0
LCP_Inputs_ON_Electric_Howarth_2023_05_05 | 2030 | CH4 Import - WC 2020 | Import | Methane | ON | Dispatch-Import | VOM | 0 | [6 empty] | 0.67556 | 0
LCP_Inputs_ON_Electric_Howarth_2023_05_05 | 2030 | CH4 Import - WC 2020 | Import | Methane | PJ | Dispatch-Import | EmissionsCost | 0 | [6 empty] | 0.67556 | 0
LCP_Inputs_ON_Electric_Howarth_2023_05_05 | 2030 | CH4 Import - WC 2020 | Import | Methane | PJ | Dispatch-Import | FuelCost | 0 | [6 empty] | 0.67556 | 0
LCP_Inputs_ON_Electric_Howarth_2023_05_05 | 2030 | CH4 Import - WC 2020 | Import | Methane | PJ | Dispatch-Import | VOM | 0 | [6 empty] | 0.67556 | 0
LCP_Inputs_ON_Electric_Howarth_2023_05_05 | 2030 | CH4 Import - WC 2020 | Import | Methane | QC | Dispatch-Import | EmissionsCost | 0 | [6 empty] | 0.67556 | 0
LCP_Inputs_ON_Electric_Howarth_2023_05_05 | 2030 | CH4 Import - WC 2020 | Import | Methane | QC | Dispatch-Import | FuelCost | 0 | [6 empty] | 0.67556 | 0
LCP_Inputs_ON_Electric_Howarth_2023_05_05 | 2030 | CH4 Import - WC 2020 | Import | Methane | QC | Dispatch-Import | VOM | 0 | [6 empty] | 0.67556 | 0
LCP_Inputs_ON_Electric_Howarth_2023_05_05 | 2030 | CH4 Import - WC 2020 | Import | Methane | WC | Dispatch-Import | EmissionsCost | 0 | [6 empty] | 0.67556 | 0
LCP_Inputs_ON_Electric_Howarth_2023_05_05 | 2030 | CH4 Import - WC 2020 | Import | Methane | WC | Dispatch-Import | FuelCost | 0 | [6 empty] | 0.67556 | 0
LCP_Inputs_ON_Electric_Howarth_2023_05_05 | 2030 | CH4 Import - WC 2020 | Import | Methane | WC | Dispatch-Import | VOM | 0 | [6 empty] | 0.67556 | 0
LCP_Inputs_ON_Electric_Howarth_2023_05_05 | 2030 | CH4 Import - WC 2030 | Import | Methane | MI | Dispatch-Import | EmissionsCost | 0 | [6 empty] | 0.67556 | 0
LCP_Inputs_ON_Electric_Howarth_2023_05_05 | 2030 | CH4 Import - WC 2030 | Import | Methane | MI | Dispatch-Import | FuelCost | 0 | [6 empty] | 0.67556 | 0
LCP_Inputs_ON_Electric_Howarth_2023_05_05 | 2030 | CH4 Import - WC 2030 | Import | Methane | MI | Dispatch-Import | VOM | 0 | [6 empty] | 0.67556 | 0
LCP_Inputs_ON_Electric_Howarth_2023_05_05 | 2030 | CH4 Import - WC 2030 | Import | Methane | NY | Dispatch-Import | EmissionsCost | 0 | [6 empty] | 0.67556 | 0
LCP_Inputs_ON_Electric_Howarth_2023_05_05 | 2030 | CH4 Import - WC 2030 | Import | Methane | NY | Dispatch-Import | FuelCost | 0 | [6 empty] | 0.67556 | 0
LCP_Inputs_ON_Electric_Howarth_2023_05_05 | 2030 | CH4 Import - WC 2030 | Import | Methane | NY | Dispatch-Import | VOM | 0 | [6 empty] | 0.67556 | 0
LCP_Inputs_ON_Electric_Howarth_2023_05_05 | 2030 | CH4 Import - WC 2030 | Import | Methane | ON | Dispatch-Import | EmissionsCost | 0 | [6 empty] | 0.67556 | 0
LCP_Inputs_ON_Electric_Howarth_2023_05_05 | 2030 | CH4 Import - WC 2030 | Import | Methane | ON | Dispatch-Import | FuelCost | 0 | [6 empty] | 0.67556 | 0
LCP_Inputs_ON_Electric_Howarth_2023_05_05 | 2030 | CH4 Import - WC 2030 | Import | Methane | ON | Dispatch-Import | VOM | 0 | [6 empty] | 0.67556 | 0
LCP_Inputs_ON_Electric_Howarth_2023_05_05 | 2030 | CH4 Import - WC 2030 | Import | Methane | PJ | Dispatch-Import | EmissionsCost | 0 | [6 empty] | 0.67556 | 0
LCP_Inputs_ON_Electric_Howarth_2023_05_05 | 2030 | CH4 Import - WC 2030 | Import | Methane | PJ | Dispatch-Import | FuelCost | 0 | [6 empty] | 0.67556 | 0
LCP_Inputs_ON_Electric_Howarth_2023_05_05 | 2030 | CH4 Import - WC 2030 | Import | Methane | PJ | Dispatch-Import | VOM | 0 | [6 empty] | 0.67556 | 0
LCP_Inputs_ON_Electric_Howarth_2023_05_05 | 2030 | CH4 Import - WC 2030 | Import | Methane | QC | Dispatch-Import | EmissionsCost | 0 | [6 empty] | 0.67556 | 0
LCP_Inputs_ON_Electric_Howarth_2023_05_05 | 2030 | CH4 Import - WC 2030 | Import | Methane | QC | Dispatch-Import | FuelCost | 0 | [6 empty] | 0.67556 | 0
LCP_Inputs_ON_Electric_Howarth_2023_05_05 | 2030 | CH4 Import - WC 2030 | Import | Methane | QC | Dispatch-Import | VOM | 0 | [6 empty] | 0.67556 | 0
LCP_Inputs_ON_Electric_Howarth_2023_05_05 | 2030 | CH4 Import - WC 2030 | Import | Methane | WC | Dispatch-Import | EmissionsCost | 9015931375.1371 | [6 empty] | 0.67556 | 6090840185.6349
LCP_Inputs_ON_Electric_Howarth_2023_05_05 | 2030 | CH4 Import - WC 2030 | Import | Methane | WC | Dispatch-Import | FuelCost | 2450006481.8043 | [6 empty] | 0.67556 | 1655136592.4979
LCP_Inputs_ON_Electric_Howarth_2023_05_05 | 2030 | CH4 Import - WC 2030 | Import | Methane | WC | Dispatch-Import | VOM | 0 | [6 empty] | 0.67556 | 0
LCP_Inputs_ON_Electric_Howarth_2023_05_05 | 2030 | CH4 Import - WC 2040 | Import | Methane | MI | Dispatch-Import | EmissionsCost | 0 | [6 empty] | 0.67556 | 0
LCP_Inputs_ON_Electric_Howarth_2023_05_05 | 2030 | CH4 Import - WC 2040 | Import | Methane | MI | Dispatch-Import | FuelCost | 0 | [6 empty] | 0.67556 | 0
LCP_Inputs_ON_Electric_Howarth_2023_05_05 | 2030 | CH4 Import - WC 2040 | Import | Methane | MI | Dispatch-Import | VOM | 0 | [6 empty] | 0.67556 | 0
LCP_Inputs_ON_Electric_Howarth_2023_05_05 | 2030 | CH4 Import - WC 2040 | Import | Methane | NY | Dispatch-Import | EmissionsCost | 0 | [6 empty] | 0.67556 | 0
LCP_Inputs_ON_Electric_Howarth_2023_05_05 | 2030 | CH4 Import - WC 2040 | Import | Methane | NY | Dispatch-Import | FuelCost | 0 | [6 empty] | 0.67556 | 0
LCP_Inputs_ON_Electric_Howarth_2023_05_05 | 2030 | CH4 Import - WC 2040 | Import | Methane | NY | Dispatch-Import | VOM | 0 | [6 empty] | 0.67556 | 0
LCP_Inputs_ON_Electric_Howarth_2023_05_05 | 2030 | CH4 Import - WC 2040 | Import | Methane | ON | Dispatch-Import | EmissionsCost | 0 | [6 empty] | 0.67556 | 0
LCP_Inputs_ON_Electric_Howarth_2023_05_05 | 2030 | CH4 Import - WC 2040 | Import | Methane | ON | Dispatch-Import | FuelCost | 0 | [6 empty] | 0.67556 | 0
LCP_Inputs_ON_Electric_Howarth_2023_05_05 | 2030 | CH4 Import - WC 2040 | Import | Methane | ON | Dispatch-Import | VOM | 0 | [6 empty] | 0.67556 | 0
LCP_Inputs_ON_Electric_Howarth_2023_05_05 | 2030 | CH4 Import - WC 2040 | Import | Methane | PJ | Dispatch-Import | EmissionsCost | 0 | [6 empty] | 0.67556 | 0
LCP_Inputs_ON_Electric_Howarth_2023_05_05 | 2030 | CH4 Import - WC 2040 | Import | Methane | PJ | Dispatch-Import | FuelCost | 0 | [6 empty] | 0.67556 | 0
LCP_Inputs_ON_Electric_Howarth_2023_05_05 | 2030 | CH4 Import - WC 2040 | Import | Methane | PJ | Dispatch-Import | VOM | 0 | [6 empty] | 0.67556 | 0
LCP_Inputs_ON_Electric_Howarth_2023_05_05 | 2030 | CH4 Import - WC 2040 | Import | Methane | QC | Dispatch-Import | EmissionsCost | 0 | [6 empty] | 0.67556 | 0
LCP_Inputs_ON_Electric_Howarth_2023_05_05 | 2030 | CH4 Import - WC 2040 | Import | Methane | QC | Dispatch-Import | FuelCost | 0 | [6 empty] | 0.67556 | 0
LCP_Inputs_ON_Electric_Howarth_2023_05_05 | 2030 | CH4 Import - WC 2040 | Import | Methane | QC | Dispatch-Import | VOM | 0 | [6 empty] | 0.67556 | 0
LCP_Inputs_ON_Electric_Howarth_2023_05_05 | 2030 | CH4 Import - WC 2040 | Import | Methane | WC | Dispatch-Import | EmissionsCost | 0 | [6 empty] | 0.67556 | 0
LCP_Inputs_ON_Electric_Howarth_2023_05_05 | 2030 | CH4 Import - WC 2040 | Import | Methane | WC | Dispatch-Import | FuelCost | 0 | [6 empty] | 0.67556 | 0
LCP_Inputs_ON_Electric_Howarth_2023_05_05 | 2030 | CH4 Import - WC 2040 | Import | Methane | WC | Dispatch-Import | VOM | 0 | [6 empty] | 0.67556 | 0
LCP_Inputs_ON_Electric_Howarth_2023_05_05 | 2030 | CH4 Import - WC 2050 | Import | Methane | MI | Dispatch-Import | EmissionsCost | 0 | [6 empty] | 0.67556 | 0
LCP_Inputs_ON_Electric_Howarth_2023_05_05 | 2030 | CH4 Import - WC 2050 | Import | Methane | MI | Dispatch-Import | FuelCost | 0 | [6 empty] | 0.67556 | 0
LCP_Inputs_ON_Electric_Howarth_2023_05_05 | 2030 | CH4 Import - WC 2050 | Import | Methane | MI | Dispatch-Import | VOM | 0 | [6 empty] | 0.67556 | 0
LCP_Inputs_ON_Electric_Howarth_2023_05_05 | 2030 | CH4 Import - WC 2050 | Import | Methane | NY | Dispatch-Import | EmissionsCost | 0 | [6 empty] | 0.67556 | 0
LCP_Inputs_ON_Electric_Howarth_2023_05_05 | 2030 | CH4 Import - WC 2050 | Import | Methane | NY | Dispatch-Import | FuelCost | 0 | [6 empty] | 0.67556 | 0
LCP_Inputs_ON_Electric_Howarth_2023_05_05 | 2030 | CH4 Import - WC 2050 | Import | Methane | NY | Dispatch-Import | VOM | 0 | [6 empty] | 0.67556 | 0
LCP_Inputs_ON_Electric_Howarth_2023_05_05 | 2030 | CH4 Import - WC 2050 | Import | Methane | ON | Dispatch-Import | EmissionsCost | 0 | [6 empty] | 0.67556 | 0
LCP_Inputs_ON_Electric_Howarth_2023_05_05 | 2030 | CH4 Import - WC 2050 | Import | Methane | ON | Dispatch-Import | FuelCost | 0 | [6 empty] | 0.67556 | 0
LCP_Inputs_ON_Electric_Howarth_2023_05_05 | 2030 | CH4 Import - WC 2050 | Import | Methane | ON | Dispatch-Import | VOM | 0 | [6 empty] | 0.67556 | 0
LCP_Inputs_ON_Electric_Howarth_2023_05_05 | 2030 | CH4 Import - WC 2050 | Import | Methane | PJ | Dispatch-Import | EmissionsCost | 0 | [6 empty] | 0.67556 | 0
LCP_Inputs_ON_Electric_Howarth_2023_05_05 | 2030 | CH4 Import - WC 2050 | Import | Methane | PJ | Dispatch-Import | FuelCost | 0 | [6 empty] | 0.67556 | 0
LCP_Inputs_ON_Electric_Howarth_2023_05_05 | 2030 | CH4 Import - WC 2050 | Import | Methane | PJ | Dispatch-Import | VOM | 0 | [6 empty] | 0.67556 | 0
LCP_Inputs_ON_Electric_Howarth_2023_05_05 | 2030 | CH4 Import - WC 2050 | Import | Methane | QC | Dispatch-Import | EmissionsCost | 0 | [6 empty] | 0.67556 | 0
LCP_Inputs_ON_Electric_Howarth_2023_05_05 | 2030 | CH4 Import - WC 2050 | Import | Methane | QC | Dispatch-Import | FuelCost | 0 | [6 empty] | 0.67556 | 0
LCP_Inputs_ON_Electric_Howarth_2023_05_05 | 2030 | CH4 Import - WC 2050 | Import | Methane | QC | Dispatch-Import | VOM | 0 | [6 empty] | 0.67556 | 0
LCP_Inputs_ON_Electric_Howarth_2023_05_05 | 2030 | CH4 Import - WC 2050 | Import | Methane | WC | Dispatch-Import | EmissionsCost | 0 | [6 empty] | 0.67556 | 0
LCP_Inputs_ON_Electric_Howarth_2023_05_05 | 2030 | CH4 Import - WC 2050 | Import | Methane | WC | Dispatch-Import | FuelCost | 0 | [6 empty] | 0.67556 | 0
LCP_Inputs_ON_Electric_Howarth_2023_05_05 | 2030 | CH4 Import - WC 2050 | Import | Methane | WC | Dispatch-Import | VOM | 0 | [6 empty] | 0.67556 | 0
LCP_Inputs_ON_Electric_Howarth_2023_05_05 | 2030 | CH4 Salt Cavern Storage - ON | Storage | Methane | MI | Dispatch-Storage | EmissionsCost | 0 | [6 empty] | 0.67556 | 0
LCP_Inputs_ON_Electric_Howarth_2023_05_05 | 2030 | CH4 Salt Cavern Storage - ON | Storage | Methane | MI | Dispatch-Storage | FuelCost | 0 | [6 empty] | 0.67556 | 0
LCP_Inputs_ON_Electric_Howarth_2023_05_05 | 2030 | CH4 Salt Cavern Storage - ON | Storage | Methane | MI | Dispatch-Storage | VOM | 0 | [6 empty] | 0.67556 | 0
LCP_Inputs_ON_Electric_Howarth_2023_05_05 | 2030 | CH4 Salt Cavern Storage - ON | Storage | Methane | NY | Dispatch-Storage | EmissionsCost | 0 | [6 empty] | 0.67556 | 0
LCP_Inputs_ON_Electric_Howarth_2023_05_05 | 2030 | CH4 Salt Cavern Storage - ON | Storage | Methane | NY | Dispatch-Storage | FuelCost | 0 | [6 empty] | 0.67556 | 0
LCP_Inputs_ON_Electric_Howarth_2023_05_05 | 2030 | CH4 Salt Cavern Storage - ON | Storage | Methane | NY | Dispatch-Storage | VOM | 0 | [6 empty] | 0.67556 | 0
LCP_Inputs_ON_Electric_Howarth_2023_05_05 | 2030 | CH4 Salt Cavern Storage - ON | Storage | Methane | ON | Dispatch-Storage | EmissionsCost | 0 | [6 empty] | 0.67556 | 0
LCP_Inputs_ON_Electric_Howarth_2023_05_05 | 2030 | CH4 Salt Cavern Storage - ON | Storage | Methane | ON | Dispatch-Storage | FuelCost | 0 | [6 empty] | 0.67556 | 0
LCP_Inputs_ON_Electric_Howarth_2023_05_05 | 2030 | CH4 Salt Cavern Storage - ON | Storage | Methane | ON | Dispatch-Storage | VOM | 2275232.4049 | [6 empty] | 0.67556 | 1537065.4885
LCP_Inputs_ON_Electric_Howarth_2023_05_05 | 2030 | CH4 Salt Cavern Storage - ON | Storage | Methane | PJ | Dispatch-Storage | EmissionsCost | 0 | [6 empty] | 0.67556 | 0
LCP_Inputs_ON_Electric_Howarth_2023_05_05 | 2030 | CH4 Salt Cavern Storage - ON | Storage | Methane | PJ | Dispatch-Storage | FuelCost | 0 | [6 empty] | 0.67556 | 0
LCP_Inputs_ON_Electric_Howarth_2023_05_05 | 2030 | CH4 Salt Cavern Storage - ON | Storage | Methane | PJ | Dispatch-Storage | VOM | 0 | [6 empty] | 0.67556 | 0
LCP_Inputs_ON_Electric_Howarth_2023_05_05 | 2030 | CH4 Salt Cavern Storage - ON | Storage | Methane | QC | Dispatch-Storage | EmissionsCost | 0 | [6 empty] | 0.67556 | 0
LCP_Inputs_ON_Electric_Howarth_2023_05_05 | 2030 | CH4 Salt Cavern Storage - ON | Storage | Methane | QC | Dispatch-Storage | FuelCost | 0 | [6 empty] | 0.67556 | 0
LCP_Inputs_ON_Electric_Howarth_2023_05_05 | 2030 | CH4 Salt Cavern Storage - ON | Storage | Methane | QC | Dispatch-Storage | VOM | 0 | [6 empty] | 0.67556 | 0
LCP_Inputs_ON_Electric_Howarth_2023_05_05 | 2030 | CH4 Salt Cavern Storage - ON | Storage | Methane | WC | Dispatch-Storage | EmissionsCost | 0 | [6 empty] | 0.67556 | 0
LCP_Inputs_ON_Electric_Howarth_2023_05_05 | 2030 | CH4 Salt Cavern Storage - ON | Storage | Methane | WC | Dispatch-Storage | FuelCost | 0 | [6 empty] | 0.67556 | 0
LCP_Inputs_ON_Electric_Howarth_2023_05_05 | 2030 | CH4 Salt Cavern Storage - ON | Storage | Methane | WC | Dispatch-Storage | VOM | 0 | [6 empty] | 0.67556 | 0
LCP_Inputs_ON_Electric_Howarth_2023_05_05 | 2030 | Electrolyser 2020/2030 | Crossload | Hydrogen | MI | Dispatch-Crossload | EmissionsCost | 0 | [6 empty] | 0.67556 | 0
LCP_Inputs_ON_Electric_Howarth_2023_05_05 | 2030 | Electrolyser 2020/2030 | Crossload | Hydrogen | MI | Dispatch-Crossload | FuelCost | 0 | [6 empty] | 0.67556 | 0
LCP_Inputs_ON_Electric_Howarth_2023_05_05 | 2030 | Electrolyser 2020/2030 | Crossload | Hydrogen | MI | Dispatch-Crossload | VOM | 0 | [6 empty] | 0.67556 | 0
LCP_Inputs_ON_Electric_Howarth_2023_05_05 | 2030 | Electrolyser 2020/2030 | Crossload | Hydrogen | NY | Dispatch-Crossload | EmissionsCost | 0 | [6 empty] | 0.67556 | 0
LCP_Inputs_ON_Electric_Howarth_2023_05_05 | 2030 | Electrolyser 2020/2030 | Crossload | Hydrogen | NY | Dispatch-Crossload | FuelCost | 0 | [6 empty] | 0.67556 | 0
LCP_Inputs_ON_Electric_Howarth_2023_05_05 | 2030 | Electrolyser 2020/2030 | Crossload | Hydrogen | NY | Dispatch-Crossload | VOM | 0 | [6 empty] | 0.67556 | 0
LCP_Inputs_ON_Electric_Howarth_2023_05_05 | 2030 | Electrolyser 2020/2030 | Crossload | Hydrogen | ON | Dispatch-Crossload | EmissionsCost | 0 | [6 empty] | 0.67556 | 0
LCP_Inputs_ON_Electric_Howarth_2023_05_05 | 2030 | Electrolyser 2020/2030 | Crossload | Hydrogen | ON | Dispatch-Crossload | FuelCost | 0 | [6 empty] | 0.67556 | 0
LCP_Inputs_ON_Electric_Howarth_2023_05_05 | 2030 | Electrolyser 2020/2030 | Crossload | Hydrogen | ON | Dispatch-Crossload | VOM | 0 | [6 empty] | 0.67556 | 0
LCP_Inputs_ON_Electric_Howarth_2023_05_05 | 2030 | Electrolyser 2020/2030 | Crossload | Hydrogen | PJ | Dispatch-Crossload | EmissionsCost | 0 | [6 empty] | 0.67556 | 0
LCP_Inputs_ON_Electric_Howarth_2023_05_05 | 2030 | Electrolyser 2020/2030 | Crossload | Hydrogen | PJ | Dispatch-Crossload | FuelCost | 0 | [6 empty] | 0.67556 | 0
LCP_Inputs_ON_Electric_Howarth_2023_05_05 | 2030 | Electrolyser 2020/2030 | Crossload | Hydrogen | PJ | Dispatch-Crossload | VOM | 0 | [6 empty] | 0.67556 | 0
LCP_Inputs_ON_Electric_Howarth_2023_05_05 | 2030 | Electrolyser 2020/2030 | Crossload | Hydrogen | QC | Dispatch-Crossload | EmissionsCost | 0 | [6 empty] | 0.67556 | 0
LCP_Inputs_ON_Electric_Howarth_2023_05_05 | 2030 | Electrolyser 2020/2030 | Crossload | Hydrogen | QC | Dispatch-Crossload | FuelCost | 0 | [6 empty] | 0.67556 | 0
LCP_Inputs_ON_Electric_Howarth_2023_05_05 | 2030 | Electrolyser 2020/2030 | Crossload | Hydrogen | QC | Dispatch-Crossload | VOM | 0 | [6 empty] | 0.67556 | 0
LCP_Inputs_ON_Electric_Howarth_2023_05_05 | 2030 | Electrolyser 2020/2030 | Crossload | Hydrogen | WC | Dispatch-Crossload | EmissionsCost | 0 | [6 empty] | 0.67556 | 0
LCP_Inputs_ON_Electric_Howarth_2023_05_05 | 2030 | Electrolyser 2020/2030 | Crossload | Hydrogen | WC | Dispatch-Crossload | FuelCost | 0 | [6 empty] | 0.67556 | 0
LCP_Inputs_ON_Electric_Howarth_2023_05_05 | 2030 | Electrolyser 2020/2030 | Crossload | Hydrogen | WC | Dispatch-Crossload | VOM | 0 | [6 empty] | 0.67556 | 0
LCP_Inputs_ON_Electric_Howarth_2023_05_05 | 2030 | Electrolyser 2040 | Crossload | Hydrogen | MI | Dispatch-Crossload | EmissionsCost | 0 | [6 empty] | 0.67556 | 0
LCP_Inputs_ON_Electric_Howarth_2023_05_05 | 2030 | Electrolyser 2040 | Crossload | Hydrogen | MI | Dispatch-Crossload | FuelCost | 0 | [6 empty] | 0.67556 | 0
LCP_Inputs_ON_Electric_Howarth_2023_05_05 | 2030 | Electrolyser 2040 | Crossload | Hydrogen | MI | Dispatch-Crossload | VOM | 0 | [6 empty] | 0.67556 | 0
LCP_Inputs_ON_Electric_Howarth_2023_05_05 | 2030 | Electrolyser 2040 | Crossload | Hydrogen | NY | Dispatch-Crossload | EmissionsCost | 0 | [6 empty] | 0.67556 | 0
LCP_Inputs_ON_Electric_Howarth_2023_05_05 | 2030 | Electrolyser 2040 | Crossload | Hydrogen | NY | Dispatch-Crossload | FuelCost | 0 | [6 empty] | 0.67556 | 0
LCP_Inputs_ON_Electric_Howarth_2023_05_05 | 2030 | Electrolyser 2040 | Crossload | Hydrogen | NY | Dispatch-Crossload | VOM | 0 | [6 empty] | 0.67556 | 0
LCP_Inputs_ON_Electric_Howarth_2023_05_05 | 2030 | Electrolyser 2040 | Crossload | Hydrogen | ON | Dispatch-Crossload | EmissionsCost | 0 | [6 empty] | 0.67556 | 0
LCP_Inputs_ON_Electric_Howarth_2023_05_05 | 2030 | Electrolyser 2040 | Crossload | Hydrogen | ON | Dispatch-Crossload | FuelCost | 0 | [6 empty] | 0.67556 | 0
LCP_Inputs_ON_Electric_Howarth_2023_05_05 | 2030 | Electrolyser 2040 | Crossload | Hydrogen | ON | Dispatch-Crossload | VOM | 0 | [6 empty] | 0.67556 | 0
LCP_Inputs_ON_Electric_Howarth_2023_05_05 | 2030 | Electrolyser 2040 | Crossload | Hydrogen | PJ | Dispatch-Crossload | EmissionsCost | 0 | [6 empty] | 0.67556 | 0
LCP_Inputs_ON_Electric_Howarth_2023_05_05 | 2030 | Electrolyser 2040 | Crossload | Hydrogen | PJ | Dispatch-Crossload | FuelCost | 0 | [6 empty] | 0.67556 | 0
LCP_Inputs_ON_Electric_Howarth_2023_05_05 | 2030 | Electrolyser 2040 | Crossload | Hydrogen | PJ | Dispatch-Crossload | VOM | 0 | [6 empty] | 0.67556 | 0
LCP_Inputs_ON_Electric_Howarth_2023_05_05 | 2030 | Electrolyser 2040 | Crossload | Hydrogen | QC | Dispatch-Crossload | EmissionsCost | 0 | [6 empty] | 0.67556 | 0
LCP_Inputs_ON_Electric_Howarth_2023_05_05 | 2030 | Electrolyser 2040 | Crossload | Hydrogen | QC | Dispatch-Crossload | FuelCost | 0 | [6 empty] | 0.67556 | 0
LCP_Inputs_ON_Electric_Howarth_2023_05_05 | 2030 | Electrolyser 2040 | Crossload | Hydrogen | QC | Dispatch-Crossload | VOM | 0 | [6 empty] | 0.67556 | 0
LCP_Inputs_ON_Electric_Howarth_2023_05_05 | 2030 | Electrolyser 2040 | Crossload | Hydrogen | WC | Dispatch-Crossload | EmissionsCost | 0 | [6 empty] | 0.67556 | 0
LCP_Inputs_ON_Electric_Howarth_2023_05_05 | 2030 | Electrolyser 2040 | Crossload | Hydrogen | WC | Dispatch-Crossload | FuelCost | 0 | [6 empty] | 0.67556 | 0
LCP_Inputs_ON_Electric_Howarth_2023_05_05 | 2030 | Electrolyser 2040 | Crossload | Hydrogen | WC | Dispatch-Crossload | VOM | 0 | [6 empty] | 0.67556 | 0
LCP_Inputs_ON_Electric_Howarth_2023_05_05 | 2030 | Electrolyser 2050 | Crossload | Hydrogen | MI | Dispatch-Crossload | EmissionsCost | 0 | [6 empty] | 0.67556 | 0
LCP_Inputs_ON_Electric_Howarth_2023_05_05 | 2030 | Electrolyser 2050 | Crossload | Hydrogen | MI | Dispatch-Crossload | FuelCost | 0 | [6 empty] | 0.67556 | 0
LCP_Inputs_ON_Electric_Howarth_2023_05_05 | 2030 | Electrolyser 2050 | Crossload | Hydrogen | MI | Dispatch-Crossload | VOM | 0 | [6 empty] | 0.67556 | 0
LCP_Inputs_ON_Electric_Howarth_2023_05_05 | 2030 | Electrolyser 2050 | Crossload | Hydrogen | NY | Dispatch-Crossload | EmissionsCost | 0 | [6 empty] | 0.67556 | 0
LCP_Inputs_ON_Electric_Howarth_2023_05_05 | 2030 | Electrolyser 2050 | Crossload | Hydrogen | NY | Dispatch-Crossload | FuelCost | 0 | [6 empty] | 0.67556 | 0
LCP_Inputs_ON_Electric_Howarth_2023_05_05 | 2030 | Electrolyser 2050 | Crossload | Hydrogen | NY | Dispatch-Crossload | VOM | 0 | [6 empty] | 0.67556 | 0
LCP_Inputs_ON_Electric_Howarth_2023_05_05 | 2030 | Electrolyser 2050 | Crossload | Hydrogen | ON | Dispatch-Crossload | EmissionsCost | 0 | [6 empty] | 0.67556 | 0
LCP_Inputs_ON_Electric_Howarth_2023_05_05 | 2030 | Electrolyser 2050 | Crossload | Hydrogen | ON | Dispatch-Crossload | FuelCost | 0 | [6 empty] | 0.67556 | 0
LCP_Inputs_ON_Electric_Howarth_2023_05_05 | 2030 | Electrolyser 2050 | Crossload | Hydrogen | ON | Dispatch-Crossload | VOM | 0 | [6 empty] | 0.67556 | 0
LCP_Inputs_ON_Electric_Howarth_2023_05_05 | 2030 | Electrolyser 2050 | Crossload | Hydrogen | PJ | Dispatch-Crossload | EmissionsCost | 0 | [6 empty] | 0.67556 | 0
LCP_Inputs_ON_Electric_Howarth_2023_05_05 | 2030 | Electrolyser 2050 | Crossload | Hydrogen | PJ | Dispatch-Crossload | FuelCost | 0 | [6 empty] | 0.67556 | 0
LCP_Inputs_ON_Electric_Howarth_2023_05_05 | 2030 | Electrolyser 2050 | Crossload | Hydrogen | PJ | Dispatch-Crossload | VOM | 0 | [6 empty] | 0.67556 | 0
LCP_Inputs_ON_Electric_Howarth_2023_05_05 | 2030 | Electrolyser 2050 | Crossload | Hydrogen | QC | Dispatch-Crossload | EmissionsCost | 0 | [6 empty] | 0.67556 | 0
LCP_Inputs_ON_Electric_Howarth_2023_05_05 | 2030 | Electrolyser 2050 | Crossload | Hydrogen | QC | Dispatch-Crossload | FuelCost | 0 | [6 empty] | 0.67556 | 0
LCP_Inputs_ON_Electric_Howarth_2023_05_05 | 2030 | Electrolyser 2050 | Crossload | Hydrogen | QC | Dispatch-Crossload | VOM | 0 | [6 empty] | 0.67556 | 0
LCP_Inputs_ON_Electric_Howarth_2023_05_05 | 2030 | Electrolyser 2050 | Crossload | Hydrogen | WC | Dispatch-Crossload | EmissionsCost | 0 | [6 empty] | 0.67556 | 0
LCP_Inputs_ON_Electric_Howarth_2023_05_05 | 2030 | Electrolyser 2050 | Crossload | Hydrogen | WC | Dispatch-Crossload | FuelCost | 0 | [6 empty] | 0.67556 | 0
LCP_Inputs_ON_Electric_Howarth_2023_05_05 | 2030 | Electrolyser 2050 | Crossload | Hydrogen | WC | Dispatch-Crossload | VOM | 0 | [6 empty] | 0.67556 | 0
LCP_Inputs_ON_Electric_Howarth_2023_05_05 | 2030 | Fossil Fuel Thermal (Coal, Peat, Oil) | Generation | Electricity | MI | Dispatch-Generation | EmissionsCost | 0 | [6 empty] | 0.67556 | 0
LCP_Inputs_ON_Electric_Howarth_2023_05_05 | 2030 | Fossil Fuel Thermal (Coal, Peat, Oil) | Generation | Electricity | MI | Dispatch-Generation | FuelCost | 0 | [6 empty] | 0.67556 | 0
LCP_Inputs_ON_Electric_Howarth_2023_05_05 | 2030 | Fossil Fuel Thermal (Coal, Peat, Oil) | Generation | Electricity | MI | Dispatch-Generation | VOM | 0 | [6 empty] | 0.67556 | 0
LCP_Inputs_ON_Electric_Howarth_2023_05_05 | 2030 | Fossil Fuel Thermal (Coal, Peat, Oil) | Generation | Electricity | NY | Dispatch-Generation | EmissionsCost | 0 | [6 empty] | 0.67556 | 0
LCP_Inputs_ON_Electric_Howarth_2023_05_05 | 2030 | Fossil Fuel Thermal (Coal, Peat, Oil) | Generation | Electricity | NY | Dispatch-Generation | FuelCost | 0 | [6 empty] | 0.67556 | 0
LCP_Inputs_ON_Electric_Howarth_2023_05_05 | 2030 | Fossil Fuel Thermal (Coal, Peat, Oil) | Generation | Electricity | NY | Dispatch-Generation | VOM | 0 | [6 empty] | 0.67556 | 0
LCP_Inputs_ON_Electric_Howarth_2023_05_05 | 2030 | Fossil Fuel Thermal (Coal, Peat, Oil) | Generation | Electricity | ON | Dispatch-Generation | EmissionsCost | 0 | [6 empty] | 0.67556 | 0
LCP_Inputs_ON_Electric_Howarth_2023_05_05 | 2030 | Fossil Fuel Thermal (Coal, Peat, Oil) | Generation | Electricity | ON | Dispatch-Generation | FuelCost | 0 | [6 empty] | 0.67556 | 0
LCP_Inputs_ON_Electric_Howarth_2023_05_05 | 2030 | Fossil Fuel Thermal (Coal, Peat, Oil) | Generation | Electricity | ON | Dispatch-Generation | VOM | 0 | [6 empty] | 0.67556 | 0
LCP_Inputs_ON_Electric_Howarth_2023_05_05 | 2030 | Fossil Fuel Thermal (Coal, Peat, Oil) | Generation | Electricity | PJ | Dispatch-Generation | EmissionsCost | 0 | [6 empty] | 0.67556 | 0
LCP_Inputs_ON_Electric_Howarth_2023_05_05 | 2030 | Fossil Fuel Thermal (Coal, Peat, Oil) | Generation | Electricity | PJ | Dispatch-Generation | FuelCost | 0 | [6 empty] | 0.67556 | 0
LCP_Inputs_ON_Electric_Howarth_2023_05_05 | 2030 | Fossil Fuel Thermal (Coal, Peat, Oil) | Generation | Electricity | PJ | Dispatch-Generation | VOM | 0 | [6 empty] | 0.67556 | 0
LCP_Inputs_ON_Electric_Howarth_2023_05_05 | 2030 | Fossil Fuel Thermal (Coal, Peat, Oil) | Generation | Electricity | QC | Dispatch-Generation | EmissionsCost | 0 | [6 empty] | 0.67556 | 0
LCP_Inputs_ON_Electric_Howarth_2023_05_05 | 2030 | Fossil Fuel Thermal (Coal, Peat, Oil) | Generation | Electricity | QC | Dispatch-Generation | FuelCost | 0 | [6 empty] | 0.67556 | 0
LCP_Inputs_ON_Electric_Howarth_2023_05_05 | 2030 | Fossil Fuel Thermal (Coal, Peat, Oil) | Generation | Electricity | QC | Dispatch-Generation | VOM | 0 | [6 empty] | 0.67556 | 0
LCP_Inputs_ON_Electric_Howarth_2023_05_05 | 2030 | Fossil Fuel Thermal (Coal, Peat, Oil) | Generation | Electricity | WC | Dispatch-Generation | EmissionsCost | 0 | [6 empty] | 0.67556 | 0
LCP_Inputs_ON_Electric_Howarth_2023_05_05 | 2030 | Fossil Fuel Thermal (Coal, Peat, Oil) | Generation | Electricity | WC | Dispatch-Generation | FuelCost | 0 | [6 empty] | 0.67556 | 0
LCP_Inputs_ON_Electric_Howarth_2023_05_05 | 2030 | Fossil Fuel Thermal (Coal, Peat, Oil) | Generation | Electricity | WC | Dispatch-Generation | VOM | 0 | [6 empty] | 0.67556 | 0
LCP_Inputs_ON_Electric_Howarth_2023_05_05 | 2030 | Generic - Generator | Generation | Electricity | MI | Dispatch-Generation | EmissionsCost | 0 | [6 empty] | 0.67556 | 0
LCP_Inputs_ON_Electric_Howarth_2023_05_05 | 2030 | Generic - Generator | Generation | Electricity | MI | Dispatch-Generation | FuelCost | 1914828256.8349 | [6 empty] | 0.67556 | 1293589359.7728
LCP_Inputs_ON_Electric_Howarth_2023_05_05 | 2030 | Generic - Generator | Generation | Electricity | MI | Dispatch-Generation | VOM | 66868135.5263 | [6 empty] | 0.67556 | 45173716.3977
LCP_Inputs_ON_Electric_Howarth_2023_05_05 | 2030 | Generic - Generator | Generation | Electricity | NY | Dispatch-Generation | EmissionsCost | 0 | [6 empty] | 0.67556 | 0
LCP_Inputs_ON_Electric_Howarth_2023_05_05 | 2030 | Generic - Generator | Generation | Electricity | NY | Dispatch-Generation | FuelCost | 745132168.0451 | [6 empty] | 0.67556 | 503384593.7707
LCP_Inputs_ON_Electric_Howarth_2023_05_05 | 2030 | Generic - Generator | Generation | Electricity | NY | Dispatch-Generation | VOM | 26020923.088 | [6 empty] | 0.67556 | 17578803.278
LCP_Inputs_ON_Electric_Howarth_2023_05_05 | 2030 | Generic - Generator | Generation | Electricity | ON | Dispatch-Generation | EmissionsCost | 0 | [6 empty] | 0.67556 | 0
LCP_Inputs_ON_Electric_Howarth_2023_05_05 | 2030 | Generic - Generator | Generation | Electricity | ON | Dispatch-Generation | FuelCost | 0 | [6 empty] | 0.67556 | 0
LCP_Inputs_ON_Electric_Howarth_2023_05_05 | 2030 | Generic - Generator | Generation | Electricity | ON | Dispatch-Generation | VOM | 0 | [6 empty] | 0.67556 | 0
LCP_Inputs_ON_Electric_Howarth_2023_05_05 | 2030 | Generic - Generator | Generation | Electricity | PJ | Dispatch-Generation | EmissionsCost | 0 | [6 empty] | 0.67556 | 0
LCP_Inputs_ON_Electric_Howarth_2023_05_05 | 2030 | Generic - Generator | Generation | Electricity | PJ | Dispatch-Generation | FuelCost | 7324771896.2137 | [6 empty] | 0.67556 | 4948353437.9042
LCP_Inputs_ON_Electric_Howarth_2023_05_05 | 2030 | Generic - Generator | Generation | Electricity | PJ | Dispatch-Generation | VOM | 255789958.2413 | [6 empty] | 0.67556 | 172802530.5332
LCP_Inputs_ON_Electric_Howarth_2023_05_05 | 2030 | Generic - Generator | Generation | Electricity | QC | Dispatch-Generation | EmissionsCost | 0 | [6 empty] | 0.67556 | 0
LCP_Inputs_ON_Electric_Howarth_2023_05_05 | 2030 | Generic - Generator | Generation | Electricity | QC | Dispatch-Generation | FuelCost | 0 | [6 empty] | 0.67556 | 0
LCP_Inputs_ON_Electric_Howarth_2023_05_05 | 2030 | Generic - Generator | Generation | Electricity | QC | Dispatch-Generation | VOM | 0 | [6 empty] | 0.67556 | 0
LCP_Inputs_ON_Electric_Howarth_2023_05_05 | 2030 | Generic - Generator | Generation | Electricity | WC | Dispatch-Generation | EmissionsCost | 0 | [6 empty] | 0.67556 | 0
LCP_Inputs_ON_Electric_Howarth_2023_05_05 | 2030 | Generic - Generator | Generation | Electricity | WC | Dispatch-Generation | FuelCost | 1737227.6587 | [6 empty] | 0.67556 | 1173608.7593
LCP_Inputs_ON_Electric_Howarth_2023_05_05 | 2030 | Generic - Generator | Generation | Electricity | WC | Dispatch-Generation | VOM | 60666.1063 | [6 empty] | 0.67556 | 40983.8477
LCP_Inputs_ON_Electric_Howarth_2023_05_05 | 2030 | H2 Import - QC | Import | Hydrogen | MI | Dispatch-Import | EmissionsCost | 0 | [6 empty] | 0.67556 | 0
LCP_Inputs_ON_Electric_Howarth_2023_05_05 | 2030 | H2 Import - QC | Import | Hydrogen | MI | Dispatch-Import | FuelCost | 0 | [6 empty] | 0.67556 | 0
LCP_Inputs_ON_Electric_Howarth_2023_05_05 | 2030 | H2 Import - QC | Import | Hydrogen | MI | Dispatch-Import | VOM | 0 | [6 empty] | 0.67556 | 0
LCP_Inputs_ON_Electric_Howarth_2023_05_05 | 2030 | H2 Import - QC | Import | Hydrogen | NY | Dispatch-Import | EmissionsCost | 0 | [6 empty] | 0.67556 | 0
LCP_Inputs_ON_Electric_Howarth_2023_05_05 | 2030 | H2 Import - QC | Import | Hydrogen | NY | Dispatch-Import | FuelCost | 0 | [6 empty] | 0.67556 | 0
LCP_Inputs_ON_Electric_Howarth_2023_05_05 | 2030 | H2 Import - QC | Import | Hydrogen | NY | Dispatch-Import | VOM | 0 | [6 empty] | 0.67556 | 0
LCP_Inputs_ON_Electric_Howarth_2023_05_05 | 2030 | H2 Import - QC | Import | Hydrogen | ON | Dispatch-Import | EmissionsCost | 0 | [6 empty] | 0.67556 | 0
LCP_Inputs_ON_Electric_Howarth_2023_05_05 | 2030 | H2 Import - QC | Import | Hydrogen | ON | Dispatch-Import | FuelCost | 0 | [6 empty] | 0.67556 | 0
LCP_Inputs_ON_Electric_Howarth_2023_05_05 | 2030 | H2 Import - QC | Import | Hydrogen | ON | Dispatch-Import | VOM | 0 | [6 empty] | 0.67556 | 0
LCP_Inputs_ON_Electric_Howarth_2023_05_05 | 2030 | H2 Import - QC | Import | Hydrogen | PJ | Dispatch-Import | EmissionsCost | 0 | [6 empty] | 0.67556 | 0
LCP_Inputs_ON_Electric_Howarth_2023_05_05 | 2030 | H2 Import - QC | Import | Hydrogen | PJ | Dispatch-Import | FuelCost | 0 | [6 empty] | 0.67556 | 0
LCP_Inputs_ON_Electric_Howarth_2023_05_05 | 2030 | H2 Import - QC | Import | Hydrogen | PJ | Dispatch-Import | VOM | 0 | [6 empty] | 0.67556 | 0
LCP_Inputs_ON_Electric_Howarth_2023_05_05 | 2030 | H2 Import - QC | Import | Hydrogen | QC | Dispatch-Import | EmissionsCost | 0 | [6 empty] | 0.67556 | 0
LCP_Inputs_ON_Electric_Howarth_2023_05_05 | 2030 | H2 Import - QC | Import | Hydrogen | QC | Dispatch-Import | FuelCost | 0 | [6 empty] | 0.67556 | 0
LCP_Inputs_ON_Electric_Howarth_2023_05_05 | 2030 | H2 Import - QC | Import | Hydrogen | QC | Dispatch-Import | VOM | 0 | [6 empty] | 0.67556 | 0
LCP_Inputs_ON_Electric_Howarth_2023_05_05 | 2030 | H2 Import - QC | Import | Hydrogen | WC | Dispatch-Import | EmissionsCost | 0 | [6 empty] | 0.67556 | 0
LCP_Inputs_ON_Electric_Howarth_2023_05_05 | 2030 | H2 Import - QC | Import | Hydrogen | WC | Dispatch-Import | FuelCost | 0 | [6 empty] | 0.67556 | 0
LCP_Inputs_ON_Electric_Howarth_2023_05_05 | 2030 | H2 Import - QC | Import | Hydrogen | WC | Dispatch-Import | VOM | 0 | [6 empty] | 0.67556 | 0
LCP_Inputs_ON_Electric_Howarth_2023_05_05 | 2030 | H2 Import - WC | Import | Hydrogen | MI | Dispatch-Import | EmissionsCost | 0 | [6 empty] | 0.67556 | 0
LCP_Inputs_ON_Electric_Howarth_2023_05_05 | 2030 | H2 Import - WC | Import | Hydrogen | MI | Dispatch-Import | FuelCost | 0 | [6 empty] | 0.67556 | 0
LCP_Inputs_ON_Electric_Howarth_2023_05_05 | 2030 | H2 Import - WC | Import | Hydrogen | MI | Dispatch-Import | VOM | 0 | [6 empty] | 0.67556 | 0
LCP_Inputs_ON_Electric_Howarth_2023_05_05 | 2030 | H2 Import - WC | Import | Hydrogen | NY | Dispatch-Import | EmissionsCost | 0 | [6 empty] | 0.67556 | 0
LCP_Inputs_ON_Electric_Howarth_2023_05_05 | 2030 | H2 Import - WC | Import | Hydrogen | NY | Dispatch-Import | FuelCost | 0 | [6 empty] | 0.67556 | 0
LCP_Inputs_ON_Electric_Howarth_2023_05_05 | 2030 | H2 Import - WC | Import | Hydrogen | NY | Dispatch-Import | VOM | 0 | [6 empty] | 0.67556 | 0
LCP_Inputs_ON_Electric_Howarth_2023_05_05 | 2030 | H2 Import - WC | Import | Hydrogen | ON | Dispatch-Import | EmissionsCost | 0 | [6 empty] | 0.67556 | 0
LCP_Inputs_ON_Electric_Howarth_2023_05_05 | 2030 | H2 Import - WC | Import | Hydrogen | ON | Dispatch-Import | FuelCost | 0 | [6 empty] | 0.67556 | 0
LCP_Inputs_ON_Electric_Howarth_2023_05_05 | 2030 | H2 Import - WC | Import | Hydrogen | ON | Dispatch-Import | VOM | 0 | [6 empty] | 0.67556 | 0
LCP_Inputs_ON_Electric_Howarth_2023_05_05 | 2030 | H2 Import - WC | Import | Hydrogen | PJ | Dispatch-Import | EmissionsCost | 0 | [6 empty] | 0.67556 | 0
LCP_Inputs_ON_Electric_Howarth_2023_05_05 | 2030 | H2 Import - WC | Import | Hydrogen | PJ | Dispatch-Import | FuelCost | 0 | [6 empty] | 0.67556 | 0
LCP_Inputs_ON_Electric_Howarth_2023_05_05 | 2030 | H2 Import - WC | Import | Hydrogen | PJ | Dispatch-Import | VOM | 0 | [6 empty] | 0.67556 | 0
LCP_Inputs_ON_Electric_Howarth_2023_05_05 | 2030 | H2 Import - WC | Import | Hydrogen | QC | Dispatch-Import | EmissionsCost | 0 | [6 empty] | 0.67556 | 0
LCP_Inputs_ON_Electric_Howarth_2023_05_05 | 2030 | H2 Import - WC | Import | Hydrogen | QC | Dispatch-Import | FuelCost | 0 | [6 empty] | 0.67556 | 0
LCP_Inputs_ON_Electric_Howarth_2023_05_05 | 2030 | H2 Import - WC | Import | Hydrogen | QC | Dispatch-Import | VOM | 0 | [6 empty] | 0.67556 | 0
LCP_Inputs_ON_Electric_Howarth_2023_05_05 | 2030 | H2 Import - WC | Import | Hydrogen | WC | Dispatch-Import | EmissionsCost | 0 | [6 empty] | 0.67556 | 0
LCP_Inputs_ON_Electric_Howarth_2023_05_05 | 2030 | H2 Import - WC | Import | Hydrogen | WC | Dispatch-Import | FuelCost | 0 | [6 empty] | 0.67556 | 0
LCP_Inputs_ON_Electric_Howarth_2023_05_05 | 2030 | H2 Import - WC | Import | Hydrogen | WC | Dispatch-Import | VOM | 0 | [6 empty] | 0.67556 | 0
LCP_Inputs_ON_Electric_Howarth_2023_05_05 | 2030 | H2 Salt Cavern Storage - ON | Storage | Hydrogen | MI | Dispatch-Storage | EmissionsCost | 0 | [6 empty] | 0.67556 | 0
LCP_Inputs_ON_Electric_Howarth_2023_05_05 | 2030 | H2 Salt Cavern Storage - ON | Storage | Hydrogen | MI | Dispatch-Storage | FuelCost | 0 | [6 empty] | 0.67556 | 0
LCP_Inputs_ON_Electric_Howarth_2023_05_05 | 2030 | H2 Salt Cavern Storage - ON | Storage | Hydrogen | MI | Dispatch-Storage | VOM | 0 | [6 empty] | 0.67556 | 0
LCP_Inputs_ON_Electric_Howarth_2023_05_05 | 2030 | H2 Salt Cavern Storage - ON | Storage | Hydrogen | NY | Dispatch-Storage | EmissionsCost | 0 | [6 empty] | 0.67556 | 0
LCP_Inputs_ON_Electric_Howarth_2023_05_05 | 2030 | H2 Salt Cavern Storage - ON | Storage | Hydrogen | NY | Dispatch-Storage | FuelCost | 0 | [6 empty] | 0.67556 | 0
LCP_Inputs_ON_Electric_Howarth_2023_05_05 | 2030 | H2 Salt Cavern Storage - ON | Storage | Hydrogen | NY | Dispatch-Storage | VOM | 0 | [6 empty] | 0.67556 | 0
LCP_Inputs_ON_Electric_Howarth_2023_05_05 | 2030 | H2 Salt Cavern Storage - ON | Storage | Hydrogen | ON | Dispatch-Storage | EmissionsCost | 0 | [6 empty] | 0.67556 | 0
LCP_Inputs_ON_Electric_Howarth_2023_05_05 | 2030 | H2 Salt Cavern Storage - ON | Storage | Hydrogen | ON | Dispatch-Storage | FuelCost | 0 | [6 empty] | 0.67556 | 0
LCP_Inputs_ON_Electric_Howarth_2023_05_05 | 2030 | H2 Salt Cavern Storage - ON | Storage | Hydrogen | ON | Dispatch-Storage | VOM | 12116975.9484 | [6 empty] | 0.67556 | 8185794.7853
LCP_Inputs_ON_Electric_Howarth_2023_05_05 | 2030 | H2 Salt Cavern Storage - ON | Storage | Hydrogen | PJ | Dispatch-Storage | EmissionsCost | 0 | [6 empty] | 0.67556 | 0
LCP_Inputs_ON_Electric_Howarth_2023_05_05 | 2030 | H2 Salt Cavern Storage - ON | Storage | Hydrogen | PJ | Dispatch-Storage | FuelCost | 0 | [6 empty] | 0.67556 | 0
LCP_Inputs_ON_Electric_Howarth_2023_05_05 | 2030 | H2 Salt Cavern Storage - ON | Storage | Hydrogen | PJ | Dispatch-Storage | VOM | 0 | [6 empty] | 0.67556 | 0
LCP_Inputs_ON_Electric_Howarth_2023_05_05 | 2030 | H2 Salt Cavern Storage - ON | Storage | Hydrogen | QC | Dispatch-Storage | EmissionsCost | 0 | [6 empty] | 0.67556 | 0
LCP_Inputs_ON_Electric_Howarth_2023_05_05 | 2030 | H2 Salt Cavern Storage - ON | Storage | Hydrogen | QC | Dispatch-Storage | FuelCost | 0 | [6 empty] | 0.67556 | 0
LCP_Inputs_ON_Electric_Howarth_2023_05_05 | 2030 | H2 Salt Cavern Storage - ON | Storage | Hydrogen | QC | Dispatch-Storage | VOM | 0 | [6 empty] | 0.67556 | 0
LCP_Inputs_ON_Electric_Howarth_2023_05_05 | 2030 | H2 Salt Cavern Storage - ON | Storage | Hydrogen | WC | Dispatch-Storage | EmissionsCost | 0 | [6 empty] | 0.67556 | 0
LCP_Inputs_ON_Electric_Howarth_2023_05_05 | 2030 | H2 Salt Cavern Storage - ON | Storage | Hydrogen | WC | Dispatch-Storage | FuelCost | 0 | [6 empty] | 0.67556 | 0
LCP_Inputs_ON_Electric_Howarth_2023_05_05 | 2030 | H2 Salt Cavern Storage - ON | Storage | Hydrogen | WC | Dispatch-Storage | VOM | 0 | [6 empty] | 0.67556 | 0
LCP_Inputs_ON_Electric_Howarth_2023_05_05 | 2030 | Hydro | Generation | Electricity | MI | Dispatch-Generation | EmissionsCost | 0 | [6 empty] | 0.67556 | 0
LCP_Inputs_ON_Electric_Howarth_2023_05_05 | 2030 | Hydro | Generation | Electricity | MI | Dispatch-Generation | FuelCost | 0 | [6 empty] | 0.67556 | 0
LCP_Inputs_ON_Electric_Howarth_2023_05_05 | 2030 | Hydro | Generation | Electricity | MI | Dispatch-Generation | VOM | 0 | [6 empty] | 0.67556 | 0
LCP_Inputs_ON_Electric_Howarth_2023_05_05 | 2030 | Hydro | Generation | Electricity | NY | Dispatch-Generation | EmissionsCost | 0 | [6 empty] | 0.67556 | 0
LCP_Inputs_ON_Electric_Howarth_2023_05_05 | 2030 | Hydro | Generation | Electricity | NY | Dispatch-Generation | FuelCost | 0 | [6 empty] | 0.67556 | 0
LCP_Inputs_ON_Electric_Howarth_2023_05_05 | 2030 | Hydro | Generation | Electricity | NY | Dispatch-Generation | VOM | 0 | [6 empty] | 0.67556 | 0
LCP_Inputs_ON_Electric_Howarth_2023_05_05 | 2030 | Hydro | Generation | Electricity | ON | Dispatch-Generation | EmissionsCost | 0 | [6 empty] | 0.67556 | 0
LCP_Inputs_ON_Electric_Howarth_2023_05_05 | 2030 | Hydro | Generation | Electricity | ON | Dispatch-Generation | FuelCost | 0 | [6 empty] | 0.67556 | 0
LCP_Inputs_ON_Electric_Howarth_2023_05_05 | 2030 | Hydro | Generation | Electricity | ON | Dispatch-Generation | VOM | 0 | [6 empty] | 0.67556 | 0
LCP_Inputs_ON_Electric_Howarth_2023_05_05 | 2030 | Hydro | Generation | Electricity | PJ | Dispatch-Generation | EmissionsCost | 0 | [6 empty] | 0.67556 | 0
LCP_Inputs_ON_Electric_Howarth_2023_05_05 | 2030 | Hydro | Generation | Electricity | PJ | Dispatch-Generation | FuelCost | 0 | [6 empty] | 0.67556 | 0
LCP_Inputs_ON_Electric_Howarth_2023_05_05 | 2030 | Hydro | Generation | Electricity | PJ | Dispatch-Generation | VOM | 0 | [6 empty] | 0.67556 | 0
LCP_Inputs_ON_Electric_Howarth_2023_05_05 | 2030 | Hydro | Generation | Electricity | QC | Dispatch-Generation | EmissionsCost | 0 | [6 empty] | 0.67556 | 0
LCP_Inputs_ON_Electric_Howarth_2023_05_05 | 2030 | Hydro | Generation | Electricity | QC | Dispatch-Generation | FuelCost | 0 | [6 empty] | 0.67556 | 0
LCP_Inputs_ON_Electric_Howarth_2023_05_05 | 2030 | Hydro | Generation | Electricity | QC | Dispatch-Generation | VOM | 0 | [6 empty] | 0.67556 | 0
LCP_Inputs_ON_Electric_Howarth_2023_05_05 | 2030 | Hydro | Generation | Electricity | WC | Dispatch-Generation | EmissionsCost | 0 | [6 empty] | 0.67556 | 0
LCP_Inputs_ON_Electric_Howarth_2023_05_05 | 2030 | Hydro | Generation | Electricity | WC | Dispatch-Generation | FuelCost | 0 | [6 empty] | 0.67556 | 0
LCP_Inputs_ON_Electric_Howarth_2023_05_05 | 2030 | Hydro | Generation | Electricity | WC | Dispatch-Generation | VOM | 0 | [6 empty] | 0.67556 | 0
LCP_Inputs_ON_Electric_Howarth_2023_05_05 | 2030 | Hydro Pumped Storage | Storage | Electricity | MI | Dispatch-Storage | EmissionsCost | 0 | [6 empty] | 0.67556 | 0
LCP_Inputs_ON_Electric_Howarth_2023_05_05 | 2030 | Hydro Pumped Storage | Storage | Electricity | MI | Dispatch-Storage | FuelCost | 0 | [6 empty] | 0.67556 | 0
LCP_Inputs_ON_Electric_Howarth_2023_05_05 | 2030 | Hydro Pumped Storage | Storage | Electricity | MI | Dispatch-Storage | VOM | 0 | [6 empty] | 0.67556 | 0
LCP_Inputs_ON_Electric_Howarth_2023_05_05 | 2030 | Hydro Pumped Storage | Storage | Electricity | NY | Dispatch-Storage | EmissionsCost | 0 | [6 empty] | 0.67556 | 0
LCP_Inputs_ON_Electric_Howarth_2023_05_05 | 2030 | Hydro Pumped Storage | Storage | Electricity | NY | Dispatch-Storage | FuelCost | 0 | [6 empty] | 0.67556 | 0
LCP_Inputs_ON_Electric_Howarth_2023_05_05 | 2030 | Hydro Pumped Storage | Storage | Electricity | NY | Dispatch-Storage | VOM | 0 | [6 empty] | 0.67556 | 0
LCP_Inputs_ON_Electric_Howarth_2023_05_05 | 2030 | Hydro Pumped Storage | Storage | Electricity | ON | Dispatch-Storage | EmissionsCost | 0 | [6 empty] | 0.67556 | 0
LCP_Inputs_ON_Electric_Howarth_2023_05_05 | 2030 | Hydro Pumped Storage | Storage | Electricity | ON | Dispatch-Storage | FuelCost | 0 | [6 empty] | 0.67556 | 0
LCP_Inputs_ON_Electric_Howarth_2023_05_05 | 2030 | Hydro Pumped Storage | Storage | Electricity | ON | Dispatch-Storage | VOM | 0 | [6 empty] | 0.67556 | 0
LCP_Inputs_ON_Electric_Howarth_2023_05_05 | 2030 | Hydro Pumped Storage | Storage | Electricity | PJ | Dispatch-Storage | EmissionsCost | 0 | [6 empty] | 0.67556 | 0
LCP_Inputs_ON_Electric_Howarth_2023_05_05 | 2030 | Hydro Pumped Storage | Storage | Electricity | PJ | Dispatch-Storage | FuelCost | 0 | [6 empty] | 0.67556 | 0
LCP_Inputs_ON_Electric_Howarth_2023_05_05 | 2030 | Hydro Pumped Storage | Storage | Electricity | PJ | Dispatch-Storage | VOM | 0 | [6 empty] | 0.67556 | 0
LCP_Inputs_ON_Electric_Howarth_2023_05_05 | 2030 | Hydro Pumped Storage | Storage | Electricity | QC | Dispatch-Storage | EmissionsCost | 0 | [6 empty] | 0.67556 | 0
LCP_Inputs_ON_Electric_Howarth_2023_05_05 | 2030 | Hydro Pumped Storage | Storage | Electricity | QC | Dispatch-Storage | FuelCost | 0 | [6 empty] | 0.67556 | 0
LCP_Inputs_ON_Electric_Howarth_2023_05_05 | 2030 | Hydro Pumped Storage | Storage | Electricity | QC | Dispatch-Storage | VOM | 0 | [6 empty] | 0.67556 | 0
LCP_Inputs_ON_Electric_Howarth_2023_05_05 | 2030 | Hydro Pumped Storage | Storage | Electricity | WC | Dispatch-Storage | EmissionsCost | 0 | [6 empty] | 0.67556 | 0
LCP_Inputs_ON_Electric_Howarth_2023_05_05 | 2030 | Hydro Pumped Storage | Storage | Electricity | WC | Dispatch-Storage | FuelCost | 0 | [6 empty] | 0.67556 | 0
LCP_Inputs_ON_Electric_Howarth_2023_05_05 | 2030 | Hydro Pumped Storage | Storage | Electricity | WC | Dispatch-Storage | VOM | 0 | [6 empty] | 0.67556 | 0
LCP_Inputs_ON_Electric_Howarth_2023_05_05 | 2030 | Nuclear | Generation | Electricity | MI | Dispatch-Generation | EmissionsCost | 0 | [6 empty] | 0.67556 | 0
LCP_Inputs_ON_Electric_Howarth_2023_05_05 | 2030 | Nuclear | Generation | Electricity | MI | Dispatch-Generation | FuelCost | 0 | [6 empty] | 0.67556 | 0
LCP_Inputs_ON_Electric_Howarth_2023_05_05 | 2030 | Nuclear | Generation | Electricity | MI | Dispatch-Generation | VOM | 2762866296.96 | [6 empty] | 0.67556 | 1866493473.4826
LCP_Inputs_ON_Electric_Howarth_2023_05_05 | 2030 | Nuclear | Generation | Electricity | NY | Dispatch-Generation | EmissionsCost | 0 | [6 empty] | 0.67556 | 0
LCP_Inputs_ON_Electric_Howarth_2023_05_05 | 2030 | Nuclear | Generation | Electricity | NY | Dispatch-Generation | FuelCost | 0 | [6 empty] | 0.67556 | 0
LCP_Inputs_ON_Electric_Howarth_2023_05_05 | 2030 | Nuclear | Generation | Electricity | NY | Dispatch-Generation | VOM | 2246155230.144 | [6 empty] | 0.67556 | 1517421991.106
LCP_Inputs_ON_Electric_Howarth_2023_05_05 | 2030 | Nuclear | Generation | Electricity | ON | Dispatch-Generation | EmissionsCost | 0 | [6 empty] | 0.67556 | 0
LCP_Inputs_ON_Electric_Howarth_2023_05_05 | 2030 | Nuclear | Generation | Electricity | ON | Dispatch-Generation | FuelCost | 0 | [6 empty] | 0.67556 | 0
LCP_Inputs_ON_Electric_Howarth_2023_05_05 | 2030 | Nuclear | Generation | Electricity | ON | Dispatch-Generation | VOM | 7240796912.4466 | [6 empty] | 0.67556 | 4891622947.7934
LCP_Inputs_ON_Electric_Howarth_2023_05_05 | 2030 | Nuclear | Generation | Electricity | PJ | Dispatch-Generation | EmissionsCost | 0 | [6 empty] | 0.67556 | 0
LCP_Inputs_ON_Electric_Howarth_2023_05_05 | 2030 | Nuclear | Generation | Electricity | PJ | Dispatch-Generation | FuelCost | 0 | [6 empty] | 0.67556 | 0
LCP_Inputs_ON_Electric_Howarth_2023_05_05 | 2030 | Nuclear | Generation | Electricity | PJ | Dispatch-Generation | VOM | 6401347648.6848 | [6 empty] | 0.67556 | 4324521103.6487
LCP_Inputs_ON_Electric_Howarth_2023_05_05 | 2030 | Nuclear | Generation | Electricity | QC | Dispatch-Generation | EmissionsCost | 0 | [6 empty] | 0.67556 | 0
LCP_Inputs_ON_Electric_Howarth_2023_05_05 | 2030 | Nuclear | Generation | Electricity | QC | Dispatch-Generation | FuelCost | 0 | [6 empty] | 0.67556 | 0
LCP_Inputs_ON_Electric_Howarth_2023_05_05 | 2030 | Nuclear | Generation | Electricity | QC | Dispatch-Generation | VOM | 0 | [6 empty] | 0.67556 | 0
LCP_Inputs_ON_Electric_Howarth_2023_05_05 | 2030 | Nuclear | Generation | Electricity | WC | Dispatch-Generation | EmissionsCost | 0 | [6 empty] | 0.67556 | 0
LCP_Inputs_ON_Electric_Howarth_2023_05_05 | 2030 | Nuclear | Generation | Electricity | WC | Dispatch-Generation | FuelCost | 0 | [6 empty] | 0.67556 | 0
LCP_Inputs_ON_Electric_Howarth_2023_05_05 | 2030 | Nuclear | Generation | Electricity | WC | Dispatch-Generation | VOM | 0 | [6 empty] | 0.67556 | 0
LCP_Inputs_ON_Electric_Howarth_2023_05_05 | 2030 | Nuclear SMR | Generation | Electricity | MI | Dispatch-Generation | EmissionsCost | 0 | [6 empty] | 0.67556 | 0
LCP_Inputs_ON_Electric_Howarth_2023_05_05 | 2030 | Nuclear SMR | Generation | Electricity | MI | Dispatch-Generation | FuelCost | 0 | [6 empty] | 0.67556 | 0
LCP_Inputs_ON_Electric_Howarth_2023_05_05 | 2030 | Nuclear SMR | Generation | Electricity | MI | Dispatch-Generation | VOM | 0 | [6 empty] | 0.67556 | 0
LCP_Inputs_ON_Electric_Howarth_2023_05_05 | 2030 | Nuclear SMR | Generation | Electricity | NY | Dispatch-Generation | EmissionsCost | 0 | [6 empty] | 0.67556 | 0
LCP_Inputs_ON_Electric_Howarth_2023_05_05 | 2030 | Nuclear SMR | Generation | Electricity | NY | Dispatch-Generation | FuelCost | 0 | [6 empty] | 0.67556 | 0
LCP_Inputs_ON_Electric_Howarth_2023_05_05 | 2030 | Nuclear SMR | Generation | Electricity | NY | Dispatch-Generation | VOM | 0 | [6 empty] | 0.67556 | 0
LCP_Inputs_ON_Electric_Howarth_2023_05_05 | 2030 | Nuclear SMR | Generation | Electricity | ON | Dispatch-Generation | EmissionsCost | 0 | [6 empty] | 0.67556 | 0
LCP_Inputs_ON_Electric_Howarth_2023_05_05 | 2030 | Nuclear SMR | Generation | Electricity | ON | Dispatch-Generation | FuelCost | 0 | [6 empty] | 0.67556 | 0
LCP_Inputs_ON_Electric_Howarth_2023_05_05 | 2030 | Nuclear SMR | Generation | Electricity | ON | Dispatch-Generation | VOM | 19039640.4 | [6 empty] | 0.67556 | 12862498.8416
LCP_Inputs_ON_Electric_Howarth_2023_05_05 | 2030 | Nuclear SMR | Generation | Electricity | PJ | Dispatch-Generation | EmissionsCost | 0 | [6 empty] | 0.67556 | 0
LCP_Inputs_ON_Electric_Howarth_2023_05_05 | 2030 | Nuclear SMR | Generation | Electricity | PJ | Dispatch-Generation | FuelCost | 0 | [6 empty] | 0.67556 | 0
LCP_Inputs_ON_Electric_Howarth_2023_05_05 | 2030 | Nuclear SMR | Generation | Electricity | PJ | Dispatch-Generation | VOM | 0 | [6 empty] | 0.67556 | 0
LCP_Inputs_ON_Electric_Howarth_2023_05_05 | 2030 | Nuclear SMR | Generation | Electricity | QC | Dispatch-Generation | EmissionsCost | 0 | [6 empty] | 0.67556 | 0
LCP_Inputs_ON_Electric_Howarth_2023_05_05 | 2030 | Nuclear SMR | Generation | Electricity | QC | Dispatch-Generation | FuelCost | 0 | [6 empty] | 0.67556 | 0
LCP_Inputs_ON_Electric_Howarth_2023_05_05 | 2030 | Nuclear SMR | Generation | Electricity | QC | Dispatch-Generation | VOM | 0 | [6 empty] | 0.67556 | 0
LCP_Inputs_ON_Electric_Howarth_2023_05_05 | 2030 | Nuclear SMR | Generation | Electricity | WC | Dispatch-Generation | EmissionsCost | 0 | [6 empty] | 0.67556 | 0
LCP_Inputs_ON_Electric_Howarth_2023_05_05 | 2030 | Nuclear SMR | Generation | Electricity | WC | Dispatch-Generation | FuelCost | 0 | [6 empty] | 0.67556 | 0
LCP_Inputs_ON_Electric_Howarth_2023_05_05 | 2030 | Nuclear SMR | Generation | Electricity | WC | Dispatch-Generation | VOM | 0 | [6 empty] | 0.67556 | 0
LCP_Inputs_ON_Electric_Howarth_2023_05_05 | 2030 | O/CCGT - CH4 Existing | Crossload | Electricity | MI | Dispatch-Crossload | EmissionsCost | 0 | [6 empty] | 0.67556 | 0
LCP_Inputs_ON_Electric_Howarth_2023_05_05 | 2030 | O/CCGT - CH4 Existing | Crossload | Electricity | MI | Dispatch-Crossload | FuelCost | 0 | [6 empty] | 0.67556 | 0
LCP_Inputs_ON_Electric_Howarth_2023_05_05 | 2030 | O/CCGT - CH4 Existing | Crossload | Electricity | MI | Dispatch-Crossload | VOM | 0 | [6 empty] | 0.67556 | 0
LCP_Inputs_ON_Electric_Howarth_2023_05_05 | 2030 | O/CCGT - CH4 Existing | Crossload | Electricity | NY | Dispatch-Crossload | EmissionsCost | 0 | [6 empty] | 0.67556 | 0
LCP_Inputs_ON_Electric_Howarth_2023_05_05 | 2030 | O/CCGT - CH4 Existing | Crossload | Electricity | NY | Dispatch-Crossload | FuelCost | 0 | [6 empty] | 0.67556 | 0
LCP_Inputs_ON_Electric_Howarth_2023_05_05 | 2030 | O/CCGT - CH4 Existing | Crossload | Electricity | NY | Dispatch-Crossload | VOM | 0 | [6 empty] | 0.67556 | 0
LCP_Inputs_ON_Electric_Howarth_2023_05_05 | 2030 | O/CCGT - CH4 Existing | Crossload | Electricity | ON | Dispatch-Crossload | EmissionsCost | 11165878.9802 | [6 empty] | 0.67556 | 7543267.7525
LCP_Inputs_ON_Electric_Howarth_2023_05_05 | 2030 | O/CCGT - CH4 Existing | Crossload | Electricity | ON | Dispatch-Crossload | FuelCost | 0 | [6 empty] | 0.67556 | 0
LCP_Inputs_ON_Electric_Howarth_2023_05_05 | 2030 | O/CCGT - CH4 Existing | Crossload | Electricity | ON | Dispatch-Crossload | VOM | 405781.1348 | [6 empty] | 0.67556 | 274131.1951
LCP_Inputs_ON_Electric_Howarth_2023_05_05 | 2030 | O/CCGT - CH4 Existing | Crossload | Electricity | PJ | Dispatch-Crossload | EmissionsCost | 0 | [6 empty] | 0.67556 | 0
LCP_Inputs_ON_Electric_Howarth_2023_05_05 | 2030 | O/CCGT - CH4 Existing | Crossload | Electricity | PJ | Dispatch-Crossload | FuelCost | 0 | [6 empty] | 0.67556 | 0
LCP_Inputs_ON_Electric_Howarth_2023_05_05 | 2030 | O/CCGT - CH4 Existing | Crossload | Electricity | PJ | Dispatch-Crossload | VOM | 0 | [6 empty] | 0.67556 | 0
LCP_Inputs_ON_Electric_Howarth_2023_05_05 | 2030 | O/CCGT - CH4 Existing | Crossload | Electricity | QC | Dispatch-Crossload | EmissionsCost | 0 | [6 empty] | 0.67556 | 0
LCP_Inputs_ON_Electric_Howarth_2023_05_05 | 2030 | O/CCGT - CH4 Existing | Crossload | Electricity | QC | Dispatch-Crossload | FuelCost | 0 | [6 empty] | 0.67556 | 0
LCP_Inputs_ON_Electric_Howarth_2023_05_05 | 2030 | O/CCGT - CH4 Existing | Crossload | Electricity | QC | Dispatch-Crossload | VOM | 0 | [6 empty] | 0.67556 | 0
LCP_Inputs_ON_Electric_Howarth_2023_05_05 | 2030 | O/CCGT - CH4 Existing | Crossload | Electricity | WC | Dispatch-Crossload | EmissionsCost | 0 | [6 empty] | 0.67556 | 0
LCP_Inputs_ON_Electric_Howarth_2023_05_05 | 2030 | O/CCGT - CH4 Existing | Crossload | Electricity | WC | Dispatch-Crossload | FuelCost | 0 | [6 empty] | 0.67556 | 0
LCP_Inputs_ON_Electric_Howarth_2023_05_05 | 2030 | O/CCGT - CH4 Existing | Crossload | Electricity | WC | Dispatch-Crossload | VOM | 0 | [6 empty] | 0.67556 | 0
LCP_Inputs_ON_Electric_Howarth_2023_05_05 | 2030 | O/CCGT - CH4 New | Crossload | Electricity | MI | Dispatch-Crossload | EmissionsCost | 0 | [6 empty] | 0.67556 | 0
LCP_Inputs_ON_Electric_Howarth_2023_05_05 | 2030 | O/CCGT - CH4 New | Crossload | Electricity | MI | Dispatch-Crossload | FuelCost | 0 | [6 empty] | 0.67556 | 0
LCP_Inputs_ON_Electric_Howarth_2023_05_05 | 2030 | O/CCGT - CH4 New | Crossload | Electricity | MI | Dispatch-Crossload | VOM | 0 | [6 empty] | 0.67556 | 0
LCP_Inputs_ON_Electric_Howarth_2023_05_05 | 2030 | O/CCGT - CH4 New | Crossload | Electricity | NY | Dispatch-Crossload | EmissionsCost | 0 | [6 empty] | 0.67556 | 0
LCP_Inputs_ON_Electric_Howarth_2023_05_05 | 2030 | O/CCGT - CH4 New | Crossload | Electricity | NY | Dispatch-Crossload | FuelCost | 0 | [6 empty] | 0.67556 | 0
LCP_Inputs_ON_Electric_Howarth_2023_05_05 | 2030 | O/CCGT - CH4 New | Crossload | Electricity | NY | Dispatch-Crossload | VOM | 0 | [6 empty] | 0.67556 | 0
LCP_Inputs_ON_Electric_Howarth_2023_05_05 | 2030 | O/CCGT - CH4 New | Crossload | Electricity | ON | Dispatch-Crossload | EmissionsCost | 1023543.3464 | [6 empty] | 0.67556 | 691469.21
LCP_Inputs_ON_Electric_Howarth_2023_05_05 | 2030 | O/CCGT - CH4 New | Crossload | Electricity | ON | Dispatch-Crossload | FuelCost | 0 | [6 empty] | 0.67556 | 0
LCP_Inputs_ON_Electric_Howarth_2023_05_05 | 2030 | O/CCGT - CH4 New | Crossload | Electricity | ON | Dispatch-Crossload | VOM | 37196.7654 | [6 empty] | 0.67556 | 25128.8019
LCP_Inputs_ON_Electric_Howarth_2023_05_05 | 2030 | O/CCGT - CH4 New | Crossload | Electricity | PJ | Dispatch-Crossload | EmissionsCost | 0 | [6 empty] | 0.67556 | 0
LCP_Inputs_ON_Electric_Howarth_2023_05_05 | 2030 | O/CCGT - CH4 New | Crossload | Electricity | PJ | Dispatch-Crossload | FuelCost | 0 | [6 empty] | 0.67556 | 0
LCP_Inputs_ON_Electric_Howarth_2023_05_05 | 2030 | O/CCGT - CH4 New | Crossload | Electricity | PJ | Dispatch-Crossload | VOM | 0 | [6 empty] | 0.67556 | 0
LCP_Inputs_ON_Electric_Howarth_2023_05_05 | 2030 | O/CCGT - CH4 New | Crossload | Electricity | QC | Dispatch-Crossload | EmissionsCost | 0 | [6 empty] | 0.67556 | 0
LCP_Inputs_ON_Electric_Howarth_2023_05_05 | 2030 | O/CCGT - CH4 New | Crossload | Electricity | QC | Dispatch-Crossload | FuelCost | 0 | [6 empty] | 0.67556 | 0
LCP_Inputs_ON_Electric_Howarth_2023_05_05 | 2030 | O/CCGT - CH4 New | Crossload | Electricity | QC | Dispatch-Crossload | VOM | 0 | [6 empty] | 0.67556 | 0
LCP_Inputs_ON_Electric_Howarth_2023_05_05 | 2030 | O/CCGT - CH4 New | Crossload | Electricity | WC | Dispatch-Crossload | EmissionsCost | 0 | [6 empty] | 0.67556 | 0
LCP_Inputs_ON_Electric_Howarth_2023_05_05 | 2030 | O/CCGT - CH4 New | Crossload | Electricity | WC | Dispatch-Crossload | FuelCost | 0 | [6 empty] | 0.67556 | 0
LCP_Inputs_ON_Electric_Howarth_2023_05_05 | 2030 | O/CCGT - CH4 New | Crossload | Electricity | WC | Dispatch-Crossload | VOM | 0 | [6 empty] | 0.67556 | 0
LCP_Inputs_ON_Electric_Howarth_2023_05_05 | 2030 | O/CCGT - H2 New | Crossload | Electricity | MI | Dispatch-Crossload | EmissionsCost | 0 | [6 empty] | 0.67556 | 0
LCP_Inputs_ON_Electric_Howarth_2023_05_05 | 2030 | O/CCGT - H2 New | Crossload | Electricity | MI | Dispatch-Crossload | FuelCost | 0 | [6 empty] | 0.67556 | 0
LCP_Inputs_ON_Electric_Howarth_2023_05_05 | 2030 | O/CCGT - H2 New | Crossload | Electricity | MI | Dispatch-Crossload | VOM | 0 | [6 empty] | 0.67556 | 0
LCP_Inputs_ON_Electric_Howarth_2023_05_05 | 2030 | O/CCGT - H2 New | Crossload | Electricity | NY | Dispatch-Crossload | EmissionsCost | 0 | [6 empty] | 0.67556 | 0
LCP_Inputs_ON_Electric_Howarth_2023_05_05 | 2030 | O/CCGT - H2 New | Crossload | Electricity | NY | Dispatch-Crossload | FuelCost | 0 | [6 empty] | 0.67556 | 0
LCP_Inputs_ON_Electric_Howarth_2023_05_05 | 2030 | O/CCGT - H2 New | Crossload | Electricity | NY | Dispatch-Crossload | VOM | 0 | [6 empty] | 0.67556 | 0
LCP_Inputs_ON_Electric_Howarth_2023_05_05 | 2030 | O/CCGT - H2 New | Crossload | Electricity | ON | Dispatch-Crossload | EmissionsCost | 0 | [6 empty] | 0.67556 | 0
LCP_Inputs_ON_Electric_Howarth_2023_05_05 | 2030 | O/CCGT - H2 New | Crossload | Electricity | ON | Dispatch-Crossload | FuelCost | 0 | [6 empty] | 0.67556 | 0
LCP_Inputs_ON_Electric_Howarth_2023_05_05 | 2030 | O/CCGT - H2 New | Crossload | Electricity | ON | Dispatch-Crossload | VOM | 13608.3219 | [6 empty] | 0.67556 | 9193.2946
LCP_Inputs_ON_Electric_Howarth_2023_05_05 | 2030 | O/CCGT - H2 New | Crossload | Electricity | PJ | Dispatch-Crossload | EmissionsCost | 0 | [6 empty] | 0.67556 | 0
LCP_Inputs_ON_Electric_Howarth_2023_05_05 | 2030 | O/CCGT - H2 New | Crossload | Electricity | PJ | Dispatch-Crossload | FuelCost | 0 | [6 empty] | 0.67556 | 0
LCP_Inputs_ON_Electric_Howarth_2023_05_05 | 2030 | O/CCGT - H2 New | Crossload | Electricity | PJ | Dispatch-Crossload | VOM | 0 | [6 empty] | 0.67556 | 0
LCP_Inputs_ON_Electric_Howarth_2023_05_05 | 2030 | O/CCGT - H2 New | Crossload | Electricity | QC | Dispatch-Crossload | EmissionsCost | 0 | [6 empty] | 0.67556 | 0
LCP_Inputs_ON_Electric_Howarth_2023_05_05 | 2030 | O/CCGT - H2 New | Crossload | Electricity | QC | Dispatch-Crossload | FuelCost | 0 | [6 empty] | 0.67556 | 0
LCP_Inputs_ON_Electric_Howarth_2023_05_05 | 2030 | O/CCGT - H2 New | Crossload | Electricity | QC | Dispatch-Crossload | VOM | 0 | [6 empty] | 0.67556 | 0
LCP_Inputs_ON_Electric_Howarth_2023_05_05 | 2030 | O/CCGT - H2 New | Crossload | Electricity | WC | Dispatch-Crossload | EmissionsCost | 0 | [6 empty] | 0.67556 | 0
LCP_Inputs_ON_Electric_Howarth_2023_05_05 | 2030 | O/CCGT - H2 New | Crossload | Electricity | WC | Dispatch-Crossload | FuelCost | 0 | [6 empty] | 0.67556 | 0
LCP_Inputs_ON_Electric_Howarth_2023_05_05 | 2030 | O/CCGT - H2 New | Crossload | Electricity | WC | Dispatch-Crossload | VOM | 0 | [6 empty] | 0.67556 | 0
LCP_Inputs_ON_Electric_Howarth_2023_05_05 | 2030 | SMR CCS | Generation | Hydrogen | MI | Dispatch-Generation | EmissionsCost | 0 | [6 empty] | 0.67556 | 0
LCP_Inputs_ON_Electric_Howarth_2023_05_05 | 2030 | SMR CCS | Generation | Hydrogen | MI | Dispatch-Generation | FuelCost | 0 | [6 empty] | 0.67556 | 0
LCP_Inputs_ON_Electric_Howarth_2023_05_05 | 2030 | SMR CCS | Generation | Hydrogen | MI | Dispatch-Generation | VOM | 0 | [6 empty] | 0.67556 | 0
LCP_Inputs_ON_Electric_Howarth_2023_05_05 | 2030 | SMR CCS | Generation | Hydrogen | NY | Dispatch-Generation | EmissionsCost | 0 | [6 empty] | 0.67556 | 0
LCP_Inputs_ON_Electric_Howarth_2023_05_05 | 2030 | SMR CCS | Generation | Hydrogen | NY | Dispatch-Generation | FuelCost | 0 | [6 empty] | 0.67556 | 0
LCP_Inputs_ON_Electric_Howarth_2023_05_05 | 2030 | SMR CCS | Generation | Hydrogen | NY | Dispatch-Generation | VOM | 0 | [6 empty] | 0.67556 | 0
LCP_Inputs_ON_Electric_Howarth_2023_05_05 | 2030 | SMR CCS | Generation | Hydrogen | ON | Dispatch-Generation | EmissionsCost | 534562683.9116 | [6 empty] | 0.67556 | 361131395.242
LCP_Inputs_ON_Electric_Howarth_2023_05_05 | 2030 | SMR CCS | Generation | Hydrogen | ON | Dispatch-Generation | FuelCost | 210670439.8621 | [6 empty] | 0.67556 | 142321400.6016
LCP_Inputs_ON_Electric_Howarth_2023_05_05 | 2030 | SMR CCS | Generation | Hydrogen | ON | Dispatch-Generation | VOM | 0 | [6 empty] | 0.67556 | 0
LCP_Inputs_ON_Electric_Howarth_2023_05_05 | 2030 | SMR CCS | Generation | Hydrogen | PJ | Dispatch-Generation | EmissionsCost | 0 | [6 empty] | 0.67556 | 0
LCP_Inputs_ON_Electric_Howarth_2023_05_05 | 2030 | SMR CCS | Generation | Hydrogen | PJ | Dispatch-Generation | FuelCost | 0 | [6 empty] | 0.67556 | 0
LCP_Inputs_ON_Electric_Howarth_2023_05_05 | 2030 | SMR CCS | Generation | Hydrogen | PJ | Dispatch-Generation | VOM | 0 | [6 empty] | 0.67556 | 0
LCP_Inputs_ON_Electric_Howarth_2023_05_05 | 2030 | SMR CCS | Generation | Hydrogen | QC | Dispatch-Generation | EmissionsCost | 0 | [6 empty] | 0.67556 | 0
LCP_Inputs_ON_Electric_Howarth_2023_05_05 | 2030 | SMR CCS | Generation | Hydrogen | QC | Dispatch-Generation | FuelCost | 0 | [6 empty] | 0.67556 | 0
LCP_Inputs_ON_Electric_Howarth_2023_05_05 | 2030 | SMR CCS | Generation | Hydrogen | QC | Dispatch-Generation | VOM | 0 | [6 empty] | 0.67556 | 0
LCP_Inputs_ON_Electric_Howarth_2023_05_05 | 2030 | SMR CCS | Generation | Hydrogen | WC | Dispatch-Generation | EmissionsCost | 0 | [6 empty] | 0.67556 | 0
LCP_Inputs_ON_Electric_Howarth_2023_05_05 | 2030 | SMR CCS | Generation | Hydrogen | WC | Dispatch-Generation | FuelCost | 0 | [6 empty] | 0.67556 | 0
LCP_Inputs_ON_Electric_Howarth_2023_05_05 | 2030 | SMR CCS | Generation | Hydrogen | WC | Dispatch-Generation | VOM | 0 | [6 empty] | 0.67556 | 0
LCP_Inputs_ON_Electric_Howarth_2023_05_05 | 2030 | Solar PV | Generation | Electricity | MI | Dispatch-Generation | EmissionsCost | 0 | [6 empty] | 0.67556 | 0
LCP_Inputs_ON_Electric_Howarth_2023_05_05 | 2030 | Solar PV | Generation | Electricity | MI | Dispatch-Generation | FuelCost | 0 | [6 empty] | 0.67556 | 0
LCP_Inputs_ON_Electric_Howarth_2023_05_05 | 2030 | Solar PV | Generation | Electricity | MI | Dispatch-Generation | VOM | 0 | [6 empty] | 0.67556 | 0
LCP_Inputs_ON_Electric_Howarth_2023_05_05 | 2030 | Solar PV | Generation | Electricity | NY | Dispatch-Generation | EmissionsCost | 0 | [6 empty] | 0.67556 | 0
LCP_Inputs_ON_Electric_Howarth_2023_05_05 | 2030 | Solar PV | Generation | Electricity | NY | Dispatch-Generation | FuelCost | 0 | [6 empty] | 0.67556 | 0
LCP_Inputs_ON_Electric_Howarth_2023_05_05 | 2030 | Solar PV | Generation | Electricity | NY | Dispatch-Generation | VOM | 0 | [6 empty] | 0.67556 | 0
LCP_Inputs_ON_Electric_Howarth_2023_05_05 | 2030 | Solar PV | Generation | Electricity | ON | Dispatch-Generation | EmissionsCost | 0 | [6 empty] | 0.67556 | 0
LCP_Inputs_ON_Electric_Howarth_2023_05_05 | 2030 | Solar PV | Generation | Electricity | ON | Dispatch-Generation | FuelCost | 0 | [6 empty] | 0.67556 | 0
LCP_Inputs_ON_Electric_Howarth_2023_05_05 | 2030 | Solar PV | Generation | Electricity | ON | Dispatch-Generation | VOM | 0 | [6 empty] | 0.67556 | 0
LCP_Inputs_ON_Electric_Howarth_2023_05_05 | 2030 | Solar PV | Generation | Electricity | PJ | Dispatch-Generation | EmissionsCost | 0 | [6 empty] | 0.67556 | 0
LCP_Inputs_ON_Electric_Howarth_2023_05_05 | 2030 | Solar PV | Generation | Electricity | PJ | Dispatch-Generation | FuelCost | 0 | [6 empty] | 0.67556 | 0
LCP_Inputs_ON_Electric_Howarth_2023_05_05 | 2030 | Solar PV | Generation | Electricity | PJ | Dispatch-Generation | VOM | 0 | [6 empty] | 0.67556 | 0
LCP_Inputs_ON_Electric_Howarth_2023_05_05 | 2030 | Solar PV | Generation | Electricity | QC | Dispatch-Generation | EmissionsCost | 0 | [6 empty] | 0.67556 | 0
LCP_Inputs_ON_Electric_Howarth_2023_05_05 | 2030 | Solar PV | Generation | Electricity | QC | Dispatch-Generation | FuelCost | 0 | [6 empty] | 0.67556 | 0
LCP_Inputs_ON_Electric_Howarth_2023_05_05 | 2030 | Solar PV | Generation | Electricity | QC | Dispatch-Generation | VOM | 0 | [6 empty] | 0.67556 | 0
LCP_Inputs_ON_Electric_Howarth_2023_05_05 | 2030 | Solar PV | Generation | Electricity | WC | Dispatch-Generation | EmissionsCost | 0 | [6 empty] | 0.67556 | 0
LCP_Inputs_ON_Electric_Howarth_2023_05_05 | 2030 | Solar PV | Generation | Electricity | WC | Dispatch-Generation | FuelCost | 0 | [6 empty] | 0.67556 | 0
LCP_Inputs_ON_Electric_Howarth_2023_05_05 | 2030 | Solar PV | Generation | Electricity | WC | Dispatch-Generation | VOM | 0 | [6 empty] | 0.67556 | 0
LCP_Inputs_ON_Electric_Howarth_2023_05_05 | 2030 | Wind Offshore | Generation | Electricity | MI | Dispatch-Generation | EmissionsCost | 0 | [6 empty] | 0.67556 | 0
LCP_Inputs_ON_Electric_Howarth_2023_05_05 | 2030 | Wind Offshore | Generation | Electricity | MI | Dispatch-Generation | FuelCost | 0 | [6 empty] | 0.67556 | 0
LCP_Inputs_ON_Electric_Howarth_2023_05_05 | 2030 | Wind Offshore | Generation | Electricity | MI | Dispatch-Generation | VOM | 0 | [6 empty] | 0.67556 | 0
LCP_Inputs_ON_Electric_Howarth_2023_05_05 | 2030 | Wind Offshore | Generation | Electricity | NY | Dispatch-Generation | EmissionsCost | 0 | [6 empty] | 0.67556 | 0
LCP_Inputs_ON_Electric_Howarth_2023_05_05 | 2030 | Wind Offshore | Generation | Electricity | NY | Dispatch-Generation | FuelCost | 0 | [6 empty] | 0.67556 | 0
LCP_Inputs_ON_Electric_Howarth_2023_05_05 | 2030 | Wind Offshore | Generation | Electricity | NY | Dispatch-Generation | VOM | 0 | [6 empty] | 0.67556 | 0
LCP_Inputs_ON_Electric_Howarth_2023_05_05 | 2030 | Wind Offshore | Generation | Electricity | ON | Dispatch-Generation | EmissionsCost | 0 | [6 empty] | 0.67556 | 0
LCP_Inputs_ON_Electric_Howarth_2023_05_05 | 2030 | Wind Offshore | Generation | Electricity | ON | Dispatch-Generation | FuelCost | 0 | [6 empty] | 0.67556 | 0
LCP_Inputs_ON_Electric_Howarth_2023_05_05 | 2030 | Wind Offshore | Generation | Electricity | ON | Dispatch-Generation | VOM | 0 | [6 empty] | 0.67556 | 0
LCP_Inputs_ON_Electric_Howarth_2023_05_05 | 2030 | Wind Offshore | Generation | Electricity | PJ | Dispatch-Generation | EmissionsCost | 0 | [6 empty] | 0.67556 | 0
LCP_Inputs_ON_Electric_Howarth_2023_05_05 | 2030 | Wind Offshore | Generation | Electricity | PJ | Dispatch-Generation | FuelCost | 0 | [6 empty] | 0.67556 | 0
LCP_Inputs_ON_Electric_Howarth_2023_05_05 | 2030 | Wind Offshore | Generation | Electricity | PJ | Dispatch-Generation | VOM | 0 | [6 empty] | 0.67556 | 0
LCP_Inputs_ON_Electric_Howarth_2023_05_05 | 2030 | Wind Offshore | Generation | Electricity | QC | Dispatch-Generation | EmissionsCost | 0 | [6 empty] | 0.67556 | 0
LCP_Inputs_ON_Electric_Howarth_2023_05_05 | 2030 | Wind Offshore | Generation | Electricity | QC | Dispatch-Generation | FuelCost | 0 | [6 empty] | 0.67556 | 0
LCP_Inputs_ON_Electric_Howarth_2023_05_05 | 2030 | Wind Offshore | Generation | Electricity | QC | Dispatch-Generation | VOM | 0 | [6 empty] | 0.67556 | 0
LCP_Inputs_ON_Electric_Howarth_2023_05_05 | 2030 | Wind Offshore | Generation | Electricity | WC | Dispatch-Generation | EmissionsCost | 0 | [6 empty] | 0.67556 | 0
LCP_Inputs_ON_Electric_Howarth_2023_05_05 | 2030 | Wind Offshore | Generation | Electricity | WC | Dispatch-Generation | FuelCost | 0 | [6 empty] | 0.67556 | 0
LCP_Inputs_ON_Electric_Howarth_2023_05_05 | 2030 | Wind Offshore | Generation | Electricity | WC | Dispatch-Generation | VOM | 0 | [6 empty] | 0.67556 | 0
LCP_Inputs_ON_Electric_Howarth_2023_05_05 | 2030 | Wind Onshore | Generation | Electricity | MI | Dispatch-Generation | EmissionsCost | 0 | [6 empty] | 0.67556 | 0
LCP_Inputs_ON_Electric_Howarth_2023_05_05 | 2030 | Wind Onshore | Generation | Electricity | MI | Dispatch-Generation | FuelCost | 0 | [6 empty] | 0.67556 | 0
LCP_Inputs_ON_Electric_Howarth_2023_05_05 | 2030 | Wind Onshore | Generation | Electricity | MI | Dispatch-Generation | VOM | 0 | [6 empty] | 0.67556 | 0
LCP_Inputs_ON_Electric_Howarth_2023_05_05 | 2030 | Wind Onshore | Generation | Electricity | NY | Dispatch-Generation | EmissionsCost | 0 | [6 empty] | 0.67556 | 0
LCP_Inputs_ON_Electric_Howarth_2023_05_05 | 2030 | Wind Onshore | Generation | Electricity | NY | Dispatch-Generation | FuelCost | 0 | [6 empty] | 0.67556 | 0
LCP_Inputs_ON_Electric_Howarth_2023_05_05 | 2030 | Wind Onshore | Generation | Electricity | NY | Dispatch-Generation | VOM | 0 | [6 empty] | 0.67556 | 0
LCP_Inputs_ON_Electric_Howarth_2023_05_05 | 2030 | Wind Onshore | Generation | Electricity | ON | Dispatch-Generation | EmissionsCost | 0 | [6 empty] | 0.67556 | 0
LCP_Inputs_ON_Electric_Howarth_2023_05_05 | 2030 | Wind Onshore | Generation | Electricity | ON | Dispatch-Generation | FuelCost | 0 | [6 empty] | 0.67556 | 0
LCP_Inputs_ON_Electric_Howarth_2023_05_05 | 2030 | Wind Onshore | Generation | Electricity | ON | Dispatch-Generation | VOM | 0 | [6 empty] | 0.67556 | 0
LCP_Inputs_ON_Electric_Howarth_2023_05_05 | 2030 | Wind Onshore | Generation | Electricity | PJ | Dispatch-Generation | EmissionsCost | 0 | [6 empty] | 0.67556 | 0
LCP_Inputs_ON_Electric_Howarth_2023_05_05 | 2030 | Wind Onshore | Generation | Electricity | PJ | Dispatch-Generation | FuelCost | 0 | [6 empty] | 0.67556 | 0
LCP_Inputs_ON_Electric_Howarth_2023_05_05 | 2030 | Wind Onshore | Generation | Electricity | PJ | Dispatch-Generation | VOM | 0 | [6 empty] | 0.67556 | 0
LCP_Inputs_ON_Electric_Howarth_2023_05_05 | 2030 | Wind Onshore | Generation | Electricity | QC | Dispatch-Generation | EmissionsCost | 0 | [6 empty] | 0.67556 | 0
LCP_Inputs_ON_Electric_Howarth_2023_05_05 | 2030 | Wind Onshore | Generation | Electricity | QC | Dispatch-Generation | FuelCost | 0 | [6 empty] | 0.67556 | 0
LCP_Inputs_ON_Electric_Howarth_2023_05_05 | 2030 | Wind Onshore | Generation | Electricity | QC | Dispatch-Generation | VOM | 0 | [6 empty] | 0.67556 | 0
LCP_Inputs_ON_Electric_Howarth_2023_05_05 | 2030 | Wind Onshore | Generation | Electricity | WC | Dispatch-Generation | EmissionsCost | 0 | [6 empty] | 0.67556 | 0
LCP_Inputs_ON_Electric_Howarth_2023_05_05 | 2030 | Wind Onshore | Generation | Electricity | WC | Dispatch-Generation | FuelCost | 0 | [6 empty] | 0.67556 | 0
LCP_Inputs_ON_Electric_Howarth_2023_05_05 | 2030 | Wind Onshore | Generation | Electricity | WC | Dispatch-Generation | VOM | 0 | [6 empty] | 0.67556 | 0
LCP_Inputs_ON_Electric_Howarth_2023_05_05 | 2031 | Anaerobic Digestion | Generation | Methane | MI | Dispatch-Generation | EmissionsCost | 0 | [6 empty] | 0.64958 | 0
LCP_Inputs_ON_Electric_Howarth_2023_05_05 | 2031 | Anaerobic Digestion | Generation | Methane | MI | Dispatch-Generation | FuelCost | 0 | [6 empty] | 0.64958 | 0
LCP_Inputs_ON_Electric_Howarth_2023_05_05 | 2031 | Anaerobic Digestion | Generation | Methane | MI | Dispatch-Generation | VOM | 0 | [6 empty] | 0.64958 | 0
LCP_Inputs_ON_Electric_Howarth_2023_05_05 | 2031 | Anaerobic Digestion | Generation | Methane | NY | Dispatch-Generation | EmissionsCost | 0 | [6 empty] | 0.64958 | 0
LCP_Inputs_ON_Electric_Howarth_2023_05_05 | 2031 | Anaerobic Digestion | Generation | Methane | NY | Dispatch-Generation | FuelCost | 0 | [6 empty] | 0.64958 | 0
LCP_Inputs_ON_Electric_Howarth_2023_05_05 | 2031 | Anaerobic Digestion | Generation | Methane | NY | Dispatch-Generation | VOM | 0 | [6 empty] | 0.64958 | 0
LCP_Inputs_ON_Electric_Howarth_2023_05_05 | 2031 | Anaerobic Digestion | Generation | Methane | ON | Dispatch-Generation | EmissionsCost | 0 | [6 empty] | 0.64958 | 0
LCP_Inputs_ON_Electric_Howarth_2023_05_05 | 2031 | Anaerobic Digestion | Generation | Methane | ON | Dispatch-Generation | FuelCost | 0 | [6 empty] | 0.64958 | 0
LCP_Inputs_ON_Electric_Howarth_2023_05_05 | 2031 | Anaerobic Digestion | Generation | Methane | ON | Dispatch-Generation | VOM | 0 | [6 empty] | 0.64958 | 0
LCP_Inputs_ON_Electric_Howarth_2023_05_05 | 2031 | Anaerobic Digestion | Generation | Methane | PJ | Dispatch-Generation | EmissionsCost | 0 | [6 empty] | 0.64958 | 0
LCP_Inputs_ON_Electric_Howarth_2023_05_05 | 2031 | Anaerobic Digestion | Generation | Methane | PJ | Dispatch-Generation | FuelCost | 0 | [6 empty] | 0.64958 | 0
LCP_Inputs_ON_Electric_Howarth_2023_05_05 | 2031 | Anaerobic Digestion | Generation | Methane | PJ | Dispatch-Generation | VOM | 0 | [6 empty] | 0.64958 | 0
LCP_Inputs_ON_Electric_Howarth_2023_05_05 | 2031 | Anaerobic Digestion | Generation | Methane | QC | Dispatch-Generation | EmissionsCost | 0 | [6 empty] | 0.64958 | 0
LCP_Inputs_ON_Electric_Howarth_2023_05_05 | 2031 | Anaerobic Digestion | Generation | Methane | QC | Dispatch-Generation | FuelCost | 0 | [6 empty] | 0.64958 | 0
LCP_Inputs_ON_Electric_Howarth_2023_05_05 | 2031 | Anaerobic Digestion | Generation | Methane | QC | Dispatch-Generation | VOM | 0 | [6 empty] | 0.64958 | 0
LCP_Inputs_ON_Electric_Howarth_2023_05_05 | 2031 | Anaerobic Digestion | Generation | Methane | WC | Dispatch-Generation | EmissionsCost | 0 | [6 empty] | 0.64958 | 0
LCP_Inputs_ON_Electric_Howarth_2023_05_05 | 2031 | Anaerobic Digestion | Generation | Methane | WC | Dispatch-Generation | FuelCost | 0 | [6 empty] | 0.64958 | 0
LCP_Inputs_ON_Electric_Howarth_2023_05_05 | 2031 | Anaerobic Digestion | Generation | Methane | WC | Dispatch-Generation | VOM | 0 | [6 empty] | 0.64958 | 0
LCP_Inputs_ON_Electric_Howarth_2023_05_05 | 2031 | Battery Storage | Storage | Electricity | MI | Dispatch-Storage | EmissionsCost | 0 | [6 empty] | 0.64958 | 0
LCP_Inputs_ON_Electric_Howarth_2023_05_05 | 2031 | Battery Storage | Storage | Electricity | MI | Dispatch-Storage | FuelCost | 0 | [6 empty] | 0.64958 | 0
LCP_Inputs_ON_Electric_Howarth_2023_05_05 | 2031 | Battery Storage | Storage | Electricity | MI | Dispatch-Storage | VOM | 0 | [6 empty] | 0.64958 | 0
LCP_Inputs_ON_Electric_Howarth_2023_05_05 | 2031 | Battery Storage | Storage | Electricity | NY | Dispatch-Storage | EmissionsCost | 0 | [6 empty] | 0.64958 | 0
LCP_Inputs_ON_Electric_Howarth_2023_05_05 | 2031 | Battery Storage | Storage | Electricity | NY | Dispatch-Storage | FuelCost | 0 | [6 empty] | 0.64958 | 0
LCP_Inputs_ON_Electric_Howarth_2023_05_05 | 2031 | Battery Storage | Storage | Electricity | NY | Dispatch-Storage | VOM | 0 | [6 empty] | 0.64958 | 0
LCP_Inputs_ON_Electric_Howarth_2023_05_05 | 2031 | Battery Storage | Storage | Electricity | ON | Dispatch-Storage | EmissionsCost | 0 | [6 empty] | 0.64958 | 0
LCP_Inputs_ON_Electric_Howarth_2023_05_05 | 2031 | Battery Storage | Storage | Electricity | ON | Dispatch-Storage | FuelCost | 0 | [6 empty] | 0.64958 | 0
LCP_Inputs_ON_Electric_Howarth_2023_05_05 | 2031 | Battery Storage | Storage | Electricity | ON | Dispatch-Storage | VOM | 0 | [6 empty] | 0.64958 | 0
LCP_Inputs_ON_Electric_Howarth_2023_05_05 | 2031 | Battery Storage | Storage | Electricity | PJ | Dispatch-Storage | EmissionsCost | 0 | [6 empty] | 0.64958 | 0
LCP_Inputs_ON_Electric_Howarth_2023_05_05 | 2031 | Battery Storage | Storage | Electricity | PJ | Dispatch-Storage | FuelCost | 0 | [6 empty] | 0.64958 | 0
LCP_Inputs_ON_Electric_Howarth_2023_05_05 | 2031 | Battery Storage | Storage | Electricity | PJ | Dispatch-Storage | VOM | 0 | [6 empty] | 0.64958 | 0
LCP_Inputs_ON_Electric_Howarth_2023_05_05 | 2031 | Battery Storage | Storage | Electricity | QC | Dispatch-Storage | EmissionsCost | 0 | [6 empty] | 0.64958 | 0
LCP_Inputs_ON_Electric_Howarth_2023_05_05 | 2031 | Battery Storage | Storage | Electricity | QC | Dispatch-Storage | FuelCost | 0 | [6 empty] | 0.64958 | 0
LCP_Inputs_ON_Electric_Howarth_2023_05_05 | 2031 | Battery Storage | Storage | Electricity | QC | Dispatch-Storage | VOM | 0 | [6 empty] | 0.64958 | 0
LCP_Inputs_ON_Electric_Howarth_2023_05_05 | 2031 | Battery Storage | Storage | Electricity | WC | Dispatch-Storage | EmissionsCost | 0 | [6 empty] | 0.64958 | 0
LCP_Inputs_ON_Electric_Howarth_2023_05_05 | 2031 | Battery Storage | Storage | Electricity | WC | Dispatch-Storage | FuelCost | 0 | [6 empty] | 0.64958 | 0
LCP_Inputs_ON_Electric_Howarth_2023_05_05 | 2031 | Battery Storage | Storage | Electricity | WC | Dispatch-Storage | VOM | 0 | [6 empty] | 0.64958 | 0
LCP_Inputs_ON_Electric_Howarth_2023_05_05 | 2031 | Biomass | Generation | Electricity | MI | Dispatch-Generation | EmissionsCost | 0 | [6 empty] | 0.64958 | 0
LCP_Inputs_ON_Electric_Howarth_2023_05_05 | 2031 | Biomass | Generation | Electricity | MI | Dispatch-Generation | FuelCost | 0 | [6 empty] | 0.64958 | 0
LCP_Inputs_ON_Electric_Howarth_2023_05_05 | 2031 | Biomass | Generation | Electricity | MI | Dispatch-Generation | VOM | 0 | [6 empty] | 0.64958 | 0
LCP_Inputs_ON_Electric_Howarth_2023_05_05 | 2031 | Biomass | Generation | Electricity | NY | Dispatch-Generation | EmissionsCost | 0 | [6 empty] | 0.64958 | 0
LCP_Inputs_ON_Electric_Howarth_2023_05_05 | 2031 | Biomass | Generation | Electricity | NY | Dispatch-Generation | FuelCost | 0 | [6 empty] | 0.64958 | 0
LCP_Inputs_ON_Electric_Howarth_2023_05_05 | 2031 | Biomass | Generation | Electricity | NY | Dispatch-Generation | VOM | 0 | [6 empty] | 0.64958 | 0
LCP_Inputs_ON_Electric_Howarth_2023_05_05 | 2031 | Biomass | Generation | Electricity | ON | Dispatch-Generation | EmissionsCost | 0 | [6 empty] | 0.64958 | 0
LCP_Inputs_ON_Electric_Howarth_2023_05_05 | 2031 | Biomass | Generation | Electricity | ON | Dispatch-Generation | FuelCost | 2498962.9091 | [6 empty] | 0.64958 | 1623278.6544
LCP_Inputs_ON_Electric_Howarth_2023_05_05 | 2031 | Biomass | Generation | Electricity | ON | Dispatch-Generation | VOM | 32070.024 | [6 empty] | 0.64958 | 20832.0761
LCP_Inputs_ON_Electric_Howarth_2023_05_05 | 2031 | Biomass | Generation | Electricity | PJ | Dispatch-Generation | EmissionsCost | 0 | [6 empty] | 0.64958 | 0
LCP_Inputs_ON_Electric_Howarth_2023_05_05 | 2031 | Biomass | Generation | Electricity | PJ | Dispatch-Generation | FuelCost | 0 | [6 empty] | 0.64958 | 0
LCP_Inputs_ON_Electric_Howarth_2023_05_05 | 2031 | Biomass | Generation | Electricity | PJ | Dispatch-Generation | VOM | 0 | [6 empty] | 0.64958 | 0
LCP_Inputs_ON_Electric_Howarth_2023_05_05 | 2031 | Biomass | Generation | Electricity | QC | Dispatch-Generation | EmissionsCost | 0 | [6 empty] | 0.64958 | 0
LCP_Inputs_ON_Electric_Howarth_2023_05_05 | 2031 | Biomass | Generation | Electricity | QC | Dispatch-Generation | FuelCost | 468241.9815 | [6 empty] | 0.64958 | 304161.0626
LCP_Inputs_ON_Electric_Howarth_2023_05_05 | 2031 | Biomass | Generation | Electricity | QC | Dispatch-Generation | VOM | 6009.1054 | [6 empty] | 0.64958 | 3903.4003
LCP_Inputs_ON_Electric_Howarth_2023_05_05 | 2031 | Biomass | Generation | Electricity | WC | Dispatch-Generation | EmissionsCost | 0 | [6 empty] | 0.64958 | 0
LCP_Inputs_ON_Electric_Howarth_2023_05_05 | 2031 | Biomass | Generation | Electricity | WC | Dispatch-Generation | FuelCost | 0 | [6 empty] | 0.64958 | 0
LCP_Inputs_ON_Electric_Howarth_2023_05_05 | 2031 | Biomass | Generation | Electricity | WC | Dispatch-Generation | VOM | 0 | [6 empty] | 0.64958 | 0
LCP_Inputs_ON_Electric_Howarth_2023_05_05 | 2031 | Biomass + CCS | Generation | Electricity | MI | Dispatch-Generation | EmissionsCost | 0 | [6 empty] | 0.64958 | 0
LCP_Inputs_ON_Electric_Howarth_2023_05_05 | 2031 | Biomass + CCS | Generation | Electricity | MI | Dispatch-Generation | FuelCost | 0 | [6 empty] | 0.64958 | 0
LCP_Inputs_ON_Electric_Howarth_2023_05_05 | 2031 | Biomass + CCS | Generation | Electricity | MI | Dispatch-Generation | VOM | 0 | [6 empty] | 0.64958 | 0
LCP_Inputs_ON_Electric_Howarth_2023_05_05 | 2031 | Biomass + CCS | Generation | Electricity | NY | Dispatch-Generation | EmissionsCost | 0 | [6 empty] | 0.64958 | 0
LCP_Inputs_ON_Electric_Howarth_2023_05_05 | 2031 | Biomass + CCS | Generation | Electricity | NY | Dispatch-Generation | FuelCost | 0 | [6 empty] | 0.64958 | 0
LCP_Inputs_ON_Electric_Howarth_2023_05_05 | 2031 | Biomass + CCS | Generation | Electricity | NY | Dispatch-Generation | VOM | 0 | [6 empty] | 0.64958 | 0
LCP_Inputs_ON_Electric_Howarth_2023_05_05 | 2031 | Biomass + CCS | Generation | Electricity | ON | Dispatch-Generation | EmissionsCost | 0 | [6 empty] | 0.64958 | 0
LCP_Inputs_ON_Electric_Howarth_2023_05_05 | 2031 | Biomass + CCS | Generation | Electricity | ON | Dispatch-Generation | FuelCost | 0 | [6 empty] | 0.64958 | 0
LCP_Inputs_ON_Electric_Howarth_2023_05_05 | 2031 | Biomass + CCS | Generation | Electricity | ON | Dispatch-Generation | VOM | 0 | [6 empty] | 0.64958 | 0
LCP_Inputs_ON_Electric_Howarth_2023_05_05 | 2031 | Biomass + CCS | Generation | Electricity | PJ | Dispatch-Generation | EmissionsCost | 0 | [6 empty] | 0.64958 | 0
LCP_Inputs_ON_Electric_Howarth_2023_05_05 | 2031 | Biomass + CCS | Generation | Electricity | PJ | Dispatch-Generation | FuelCost | 0 | [6 empty] | 0.64958 | 0
LCP_Inputs_ON_Electric_Howarth_2023_05_05 | 2031 | Biomass + CCS | Generation | Electricity | PJ | Dispatch-Generation | VOM | 0 | [6 empty] | 0.64958 | 0
LCP_Inputs_ON_Electric_Howarth_2023_05_05 | 2031 | Biomass + CCS | Generation | Electricity | QC | Dispatch-Generation | EmissionsCost | 0 | [6 empty] | 0.64958 | 0
LCP_Inputs_ON_Electric_Howarth_2023_05_05 | 2031 | Biomass + CCS | Generation | Electricity | QC | Dispatch-Generation | FuelCost | 0 | [6 empty] | 0.64958 | 0
LCP_Inputs_ON_Electric_Howarth_2023_05_05 | 2031 | Biomass + CCS | Generation | Electricity | QC | Dispatch-Generation | VOM | 0 | [6 empty] | 0.64958 | 0
LCP_Inputs_ON_Electric_Howarth_2023_05_05 | 2031 | Biomass + CCS | Generation | Electricity | WC | Dispatch-Generation | EmissionsCost | 0 | [6 empty] | 0.64958 | 0
LCP_Inputs_ON_Electric_Howarth_2023_05_05 | 2031 | Biomass + CCS | Generation | Electricity | WC | Dispatch-Generation | FuelCost | 0 | [6 empty] | 0.64958 | 0
LCP_Inputs_ON_Electric_Howarth_2023_05_05 | 2031 | Biomass + CCS | Generation | Electricity | WC | Dispatch-Generation | VOM | 0 | [6 empty] | 0.64958 | 0
LCP_Inputs_ON_Electric_Howarth_2023_05_05 | 2031 | CH4 + CCS | Generation | Methane | MI | Dispatch-Generation | EmissionsCost | 0 | [6 empty] | 0.64958 | 0
LCP_Inputs_ON_Electric_Howarth_2023_05_05 | 2031 | CH4 + CCS | Generation | Methane | MI | Dispatch-Generation | FuelCost | 0 | [6 empty] | 0.64958 | 0
LCP_Inputs_ON_Electric_Howarth_2023_05_05 | 2031 | CH4 + CCS | Generation | Methane | MI | Dispatch-Generation | VOM | 0 | [6 empty] | 0.64958 | 0
LCP_Inputs_ON_Electric_Howarth_2023_05_05 | 2031 | CH4 + CCS | Generation | Methane | NY | Dispatch-Generation | EmissionsCost | 0 | [6 empty] | 0.64958 | 0
LCP_Inputs_ON_Electric_Howarth_2023_05_05 | 2031 | CH4 + CCS | Generation | Methane | NY | Dispatch-Generation | FuelCost | 0 | [6 empty] | 0.64958 | 0
LCP_Inputs_ON_Electric_Howarth_2023_05_05 | 2031 | CH4 + CCS | Generation | Methane | NY | Dispatch-Generation | VOM | 0 | [6 empty] | 0.64958 | 0
LCP_Inputs_ON_Electric_Howarth_2023_05_05 | 2031 | CH4 + CCS | Generation | Methane | ON | Dispatch-Generation | EmissionsCost | 0 | [6 empty] | 0.64958 | 0
LCP_Inputs_ON_Electric_Howarth_2023_05_05 | 2031 | CH4 + CCS | Generation | Methane | ON | Dispatch-Generation | FuelCost | 0 | [6 empty] | 0.64958 | 0
LCP_Inputs_ON_Electric_Howarth_2023_05_05 | 2031 | CH4 + CCS | Generation | Methane | ON | Dispatch-Generation | VOM | 0 | [6 empty] | 0.64958 | 0
LCP_Inputs_ON_Electric_Howarth_2023_05_05 | 2031 | CH4 + CCS | Generation | Methane | PJ | Dispatch-Generation | EmissionsCost | 0 | [6 empty] | 0.64958 | 0
LCP_Inputs_ON_Electric_Howarth_2023_05_05 | 2031 | CH4 + CCS | Generation | Methane | PJ | Dispatch-Generation | FuelCost | 0 | [6 empty] | 0.64958 | 0
LCP_Inputs_ON_Electric_Howarth_2023_05_05 | 2031 | CH4 + CCS | Generation | Methane | PJ | Dispatch-Generation | VOM | 0 | [6 empty] | 0.64958 | 0
LCP_Inputs_ON_Electric_Howarth_2023_05_05 | 2031 | CH4 + CCS | Generation | Methane | QC | Dispatch-Generation | EmissionsCost | 0 | [6 empty] | 0.64958 | 0
LCP_Inputs_ON_Electric_Howarth_2023_05_05 | 2031 | CH4 + CCS | Generation | Methane | QC | Dispatch-Generation | FuelCost | 0 | [6 empty] | 0.64958 | 0
LCP_Inputs_ON_Electric_Howarth_2023_05_05 | 2031 | CH4 + CCS | Generation | Methane | QC | Dispatch-Generation | VOM | 0 | [6 empty] | 0.64958 | 0
LCP_Inputs_ON_Electric_Howarth_2023_05_05 | 2031 | CH4 + CCS | Generation | Methane | WC | Dispatch-Generation | EmissionsCost | 0 | [6 empty] | 0.64958 | 0
LCP_Inputs_ON_Electric_Howarth_2023_05_05 | 2031 | CH4 + CCS | Generation | Methane | WC | Dispatch-Generation | FuelCost | 0 | [6 empty] | 0.64958 | 0
LCP_Inputs_ON_Electric_Howarth_2023_05_05 | 2031 | CH4 + CCS | Generation | Methane | WC | Dispatch-Generation | VOM | 0 | [6 empty] | 0.64958 | 0
LCP_Inputs_ON_Electric_Howarth_2023_05_05 | 2031 | CH4 Import - NY 2020 | Import | Methane | MI | Dispatch-Import | EmissionsCost | 0 | [6 empty] | 0.64958 | 0
LCP_Inputs_ON_Electric_Howarth_2023_05_05 | 2031 | CH4 Import - NY 2020 | Import | Methane | MI | Dispatch-Import | FuelCost | 0 | [6 empty] | 0.64958 | 0
LCP_Inputs_ON_Electric_Howarth_2023_05_05 | 2031 | CH4 Import - NY 2020 | Import | Methane | MI | Dispatch-Import | VOM | 0 | [6 empty] | 0.64958 | 0
LCP_Inputs_ON_Electric_Howarth_2023_05_05 | 2031 | CH4 Import - NY 2020 | Import | Methane | NY | Dispatch-Import | EmissionsCost | 0 | [6 empty] | 0.64958 | 0
LCP_Inputs_ON_Electric_Howarth_2023_05_05 | 2031 | CH4 Import - NY 2020 | Import | Methane | NY | Dispatch-Import | FuelCost | 0 | [6 empty] | 0.64958 | 0
LCP_Inputs_ON_Electric_Howarth_2023_05_05 | 2031 | CH4 Import - NY 2020 | Import | Methane | NY | Dispatch-Import | VOM | 0 | [6 empty] | 0.64958 | 0
LCP_Inputs_ON_Electric_Howarth_2023_05_05 | 2031 | CH4 Import - NY 2020 | Import | Methane | ON | Dispatch-Import | EmissionsCost | 0 | [6 empty] | 0.64958 | 0
LCP_Inputs_ON_Electric_Howarth_2023_05_05 | 2031 | CH4 Import - NY 2020 | Import | Methane | ON | Dispatch-Import | FuelCost | 0 | [6 empty] | 0.64958 | 0
LCP_Inputs_ON_Electric_Howarth_2023_05_05 | 2031 | CH4 Import - NY 2020 | Import | Methane | ON | Dispatch-Import | VOM | 0 | [6 empty] | 0.64958 | 0
LCP_Inputs_ON_Electric_Howarth_2023_05_05 | 2031 | CH4 Import - NY 2020 | Import | Methane | PJ | Dispatch-Import | EmissionsCost | 0 | [6 empty] | 0.64958 | 0
LCP_Inputs_ON_Electric_Howarth_2023_05_05 | 2031 | CH4 Import - NY 2020 | Import | Methane | PJ | Dispatch-Import | FuelCost | 0 | [6 empty] | 0.64958 | 0
LCP_Inputs_ON_Electric_Howarth_2023_05_05 | 2031 | CH4 Import - NY 2020 | Import | Methane | PJ | Dispatch-Import | VOM | 0 | [6 empty] | 0.64958 | 0
LCP_Inputs_ON_Electric_Howarth_2023_05_05 | 2031 | CH4 Import - NY 2020 | Import | Methane | QC | Dispatch-Import | EmissionsCost | 0 | [6 empty] | 0.64958 | 0
LCP_Inputs_ON_Electric_Howarth_2023_05_05 | 2031 | CH4 Import - NY 2020 | Import | Methane | QC | Dispatch-Import | FuelCost | 0 | [6 empty] | 0.64958 | 0
LCP_Inputs_ON_Electric_Howarth_2023_05_05 | 2031 | CH4 Import - NY 2020 | Import | Methane | QC | Dispatch-Import | VOM | 0 | [6 empty] | 0.64958 | 0
LCP_Inputs_ON_Electric_Howarth_2023_05_05 | 2031 | CH4 Import - NY 2020 | Import | Methane | WC | Dispatch-Import | EmissionsCost | 0 | [6 empty] | 0.64958 | 0
LCP_Inputs_ON_Electric_Howarth_2023_05_05 | 2031 | CH4 Import - NY 2020 | Import | Methane | WC | Dispatch-Import | FuelCost | 0 | [6 empty] | 0.64958 | 0
LCP_Inputs_ON_Electric_Howarth_2023_05_05 | 2031 | CH4 Import - NY 2020 | Import | Methane | WC | Dispatch-Import | VOM | 0 | [6 empty] | 0.64958 | 0
LCP_Inputs_ON_Electric_Howarth_2023_05_05 | 2031 | CH4 Import - NY 2030 | Import | Methane | MI | Dispatch-Import | EmissionsCost | 0 | [6 empty] | 0.64958 | 0
LCP_Inputs_ON_Electric_Howarth_2023_05_05 | 2031 | CH4 Import - NY 2030 | Import | Methane | MI | Dispatch-Import | FuelCost | 0 | [6 empty] | 0.64958 | 0
LCP_Inputs_ON_Electric_Howarth_2023_05_05 | 2031 | CH4 Import - NY 2030 | Import | Methane | MI | Dispatch-Import | VOM | 0 | [6 empty] | 0.64958 | 0
LCP_Inputs_ON_Electric_Howarth_2023_05_05 | 2031 | CH4 Import - NY 2030 | Import | Methane | NY | Dispatch-Import | EmissionsCost | 2371206202.7872 | [6 empty] | 0.64958 | 1540290334.1351
LCP_Inputs_ON_Electric_Howarth_2023_05_05 | 2031 | CH4 Import - NY 2030 | Import | Methane | NY | Dispatch-Import | FuelCost | 644356120.8267 | [6 empty] | 0.64958 | 418561449.2251
LCP_Inputs_ON_Electric_Howarth_2023_05_05 | 2031 | CH4 Import - NY 2030 | Import | Methane | NY | Dispatch-Import | VOM | 0 | [6 empty] | 0.64958 | 0
LCP_Inputs_ON_Electric_Howarth_2023_05_05 | 2031 | CH4 Import - NY 2030 | Import | Methane | ON | Dispatch-Import | EmissionsCost | 0 | [6 empty] | 0.64958 | 0
LCP_Inputs_ON_Electric_Howarth_2023_05_05 | 2031 | CH4 Import - NY 2030 | Import | Methane | ON | Dispatch-Import | FuelCost | 0 | [6 empty] | 0.64958 | 0
LCP_Inputs_ON_Electric_Howarth_2023_05_05 | 2031 | CH4 Import - NY 2030 | Import | Methane | ON | Dispatch-Import | VOM | 0 | [6 empty] | 0.64958 | 0
LCP_Inputs_ON_Electric_Howarth_2023_05_05 | 2031 | CH4 Import - NY 2030 | Import | Methane | PJ | Dispatch-Import | EmissionsCost | 0 | [6 empty] | 0.64958 | 0
LCP_Inputs_ON_Electric_Howarth_2023_05_05 | 2031 | CH4 Import - NY 2030 | Import | Methane | PJ | Dispatch-Import | FuelCost | 0 | [6 empty] | 0.64958 | 0
LCP_Inputs_ON_Electric_Howarth_2023_05_05 | 2031 | CH4 Import - NY 2030 | Import | Methane | PJ | Dispatch-Import | VOM | 0 | [6 empty] | 0.64958 | 0
LCP_Inputs_ON_Electric_Howarth_2023_05_05 | 2031 | CH4 Import - NY 2030 | Import | Methane | QC | Dispatch-Import | EmissionsCost | 0 | [6 empty] | 0.64958 | 0
LCP_Inputs_ON_Electric_Howarth_2023_05_05 | 2031 | CH4 Import - NY 2030 | Import | Methane | QC | Dispatch-Import | FuelCost | 0 | [6 empty] | 0.64958 | 0
LCP_Inputs_ON_Electric_Howarth_2023_05_05 | 2031 | CH4 Import - NY 2030 | Import | Methane | QC | Dispatch-Import | VOM | 0 | [6 empty] | 0.64958 | 0
LCP_Inputs_ON_Electric_Howarth_2023_05_05 | 2031 | CH4 Import - NY 2030 | Import | Methane | WC | Dispatch-Import | EmissionsCost | 0 | [6 empty] | 0.64958 | 0
LCP_Inputs_ON_Electric_Howarth_2023_05_05 | 2031 | CH4 Import - NY 2030 | Import | Methane | WC | Dispatch-Import | FuelCost | 0 | [6 empty] | 0.64958 | 0
LCP_Inputs_ON_Electric_Howarth_2023_05_05 | 2031 | CH4 Import - NY 2030 | Import | Methane | WC | Dispatch-Import | VOM | 0 | [6 empty] | 0.64958 | 0
LCP_Inputs_ON_Electric_Howarth_2023_05_05 | 2031 | CH4 Import - NY 2040 | Import | Methane | MI | Dispatch-Import | EmissionsCost | 0 | [6 empty] | 0.64958 | 0
LCP_Inputs_ON_Electric_Howarth_2023_05_05 | 2031 | CH4 Import - NY 2040 | Import | Methane | MI | Dispatch-Import | FuelCost | 0 | [6 empty] | 0.64958 | 0
LCP_Inputs_ON_Electric_Howarth_2023_05_05 | 2031 | CH4 Import - NY 2040 | Import | Methane | MI | Dispatch-Import | VOM | 0 | [6 empty] | 0.64958 | 0
LCP_Inputs_ON_Electric_Howarth_2023_05_05 | 2031 | CH4 Import - NY 2040 | Import | Methane | NY | Dispatch-Import | EmissionsCost | 0 | [6 empty] | 0.64958 | 0
LCP_Inputs_ON_Electric_Howarth_2023_05_05 | 2031 | CH4 Import - NY 2040 | Import | Methane | NY | Dispatch-Import | FuelCost | 0 | [6 empty] | 0.64958 | 0
LCP_Inputs_ON_Electric_Howarth_2023_05_05 | 2031 | CH4 Import - NY 2040 | Import | Methane | NY | Dispatch-Import | VOM | 0 | [6 empty] | 0.64958 | 0
LCP_Inputs_ON_Electric_Howarth_2023_05_05 | 2031 | CH4 Import - NY 2040 | Import | Methane | ON | Dispatch-Import | EmissionsCost | 0 | [6 empty] | 0.64958 | 0
LCP_Inputs_ON_Electric_Howarth_2023_05_05 | 2031 | CH4 Import - NY 2040 | Import | Methane | ON | Dispatch-Import | FuelCost | 0 | [6 empty] | 0.64958 | 0
LCP_Inputs_ON_Electric_Howarth_2023_05_05 | 2031 | CH4 Import - NY 2040 | Import | Methane | ON | Dispatch-Import | VOM | 0 | [6 empty] | 0.64958 | 0
LCP_Inputs_ON_Electric_Howarth_2023_05_05 | 2031 | CH4 Import - NY 2040 | Import | Methane | PJ | Dispatch-Import | EmissionsCost | 0 | [6 empty] | 0.64958 | 0
LCP_Inputs_ON_Electric_Howarth_2023_05_05 | 2031 | CH4 Import - NY 2040 | Import | Methane | PJ | Dispatch-Import | FuelCost | 0 | [6 empty] | 0.64958 | 0
LCP_Inputs_ON_Electric_Howarth_2023_05_05 | 2031 | CH4 Import - NY 2040 | Import | Methane | PJ | Dispatch-Import | VOM | 0 | [6 empty] | 0.64958 | 0
LCP_Inputs_ON_Electric_Howarth_2023_05_05 | 2031 | CH4 Import - NY 2040 | Import | Methane | QC | Dispatch-Import | EmissionsCost | 0 | [6 empty] | 0.64958 | 0
LCP_Inputs_ON_Electric_Howarth_2023_05_05 | 2031 | CH4 Import - NY 2040 | Import | Methane | QC | Dispatch-Import | FuelCost | 0 | [6 empty] | 0.64958 | 0
LCP_Inputs_ON_Electric_Howarth_2023_05_05 | 2031 | CH4 Import - NY 2040 | Import | Methane | QC | Dispatch-Import | VOM | 0 | [6 empty] | 0.64958 | 0
LCP_Inputs_ON_Electric_Howarth_2023_05_05 | 2031 | CH4 Import - NY 2040 | Import | Methane | WC | Dispatch-Import | EmissionsCost | 0 | [6 empty] | 0.64958 | 0
LCP_Inputs_ON_Electric_Howarth_2023_05_05 | 2031 | CH4 Import - NY 2040 | Import | Methane | WC | Dispatch-Import | FuelCost | 0 | [6 empty] | 0.64958 | 0
LCP_Inputs_ON_Electric_Howarth_2023_05_05 | 2031 | CH4 Import - NY 2040 | Import | Methane | WC | Dispatch-Import | VOM | 0 | [6 empty] | 0.64958 | 0
LCP_Inputs_ON_Electric_Howarth_2023_05_05 | 2031 | CH4 Import - NY 2050 | Import | Methane | MI | Dispatch-Import | EmissionsCost | 0 | [6 empty] | 0.64958 | 0
LCP_Inputs_ON_Electric_Howarth_2023_05_05 | 2031 | CH4 Import - NY 2050 | Import | Methane | MI | Dispatch-Import | FuelCost | 0 | [6 empty] | 0.64958 | 0
LCP_Inputs_ON_Electric_Howarth_2023_05_05 | 2031 | CH4 Import - NY 2050 | Import | Methane | MI | Dispatch-Import | VOM | 0 | [6 empty] | 0.64958 | 0
LCP_Inputs_ON_Electric_Howarth_2023_05_05 | 2031 | CH4 Import - NY 2050 | Import | Methane | NY | Dispatch-Import | EmissionsCost | 0 | [6 empty] | 0.64958 | 0
LCP_Inputs_ON_Electric_Howarth_2023_05_05 | 2031 | CH4 Import - NY 2050 | Import | Methane | NY | Dispatch-Import | FuelCost | 0 | [6 empty] | 0.64958 | 0
LCP_Inputs_ON_Electric_Howarth_2023_05_05 | 2031 | CH4 Import - NY 2050 | Import | Methane | NY | Dispatch-Import | VOM | 0 | [6 empty] | 0.64958 | 0
LCP_Inputs_ON_Electric_Howarth_2023_05_05 | 2031 | CH4 Import - NY 2050 | Import | Methane | ON | Dispatch-Import | EmissionsCost | 0 | [6 empty] | 0.64958 | 0
LCP_Inputs_ON_Electric_Howarth_2023_05_05 | 2031 | CH4 Import - NY 2050 | Import | Methane | ON | Dispatch-Import | FuelCost | 0 | [6 empty] | 0.64958 | 0
LCP_Inputs_ON_Electric_Howarth_2023_05_05 | 2031 | CH4 Import - NY 2050 | Import | Methane | ON | Dispatch-Import | VOM | 0 | [6 empty] | 0.64958 | 0
LCP_Inputs_ON_Electric_Howarth_2023_05_05 | 2031 | CH4 Import - NY 2050 | Import | Methane | PJ | Dispatch-Import | EmissionsCost | 0 | [6 empty] | 0.64958 | 0
LCP_Inputs_ON_Electric_Howarth_2023_05_05 | 2031 | CH4 Import - NY 2050 | Import | Methane | PJ | Dispatch-Import | FuelCost | 0 | [6 empty] | 0.64958 | 0
LCP_Inputs_ON_Electric_Howarth_2023_05_05 | 2031 | CH4 Import - NY 2050 | Import | Methane | PJ | Dispatch-Import | VOM | 0 | [6 empty] | 0.64958 | 0
LCP_Inputs_ON_Electric_Howarth_2023_05_05 | 2031 | CH4 Import - NY 2050 | Import | Methane | QC | Dispatch-Import | EmissionsCost | 0 | [6 empty] | 0.64958 | 0
LCP_Inputs_ON_Electric_Howarth_2023_05_05 | 2031 | CH4 Import - NY 2050 | Import | Methane | QC | Dispatch-Import | FuelCost | 0 | [6 empty] | 0.64958 | 0
LCP_Inputs_ON_Electric_Howarth_2023_05_05 | 2031 | CH4 Import - NY 2050 | Import | Methane | QC | Dispatch-Import | VOM | 0 | [6 empty] | 0.64958 | 0
LCP_Inputs_ON_Electric_Howarth_2023_05_05 | 2031 | CH4 Import - NY 2050 | Import | Methane | WC | Dispatch-Import | EmissionsCost | 0 | [6 empty] | 0.64958 | 0
LCP_Inputs_ON_Electric_Howarth_2023_05_05 | 2031 | CH4 Import - NY 2050 | Import | Methane | WC | Dispatch-Import | FuelCost | 0 | [6 empty] | 0.64958 | 0
LCP_Inputs_ON_Electric_Howarth_2023_05_05 | 2031 | CH4 Import - NY 2050 | Import | Methane | WC | Dispatch-Import | VOM | 0 | [6 empty] | 0.64958 | 0
LCP_Inputs_ON_Electric_Howarth_2023_05_05 | 2031 | CH4 Import - WC 2020 | Import | Methane | MI | Dispatch-Import | EmissionsCost | 0 | [6 empty] | 0.64958 | 0
LCP_Inputs_ON_Electric_Howarth_2023_05_05 | 2031 | CH4 Import - WC 2020 | Import | Methane | MI | Dispatch-Import | FuelCost | 0 | [6 empty] | 0.64958 | 0
LCP_Inputs_ON_Electric_Howarth_2023_05_05 | 2031 | CH4 Import - WC 2020 | Import | Methane | MI | Dispatch-Import | VOM | 0 | [6 empty] | 0.64958 | 0
LCP_Inputs_ON_Electric_Howarth_2023_05_05 | 2031 | CH4 Import - WC 2020 | Import | Methane | NY | Dispatch-Import | EmissionsCost | 0 | [6 empty] | 0.64958 | 0
LCP_Inputs_ON_Electric_Howarth_2023_05_05 | 2031 | CH4 Import - WC 2020 | Import | Methane | NY | Dispatch-Import | FuelCost | 0 | [6 empty] | 0.64958 | 0
LCP_Inputs_ON_Electric_Howarth_2023_05_05 | 2031 | CH4 Import - WC 2020 | Import | Methane | NY | Dispatch-Import | VOM | 0 | [6 empty] | 0.64958 | 0
LCP_Inputs_ON_Electric_Howarth_2023_05_05 | 2031 | CH4 Import - WC 2020 | Import | Methane | ON | Dispatch-Import | EmissionsCost | 0 | [6 empty] | 0.64958 | 0
LCP_Inputs_ON_Electric_Howarth_2023_05_05 | 2031 | CH4 Import - WC 2020 | Import | Methane | ON | Dispatch-Import | FuelCost | 0 | [6 empty] | 0.64958 | 0
LCP_Inputs_ON_Electric_Howarth_2023_05_05 | 2031 | CH4 Import - WC 2020 | Import | Methane | ON | Dispatch-Import | VOM | 0 | [6 empty] | 0.64958 | 0
LCP_Inputs_ON_Electric_Howarth_2023_05_05 | 2031 | CH4 Import - WC 2020 | Import | Methane | PJ | Dispatch-Import | EmissionsCost | 0 | [6 empty] | 0.64958 | 0
LCP_Inputs_ON_Electric_Howarth_2023_05_05 | 2031 | CH4 Import - WC 2020 | Import | Methane | PJ | Dispatch-Import | FuelCost | 0 | [6 empty] | 0.64958 | 0
LCP_Inputs_ON_Electric_Howarth_2023_05_05 | 2031 | CH4 Import - WC 2020 | Import | Methane | PJ | Dispatch-Import | VOM | 0 | [6 empty] | 0.64958 | 0
LCP_Inputs_ON_Electric_Howarth_2023_05_05 | 2031 | CH4 Import - WC 2020 | Import | Methane | QC | Dispatch-Import | EmissionsCost | 0 | [6 empty] | 0.64958 | 0
LCP_Inputs_ON_Electric_Howarth_2023_05_05 | 2031 | CH4 Import - WC 2020 | Import | Methane | QC | Dispatch-Import | FuelCost | 0 | [6 empty] | 0.64958 | 0
LCP_Inputs_ON_Electric_Howarth_2023_05_05 | 2031 | CH4 Import - WC 2020 | Import | Methane | QC | Dispatch-Import | VOM | 0 | [6 empty] | 0.64958 | 0
LCP_Inputs_ON_Electric_Howarth_2023_05_05 | 2031 | CH4 Import - WC 2020 | Import | Methane | WC | Dispatch-Import | EmissionsCost | 0 | [6 empty] | 0.64958 | 0
LCP_Inputs_ON_Electric_Howarth_2023_05_05 | 2031 | CH4 Import - WC 2020 | Import | Methane | WC | Dispatch-Import | FuelCost | 0 | [6 empty] | 0.64958 | 0
LCP_Inputs_ON_Electric_Howarth_2023_05_05 | 2031 | CH4 Import - WC 2020 | Import | Methane | WC | Dispatch-Import | VOM | 0 | [6 empty] | 0.64958 | 0
LCP_Inputs_ON_Electric_Howarth_2023_05_05 | 2031 | CH4 Import - WC 2030 | Import | Methane | MI | Dispatch-Import | EmissionsCost | 0 | [6 empty] | 0.64958 | 0
LCP_Inputs_ON_Electric_Howarth_2023_05_05 | 2031 | CH4 Import - WC 2030 | Import | Methane | MI | Dispatch-Import | FuelCost | 0 | [6 empty] | 0.64958 | 0
LCP_Inputs_ON_Electric_Howarth_2023_05_05 | 2031 | CH4 Import - WC 2030 | Import | Methane | MI | Dispatch-Import | VOM | 0 | [6 empty] | 0.64958 | 0
LCP_Inputs_ON_Electric_Howarth_2023_05_05 | 2031 | CH4 Import - WC 2030 | Import | Methane | NY | Dispatch-Import | EmissionsCost | 0 | [6 empty] | 0.64958 | 0
LCP_Inputs_ON_Electric_Howarth_2023_05_05 | 2031 | CH4 Import - WC 2030 | Import | Methane | NY | Dispatch-Import | FuelCost | 0 | [6 empty] | 0.64958 | 0
LCP_Inputs_ON_Electric_Howarth_2023_05_05 | 2031 | CH4 Import - WC 2030 | Import | Methane | NY | Dispatch-Import | VOM | 0 | [6 empty] | 0.64958 | 0
LCP_Inputs_ON_Electric_Howarth_2023_05_05 | 2031 | CH4 Import - WC 2030 | Import | Methane | ON | Dispatch-Import | EmissionsCost | 0 | [6 empty] | 0.64958 | 0
LCP_Inputs_ON_Electric_Howarth_2023_05_05 | 2031 | CH4 Import - WC 2030 | Import | Methane | ON | Dispatch-Import | FuelCost | 0 | [6 empty] | 0.64958 | 0
LCP_Inputs_ON_Electric_Howarth_2023_05_05 | 2031 | CH4 Import - WC 2030 | Import | Methane | ON | Dispatch-Import | VOM | 0 | [6 empty] | 0.64958 | 0
LCP_Inputs_ON_Electric_Howarth_2023_05_05 | 2031 | CH4 Import - WC 2030 | Import | Methane | PJ | Dispatch-Import | EmissionsCost | 0 | [6 empty] | 0.64958 | 0
LCP_Inputs_ON_Electric_Howarth_2023_05_05 | 2031 | CH4 Import - WC 2030 | Import | Methane | PJ | Dispatch-Import | FuelCost | 0 | [6 empty] | 0.64958 | 0
LCP_Inputs_ON_Electric_Howarth_2023_05_05 | 2031 | CH4 Import - WC 2030 | Import | Methane | PJ | Dispatch-Import | VOM | 0 | [6 empty] | 0.64958 | 0
LCP_Inputs_ON_Electric_Howarth_2023_05_05 | 2031 | CH4 Import - WC 2030 | Import | Methane | QC | Dispatch-Import | EmissionsCost | 0 | [6 empty] | 0.64958 | 0
LCP_Inputs_ON_Electric_Howarth_2023_05_05 | 2031 | CH4 Import - WC 2030 | Import | Methane | QC | Dispatch-Import | FuelCost | 0 | [6 empty] | 0.64958 | 0
LCP_Inputs_ON_Electric_Howarth_2023_05_05 | 2031 | CH4 Import - WC 2030 | Import | Methane | QC | Dispatch-Import | VOM | 0 | [6 empty] | 0.64958 | 0
LCP_Inputs_ON_Electric_Howarth_2023_05_05 | 2031 | CH4 Import - WC 2030 | Import | Methane | WC | Dispatch-Import | EmissionsCost | 9015931375.1371 | [6 empty] | 0.64958 | 5856577101.5721
LCP_Inputs_ON_Electric_Howarth_2023_05_05 | 2031 | CH4 Import - WC 2030 | Import | Methane | WC | Dispatch-Import | FuelCost | 2450006481.8043 | [6 empty] | 0.64958 | 1591477492.7865
LCP_Inputs_ON_Electric_Howarth_2023_05_05 | 2031 | CH4 Import - WC 2030 | Import | Methane | WC | Dispatch-Import | VOM | 0 | [6 empty] | 0.64958 | 0
LCP_Inputs_ON_Electric_Howarth_2023_05_05 | 2031 | CH4 Import - WC 2040 | Import | Methane | MI | Dispatch-Import | EmissionsCost | 0 | [6 empty] | 0.64958 | 0
LCP_Inputs_ON_Electric_Howarth_2023_05_05 | 2031 | CH4 Import - WC 2040 | Import | Methane | MI | Dispatch-Import | FuelCost | 0 | [6 empty] | 0.64958 | 0
LCP_Inputs_ON_Electric_Howarth_2023_05_05 | 2031 | CH4 Import - WC 2040 | Import | Methane | MI | Dispatch-Import | VOM | 0 | [6 empty] | 0.64958 | 0
LCP_Inputs_ON_Electric_Howarth_2023_05_05 | 2031 | CH4 Import - WC 2040 | Import | Methane | NY | Dispatch-Import | EmissionsCost | 0 | [6 empty] | 0.64958 | 0
LCP_Inputs_ON_Electric_Howarth_2023_05_05 | 2031 | CH4 Import - WC 2040 | Import | Methane | NY | Dispatch-Import | FuelCost | 0 | [6 empty] | 0.64958 | 0
LCP_Inputs_ON_Electric_Howarth_2023_05_05 | 2031 | CH4 Import - WC 2040 | Import | Methane | NY | Dispatch-Import | VOM | 0 | [6 empty] | 0.64958 | 0
LCP_Inputs_ON_Electric_Howarth_2023_05_05 | 2031 | CH4 Import - WC 2040 | Import | Methane | ON | Dispatch-Import | EmissionsCost | 0 | [6 empty] | 0.64958 | 0
LCP_Inputs_ON_Electric_Howarth_2023_05_05 | 2031 | CH4 Import - WC 2040 | Import | Methane | ON | Dispatch-Import | FuelCost | 0 | [6 empty] | 0.64958 | 0
LCP_Inputs_ON_Electric_Howarth_2023_05_05 | 2031 | CH4 Import - WC 2040 | Import | Methane | ON | Dispatch-Import | VOM | 0 | [6 empty] | 0.64958 | 0
LCP_Inputs_ON_Electric_Howarth_2023_05_05 | 2031 | CH4 Import - WC 2040 | Import | Methane | PJ | Dispatch-Import | EmissionsCost | 0 | [6 empty] | 0.64958 | 0
LCP_Inputs_ON_Electric_Howarth_2023_05_05 | 2031 | CH4 Import - WC 2040 | Import | Methane | PJ | Dispatch-Import | FuelCost | 0 | [6 empty] | 0.64958 | 0
LCP_Inputs_ON_Electric_Howarth_2023_05_05 | 2031 | CH4 Import - WC 2040 | Import | Methane | PJ | Dispatch-Import | VOM | 0 | [6 empty] | 0.64958 | 0
LCP_Inputs_ON_Electric_Howarth_2023_05_05 | 2031 | CH4 Import - WC 2040 | Import | Methane | QC | Dispatch-Import | EmissionsCost | 0 | [6 empty] | 0.64958 | 0
LCP_Inputs_ON_Electric_Howarth_2023_05_05 | 2031 | CH4 Import - WC 2040 | Import | Methane | QC | Dispatch-Import | FuelCost | 0 | [6 empty] | 0.64958 | 0
LCP_Inputs_ON_Electric_Howarth_2023_05_05 | 2031 | CH4 Import - WC 2040 | Import | Methane | QC | Dispatch-Import | VOM | 0 | [6 empty] | 0.64958 | 0
LCP_Inputs_ON_Electric_Howarth_2023_05_05 | 2031 | CH4 Import - WC 2040 | Import | Methane | WC | Dispatch-Import | EmissionsCost | 0 | [6 empty] | 0.64958 | 0
LCP_Inputs_ON_Electric_Howarth_2023_05_05 | 2031 | CH4 Import - WC 2040 | Import | Methane | WC | Dispatch-Import | FuelCost | 0 | [6 empty] | 0.64958 | 0
LCP_Inputs_ON_Electric_Howarth_2023_05_05 | 2031 | CH4 Import - WC 2040 | Import | Methane | WC | Dispatch-Import | VOM | 0 | [6 empty] | 0.64958 | 0
LCP_Inputs_ON_Electric_Howarth_2023_05_05 | 2031 | CH4 Import - WC 2050 | Import | Methane | MI | Dispatch-Import | EmissionsCost | 0 | [6 empty] | 0.64958 | 0
LCP_Inputs_ON_Electric_Howarth_2023_05_05 | 2031 | CH4 Import - WC 2050 | Import | Methane | MI | Dispatch-Import | FuelCost | 0 | [6 empty] | 0.64958 | 0
LCP_Inputs_ON_Electric_Howarth_2023_05_05 | 2031 | CH4 Import - WC 2050 | Import | Methane | MI | Dispatch-Import | VOM | 0 | [6 empty] | 0.64958 | 0
LCP_Inputs_ON_Electric_Howarth_2023_05_05 | 2031 | CH4 Import - WC 2050 | Import | Methane | NY | Dispatch-Import | EmissionsCost | 0 | [6 empty] | 0.64958 | 0
LCP_Inputs_ON_Electric_Howarth_2023_05_05 | 2031 | CH4 Import - WC 2050 | Import | Methane | NY | Dispatch-Import | FuelCost | 0 | [6 empty] | 0.64958 | 0
LCP_Inputs_ON_Electric_Howarth_2023_05_05 | 2031 | CH4 Import - WC 2050 | Import | Methane | NY | Dispatch-Import | VOM | 0 | [6 empty] | 0.64958 | 0
LCP_Inputs_ON_Electric_Howarth_2023_05_05 | 2031 | CH4 Import - WC 2050 | Import | Methane | ON | Dispatch-Import | EmissionsCost | 0 | [6 empty] | 0.64958 | 0
LCP_Inputs_ON_Electric_Howarth_2023_05_05 | 2031 | CH4 Import - WC 2050 | Import | Methane | ON | Dispatch-Import | FuelCost | 0 | [6 empty] | 0.64958 | 0
LCP_Inputs_ON_Electric_Howarth_2023_05_05 | 2031 | CH4 Import - WC 2050 | Import | Methane | ON | Dispatch-Import | VOM | 0 | [6 empty] | 0.64958 | 0
LCP_Inputs_ON_Electric_Howarth_2023_05_05 | 2031 | CH4 Import - WC 2050 | Import | Methane | PJ | Dispatch-Import | EmissionsCost | 0 | [6 empty] | 0.64958 | 0
LCP_Inputs_ON_Electric_Howarth_2023_05_05 | 2031 | CH4 Import - WC 2050 | Import | Methane | PJ | Dispatch-Import | FuelCost | 0 | [6 empty] | 0.64958 | 0
LCP_Inputs_ON_Electric_Howarth_2023_05_05 | 2031 | CH4 Import - WC 2050 | Import | Methane | PJ | Dispatch-Import | VOM | 0 | [6 empty] | 0.64958 | 0
LCP_Inputs_ON_Electric_Howarth_2023_05_05 | 2031 | CH4 Import - WC 2050 | Import | Methane | QC | Dispatch-Import | EmissionsCost | 0 | [6 empty] | 0.64958 | 0
LCP_Inputs_ON_Electric_Howarth_2023_05_05 | 2031 | CH4 Import - WC 2050 | Import | Methane | QC | Dispatch-Import | FuelCost | 0 | [6 empty] | 0.64958 | 0
LCP_Inputs_ON_Electric_Howarth_2023_05_05 | 2031 | CH4 Import - WC 2050 | Import | Methane | QC | Dispatch-Import | VOM | 0 | [6 empty] | 0.64958 | 0
LCP_Inputs_ON_Electric_Howarth_2023_05_05 | 2031 | CH4 Import - WC 2050 | Import | Methane | WC | Dispatch-Import | EmissionsCost | 0 | [6 empty] | 0.64958 | 0
LCP_Inputs_ON_Electric_Howarth_2023_05_05 | 2031 | CH4 Import - WC 2050 | Import | Methane | WC | Dispatch-Import | FuelCost | 0 | [6 empty] | 0.64958 | 0
LCP_Inputs_ON_Electric_Howarth_2023_05_05 | 2031 | CH4 Import - WC 2050 | Import | Methane | WC | Dispatch-Import | VOM | 0 | [6 empty] | 0.64958 | 0
LCP_Inputs_ON_Electric_Howarth_2023_05_05 | 2031 | CH4 Salt Cavern Storage - ON | Storage | Methane | MI | Dispatch-Storage | EmissionsCost | 0 | [6 empty] | 0.64958 | 0
LCP_Inputs_ON_Electric_Howarth_2023_05_05 | 2031 | CH4 Salt Cavern Storage - ON | Storage | Methane | MI | Dispatch-Storage | FuelCost | 0 | [6 empty] | 0.64958 | 0
LCP_Inputs_ON_Electric_Howarth_2023_05_05 | 2031 | CH4 Salt Cavern Storage - ON | Storage | Methane | MI | Dispatch-Storage | VOM | 0 | [6 empty] | 0.64958 | 0
LCP_Inputs_ON_Electric_Howarth_2023_05_05 | 2031 | CH4 Salt Cavern Storage - ON | Storage | Methane | NY | Dispatch-Storage | EmissionsCost | 0 | [6 empty] | 0.64958 | 0
LCP_Inputs_ON_Electric_Howarth_2023_05_05 | 2031 | CH4 Salt Cavern Storage - ON | Storage | Methane | NY | Dispatch-Storage | FuelCost | 0 | [6 empty] | 0.64958 | 0
LCP_Inputs_ON_Electric_Howarth_2023_05_05 | 2031 | CH4 Salt Cavern Storage - ON | Storage | Methane | NY | Dispatch-Storage | VOM | 0 | [6 empty] | 0.64958 | 0
LCP_Inputs_ON_Electric_Howarth_2023_05_05 | 2031 | CH4 Salt Cavern Storage - ON | Storage | Methane | ON | Dispatch-Storage | EmissionsCost | 0 | [6 empty] | 0.64958 | 0
LCP_Inputs_ON_Electric_Howarth_2023_05_05 | 2031 | CH4 Salt Cavern Storage - ON | Storage | Methane | ON | Dispatch-Storage | FuelCost | 0 | [6 empty] | 0.64958 | 0
LCP_Inputs_ON_Electric_Howarth_2023_05_05 | 2031 | CH4 Salt Cavern Storage - ON | Storage | Methane | ON | Dispatch-Storage | VOM | 2275232.4049 | [6 empty] | 0.64958 | 1477947.5851
LCP_Inputs_ON_Electric_Howarth_2023_05_05 | 2031 | CH4 Salt Cavern Storage - ON | Storage | Methane | PJ | Dispatch-Storage | EmissionsCost | 0 | [6 empty] | 0.64958 | 0
LCP_Inputs_ON_Electric_Howarth_2023_05_05 | 2031 | CH4 Salt Cavern Storage - ON | Storage | Methane | PJ | Dispatch-Storage | FuelCost | 0 | [6 empty] | 0.64958 | 0
LCP_Inputs_ON_Electric_Howarth_2023_05_05 | 2031 | CH4 Salt Cavern Storage - ON | Storage | Methane | PJ | Dispatch-Storage | VOM | 0 | [6 empty] | 0.64958 | 0
LCP_Inputs_ON_Electric_Howarth_2023_05_05 | 2031 | CH4 Salt Cavern Storage - ON | Storage | Methane | QC | Dispatch-Storage | EmissionsCost | 0 | [6 empty] | 0.64958 | 0
LCP_Inputs_ON_Electric_Howarth_2023_05_05 | 2031 | CH4 Salt Cavern Storage - ON | Storage | Methane | QC | Dispatch-Storage | FuelCost | 0 | [6 empty] | 0.64958 | 0
LCP_Inputs_ON_Electric_Howarth_2023_05_05 | 2031 | CH4 Salt Cavern Storage - ON | Storage | Methane | QC | Dispatch-Storage | VOM | 0 | [6 empty] | 0.64958 | 0
LCP_Inputs_ON_Electric_Howarth_2023_05_05 | 2031 | CH4 Salt Cavern Storage - ON | Storage | Methane | WC | Dispatch-Storage | EmissionsCost | 0 | [6 empty] | 0.64958 | 0
LCP_Inputs_ON_Electric_Howarth_2023_05_05 | 2031 | CH4 Salt Cavern Storage - ON | Storage | Methane | WC | Dispatch-Storage | FuelCost | 0 | [6 empty] | 0.64958 | 0
LCP_Inputs_ON_Electric_Howarth_2023_05_05 | 2031 | CH4 Salt Cavern Storage - ON | Storage | Methane | WC | Dispatch-Storage | VOM | 0 | [6 empty] | 0.64958 | 0
LCP_Inputs_ON_Electric_Howarth_2023_05_05 | 2031 | Electrolyser 2020/2030 | Crossload | Hydrogen | MI | Dispatch-Crossload | EmissionsCost | 0 | [6 empty] | 0.64958 | 0
LCP_Inputs_ON_Electric_Howarth_2023_05_05 | 2031 | Electrolyser 2020/2030 | Crossload | Hydrogen | MI | Dispatch-Crossload | FuelCost | 0 | [6 empty] | 0.64958 | 0
LCP_Inputs_ON_Electric_Howarth_2023_05_05 | 2031 | Electrolyser 2020/2030 | Crossload | Hydrogen | MI | Dispatch-Crossload | VOM | 0 | [6 empty] | 0.64958 | 0
LCP_Inputs_ON_Electric_Howarth_2023_05_05 | 2031 | Electrolyser 2020/2030 | Crossload | Hydrogen | NY | Dispatch-Crossload | EmissionsCost | 0 | [6 empty] | 0.64958 | 0
LCP_Inputs_ON_Electric_Howarth_2023_05_05 | 2031 | Electrolyser 2020/2030 | Crossload | Hydrogen | NY | Dispatch-Crossload | FuelCost | 0 | [6 empty] | 0.64958 | 0
LCP_Inputs_ON_Electric_Howarth_2023_05_05 | 2031 | Electrolyser 2020/2030 | Crossload | Hydrogen | NY | Dispatch-Crossload | VOM | 0 | [6 empty] | 0.64958 | 0
LCP_Inputs_ON_Electric_Howarth_2023_05_05 | 2031 | Electrolyser 2020/2030 | Crossload | Hydrogen | ON | Dispatch-Crossload | EmissionsCost | 0 | [6 empty] | 0.64958 | 0
LCP_Inputs_ON_Electric_Howarth_2023_05_05 | 2031 | Electrolyser 2020/2030 | Crossload | Hydrogen | ON | Dispatch-Crossload | FuelCost | 0 | [6 empty] | 0.64958 | 0
LCP_Inputs_ON_Electric_Howarth_2023_05_05 | 2031 | Electrolyser 2020/2030 | Crossload | Hydrogen | ON | Dispatch-Crossload | VOM | 0 | [6 empty] | 0.64958 | 0
LCP_Inputs_ON_Electric_Howarth_2023_05_05 | 2031 | Electrolyser 2020/2030 | Crossload | Hydrogen | PJ | Dispatch-Crossload | EmissionsCost | 0 | [6 empty] | 0.64958 | 0
LCP_Inputs_ON_Electric_Howarth_2023_05_05 | 2031 | Electrolyser 2020/2030 | Crossload | Hydrogen | PJ | Dispatch-Crossload | FuelCost | 0 | [6 empty] | 0.64958 | 0
LCP_Inputs_ON_Electric_Howarth_2023_05_05 | 2031 | Electrolyser 2020/2030 | Crossload | Hydrogen | PJ | Dispatch-Crossload | VOM | 0 | [6 empty] | 0.64958 | 0
LCP_Inputs_ON_Electric_Howarth_2023_05_05 | 2031 | Electrolyser 2020/2030 | Crossload | Hydrogen | QC | Dispatch-Crossload | EmissionsCost | 0 | [6 empty] | 0.64958 | 0
LCP_Inputs_ON_Electric_Howarth_2023_05_05 | 2031 | Electrolyser 2020/2030 | Crossload | Hydrogen | QC | Dispatch-Crossload | FuelCost | 0 | [6 empty] | 0.64958 | 0
LCP_Inputs_ON_Electric_Howarth_2023_05_05 | 2031 | Electrolyser 2020/2030 | Crossload | Hydrogen | QC | Dispatch-Crossload | VOM | 0 | [6 empty] | 0.64958 | 0
LCP_Inputs_ON_Electric_Howarth_2023_05_05 | 2031 | Electrolyser 2020/2030 | Crossload | Hydrogen | WC | Dispatch-Crossload | EmissionsCost | 0 | [6 empty] | 0.64958 | 0
LCP_Inputs_ON_Electric_Howarth_2023_05_05 | 2031 | Electrolyser 2020/2030 | Crossload | Hydrogen | WC | Dispatch-Crossload | FuelCost | 0 | [6 empty] | 0.64958 | 0
LCP_Inputs_ON_Electric_Howarth_2023_05_05 | 2031 | Electrolyser 2020/2030 | Crossload | Hydrogen | WC | Dispatch-Crossload | VOM | 0 | [6 empty] | 0.64958 | 0
LCP_Inputs_ON_Electric_Howarth_2023_05_05 | 2031 | Electrolyser 2040 | Crossload | Hydrogen | MI | Dispatch-Crossload | EmissionsCost | 0 | [6 empty] | 0.64958 | 0
LCP_Inputs_ON_Electric_Howarth_2023_05_05 | 2031 | Electrolyser 2040 | Crossload | Hydrogen | MI | Dispatch-Crossload | FuelCost | 0 | [6 empty] | 0.64958 | 0
LCP_Inputs_ON_Electric_Howarth_2023_05_05 | 2031 | Electrolyser 2040 | Crossload | Hydrogen | MI | Dispatch-Crossload | VOM | 0 | [6 empty] | 0.64958 | 0
LCP_Inputs_ON_Electric_Howarth_2023_05_05 | 2031 | Electrolyser 2040 | Crossload | Hydrogen | NY | Dispatch-Crossload | EmissionsCost | 0 | [6 empty] | 0.64958 | 0
LCP_Inputs_ON_Electric_Howarth_2023_05_05 | 2031 | Electrolyser 2040 | Crossload | Hydrogen | NY | Dispatch-Crossload | FuelCost | 0 | [6 empty] | 0.64958 | 0
LCP_Inputs_ON_Electric_Howarth_2023_05_05 | 2031 | Electrolyser 2040 | Crossload | Hydrogen | NY | Dispatch-Crossload | VOM | 0 | [6 empty] | 0.64958 | 0
LCP_Inputs_ON_Electric_Howarth_2023_05_05 | 2031 | Electrolyser 2040 | Crossload | Hydrogen | ON | Dispatch-Crossload | EmissionsCost | 0 | [6 empty] | 0.64958 | 0
LCP_Inputs_ON_Electric_Howarth_2023_05_05 | 2031 | Electrolyser 2040 | Crossload | Hydrogen | ON | Dispatch-Crossload | FuelCost | 0 | [6 empty] | 0.64958 | 0
LCP_Inputs_ON_Electric_Howarth_2023_05_05 | 2031 | Electrolyser 2040 | Crossload | Hydrogen | ON | Dispatch-Crossload | VOM | 0 | [6 empty] | 0.64958 | 0
LCP_Inputs_ON_Electric_Howarth_2023_05_05 | 2031 | Electrolyser 2040 | Crossload | Hydrogen | PJ | Dispatch-Crossload | EmissionsCost | 0 | [6 empty] | 0.64958 | 0
LCP_Inputs_ON_Electric_Howarth_2023_05_05 | 2031 | Electrolyser 2040 | Crossload | Hydrogen | PJ | Dispatch-Crossload | FuelCost | 0 | [6 empty] | 0.64958 | 0
LCP_Inputs_ON_Electric_Howarth_2023_05_05 | 2031 | Electrolyser 2040 | Crossload | Hydrogen | PJ | Dispatch-Crossload | VOM | 0 | [6 empty] | 0.64958 | 0
LCP_Inputs_ON_Electric_Howarth_2023_05_05 | 2031 | Electrolyser 2040 | Crossload | Hydrogen | QC | Dispatch-Crossload | EmissionsCost | 0 | [6 empty] | 0.64958 | 0
LCP_Inputs_ON_Electric_Howarth_2023_05_05 | 2031 | Electrolyser 2040 | Crossload | Hydrogen | QC | Dispatch-Crossload | FuelCost | 0 | [6 empty] | 0.64958 | 0
LCP_Inputs_ON_Electric_Howarth_2023_05_05 | 2031 | Electrolyser 2040 | Crossload | Hydrogen | QC | Dispatch-Crossload | VOM | 0 | [6 empty] | 0.64958 | 0
LCP_Inputs_ON_Electric_Howarth_2023_05_05 | 2031 | Electrolyser 2040 | Crossload | Hydrogen | WC | Dispatch-Crossload | EmissionsCost | 0 | [6 empty] | 0.64958 | 0
LCP_Inputs_ON_Electric_Howarth_2023_05_05 | 2031 | Electrolyser 2040 | Crossload | Hydrogen | WC | Dispatch-Crossload | FuelCost | 0 | [6 empty] | 0.64958 | 0
LCP_Inputs_ON_Electric_Howarth_2023_05_05 | 2031 | Electrolyser 2040 | Crossload | Hydrogen | WC | Dispatch-Crossload | VOM | 0 | [6 empty] | 0.64958 | 0
LCP_Inputs_ON_Electric_Howarth_2023_05_05 | 2031 | Electrolyser 2050 | Crossload | Hydrogen | MI | Dispatch-Crossload | EmissionsCost | 0 | [6 empty] | 0.64958 | 0
LCP_Inputs_ON_Electric_Howarth_2023_05_05 | 2031 | Electrolyser 2050 | Crossload | Hydrogen | MI | Dispatch-Crossload | FuelCost | 0 | [6 empty] | 0.64958 | 0
LCP_Inputs_ON_Electric_Howarth_2023_05_05 | 2031 | Electrolyser 2050 | Crossload | Hydrogen | MI | Dispatch-Crossload | VOM | 0 | [6 empty] | 0.64958 | 0
LCP_Inputs_ON_Electric_Howarth_2023_05_05 | 2031 | Electrolyser 2050 | Crossload | Hydrogen | NY | Dispatch-Crossload | EmissionsCost | 0 | [6 empty] | 0.64958 | 0
LCP_Inputs_ON_Electric_Howarth_2023_05_05 | 2031 | Electrolyser 2050 | Crossload | Hydrogen | NY | Dispatch-Crossload | FuelCost | 0 | [6 empty] | 0.64958 | 0
LCP_Inputs_ON_Electric_Howarth_2023_05_05 | 2031 | Electrolyser 2050 | Crossload | Hydrogen | NY | Dispatch-Crossload | VOM | 0 | [6 empty] | 0.64958 | 0
LCP_Inputs_ON_Electric_Howarth_2023_05_05 | 2031 | Electrolyser 2050 | Crossload | Hydrogen | ON | Dispatch-Crossload | EmissionsCost | 0 | [6 empty] | 0.64958 | 0
LCP_Inputs_ON_Electric_Howarth_2023_05_05 | 2031 | Electrolyser 2050 | Crossload | Hydrogen | ON | Dispatch-Crossload | FuelCost | 0 | [6 empty] | 0.64958 | 0
LCP_Inputs_ON_Electric_Howarth_2023_05_05 | 2031 | Electrolyser 2050 | Crossload | Hydrogen | ON | Dispatch-Crossload | VOM | 0 | [6 empty] | 0.64958 | 0
LCP_Inputs_ON_Electric_Howarth_2023_05_05 | 2031 | Electrolyser 2050 | Crossload | Hydrogen | PJ | Dispatch-Crossload | EmissionsCost | 0 | [6 empty] | 0.64958 | 0
LCP_Inputs_ON_Electric_Howarth_2023_05_05 | 2031 | Electrolyser 2050 | Crossload | Hydrogen | PJ | Dispatch-Crossload | FuelCost | 0 | [6 empty] | 0.64958 | 0
LCP_Inputs_ON_Electric_Howarth_2023_05_05 | 2031 | Electrolyser 2050 | Crossload | Hydrogen | PJ | Dispatch-Crossload | VOM | 0 | [6 empty] | 0.64958 | 0
LCP_Inputs_ON_Electric_Howarth_2023_05_05 | 2031 | Electrolyser 2050 | Crossload | Hydrogen | QC | Dispatch-Crossload | EmissionsCost | 0 | [6 empty] | 0.64958 | 0
LCP_Inputs_ON_Electric_Howarth_2023_05_05 | 2031 | Electrolyser 2050 | Crossload | Hydrogen | QC | Dispatch-Crossload | FuelCost | 0 | [6 empty] | 0.64958 | 0
LCP_Inputs_ON_Electric_Howarth_2023_05_05 | 2031 | Electrolyser 2050 | Crossload | Hydrogen | QC | Dispatch-Crossload | VOM | 0 | [6 empty] | 0.64958 | 0
LCP_Inputs_ON_Electric_Howarth_2023_05_05 | 2031 | Electrolyser 2050 | Crossload | Hydrogen | WC | Dispatch-Crossload | EmissionsCost | 0 | [6 empty] | 0.64958 | 0
LCP_Inputs_ON_Electric_Howarth_2023_05_05 | 2031 | Electrolyser 2050 | Crossload | Hydrogen | WC | Dispatch-Crossload | FuelCost | 0 | [6 empty] | 0.64958 | 0
LCP_Inputs_ON_Electric_Howarth_2023_05_05 | 2031 | Electrolyser 2050 | Crossload | Hydrogen | WC | Dispatch-Crossload | VOM | 0 | [6 empty] | 0.64958 | 0
LCP_Inputs_ON_Electric_Howarth_2023_05_05 | 2031 | Fossil Fuel Thermal (Coal, Peat, Oil) | Generation | Electricity | MI | Dispatch-Generation | EmissionsCost | 0 | [6 empty] | 0.64958 | 0
LCP_Inputs_ON_Electric_Howarth_2023_05_05 | 2031 | Fossil Fuel Thermal (Coal, Peat, Oil) | Generation | Electricity | MI | Dispatch-Generation | FuelCost | 0 | [6 empty] | 0.64958 | 0
LCP_Inputs_ON_Electric_Howarth_2023_05_05 | 2031 | Fossil Fuel Thermal (Coal, Peat, Oil) | Generation | Electricity | MI | Dispatch-Generation | VOM | 0 | [6 empty] | 0.64958 | 0
LCP_Inputs_ON_Electric_Howarth_2023_05_05 | 2031 | Fossil Fuel Thermal (Coal, Peat, Oil) | Generation | Electricity | NY | Dispatch-Generation | EmissionsCost | 0 | [6 empty] | 0.64958 | 0
LCP_Inputs_ON_Electric_Howarth_2023_05_05 | 2031 | Fossil Fuel Thermal (Coal, Peat, Oil) | Generation | Electricity | NY | Dispatch-Generation | FuelCost | 0 | [6 empty] | 0.64958 | 0
LCP_Inputs_ON_Electric_Howarth_2023_05_05 | 2031 | Fossil Fuel Thermal (Coal, Peat, Oil) | Generation | Electricity | NY | Dispatch-Generation | VOM | 0 | [6 empty] | 0.64958 | 0
LCP_Inputs_ON_Electric_Howarth_2023_05_05 | 2031 | Fossil Fuel Thermal (Coal, Peat, Oil) | Generation | Electricity | ON | Dispatch-Generation | EmissionsCost | 0 | [6 empty] | 0.64958 | 0
LCP_Inputs_ON_Electric_Howarth_2023_05_05 | 2031 | Fossil Fuel Thermal (Coal, Peat, Oil) | Generation | Electricity | ON | Dispatch-Generation | FuelCost | 0 | [6 empty] | 0.64958 | 0
LCP_Inputs_ON_Electric_Howarth_2023_05_05 | 2031 | Fossil Fuel Thermal (Coal, Peat, Oil) | Generation | Electricity | ON | Dispatch-Generation | VOM | 0 | [6 empty] | 0.64958 | 0
LCP_Inputs_ON_Electric_Howarth_2023_05_05 | 2031 | Fossil Fuel Thermal (Coal, Peat, Oil) | Generation | Electricity | PJ | Dispatch-Generation | EmissionsCost | 0 | [6 empty] | 0.64958 | 0
LCP_Inputs_ON_Electric_Howarth_2023_05_05 | 2031 | Fossil Fuel Thermal (Coal, Peat, Oil) | Generation | Electricity | PJ | Dispatch-Generation | FuelCost | 0 | [6 empty] | 0.64958 | 0
LCP_Inputs_ON_Electric_Howarth_2023_05_05 | 2031 | Fossil Fuel Thermal (Coal, Peat, Oil) | Generation | Electricity | PJ | Dispatch-Generation | VOM | 0 | [6 empty] | 0.64958 | 0
LCP_Inputs_ON_Electric_Howarth_2023_05_05 | 2031 | Fossil Fuel Thermal (Coal, Peat, Oil) | Generation | Electricity | QC | Dispatch-Generation | EmissionsCost | 0 | [6 empty] | 0.64958 | 0
LCP_Inputs_ON_Electric_Howarth_2023_05_05 | 2031 | Fossil Fuel Thermal (Coal, Peat, Oil) | Generation | Electricity | QC | Dispatch-Generation | FuelCost | 0 | [6 empty] | 0.64958 | 0
LCP_Inputs_ON_Electric_Howarth_2023_05_05 | 2031 | Fossil Fuel Thermal (Coal, Peat, Oil) | Generation | Electricity | QC | Dispatch-Generation | VOM | 0 | [6 empty] | 0.64958 | 0
LCP_Inputs_ON_Electric_Howarth_2023_05_05 | 2031 | Fossil Fuel Thermal (Coal, Peat, Oil) | Generation | Electricity | WC | Dispatch-Generation | EmissionsCost | 0 | [6 empty] | 0.64958 | 0
LCP_Inputs_ON_Electric_Howarth_2023_05_05 | 2031 | Fossil Fuel Thermal (Coal, Peat, Oil) | Generation | Electricity | WC | Dispatch-Generation | FuelCost | 0 | [6 empty] | 0.64958 | 0
LCP_Inputs_ON_Electric_Howarth_2023_05_05 | 2031 | Fossil Fuel Thermal (Coal, Peat, Oil) | Generation | Electricity | WC | Dispatch-Generation | VOM | 0 | [6 empty] | 0.64958 | 0
LCP_Inputs_ON_Electric_Howarth_2023_05_05 | 2031 | Generic - Generator | Generation | Electricity | MI | Dispatch-Generation | EmissionsCost | 0 | [6 empty] | 0.64958 | 0
LCP_Inputs_ON_Electric_Howarth_2023_05_05 | 2031 | Generic - Generator | Generation | Electricity | MI | Dispatch-Generation | FuelCost | 1914828256.8349 | [6 empty] | 0.64958 | 1243835922.8585
LCP_Inputs_ON_Electric_Howarth_2023_05_05 | 2031 | Generic - Generator | Generation | Electricity | MI | Dispatch-Generation | VOM | 66868135.5263 | [6 empty] | 0.64958 | 43436265.7671
LCP_Inputs_ON_Electric_Howarth_2023_05_05 | 2031 | Generic - Generator | Generation | Electricity | NY | Dispatch-Generation | EmissionsCost | 0 | [6 empty] | 0.64958 | 0
LCP_Inputs_ON_Electric_Howarth_2023_05_05 | 2031 | Generic - Generator | Generation | Electricity | NY | Dispatch-Generation | FuelCost | 745132168.0451 | [6 empty] | 0.64958 | 484023647.8565
LCP_Inputs_ON_Electric_Howarth_2023_05_05 | 2031 | Generic - Generator | Generation | Electricity | NY | Dispatch-Generation | VOM | 26020923.088 | [6 empty] | 0.64958 | 16902695.4596
LCP_Inputs_ON_Electric_Howarth_2023_05_05 | 2031 | Generic - Generator | Generation | Electricity | ON | Dispatch-Generation | EmissionsCost | 0 | [6 empty] | 0.64958 | 0
LCP_Inputs_ON_Electric_Howarth_2023_05_05 | 2031 | Generic - Generator | Generation | Electricity | ON | Dispatch-Generation | FuelCost | 0 | [6 empty] | 0.64958 | 0
LCP_Inputs_ON_Electric_Howarth_2023_05_05 | 2031 | Generic - Generator | Generation | Electricity | ON | Dispatch-Generation | VOM | 0 | [6 empty] | 0.64958 | 0
LCP_Inputs_ON_Electric_Howarth_2023_05_05 | 2031 | Generic - Generator | Generation | Electricity | PJ | Dispatch-Generation | EmissionsCost | 0 | [6 empty] | 0.64958 | 0
LCP_Inputs_ON_Electric_Howarth_2023_05_05 | 2031 | Generic - Generator | Generation | Electricity | PJ | Dispatch-Generation | FuelCost | 7324771896.2137 | [6 empty] | 0.64958 | 4758032151.8309
LCP_Inputs_ON_Electric_Howarth_2023_05_05 | 2031 | Generic - Generator | Generation | Electricity | PJ | Dispatch-Generation | VOM | 255789958.2413 | [6 empty] | 0.64958 | 166156279.3589
LCP_Inputs_ON_Electric_Howarth_2023_05_05 | 2031 | Generic - Generator | Generation | Electricity | QC | Dispatch-Generation | EmissionsCost | 0 | [6 empty] | 0.64958 | 0
LCP_Inputs_ON_Electric_Howarth_2023_05_05 | 2031 | Generic - Generator | Generation | Electricity | QC | Dispatch-Generation | FuelCost | 0 | [6 empty] | 0.64958 | 0
LCP_Inputs_ON_Electric_Howarth_2023_05_05 | 2031 | Generic - Generator | Generation | Electricity | QC | Dispatch-Generation | VOM | 0 | [6 empty] | 0.64958 | 0
LCP_Inputs_ON_Electric_Howarth_2023_05_05 | 2031 | Generic - Generator | Generation | Electricity | WC | Dispatch-Generation | EmissionsCost | 0 | [6 empty] | 0.64958 | 0
LCP_Inputs_ON_Electric_Howarth_2023_05_05 | 2031 | Generic - Generator | Generation | Electricity | WC | Dispatch-Generation | FuelCost | 1737227.6587 | [6 empty] | 0.64958 | 1128469.9609
LCP_Inputs_ON_Electric_Howarth_2023_05_05 | 2031 | Generic - Generator | Generation | Electricity | WC | Dispatch-Generation | VOM | 60666.1063 | [6 empty] | 0.64958 | 39407.5458
LCP_Inputs_ON_Electric_Howarth_2023_05_05 | 2031 | H2 Import - QC | Import | Hydrogen | MI | Dispatch-Import | EmissionsCost | 0 | [6 empty] | 0.64958 | 0
LCP_Inputs_ON_Electric_Howarth_2023_05_05 | 2031 | H2 Import - QC | Import | Hydrogen | MI | Dispatch-Import | FuelCost | 0 | [6 empty] | 0.64958 | 0
LCP_Inputs_ON_Electric_Howarth_2023_05_05 | 2031 | H2 Import - QC | Import | Hydrogen | MI | Dispatch-Import | VOM | 0 | [6 empty] | 0.64958 | 0
LCP_Inputs_ON_Electric_Howarth_2023_05_05 | 2031 | H2 Import - QC | Import | Hydrogen | NY | Dispatch-Import | EmissionsCost | 0 | [6 empty] | 0.64958 | 0
LCP_Inputs_ON_Electric_Howarth_2023_05_05 | 2031 | H2 Import - QC | Import | Hydrogen | NY | Dispatch-Import | FuelCost | 0 | [6 empty] | 0.64958 | 0
LCP_Inputs_ON_Electric_Howarth_2023_05_05 | 2031 | H2 Import - QC | Import | Hydrogen | NY | Dispatch-Import | VOM | 0 | [6 empty] | 0.64958 | 0
LCP_Inputs_ON_Electric_Howarth_2023_05_05 | 2031 | H2 Import - QC | Import | Hydrogen | ON | Dispatch-Import | EmissionsCost | 0 | [6 empty] | 0.64958 | 0
LCP_Inputs_ON_Electric_Howarth_2023_05_05 | 2031 | H2 Import - QC | Import | Hydrogen | ON | Dispatch-Import | FuelCost | 0 | [6 empty] | 0.64958 | 0
LCP_Inputs_ON_Electric_Howarth_2023_05_05 | 2031 | H2 Import - QC | Import | Hydrogen | ON | Dispatch-Import | VOM | 0 | [6 empty] | 0.64958 | 0
LCP_Inputs_ON_Electric_Howarth_2023_05_05 | 2031 | H2 Import - QC | Import | Hydrogen | PJ | Dispatch-Import | EmissionsCost | 0 | [6 empty] | 0.64958 | 0
LCP_Inputs_ON_Electric_Howarth_2023_05_05 | 2031 | H2 Import - QC | Import | Hydrogen | PJ | Dispatch-Import | FuelCost | 0 | [6 empty] | 0.64958 | 0
LCP_Inputs_ON_Electric_Howarth_2023_05_05 | 2031 | H2 Import - QC | Import | Hydrogen | PJ | Dispatch-Import | VOM | 0 | [6 empty] | 0.64958 | 0
LCP_Inputs_ON_Electric_Howarth_2023_05_05 | 2031 | H2 Import - QC | Import | Hydrogen | QC | Dispatch-Import | EmissionsCost | 0 | [6 empty] | 0.64958 | 0
LCP_Inputs_ON_Electric_Howarth_2023_05_05 | 2031 | H2 Import - QC | Import | Hydrogen | QC | Dispatch-Import | FuelCost | 0 | [6 empty] | 0.64958 | 0
LCP_Inputs_ON_Electric_Howarth_2023_05_05 | 2031 | H2 Import - QC | Import | Hydrogen | QC | Dispatch-Import | VOM | 0 | [6 empty] | 0.64958 | 0
LCP_Inputs_ON_Electric_Howarth_2023_05_05 | 2031 | H2 Import - QC | Import | Hydrogen | WC | Dispatch-Import | EmissionsCost | 0 | [6 empty] | 0.64958 | 0
LCP_Inputs_ON_Electric_Howarth_2023_05_05 | 2031 | H2 Import - QC | Import | Hydrogen | WC | Dispatch-Import | FuelCost | 0 | [6 empty] | 0.64958 | 0
LCP_Inputs_ON_Electric_Howarth_2023_05_05 | 2031 | H2 Import - QC | Import | Hydrogen | WC | Dispatch-Import | VOM | 0 | [6 empty] | 0.64958 | 0
LCP_Inputs_ON_Electric_Howarth_2023_05_05 | 2031 | H2 Import - WC | Import | Hydrogen | MI | Dispatch-Import | EmissionsCost | 0 | [6 empty] | 0.64958 | 0
LCP_Inputs_ON_Electric_Howarth_2023_05_05 | 2031 | H2 Import - WC | Import | Hydrogen | MI | Dispatch-Import | FuelCost | 0 | [6 empty] | 0.64958 | 0
LCP_Inputs_ON_Electric_Howarth_2023_05_05 | 2031 | H2 Import - WC | Import | Hydrogen | MI | Dispatch-Import | VOM | 0 | [6 empty] | 0.64958 | 0
LCP_Inputs_ON_Electric_Howarth_2023_05_05 | 2031 | H2 Import - WC | Import | Hydrogen | NY | Dispatch-Import | EmissionsCost | 0 | [6 empty] | 0.64958 | 0
LCP_Inputs_ON_Electric_Howarth_2023_05_05 | 2031 | H2 Import - WC | Import | Hydrogen | NY | Dispatch-Import | FuelCost | 0 | [6 empty] | 0.64958 | 0
LCP_Inputs_ON_Electric_Howarth_2023_05_05 | 2031 | H2 Import - WC | Import | Hydrogen | NY | Dispatch-Import | VOM | 0 | [6 empty] | 0.64958 | 0
LCP_Inputs_ON_Electric_Howarth_2023_05_05 | 2031 | H2 Import - WC | Import | Hydrogen | ON | Dispatch-Import | EmissionsCost | 0 | [6 empty] | 0.64958 | 0
LCP_Inputs_ON_Electric_Howarth_2023_05_05 | 2031 | H2 Import - WC | Import | Hydrogen | ON | Dispatch-Import | FuelCost | 0 | [6 empty] | 0.64958 | 0
LCP_Inputs_ON_Electric_Howarth_2023_05_05 | 2031 | H2 Import - WC | Import | Hydrogen | ON | Dispatch-Import | VOM | 0 | [6 empty] | 0.64958 | 0
LCP_Inputs_ON_Electric_Howarth_2023_05_05 | 2031 | H2 Import - WC | Import | Hydrogen | PJ | Dispatch-Import | EmissionsCost | 0 | [6 empty] | 0.64958 | 0
LCP_Inputs_ON_Electric_Howarth_2023_05_05 | 2031 | H2 Import - WC | Import | Hydrogen | PJ | Dispatch-Import | FuelCost | 0 | [6 empty] | 0.64958 | 0
LCP_Inputs_ON_Electric_Howarth_2023_05_05 | 2031 | H2 Import - WC | Import | Hydrogen | PJ | Dispatch-Import | VOM | 0 | [6 empty] | 0.64958 | 0
LCP_Inputs_ON_Electric_Howarth_2023_05_05 | 2031 | H2 Import - WC | Import | Hydrogen | QC | Dispatch-Import | EmissionsCost | 0 | [6 empty] | 0.64958 | 0
LCP_Inputs_ON_Electric_Howarth_2023_05_05 | 2031 | H2 Import - WC | Import | Hydrogen | QC | Dispatch-Import | FuelCost | 0 | [6 empty] | 0.64958 | 0
LCP_Inputs_ON_Electric_Howarth_2023_05_05 | 2031 | H2 Import - WC | Import | Hydrogen | QC | Dispatch-Import | VOM | 0 | [6 empty] | 0.64958 | 0
LCP_Inputs_ON_Electric_Howarth_2023_05_05 | 2031 | H2 Import - WC | Import | Hydrogen | WC | Dispatch-Import | EmissionsCost | 0 | [6 empty] | 0.64958 | 0
LCP_Inputs_ON_Electric_Howarth_2023_05_05 | 2031 | H2 Import - WC | Import | Hydrogen | WC | Dispatch-Import | FuelCost | 0 | [6 empty] | 0.64958 | 0
LCP_Inputs_ON_Electric_Howarth_2023_05_05 | 2031 | H2 Import - WC | Import | Hydrogen | WC | Dispatch-Import | VOM | 0 | [6 empty] | 0.64958 | 0
LCP_Inputs_ON_Electric_Howarth_2023_05_05 | 2031 | H2 Salt Cavern Storage - ON | Storage | Hydrogen | MI | Dispatch-Storage | EmissionsCost | 0 | [6 empty] | 0.64958 | 0
LCP_Inputs_ON_Electric_Howarth_2023_05_05 | 2031 | H2 Salt Cavern Storage - ON | Storage | Hydrogen | MI | Dispatch-Storage | FuelCost | 0 | [6 empty] | 0.64958 | 0
LCP_Inputs_ON_Electric_Howarth_2023_05_05 | 2031 | H2 Salt Cavern Storage - ON | Storage | Hydrogen | MI | Dispatch-Storage | VOM | 0 | [6 empty] | 0.64958 | 0
LCP_Inputs_ON_Electric_Howarth_2023_05_05 | 2031 | H2 Salt Cavern Storage - ON | Storage | Hydrogen | NY | Dispatch-Storage | EmissionsCost | 0 | [6 empty] | 0.64958 | 0
LCP_Inputs_ON_Electric_Howarth_2023_05_05 | 2031 | H2 Salt Cavern Storage - ON | Storage | Hydrogen | NY | Dispatch-Storage | FuelCost | 0 | [6 empty] | 0.64958 | 0
LCP_Inputs_ON_Electric_Howarth_2023_05_05 | 2031 | H2 Salt Cavern Storage - ON | Storage | Hydrogen | NY | Dispatch-Storage | VOM | 0 | [6 empty] | 0.64958 | 0
LCP_Inputs_ON_Electric_Howarth_2023_05_05 | 2031 | H2 Salt Cavern Storage - ON | Storage | Hydrogen | ON | Dispatch-Storage | EmissionsCost | 0 | [6 empty] | 0.64958 | 0
LCP_Inputs_ON_Electric_Howarth_2023_05_05 | 2031 | H2 Salt Cavern Storage - ON | Storage | Hydrogen | ON | Dispatch-Storage | FuelCost | 0 | [6 empty] | 0.64958 | 0
LCP_Inputs_ON_Electric_Howarth_2023_05_05 | 2031 | H2 Salt Cavern Storage - ON | Storage | Hydrogen | ON | Dispatch-Storage | VOM | 12116975.9484 | [6 empty] | 0.64958 | 7870956.5243
LCP_Inputs_ON_Electric_Howarth_2023_05_05 | 2031 | H2 Salt Cavern Storage - ON | Storage | Hydrogen | PJ | Dispatch-Storage | EmissionsCost | 0 | [6 empty] | 0.64958 | 0
LCP_Inputs_ON_Electric_Howarth_2023_05_05 | 2031 | H2 Salt Cavern Storage - ON | Storage | Hydrogen | PJ | Dispatch-Storage | FuelCost | 0 | [6 empty] | 0.64958 | 0
LCP_Inputs_ON_Electric_Howarth_2023_05_05 | 2031 | H2 Salt Cavern Storage - ON | Storage | Hydrogen | PJ | Dispatch-Storage | VOM | 0 | [6 empty] | 0.64958 | 0
LCP_Inputs_ON_Electric_Howarth_2023_05_05 | 2031 | H2 Salt Cavern Storage - ON | Storage | Hydrogen | QC | Dispatch-Storage | EmissionsCost | 0 | [6 empty] | 0.64958 | 0
LCP_Inputs_ON_Electric_Howarth_2023_05_05 | 2031 | H2 Salt Cavern Storage - ON | Storage | Hydrogen | QC | Dispatch-Storage | FuelCost | 0 | [6 empty] | 0.64958 | 0
LCP_Inputs_ON_Electric_Howarth_2023_05_05 | 2031 | H2 Salt Cavern Storage - ON | Storage | Hydrogen | QC | Dispatch-Storage | VOM | 0 | [6 empty] | 0.64958 | 0
LCP_Inputs_ON_Electric_Howarth_2023_05_05 | 2031 | H2 Salt Cavern Storage - ON | Storage | Hydrogen | WC | Dispatch-Storage | EmissionsCost | 0 | [6 empty] | 0.64958 | 0
LCP_Inputs_ON_Electric_Howarth_2023_05_05 | 2031 | H2 Salt Cavern Storage - ON | Storage | Hydrogen | WC | Dispatch-Storage | FuelCost | 0 | [6 empty] | 0.64958 | 0
LCP_Inputs_ON_Electric_Howarth_2023_05_05 | 2031 | H2 Salt Cavern Storage - ON | Storage | Hydrogen | WC | Dispatch-Storage | VOM | 0 | [6 empty] | 0.64958 | 0
LCP_Inputs_ON_Electric_Howarth_2023_05_05 | 2031 | Hydro | Generation | Electricity | MI | Dispatch-Generation | EmissionsCost | 0 | [6 empty] | 0.64958 | 0
LCP_Inputs_ON_Electric_Howarth_2023_05_05 | 2031 | Hydro | Generation | Electricity | MI | Dispatch-Generation | FuelCost | 0 | [6 empty] | 0.64958 | 0
LCP_Inputs_ON_Electric_Howarth_2023_05_05 | 2031 | Hydro | Generation | Electricity | MI | Dispatch-Generation | VOM | 0 | [6 empty] | 0.64958 | 0
LCP_Inputs_ON_Electric_Howarth_2023_05_05 | 2031 | Hydro | Generation | Electricity | NY | Dispatch-Generation | EmissionsCost | 0 | [6 empty] | 0.64958 | 0
LCP_Inputs_ON_Electric_Howarth_2023_05_05 | 2031 | Hydro | Generation | Electricity | NY | Dispatch-Generation | FuelCost | 0 | [6 empty] | 0.64958 | 0
LCP_Inputs_ON_Electric_Howarth_2023_05_05 | 2031 | Hydro | Generation | Electricity | NY | Dispatch-Generation | VOM | 0 | [6 empty] | 0.64958 | 0
LCP_Inputs_ON_Electric_Howarth_2023_05_05 | 2031 | Hydro | Generation | Electricity | ON | Dispatch-Generation | EmissionsCost | 0 | [6 empty] | 0.64958 | 0
LCP_Inputs_ON_Electric_Howarth_2023_05_05 | 2031 | Hydro | Generation | Electricity | ON | Dispatch-Generation | FuelCost | 0 | [6 empty] | 0.64958 | 0
LCP_Inputs_ON_Electric_Howarth_2023_05_05 | 2031 | Hydro | Generation | Electricity | ON | Dispatch-Generation | VOM | 0 | [6 empty] | 0.64958 | 0
LCP_Inputs_ON_Electric_Howarth_2023_05_05 | 2031 | Hydro | Generation | Electricity | PJ | Dispatch-Generation | EmissionsCost | 0 | [6 empty] | 0.64958 | 0
LCP_Inputs_ON_Electric_Howarth_2023_05_05 | 2031 | Hydro | Generation | Electricity | PJ | Dispatch-Generation | FuelCost | 0 | [6 empty] | 0.64958 | 0
LCP_Inputs_ON_Electric_Howarth_2023_05_05 | 2031 | Hydro | Generation | Electricity | PJ | Dispatch-Generation | VOM | 0 | [6 empty] | 0.64958 | 0
LCP_Inputs_ON_Electric_Howarth_2023_05_05 | 2031 | Hydro | Generation | Electricity | QC | Dispatch-Generation | EmissionsCost | 0 | [6 empty] | 0.64958 | 0
LCP_Inputs_ON_Electric_Howarth_2023_05_05 | 2031 | Hydro | Generation | Electricity | QC | Dispatch-Generation | FuelCost | 0 | [6 empty] | 0.64958 | 0
LCP_Inputs_ON_Electric_Howarth_2023_05_05 | 2031 | Hydro | Generation | Electricity | QC | Dispatch-Generation | VOM | 0 | [6 empty] | 0.64958 | 0
LCP_Inputs_ON_Electric_Howarth_2023_05_05 | 2031 | Hydro | Generation | Electricity | WC | Dispatch-Generation | EmissionsCost | 0 | [6 empty] | 0.64958 | 0
LCP_Inputs_ON_Electric_Howarth_2023_05_05 | 2031 | Hydro | Generation | Electricity | WC | Dispatch-Generation | FuelCost | 0 | [6 empty] | 0.64958 | 0
LCP_Inputs_ON_Electric_Howarth_2023_05_05 | 2031 | Hydro | Generation | Electricity | WC | Dispatch-Generation | VOM | 0 | [6 empty] | 0.64958 | 0
LCP_Inputs_ON_Electric_Howarth_2023_05_05 | 2031 | Hydro Pumped Storage | Storage | Electricity | MI | Dispatch-Storage | EmissionsCost | 0 | [6 empty] | 0.64958 | 0
LCP_Inputs_ON_Electric_Howarth_2023_05_05 | 2031 | Hydro Pumped Storage | Storage | Electricity | MI | Dispatch-Storage | FuelCost | 0 | [6 empty] | 0.64958 | 0
LCP_Inputs_ON_Electric_Howarth_2023_05_05 | 2031 | Hydro Pumped Storage | Storage | Electricity | MI | Dispatch-Storage | VOM | 0 | [6 empty] | 0.64958 | 0
LCP_Inputs_ON_Electric_Howarth_2023_05_05 | 2031 | Hydro Pumped Storage | Storage | Electricity | NY | Dispatch-Storage | EmissionsCost | 0 | [6 empty] | 0.64958 | 0
LCP_Inputs_ON_Electric_Howarth_2023_05_05 | 2031 | Hydro Pumped Storage | Storage | Electricity | NY | Dispatch-Storage | FuelCost | 0 | [6 empty] | 0.64958 | 0
LCP_Inputs_ON_Electric_Howarth_2023_05_05 | 2031 | Hydro Pumped Storage | Storage | Electricity | NY | Dispatch-Storage | VOM | 0 | [6 empty] | 0.64958 | 0
LCP_Inputs_ON_Electric_Howarth_2023_05_05 | 2031 | Hydro Pumped Storage | Storage | Electricity | ON | Dispatch-Storage | EmissionsCost | 0 | [6 empty] | 0.64958 | 0
LCP_Inputs_ON_Electric_Howarth_2023_05_05 | 2031 | Hydro Pumped Storage | Storage | Electricity | ON | Dispatch-Storage | FuelCost | 0 | [6 empty] | 0.64958 | 0
LCP_Inputs_ON_Electric_Howarth_2023_05_05 | 2031 | Hydro Pumped Storage | Storage | Electricity | ON | Dispatch-Storage | VOM | 0 | [6 empty] | 0.64958 | 0
LCP_Inputs_ON_Electric_Howarth_2023_05_05 | 2031 | Hydro Pumped Storage | Storage | Electricity | PJ | Dispatch-Storage | EmissionsCost | 0 | [6 empty] | 0.64958 | 0
LCP_Inputs_ON_Electric_Howarth_2023_05_05 | 2031 | Hydro Pumped Storage | Storage | Electricity | PJ | Dispatch-Storage | FuelCost | 0 | [6 empty] | 0.64958 | 0
LCP_Inputs_ON_Electric_Howarth_2023_05_05 | 2031 | Hydro Pumped Storage | Storage | Electricity | PJ | Dispatch-Storage | VOM | 0 | [6 empty] | 0.64958 | 0
LCP_Inputs_ON_Electric_Howarth_2023_05_05 | 2031 | Hydro Pumped Storage | Storage | Electricity | QC | Dispatch-Storage | EmissionsCost | 0 | [6 empty] | 0.64958 | 0
LCP_Inputs_ON_Electric_Howarth_2023_05_05 | 2031 | Hydro Pumped Storage | Storage | Electricity | QC | Dispatch-Storage | FuelCost | 0 | [6 empty] | 0.64958 | 0
LCP_Inputs_ON_Electric_Howarth_2023_05_05 | 2031 | Hydro Pumped Storage | Storage | Electricity | QC | Dispatch-Storage | VOM | 0 | [6 empty] | 0.64958 | 0
LCP_Inputs_ON_Electric_Howarth_2023_05_05 | 2031 | Hydro Pumped Storage | Storage | Electricity | WC | Dispatch-Storage | EmissionsCost | 0 | [6 empty] | 0.64958 | 0
LCP_Inputs_ON_Electric_Howarth_2023_05_05 | 2031 | Hydro Pumped Storage | Storage | Electricity | WC | Dispatch-Storage | FuelCost | 0 | [6 empty] | 0.64958 | 0
LCP_Inputs_ON_Electric_Howarth_2023_05_05 | 2031 | Hydro Pumped Storage | Storage | Electricity | WC | Dispatch-Storage | VOM | 0 | [6 empty] | 0.64958 | 0
LCP_Inputs_ON_Electric_Howarth_2023_05_05 | 2031 | Nuclear | Generation | Electricity | MI | Dispatch-Generation | EmissionsCost | 0 | [6 empty] | 0.64958 | 0
LCP_Inputs_ON_Electric_Howarth_2023_05_05 | 2031 | Nuclear | Generation | Electricity | MI | Dispatch-Generation | FuelCost | 0 | [6 empty] | 0.64958 | 0
LCP_Inputs_ON_Electric_Howarth_2023_05_05 | 2031 | Nuclear | Generation | Electricity | MI | Dispatch-Generation | VOM | 2762866296.96 | [6 empty] | 0.64958 | 1794705262.964
LCP_Inputs_ON_Electric_Howarth_2023_05_05 | 2031 | Nuclear | Generation | Electricity | NY | Dispatch-Generation | EmissionsCost | 0 | [6 empty] | 0.64958 | 0
LCP_Inputs_ON_Electric_Howarth_2023_05_05 | 2031 | Nuclear | Generation | Electricity | NY | Dispatch-Generation | FuelCost | 0 | [6 empty] | 0.64958 | 0
LCP_Inputs_ON_Electric_Howarth_2023_05_05 | 2031 | Nuclear | Generation | Electricity | NY | Dispatch-Generation | VOM | 2246155230.144 | [6 empty] | 0.64958 | 1459059606.8326
LCP_Inputs_ON_Electric_Howarth_2023_05_05 | 2031 | Nuclear | Generation | Electricity | ON | Dispatch-Generation | EmissionsCost | 0 | [6 empty] | 0.64958 | 0
LCP_Inputs_ON_Electric_Howarth_2023_05_05 | 2031 | Nuclear | Generation | Electricity | ON | Dispatch-Generation | FuelCost | 0 | [6 empty] | 0.64958 | 0
LCP_Inputs_ON_Electric_Howarth_2023_05_05 | 2031 | Nuclear | Generation | Electricity | ON | Dispatch-Generation | VOM | 7240796912.4466 | [6 empty] | 0.64958 | 4703483603.6475
LCP_Inputs_ON_Electric_Howarth_2023_05_05 | 2031 | Nuclear | Generation | Electricity | PJ | Dispatch-Generation | EmissionsCost | 0 | [6 empty] | 0.64958 | 0
LCP_Inputs_ON_Electric_Howarth_2023_05_05 | 2031 | Nuclear | Generation | Electricity | PJ | Dispatch-Generation | FuelCost | 0 | [6 empty] | 0.64958 | 0
LCP_Inputs_ON_Electric_Howarth_2023_05_05 | 2031 | Nuclear | Generation | Electricity | PJ | Dispatch-Generation | VOM | 6401347648.6848 | [6 empty] | 0.64958 | 4158193368.893
LCP_Inputs_ON_Electric_Howarth_2023_05_05 | 2031 | Nuclear | Generation | Electricity | QC | Dispatch-Generation | EmissionsCost | 0 | [6 empty] | 0.64958 | 0
LCP_Inputs_ON_Electric_Howarth_2023_05_05 | 2031 | Nuclear | Generation | Electricity | QC | Dispatch-Generation | FuelCost | 0 | [6 empty] | 0.64958 | 0
LCP_Inputs_ON_Electric_Howarth_2023_05_05 | 2031 | Nuclear | Generation | Electricity | QC | Dispatch-Generation | VOM | 0 | [6 empty] | 0.64958 | 0
LCP_Inputs_ON_Electric_Howarth_2023_05_05 | 2031 | Nuclear | Generation | Electricity | WC | Dispatch-Generation | EmissionsCost | 0 | [6 empty] | 0.64958 | 0
LCP_Inputs_ON_Electric_Howarth_2023_05_05 | 2031 | Nuclear | Generation | Electricity | WC | Dispatch-Generation | FuelCost | 0 | [6 empty] | 0.64958 | 0
LCP_Inputs_ON_Electric_Howarth_2023_05_05 | 2031 | Nuclear | Generation | Electricity | WC | Dispatch-Generation | VOM | 0 | [6 empty] | 0.64958 | 0
LCP_Inputs_ON_Electric_Howarth_2023_05_05 | 2031 | Nuclear SMR | Generation | Electricity | MI | Dispatch-Generation | EmissionsCost | 0 | [6 empty] | 0.64958 | 0
LCP_Inputs_ON_Electric_Howarth_2023_05_05 | 2031 | Nuclear SMR | Generation | Electricity | MI | Dispatch-Generation | FuelCost | 0 | [6 empty] | 0.64958 | 0
LCP_Inputs_ON_Electric_Howarth_2023_05_05 | 2031 | Nuclear SMR | Generation | Electricity | MI | Dispatch-Generation | VOM | 0 | [6 empty] | 0.64958 | 0
LCP_Inputs_ON_Electric_Howarth_2023_05_05 | 2031 | Nuclear SMR | Generation | Electricity | NY | Dispatch-Generation | EmissionsCost | 0 | [6 empty] | 0.64958 | 0
LCP_Inputs_ON_Electric_Howarth_2023_05_05 | 2031 | Nuclear SMR | Generation | Electricity | NY | Dispatch-Generation | FuelCost | 0 | [6 empty] | 0.64958 | 0
LCP_Inputs_ON_Electric_Howarth_2023_05_05 | 2031 | Nuclear SMR | Generation | Electricity | NY | Dispatch-Generation | VOM | 0 | [6 empty] | 0.64958 | 0
LCP_Inputs_ON_Electric_Howarth_2023_05_05 | 2031 | Nuclear SMR | Generation | Electricity | ON | Dispatch-Generation | EmissionsCost | 0 | [6 empty] | 0.64958 | 0
LCP_Inputs_ON_Electric_Howarth_2023_05_05 | 2031 | Nuclear SMR | Generation | Electricity | ON | Dispatch-Generation | FuelCost | 0 | [6 empty] | 0.64958 | 0
LCP_Inputs_ON_Electric_Howarth_2023_05_05 | 2031 | Nuclear SMR | Generation | Electricity | ON | Dispatch-Generation | VOM | 19039640.4 | [6 empty] | 0.64958 | 12367787.3477
LCP_Inputs_ON_Electric_Howarth_2023_05_05 | 2031 | Nuclear SMR | Generation | Electricity | PJ | Dispatch-Generation | EmissionsCost | 0 | [6 empty] | 0.64958 | 0
LCP_Inputs_ON_Electric_Howarth_2023_05_05 | 2031 | Nuclear SMR | Generation | Electricity | PJ | Dispatch-Generation | FuelCost | 0 | [6 empty] | 0.64958 | 0
LCP_Inputs_ON_Electric_Howarth_2023_05_05 | 2031 | Nuclear SMR | Generation | Electricity | PJ | Dispatch-Generation | VOM | 0 | [6 empty] | 0.64958 | 0
LCP_Inputs_ON_Electric_Howarth_2023_05_05 | 2031 | Nuclear SMR | Generation | Electricity | QC | Dispatch-Generation | EmissionsCost | 0 | [6 empty] | 0.64958 | 0
LCP_Inputs_ON_Electric_Howarth_2023_05_05 | 2031 | Nuclear SMR | Generation | Electricity | QC | Dispatch-Generation | FuelCost | 0 | [6 empty] | 0.64958 | 0
LCP_Inputs_ON_Electric_Howarth_2023_05_05 | 2031 | Nuclear SMR | Generation | Electricity | QC | Dispatch-Generation | VOM | 0 | [6 empty] | 0.64958 | 0
LCP_Inputs_ON_Electric_Howarth_2023_05_05 | 2031 | Nuclear SMR | Generation | Electricity | WC | Dispatch-Generation | EmissionsCost | 0 | [6 empty] | 0.64958 | 0
LCP_Inputs_ON_Electric_Howarth_2023_05_05 | 2031 | Nuclear SMR | Generation | Electricity | WC | Dispatch-Generation | FuelCost | 0 | [6 empty] | 0.64958 | 0
LCP_Inputs_ON_Electric_Howarth_2023_05_05 | 2031 | Nuclear SMR | Generation | Electricity | WC | Dispatch-Generation | VOM | 0 | [6 empty] | 0.64958 | 0
LCP_Inputs_ON_Electric_Howarth_2023_05_05 | 2031 | O/CCGT - CH4 Existing | Crossload | Electricity | MI | Dispatch-Crossload | EmissionsCost | 0 | [6 empty] | 0.64958 | 0
LCP_Inputs_ON_Electric_Howarth_2023_05_05 | 2031 | O/CCGT - CH4 Existing | Crossload | Electricity | MI | Dispatch-Crossload | FuelCost | 0 | [6 empty] | 0.64958 | 0
LCP_Inputs_ON_Electric_Howarth_2023_05_05 | 2031 | O/CCGT - CH4 Existing | Crossload | Electricity | MI | Dispatch-Crossload | VOM | 0 | [6 empty] | 0.64958 | 0
LCP_Inputs_ON_Electric_Howarth_2023_05_05 | 2031 | O/CCGT - CH4 Existing | Crossload | Electricity | NY | Dispatch-Crossload | EmissionsCost | 0 | [6 empty] | 0.64958 | 0
LCP_Inputs_ON_Electric_Howarth_2023_05_05 | 2031 | O/CCGT - CH4 Existing | Crossload | Electricity | NY | Dispatch-Crossload | FuelCost | 0 | [6 empty] | 0.64958 | 0
LCP_Inputs_ON_Electric_Howarth_2023_05_05 | 2031 | O/CCGT - CH4 Existing | Crossload | Electricity | NY | Dispatch-Crossload | VOM | 0 | [6 empty] | 0.64958 | 0
LCP_Inputs_ON_Electric_Howarth_2023_05_05 | 2031 | O/CCGT - CH4 Existing | Crossload | Electricity | ON | Dispatch-Crossload | EmissionsCost | 11165878.9802 | [6 empty] | 0.64958 | 7253142.0697
LCP_Inputs_ON_Electric_Howarth_2023_05_05 | 2031 | O/CCGT - CH4 Existing | Crossload | Electricity | ON | Dispatch-Crossload | FuelCost | 0 | [6 empty] | 0.64958 | 0
LCP_Inputs_ON_Electric_Howarth_2023_05_05 | 2031 | O/CCGT - CH4 Existing | Crossload | Electricity | ON | Dispatch-Crossload | VOM | 405781.1348 | [6 empty] | 0.64958 | 263587.6876
LCP_Inputs_ON_Electric_Howarth_2023_05_05 | 2031 | O/CCGT - CH4 Existing | Crossload | Electricity | PJ | Dispatch-Crossload | EmissionsCost | 0 | [6 empty] | 0.64958 | 0
LCP_Inputs_ON_Electric_Howarth_2023_05_05 | 2031 | O/CCGT - CH4 Existing | Crossload | Electricity | PJ | Dispatch-Crossload | FuelCost | 0 | [6 empty] | 0.64958 | 0
LCP_Inputs_ON_Electric_Howarth_2023_05_05 | 2031 | O/CCGT - CH4 Existing | Crossload | Electricity | PJ | Dispatch-Crossload | VOM | 0 | [6 empty] | 0.64958 | 0
LCP_Inputs_ON_Electric_Howarth_2023_05_05 | 2031 | O/CCGT - CH4 Existing | Crossload | Electricity | QC | Dispatch-Crossload | EmissionsCost | 0 | [6 empty] | 0.64958 | 0
LCP_Inputs_ON_Electric_Howarth_2023_05_05 | 2031 | O/CCGT - CH4 Existing | Crossload | Electricity | QC | Dispatch-Crossload | FuelCost | 0 | [6 empty] | 0.64958 | 0
LCP_Inputs_ON_Electric_Howarth_2023_05_05 | 2031 | O/CCGT - CH4 Existing | Crossload | Electricity | QC | Dispatch-Crossload | VOM | 0 | [6 empty] | 0.64958 | 0
LCP_Inputs_ON_Electric_Howarth_2023_05_05 | 2031 | O/CCGT - CH4 Existing | Crossload | Electricity | WC | Dispatch-Crossload | EmissionsCost | 0 | [6 empty] | 0.64958 | 0
LCP_Inputs_ON_Electric_Howarth_2023_05_05 | 2031 | O/CCGT - CH4 Existing | Crossload | Electricity | WC | Dispatch-Crossload | FuelCost | 0 | [6 empty] | 0.64958 | 0
LCP_Inputs_ON_Electric_Howarth_2023_05_05 | 2031 | O/CCGT - CH4 Existing | Crossload | Electricity | WC | Dispatch-Crossload | VOM | 0 | [6 empty] | 0.64958 | 0
LCP_Inputs_ON_Electric_Howarth_2023_05_05 | 2031 | O/CCGT - CH4 New | Crossload | Electricity | MI | Dispatch-Crossload | EmissionsCost | 0 | [6 empty] | 0.64958 | 0
LCP_Inputs_ON_Electric_Howarth_2023_05_05 | 2031 | O/CCGT - CH4 New | Crossload | Electricity | MI | Dispatch-Crossload | FuelCost | 0 | [6 empty] | 0.64958 | 0
LCP_Inputs_ON_Electric_Howarth_2023_05_05 | 2031 | O/CCGT - CH4 New | Crossload | Electricity | MI | Dispatch-Crossload | VOM | 0 | [6 empty] | 0.64958 | 0
LCP_Inputs_ON_Electric_Howarth_2023_05_05 | 2031 | O/CCGT - CH4 New | Crossload | Electricity | NY | Dispatch-Crossload | EmissionsCost | 0 | [6 empty] | 0.64958 | 0
LCP_Inputs_ON_Electric_Howarth_2023_05_05 | 2031 | O/CCGT - CH4 New | Crossload | Electricity | NY | Dispatch-Crossload | FuelCost | 0 | [6 empty] | 0.64958 | 0
LCP_Inputs_ON_Electric_Howarth_2023_05_05 | 2031 | O/CCGT - CH4 New | Crossload | Electricity | NY | Dispatch-Crossload | VOM | 0 | [6 empty] | 0.64958 | 0
LCP_Inputs_ON_Electric_Howarth_2023_05_05 | 2031 | O/CCGT - CH4 New | Crossload | Electricity | ON | Dispatch-Crossload | EmissionsCost | 1023543.3464 | [6 empty] | 0.64958 | 664874.2404
LCP_Inputs_ON_Electric_Howarth_2023_05_05 | 2031 | O/CCGT - CH4 New | Crossload | Electricity | ON | Dispatch-Crossload | FuelCost | 0 | [6 empty] | 0.64958 | 0
LCP_Inputs_ON_Electric_Howarth_2023_05_05 | 2031 | O/CCGT - CH4 New | Crossload | Electricity | ON | Dispatch-Crossload | VOM | 37196.7654 | [6 empty] | 0.64958 | 24162.3095
LCP_Inputs_ON_Electric_Howarth_2023_05_05 | 2031 | O/CCGT - CH4 New | Crossload | Electricity | PJ | Dispatch-Crossload | EmissionsCost | 0 | [6 empty] | 0.64958 | 0
LCP_Inputs_ON_Electric_Howarth_2023_05_05 | 2031 | O/CCGT - CH4 New | Crossload | Electricity | PJ | Dispatch-Crossload | FuelCost | 0 | [6 empty] | 0.64958 | 0
LCP_Inputs_ON_Electric_Howarth_2023_05_05 | 2031 | O/CCGT - CH4 New | Crossload | Electricity | PJ | Dispatch-Crossload | VOM | 0 | [6 empty] | 0.64958 | 0
LCP_Inputs_ON_Electric_Howarth_2023_05_05 | 2031 | O/CCGT - CH4 New | Crossload | Electricity | QC | Dispatch-Crossload | EmissionsCost | 0 | [6 empty] | 0.64958 | 0
LCP_Inputs_ON_Electric_Howarth_2023_05_05 | 2031 | O/CCGT - CH4 New | Crossload | Electricity | QC | Dispatch-Crossload | FuelCost | 0 | [6 empty] | 0.64958 | 0
LCP_Inputs_ON_Electric_Howarth_2023_05_05 | 2031 | O/CCGT - CH4 New | Crossload | Electricity | QC | Dispatch-Crossload | VOM | 0 | [6 empty] | 0.64958 | 0
LCP_Inputs_ON_Electric_Howarth_2023_05_05 | 2031 | O/CCGT - CH4 New | Crossload | Electricity | WC | Dispatch-Crossload | EmissionsCost | 0 | [6 empty] | 0.64958 | 0
LCP_Inputs_ON_Electric_Howarth_2023_05_05 | 2031 | O/CCGT - CH4 New | Crossload | Electricity | WC | Dispatch-Crossload | FuelCost | 0 | [6 empty] | 0.64958 | 0
LCP_Inputs_ON_Electric_Howarth_2023_05_05 | 2031 | O/CCGT - CH4 New | Crossload | Electricity | WC | Dispatch-Crossload | VOM | 0 | [6 empty] | 0.64958 | 0
LCP_Inputs_ON_Electric_Howarth_2023_05_05 | 2031 | O/CCGT - H2 New | Crossload | Electricity | MI | Dispatch-Crossload | EmissionsCost | 0 | [6 empty] | 0.64958 | 0
LCP_Inputs_ON_Electric_Howarth_2023_05_05 | 2031 | O/CCGT - H2 New | Crossload | Electricity | MI | Dispatch-Crossload | FuelCost | 0 | [6 empty] | 0.64958 | 0
LCP_Inputs_ON_Electric_Howarth_2023_05_05 | 2031 | O/CCGT - H2 New | Crossload | Electricity | MI | Dispatch-Crossload | VOM | 0 | [6 empty] | 0.64958 | 0
LCP_Inputs_ON_Electric_Howarth_2023_05_05 | 2031 | O/CCGT - H2 New | Crossload | Electricity | NY | Dispatch-Crossload | EmissionsCost | 0 | [6 empty] | 0.64958 | 0
LCP_Inputs_ON_Electric_Howarth_2023_05_05 | 2031 | O/CCGT - H2 New | Crossload | Electricity | NY | Dispatch-Crossload | FuelCost | 0 | [6 empty] | 0.64958 | 0
LCP_Inputs_ON_Electric_Howarth_2023_05_05 | 2031 | O/CCGT - H2 New | Crossload | Electricity | NY | Dispatch-Crossload | VOM | 0 | [6 empty] | 0.64958 | 0
LCP_Inputs_ON_Electric_Howarth_2023_05_05 | 2031 | O/CCGT - H2 New | Crossload | Electricity | ON | Dispatch-Crossload | EmissionsCost | 0 | [6 empty] | 0.64958 | 0
LCP_Inputs_ON_Electric_Howarth_2023_05_05 | 2031 | O/CCGT - H2 New | Crossload | Electricity | ON | Dispatch-Crossload | FuelCost | 0 | [6 empty] | 0.64958 | 0
LCP_Inputs_ON_Electric_Howarth_2023_05_05 | 2031 | O/CCGT - H2 New | Crossload | Electricity | ON | Dispatch-Crossload | VOM | 13608.3219 | [6 empty] | 0.64958 | 8839.7064
LCP_Inputs_ON_Electric_Howarth_2023_05_05 | 2031 | O/CCGT - H2 New | Crossload | Electricity | PJ | Dispatch-Crossload | EmissionsCost | 0 | [6 empty] | 0.64958 | 0
LCP_Inputs_ON_Electric_Howarth_2023_05_05 | 2031 | O/CCGT - H2 New | Crossload | Electricity | PJ | Dispatch-Crossload | FuelCost | 0 | [6 empty] | 0.64958 | 0
LCP_Inputs_ON_Electric_Howarth_2023_05_05 | 2031 | O/CCGT - H2 New | Crossload | Electricity | PJ | Dispatch-Crossload | VOM | 0 | [6 empty] | 0.64958 | 0
LCP_Inputs_ON_Electric_Howarth_2023_05_05 | 2031 | O/CCGT - H2 New | Crossload | Electricity | QC | Dispatch-Crossload | EmissionsCost | 0 | [6 empty] | 0.64958 | 0
LCP_Inputs_ON_Electric_Howarth_2023_05_05 | 2031 | O/CCGT - H2 New | Crossload | Electricity | QC | Dispatch-Crossload | FuelCost | 0 | [6 empty] | 0.64958 | 0
LCP_Inputs_ON_Electric_Howarth_2023_05_05 | 2031 | O/CCGT - H2 New | Crossload | Electricity | QC | Dispatch-Crossload | VOM | 0 | [6 empty] | 0.64958 | 0
LCP_Inputs_ON_Electric_Howarth_2023_05_05 | 2031 | O/CCGT - H2 New | Crossload | Electricity | WC | Dispatch-Crossload | EmissionsCost | 0 | [6 empty] | 0.64958 | 0
LCP_Inputs_ON_Electric_Howarth_2023_05_05 | 2031 | O/CCGT - H2 New | Crossload | Electricity | WC | Dispatch-Crossload | FuelCost | 0 | [6 empty] | 0.64958 | 0
LCP_Inputs_ON_Electric_Howarth_2023_05_05 | 2031 | O/CCGT - H2 New | Crossload | Electricity | WC | Dispatch-Crossload | VOM | 0 | [6 empty] | 0.64958 | 0
LCP_Inputs_ON_Electric_Howarth_2023_05_05 | 2031 | SMR CCS | Generation | Hydrogen | MI | Dispatch-Generation | EmissionsCost | 0 | [6 empty] | 0.64958 | 0
LCP_Inputs_ON_Electric_Howarth_2023_05_05 | 2031 | SMR CCS | Generation | Hydrogen | MI | Dispatch-Generation | FuelCost | 0 | [6 empty] | 0.64958 | 0
LCP_Inputs_ON_Electric_Howarth_2023_05_05 | 2031 | SMR CCS | Generation | Hydrogen | MI | Dispatch-Generation | VOM | 0 | [6 empty] | 0.64958 | 0
LCP_Inputs_ON_Electric_Howarth_2023_05_05 | 2031 | SMR CCS | Generation | Hydrogen | NY | Dispatch-Generation | EmissionsCost | 0 | [6 empty] | 0.64958 | 0
LCP_Inputs_ON_Electric_Howarth_2023_05_05 | 2031 | SMR CCS | Generation | Hydrogen | NY | Dispatch-Generation | FuelCost | 0 | [6 empty] | 0.64958 | 0
LCP_Inputs_ON_Electric_Howarth_2023_05_05 | 2031 | SMR CCS | Generation | Hydrogen | NY | Dispatch-Generation | VOM | 0 | [6 empty] | 0.64958 | 0
LCP_Inputs_ON_Electric_Howarth_2023_05_05 | 2031 | SMR CCS | Generation | Hydrogen | ON | Dispatch-Generation | EmissionsCost | 534562683.9116 | [6 empty] | 0.64958 | 347241726.1943
LCP_Inputs_ON_Electric_Howarth_2023_05_05 | 2031 | SMR CCS | Generation | Hydrogen | ON | Dispatch-Generation | FuelCost | 210670439.8621 | [6 empty] | 0.64958 | 136847500.5785
LCP_Inputs_ON_Electric_Howarth_2023_05_05 | 2031 | SMR CCS | Generation | Hydrogen | ON | Dispatch-Generation | VOM | 0 | [6 empty] | 0.64958 | 0
LCP_Inputs_ON_Electric_Howarth_2023_05_05 | 2031 | SMR CCS | Generation | Hydrogen | PJ | Dispatch-Generation | EmissionsCost | 0 | [6 empty] | 0.64958 | 0
LCP_Inputs_ON_Electric_Howarth_2023_05_05 | 2031 | SMR CCS | Generation | Hydrogen | PJ | Dispatch-Generation | FuelCost | 0 | [6 empty] | 0.64958 | 0
LCP_Inputs_ON_Electric_Howarth_2023_05_05 | 2031 | SMR CCS | Generation | Hydrogen | PJ | Dispatch-Generation | VOM | 0 | [6 empty] | 0.64958 | 0
LCP_Inputs_ON_Electric_Howarth_2023_05_05 | 2031 | SMR CCS | Generation | Hydrogen | QC | Dispatch-Generation | EmissionsCost | 0 | [6 empty] | 0.64958 | 0
LCP_Inputs_ON_Electric_Howarth_2023_05_05 | 2031 | SMR CCS | Generation | Hydrogen | QC | Dispatch-Generation | FuelCost | 0 | [6 empty] | 0.64958 | 0
LCP_Inputs_ON_Electric_Howarth_2023_05_05 | 2031 | SMR CCS | Generation | Hydrogen | QC | Dispatch-Generation | VOM | 0 | [6 empty] | 0.64958 | 0
LCP_Inputs_ON_Electric_Howarth_2023_05_05 | 2031 | SMR CCS | Generation | Hydrogen | WC | Dispatch-Generation | EmissionsCost | 0 | [6 empty] | 0.64958 | 0
LCP_Inputs_ON_Electric_Howarth_2023_05_05 | 2031 | SMR CCS | Generation | Hydrogen | WC | Dispatch-Generation | FuelCost | 0 | [6 empty] | 0.64958 | 0
LCP_Inputs_ON_Electric_Howarth_2023_05_05 | 2031 | SMR CCS | Generation | Hydrogen | WC | Dispatch-Generation | VOM | 0 | [6 empty] | 0.64958 | 0
LCP_Inputs_ON_Electric_Howarth_2023_05_05 | 2031 | Solar PV | Generation | Electricity | MI | Dispatch-Generation | EmissionsCost | 0 | [6 empty] | 0.64958 | 0
LCP_Inputs_ON_Electric_Howarth_2023_05_05 | 2031 | Solar PV | Generation | Electricity | MI | Dispatch-Generation | FuelCost | 0 | [6 empty] | 0.64958 | 0
LCP_Inputs_ON_Electric_Howarth_2023_05_05 | 2031 | Solar PV | Generation | Electricity | MI | Dispatch-Generation | VOM | 0 | [6 empty] | 0.64958 | 0
LCP_Inputs_ON_Electric_Howarth_2023_05_05 | 2031 | Solar PV | Generation | Electricity | NY | Dispatch-Generation | EmissionsCost | 0 | [6 empty] | 0.64958 | 0
LCP_Inputs_ON_Electric_Howarth_2023_05_05 | 2031 | Solar PV | Generation | Electricity | NY | Dispatch-Generation | FuelCost | 0 | [6 empty] | 0.64958 | 0
LCP_Inputs_ON_Electric_Howarth_2023_05_05 | 2031 | Solar PV | Generation | Electricity | NY | Dispatch-Generation | VOM | 0 | [6 empty] | 0.64958 | 0
LCP_Inputs_ON_Electric_Howarth_2023_05_05 | 2031 | Solar PV | Generation | Electricity | ON | Dispatch-Generation | EmissionsCost | 0 | [6 empty] | 0.64958 | 0
LCP_Inputs_ON_Electric_Howarth_2023_05_05 | 2031 | Solar PV | Generation | Electricity | ON | Dispatch-Generation | FuelCost | 0 | [6 empty] | 0.64958 | 0
LCP_Inputs_ON_Electric_Howarth_2023_05_05 | 2031 | Solar PV | Generation | Electricity | ON | Dispatch-Generation | VOM | 0 | [6 empty] | 0.64958 | 0
LCP_Inputs_ON_Electric_Howarth_2023_05_05 | 2031 | Solar PV | Generation | Electricity | PJ | Dispatch-Generation | EmissionsCost | 0 | [6 empty] | 0.64958 | 0
LCP_Inputs_ON_Electric_Howarth_2023_05_05 | 2031 | Solar PV | Generation | Electricity | PJ | Dispatch-Generation | FuelCost | 0 | [6 empty] | 0.64958 | 0
LCP_Inputs_ON_Electric_Howarth_2023_05_05 | 2031 | Solar PV | Generation | Electricity | PJ | Dispatch-Generation | VOM | 0 | [6 empty] | 0.64958 | 0
LCP_Inputs_ON_Electric_Howarth_2023_05_05 | 2031 | Solar PV | Generation | Electricity | QC | Dispatch-Generation | EmissionsCost | 0 | [6 empty] | 0.64958 | 0
LCP_Inputs_ON_Electric_Howarth_2023_05_05 | 2031 | Solar PV | Generation | Electricity | QC | Dispatch-Generation | FuelCost | 0 | [6 empty] | 0.64958 | 0
LCP_Inputs_ON_Electric_Howarth_2023_05_05 | 2031 | Solar PV | Generation | Electricity | QC | Dispatch-Generation | VOM | 0 | [6 empty] | 0.64958 | 0
LCP_Inputs_ON_Electric_Howarth_2023_05_05 | 2031 | Solar PV | Generation | Electricity | WC | Dispatch-Generation | EmissionsCost | 0 | [6 empty] | 0.64958 | 0
LCP_Inputs_ON_Electric_Howarth_2023_05_05 | 2031 | Solar PV | Generation | Electricity | WC | Dispatch-Generation | FuelCost | 0 | [6 empty] | 0.64958 | 0
LCP_Inputs_ON_Electric_Howarth_2023_05_05 | 2031 | Solar PV | Generation | Electricity | WC | Dispatch-Generation | VOM | 0 | [6 empty] | 0.64958 | 0
LCP_Inputs_ON_Electric_Howarth_2023_05_05 | 2031 | Wind Offshore | Generation | Electricity | MI | Dispatch-Generation | EmissionsCost | 0 | [6 empty] | 0.64958 | 0
LCP_Inputs_ON_Electric_Howarth_2023_05_05 | 2031 | Wind Offshore | Generation | Electricity | MI | Dispatch-Generation | FuelCost | 0 | [6 empty] | 0.64958 | 0
LCP_Inputs_ON_Electric_Howarth_2023_05_05 | 2031 | Wind Offshore | Generation | Electricity | MI | Dispatch-Generation | VOM | 0 | [6 empty] | 0.64958 | 0
LCP_Inputs_ON_Electric_Howarth_2023_05_05 | 2031 | Wind Offshore | Generation | Electricity | NY | Dispatch-Generation | EmissionsCost | 0 | [6 empty] | 0.64958 | 0
LCP_Inputs_ON_Electric_Howarth_2023_05_05 | 2031 | Wind Offshore | Generation | Electricity | NY | Dispatch-Generation | FuelCost | 0 | [6 empty] | 0.64958 | 0
LCP_Inputs_ON_Electric_Howarth_2023_05_05 | 2031 | Wind Offshore | Generation | Electricity | NY | Dispatch-Generation | VOM | 0 | [6 empty] | 0.64958 | 0
LCP_Inputs_ON_Electric_Howarth_2023_05_05 | 2031 | Wind Offshore | Generation | Electricity | ON | Dispatch-Generation | EmissionsCost | 0 | [6 empty] | 0.64958 | 0
LCP_Inputs_ON_Electric_Howarth_2023_05_05 | 2031 | Wind Offshore | Generation | Electricity | ON | Dispatch-Generation | FuelCost | 0 | [6 empty] | 0.64958 | 0
LCP_Inputs_ON_Electric_Howarth_2023_05_05 | 2031 | Wind Offshore | Generation | Electricity | ON | Dispatch-Generation | VOM | 0 | [6 empty] | 0.64958 | 0
LCP_Inputs_ON_Electric_Howarth_2023_05_05 | 2031 | Wind Offshore | Generation | Electricity | PJ | Dispatch-Generation | EmissionsCost | 0 | [6 empty] | 0.64958 | 0
LCP_Inputs_ON_Electric_Howarth_2023_05_05 | 2031 | Wind Offshore | Generation | Electricity | PJ | Dispatch-Generation | FuelCost | 0 | [6 empty] | 0.64958 | 0
LCP_Inputs_ON_Electric_Howarth_2023_05_05 | 2031 | Wind Offshore | Generation | Electricity | PJ | Dispatch-Generation | VOM | 0 | [6 empty] | 0.64958 | 0
LCP_Inputs_ON_Electric_Howarth_2023_05_05 | 2031 | Wind Offshore | Generation | Electricity | QC | Dispatch-Generation | EmissionsCost | 0 | [6 empty] | 0.64958 | 0
LCP_Inputs_ON_Electric_Howarth_2023_05_05 | 2031 | Wind Offshore | Generation | Electricity | QC | Dispatch-Generation | FuelCost | 0 | [6 empty] | 0.64958 | 0
LCP_Inputs_ON_Electric_Howarth_2023_05_05 | 2031 | Wind Offshore | Generation | Electricity | QC | Dispatch-Generation | VOM | 0 | [6 empty] | 0.64958 | 0
LCP_Inputs_ON_Electric_Howarth_2023_05_05 | 2031 | Wind Offshore | Generation | Electricity | WC | Dispatch-Generation | EmissionsCost | 0 | [6 empty] | 0.64958 | 0
LCP_Inputs_ON_Electric_Howarth_2023_05_05 | 2031 | Wind Offshore | Generation | Electricity | WC | Dispatch-Generation | FuelCost | 0 | [6 empty] | 0.64958 | 0
LCP_Inputs_ON_Electric_Howarth_2023_05_05 | 2031 | Wind Offshore | Generation | Electricity | WC | Dispatch-Generation | VOM | 0 | [6 empty] | 0.64958 | 0
LCP_Inputs_ON_Electric_Howarth_2023_05_05 | 2031 | Wind Onshore | Generation | Electricity | MI | Dispatch-Generation | EmissionsCost | 0 | [6 empty] | 0.64958 | 0
LCP_Inputs_ON_Electric_Howarth_2023_05_05 | 2031 | Wind Onshore | Generation | Electricity | MI | Dispatch-Generation | FuelCost | 0 | [6 empty] | 0.64958 | 0
LCP_Inputs_ON_Electric_Howarth_2023_05_05 | 2031 | Wind Onshore | Generation | Electricity | MI | Dispatch-Generation | VOM | 0 | [6 empty] | 0.64958 | 0
LCP_Inputs_ON_Electric_Howarth_2023_05_05 | 2031 | Wind Onshore | Generation | Electricity | NY | Dispatch-Generation | EmissionsCost | 0 | [6 empty] | 0.64958 | 0
LCP_Inputs_ON_Electric_Howarth_2023_05_05 | 2031 | Wind Onshore | Generation | Electricity | NY | Dispatch-Generation | FuelCost | 0 | [6 empty] | 0.64958 | 0
LCP_Inputs_ON_Electric_Howarth_2023_05_05 | 2031 | Wind Onshore | Generation | Electricity | NY | Dispatch-Generation | VOM | 0 | [6 empty] | 0.64958 | 0
LCP_Inputs_ON_Electric_Howarth_2023_05_05 | 2031 | Wind Onshore | Generation | Electricity | ON | Dispatch-Generation | EmissionsCost | 0 | [6 empty] | 0.64958 | 0
LCP_Inputs_ON_Electric_Howarth_2023_05_05 | 2031 | Wind Onshore | Generation | Electricity | ON | Dispatch-Generation | FuelCost | 0 | [6 empty] | 0.64958 | 0
LCP_Inputs_ON_Electric_Howarth_2023_05_05 | 2031 | Wind Onshore | Generation | Electricity | ON | Dispatch-Generation | VOM | 0 | [6 empty] | 0.64958 | 0
LCP_Inputs_ON_Electric_Howarth_2023_05_05 | 2031 | Wind Onshore | Generation | Electricity | PJ | Dispatch-Generation | EmissionsCost | 0 | [6 empty] | 0.64958 | 0
LCP_Inputs_ON_Electric_Howarth_2023_05_05 | 2031 | Wind Onshore | Generation | Electricity | PJ | Dispatch-Generation | FuelCost | 0 | [6 empty] | 0.64958 | 0
LCP_Inputs_ON_Electric_Howarth_2023_05_05 | 2031 | Wind Onshore | Generation | Electricity | PJ | Dispatch-Generation | VOM | 0 | [6 empty] | 0.64958 | 0
LCP_Inputs_ON_Electric_Howarth_2023_05_05 | 2031 | Wind Onshore | Generation | Electricity | QC | Dispatch-Generation | EmissionsCost | 0 | [6 empty] | 0.64958 | 0
LCP_Inputs_ON_Electric_Howarth_2023_05_05 | 2031 | Wind Onshore | Generation | Electricity | QC | Dispatch-Generation | FuelCost | 0 | [6 empty] | 0.64958 | 0
LCP_Inputs_ON_Electric_Howarth_2023_05_05 | 2031 | Wind Onshore | Generation | Electricity | QC | Dispatch-Generation | VOM | 0 | [6 empty] | 0.64958 | 0
LCP_Inputs_ON_Electric_Howarth_2023_05_05 | 2031 | Wind Onshore | Generation | Electricity | WC | Dispatch-Generation | EmissionsCost | 0 | [6 empty] | 0.64958 | 0
LCP_Inputs_ON_Electric_Howarth_2023_05_05 | 2031 | Wind Onshore | Generation | Electricity | WC | Dispatch-Generation | FuelCost | 0 | [6 empty] | 0.64958 | 0
LCP_Inputs_ON_Electric_Howarth_2023_05_05 | 2031 | Wind Onshore | Generation | Electricity | WC | Dispatch-Generation | VOM | 0 | [6 empty] | 0.64958 | 0
LCP_Inputs_ON_Electric_Howarth_2023_05_05 | 2032 | Anaerobic Digestion | Generation | Methane | MI | Dispatch-Generation | EmissionsCost | 0 | [6 empty] | 0.6246 | 0
LCP_Inputs_ON_Electric_Howarth_2023_05_05 | 2032 | Anaerobic Digestion | Generation | Methane | MI | Dispatch-Generation | FuelCost | 0 | [6 empty] | 0.6246 | 0
LCP_Inputs_ON_Electric_Howarth_2023_05_05 | 2032 | Anaerobic Digestion | Generation | Methane | MI | Dispatch-Generation | VOM | 0 | [6 empty] | 0.6246 | 0
LCP_Inputs_ON_Electric_Howarth_2023_05_05 | 2032 | Anaerobic Digestion | Generation | Methane | NY | Dispatch-Generation | EmissionsCost | 0 | [6 empty] | 0.6246 | 0
LCP_Inputs_ON_Electric_Howarth_2023_05_05 | 2032 | Anaerobic Digestion | Generation | Methane | NY | Dispatch-Generation | FuelCost | 0 | [6 empty] | 0.6246 | 0
LCP_Inputs_ON_Electric_Howarth_2023_05_05 | 2032 | Anaerobic Digestion | Generation | Methane | NY | Dispatch-Generation | VOM | 0 | [6 empty] | 0.6246 | 0
LCP_Inputs_ON_Electric_Howarth_2023_05_05 | 2032 | Anaerobic Digestion | Generation | Methane | ON | Dispatch-Generation | EmissionsCost | 0 | [6 empty] | 0.6246 | 0
LCP_Inputs_ON_Electric_Howarth_2023_05_05 | 2032 | Anaerobic Digestion | Generation | Methane | ON | Dispatch-Generation | FuelCost | 0 | [6 empty] | 0.6246 | 0
LCP_Inputs_ON_Electric_Howarth_2023_05_05 | 2032 | Anaerobic Digestion | Generation | Methane | ON | Dispatch-Generation | VOM | 0 | [6 empty] | 0.6246 | 0
LCP_Inputs_ON_Electric_Howarth_2023_05_05 | 2032 | Anaerobic Digestion | Generation | Methane | PJ | Dispatch-Generation | EmissionsCost | 0 | [6 empty] | 0.6246 | 0
LCP_Inputs_ON_Electric_Howarth_2023_05_05 | 2032 | Anaerobic Digestion | Generation | Methane | PJ | Dispatch-Generation | FuelCost | 0 | [6 empty] | 0.6246 | 0
LCP_Inputs_ON_Electric_Howarth_2023_05_05 | 2032 | Anaerobic Digestion | Generation | Methane | PJ | Dispatch-Generation | VOM | 0 | [6 empty] | 0.6246 | 0
LCP_Inputs_ON_Electric_Howarth_2023_05_05 | 2032 | Anaerobic Digestion | Generation | Methane | QC | Dispatch-Generation | EmissionsCost | 0 | [6 empty] | 0.6246 | 0
LCP_Inputs_ON_Electric_Howarth_2023_05_05 | 2032 | Anaerobic Digestion | Generation | Methane | QC | Dispatch-Generation | FuelCost | 0 | [6 empty] | 0.6246 | 0
LCP_Inputs_ON_Electric_Howarth_2023_05_05 | 2032 | Anaerobic Digestion | Generation | Methane | QC | Dispatch-Generation | VOM | 0 | [6 empty] | 0.6246 | 0
LCP_Inputs_ON_Electric_Howarth_2023_05_05 | 2032 | Anaerobic Digestion | Generation | Methane | WC | Dispatch-Generation | EmissionsCost | 0 | [6 empty] | 0.6246 | 0
LCP_Inputs_ON_Electric_Howarth_2023_05_05 | 2032 | Anaerobic Digestion | Generation | Methane | WC | Dispatch-Generation | FuelCost | 0 | [6 empty] | 0.6246 | 0
LCP_Inputs_ON_Electric_Howarth_2023_05_05 | 2032 | Anaerobic Digestion | Generation | Methane | WC | Dispatch-Generation | VOM | 0 | [6 empty] | 0.6246 | 0
LCP_Inputs_ON_Electric_Howarth_2023_05_05 | 2032 | Battery Storage | Storage | Electricity | MI | Dispatch-Storage | EmissionsCost | 0 | [6 empty] | 0.6246 | 0
LCP_Inputs_ON_Electric_Howarth_2023_05_05 | 2032 | Battery Storage | Storage | Electricity | MI | Dispatch-Storage | FuelCost | 0 | [6 empty] | 0.6246 | 0
LCP_Inputs_ON_Electric_Howarth_2023_05_05 | 2032 | Battery Storage | Storage | Electricity | MI | Dispatch-Storage | VOM | 0 | [6 empty] | 0.6246 | 0
LCP_Inputs_ON_Electric_Howarth_2023_05_05 | 2032 | Battery Storage | Storage | Electricity | NY | Dispatch-Storage | EmissionsCost | 0 | [6 empty] | 0.6246 | 0
LCP_Inputs_ON_Electric_Howarth_2023_05_05 | 2032 | Battery Storage | Storage | Electricity | NY | Dispatch-Storage | FuelCost | 0 | [6 empty] | 0.6246 | 0
LCP_Inputs_ON_Electric_Howarth_2023_05_05 | 2032 | Battery Storage | Storage | Electricity | NY | Dispatch-Storage | VOM | 0 | [6 empty] | 0.6246 | 0
LCP_Inputs_ON_Electric_Howarth_2023_05_05 | 2032 | Battery Storage | Storage | Electricity | ON | Dispatch-Storage | EmissionsCost | 0 | [6 empty] | 0.6246 | 0
LCP_Inputs_ON_Electric_Howarth_2023_05_05 | 2032 | Battery Storage | Storage | Electricity | ON | Dispatch-Storage | FuelCost | 0 | [6 empty] | 0.6246 | 0
LCP_Inputs_ON_Electric_Howarth_2023_05_05 | 2032 | Battery Storage | Storage | Electricity | ON | Dispatch-Storage | VOM | 0 | [6 empty] | 0.6246 | 0
LCP_Inputs_ON_Electric_Howarth_2023_05_05 | 2032 | Battery Storage | Storage | Electricity | PJ | Dispatch-Storage | EmissionsCost | 0 | [6 empty] | 0.6246 | 0
LCP_Inputs_ON_Electric_Howarth_2023_05_05 | 2032 | Battery Storage | Storage | Electricity | PJ | Dispatch-Storage | FuelCost | 0 | [6 empty] | 0.6246 | 0
LCP_Inputs_ON_Electric_Howarth_2023_05_05 | 2032 | Battery Storage | Storage | Electricity | PJ | Dispatch-Storage | VOM | 0 | [6 empty] | 0.6246 | 0
LCP_Inputs_ON_Electric_Howarth_2023_05_05 | 2032 | Battery Storage | Storage | Electricity | QC | Dispatch-Storage | EmissionsCost | 0 | [6 empty] | 0.6246 | 0
LCP_Inputs_ON_Electric_Howarth_2023_05_05 | 2032 | Battery Storage | Storage | Electricity | QC | Dispatch-Storage | FuelCost | 0 | [6 empty] | 0.6246 | 0
LCP_Inputs_ON_Electric_Howarth_2023_05_05 | 2032 | Battery Storage | Storage | Electricity | QC | Dispatch-Storage | VOM | 0 | [6 empty] | 0.6246 | 0
LCP_Inputs_ON_Electric_Howarth_2023_05_05 | 2032 | Battery Storage | Storage | Electricity | WC | Dispatch-Storage | EmissionsCost | 0 | [6 empty] | 0.6246 | 0
LCP_Inputs_ON_Electric_Howarth_2023_05_05 | 2032 | Battery Storage | Storage | Electricity | WC | Dispatch-Storage | FuelCost | 0 | [6 empty] | 0.6246 | 0
LCP_Inputs_ON_Electric_Howarth_2023_05_05 | 2032 | Battery Storage | Storage | Electricity | WC | Dispatch-Storage | VOM | 0 | [6 empty] | 0.6246 | 0
LCP_Inputs_ON_Electric_Howarth_2023_05_05 | 2032 | Biomass | Generation | Electricity | MI | Dispatch-Generation | EmissionsCost | 0 | [6 empty] | 0.6246 | 0
LCP_Inputs_ON_Electric_Howarth_2023_05_05 | 2032 | Biomass | Generation | Electricity | MI | Dispatch-Generation | FuelCost | 0 | [6 empty] | 0.6246 | 0
LCP_Inputs_ON_Electric_Howarth_2023_05_05 | 2032 | Biomass | Generation | Electricity | MI | Dispatch-Generation | VOM | 0 | [6 empty] | 0.6246 | 0
LCP_Inputs_ON_Electric_Howarth_2023_05_05 | 2032 | Biomass | Generation | Electricity | NY | Dispatch-Generation | EmissionsCost | 0 | [6 empty] | 0.6246 | 0
LCP_Inputs_ON_Electric_Howarth_2023_05_05 | 2032 | Biomass | Generation | Electricity | NY | Dispatch-Generation | FuelCost | 0 | [6 empty] | 0.6246 | 0
LCP_Inputs_ON_Electric_Howarth_2023_05_05 | 2032 | Biomass | Generation | Electricity | NY | Dispatch-Generation | VOM | 0 | [6 empty] | 0.6246 | 0
LCP_Inputs_ON_Electric_Howarth_2023_05_05 | 2032 | Biomass | Generation | Electricity | ON | Dispatch-Generation | EmissionsCost | 0 | [6 empty] | 0.6246 | 0
LCP_Inputs_ON_Electric_Howarth_2023_05_05 | 2032 | Biomass | Generation | Electricity | ON | Dispatch-Generation | FuelCost | 2498962.9091 | [6 empty] | 0.6246 | 1560844.86
LCP_Inputs_ON_Electric_Howarth_2023_05_05 | 2032 | Biomass | Generation | Electricity | ON | Dispatch-Generation | VOM | 32070.024 | [6 empty] | 0.6246 | 20030.8424
LCP_Inputs_ON_Electric_Howarth_2023_05_05 | 2032 | Biomass | Generation | Electricity | PJ | Dispatch-Generation | EmissionsCost | 0 | [6 empty] | 0.6246 | 0
LCP_Inputs_ON_Electric_Howarth_2023_05_05 | 2032 | Biomass | Generation | Electricity | PJ | Dispatch-Generation | FuelCost | 0 | [6 empty] | 0.6246 | 0
LCP_Inputs_ON_Electric_Howarth_2023_05_05 | 2032 | Biomass | Generation | Electricity | PJ | Dispatch-Generation | VOM | 0 | [6 empty] | 0.6246 | 0
LCP_Inputs_ON_Electric_Howarth_2023_05_05 | 2032 | Biomass | Generation | Electricity | QC | Dispatch-Generation | EmissionsCost | 0 | [6 empty] | 0.6246 | 0
LCP_Inputs_ON_Electric_Howarth_2023_05_05 | 2032 | Biomass | Generation | Electricity | QC | Dispatch-Generation | FuelCost | 468241.9815 | [6 empty] | 0.6246 | 292462.5602
LCP_Inputs_ON_Electric_Howarth_2023_05_05 | 2032 | Biomass | Generation | Electricity | QC | Dispatch-Generation | VOM | 6009.1054 | [6 empty] | 0.6246 | 3753.2695
LCP_Inputs_ON_Electric_Howarth_2023_05_05 | 2032 | Biomass | Generation | Electricity | WC | Dispatch-Generation | EmissionsCost | 0 | [6 empty] | 0.6246 | 0
LCP_Inputs_ON_Electric_Howarth_2023_05_05 | 2032 | Biomass | Generation | Electricity | WC | Dispatch-Generation | FuelCost | 0 | [6 empty] | 0.6246 | 0
LCP_Inputs_ON_Electric_Howarth_2023_05_05 | 2032 | Biomass | Generation | Electricity | WC | Dispatch-Generation | VOM | 0 | [6 empty] | 0.6246 | 0
LCP_Inputs_ON_Electric_Howarth_2023_05_05 | 2032 | Biomass + CCS | Generation | Electricity | MI | Dispatch-Generation | EmissionsCost | 0 | [6 empty] | 0.6246 | 0
LCP_Inputs_ON_Electric_Howarth_2023_05_05 | 2032 | Biomass + CCS | Generation | Electricity | MI | Dispatch-Generation | FuelCost | 0 | [6 empty] | 0.6246 | 0
LCP_Inputs_ON_Electric_Howarth_2023_05_05 | 2032 | Biomass + CCS | Generation | Electricity | MI | Dispatch-Generation | VOM | 0 | [6 empty] | 0.6246 | 0
LCP_Inputs_ON_Electric_Howarth_2023_05_05 | 2032 | Biomass + CCS | Generation | Electricity | NY | Dispatch-Generation | EmissionsCost | 0 | [6 empty] | 0.6246 | 0
LCP_Inputs_ON_Electric_Howarth_2023_05_05 | 2032 | Biomass + CCS | Generation | Electricity | NY | Dispatch-Generation | FuelCost | 0 | [6 empty] | 0.6246 | 0
LCP_Inputs_ON_Electric_Howarth_2023_05_05 | 2032 | Biomass + CCS | Generation | Electricity | NY | Dispatch-Generation | VOM | 0 | [6 empty] | 0.6246 | 0
LCP_Inputs_ON_Electric_Howarth_2023_05_05 | 2032 | Biomass + CCS | Generation | Electricity | ON | Dispatch-Generation | EmissionsCost | 0 | [6 empty] | 0.6246 | 0
LCP_Inputs_ON_Electric_Howarth_2023_05_05 | 2032 | Biomass + CCS | Generation | Electricity | ON | Dispatch-Generation | FuelCost | 0 | [6 empty] | 0.6246 | 0
LCP_Inputs_ON_Electric_Howarth_2023_05_05 | 2032 | Biomass + CCS | Generation | Electricity | ON | Dispatch-Generation | VOM | 0 | [6 empty] | 0.6246 | 0
LCP_Inputs_ON_Electric_Howarth_2023_05_05 | 2032 | Biomass + CCS | Generation | Electricity | PJ | Dispatch-Generation | EmissionsCost | 0 | [6 empty] | 0.6246 | 0
LCP_Inputs_ON_Electric_Howarth_2023_05_05 | 2032 | Biomass + CCS | Generation | Electricity | PJ | Dispatch-Generation | FuelCost | 0 | [6 empty] | 0.6246 | 0
LCP_Inputs_ON_Electric_Howarth_2023_05_05 | 2032 | Biomass + CCS | Generation | Electricity | PJ | Dispatch-Generation | VOM | 0 | [6 empty] | 0.6246 | 0
LCP_Inputs_ON_Electric_Howarth_2023_05_05 | 2032 | Biomass + CCS | Generation | Electricity | QC | Dispatch-Generation | EmissionsCost | 0 | [6 empty] | 0.6246 | 0
LCP_Inputs_ON_Electric_Howarth_2023_05_05 | 2032 | Biomass + CCS | Generation | Electricity | QC | Dispatch-Generation | FuelCost | 0 | [6 empty] | 0.6246 | 0
LCP_Inputs_ON_Electric_Howarth_2023_05_05 | 2032 | Biomass + CCS | Generation | Electricity | QC | Dispatch-Generation | VOM | 0 | [6 empty] | 0.6246 | 0
LCP_Inputs_ON_Electric_Howarth_2023_05_05 | 2032 | Biomass + CCS | Generation | Electricity | WC | Dispatch-Generation | EmissionsCost | 0 | [6 empty] | 0.6246 | 0
LCP_Inputs_ON_Electric_Howarth_2023_05_05 | 2032 | Biomass + CCS | Generation | Electricity | WC | Dispatch-Generation | FuelCost | 0 | [6 empty] | 0.6246 | 0
LCP_Inputs_ON_Electric_Howarth_2023_05_05 | 2032 | Biomass + CCS | Generation | Electricity | WC | Dispatch-Generation | VOM | 0 | [6 empty] | 0.6246 | 0
LCP_Inputs_ON_Electric_Howarth_2023_05_05 | 2032 | CH4 + CCS | Generation | Methane | MI | Dispatch-Generation | EmissionsCost | 0 | [6 empty] | 0.6246 | 0
LCP_Inputs_ON_Electric_Howarth_2023_05_05 | 2032 | CH4 + CCS | Generation | Methane | MI | Dispatch-Generation | FuelCost | 0 | [6 empty] | 0.6246 | 0
LCP_Inputs_ON_Electric_Howarth_2023_05_05 | 2032 | CH4 + CCS | Generation | Methane | MI | Dispatch-Generation | VOM | 0 | [6 empty] | 0.6246 | 0
LCP_Inputs_ON_Electric_Howarth_2023_05_05 | 2032 | CH4 + CCS | Generation | Methane | NY | Dispatch-Generation | EmissionsCost | 0 | [6 empty] | 0.6246 | 0
LCP_Inputs_ON_Electric_Howarth_2023_05_05 | 2032 | CH4 + CCS | Generation | Methane | NY | Dispatch-Generation | FuelCost | 0 | [6 empty] | 0.6246 | 0
LCP_Inputs_ON_Electric_Howarth_2023_05_05 | 2032 | CH4 + CCS | Generation | Methane | NY | Dispatch-Generation | VOM | 0 | [6 empty] | 0.6246 | 0
LCP_Inputs_ON_Electric_Howarth_2023_05_05 | 2032 | CH4 + CCS | Generation | Methane | ON | Dispatch-Generation | EmissionsCost | 0 | [6 empty] | 0.6246 | 0
LCP_Inputs_ON_Electric_Howarth_2023_05_05 | 2032 | CH4 + CCS | Generation | Methane | ON | Dispatch-Generation | FuelCost | 0 | [6 empty] | 0.6246 | 0
LCP_Inputs_ON_Electric_Howarth_2023_05_05 | 2032 | CH4 + CCS | Generation | Methane | ON | Dispatch-Generation | VOM | 0 | [6 empty] | 0.6246 | 0
LCP_Inputs_ON_Electric_Howarth_2023_05_05 | 2032 | CH4 + CCS | Generation | Methane | PJ | Dispatch-Generation | EmissionsCost | 0 | [6 empty] | 0.6246 | 0
LCP_Inputs_ON_Electric_Howarth_2023_05_05 | 2032 | CH4 + CCS | Generation | Methane | PJ | Dispatch-Generation | FuelCost | 0 | [6 empty] | 0.6246 | 0
LCP_Inputs_ON_Electric_Howarth_2023_05_05 | 2032 | CH4 + CCS | Generation | Methane | PJ | Dispatch-Generation | VOM | 0 | [6 empty] | 0.6246 | 0
LCP_Inputs_ON_Electric_Howarth_2023_05_05 | 2032 | CH4 + CCS | Generation | Methane | QC | Dispatch-Generation | EmissionsCost | 0 | [6 empty] | 0.6246 | 0
LCP_Inputs_ON_Electric_Howarth_2023_05_05 | 2032 | CH4 + CCS | Generation | Methane | QC | Dispatch-Generation | FuelCost | 0 | [6 empty] | 0.6246 | 0
LCP_Inputs_ON_Electric_Howarth_2023_05_05 | 2032 | CH4 + CCS | Generation | Methane | QC | Dispatch-Generation | VOM | 0 | [6 empty] | 0.6246 | 0
LCP_Inputs_ON_Electric_Howarth_2023_05_05 | 2032 | CH4 + CCS | Generation | Methane | WC | Dispatch-Generation | EmissionsCost | 0 | [6 empty] | 0.6246 | 0
LCP_Inputs_ON_Electric_Howarth_2023_05_05 | 2032 | CH4 + CCS | Generation | Methane | WC | Dispatch-Generation | FuelCost | 0 | [6 empty] | 0.6246 | 0
LCP_Inputs_ON_Electric_Howarth_2023_05_05 | 2032 | CH4 + CCS | Generation | Methane | WC | Dispatch-Generation | VOM | 0 | [6 empty] | 0.6246 | 0
LCP_Inputs_ON_Electric_Howarth_2023_05_05 | 2032 | CH4 Import - NY 2020 | Import | Methane | MI | Dispatch-Import | EmissionsCost | 0 | [6 empty] | 0.6246 | 0
LCP_Inputs_ON_Electric_Howarth_2023_05_05 | 2032 | CH4 Import - NY 2020 | Import | Methane | MI | Dispatch-Import | FuelCost | 0 | [6 empty] | 0.6246 | 0
LCP_Inputs_ON_Electric_Howarth_2023_05_05 | 2032 | CH4 Import - NY 2020 | Import | Methane | MI | Dispatch-Import | VOM | 0 | [6 empty] | 0.6246 | 0
LCP_Inputs_ON_Electric_Howarth_2023_05_05 | 2032 | CH4 Import - NY 2020 | Import | Methane | NY | Dispatch-Import | EmissionsCost | 0 | [6 empty] | 0.6246 | 0
LCP_Inputs_ON_Electric_Howarth_2023_05_05 | 2032 | CH4 Import - NY 2020 | Import | Methane | NY | Dispatch-Import | FuelCost | 0 | [6 empty] | 0.6246 | 0
LCP_Inputs_ON_Electric_Howarth_2023_05_05 | 2032 | CH4 Import - NY 2020 | Import | Methane | NY | Dispatch-Import | VOM | 0 | [6 empty] | 0.6246 | 0
LCP_Inputs_ON_Electric_Howarth_2023_05_05 | 2032 | CH4 Import - NY 2020 | Import | Methane | ON | Dispatch-Import | EmissionsCost | 0 | [6 empty] | 0.6246 | 0
LCP_Inputs_ON_Electric_Howarth_2023_05_05 | 2032 | CH4 Import - NY 2020 | Import | Methane | ON | Dispatch-Import | FuelCost | 0 | [6 empty] | 0.6246 | 0
LCP_Inputs_ON_Electric_Howarth_2023_05_05 | 2032 | CH4 Import - NY 2020 | Import | Methane | ON | Dispatch-Import | VOM | 0 | [6 empty] | 0.6246 | 0
LCP_Inputs_ON_Electric_Howarth_2023_05_05 | 2032 | CH4 Import - NY 2020 | Import | Methane | PJ | Dispatch-Import | EmissionsCost | 0 | [6 empty] | 0.6246 | 0
LCP_Inputs_ON_Electric_Howarth_2023_05_05 | 2032 | CH4 Import - NY 2020 | Import | Methane | PJ | Dispatch-Import | FuelCost | 0 | [6 empty] | 0.6246 | 0
LCP_Inputs_ON_Electric_Howarth_2023_05_05 | 2032 | CH4 Import - NY 2020 | Import | Methane | PJ | Dispatch-Import | VOM | 0 | [6 empty] | 0.6246 | 0
LCP_Inputs_ON_Electric_Howarth_2023_05_05 | 2032 | CH4 Import - NY 2020 | Import | Methane | QC | Dispatch-Import | EmissionsCost | 0 | [6 empty] | 0.6246 | 0
LCP_Inputs_ON_Electric_Howarth_2023_05_05 | 2032 | CH4 Import - NY 2020 | Import | Methane | QC | Dispatch-Import | FuelCost | 0 | [6 empty] | 0.6246 | 0
LCP_Inputs_ON_Electric_Howarth_2023_05_05 | 2032 | CH4 Import - NY 2020 | Import | Methane | QC | Dispatch-Import | VOM | 0 | [6 empty] | 0.6246 | 0
LCP_Inputs_ON_Electric_Howarth_2023_05_05 | 2032 | CH4 Import - NY 2020 | Import | Methane | WC | Dispatch-Import | EmissionsCost | 0 | [6 empty] | 0.6246 | 0
LCP_Inputs_ON_Electric_Howarth_2023_05_05 | 2032 | CH4 Import - NY 2020 | Import | Methane | WC | Dispatch-Import | FuelCost | 0 | [6 empty] | 0.6246 | 0
LCP_Inputs_ON_Electric_Howarth_2023_05_05 | 2032 | CH4 Import - NY 2020 | Import | Methane | WC | Dispatch-Import | VOM | 0 | [6 empty] | 0.6246 | 0
LCP_Inputs_ON_Electric_Howarth_2023_05_05 | 2032 | CH4 Import - NY 2030 | Import | Methane | MI | Dispatch-Import | EmissionsCost | 0 | [6 empty] | 0.6246 | 0
LCP_Inputs_ON_Electric_Howarth_2023_05_05 | 2032 | CH4 Import - NY 2030 | Import | Methane | MI | Dispatch-Import | FuelCost | 0 | [6 empty] | 0.6246 | 0
LCP_Inputs_ON_Electric_Howarth_2023_05_05 | 2032 | CH4 Import - NY 2030 | Import | Methane | MI | Dispatch-Import | VOM | 0 | [6 empty] | 0.6246 | 0
LCP_Inputs_ON_Electric_Howarth_2023_05_05 | 2032 | CH4 Import - NY 2030 | Import | Methane | NY | Dispatch-Import | EmissionsCost | 2371206202.7872 | [6 empty] | 0.6246 | 1481048398.2069
LCP_Inputs_ON_Electric_Howarth_2023_05_05 | 2032 | CH4 Import - NY 2030 | Import | Methane | NY | Dispatch-Import | FuelCost | 644356120.8267 | [6 empty] | 0.6246 | 402462931.9472
LCP_Inputs_ON_Electric_Howarth_2023_05_05 | 2032 | CH4 Import - NY 2030 | Import | Methane | NY | Dispatch-Import | VOM | 0 | [6 empty] | 0.6246 | 0
LCP_Inputs_ON_Electric_Howarth_2023_05_05 | 2032 | CH4 Import - NY 2030 | Import | Methane | ON | Dispatch-Import | EmissionsCost | 0 | [6 empty] | 0.6246 | 0
LCP_Inputs_ON_Electric_Howarth_2023_05_05 | 2032 | CH4 Import - NY 2030 | Import | Methane | ON | Dispatch-Import | FuelCost | 0 | [6 empty] | 0.6246 | 0
LCP_Inputs_ON_Electric_Howarth_2023_05_05 | 2032 | CH4 Import - NY 2030 | Import | Methane | ON | Dispatch-Import | VOM | 0 | [6 empty] | 0.6246 | 0
LCP_Inputs_ON_Electric_Howarth_2023_05_05 | 2032 | CH4 Import - NY 2030 | Import | Methane | PJ | Dispatch-Import | EmissionsCost | 0 | [6 empty] | 0.6246 | 0
LCP_Inputs_ON_Electric_Howarth_2023_05_05 | 2032 | CH4 Import - NY 2030 | Import | Methane | PJ | Dispatch-Import | FuelCost | 0 | [6 empty] | 0.6246 | 0
LCP_Inputs_ON_Electric_Howarth_2023_05_05 | 2032 | CH4 Import - NY 2030 | Import | Methane | PJ | Dispatch-Import | VOM | 0 | [6 empty] | 0.6246 | 0
LCP_Inputs_ON_Electric_Howarth_2023_05_05 | 2032 | CH4 Import - NY 2030 | Import | Methane | QC | Dispatch-Import | EmissionsCost | 0 | [6 empty] | 0.6246 | 0
LCP_Inputs_ON_Electric_Howarth_2023_05_05 | 2032 | CH4 Import - NY 2030 | Import | Methane | QC | Dispatch-Import | FuelCost | 0 | [6 empty] | 0.6246 | 0
LCP_Inputs_ON_Electric_Howarth_2023_05_05 | 2032 | CH4 Import - NY 2030 | Import | Methane | QC | Dispatch-Import | VOM | 0 | [6 empty] | 0.6246 | 0
LCP_Inputs_ON_Electric_Howarth_2023_05_05 | 2032 | CH4 Import - NY 2030 | Import | Methane | WC | Dispatch-Import | EmissionsCost | 0 | [6 empty] | 0.6246 | 0
LCP_Inputs_ON_Electric_Howarth_2023_05_05 | 2032 | CH4 Import - NY 2030 | Import | Methane | WC | Dispatch-Import | FuelCost | 0 | [6 empty] | 0.6246 | 0
LCP_Inputs_ON_Electric_Howarth_2023_05_05 | 2032 | CH4 Import - NY 2030 | Import | Methane | WC | Dispatch-Import | VOM | 0 | [6 empty] | 0.6246 | 0
LCP_Inputs_ON_Electric_Howarth_2023_05_05 | 2032 | CH4 Import - NY 2040 | Import | Methane | MI | Dispatch-Import | EmissionsCost | 0 | [6 empty] | 0.6246 | 0
LCP_Inputs_ON_Electric_Howarth_2023_05_05 | 2032 | CH4 Import - NY 2040 | Import | Methane | MI | Dispatch-Import | FuelCost | 0 | [6 empty] | 0.6246 | 0
LCP_Inputs_ON_Electric_Howarth_2023_05_05 | 2032 | CH4 Import - NY 2040 | Import | Methane | MI | Dispatch-Import | VOM | 0 | [6 empty] | 0.6246 | 0
LCP_Inputs_ON_Electric_Howarth_2023_05_05 | 2032 | CH4 Import - NY 2040 | Import | Methane | NY | Dispatch-Import | EmissionsCost | 0 | [6 empty] | 0.6246 | 0
LCP_Inputs_ON_Electric_Howarth_2023_05_05 | 2032 | CH4 Import - NY 2040 | Import | Methane | NY | Dispatch-Import | FuelCost | 0 | [6 empty] | 0.6246 | 0
LCP_Inputs_ON_Electric_Howarth_2023_05_05 | 2032 | CH4 Import - NY 2040 | Import | Methane | NY | Dispatch-Import | VOM | 0 | [6 empty] | 0.6246 | 0
LCP_Inputs_ON_Electric_Howarth_2023_05_05 | 2032 | CH4 Import - NY 2040 | Import | Methane | ON | Dispatch-Import | EmissionsCost | 0 | [6 empty] | 0.6246 | 0
LCP_Inputs_ON_Electric_Howarth_2023_05_05 | 2032 | CH4 Import - NY 2040 | Import | Methane | ON | Dispatch-Import | FuelCost | 0 | [6 empty] | 0.6246 | 0
LCP_Inputs_ON_Electric_Howarth_2023_05_05 | 2032 | CH4 Import - NY 2040 | Import | Methane | ON | Dispatch-Import | VOM | 0 | [6 empty] | 0.6246 | 0
LCP_Inputs_ON_Electric_Howarth_2023_05_05 | 2032 | CH4 Import - NY 2040 | Import | Methane | PJ | Dispatch-Import | EmissionsCost | 0 | [6 empty] | 0.6246 | 0
LCP_Inputs_ON_Electric_Howarth_2023_05_05 | 2032 | CH4 Import - NY 2040 | Import | Methane | PJ | Dispatch-Import | FuelCost | 0 | [6 empty] | 0.6246 | 0
LCP_Inputs_ON_Electric_Howarth_2023_05_05 | 2032 | CH4 Import - NY 2040 | Import | Methane | PJ | Dispatch-Import | VOM | 0 | [6 empty] | 0.6246 | 0
LCP_Inputs_ON_Electric_Howarth_2023_05_05 | 2032 | CH4 Import - NY 2040 | Import | Methane | QC | Dispatch-Import | EmissionsCost | 0 | [6 empty] | 0.6246 | 0
LCP_Inputs_ON_Electric_Howarth_2023_05_05 | 2032 | CH4 Import - NY 2040 | Import | Methane | QC | Dispatch-Import | FuelCost | 0 | [6 empty] | 0.6246 | 0
LCP_Inputs_ON_Electric_Howarth_2023_05_05 | 2032 | CH4 Import - NY 2040 | Import | Methane | QC | Dispatch-Import | VOM | 0 | [6 empty] | 0.6246 | 0
LCP_Inputs_ON_Electric_Howarth_2023_05_05 | 2032 | CH4 Import - NY 2040 | Import | Methane | WC | Dispatch-Import | EmissionsCost | 0 | [6 empty] | 0.6246 | 0
LCP_Inputs_ON_Electric_Howarth_2023_05_05 | 2032 | CH4 Import - NY 2040 | Import | Methane | WC | Dispatch-Import | FuelCost | 0 | [6 empty] | 0.6246 | 0
LCP_Inputs_ON_Electric_Howarth_2023_05_05 | 2032 | CH4 Import - NY 2040 | Import | Methane | WC | Dispatch-Import | VOM | 0 | [6 empty] | 0.6246 | 0
LCP_Inputs_ON_Electric_Howarth_2023_05_05 | 2032 | CH4 Import - NY 2050 | Import | Methane | MI | Dispatch-Import | EmissionsCost | 0 | [6 empty] | 0.6246 | 0
LCP_Inputs_ON_Electric_Howarth_2023_05_05 | 2032 | CH4 Import - NY 2050 | Import | Methane | MI | Dispatch-Import | FuelCost | 0 | [6 empty] | 0.6246 | 0
LCP_Inputs_ON_Electric_Howarth_2023_05_05 | 2032 | CH4 Import - NY 2050 | Import | Methane | MI | Dispatch-Import | VOM | 0 | [6 empty] | 0.6246 | 0
LCP_Inputs_ON_Electric_Howarth_2023_05_05 | 2032 | CH4 Import - NY 2050 | Import | Methane | NY | Dispatch-Import | EmissionsCost | 0 | [6 empty] | 0.6246 | 0
LCP_Inputs_ON_Electric_Howarth_2023_05_05 | 2032 | CH4 Import - NY 2050 | Import | Methane | NY | Dispatch-Import | FuelCost | 0 | [6 empty] | 0.6246 | 0
LCP_Inputs_ON_Electric_Howarth_2023_05_05 | 2032 | CH4 Import - NY 2050 | Import | Methane | NY | Dispatch-Import | VOM | 0 | [6 empty] | 0.6246 | 0
LCP_Inputs_ON_Electric_Howarth_2023_05_05 | 2032 | CH4 Import - NY 2050 | Import | Methane | ON | Dispatch-Import | EmissionsCost | 0 | [6 empty] | 0.6246 | 0
LCP_Inputs_ON_Electric_Howarth_2023_05_05 | 2032 | CH4 Import - NY 2050 | Import | Methane | ON | Dispatch-Import | FuelCost | 0 | [6 empty] | 0.6246 | 0
LCP_Inputs_ON_Electric_Howarth_2023_05_05 | 2032 | CH4 Import - NY 2050 | Import | Methane | ON | Dispatch-Import | VOM | 0 | [6 empty] | 0.6246 | 0
LCP_Inputs_ON_Electric_Howarth_2023_05_05 | 2032 | CH4 Import - NY 2050 | Import | Methane | PJ | Dispatch-Import | EmissionsCost | 0 | [6 empty] | 0.6246 | 0
LCP_Inputs_ON_Electric_Howarth_2023_05_05 | 2032 | CH4 Import - NY 2050 | Import | Methane | PJ | Dispatch-Import | FuelCost | 0 | [6 empty] | 0.6246 | 0
LCP_Inputs_ON_Electric_Howarth_2023_05_05 | 2032 | CH4 Import - NY 2050 | Import | Methane | PJ | Dispatch-Import | VOM | 0 | [6 empty] | 0.6246 | 0
LCP_Inputs_ON_Electric_Howarth_2023_05_05 | 2032 | CH4 Import - NY 2050 | Import | Methane | QC | Dispatch-Import | EmissionsCost | 0 | [6 empty] | 0.6246 | 0
LCP_Inputs_ON_Electric_Howarth_2023_05_05 | 2032 | CH4 Import - NY 2050 | Import | Methane | QC | Dispatch-Import | FuelCost | 0 | [6 empty] | 0.6246 | 0
LCP_Inputs_ON_Electric_Howarth_2023_05_05 | 2032 | CH4 Import - NY 2050 | Import | Methane | QC | Dispatch-Import | VOM | 0 | [6 empty] | 0.6246 | 0
LCP_Inputs_ON_Electric_Howarth_2023_05_05 | 2032 | CH4 Import - NY 2050 | Import | Methane | WC | Dispatch-Import | EmissionsCost | 0 | [6 empty] | 0.6246 | 0
LCP_Inputs_ON_Electric_Howarth_2023_05_05 | 2032 | CH4 Import - NY 2050 | Import | Methane | WC | Dispatch-Import | FuelCost | 0 | [6 empty] | 0.6246 | 0
LCP_Inputs_ON_Electric_Howarth_2023_05_05 | 2032 | CH4 Import - NY 2050 | Import | Methane | WC | Dispatch-Import | VOM | 0 | [6 empty] | 0.6246 | 0
LCP_Inputs_ON_Electric_Howarth_2023_05_05 | 2032 | CH4 Import - WC 2020 | Import | Methane | MI | Dispatch-Import | EmissionsCost | 0 | [6 empty] | 0.6246 | 0
LCP_Inputs_ON_Electric_Howarth_2023_05_05 | 2032 | CH4 Import - WC 2020 | Import | Methane | MI | Dispatch-Import | FuelCost | 0 | [6 empty] | 0.6246 | 0
LCP_Inputs_ON_Electric_Howarth_2023_05_05 | 2032 | CH4 Import - WC 2020 | Import | Methane | MI | Dispatch-Import | VOM | 0 | [6 empty] | 0.6246 | 0
LCP_Inputs_ON_Electric_Howarth_2023_05_05 | 2032 | CH4 Import - WC 2020 | Import | Methane | NY | Dispatch-Import | EmissionsCost | 0 | [6 empty] | 0.6246 | 0
LCP_Inputs_ON_Electric_Howarth_2023_05_05 | 2032 | CH4 Import - WC 2020 | Import | Methane | NY | Dispatch-Import | FuelCost | 0 | [6 empty] | 0.6246 | 0
LCP_Inputs_ON_Electric_Howarth_2023_05_05 | 2032 | CH4 Import - WC 2020 | Import | Methane | NY | Dispatch-Import | VOM | 0 | [6 empty] | 0.6246 | 0
LCP_Inputs_ON_Electric_Howarth_2023_05_05 | 2032 | CH4 Import - WC 2020 | Import | Methane | ON | Dispatch-Import | EmissionsCost | 0 | [6 empty] | 0.6246 | 0
LCP_Inputs_ON_Electric_Howarth_2023_05_05 | 2032 | CH4 Import - WC 2020 | Import | Methane | ON | Dispatch-Import | FuelCost | 0 | [6 empty] | 0.6246 | 0
LCP_Inputs_ON_Electric_Howarth_2023_05_05 | 2032 | CH4 Import - WC 2020 | Import | Methane | ON | Dispatch-Import | VOM | 0 | [6 empty] | 0.6246 | 0
LCP_Inputs_ON_Electric_Howarth_2023_05_05 | 2032 | CH4 Import - WC 2020 | Import | Methane | PJ | Dispatch-Import | EmissionsCost | 0 | [6 empty] | 0.6246 | 0
LCP_Inputs_ON_Electric_Howarth_2023_05_05 | 2032 | CH4 Import - WC 2020 | Import | Methane | PJ | Dispatch-Import | FuelCost | 0 | [6 empty] | 0.6246 | 0
LCP_Inputs_ON_Electric_Howarth_2023_05_05 | 2032 | CH4 Import - WC 2020 | Import | Methane | PJ | Dispatch-Import | VOM | 0 | [6 empty] | 0.6246 | 0
LCP_Inputs_ON_Electric_Howarth_2023_05_05 | 2032 | CH4 Import - WC 2020 | Import | Methane | QC | Dispatch-Import | EmissionsCost | 0 | [6 empty] | 0.6246 | 0
LCP_Inputs_ON_Electric_Howarth_2023_05_05 | 2032 | CH4 Import - WC 2020 | Import | Methane | QC | Dispatch-Import | FuelCost | 0 | [6 empty] | 0.6246 | 0
LCP_Inputs_ON_Electric_Howarth_2023_05_05 | 2032 | CH4 Import - WC 2020 | Import | Methane | QC | Dispatch-Import | VOM | 0 | [6 empty] | 0.6246 | 0
LCP_Inputs_ON_Electric_Howarth_2023_05_05 | 2032 | CH4 Import - WC 2020 | Import | Methane | WC | Dispatch-Import | EmissionsCost | 0 | [6 empty] | 0.6246 | 0
LCP_Inputs_ON_Electric_Howarth_2023_05_05 | 2032 | CH4 Import - WC 2020 | Import | Methane | WC | Dispatch-Import | FuelCost | 0 | [6 empty] | 0.6246 | 0
LCP_Inputs_ON_Electric_Howarth_2023_05_05 | 2032 | CH4 Import - WC 2020 | Import | Methane | WC | Dispatch-Import | VOM | 0 | [6 empty] | 0.6246 | 0
LCP_Inputs_ON_Electric_Howarth_2023_05_05 | 2032 | CH4 Import - WC 2030 | Import | Methane | MI | Dispatch-Import | EmissionsCost | 0 | [6 empty] | 0.6246 | 0
LCP_Inputs_ON_Electric_Howarth_2023_05_05 | 2032 | CH4 Import - WC 2030 | Import | Methane | MI | Dispatch-Import | FuelCost | 0 | [6 empty] | 0.6246 | 0
LCP_Inputs_ON_Electric_Howarth_2023_05_05 | 2032 | CH4 Import - WC 2030 | Import | Methane | MI | Dispatch-Import | VOM | 0 | [6 empty] | 0.6246 | 0
LCP_Inputs_ON_Electric_Howarth_2023_05_05 | 2032 | CH4 Import - WC 2030 | Import | Methane | NY | Dispatch-Import | EmissionsCost | 0 | [6 empty] | 0.6246 | 0
LCP_Inputs_ON_Electric_Howarth_2023_05_05 | 2032 | CH4 Import - WC 2030 | Import | Methane | NY | Dispatch-Import | FuelCost | 0 | [6 empty] | 0.6246 | 0
LCP_Inputs_ON_Electric_Howarth_2023_05_05 | 2032 | CH4 Import - WC 2030 | Import | Methane | NY | Dispatch-Import | VOM | 0 | [6 empty] | 0.6246 | 0
LCP_Inputs_ON_Electric_Howarth_2023_05_05 | 2032 | CH4 Import - WC 2030 | Import | Methane | ON | Dispatch-Import | EmissionsCost | 0 | [6 empty] | 0.6246 | 0
LCP_Inputs_ON_Electric_Howarth_2023_05_05 | 2032 | CH4 Import - WC 2030 | Import | Methane | ON | Dispatch-Import | FuelCost | 0 | [6 empty] | 0.6246 | 0
LCP_Inputs_ON_Electric_Howarth_2023_05_05 | 2032 | CH4 Import - WC 2030 | Import | Methane | ON | Dispatch-Import | VOM | 0 | [6 empty] | 0.6246 | 0
LCP_Inputs_ON_Electric_Howarth_2023_05_05 | 2032 | CH4 Import - WC 2030 | Import | Methane | PJ | Dispatch-Import | EmissionsCost | 0 | [6 empty] | 0.6246 | 0
LCP_Inputs_ON_Electric_Howarth_2023_05_05 | 2032 | CH4 Import - WC 2030 | Import | Methane | PJ | Dispatch-Import | FuelCost | 0 | [6 empty] | 0.6246 | 0
LCP_Inputs_ON_Electric_Howarth_2023_05_05 | 2032 | CH4 Import - WC 2030 | Import | Methane | PJ | Dispatch-Import | VOM | 0 | [6 empty] | 0.6246 | 0
LCP_Inputs_ON_Electric_Howarth_2023_05_05 | 2032 | CH4 Import - WC 2030 | Import | Methane | QC | Dispatch-Import | EmissionsCost | 0 | [6 empty] | 0.6246 | 0
LCP_Inputs_ON_Electric_Howarth_2023_05_05 | 2032 | CH4 Import - WC 2030 | Import | Methane | QC | Dispatch-Import | FuelCost | 0 | [6 empty] | 0.6246 | 0
LCP_Inputs_ON_Electric_Howarth_2023_05_05 | 2032 | CH4 Import - WC 2030 | Import | Methane | QC | Dispatch-Import | VOM | 0 | [6 empty] | 0.6246 | 0
LCP_Inputs_ON_Electric_Howarth_2023_05_05 | 2032 | CH4 Import - WC 2030 | Import | Methane | WC | Dispatch-Import | EmissionsCost | 9015931375.1371 | [6 empty] | 0.6246 | 5631324136.127
LCP_Inputs_ON_Electric_Howarth_2023_05_05 | 2032 | CH4 Import - WC 2030 | Import | Methane | WC | Dispatch-Import | FuelCost | 2450006481.8043 | [6 empty] | 0.6246 | 1530266819.987
LCP_Inputs_ON_Electric_Howarth_2023_05_05 | 2032 | CH4 Import - WC 2030 | Import | Methane | WC | Dispatch-Import | VOM | 0 | [6 empty] | 0.6246 | 0
LCP_Inputs_ON_Electric_Howarth_2023_05_05 | 2032 | CH4 Import - WC 2040 | Import | Methane | MI | Dispatch-Import | EmissionsCost | 0 | [6 empty] | 0.6246 | 0
LCP_Inputs_ON_Electric_Howarth_2023_05_05 | 2032 | CH4 Import - WC 2040 | Import | Methane | MI | Dispatch-Import | FuelCost | 0 | [6 empty] | 0.6246 | 0
LCP_Inputs_ON_Electric_Howarth_2023_05_05 | 2032 | CH4 Import - WC 2040 | Import | Methane | MI | Dispatch-Import | VOM | 0 | [6 empty] | 0.6246 | 0
LCP_Inputs_ON_Electric_Howarth_2023_05_05 | 2032 | CH4 Import - WC 2040 | Import | Methane | NY | Dispatch-Import | EmissionsCost | 0 | [6 empty] | 0.6246 | 0
LCP_Inputs_ON_Electric_Howarth_2023_05_05 | 2032 | CH4 Import - WC 2040 | Import | Methane | NY | Dispatch-Import | FuelCost | 0 | [6 empty] | 0.6246 | 0
LCP_Inputs_ON_Electric_Howarth_2023_05_05 | 2032 | CH4 Import - WC 2040 | Import | Methane | NY | Dispatch-Import | VOM | 0 | [6 empty] | 0.6246 | 0
LCP_Inputs_ON_Electric_Howarth_2023_05_05 | 2032 | CH4 Import - WC 2040 | Import | Methane | ON | Dispatch-Import | EmissionsCost | 0 | [6 empty] | 0.6246 | 0
LCP_Inputs_ON_Electric_Howarth_2023_05_05 | 2032 | CH4 Import - WC 2040 | Import | Methane | ON | Dispatch-Import | FuelCost | 0 | [6 empty] | 0.6246 | 0
LCP_Inputs_ON_Electric_Howarth_2023_05_05 | 2032 | CH4 Import - WC 2040 | Import | Methane | ON | Dispatch-Import | VOM | 0 | [6 empty] | 0.6246 | 0
LCP_Inputs_ON_Electric_Howarth_2023_05_05 | 2032 | CH4 Import - WC 2040 | Import | Methane | PJ | Dispatch-Import | EmissionsCost | 0 | [6 empty] | 0.6246 | 0
LCP_Inputs_ON_Electric_Howarth_2023_05_05 | 2032 | CH4 Import - WC 2040 | Import | Methane | PJ | Dispatch-Import | FuelCost | 0 | [6 empty] | 0.6246 | 0
LCP_Inputs_ON_Electric_Howarth_2023_05_05 | 2032 | CH4 Import - WC 2040 | Import | Methane | PJ | Dispatch-Import | VOM | 0 | [6 empty] | 0.6246 | 0
LCP_Inputs_ON_Electric_Howarth_2023_05_05 | 2032 | CH4 Import - WC 2040 | Import | Methane | QC | Dispatch-Import | EmissionsCost | 0 | [6 empty] | 0.6246 | 0
LCP_Inputs_ON_Electric_Howarth_2023_05_05 | 2032 | CH4 Import - WC 2040 | Import | Methane | QC | Dispatch-Import | FuelCost | 0 | [6 empty] | 0.6246 | 0
LCP_Inputs_ON_Electric_Howarth_2023_05_05 | 2032 | CH4 Import - WC 2040 | Import | Methane | QC | Dispatch-Import | VOM | 0 | [6 empty] | 0.6246 | 0
LCP_Inputs_ON_Electric_Howarth_2023_05_05 | 2032 | CH4 Import - WC 2040 | Import | Methane | WC | Dispatch-Import | EmissionsCost | 0 | [6 empty] | 0.6246 | 0
LCP_Inputs_ON_Electric_Howarth_2023_05_05 | 2032 | CH4 Import - WC 2040 | Import | Methane | WC | Dispatch-Import | FuelCost | 0 | [6 empty] | 0.6246 | 0
LCP_Inputs_ON_Electric_Howarth_2023_05_05 | 2032 | CH4 Import - WC 2040 | Import | Methane | WC | Dispatch-Import | VOM | 0 | [6 empty] | 0.6246 | 0
LCP_Inputs_ON_Electric_Howarth_2023_05_05 | 2032 | CH4 Import - WC 2050 | Import | Methane | MI | Dispatch-Import | EmissionsCost | 0 | [6 empty] | 0.6246 | 0
LCP_Inputs_ON_Electric_Howarth_2023_05_05 | 2032 | CH4 Import - WC 2050 | Import | Methane | MI | Dispatch-Import | FuelCost | 0 | [6 empty] | 0.6246 | 0
LCP_Inputs_ON_Electric_Howarth_2023_05_05 | 2032 | CH4 Import - WC 2050 | Import | Methane | MI | Dispatch-Import | VOM | 0 | [6 empty] | 0.6246 | 0
LCP_Inputs_ON_Electric_Howarth_2023_05_05 | 2032 | CH4 Import - WC 2050 | Import | Methane | NY | Dispatch-Import | EmissionsCost | 0 | [6 empty] | 0.6246 | 0
LCP_Inputs_ON_Electric_Howarth_2023_05_05 | 2032 | CH4 Import - WC 2050 | Import | Methane | NY | Dispatch-Import | FuelCost | 0 | [6 empty] | 0.6246 | 0
LCP_Inputs_ON_Electric_Howarth_2023_05_05 | 2032 | CH4 Import - WC 2050 | Import | Methane | NY | Dispatch-Import | VOM | 0 | [6 empty] | 0.6246 | 0
LCP_Inputs_ON_Electric_Howarth_2023_05_05 | 2032 | CH4 Import - WC 2050 | Import | Methane | ON | Dispatch-Import | EmissionsCost | 0 | [6 empty] | 0.6246 | 0
LCP_Inputs_ON_Electric_Howarth_2023_05_05 | 2032 | CH4 Import - WC 2050 | Import | Methane | ON | Dispatch-Import | FuelCost | 0 | [6 empty] | 0.6246 | 0
LCP_Inputs_ON_Electric_Howarth_2023_05_05 | 2032 | CH4 Import - WC 2050 | Import | Methane | ON | Dispatch-Import | VOM | 0 | [6 empty] | 0.6246 | 0
LCP_Inputs_ON_Electric_Howarth_2023_05_05 | 2032 | CH4 Import - WC 2050 | Import | Methane | PJ | Dispatch-Import | EmissionsCost | 0 | [6 empty] | 0.6246 | 0
LCP_Inputs_ON_Electric_Howarth_2023_05_05 | 2032 | CH4 Import - WC 2050 | Import | Methane | PJ | Dispatch-Import | FuelCost | 0 | [6 empty] | 0.6246 | 0
LCP_Inputs_ON_Electric_Howarth_2023_05_05 | 2032 | CH4 Import - WC 2050 | Import | Methane | PJ | Dispatch-Import | VOM | 0 | [6 empty] | 0.6246 | 0
LCP_Inputs_ON_Electric_Howarth_2023_05_05 | 2032 | CH4 Import - WC 2050 | Import | Methane | QC | Dispatch-Import | EmissionsCost | 0 | [6 empty] | 0.6246 | 0
LCP_Inputs_ON_Electric_Howarth_2023_05_05 | 2032 | CH4 Import - WC 2050 | Import | Methane | QC | Dispatch-Import | FuelCost | 0 | [6 empty] | 0.6246 | 0
LCP_Inputs_ON_Electric_Howarth_2023_05_05 | 2032 | CH4 Import - WC 2050 | Import | Methane | QC | Dispatch-Import | VOM | 0 | [6 empty] | 0.6246 | 0
LCP_Inputs_ON_Electric_Howarth_2023_05_05 | 2032 | CH4 Import - WC 2050 | Import | Methane | WC | Dispatch-Import | EmissionsCost | 0 | [6 empty] | 0.6246 | 0
LCP_Inputs_ON_Electric_Howarth_2023_05_05 | 2032 | CH4 Import - WC 2050 | Import | Methane | WC | Dispatch-Import | FuelCost | 0 | [6 empty] | 0.6246 | 0
LCP_Inputs_ON_Electric_Howarth_2023_05_05 | 2032 | CH4 Import - WC 2050 | Import | Methane | WC | Dispatch-Import | VOM | 0 | [6 empty] | 0.6246 | 0
LCP_Inputs_ON_Electric_Howarth_2023_05_05 | 2032 | CH4 Salt Cavern Storage - ON | Storage | Methane | MI | Dispatch-Storage | EmissionsCost | 0 | [6 empty] | 0.6246 | 0
LCP_Inputs_ON_Electric_Howarth_2023_05_05 | 2032 | CH4 Salt Cavern Storage - ON | Storage | Methane | MI | Dispatch-Storage | FuelCost | 0 | [6 empty] | 0.6246 | 0
LCP_Inputs_ON_Electric_Howarth_2023_05_05 | 2032 | CH4 Salt Cavern Storage - ON | Storage | Methane | MI | Dispatch-Storage | VOM | 0 | [6 empty] | 0.6246 | 0
LCP_Inputs_ON_Electric_Howarth_2023_05_05 | 2032 | CH4 Salt Cavern Storage - ON | Storage | Methane | NY | Dispatch-Storage | EmissionsCost | 0 | [6 empty] | 0.6246 | 0
LCP_Inputs_ON_Electric_Howarth_2023_05_05 | 2032 | CH4 Salt Cavern Storage - ON | Storage | Methane | NY | Dispatch-Storage | FuelCost | 0 | [6 empty] | 0.6246 | 0
LCP_Inputs_ON_Electric_Howarth_2023_05_05 | 2032 | CH4 Salt Cavern Storage - ON | Storage | Methane | NY | Dispatch-Storage | VOM | 0 | [6 empty] | 0.6246 | 0
LCP_Inputs_ON_Electric_Howarth_2023_05_05 | 2032 | CH4 Salt Cavern Storage - ON | Storage | Methane | ON | Dispatch-Storage | EmissionsCost | 0 | [6 empty] | 0.6246 | 0
LCP_Inputs_ON_Electric_Howarth_2023_05_05 | 2032 | CH4 Salt Cavern Storage - ON | Storage | Methane | ON | Dispatch-Storage | FuelCost | 0 | [6 empty] | 0.6246 | 0
LCP_Inputs_ON_Electric_Howarth_2023_05_05 | 2032 | CH4 Salt Cavern Storage - ON | Storage | Methane | ON | Dispatch-Storage | VOM | 2275232.4049 | [6 empty] | 0.6246 | 1421103.4472
LCP_Inputs_ON_Electric_Howarth_2023_05_05 | 2032 | CH4 Salt Cavern Storage - ON | Storage | Methane | PJ | Dispatch-Storage | EmissionsCost | 0 | [6 empty] | 0.6246 | 0
LCP_Inputs_ON_Electric_Howarth_2023_05_05 | 2032 | CH4 Salt Cavern Storage - ON | Storage | Methane | PJ | Dispatch-Storage | FuelCost | 0 | [6 empty] | 0.6246 | 0
LCP_Inputs_ON_Electric_Howarth_2023_05_05 | 2032 | CH4 Salt Cavern Storage - ON | Storage | Methane | PJ | Dispatch-Storage | VOM | 0 | [6 empty] | 0.6246 | 0
LCP_Inputs_ON_Electric_Howarth_2023_05_05 | 2032 | CH4 Salt Cavern Storage - ON | Storage | Methane | QC | Dispatch-Storage | EmissionsCost | 0 | [6 empty] | 0.6246 | 0
LCP_Inputs_ON_Electric_Howarth_2023_05_05 | 2032 | CH4 Salt Cavern Storage - ON | Storage | Methane | QC | Dispatch-Storage | FuelCost | 0 | [6 empty] | 0.6246 | 0
LCP_Inputs_ON_Electric_Howarth_2023_05_05 | 2032 | CH4 Salt Cavern Storage - ON | Storage | Methane | QC | Dispatch-Storage | VOM | 0 | [6 empty] | 0.6246 | 0
LCP_Inputs_ON_Electric_Howarth_2023_05_05 | 2032 | CH4 Salt Cavern Storage - ON | Storage | Methane | WC | Dispatch-Storage | EmissionsCost | 0 | [6 empty] | 0.6246 | 0
LCP_Inputs_ON_Electric_Howarth_2023_05_05 | 2032 | CH4 Salt Cavern Storage - ON | Storage | Methane | WC | Dispatch-Storage | FuelCost | 0 | [6 empty] | 0.6246 | 0
LCP_Inputs_ON_Electric_Howarth_2023_05_05 | 2032 | CH4 Salt Cavern Storage - ON | Storage | Methane | WC | Dispatch-Storage | VOM | 0 | [6 empty] | 0.6246 | 0
LCP_Inputs_ON_Electric_Howarth_2023_05_05 | 2032 | Electrolyser 2020/2030 | Crossload | Hydrogen | MI | Dispatch-Crossload | EmissionsCost | 0 | [6 empty] | 0.6246 | 0
LCP_Inputs_ON_Electric_Howarth_2023_05_05 | 2032 | Electrolyser 2020/2030 | Crossload | Hydrogen | MI | Dispatch-Crossload | FuelCost | 0 | [6 empty] | 0.6246 | 0
LCP_Inputs_ON_Electric_Howarth_2023_05_05 | 2032 | Electrolyser 2020/2030 | Crossload | Hydrogen | MI | Dispatch-Crossload | VOM | 0 | [6 empty] | 0.6246 | 0
LCP_Inputs_ON_Electric_Howarth_2023_05_05 | 2032 | Electrolyser 2020/2030 | Crossload | Hydrogen | NY | Dispatch-Crossload | EmissionsCost | 0 | [6 empty] | 0.6246 | 0
LCP_Inputs_ON_Electric_Howarth_2023_05_05 | 2032 | Electrolyser 2020/2030 | Crossload | Hydrogen | NY | Dispatch-Crossload | FuelCost | 0 | [6 empty] | 0.6246 | 0
LCP_Inputs_ON_Electric_Howarth_2023_05_05 | 2032 | Electrolyser 2020/2030 | Crossload | Hydrogen | NY | Dispatch-Crossload | VOM | 0 | [6 empty] | 0.6246 | 0
LCP_Inputs_ON_Electric_Howarth_2023_05_05 | 2032 | Electrolyser 2020/2030 | Crossload | Hydrogen | ON | Dispatch-Crossload | EmissionsCost | 0 | [6 empty] | 0.6246 | 0
LCP_Inputs_ON_Electric_Howarth_2023_05_05 | 2032 | Electrolyser 2020/2030 | Crossload | Hydrogen | ON | Dispatch-Crossload | FuelCost | 0 | [6 empty] | 0.6246 | 0
LCP_Inputs_ON_Electric_Howarth_2023_05_05 | 2032 | Electrolyser 2020/2030 | Crossload | Hydrogen | ON | Dispatch-Crossload | VOM | 0 | [6 empty] | 0.6246 | 0
LCP_Inputs_ON_Electric_Howarth_2023_05_05 | 2032 | Electrolyser 2020/2030 | Crossload | Hydrogen | PJ | Dispatch-Crossload | EmissionsCost | 0 | [6 empty] | 0.6246 | 0
LCP_Inputs_ON_Electric_Howarth_2023_05_05 | 2032 | Electrolyser 2020/2030 | Crossload | Hydrogen | PJ | Dispatch-Crossload | FuelCost | 0 | [6 empty] | 0.6246 | 0
LCP_Inputs_ON_Electric_Howarth_2023_05_05 | 2032 | Electrolyser 2020/2030 | Crossload | Hydrogen | PJ | Dispatch-Crossload | VOM | 0 | [6 empty] | 0.6246 | 0
LCP_Inputs_ON_Electric_Howarth_2023_05_05 | 2032 | Electrolyser 2020/2030 | Crossload | Hydrogen | QC | Dispatch-Crossload | EmissionsCost | 0 | [6 empty] | 0.6246 | 0
LCP_Inputs_ON_Electric_Howarth_2023_05_05 | 2032 | Electrolyser 2020/2030 | Crossload | Hydrogen | QC | Dispatch-Crossload | FuelCost | 0 | [6 empty] | 0.6246 | 0
LCP_Inputs_ON_Electric_Howarth_2023_05_05 | 2032 | Electrolyser 2020/2030 | Crossload | Hydrogen | QC | Dispatch-Crossload | VOM | 0 | [6 empty] | 0.6246 | 0
LCP_Inputs_ON_Electric_Howarth_2023_05_05 | 2032 | Electrolyser 2020/2030 | Crossload | Hydrogen | WC | Dispatch-Crossload | EmissionsCost | 0 | [6 empty] | 0.6246 | 0
LCP_Inputs_ON_Electric_Howarth_2023_05_05 | 2032 | Electrolyser 2020/2030 | Crossload | Hydrogen | WC | Dispatch-Crossload | FuelCost | 0 | [6 empty] | 0.6246 | 0
LCP_Inputs_ON_Electric_Howarth_2023_05_05 | 2032 | Electrolyser 2020/2030 | Crossload | Hydrogen | WC | Dispatch-Crossload | VOM | 0 | [6 empty] | 0.6246 | 0
LCP_Inputs_ON_Electric_Howarth_2023_05_05 | 2032 | Electrolyser 2040 | Crossload | Hydrogen | MI | Dispatch-Crossload | EmissionsCost | 0 | [6 empty] | 0.6246 | 0
LCP_Inputs_ON_Electric_Howarth_2023_05_05 | 2032 | Electrolyser 2040 | Crossload | Hydrogen | MI | Dispatch-Crossload | FuelCost | 0 | [6 empty] | 0.6246 | 0
LCP_Inputs_ON_Electric_Howarth_2023_05_05 | 2032 | Electrolyser 2040 | Crossload | Hydrogen | MI | Dispatch-Crossload | VOM | 0 | [6 empty] | 0.6246 | 0
LCP_Inputs_ON_Electric_Howarth_2023_05_05 | 2032 | Electrolyser 2040 | Crossload | Hydrogen | NY | Dispatch-Crossload | EmissionsCost | 0 | [6 empty] | 0.6246 | 0
LCP_Inputs_ON_Electric_Howarth_2023_05_05 | 2032 | Electrolyser 2040 | Crossload | Hydrogen | NY | Dispatch-Crossload | FuelCost | 0 | [6 empty] | 0.6246 | 0
LCP_Inputs_ON_Electric_Howarth_2023_05_05 | 2032 | Electrolyser 2040 | Crossload | Hydrogen | NY | Dispatch-Crossload | VOM | 0 | [6 empty] | 0.6246 | 0
LCP_Inputs_ON_Electric_Howarth_2023_05_05 | 2032 | Electrolyser 2040 | Crossload | Hydrogen | ON | Dispatch-Crossload | EmissionsCost | 0 | [6 empty] | 0.6246 | 0
LCP_Inputs_ON_Electric_Howarth_2023_05_05 | 2032 | Electrolyser 2040 | Crossload | Hydrogen | ON | Dispatch-Crossload | FuelCost | 0 | [6 empty] | 0.6246 | 0
LCP_Inputs_ON_Electric_Howarth_2023_05_05 | 2032 | Electrolyser 2040 | Crossload | Hydrogen | ON | Dispatch-Crossload | VOM | 0 | [6 empty] | 0.6246 | 0
LCP_Inputs_ON_Electric_Howarth_2023_05_05 | 2032 | Electrolyser 2040 | Crossload | Hydrogen | PJ | Dispatch-Crossload | EmissionsCost | 0 | [6 empty] | 0.6246 | 0
LCP_Inputs_ON_Electric_Howarth_2023_05_05 | 2032 | Electrolyser 2040 | Crossload | Hydrogen | PJ | Dispatch-Crossload | FuelCost | 0 | [6 empty] | 0.6246 | 0
LCP_Inputs_ON_Electric_Howarth_2023_05_05 | 2032 | Electrolyser 2040 | Crossload | Hydrogen | PJ | Dispatch-Crossload | VOM | 0 | [6 empty] | 0.6246 | 0
LCP_Inputs_ON_Electric_Howarth_2023_05_05 | 2032 | Electrolyser 2040 | Crossload | Hydrogen | QC | Dispatch-Crossload | EmissionsCost | 0 | [6 empty] | 0.6246 | 0
LCP_Inputs_ON_Electric_Howarth_2023_05_05 | 2032 | Electrolyser 2040 | Crossload | Hydrogen | QC | Dispatch-Crossload | FuelCost | 0 | [6 empty] | 0.6246 | 0
LCP_Inputs_ON_Electric_Howarth_2023_05_05 | 2032 | Electrolyser 2040 | Crossload | Hydrogen | QC | Dispatch-Crossload | VOM | 0 | [6 empty] | 0.6246 | 0
LCP_Inputs_ON_Electric_Howarth_2023_05_05 | 2032 | Electrolyser 2040 | Crossload | Hydrogen | WC | Dispatch-Crossload | EmissionsCost | 0 | [6 empty] | 0.6246 | 0
LCP_Inputs_ON_Electric_Howarth_2023_05_05 | 2032 | Electrolyser 2040 | Crossload | Hydrogen | WC | Dispatch-Crossload | FuelCost | 0 | [6 empty] | 0.6246 | 0
LCP_Inputs_ON_Electric_Howarth_2023_05_05 | 2032 | Electrolyser 2040 | Crossload | Hydrogen | WC | Dispatch-Crossload | VOM | 0 | [6 empty] | 0.6246 | 0
LCP_Inputs_ON_Electric_Howarth_2023_05_05 | 2032 | Electrolyser 2050 | Crossload | Hydrogen | MI | Dispatch-Crossload | EmissionsCost | 0 | [6 empty] | 0.6246 | 0
LCP_Inputs_ON_Electric_Howarth_2023_05_05 | 2032 | Electrolyser 2050 | Crossload | Hydrogen | MI | Dispatch-Crossload | FuelCost | 0 | [6 empty] | 0.6246 | 0
LCP_Inputs_ON_Electric_Howarth_2023_05_05 | 2032 | Electrolyser 2050 | Crossload | Hydrogen | MI | Dispatch-Crossload | VOM | 0 | [6 empty] | 0.6246 | 0
LCP_Inputs_ON_Electric_Howarth_2023_05_05 | 2032 | Electrolyser 2050 | Crossload | Hydrogen | NY | Dispatch-Crossload | EmissionsCost | 0 | [6 empty] | 0.6246 | 0
LCP_Inputs_ON_Electric_Howarth_2023_05_05 | 2032 | Electrolyser 2050 | Crossload | Hydrogen | NY | Dispatch-Crossload | FuelCost | 0 | [6 empty] | 0.6246 | 0
LCP_Inputs_ON_Electric_Howarth_2023_05_05 | 2032 | Electrolyser 2050 | Crossload | Hydrogen | NY | Dispatch-Crossload | VOM | 0 | [6 empty] | 0.6246 | 0
LCP_Inputs_ON_Electric_Howarth_2023_05_05 | 2032 | Electrolyser 2050 | Crossload | Hydrogen | ON | Dispatch-Crossload | EmissionsCost | 0 | [6 empty] | 0.6246 | 0
LCP_Inputs_ON_Electric_Howarth_2023_05_05 | 2032 | Electrolyser 2050 | Crossload | Hydrogen | ON | Dispatch-Crossload | FuelCost | 0 | [6 empty] | 0.6246 | 0
LCP_Inputs_ON_Electric_Howarth_2023_05_05 | 2032 | Electrolyser 2050 | Crossload | Hydrogen | ON | Dispatch-Crossload | VOM | 0 | [6 empty] | 0.6246 | 0
LCP_Inputs_ON_Electric_Howarth_2023_05_05 | 2032 | Electrolyser 2050 | Crossload | Hydrogen | PJ | Dispatch-Crossload | EmissionsCost | 0 | [6 empty] | 0.6246 | 0
LCP_Inputs_ON_Electric_Howarth_2023_05_05 | 2032 | Electrolyser 2050 | Crossload | Hydrogen | PJ | Dispatch-Crossload | FuelCost | 0 | [6 empty] | 0.6246 | 0
LCP_Inputs_ON_Electric_Howarth_2023_05_05 | 2032 | Electrolyser 2050 | Crossload | Hydrogen | PJ | Dispatch-Crossload | VOM | 0 | [6 empty] | 0.6246 | 0
LCP_Inputs_ON_Electric_Howarth_2023_05_05 | 2032 | Electrolyser 2050 | Crossload | Hydrogen | QC | Dispatch-Crossload | EmissionsCost | 0 | [6 empty] | 0.6246 | 0
LCP_Inputs_ON_Electric_Howarth_2023_05_05 | 2032 | Electrolyser 2050 | Crossload | Hydrogen | QC | Dispatch-Crossload | FuelCost | 0 | [6 empty] | 0.6246 | 0
LCP_Inputs_ON_Electric_Howarth_2023_05_05 | 2032 | Electrolyser 2050 | Crossload | Hydrogen | QC | Dispatch-Crossload | VOM | 0 | [6 empty] | 0.6246 | 0
LCP_Inputs_ON_Electric_Howarth_2023_05_05 | 2032 | Electrolyser 2050 | Crossload | Hydrogen | WC | Dispatch-Crossload | EmissionsCost | 0 | [6 empty] | 0.6246 | 0
LCP_Inputs_ON_Electric_Howarth_2023_05_05 | 2032 | Electrolyser 2050 | Crossload | Hydrogen | WC | Dispatch-Crossload | FuelCost | 0 | [6 empty] | 0.6246 | 0
LCP_Inputs_ON_Electric_Howarth_2023_05_05 | 2032 | Electrolyser 2050 | Crossload | Hydrogen | WC | Dispatch-Crossload | VOM | 0 | [6 empty] | 0.6246 | 0
LCP_Inputs_ON_Electric_Howarth_2023_05_05 | 2032 | Fossil Fuel Thermal (Coal, Peat, Oil) | Generation | Electricity | MI | Dispatch-Generation | EmissionsCost | 0 | [6 empty] | 0.6246 | 0
LCP_Inputs_ON_Electric_Howarth_2023_05_05 | 2032 | Fossil Fuel Thermal (Coal, Peat, Oil) | Generation | Electricity | MI | Dispatch-Generation | FuelCost | 0 | [6 empty] | 0.6246 | 0
LCP_Inputs_ON_Electric_Howarth_2023_05_05 | 2032 | Fossil Fuel Thermal (Coal, Peat, Oil) | Generation | Electricity | MI | Dispatch-Generation | VOM | 0 | [6 empty] | 0.6246 | 0
LCP_Inputs_ON_Electric_Howarth_2023_05_05 | 2032 | Fossil Fuel Thermal (Coal, Peat, Oil) | Generation | Electricity | NY | Dispatch-Generation | EmissionsCost | 0 | [6 empty] | 0.6246 | 0
LCP_Inputs_ON_Electric_Howarth_2023_05_05 | 2032 | Fossil Fuel Thermal (Coal, Peat, Oil) | Generation | Electricity | NY | Dispatch-Generation | FuelCost | 0 | [6 empty] | 0.6246 | 0
LCP_Inputs_ON_Electric_Howarth_2023_05_05 | 2032 | Fossil Fuel Thermal (Coal, Peat, Oil) | Generation | Electricity | NY | Dispatch-Generation | VOM | 0 | [6 empty] | 0.6246 | 0
LCP_Inputs_ON_Electric_Howarth_2023_05_05 | 2032 | Fossil Fuel Thermal (Coal, Peat, Oil) | Generation | Electricity | ON | Dispatch-Generation | EmissionsCost | 0 | [6 empty] | 0.6246 | 0
LCP_Inputs_ON_Electric_Howarth_2023_05_05 | 2032 | Fossil Fuel Thermal (Coal, Peat, Oil) | Generation | Electricity | ON | Dispatch-Generation | FuelCost | 0 | [6 empty] | 0.6246 | 0
LCP_Inputs_ON_Electric_Howarth_2023_05_05 | 2032 | Fossil Fuel Thermal (Coal, Peat, Oil) | Generation | Electricity | ON | Dispatch-Generation | VOM | 0 | [6 empty] | 0.6246 | 0
LCP_Inputs_ON_Electric_Howarth_2023_05_05 | 2032 | Fossil Fuel Thermal (Coal, Peat, Oil) | Generation | Electricity | PJ | Dispatch-Generation | EmissionsCost | 0 | [6 empty] | 0.6246 | 0
LCP_Inputs_ON_Electric_Howarth_2023_05_05 | 2032 | Fossil Fuel Thermal (Coal, Peat, Oil) | Generation | Electricity | PJ | Dispatch-Generation | FuelCost | 0 | [6 empty] | 0.6246 | 0
LCP_Inputs_ON_Electric_Howarth_2023_05_05 | 2032 | Fossil Fuel Thermal (Coal, Peat, Oil) | Generation | Electricity | PJ | Dispatch-Generation | VOM | 0 | [6 empty] | 0.6246 | 0
LCP_Inputs_ON_Electric_Howarth_2023_05_05 | 2032 | Fossil Fuel Thermal (Coal, Peat, Oil) | Generation | Electricity | QC | Dispatch-Generation | EmissionsCost | 0 | [6 empty] | 0.6246 | 0
LCP_Inputs_ON_Electric_Howarth_2023_05_05 | 2032 | Fossil Fuel Thermal (Coal, Peat, Oil) | Generation | Electricity | QC | Dispatch-Generation | FuelCost | 0 | [6 empty] | 0.6246 | 0
LCP_Inputs_ON_Electric_Howarth_2023_05_05 | 2032 | Fossil Fuel Thermal (Coal, Peat, Oil) | Generation | Electricity | QC | Dispatch-Generation | VOM | 0 | [6 empty] | 0.6246 | 0
LCP_Inputs_ON_Electric_Howarth_2023_05_05 | 2032 | Fossil Fuel Thermal (Coal, Peat, Oil) | Generation | Electricity | WC | Dispatch-Generation | EmissionsCost | 0 | [6 empty] | 0.6246 | 0
LCP_Inputs_ON_Electric_Howarth_2023_05_05 | 2032 | Fossil Fuel Thermal (Coal, Peat, Oil) | Generation | Electricity | WC | Dispatch-Generation | FuelCost | 0 | [6 empty] | 0.6246 | 0
LCP_Inputs_ON_Electric_Howarth_2023_05_05 | 2032 | Fossil Fuel Thermal (Coal, Peat, Oil) | Generation | Electricity | WC | Dispatch-Generation | VOM | 0 | [6 empty] | 0.6246 | 0
LCP_Inputs_ON_Electric_Howarth_2023_05_05 | 2032 | Generic - Generator | Generation | Electricity | MI | Dispatch-Generation | EmissionsCost | 0 | [6 empty] | 0.6246 | 0
LCP_Inputs_ON_Electric_Howarth_2023_05_05 | 2032 | Generic - Generator | Generation | Electricity | MI | Dispatch-Generation | FuelCost | 1914828256.8349 | [6 empty] | 0.6246 | 1195996079.6716
LCP_Inputs_ON_Electric_Howarth_2023_05_05 | 2032 | Generic - Generator | Generation | Electricity | MI | Dispatch-Generation | VOM | 66868135.5263 | [6 empty] | 0.6246 | 41765640.1606
LCP_Inputs_ON_Electric_Howarth_2023_05_05 | 2032 | Generic - Generator | Generation | Electricity | NY | Dispatch-Generation | EmissionsCost | 0 | [6 empty] | 0.6246 | 0
LCP_Inputs_ON_Electric_Howarth_2023_05_05 | 2032 | Generic - Generator | Generation | Electricity | NY | Dispatch-Generation | FuelCost | 745132168.0451 | [6 empty] | 0.6246 | 465407353.7082
LCP_Inputs_ON_Electric_Howarth_2023_05_05 | 2032 | Generic - Generator | Generation | Electricity | NY | Dispatch-Generation | VOM | 26020923.088 | [6 empty] | 0.6246 | 16252591.7881
LCP_Inputs_ON_Electric_Howarth_2023_05_05 | 2032 | Generic - Generator | Generation | Electricity | ON | Dispatch-Generation | EmissionsCost | 0 | [6 empty] | 0.6246 | 0
LCP_Inputs_ON_Electric_Howarth_2023_05_05 | 2032 | Generic - Generator | Generation | Electricity | ON | Dispatch-Generation | FuelCost | 0 | [6 empty] | 0.6246 | 0
LCP_Inputs_ON_Electric_Howarth_2023_05_05 | 2032 | Generic - Generator | Generation | Electricity | ON | Dispatch-Generation | VOM | 0 | [6 empty] | 0.6246 | 0
LCP_Inputs_ON_Electric_Howarth_2023_05_05 | 2032 | Generic - Generator | Generation | Electricity | PJ | Dispatch-Generation | EmissionsCost | 0 | [6 empty] | 0.6246 | 0
LCP_Inputs_ON_Electric_Howarth_2023_05_05 | 2032 | Generic - Generator | Generation | Electricity | PJ | Dispatch-Generation | FuelCost | 7324771896.2137 | [6 empty] | 0.6246 | 4575030915.222
LCP_Inputs_ON_Electric_Howarth_2023_05_05 | 2032 | Generic - Generator | Generation | Electricity | PJ | Dispatch-Generation | VOM | 255789958.2413 | [6 empty] | 0.6246 | 159765653.2297
LCP_Inputs_ON_Electric_Howarth_2023_05_05 | 2032 | Generic - Generator | Generation | Electricity | QC | Dispatch-Generation | EmissionsCost | 0 | [6 empty] | 0.6246 | 0
LCP_Inputs_ON_Electric_Howarth_2023_05_05 | 2032 | Generic - Generator | Generation | Electricity | QC | Dispatch-Generation | FuelCost | 0 | [6 empty] | 0.6246 | 0
LCP_Inputs_ON_Electric_Howarth_2023_05_05 | 2032 | Generic - Generator | Generation | Electricity | QC | Dispatch-Generation | VOM | 0 | [6 empty] | 0.6246 | 0
LCP_Inputs_ON_Electric_Howarth_2023_05_05 | 2032 | Generic - Generator | Generation | Electricity | WC | Dispatch-Generation | EmissionsCost | 0 | [6 empty] | 0.6246 | 0
LCP_Inputs_ON_Electric_Howarth_2023_05_05 | 2032 | Generic - Generator | Generation | Electricity | WC | Dispatch-Generation | FuelCost | 1737227.6587 | [6 empty] | 0.6246 | 1085067.2701
LCP_Inputs_ON_Electric_Howarth_2023_05_05 | 2032 | Generic - Generator | Generation | Electricity | WC | Dispatch-Generation | VOM | 60666.1063 | [6 empty] | 0.6246 | 37891.871
LCP_Inputs_ON_Electric_Howarth_2023_05_05 | 2032 | H2 Import - QC | Import | Hydrogen | MI | Dispatch-Import | EmissionsCost | 0 | [6 empty] | 0.6246 | 0
LCP_Inputs_ON_Electric_Howarth_2023_05_05 | 2032 | H2 Import - QC | Import | Hydrogen | MI | Dispatch-Import | FuelCost | 0 | [6 empty] | 0.6246 | 0
LCP_Inputs_ON_Electric_Howarth_2023_05_05 | 2032 | H2 Import - QC | Import | Hydrogen | MI | Dispatch-Import | VOM | 0 | [6 empty] | 0.6246 | 0
LCP_Inputs_ON_Electric_Howarth_2023_05_05 | 2032 | H2 Import - QC | Import | Hydrogen | NY | Dispatch-Import | EmissionsCost | 0 | [6 empty] | 0.6246 | 0
LCP_Inputs_ON_Electric_Howarth_2023_05_05 | 2032 | H2 Import - QC | Import | Hydrogen | NY | Dispatch-Import | FuelCost | 0 | [6 empty] | 0.6246 | 0
LCP_Inputs_ON_Electric_Howarth_2023_05_05 | 2032 | H2 Import - QC | Import | Hydrogen | NY | Dispatch-Import | VOM | 0 | [6 empty] | 0.6246 | 0
LCP_Inputs_ON_Electric_Howarth_2023_05_05 | 2032 | H2 Import - QC | Import | Hydrogen | ON | Dispatch-Import | EmissionsCost | 0 | [6 empty] | 0.6246 | 0
LCP_Inputs_ON_Electric_Howarth_2023_05_05 | 2032 | H2 Import - QC | Import | Hydrogen | ON | Dispatch-Import | FuelCost | 0 | [6 empty] | 0.6246 | 0
LCP_Inputs_ON_Electric_Howarth_2023_05_05 | 2032 | H2 Import - QC | Import | Hydrogen | ON | Dispatch-Import | VOM | 0 | [6 empty] | 0.6246 | 0
LCP_Inputs_ON_Electric_Howarth_2023_05_05 | 2032 | H2 Import - QC | Import | Hydrogen | PJ | Dispatch-Import | EmissionsCost | 0 | [6 empty] | 0.6246 | 0
LCP_Inputs_ON_Electric_Howarth_2023_05_05 | 2032 | H2 Import - QC | Import | Hydrogen | PJ | Dispatch-Import | FuelCost | 0 | [6 empty] | 0.6246 | 0
LCP_Inputs_ON_Electric_Howarth_2023_05_05 | 2032 | H2 Import - QC | Import | Hydrogen | PJ | Dispatch-Import | VOM | 0 | [6 empty] | 0.6246 | 0
LCP_Inputs_ON_Electric_Howarth_2023_05_05 | 2032 | H2 Import - QC | Import | Hydrogen | QC | Dispatch-Import | EmissionsCost | 0 | [6 empty] | 0.6246 | 0
LCP_Inputs_ON_Electric_Howarth_2023_05_05 | 2032 | H2 Import - QC | Import | Hydrogen | QC | Dispatch-Import | FuelCost | 0 | [6 empty] | 0.6246 | 0
LCP_Inputs_ON_Electric_Howarth_2023_05_05 | 2032 | H2 Import - QC | Import | Hydrogen | QC | Dispatch-Import | VOM | 0 | [6 empty] | 0.6246 | 0
LCP_Inputs_ON_Electric_Howarth_2023_05_05 | 2032 | H2 Import - QC | Import | Hydrogen | WC | Dispatch-Import | EmissionsCost | 0 | [6 empty] | 0.6246 | 0
LCP_Inputs_ON_Electric_Howarth_2023_05_05 | 2032 | H2 Import - QC | Import | Hydrogen | WC | Dispatch-Import | FuelCost | 0 | [6 empty] | 0.6246 | 0
LCP_Inputs_ON_Electric_Howarth_2023_05_05 | 2032 | H2 Import - QC | Import | Hydrogen | WC | Dispatch-Import | VOM | 0 | [6 empty] | 0.6246 | 0
LCP_Inputs_ON_Electric_Howarth_2023_05_05 | 2032 | H2 Import - WC | Import | Hydrogen | MI | Dispatch-Import | EmissionsCost | 0 | [6 empty] | 0.6246 | 0
LCP_Inputs_ON_Electric_Howarth_2023_05_05 | 2032 | H2 Import - WC | Import | Hydrogen | MI | Dispatch-Import | FuelCost | 0 | [6 empty] | 0.6246 | 0
LCP_Inputs_ON_Electric_Howarth_2023_05_05 | 2032 | H2 Import - WC | Import | Hydrogen | MI | Dispatch-Import | VOM | 0 | [6 empty] | 0.6246 | 0
LCP_Inputs_ON_Electric_Howarth_2023_05_05 | 2032 | H2 Import - WC | Import | Hydrogen | NY | Dispatch-Import | EmissionsCost | 0 | [6 empty] | 0.6246 | 0
LCP_Inputs_ON_Electric_Howarth_2023_05_05 | 2032 | H2 Import - WC | Import | Hydrogen | NY | Dispatch-Import | FuelCost | 0 | [6 empty] | 0.6246 | 0
LCP_Inputs_ON_Electric_Howarth_2023_05_05 | 2032 | H2 Import - WC | Import | Hydrogen | NY | Dispatch-Import | VOM | 0 | [6 empty] | 0.6246 | 0
LCP_Inputs_ON_Electric_Howarth_2023_05_05 | 2032 | H2 Import - WC | Import | Hydrogen | ON | Dispatch-Import | EmissionsCost | 0 | [6 empty] | 0.6246 | 0
LCP_Inputs_ON_Electric_Howarth_2023_05_05 | 2032 | H2 Import - WC | Import | Hydrogen | ON | Dispatch-Import | FuelCost | 0 | [6 empty] | 0.6246 | 0
LCP_Inputs_ON_Electric_Howarth_2023_05_05 | 2032 | H2 Import - WC | Import | Hydrogen | ON | Dispatch-Import | VOM | 0 | [6 empty] | 0.6246 | 0
LCP_Inputs_ON_Electric_Howarth_2023_05_05 | 2032 | H2 Import - WC | Import | Hydrogen | PJ | Dispatch-Import | EmissionsCost | 0 | [6 empty] | 0.6246 | 0
LCP_Inputs_ON_Electric_Howarth_2023_05_05 | 2032 | H2 Import - WC | Import | Hydrogen | PJ | Dispatch-Import | FuelCost | 0 | [6 empty] | 0.6246 | 0
LCP_Inputs_ON_Electric_Howarth_2023_05_05 | 2032 | H2 Import - WC | Import | Hydrogen | PJ | Dispatch-Import | VOM | 0 | [6 empty] | 0.6246 | 0
LCP_Inputs_ON_Electric_Howarth_2023_05_05 | 2032 | H2 Import - WC | Import | Hydrogen | QC | Dispatch-Import | EmissionsCost | 0 | [6 empty] | 0.6246 | 0
LCP_Inputs_ON_Electric_Howarth_2023_05_05 | 2032 | H2 Import - WC | Import | Hydrogen | QC | Dispatch-Import | FuelCost | 0 | [6 empty] | 0.6246 | 0
LCP_Inputs_ON_Electric_Howarth_2023_05_05 | 2032 | H2 Import - WC | Import | Hydrogen | QC | Dispatch-Import | VOM | 0 | [6 empty] | 0.6246 | 0
LCP_Inputs_ON_Electric_Howarth_2023_05_05 | 2032 | H2 Import - WC | Import | Hydrogen | WC | Dispatch-Import | EmissionsCost | 0 | [6 empty] | 0.6246 | 0
LCP_Inputs_ON_Electric_Howarth_2023_05_05 | 2032 | H2 Import - WC | Import | Hydrogen | WC | Dispatch-Import | FuelCost | 0 | [6 empty] | 0.6246 | 0
LCP_Inputs_ON_Electric_Howarth_2023_05_05 | 2032 | H2 Import - WC | Import | Hydrogen | WC | Dispatch-Import | VOM | 0 | [6 empty] | 0.6246 | 0
LCP_Inputs_ON_Electric_Howarth_2023_05_05 | 2032 | H2 Salt Cavern Storage - ON | Storage | Hydrogen | MI | Dispatch-Storage | EmissionsCost | 0 | [6 empty] | 0.6246 | 0
LCP_Inputs_ON_Electric_Howarth_2023_05_05 | 2032 | H2 Salt Cavern Storage - ON | Storage | Hydrogen | MI | Dispatch-Storage | FuelCost | 0 | [6 empty] | 0.6246 | 0
LCP_Inputs_ON_Electric_Howarth_2023_05_05 | 2032 | H2 Salt Cavern Storage - ON | Storage | Hydrogen | MI | Dispatch-Storage | VOM | 0 | [6 empty] | 0.6246 | 0
LCP_Inputs_ON_Electric_Howarth_2023_05_05 | 2032 | H2 Salt Cavern Storage - ON | Storage | Hydrogen | NY | Dispatch-Storage | EmissionsCost | 0 | [6 empty] | 0.6246 | 0
LCP_Inputs_ON_Electric_Howarth_2023_05_05 | 2032 | H2 Salt Cavern Storage - ON | Storage | Hydrogen | NY | Dispatch-Storage | FuelCost | 0 | [6 empty] | 0.6246 | 0
LCP_Inputs_ON_Electric_Howarth_2023_05_05 | 2032 | H2 Salt Cavern Storage - ON | Storage | Hydrogen | NY | Dispatch-Storage | VOM | 0 | [6 empty] | 0.6246 | 0
LCP_Inputs_ON_Electric_Howarth_2023_05_05 | 2032 | H2 Salt Cavern Storage - ON | Storage | Hydrogen | ON | Dispatch-Storage | EmissionsCost | 0 | [6 empty] | 0.6246 | 0
LCP_Inputs_ON_Electric_Howarth_2023_05_05 | 2032 | H2 Salt Cavern Storage - ON | Storage | Hydrogen | ON | Dispatch-Storage | FuelCost | 0 | [6 empty] | 0.6246 | 0
LCP_Inputs_ON_Electric_Howarth_2023_05_05 | 2032 | H2 Salt Cavern Storage - ON | Storage | Hydrogen | ON | Dispatch-Storage | VOM | 12116975.9484 | [6 empty] | 0.6246 | 7568227.4272
LCP_Inputs_ON_Electric_Howarth_2023_05_05 | 2032 | H2 Salt Cavern Storage - ON | Storage | Hydrogen | PJ | Dispatch-Storage | EmissionsCost | 0 | [6 empty] | 0.6246 | 0
LCP_Inputs_ON_Electric_Howarth_2023_05_05 | 2032 | H2 Salt Cavern Storage - ON | Storage | Hydrogen | PJ | Dispatch-Storage | FuelCost | 0 | [6 empty] | 0.6246 | 0
LCP_Inputs_ON_Electric_Howarth_2023_05_05 | 2032 | H2 Salt Cavern Storage - ON | Storage | Hydrogen | PJ | Dispatch-Storage | VOM | 0 | [6 empty] | 0.6246 | 0
LCP_Inputs_ON_Electric_Howarth_2023_05_05 | 2032 | H2 Salt Cavern Storage - ON | Storage | Hydrogen | QC | Dispatch-Storage | EmissionsCost | 0 | [6 empty] | 0.6246 | 0
LCP_Inputs_ON_Electric_Howarth_2023_05_05 | 2032 | H2 Salt Cavern Storage - ON | Storage | Hydrogen | QC | Dispatch-Storage | FuelCost | 0 | [6 empty] | 0.6246 | 0
LCP_Inputs_ON_Electric_Howarth_2023_05_05 | 2032 | H2 Salt Cavern Storage - ON | Storage | Hydrogen | QC | Dispatch-Storage | VOM | 0 | [6 empty] | 0.6246 | 0
LCP_Inputs_ON_Electric_Howarth_2023_05_05 | 2032 | H2 Salt Cavern Storage - ON | Storage | Hydrogen | WC | Dispatch-Storage | EmissionsCost | 0 | [6 empty] | 0.6246 | 0
LCP_Inputs_ON_Electric_Howarth_2023_05_05 | 2032 | H2 Salt Cavern Storage - ON | Storage | Hydrogen | WC | Dispatch-Storage | FuelCost | 0 | [6 empty] | 0.6246 | 0
LCP_Inputs_ON_Electric_Howarth_2023_05_05 | 2032 | H2 Salt Cavern Storage - ON | Storage | Hydrogen | WC | Dispatch-Storage | VOM | 0 | [6 empty] | 0.6246 | 0
LCP_Inputs_ON_Electric_Howarth_2023_05_05 | 2032 | Hydro | Generation | Electricity | MI | Dispatch-Generation | EmissionsCost | 0 | [6 empty] | 0.6246 | 0
LCP_Inputs_ON_Electric_Howarth_2023_05_05 | 2032 | Hydro | Generation | Electricity | MI | Dispatch-Generation | FuelCost | 0 | [6 empty] | 0.6246 | 0
LCP_Inputs_ON_Electric_Howarth_2023_05_05 | 2032 | Hydro | Generation | Electricity | MI | Dispatch-Generation | VOM | 0 | [6 empty] | 0.6246 | 0
LCP_Inputs_ON_Electric_Howarth_2023_05_05 | 2032 | Hydro | Generation | Electricity | NY | Dispatch-Generation | EmissionsCost | 0 | [6 empty] | 0.6246 | 0
LCP_Inputs_ON_Electric_Howarth_2023_05_05 | 2032 | Hydro | Generation | Electricity | NY | Dispatch-Generation | FuelCost | 0 | [6 empty] | 0.6246 | 0
LCP_Inputs_ON_Electric_Howarth_2023_05_05 | 2032 | Hydro | Generation | Electricity | NY | Dispatch-Generation | VOM | 0 | [6 empty] | 0.6246 | 0
LCP_Inputs_ON_Electric_Howarth_2023_05_05 | 2032 | Hydro | Generation | Electricity | ON | Dispatch-Generation | EmissionsCost | 0 | [6 empty] | 0.6246 | 0
LCP_Inputs_ON_Electric_Howarth_2023_05_05 | 2032 | Hydro | Generation | Electricity | ON | Dispatch-Generation | FuelCost | 0 | [6 empty] | 0.6246 | 0
LCP_Inputs_ON_Electric_Howarth_2023_05_05 | 2032 | Hydro | Generation | Electricity | ON | Dispatch-Generation | VOM | 0 | [6 empty] | 0.6246 | 0
LCP_Inputs_ON_Electric_Howarth_2023_05_05 | 2032 | Hydro | Generation | Electricity | PJ | Dispatch-Generation | EmissionsCost | 0 | [6 empty] | 0.6246 | 0
LCP_Inputs_ON_Electric_Howarth_2023_05_05 | 2032 | Hydro | Generation | Electricity | PJ | Dispatch-Generation | FuelCost | 0 | [6 empty] | 0.6246 | 0
LCP_Inputs_ON_Electric_Howarth_2023_05_05 | 2032 | Hydro | Generation | Electricity | PJ | Dispatch-Generation | VOM | 0 | [6 empty] | 0.6246 | 0
LCP_Inputs_ON_Electric_Howarth_2023_05_05 | 2032 | Hydro | Generation | Electricity | QC | Dispatch-Generation | EmissionsCost | 0 | [6 empty] | 0.6246 | 0
LCP_Inputs_ON_Electric_Howarth_2023_05_05 | 2032 | Hydro | Generation | Electricity | QC | Dispatch-Generation | FuelCost | 0 | [6 empty] | 0.6246 | 0
LCP_Inputs_ON_Electric_Howarth_2023_05_05 | 2032 | Hydro | Generation | Electricity | QC | Dispatch-Generation | VOM | 0 | [6 empty] | 0.6246 | 0
LCP_Inputs_ON_Electric_Howarth_2023_05_05 | 2032 | Hydro | Generation | Electricity | WC | Dispatch-Generation | EmissionsCost | 0 | [6 empty] | 0.6246 | 0
LCP_Inputs_ON_Electric_Howarth_2023_05_05 | 2032 | Hydro | Generation | Electricity | WC | Dispatch-Generation | FuelCost | 0 | [6 empty] | 0.6246 | 0
LCP_Inputs_ON_Electric_Howarth_2023_05_05 | 2032 | Hydro | Generation | Electricity | WC | Dispatch-Generation | VOM | 0 | [6 empty] | 0.6246 | 0
LCP_Inputs_ON_Electric_Howarth_2023_05_05 | 2032 | Hydro Pumped Storage | Storage | Electricity | MI | Dispatch-Storage | EmissionsCost | 0 | [6 empty] | 0.6246 | 0
LCP_Inputs_ON_Electric_Howarth_2023_05_05 | 2032 | Hydro Pumped Storage | Storage | Electricity | MI | Dispatch-Storage | FuelCost | 0 | [6 empty] | 0.6246 | 0
LCP_Inputs_ON_Electric_Howarth_2023_05_05 | 2032 | Hydro Pumped Storage | Storage | Electricity | MI | Dispatch-Storage | VOM | 0 | [6 empty] | 0.6246 | 0
LCP_Inputs_ON_Electric_Howarth_2023_05_05 | 2032 | Hydro Pumped Storage | Storage | Electricity | NY | Dispatch-Storage | EmissionsCost | 0 | [6 empty] | 0.6246 | 0
LCP_Inputs_ON_Electric_Howarth_2023_05_05 | 2032 | Hydro Pumped Storage | Storage | Electricity | NY | Dispatch-Storage | FuelCost | 0 | [6 empty] | 0.6246 | 0
LCP_Inputs_ON_Electric_Howarth_2023_05_05 | 2032 | Hydro Pumped Storage | Storage | Electricity | NY | Dispatch-Storage | VOM | 0 | [6 empty] | 0.6246 | 0
LCP_Inputs_ON_Electric_Howarth_2023_05_05 | 2032 | Hydro Pumped Storage | Storage | Electricity | ON | Dispatch-Storage | EmissionsCost | 0 | [6 empty] | 0.6246 | 0
LCP_Inputs_ON_Electric_Howarth_2023_05_05 | 2032 | Hydro Pumped Storage | Storage | Electricity | ON | Dispatch-Storage | FuelCost | 0 | [6 empty] | 0.6246 | 0
LCP_Inputs_ON_Electric_Howarth_2023_05_05 | 2032 | Hydro Pumped Storage | Storage | Electricity | ON | Dispatch-Storage | VOM | 0 | [6 empty] | 0.6246 | 0
LCP_Inputs_ON_Electric_Howarth_2023_05_05 | 2032 | Hydro Pumped Storage | Storage | Electricity | PJ | Dispatch-Storage | EmissionsCost | 0 | [6 empty] | 0.6246 | 0
LCP_Inputs_ON_Electric_Howarth_2023_05_05 | 2032 | Hydro Pumped Storage | Storage | Electricity | PJ | Dispatch-Storage | FuelCost | 0 | [6 empty] | 0.6246 | 0
LCP_Inputs_ON_Electric_Howarth_2023_05_05 | 2032 | Hydro Pumped Storage | Storage | Electricity | PJ | Dispatch-Storage | VOM | 0 | [6 empty] | 0.6246 | 0
LCP_Inputs_ON_Electric_Howarth_2023_05_05 | 2032 | Hydro Pumped Storage | Storage | Electricity | QC | Dispatch-Storage | EmissionsCost | 0 | [6 empty] | 0.6246 | 0
LCP_Inputs_ON_Electric_Howarth_2023_05_05 | 2032 | Hydro Pumped Storage | Storage | Electricity | QC | Dispatch-Storage | FuelCost | 0 | [6 empty] | 0.6246 | 0
LCP_Inputs_ON_Electric_Howarth_2023_05_05 | 2032 | Hydro Pumped Storage | Storage | Electricity | QC | Dispatch-Storage | VOM | 0 | [6 empty] | 0.6246 | 0
LCP_Inputs_ON_Electric_Howarth_2023_05_05 | 2032 | Hydro Pumped Storage | Storage | Electricity | WC | Dispatch-Storage | EmissionsCost | 0 | [6 empty] | 0.6246 | 0
LCP_Inputs_ON_Electric_Howarth_2023_05_05 | 2032 | Hydro Pumped Storage | Storage | Electricity | WC | Dispatch-Storage | FuelCost | 0 | [6 empty] | 0.6246 | 0
LCP_Inputs_ON_Electric_Howarth_2023_05_05 | 2032 | Hydro Pumped Storage | Storage | Electricity | WC | Dispatch-Storage | VOM | 0 | [6 empty] | 0.6246 | 0
LCP_Inputs_ON_Electric_Howarth_2023_05_05 | 2032 | Nuclear | Generation | Electricity | MI | Dispatch-Generation | EmissionsCost | 0 | [6 empty] | 0.6246 | 0
LCP_Inputs_ON_Electric_Howarth_2023_05_05 | 2032 | Nuclear | Generation | Electricity | MI | Dispatch-Generation | FuelCost | 0 | [6 empty] | 0.6246 | 0
LCP_Inputs_ON_Electric_Howarth_2023_05_05 | 2032 | Nuclear | Generation | Electricity | MI | Dispatch-Generation | VOM | 2762866296.96 | [6 empty] | 0.6246 | 1725678137.4654
LCP_Inputs_ON_Electric_Howarth_2023_05_05 | 2032 | Nuclear | Generation | Electricity | NY | Dispatch-Generation | EmissionsCost | 0 | [6 empty] | 0.6246 | 0
LCP_Inputs_ON_Electric_Howarth_2023_05_05 | 2032 | Nuclear | Generation | Electricity | NY | Dispatch-Generation | FuelCost | 0 | [6 empty] | 0.6246 | 0
LCP_Inputs_ON_Electric_Howarth_2023_05_05 | 2032 | Nuclear | Generation | Electricity | NY | Dispatch-Generation | VOM | 2246155230.144 | [6 empty] | 0.6246 | 1402941929.6468
LCP_Inputs_ON_Electric_Howarth_2023_05_05 | 2032 | Nuclear | Generation | Electricity | ON | Dispatch-Generation | EmissionsCost | 0 | [6 empty] | 0.6246 | 0
LCP_Inputs_ON_Electric_Howarth_2023_05_05 | 2032 | Nuclear | Generation | Electricity | ON | Dispatch-Generation | FuelCost | 0 | [6 empty] | 0.6246 | 0
LCP_Inputs_ON_Electric_Howarth_2023_05_05 | 2032 | Nuclear | Generation | Electricity | ON | Dispatch-Generation | VOM | 7240796912.4466 | [6 empty] | 0.6246 | 4522580388.1226
LCP_Inputs_ON_Electric_Howarth_2023_05_05 | 2032 | Nuclear | Generation | Electricity | PJ | Dispatch-Generation | EmissionsCost | 0 | [6 empty] | 0.6246 | 0
LCP_Inputs_ON_Electric_Howarth_2023_05_05 | 2032 | Nuclear | Generation | Electricity | PJ | Dispatch-Generation | FuelCost | 0 | [6 empty] | 0.6246 | 0
LCP_Inputs_ON_Electric_Howarth_2023_05_05 | 2032 | Nuclear | Generation | Electricity | PJ | Dispatch-Generation | VOM | 6401347648.6848 | [6 empty] | 0.6246 | 3998262854.7048
LCP_Inputs_ON_Electric_Howarth_2023_05_05 | 2032 | Nuclear | Generation | Electricity | QC | Dispatch-Generation | EmissionsCost | 0 | [6 empty] | 0.6246 | 0
LCP_Inputs_ON_Electric_Howarth_2023_05_05 | 2032 | Nuclear | Generation | Electricity | QC | Dispatch-Generation | FuelCost | 0 | [6 empty] | 0.6246 | 0
LCP_Inputs_ON_Electric_Howarth_2023_05_05 | 2032 | Nuclear | Generation | Electricity | QC | Dispatch-Generation | VOM | 0 | [6 empty] | 0.6246 | 0
LCP_Inputs_ON_Electric_Howarth_2023_05_05 | 2032 | Nuclear | Generation | Electricity | WC | Dispatch-Generation | EmissionsCost | 0 | [6 empty] | 0.6246 | 0
LCP_Inputs_ON_Electric_Howarth_2023_05_05 | 2032 | Nuclear | Generation | Electricity | WC | Dispatch-Generation | FuelCost | 0 | [6 empty] | 0.6246 | 0
LCP_Inputs_ON_Electric_Howarth_2023_05_05 | 2032 | Nuclear | Generation | Electricity | WC | Dispatch-Generation | VOM | 0 | [6 empty] | 0.6246 | 0
LCP_Inputs_ON_Electric_Howarth_2023_05_05 | 2032 | Nuclear SMR | Generation | Electricity | MI | Dispatch-Generation | EmissionsCost | 0 | [6 empty] | 0.6246 | 0
LCP_Inputs_ON_Electric_Howarth_2023_05_05 | 2032 | Nuclear SMR | Generation | Electricity | MI | Dispatch-Generation | FuelCost | 0 | [6 empty] | 0.6246 | 0
LCP_Inputs_ON_Electric_Howarth_2023_05_05 | 2032 | Nuclear SMR | Generation | Electricity | MI | Dispatch-Generation | VOM | 0 | [6 empty] | 0.6246 | 0
LCP_Inputs_ON_Electric_Howarth_2023_05_05 | 2032 | Nuclear SMR | Generation | Electricity | NY | Dispatch-Generation | EmissionsCost | 0 | [6 empty] | 0.6246 | 0
LCP_Inputs_ON_Electric_Howarth_2023_05_05 | 2032 | Nuclear SMR | Generation | Electricity | NY | Dispatch-Generation | FuelCost | 0 | [6 empty] | 0.6246 | 0
LCP_Inputs_ON_Electric_Howarth_2023_05_05 | 2032 | Nuclear SMR | Generation | Electricity | NY | Dispatch-Generation | VOM | 0 | [6 empty] | 0.6246 | 0
LCP_Inputs_ON_Electric_Howarth_2023_05_05 | 2032 | Nuclear SMR | Generation | Electricity | ON | Dispatch-Generation | EmissionsCost | 0 | [6 empty] | 0.6246 | 0
LCP_Inputs_ON_Electric_Howarth_2023_05_05 | 2032 | Nuclear SMR | Generation | Electricity | ON | Dispatch-Generation | FuelCost | 0 | [6 empty] | 0.6246 | 0
LCP_Inputs_ON_Electric_Howarth_2023_05_05 | 2032 | Nuclear SMR | Generation | Electricity | ON | Dispatch-Generation | VOM | 19039640.4 | [6 empty] | 0.6246 | 11892103.2189
LCP_Inputs_ON_Electric_Howarth_2023_05_05 | 2032 | Nuclear SMR | Generation | Electricity | PJ | Dispatch-Generation | EmissionsCost | 0 | [6 empty] | 0.6246 | 0
LCP_Inputs_ON_Electric_Howarth_2023_05_05 | 2032 | Nuclear SMR | Generation | Electricity | PJ | Dispatch-Generation | FuelCost | 0 | [6 empty] | 0.6246 | 0
LCP_Inputs_ON_Electric_Howarth_2023_05_05 | 2032 | Nuclear SMR | Generation | Electricity | PJ | Dispatch-Generation | VOM | 0 | [6 empty] | 0.6246 | 0
LCP_Inputs_ON_Electric_Howarth_2023_05_05 | 2032 | Nuclear SMR | Generation | Electricity | QC | Dispatch-Generation | EmissionsCost | 0 | [6 empty] | 0.6246 | 0
LCP_Inputs_ON_Electric_Howarth_2023_05_05 | 2032 | Nuclear SMR | Generation | Electricity | QC | Dispatch-Generation | FuelCost | 0 | [6 empty] | 0.6246 | 0
LCP_Inputs_ON_Electric_Howarth_2023_05_05 | 2032 | Nuclear SMR | Generation | Electricity | QC | Dispatch-Generation | VOM | 0 | [6 empty] | 0.6246 | 0
LCP_Inputs_ON_Electric_Howarth_2023_05_05 | 2032 | Nuclear SMR | Generation | Electricity | WC | Dispatch-Generation | EmissionsCost | 0 | [6 empty] | 0.6246 | 0
LCP_Inputs_ON_Electric_Howarth_2023_05_05 | 2032 | Nuclear SMR | Generation | Electricity | WC | Dispatch-Generation | FuelCost | 0 | [6 empty] | 0.6246 | 0
LCP_Inputs_ON_Electric_Howarth_2023_05_05 | 2032 | Nuclear SMR | Generation | Electricity | WC | Dispatch-Generation | VOM | 0 | [6 empty] | 0.6246 | 0
LCP_Inputs_ON_Electric_Howarth_2023_05_05 | 2032 | O/CCGT - CH4 Existing | Crossload | Electricity | MI | Dispatch-Crossload | EmissionsCost | 0 | [6 empty] | 0.6246 | 0
LCP_Inputs_ON_Electric_Howarth_2023_05_05 | 2032 | O/CCGT - CH4 Existing | Crossload | Electricity | MI | Dispatch-Crossload | FuelCost | 0 | [6 empty] | 0.6246 | 0
LCP_Inputs_ON_Electric_Howarth_2023_05_05 | 2032 | O/CCGT - CH4 Existing | Crossload | Electricity | MI | Dispatch-Crossload | VOM | 0 | [6 empty] | 0.6246 | 0
LCP_Inputs_ON_Electric_Howarth_2023_05_05 | 2032 | O/CCGT - CH4 Existing | Crossload | Electricity | NY | Dispatch-Crossload | EmissionsCost | 0 | [6 empty] | 0.6246 | 0
LCP_Inputs_ON_Electric_Howarth_2023_05_05 | 2032 | O/CCGT - CH4 Existing | Crossload | Electricity | NY | Dispatch-Crossload | FuelCost | 0 | [6 empty] | 0.6246 | 0
LCP_Inputs_ON_Electric_Howarth_2023_05_05 | 2032 | O/CCGT - CH4 Existing | Crossload | Electricity | NY | Dispatch-Crossload | VOM | 0 | [6 empty] | 0.6246 | 0
LCP_Inputs_ON_Electric_Howarth_2023_05_05 | 2032 | O/CCGT - CH4 Existing | Crossload | Electricity | ON | Dispatch-Crossload | EmissionsCost | 11165878.9802 | [6 empty] | 0.6246 | 6974175.067
LCP_Inputs_ON_Electric_Howarth_2023_05_05 | 2032 | O/CCGT - CH4 Existing | Crossload | Electricity | ON | Dispatch-Crossload | FuelCost | 0 | [6 empty] | 0.6246 | 0
LCP_Inputs_ON_Electric_Howarth_2023_05_05 | 2032 | O/CCGT - CH4 Existing | Crossload | Electricity | ON | Dispatch-Crossload | VOM | 405781.1348 | [6 empty] | 0.6246 | 253449.6996
LCP_Inputs_ON_Electric_Howarth_2023_05_05 | 2032 | O/CCGT - CH4 Existing | Crossload | Electricity | PJ | Dispatch-Crossload | EmissionsCost | 0 | [6 empty] | 0.6246 | 0
LCP_Inputs_ON_Electric_Howarth_2023_05_05 | 2032 | O/CCGT - CH4 Existing | Crossload | Electricity | PJ | Dispatch-Crossload | FuelCost | 0 | [6 empty] | 0.6246 | 0
LCP_Inputs_ON_Electric_Howarth_2023_05_05 | 2032 | O/CCGT - CH4 Existing | Crossload | Electricity | PJ | Dispatch-Crossload | VOM | 0 | [6 empty] | 0.6246 | 0
LCP_Inputs_ON_Electric_Howarth_2023_05_05 | 2032 | O/CCGT - CH4 Existing | Crossload | Electricity | QC | Dispatch-Crossload | EmissionsCost | 0 | [6 empty] | 0.6246 | 0
LCP_Inputs_ON_Electric_Howarth_2023_05_05 | 2032 | O/CCGT - CH4 Existing | Crossload | Electricity | QC | Dispatch-Crossload | FuelCost | 0 | [6 empty] | 0.6246 | 0
LCP_Inputs_ON_Electric_Howarth_2023_05_05 | 2032 | O/CCGT - CH4 Existing | Crossload | Electricity | QC | Dispatch-Crossload | VOM | 0 | [6 empty] | 0.6246 | 0
LCP_Inputs_ON_Electric_Howarth_2023_05_05 | 2032 | O/CCGT - CH4 Existing | Crossload | Electricity | WC | Dispatch-Crossload | EmissionsCost | 0 | [6 empty] | 0.6246 | 0
LCP_Inputs_ON_Electric_Howarth_2023_05_05 | 2032 | O/CCGT - CH4 Existing | Crossload | Electricity | WC | Dispatch-Crossload | FuelCost | 0 | [6 empty] | 0.6246 | 0
LCP_Inputs_ON_Electric_Howarth_2023_05_05 | 2032 | O/CCGT - CH4 Existing | Crossload | Electricity | WC | Dispatch-Crossload | VOM | 0 | [6 empty] | 0.6246 | 0
LCP_Inputs_ON_Electric_Howarth_2023_05_05 | 2032 | O/CCGT - CH4 New | Crossload | Electricity | MI | Dispatch-Crossload | EmissionsCost | 0 | [6 empty] | 0.6246 | 0
LCP_Inputs_ON_Electric_Howarth_2023_05_05 | 2032 | O/CCGT - CH4 New | Crossload | Electricity | MI | Dispatch-Crossload | FuelCost | 0 | [6 empty] | 0.6246 | 0
LCP_Inputs_ON_Electric_Howarth_2023_05_05 | 2032 | O/CCGT - CH4 New | Crossload | Electricity | MI | Dispatch-Crossload | VOM | 0 | [6 empty] | 0.6246 | 0
LCP_Inputs_ON_Electric_Howarth_2023_05_05 | 2032 | O/CCGT - CH4 New | Crossload | Electricity | NY | Dispatch-Crossload | EmissionsCost | 0 | [6 empty] | 0.6246 | 0
LCP_Inputs_ON_Electric_Howarth_2023_05_05 | 2032 | O/CCGT - CH4 New | Crossload | Electricity | NY | Dispatch-Crossload | FuelCost | 0 | [6 empty] | 0.6246 | 0
LCP_Inputs_ON_Electric_Howarth_2023_05_05 | 2032 | O/CCGT - CH4 New | Crossload | Electricity | NY | Dispatch-Crossload | VOM | 0 | [6 empty] | 0.6246 | 0
LCP_Inputs_ON_Electric_Howarth_2023_05_05 | 2032 | O/CCGT - CH4 New | Crossload | Electricity | ON | Dispatch-Crossload | EmissionsCost | 1023543.3464 | [6 empty] | 0.6246 | 639302.1543
LCP_Inputs_ON_Electric_Howarth_2023_05_05 | 2032 | O/CCGT - CH4 New | Crossload | Electricity | ON | Dispatch-Crossload | FuelCost | 0 | [6 empty] | 0.6246 | 0
LCP_Inputs_ON_Electric_Howarth_2023_05_05 | 2032 | O/CCGT - CH4 New | Crossload | Electricity | ON | Dispatch-Crossload | VOM | 37196.7654 | [6 empty] | 0.6246 | 23232.9899
LCP_Inputs_ON_Electric_Howarth_2023_05_05 | 2032 | O/CCGT - CH4 New | Crossload | Electricity | PJ | Dispatch-Crossload | EmissionsCost | 0 | [6 empty] | 0.6246 | 0
LCP_Inputs_ON_Electric_Howarth_2023_05_05 | 2032 | O/CCGT - CH4 New | Crossload | Electricity | PJ | Dispatch-Crossload | FuelCost | 0 | [6 empty] | 0.6246 | 0
LCP_Inputs_ON_Electric_Howarth_2023_05_05 | 2032 | O/CCGT - CH4 New | Crossload | Electricity | PJ | Dispatch-Crossload | VOM | 0 | [6 empty] | 0.6246 | 0
LCP_Inputs_ON_Electric_Howarth_2023_05_05 | 2032 | O/CCGT - CH4 New | Crossload | Electricity | QC | Dispatch-Crossload | EmissionsCost | 0 | [6 empty] | 0.6246 | 0
LCP_Inputs_ON_Electric_Howarth_2023_05_05 | 2032 | O/CCGT - CH4 New | Crossload | Electricity | QC | Dispatch-Crossload | FuelCost | 0 | [6 empty] | 0.6246 | 0
LCP_Inputs_ON_Electric_Howarth_2023_05_05 | 2032 | O/CCGT - CH4 New | Crossload | Electricity | QC | Dispatch-Crossload | VOM | 0 | [6 empty] | 0.6246 | 0
LCP_Inputs_ON_Electric_Howarth_2023_05_05 | 2032 | O/CCGT - CH4 New | Crossload | Electricity | WC | Dispatch-Crossload | EmissionsCost | 0 | [6 empty] | 0.6246 | 0
LCP_Inputs_ON_Electric_Howarth_2023_05_05 | 2032 | O/CCGT - CH4 New | Crossload | Electricity | WC | Dispatch-Crossload | FuelCost | 0 | [6 empty] | 0.6246 | 0
LCP_Inputs_ON_Electric_Howarth_2023_05_05 | 2032 | O/CCGT - CH4 New | Crossload | Electricity | WC | Dispatch-Crossload | VOM | 0 | [6 empty] | 0.6246 | 0
LCP_Inputs_ON_Electric_Howarth_2023_05_05 | 2032 | O/CCGT - H2 New | Crossload | Electricity | MI | Dispatch-Crossload | EmissionsCost | 0 | [6 empty] | 0.6246 | 0
LCP_Inputs_ON_Electric_Howarth_2023_05_05 | 2032 | O/CCGT - H2 New | Crossload | Electricity | MI | Dispatch-Crossload | FuelCost | 0 | [6 empty] | 0.6246 | 0
LCP_Inputs_ON_Electric_Howarth_2023_05_05 | 2032 | O/CCGT - H2 New | Crossload | Electricity | MI | Dispatch-Crossload | VOM | 0 | [6 empty] | 0.6246 | 0
LCP_Inputs_ON_Electric_Howarth_2023_05_05 | 2032 | O/CCGT - H2 New | Crossload | Electricity | NY | Dispatch-Crossload | EmissionsCost | 0 | [6 empty] | 0.6246 | 0
LCP_Inputs_ON_Electric_Howarth_2023_05_05 | 2032 | O/CCGT - H2 New | Crossload | Electricity | NY | Dispatch-Crossload | FuelCost | 0 | [6 empty] | 0.6246 | 0
LCP_Inputs_ON_Electric_Howarth_2023_05_05 | 2032 | O/CCGT - H2 New | Crossload | Electricity | NY | Dispatch-Crossload | VOM | 0 | [6 empty] | 0.6246 | 0
LCP_Inputs_ON_Electric_Howarth_2023_05_05 | 2032 | O/CCGT - H2 New | Crossload | Electricity | ON | Dispatch-Crossload | EmissionsCost | 0 | [6 empty] | 0.6246 | 0
LCP_Inputs_ON_Electric_Howarth_2023_05_05 | 2032 | O/CCGT - H2 New | Crossload | Electricity | ON | Dispatch-Crossload | FuelCost | 0 | [6 empty] | 0.6246 | 0
LCP_Inputs_ON_Electric_Howarth_2023_05_05 | 2032 | O/CCGT - H2 New | Crossload | Electricity | ON | Dispatch-Crossload | VOM | 13608.3219 | [6 empty] | 0.6246 | 8499.7177
LCP_Inputs_ON_Electric_Howarth_2023_05_05 | 2032 | O/CCGT - H2 New | Crossload | Electricity | PJ | Dispatch-Crossload | EmissionsCost | 0 | [6 empty] | 0.6246 | 0
LCP_Inputs_ON_Electric_Howarth_2023_05_05 | 2032 | O/CCGT - H2 New | Crossload | Electricity | PJ | Dispatch-Crossload | FuelCost | 0 | [6 empty] | 0.6246 | 0
LCP_Inputs_ON_Electric_Howarth_2023_05_05 | 2032 | O/CCGT - H2 New | Crossload | Electricity | PJ | Dispatch-Crossload | VOM | 0 | [6 empty] | 0.6246 | 0
LCP_Inputs_ON_Electric_Howarth_2023_05_05 | 2032 | O/CCGT - H2 New | Crossload | Electricity | QC | Dispatch-Crossload | EmissionsCost | 0 | [6 empty] | 0.6246 | 0
LCP_Inputs_ON_Electric_Howarth_2023_05_05 | 2032 | O/CCGT - H2 New | Crossload | Electricity | QC | Dispatch-Crossload | FuelCost | 0 | [6 empty] | 0.6246 | 0
LCP_Inputs_ON_Electric_Howarth_2023_05_05 | 2032 | O/CCGT - H2 New | Crossload | Electricity | QC | Dispatch-Crossload | VOM | 0 | [6 empty] | 0.6246 | 0
LCP_Inputs_ON_Electric_Howarth_2023_05_05 | 2032 | O/CCGT - H2 New | Crossload | Electricity | WC | Dispatch-Crossload | EmissionsCost | 0 | [6 empty] | 0.6246 | 0
LCP_Inputs_ON_Electric_Howarth_2023_05_05 | 2032 | O/CCGT - H2 New | Crossload | Electricity | WC | Dispatch-Crossload | FuelCost | 0 | [6 empty] | 0.6246 | 0
LCP_Inputs_ON_Electric_Howarth_2023_05_05 | 2032 | O/CCGT - H2 New | Crossload | Electricity | WC | Dispatch-Crossload | VOM | 0 | [6 empty] | 0.6246 | 0
LCP_Inputs_ON_Electric_Howarth_2023_05_05 | 2032 | SMR CCS | Generation | Hydrogen | MI | Dispatch-Generation | EmissionsCost | 0 | [6 empty] | 0.6246 | 0
LCP_Inputs_ON_Electric_Howarth_2023_05_05 | 2032 | SMR CCS | Generation | Hydrogen | MI | Dispatch-Generation | FuelCost | 0 | [6 empty] | 0.6246 | 0
LCP_Inputs_ON_Electric_Howarth_2023_05_05 | 2032 | SMR CCS | Generation | Hydrogen | MI | Dispatch-Generation | VOM | 0 | [6 empty] | 0.6246 | 0
LCP_Inputs_ON_Electric_Howarth_2023_05_05 | 2032 | SMR CCS | Generation | Hydrogen | NY | Dispatch-Generation | EmissionsCost | 0 | [6 empty] | 0.6246 | 0
LCP_Inputs_ON_Electric_Howarth_2023_05_05 | 2032 | SMR CCS | Generation | Hydrogen | NY | Dispatch-Generation | FuelCost | 0 | [6 empty] | 0.6246 | 0
LCP_Inputs_ON_Electric_Howarth_2023_05_05 | 2032 | SMR CCS | Generation | Hydrogen | NY | Dispatch-Generation | VOM | 0 | [6 empty] | 0.6246 | 0
LCP_Inputs_ON_Electric_Howarth_2023_05_05 | 2032 | SMR CCS | Generation | Hydrogen | ON | Dispatch-Generation | EmissionsCost | 534562683.9116 | [6 empty] | 0.6246 | 333886275.1868
LCP_Inputs_ON_Electric_Howarth_2023_05_05 | 2032 | SMR CCS | Generation | Hydrogen | ON | Dispatch-Generation | FuelCost | 210670439.8621 | [6 empty] | 0.6246 | 131584135.1716
LCP_Inputs_ON_Electric_Howarth_2023_05_05 | 2032 | SMR CCS | Generation | Hydrogen | ON | Dispatch-Generation | VOM | 0 | [6 empty] | 0.6246 | 0
LCP_Inputs_ON_Electric_Howarth_2023_05_05 | 2032 | SMR CCS | Generation | Hydrogen | PJ | Dispatch-Generation | EmissionsCost | 0 | [6 empty] | 0.6246 | 0
LCP_Inputs_ON_Electric_Howarth_2023_05_05 | 2032 | SMR CCS | Generation | Hydrogen | PJ | Dispatch-Generation | FuelCost | 0 | [6 empty] | 0.6246 | 0
LCP_Inputs_ON_Electric_Howarth_2023_05_05 | 2032 | SMR CCS | Generation | Hydrogen | PJ | Dispatch-Generation | VOM | 0 | [6 empty] | 0.6246 | 0
LCP_Inputs_ON_Electric_Howarth_2023_05_05 | 2032 | SMR CCS | Generation | Hydrogen | QC | Dispatch-Generation | EmissionsCost | 0 | [6 empty] | 0.6246 | 0
LCP_Inputs_ON_Electric_Howarth_2023_05_05 | 2032 | SMR CCS | Generation | Hydrogen | QC | Dispatch-Generation | FuelCost | 0 | [6 empty] | 0.6246 | 0
LCP_Inputs_ON_Electric_Howarth_2023_05_05 | 2032 | SMR CCS | Generation | Hydrogen | QC | Dispatch-Generation | VOM | 0 | [6 empty] | 0.6246 | 0
LCP_Inputs_ON_Electric_Howarth_2023_05_05 | 2032 | SMR CCS | Generation | Hydrogen | WC | Dispatch-Generation | EmissionsCost | 0 | [6 empty] | 0.6246 | 0
LCP_Inputs_ON_Electric_Howarth_2023_05_05 | 2032 | SMR CCS | Generation | Hydrogen | WC | Dispatch-Generation | FuelCost | 0 | [6 empty] | 0.6246 | 0
LCP_Inputs_ON_Electric_Howarth_2023_05_05 | 2032 | SMR CCS | Generation | Hydrogen | WC | Dispatch-Generation | VOM | 0 | [6 empty] | 0.6246 | 0
LCP_Inputs_ON_Electric_Howarth_2023_05_05 | 2032 | Solar PV | Generation | Electricity | MI | Dispatch-Generation | EmissionsCost | 0 | [6 empty] | 0.6246 | 0
LCP_Inputs_ON_Electric_Howarth_2023_05_05 | 2032 | Solar PV | Generation | Electricity | MI | Dispatch-Generation | FuelCost | 0 | [6 empty] | 0.6246 | 0
LCP_Inputs_ON_Electric_Howarth_2023_05_05 | 2032 | Solar PV | Generation | Electricity | MI | Dispatch-Generation | VOM | 0 | [6 empty] | 0.6246 | 0
LCP_Inputs_ON_Electric_Howarth_2023_05_05 | 2032 | Solar PV | Generation | Electricity | NY | Dispatch-Generation | EmissionsCost | 0 | [6 empty] | 0.6246 | 0
LCP_Inputs_ON_Electric_Howarth_2023_05_05 | 2032 | Solar PV | Generation | Electricity | NY | Dispatch-Generation | FuelCost | 0 | [6 empty] | 0.6246 | 0
LCP_Inputs_ON_Electric_Howarth_2023_05_05 | 2032 | Solar PV | Generation | Electricity | NY | Dispatch-Generation | VOM | 0 | [6 empty] | 0.6246 | 0
LCP_Inputs_ON_Electric_Howarth_2023_05_05 | 2032 | Solar PV | Generation | Electricity | ON | Dispatch-Generation | EmissionsCost | 0 | [6 empty] | 0.6246 | 0
LCP_Inputs_ON_Electric_Howarth_2023_05_05 | 2032 | Solar PV | Generation | Electricity | ON | Dispatch-Generation | FuelCost | 0 | [6 empty] | 0.6246 | 0
LCP_Inputs_ON_Electric_Howarth_2023_05_05 | 2032 | Solar PV | Generation | Electricity | ON | Dispatch-Generation | VOM | 0 | [6 empty] | 0.6246 | 0
LCP_Inputs_ON_Electric_Howarth_2023_05_05 | 2032 | Solar PV | Generation | Electricity | PJ | Dispatch-Generation | EmissionsCost | 0 | [6 empty] | 0.6246 | 0
LCP_Inputs_ON_Electric_Howarth_2023_05_05 | 2032 | Solar PV | Generation | Electricity | PJ | Dispatch-Generation | FuelCost | 0 | [6 empty] | 0.6246 | 0
LCP_Inputs_ON_Electric_Howarth_2023_05_05 | 2032 | Solar PV | Generation | Electricity | PJ | Dispatch-Generation | VOM | 0 | [6 empty] | 0.6246 | 0
LCP_Inputs_ON_Electric_Howarth_2023_05_05 | 2032 | Solar PV | Generation | Electricity | QC | Dispatch-Generation | EmissionsCost | 0 | [6 empty] | 0.6246 | 0
LCP_Inputs_ON_Electric_Howarth_2023_05_05 | 2032 | Solar PV | Generation | Electricity | QC | Dispatch-Generation | FuelCost | 0 | [6 empty] | 0.6246 | 0
LCP_Inputs_ON_Electric_Howarth_2023_05_05 | 2032 | Solar PV | Generation | Electricity | QC | Dispatch-Generation | VOM | 0 | [6 empty] | 0.6246 | 0
LCP_Inputs_ON_Electric_Howarth_2023_05_05 | 2032 | Solar PV | Generation | Electricity | WC | Dispatch-Generation | EmissionsCost | 0 | [6 empty] | 0.6246 | 0
LCP_Inputs_ON_Electric_Howarth_2023_05_05 | 2032 | Solar PV | Generation | Electricity | WC | Dispatch-Generation | FuelCost | 0 | [6 empty] | 0.6246 | 0
LCP_Inputs_ON_Electric_Howarth_2023_05_05 | 2032 | Solar PV | Generation | Electricity | WC | Dispatch-Generation | VOM | 0 | [6 empty] | 0.6246 | 0
LCP_Inputs_ON_Electric_Howarth_2023_05_05 | 2032 | Wind Offshore | Generation | Electricity | MI | Dispatch-Generation | EmissionsCost | 0 | [6 empty] | 0.6246 | 0
LCP_Inputs_ON_Electric_Howarth_2023_05_05 | 2032 | Wind Offshore | Generation | Electricity | MI | Dispatch-Generation | FuelCost | 0 | [6 empty] | 0.6246 | 0
LCP_Inputs_ON_Electric_Howarth_2023_05_05 | 2032 | Wind Offshore | Generation | Electricity | MI | Dispatch-Generation | VOM | 0 | [6 empty] | 0.6246 | 0
LCP_Inputs_ON_Electric_Howarth_2023_05_05 | 2032 | Wind Offshore | Generation | Electricity | NY | Dispatch-Generation | EmissionsCost | 0 | [6 empty] | 0.6246 | 0
LCP_Inputs_ON_Electric_Howarth_2023_05_05 | 2032 | Wind Offshore | Generation | Electricity | NY | Dispatch-Generation | FuelCost | 0 | [6 empty] | 0.6246 | 0
LCP_Inputs_ON_Electric_Howarth_2023_05_05 | 2032 | Wind Offshore | Generation | Electricity | NY | Dispatch-Generation | VOM | 0 | [6 empty] | 0.6246 | 0
LCP_Inputs_ON_Electric_Howarth_2023_05_05 | 2032 | Wind Offshore | Generation | Electricity | ON | Dispatch-Generation | EmissionsCost | 0 | [6 empty] | 0.6246 | 0
LCP_Inputs_ON_Electric_Howarth_2023_05_05 | 2032 | Wind Offshore | Generation | Electricity | ON | Dispatch-Generation | FuelCost | 0 | [6 empty] | 0.6246 | 0
LCP_Inputs_ON_Electric_Howarth_2023_05_05 | 2032 | Wind Offshore | Generation | Electricity | ON | Dispatch-Generation | VOM | 0 | [6 empty] | 0.6246 | 0
LCP_Inputs_ON_Electric_Howarth_2023_05_05 | 2032 | Wind Offshore | Generation | Electricity | PJ | Dispatch-Generation | EmissionsCost | 0 | [6 empty] | 0.6246 | 0
LCP_Inputs_ON_Electric_Howarth_2023_05_05 | 2032 | Wind Offshore | Generation | Electricity | PJ | Dispatch-Generation | FuelCost | 0 | [6 empty] | 0.6246 | 0
LCP_Inputs_ON_Electric_Howarth_2023_05_05 | 2032 | Wind Offshore | Generation | Electricity | PJ | Dispatch-Generation | VOM | 0 | [6 empty] | 0.6246 | 0
LCP_Inputs_ON_Electric_Howarth_2023_05_05 | 2032 | Wind Offshore | Generation | Electricity | QC | Dispatch-Generation | EmissionsCost | 0 | [6 empty] | 0.6246 | 0
LCP_Inputs_ON_Electric_Howarth_2023_05_05 | 2032 | Wind Offshore | Generation | Electricity | QC | Dispatch-Generation | FuelCost | 0 | [6 empty] | 0.6246 | 0
LCP_Inputs_ON_Electric_Howarth_2023_05_05 | 2032 | Wind Offshore | Generation | Electricity | QC | Dispatch-Generation | VOM | 0 | [6 empty] | 0.6246 | 0
LCP_Inputs_ON_Electric_Howarth_2023_05_05 | 2032 | Wind Offshore | Generation | Electricity | WC | Dispatch-Generation | EmissionsCost | 0 | [6 empty] | 0.6246 | 0
LCP_Inputs_ON_Electric_Howarth_2023_05_05 | 2032 | Wind Offshore | Generation | Electricity | WC | Dispatch-Generation | FuelCost | 0 | [6 empty] | 0.6246 | 0
LCP_Inputs_ON_Electric_Howarth_2023_05_05 | 2032 | Wind Offshore | Generation | Electricity | WC | Dispatch-Generation | VOM | 0 | [6 empty] | 0.6246 | 0
LCP_Inputs_ON_Electric_Howarth_2023_05_05 | 2032 | Wind Onshore | Generation | Electricity | MI | Dispatch-Generation | EmissionsCost | 0 | [6 empty] | 0.6246 | 0
LCP_Inputs_ON_Electric_Howarth_2023_05_05 | 2032 | Wind Onshore | Generation | Electricity | MI | Dispatch-Generation | FuelCost | 0 | [6 empty] | 0.6246 | 0
LCP_Inputs_ON_Electric_Howarth_2023_05_05 | 2032 | Wind Onshore | Generation | Electricity | MI | Dispatch-Generation | VOM | 0 | [6 empty] | 0.6246 | 0
LCP_Inputs_ON_Electric_Howarth_2023_05_05 | 2032 | Wind Onshore | Generation | Electricity | NY | Dispatch-Generation | EmissionsCost | 0 | [6 empty] | 0.6246 | 0
LCP_Inputs_ON_Electric_Howarth_2023_05_05 | 2032 | Wind Onshore | Generation | Electricity | NY | Dispatch-Generation | FuelCost | 0 | [6 empty] | 0.6246 | 0
LCP_Inputs_ON_Electric_Howarth_2023_05_05 | 2032 | Wind Onshore | Generation | Electricity | NY | Dispatch-Generation | VOM | 0 | [6 empty] | 0.6246 | 0
LCP_Inputs_ON_Electric_Howarth_2023_05_05 | 2032 | Wind Onshore | Generation | Electricity | ON | Dispatch-Generation | EmissionsCost | 0 | [6 empty] | 0.6246 | 0
LCP_Inputs_ON_Electric_Howarth_2023_05_05 | 2032 | Wind Onshore | Generation | Electricity | ON | Dispatch-Generation | FuelCost | 0 | [6 empty] | 0.6246 | 0
LCP_Inputs_ON_Electric_Howarth_2023_05_05 | 2032 | Wind Onshore | Generation | Electricity | ON | Dispatch-Generation | VOM | 0 | [6 empty] | 0.6246 | 0
LCP_Inputs_ON_Electric_Howarth_2023_05_05 | 2032 | Wind Onshore | Generation | Electricity | PJ | Dispatch-Generation | EmissionsCost | 0 | [6 empty] | 0.6246 | 0
LCP_Inputs_ON_Electric_Howarth_2023_05_05 | 2032 | Wind Onshore | Generation | Electricity | PJ | Dispatch-Generation | FuelCost | 0 | [6 empty] | 0.6246 | 0
LCP_Inputs_ON_Electric_Howarth_2023_05_05 | 2032 | Wind Onshore | Generation | Electricity | PJ | Dispatch-Generation | VOM | 0 | [6 empty] | 0.6246 | 0
LCP_Inputs_ON_Electric_Howarth_2023_05_05 | 2032 | Wind Onshore | Generation | Electricity | QC | Dispatch-Generation | EmissionsCost | 0 | [6 empty] | 0.6246 | 0
LCP_Inputs_ON_Electric_Howarth_2023_05_05 | 2032 | Wind Onshore | Generation | Electricity | QC | Dispatch-Generation | FuelCost | 0 | [6 empty] | 0.6246 | 0
LCP_Inputs_ON_Electric_Howarth_2023_05_05 | 2032 | Wind Onshore | Generation | Electricity | QC | Dispatch-Generation | VOM | 0 | [6 empty] | 0.6246 | 0
LCP_Inputs_ON_Electric_Howarth_2023_05_05 | 2032 | Wind Onshore | Generation | Electricity | WC | Dispatch-Generation | EmissionsCost | 0 | [6 empty] | 0.6246 | 0
LCP_Inputs_ON_Electric_Howarth_2023_05_05 | 2032 | Wind Onshore | Generation | Electricity | WC | Dispatch-Generation | FuelCost | 0 | [6 empty] | 0.6246 | 0
LCP_Inputs_ON_Electric_Howarth_2023_05_05 | 2032 | Wind Onshore | Generation | Electricity | WC | Dispatch-Generation | VOM | 0 | [6 empty] | 0.6246 | 0
LCP_Inputs_ON_Electric_Howarth_2023_05_05 | 2033 | Anaerobic Digestion | Generation | Methane | MI | Dispatch-Generation | EmissionsCost | 0 | [6 empty] | 0.60057 | 0
LCP_Inputs_ON_Electric_Howarth_2023_05_05 | 2033 | Anaerobic Digestion | Generation | Methane | MI | Dispatch-Generation | FuelCost | 0 | [6 empty] | 0.60057 | 0
LCP_Inputs_ON_Electric_Howarth_2023_05_05 | 2033 | Anaerobic Digestion | Generation | Methane | MI | Dispatch-Generation | VOM | 0 | [6 empty] | 0.60057 | 0
LCP_Inputs_ON_Electric_Howarth_2023_05_05 | 2033 | Anaerobic Digestion | Generation | Methane | NY | Dispatch-Generation | EmissionsCost | 0 | [6 empty] | 0.60057 | 0
LCP_Inputs_ON_Electric_Howarth_2023_05_05 | 2033 | Anaerobic Digestion | Generation | Methane | NY | Dispatch-Generation | FuelCost | 0 | [6 empty] | 0.60057 | 0
LCP_Inputs_ON_Electric_Howarth_2023_05_05 | 2033 | Anaerobic Digestion | Generation | Methane | NY | Dispatch-Generation | VOM | 0 | [6 empty] | 0.60057 | 0
LCP_Inputs_ON_Electric_Howarth_2023_05_05 | 2033 | Anaerobic Digestion | Generation | Methane | ON | Dispatch-Generation | EmissionsCost | 0 | [6 empty] | 0.60057 | 0
LCP_Inputs_ON_Electric_Howarth_2023_05_05 | 2033 | Anaerobic Digestion | Generation | Methane | ON | Dispatch-Generation | FuelCost | 0 | [6 empty] | 0.60057 | 0
LCP_Inputs_ON_Electric_Howarth_2023_05_05 | 2033 | Anaerobic Digestion | Generation | Methane | ON | Dispatch-Generation | VOM | 0 | [6 empty] | 0.60057 | 0
LCP_Inputs_ON_Electric_Howarth_2023_05_05 | 2033 | Anaerobic Digestion | Generation | Methane | PJ | Dispatch-Generation | EmissionsCost | 0 | [6 empty] | 0.60057 | 0
LCP_Inputs_ON_Electric_Howarth_2023_05_05 | 2033 | Anaerobic Digestion | Generation | Methane | PJ | Dispatch-Generation | FuelCost | 0 | [6 empty] | 0.60057 | 0
LCP_Inputs_ON_Electric_Howarth_2023_05_05 | 2033 | Anaerobic Digestion | Generation | Methane | PJ | Dispatch-Generation | VOM | 0 | [6 empty] | 0.60057 | 0
LCP_Inputs_ON_Electric_Howarth_2023_05_05 | 2033 | Anaerobic Digestion | Generation | Methane | QC | Dispatch-Generation | EmissionsCost | 0 | [6 empty] | 0.60057 | 0
LCP_Inputs_ON_Electric_Howarth_2023_05_05 | 2033 | Anaerobic Digestion | Generation | Methane | QC | Dispatch-Generation | FuelCost | 0 | [6 empty] | 0.60057 | 0
LCP_Inputs_ON_Electric_Howarth_2023_05_05 | 2033 | Anaerobic Digestion | Generation | Methane | QC | Dispatch-Generation | VOM | 0 | [6 empty] | 0.60057 | 0
LCP_Inputs_ON_Electric_Howarth_2023_05_05 | 2033 | Anaerobic Digestion | Generation | Methane | WC | Dispatch-Generation | EmissionsCost | 0 | [6 empty] | 0.60057 | 0
LCP_Inputs_ON_Electric_Howarth_2023_05_05 | 2033 | Anaerobic Digestion | Generation | Methane | WC | Dispatch-Generation | FuelCost | 0 | [6 empty] | 0.60057 | 0
LCP_Inputs_ON_Electric_Howarth_2023_05_05 | 2033 | Anaerobic Digestion | Generation | Methane | WC | Dispatch-Generation | VOM | 0 | [6 empty] | 0.60057 | 0
LCP_Inputs_ON_Electric_Howarth_2023_05_05 | 2033 | Battery Storage | Storage | Electricity | MI | Dispatch-Storage | EmissionsCost | 0 | [6 empty] | 0.60057 | 0
LCP_Inputs_ON_Electric_Howarth_2023_05_05 | 2033 | Battery Storage | Storage | Electricity | MI | Dispatch-Storage | FuelCost | 0 | [6 empty] | 0.60057 | 0
LCP_Inputs_ON_Electric_Howarth_2023_05_05 | 2033 | Battery Storage | Storage | Electricity | MI | Dispatch-Storage | VOM | 0 | [6 empty] | 0.60057 | 0
LCP_Inputs_ON_Electric_Howarth_2023_05_05 | 2033 | Battery Storage | Storage | Electricity | NY | Dispatch-Storage | EmissionsCost | 0 | [6 empty] | 0.60057 | 0
LCP_Inputs_ON_Electric_Howarth_2023_05_05 | 2033 | Battery Storage | Storage | Electricity | NY | Dispatch-Storage | FuelCost | 0 | [6 empty] | 0.60057 | 0
LCP_Inputs_ON_Electric_Howarth_2023_05_05 | 2033 | Battery Storage | Storage | Electricity | NY | Dispatch-Storage | VOM | 0 | [6 empty] | 0.60057 | 0
LCP_Inputs_ON_Electric_Howarth_2023_05_05 | 2033 | Battery Storage | Storage | Electricity | ON | Dispatch-Storage | EmissionsCost | 0 | [6 empty] | 0.60057 | 0
LCP_Inputs_ON_Electric_Howarth_2023_05_05 | 2033 | Battery Storage | Storage | Electricity | ON | Dispatch-Storage | FuelCost | 0 | [6 empty] | 0.60057 | 0
LCP_Inputs_ON_Electric_Howarth_2023_05_05 | 2033 | Battery Storage | Storage | Electricity | ON | Dispatch-Storage | VOM | 0 | [6 empty] | 0.60057 | 0
LCP_Inputs_ON_Electric_Howarth_2023_05_05 | 2033 | Battery Storage | Storage | Electricity | PJ | Dispatch-Storage | EmissionsCost | 0 | [6 empty] | 0.60057 | 0
LCP_Inputs_ON_Electric_Howarth_2023_05_05 | 2033 | Battery Storage | Storage | Electricity | PJ | Dispatch-Storage | FuelCost | 0 | [6 empty] | 0.60057 | 0
LCP_Inputs_ON_Electric_Howarth_2023_05_05 | 2033 | Battery Storage | Storage | Electricity | PJ | Dispatch-Storage | VOM | 0 | [6 empty] | 0.60057 | 0
LCP_Inputs_ON_Electric_Howarth_2023_05_05 | 2033 | Battery Storage | Storage | Electricity | QC | Dispatch-Storage | EmissionsCost | 0 | [6 empty] | 0.60057 | 0
LCP_Inputs_ON_Electric_Howarth_2023_05_05 | 2033 | Battery Storage | Storage | Electricity | QC | Dispatch-Storage | FuelCost | 0 | [6 empty] | 0.60057 | 0
LCP_Inputs_ON_Electric_Howarth_2023_05_05 | 2033 | Battery Storage | Storage | Electricity | QC | Dispatch-Storage | VOM | 0 | [6 empty] | 0.60057 | 0
LCP_Inputs_ON_Electric_Howarth_2023_05_05 | 2033 | Battery Storage | Storage | Electricity | WC | Dispatch-Storage | EmissionsCost | 0 | [6 empty] | 0.60057 | 0
LCP_Inputs_ON_Electric_Howarth_2023_05_05 | 2033 | Battery Storage | Storage | Electricity | WC | Dispatch-Storage | FuelCost | 0 | [6 empty] | 0.60057 | 0
LCP_Inputs_ON_Electric_Howarth_2023_05_05 | 2033 | Battery Storage | Storage | Electricity | WC | Dispatch-Storage | VOM | 0 | [6 empty] | 0.60057 | 0
LCP_Inputs_ON_Electric_Howarth_2023_05_05 | 2033 | Biomass | Generation | Electricity | MI | Dispatch-Generation | EmissionsCost | 0 | [6 empty] | 0.60057 | 0
LCP_Inputs_ON_Electric_Howarth_2023_05_05 | 2033 | Biomass | Generation | Electricity | MI | Dispatch-Generation | FuelCost | 0 | [6 empty] | 0.60057 | 0
LCP_Inputs_ON_Electric_Howarth_2023_05_05 | 2033 | Biomass | Generation | Electricity | MI | Dispatch-Generation | VOM | 0 | [6 empty] | 0.60057 | 0
LCP_Inputs_ON_Electric_Howarth_2023_05_05 | 2033 | Biomass | Generation | Electricity | NY | Dispatch-Generation | EmissionsCost | 0 | [6 empty] | 0.60057 | 0
LCP_Inputs_ON_Electric_Howarth_2023_05_05 | 2033 | Biomass | Generation | Electricity | NY | Dispatch-Generation | FuelCost | 0 | [6 empty] | 0.60057 | 0
LCP_Inputs_ON_Electric_Howarth_2023_05_05 | 2033 | Biomass | Generation | Electricity | NY | Dispatch-Generation | VOM | 0 | [6 empty] | 0.60057 | 0
LCP_Inputs_ON_Electric_Howarth_2023_05_05 | 2033 | Biomass | Generation | Electricity | ON | Dispatch-Generation | EmissionsCost | 0 | [6 empty] | 0.60057 | 0
LCP_Inputs_ON_Electric_Howarth_2023_05_05 | 2033 | Biomass | Generation | Electricity | ON | Dispatch-Generation | FuelCost | 2498962.9091 | [6 empty] | 0.60057 | 1500812.3654
LCP_Inputs_ON_Electric_Howarth_2023_05_05 | 2033 | Biomass | Generation | Electricity | ON | Dispatch-Generation | VOM | 32070.024 | [6 empty] | 0.60057 | 19260.4254
LCP_Inputs_ON_Electric_Howarth_2023_05_05 | 2033 | Biomass | Generation | Electricity | PJ | Dispatch-Generation | EmissionsCost | 0 | [6 empty] | 0.60057 | 0
LCP_Inputs_ON_Electric_Howarth_2023_05_05 | 2033 | Biomass | Generation | Electricity | PJ | Dispatch-Generation | FuelCost | 0 | [6 empty] | 0.60057 | 0
LCP_Inputs_ON_Electric_Howarth_2023_05_05 | 2033 | Biomass | Generation | Electricity | PJ | Dispatch-Generation | VOM | 0 | [6 empty] | 0.60057 | 0
LCP_Inputs_ON_Electric_Howarth_2023_05_05 | 2033 | Biomass | Generation | Electricity | QC | Dispatch-Generation | EmissionsCost | 0 | [6 empty] | 0.60057 | 0
LCP_Inputs_ON_Electric_Howarth_2023_05_05 | 2033 | Biomass | Generation | Electricity | QC | Dispatch-Generation | FuelCost | 468241.9815 | [6 empty] | 0.60057 | 281214.0002
LCP_Inputs_ON_Electric_Howarth_2023_05_05 | 2033 | Biomass | Generation | Electricity | QC | Dispatch-Generation | VOM | 6009.1054 | [6 empty] | 0.60057 | 3608.913
LCP_Inputs_ON_Electric_Howarth_2023_05_05 | 2033 | Biomass | Generation | Electricity | WC | Dispatch-Generation | EmissionsCost | 0 | [6 empty] | 0.60057 | 0
LCP_Inputs_ON_Electric_Howarth_2023_05_05 | 2033 | Biomass | Generation | Electricity | WC | Dispatch-Generation | FuelCost | 0 | [6 empty] | 0.60057 | 0
LCP_Inputs_ON_Electric_Howarth_2023_05_05 | 2033 | Biomass | Generation | Electricity | WC | Dispatch-Generation | VOM | 0 | [6 empty] | 0.60057 | 0
LCP_Inputs_ON_Electric_Howarth_2023_05_05 | 2033 | Biomass + CCS | Generation | Electricity | MI | Dispatch-Generation | EmissionsCost | 0 | [6 empty] | 0.60057 | 0
LCP_Inputs_ON_Electric_Howarth_2023_05_05 | 2033 | Biomass + CCS | Generation | Electricity | MI | Dispatch-Generation | FuelCost | 0 | [6 empty] | 0.60057 | 0
LCP_Inputs_ON_Electric_Howarth_2023_05_05 | 2033 | Biomass + CCS | Generation | Electricity | MI | Dispatch-Generation | VOM | 0 | [6 empty] | 0.60057 | 0
LCP_Inputs_ON_Electric_Howarth_2023_05_05 | 2033 | Biomass + CCS | Generation | Electricity | NY | Dispatch-Generation | EmissionsCost | 0 | [6 empty] | 0.60057 | 0
LCP_Inputs_ON_Electric_Howarth_2023_05_05 | 2033 | Biomass + CCS | Generation | Electricity | NY | Dispatch-Generation | FuelCost | 0 | [6 empty] | 0.60057 | 0
LCP_Inputs_ON_Electric_Howarth_2023_05_05 | 2033 | Biomass + CCS | Generation | Electricity | NY | Dispatch-Generation | VOM | 0 | [6 empty] | 0.60057 | 0
LCP_Inputs_ON_Electric_Howarth_2023_05_05 | 2033 | Biomass + CCS | Generation | Electricity | ON | Dispatch-Generation | EmissionsCost | 0 | [6 empty] | 0.60057 | 0
LCP_Inputs_ON_Electric_Howarth_2023_05_05 | 2033 | Biomass + CCS | Generation | Electricity | ON | Dispatch-Generation | FuelCost | 0 | [6 empty] | 0.60057 | 0
LCP_Inputs_ON_Electric_Howarth_2023_05_05 | 2033 | Biomass + CCS | Generation | Electricity | ON | Dispatch-Generation | VOM | 0 | [6 empty] | 0.60057 | 0
LCP_Inputs_ON_Electric_Howarth_2023_05_05 | 2033 | Biomass + CCS | Generation | Electricity | PJ | Dispatch-Generation | EmissionsCost | 0 | [6 empty] | 0.60057 | 0
LCP_Inputs_ON_Electric_Howarth_2023_05_05 | 2033 | Biomass + CCS | Generation | Electricity | PJ | Dispatch-Generation | FuelCost | 0 | [6 empty] | 0.60057 | 0
LCP_Inputs_ON_Electric_Howarth_2023_05_05 | 2033 | Biomass + CCS | Generation | Electricity | PJ | Dispatch-Generation | VOM | 0 | [6 empty] | 0.60057 | 0
LCP_Inputs_ON_Electric_Howarth_2023_05_05 | 2033 | Biomass + CCS | Generation | Electricity | QC | Dispatch-Generation | EmissionsCost | 0 | [6 empty] | 0.60057 | 0
LCP_Inputs_ON_Electric_Howarth_2023_05_05 | 2033 | Biomass + CCS | Generation | Electricity | QC | Dispatch-Generation | FuelCost | 0 | [6 empty] | 0.60057 | 0
LCP_Inputs_ON_Electric_Howarth_2023_05_05 | 2033 | Biomass + CCS | Generation | Electricity | QC | Dispatch-Generation | VOM | 0 | [6 empty] | 0.60057 | 0
LCP_Inputs_ON_Electric_Howarth_2023_05_05 | 2033 | Biomass + CCS | Generation | Electricity | WC | Dispatch-Generation | EmissionsCost | 0 | [6 empty] | 0.60057 | 0
LCP_Inputs_ON_Electric_Howarth_2023_05_05 | 2033 | Biomass + CCS | Generation | Electricity | WC | Dispatch-Generation | FuelCost | 0 | [6 empty] | 0.60057 | 0
LCP_Inputs_ON_Electric_Howarth_2023_05_05 | 2033 | Biomass + CCS | Generation | Electricity | WC | Dispatch-Generation | VOM | 0 | [6 empty] | 0.60057 | 0
LCP_Inputs_ON_Electric_Howarth_2023_05_05 | 2033 | CH4 + CCS | Generation | Methane | MI | Dispatch-Generation | EmissionsCost | 0 | [6 empty] | 0.60057 | 0
LCP_Inputs_ON_Electric_Howarth_2023_05_05 | 2033 | CH4 + CCS | Generation | Methane | MI | Dispatch-Generation | FuelCost | 0 | [6 empty] | 0.60057 | 0
LCP_Inputs_ON_Electric_Howarth_2023_05_05 | 2033 | CH4 + CCS | Generation | Methane | MI | Dispatch-Generation | VOM | 0 | [6 empty] | 0.60057 | 0
LCP_Inputs_ON_Electric_Howarth_2023_05_05 | 2033 | CH4 + CCS | Generation | Methane | NY | Dispatch-Generation | EmissionsCost | 0 | [6 empty] | 0.60057 | 0
LCP_Inputs_ON_Electric_Howarth_2023_05_05 | 2033 | CH4 + CCS | Generation | Methane | NY | Dispatch-Generation | FuelCost | 0 | [6 empty] | 0.60057 | 0
LCP_Inputs_ON_Electric_Howarth_2023_05_05 | 2033 | CH4 + CCS | Generation | Methane | NY | Dispatch-Generation | VOM | 0 | [6 empty] | 0.60057 | 0
LCP_Inputs_ON_Electric_Howarth_2023_05_05 | 2033 | CH4 + CCS | Generation | Methane | ON | Dispatch-Generation | EmissionsCost | 0 | [6 empty] | 0.60057 | 0
LCP_Inputs_ON_Electric_Howarth_2023_05_05 | 2033 | CH4 + CCS | Generation | Methane | ON | Dispatch-Generation | FuelCost | 0 | [6 empty] | 0.60057 | 0
LCP_Inputs_ON_Electric_Howarth_2023_05_05 | 2033 | CH4 + CCS | Generation | Methane | ON | Dispatch-Generation | VOM | 0 | [6 empty] | 0.60057 | 0
LCP_Inputs_ON_Electric_Howarth_2023_05_05 | 2033 | CH4 + CCS | Generation | Methane | PJ | Dispatch-Generation | EmissionsCost | 0 | [6 empty] | 0.60057 | 0
LCP_Inputs_ON_Electric_Howarth_2023_05_05 | 2033 | CH4 + CCS | Generation | Methane | PJ | Dispatch-Generation | FuelCost | 0 | [6 empty] | 0.60057 | 0
LCP_Inputs_ON_Electric_Howarth_2023_05_05 | 2033 | CH4 + CCS | Generation | Methane | PJ | Dispatch-Generation | VOM | 0 | [6 empty] | 0.60057 | 0
LCP_Inputs_ON_Electric_Howarth_2023_05_05 | 2033 | CH4 + CCS | Generation | Methane | QC | Dispatch-Generation | EmissionsCost | 0 | [6 empty] | 0.60057 | 0
LCP_Inputs_ON_Electric_Howarth_2023_05_05 | 2033 | CH4 + CCS | Generation | Methane | QC | Dispatch-Generation | FuelCost | 0 | [6 empty] | 0.60057 | 0
LCP_Inputs_ON_Electric_Howarth_2023_05_05 | 2033 | CH4 + CCS | Generation | Methane | QC | Dispatch-Generation | VOM | 0 | [6 empty] | 0.60057 | 0
LCP_Inputs_ON_Electric_Howarth_2023_05_05 | 2033 | CH4 + CCS | Generation | Methane | WC | Dispatch-Generation | EmissionsCost | 0 | [6 empty] | 0.60057 | 0
LCP_Inputs_ON_Electric_Howarth_2023_05_05 | 2033 | CH4 + CCS | Generation | Methane | WC | Dispatch-Generation | FuelCost | 0 | [6 empty] | 0.60057 | 0
LCP_Inputs_ON_Electric_Howarth_2023_05_05 | 2033 | CH4 + CCS | Generation | Methane | WC | Dispatch-Generation | VOM | 0 | [6 empty] | 0.60057 | 0
LCP_Inputs_ON_Electric_Howarth_2023_05_05 | 2033 | CH4 Import - NY 2020 | Import | Methane | MI | Dispatch-Import | EmissionsCost | 0 | [6 empty] | 0.60057 | 0
LCP_Inputs_ON_Electric_Howarth_2023_05_05 | 2033 | CH4 Import - NY 2020 | Import | Methane | MI | Dispatch-Import | FuelCost | 0 | [6 empty] | 0.60057 | 0
LCP_Inputs_ON_Electric_Howarth_2023_05_05 | 2033 | CH4 Import - NY 2020 | Import | Methane | MI | Dispatch-Import | VOM | 0 | [6 empty] | 0.60057 | 0
LCP_Inputs_ON_Electric_Howarth_2023_05_05 | 2033 | CH4 Import - NY 2020 | Import | Methane | NY | Dispatch-Import | EmissionsCost | 0 | [6 empty] | 0.60057 | 0
LCP_Inputs_ON_Electric_Howarth_2023_05_05 | 2033 | CH4 Import - NY 2020 | Import | Methane | NY | Dispatch-Import | FuelCost | 0 | [6 empty] | 0.60057 | 0
LCP_Inputs_ON_Electric_Howarth_2023_05_05 | 2033 | CH4 Import - NY 2020 | Import | Methane | NY | Dispatch-Import | VOM | 0 | [6 empty] | 0.60057 | 0
LCP_Inputs_ON_Electric_Howarth_2023_05_05 | 2033 | CH4 Import - NY 2020 | Import | Methane | ON | Dispatch-Import | EmissionsCost | 0 | [6 empty] | 0.60057 | 0
LCP_Inputs_ON_Electric_Howarth_2023_05_05 | 2033 | CH4 Import - NY 2020 | Import | Methane | ON | Dispatch-Import | FuelCost | 0 | [6 empty] | 0.60057 | 0
LCP_Inputs_ON_Electric_Howarth_2023_05_05 | 2033 | CH4 Import - NY 2020 | Import | Methane | ON | Dispatch-Import | VOM | 0 | [6 empty] | 0.60057 | 0
LCP_Inputs_ON_Electric_Howarth_2023_05_05 | 2033 | CH4 Import - NY 2020 | Import | Methane | PJ | Dispatch-Import | EmissionsCost | 0 | [6 empty] | 0.60057 | 0
LCP_Inputs_ON_Electric_Howarth_2023_05_05 | 2033 | CH4 Import - NY 2020 | Import | Methane | PJ | Dispatch-Import | FuelCost | 0 | [6 empty] | 0.60057 | 0
LCP_Inputs_ON_Electric_Howarth_2023_05_05 | 2033 | CH4 Import - NY 2020 | Import | Methane | PJ | Dispatch-Import | VOM | 0 | [6 empty] | 0.60057 | 0
LCP_Inputs_ON_Electric_Howarth_2023_05_05 | 2033 | CH4 Import - NY 2020 | Import | Methane | QC | Dispatch-Import | EmissionsCost | 0 | [6 empty] | 0.60057 | 0
LCP_Inputs_ON_Electric_Howarth_2023_05_05 | 2033 | CH4 Import - NY 2020 | Import | Methane | QC | Dispatch-Import | FuelCost | 0 | [6 empty] | 0.60057 | 0
LCP_Inputs_ON_Electric_Howarth_2023_05_05 | 2033 | CH4 Import - NY 2020 | Import | Methane | QC | Dispatch-Import | VOM | 0 | [6 empty] | 0.60057 | 0
LCP_Inputs_ON_Electric_Howarth_2023_05_05 | 2033 | CH4 Import - NY 2020 | Import | Methane | WC | Dispatch-Import | EmissionsCost | 0 | [6 empty] | 0.60057 | 0
LCP_Inputs_ON_Electric_Howarth_2023_05_05 | 2033 | CH4 Import - NY 2020 | Import | Methane | WC | Dispatch-Import | FuelCost | 0 | [6 empty] | 0.60057 | 0
LCP_Inputs_ON_Electric_Howarth_2023_05_05 | 2033 | CH4 Import - NY 2020 | Import | Methane | WC | Dispatch-Import | VOM | 0 | [6 empty] | 0.60057 | 0
LCP_Inputs_ON_Electric_Howarth_2023_05_05 | 2033 | CH4 Import - NY 2030 | Import | Methane | MI | Dispatch-Import | EmissionsCost | 0 | [6 empty] | 0.60057 | 0
LCP_Inputs_ON_Electric_Howarth_2023_05_05 | 2033 | CH4 Import - NY 2030 | Import | Methane | MI | Dispatch-Import | FuelCost | 0 | [6 empty] | 0.60057 | 0
LCP_Inputs_ON_Electric_Howarth_2023_05_05 | 2033 | CH4 Import - NY 2030 | Import | Methane | MI | Dispatch-Import | VOM | 0 | [6 empty] | 0.60057 | 0
LCP_Inputs_ON_Electric_Howarth_2023_05_05 | 2033 | CH4 Import - NY 2030 | Import | Methane | NY | Dispatch-Import | EmissionsCost | 2371206202.7872 | [6 empty] | 0.60057 | 1424084998.2758
LCP_Inputs_ON_Electric_Howarth_2023_05_05 | 2033 | CH4 Import - NY 2030 | Import | Methane | NY | Dispatch-Import | FuelCost | 644356120.8267 | [6 empty] | 0.60057 | 386983588.4108
LCP_Inputs_ON_Electric_Howarth_2023_05_05 | 2033 | CH4 Import - NY 2030 | Import | Methane | NY | Dispatch-Import | VOM | 0 | [6 empty] | 0.60057 | 0
LCP_Inputs_ON_Electric_Howarth_2023_05_05 | 2033 | CH4 Import - NY 2030 | Import | Methane | ON | Dispatch-Import | EmissionsCost | 0 | [6 empty] | 0.60057 | 0
LCP_Inputs_ON_Electric_Howarth_2023_05_05 | 2033 | CH4 Import - NY 2030 | Import | Methane | ON | Dispatch-Import | FuelCost | 0 | [6 empty] | 0.60057 | 0
LCP_Inputs_ON_Electric_Howarth_2023_05_05 | 2033 | CH4 Import - NY 2030 | Import | Methane | ON | Dispatch-Import | VOM | 0 | [6 empty] | 0.60057 | 0
LCP_Inputs_ON_Electric_Howarth_2023_05_05 | 2033 | CH4 Import - NY 2030 | Import | Methane | PJ | Dispatch-Import | EmissionsCost | 0 | [6 empty] | 0.60057 | 0
LCP_Inputs_ON_Electric_Howarth_2023_05_05 | 2033 | CH4 Import - NY 2030 | Import | Methane | PJ | Dispatch-Import | FuelCost | 0 | [6 empty] | 0.60057 | 0
LCP_Inputs_ON_Electric_Howarth_2023_05_05 | 2033 | CH4 Import - NY 2030 | Import | Methane | PJ | Dispatch-Import | VOM | 0 | [6 empty] | 0.60057 | 0
LCP_Inputs_ON_Electric_Howarth_2023_05_05 | 2033 | CH4 Import - NY 2030 | Import | Methane | QC | Dispatch-Import | EmissionsCost | 0 | [6 empty] | 0.60057 | 0
LCP_Inputs_ON_Electric_Howarth_2023_05_05 | 2033 | CH4 Import - NY 2030 | Import | Methane | QC | Dispatch-Import | FuelCost | 0 | [6 empty] | 0.60057 | 0
LCP_Inputs_ON_Electric_Howarth_2023_05_05 | 2033 | CH4 Import - NY 2030 | Import | Methane | QC | Dispatch-Import | VOM | 0 | [6 empty] | 0.60057 | 0
LCP_Inputs_ON_Electric_Howarth_2023_05_05 | 2033 | CH4 Import - NY 2030 | Import | Methane | WC | Dispatch-Import | EmissionsCost | 0 | [6 empty] | 0.60057 | 0
LCP_Inputs_ON_Electric_Howarth_2023_05_05 | 2033 | CH4 Import - NY 2030 | Import | Methane | WC | Dispatch-Import | FuelCost | 0 | [6 empty] | 0.60057 | 0
LCP_Inputs_ON_Electric_Howarth_2023_05_05 | 2033 | CH4 Import - NY 2030 | Import | Methane | WC | Dispatch-Import | VOM | 0 | [6 empty] | 0.60057 | 0
LCP_Inputs_ON_Electric_Howarth_2023_05_05 | 2033 | CH4 Import - NY 2040 | Import | Methane | MI | Dispatch-Import | EmissionsCost | 0 | [6 empty] | 0.60057 | 0
LCP_Inputs_ON_Electric_Howarth_2023_05_05 | 2033 | CH4 Import - NY 2040 | Import | Methane | MI | Dispatch-Import | FuelCost | 0 | [6 empty] | 0.60057 | 0
LCP_Inputs_ON_Electric_Howarth_2023_05_05 | 2033 | CH4 Import - NY 2040 | Import | Methane | MI | Dispatch-Import | VOM | 0 | [6 empty] | 0.60057 | 0
LCP_Inputs_ON_Electric_Howarth_2023_05_05 | 2033 | CH4 Import - NY 2040 | Import | Methane | NY | Dispatch-Import | EmissionsCost | 0 | [6 empty] | 0.60057 | 0
LCP_Inputs_ON_Electric_Howarth_2023_05_05 | 2033 | CH4 Import - NY 2040 | Import | Methane | NY | Dispatch-Import | FuelCost | 0 | [6 empty] | 0.60057 | 0
LCP_Inputs_ON_Electric_Howarth_2023_05_05 | 2033 | CH4 Import - NY 2040 | Import | Methane | NY | Dispatch-Import | VOM | 0 | [6 empty] | 0.60057 | 0
LCP_Inputs_ON_Electric_Howarth_2023_05_05 | 2033 | CH4 Import - NY 2040 | Import | Methane | ON | Dispatch-Import | EmissionsCost | 0 | [6 empty] | 0.60057 | 0
LCP_Inputs_ON_Electric_Howarth_2023_05_05 | 2033 | CH4 Import - NY 2040 | Import | Methane | ON | Dispatch-Import | FuelCost | 0 | [6 empty] | 0.60057 | 0
LCP_Inputs_ON_Electric_Howarth_2023_05_05 | 2033 | CH4 Import - NY 2040 | Import | Methane | ON | Dispatch-Import | VOM | 0 | [6 empty] | 0.60057 | 0
LCP_Inputs_ON_Electric_Howarth_2023_05_05 | 2033 | CH4 Import - NY 2040 | Import | Methane | PJ | Dispatch-Import | EmissionsCost | 0 | [6 empty] | 0.60057 | 0
LCP_Inputs_ON_Electric_Howarth_2023_05_05 | 2033 | CH4 Import - NY 2040 | Import | Methane | PJ | Dispatch-Import | FuelCost | 0 | [6 empty] | 0.60057 | 0
LCP_Inputs_ON_Electric_Howarth_2023_05_05 | 2033 | CH4 Import - NY 2040 | Import | Methane | PJ | Dispatch-Import | VOM | 0 | [6 empty] | 0.60057 | 0
LCP_Inputs_ON_Electric_Howarth_2023_05_05 | 2033 | CH4 Import - NY 2040 | Import | Methane | QC | Dispatch-Import | EmissionsCost | 0 | [6 empty] | 0.60057 | 0
LCP_Inputs_ON_Electric_Howarth_2023_05_05 | 2033 | CH4 Import - NY 2040 | Import | Methane | QC | Dispatch-Import | FuelCost | 0 | [6 empty] | 0.60057 | 0
LCP_Inputs_ON_Electric_Howarth_2023_05_05 | 2033 | CH4 Import - NY 2040 | Import | Methane | QC | Dispatch-Import | VOM | 0 | [6 empty] | 0.60057 | 0
LCP_Inputs_ON_Electric_Howarth_2023_05_05 | 2033 | CH4 Import - NY 2040 | Import | Methane | WC | Dispatch-Import | EmissionsCost | 0 | [6 empty] | 0.60057 | 0
LCP_Inputs_ON_Electric_Howarth_2023_05_05 | 2033 | CH4 Import - NY 2040 | Import | Methane | WC | Dispatch-Import | FuelCost | 0 | [6 empty] | 0.60057 | 0
LCP_Inputs_ON_Electric_Howarth_2023_05_05 | 2033 | CH4 Import - NY 2040 | Import | Methane | WC | Dispatch-Import | VOM | 0 | [6 empty] | 0.60057 | 0
LCP_Inputs_ON_Electric_Howarth_2023_05_05 | 2033 | CH4 Import - NY 2050 | Import | Methane | MI | Dispatch-Import | EmissionsCost | 0 | [6 empty] | 0.60057 | 0
LCP_Inputs_ON_Electric_Howarth_2023_05_05 | 2033 | CH4 Import - NY 2050 | Import | Methane | MI | Dispatch-Import | FuelCost | 0 | [6 empty] | 0.60057 | 0
LCP_Inputs_ON_Electric_Howarth_2023_05_05 | 2033 | CH4 Import - NY 2050 | Import | Methane | MI | Dispatch-Import | VOM | 0 | [6 empty] | 0.60057 | 0
LCP_Inputs_ON_Electric_Howarth_2023_05_05 | 2033 | CH4 Import - NY 2050 | Import | Methane | NY | Dispatch-Import | EmissionsCost | 0 | [6 empty] | 0.60057 | 0
LCP_Inputs_ON_Electric_Howarth_2023_05_05 | 2033 | CH4 Import - NY 2050 | Import | Methane | NY | Dispatch-Import | FuelCost | 0 | [6 empty] | 0.60057 | 0
LCP_Inputs_ON_Electric_Howarth_2023_05_05 | 2033 | CH4 Import - NY 2050 | Import | Methane | NY | Dispatch-Import | VOM | 0 | [6 empty] | 0.60057 | 0
LCP_Inputs_ON_Electric_Howarth_2023_05_05 | 2033 | CH4 Import - NY 2050 | Import | Methane | ON | Dispatch-Import | EmissionsCost | 0 | [6 empty] | 0.60057 | 0
LCP_Inputs_ON_Electric_Howarth_2023_05_05 | 2033 | CH4 Import - NY 2050 | Import | Methane | ON | Dispatch-Import | FuelCost | 0 | [6 empty] | 0.60057 | 0
LCP_Inputs_ON_Electric_Howarth_2023_05_05 | 2033 | CH4 Import - NY 2050 | Import | Methane | ON | Dispatch-Import | VOM | 0 | [6 empty] | 0.60057 | 0
LCP_Inputs_ON_Electric_Howarth_2023_05_05 | 2033 | CH4 Import - NY 2050 | Import | Methane | PJ | Dispatch-Import | EmissionsCost | 0 | [6 empty] | 0.60057 | 0
LCP_Inputs_ON_Electric_Howarth_2023_05_05 | 2033 | CH4 Import - NY 2050 | Import | Methane | PJ | Dispatch-Import | FuelCost | 0 | [6 empty] | 0.60057 | 0
LCP_Inputs_ON_Electric_Howarth_2023_05_05 | 2033 | CH4 Import - NY 2050 | Import | Methane | PJ | Dispatch-Import | VOM | 0 | [6 empty] | 0.60057 | 0
LCP_Inputs_ON_Electric_Howarth_2023_05_05 | 2033 | CH4 Import - NY 2050 | Import | Methane | QC | Dispatch-Import | EmissionsCost | 0 | [6 empty] | 0.60057 | 0
LCP_Inputs_ON_Electric_Howarth_2023_05_05 | 2033 | CH4 Import - NY 2050 | Import | Methane | QC | Dispatch-Import | FuelCost | 0 | [6 empty] | 0.60057 | 0
LCP_Inputs_ON_Electric_Howarth_2023_05_05 | 2033 | CH4 Import - NY 2050 | Import | Methane | QC | Dispatch-Import | VOM | 0 | [6 empty] | 0.60057 | 0
LCP_Inputs_ON_Electric_Howarth_2023_05_05 | 2033 | CH4 Import - NY 2050 | Import | Methane | WC | Dispatch-Import | EmissionsCost | 0 | [6 empty] | 0.60057 | 0
LCP_Inputs_ON_Electric_Howarth_2023_05_05 | 2033 | CH4 Import - NY 2050 | Import | Methane | WC | Dispatch-Import | FuelCost | 0 | [6 empty] | 0.60057 | 0
LCP_Inputs_ON_Electric_Howarth_2023_05_05 | 2033 | CH4 Import - NY 2050 | Import | Methane | WC | Dispatch-Import | VOM | 0 | [6 empty] | 0.60057 | 0
LCP_Inputs_ON_Electric_Howarth_2023_05_05 | 2033 | CH4 Import - WC 2020 | Import | Methane | MI | Dispatch-Import | EmissionsCost | 0 | [6 empty] | 0.60057 | 0
LCP_Inputs_ON_Electric_Howarth_2023_05_05 | 2033 | CH4 Import - WC 2020 | Import | Methane | MI | Dispatch-Import | FuelCost | 0 | [6 empty] | 0.60057 | 0
LCP_Inputs_ON_Electric_Howarth_2023_05_05 | 2033 | CH4 Import - WC 2020 | Import | Methane | MI | Dispatch-Import | VOM | 0 | [6 empty] | 0.60057 | 0
LCP_Inputs_ON_Electric_Howarth_2023_05_05 | 2033 | CH4 Import - WC 2020 | Import | Methane | NY | Dispatch-Import | EmissionsCost | 0 | [6 empty] | 0.60057 | 0
LCP_Inputs_ON_Electric_Howarth_2023_05_05 | 2033 | CH4 Import - WC 2020 | Import | Methane | NY | Dispatch-Import | FuelCost | 0 | [6 empty] | 0.60057 | 0
LCP_Inputs_ON_Electric_Howarth_2023_05_05 | 2033 | CH4 Import - WC 2020 | Import | Methane | NY | Dispatch-Import | VOM | 0 | [6 empty] | 0.60057 | 0
LCP_Inputs_ON_Electric_Howarth_2023_05_05 | 2033 | CH4 Import - WC 2020 | Import | Methane | ON | Dispatch-Import | EmissionsCost | 0 | [6 empty] | 0.60057 | 0
LCP_Inputs_ON_Electric_Howarth_2023_05_05 | 2033 | CH4 Import - WC 2020 | Import | Methane | ON | Dispatch-Import | FuelCost | 0 | [6 empty] | 0.60057 | 0
LCP_Inputs_ON_Electric_Howarth_2023_05_05 | 2033 | CH4 Import - WC 2020 | Import | Methane | ON | Dispatch-Import | VOM | 0 | [6 empty] | 0.60057 | 0
LCP_Inputs_ON_Electric_Howarth_2023_05_05 | 2033 | CH4 Import - WC 2020 | Import | Methane | PJ | Dispatch-Import | EmissionsCost | 0 | [6 empty] | 0.60057 | 0
LCP_Inputs_ON_Electric_Howarth_2023_05_05 | 2033 | CH4 Import - WC 2020 | Import | Methane | PJ | Dispatch-Import | FuelCost | 0 | [6 empty] | 0.60057 | 0
LCP_Inputs_ON_Electric_Howarth_2023_05_05 | 2033 | CH4 Import - WC 2020 | Import | Methane | PJ | Dispatch-Import | VOM | 0 | [6 empty] | 0.60057 | 0
LCP_Inputs_ON_Electric_Howarth_2023_05_05 | 2033 | CH4 Import - WC 2020 | Import | Methane | QC | Dispatch-Import | EmissionsCost | 0 | [6 empty] | 0.60057 | 0
LCP_Inputs_ON_Electric_Howarth_2023_05_05 | 2033 | CH4 Import - WC 2020 | Import | Methane | QC | Dispatch-Import | FuelCost | 0 | [6 empty] | 0.60057 | 0
LCP_Inputs_ON_Electric_Howarth_2023_05_05 | 2033 | CH4 Import - WC 2020 | Import | Methane | QC | Dispatch-Import | VOM | 0 | [6 empty] | 0.60057 | 0
LCP_Inputs_ON_Electric_Howarth_2023_05_05 | 2033 | CH4 Import - WC 2020 | Import | Methane | WC | Dispatch-Import | EmissionsCost | 0 | [6 empty] | 0.60057 | 0
LCP_Inputs_ON_Electric_Howarth_2023_05_05 | 2033 | CH4 Import - WC 2020 | Import | Methane | WC | Dispatch-Import | FuelCost | 0 | [6 empty] | 0.60057 | 0
LCP_Inputs_ON_Electric_Howarth_2023_05_05 | 2033 | CH4 Import - WC 2020 | Import | Methane | WC | Dispatch-Import | VOM | 0 | [6 empty] | 0.60057 | 0
LCP_Inputs_ON_Electric_Howarth_2023_05_05 | 2033 | CH4 Import - WC 2030 | Import | Methane | MI | Dispatch-Import | EmissionsCost | 0 | [6 empty] | 0.60057 | 0
LCP_Inputs_ON_Electric_Howarth_2023_05_05 | 2033 | CH4 Import - WC 2030 | Import | Methane | MI | Dispatch-Import | FuelCost | 0 | [6 empty] | 0.60057 | 0
LCP_Inputs_ON_Electric_Howarth_2023_05_05 | 2033 | CH4 Import - WC 2030 | Import | Methane | MI | Dispatch-Import | VOM | 0 | [6 empty] | 0.60057 | 0
LCP_Inputs_ON_Electric_Howarth_2023_05_05 | 2033 | CH4 Import - WC 2030 | Import | Methane | NY | Dispatch-Import | EmissionsCost | 0 | [6 empty] | 0.60057 | 0
LCP_Inputs_ON_Electric_Howarth_2023_05_05 | 2033 | CH4 Import - WC 2030 | Import | Methane | NY | Dispatch-Import | FuelCost | 0 | [6 empty] | 0.60057 | 0
LCP_Inputs_ON_Electric_Howarth_2023_05_05 | 2033 | CH4 Import - WC 2030 | Import | Methane | NY | Dispatch-Import | VOM | 0 | [6 empty] | 0.60057 | 0
LCP_Inputs_ON_Electric_Howarth_2023_05_05 | 2033 | CH4 Import - WC 2030 | Import | Methane | ON | Dispatch-Import | EmissionsCost | 0 | [6 empty] | 0.60057 | 0
LCP_Inputs_ON_Electric_Howarth_2023_05_05 | 2033 | CH4 Import - WC 2030 | Import | Methane | ON | Dispatch-Import | FuelCost | 0 | [6 empty] | 0.60057 | 0
LCP_Inputs_ON_Electric_Howarth_2023_05_05 | 2033 | CH4 Import - WC 2030 | Import | Methane | ON | Dispatch-Import | VOM | 0 | [6 empty] | 0.60057 | 0
LCP_Inputs_ON_Electric_Howarth_2023_05_05 | 2033 | CH4 Import - WC 2030 | Import | Methane | PJ | Dispatch-Import | EmissionsCost | 0 | [6 empty] | 0.60057 | 0
LCP_Inputs_ON_Electric_Howarth_2023_05_05 | 2033 | CH4 Import - WC 2030 | Import | Methane | PJ | Dispatch-Import | FuelCost | 0 | [6 empty] | 0.60057 | 0
LCP_Inputs_ON_Electric_Howarth_2023_05_05 | 2033 | CH4 Import - WC 2030 | Import | Methane | PJ | Dispatch-Import | VOM | 0 | [6 empty] | 0.60057 | 0
LCP_Inputs_ON_Electric_Howarth_2023_05_05 | 2033 | CH4 Import - WC 2030 | Import | Methane | QC | Dispatch-Import | EmissionsCost | 0 | [6 empty] | 0.60057 | 0
LCP_Inputs_ON_Electric_Howarth_2023_05_05 | 2033 | CH4 Import - WC 2030 | Import | Methane | QC | Dispatch-Import | FuelCost | 0 | [6 empty] | 0.60057 | 0
LCP_Inputs_ON_Electric_Howarth_2023_05_05 | 2033 | CH4 Import - WC 2030 | Import | Methane | QC | Dispatch-Import | VOM | 0 | [6 empty] | 0.60057 | 0
LCP_Inputs_ON_Electric_Howarth_2023_05_05 | 2033 | CH4 Import - WC 2030 | Import | Methane | WC | Dispatch-Import | EmissionsCost | 9015931375.1371 | [6 empty] | 0.60057 | 5414734746.2759
LCP_Inputs_ON_Electric_Howarth_2023_05_05 | 2033 | CH4 Import - WC 2030 | Import | Methane | WC | Dispatch-Import | FuelCost | 2450006481.8043 | [6 empty] | 0.60057 | 1471410403.8336
LCP_Inputs_ON_Electric_Howarth_2023_05_05 | 2033 | CH4 Import - WC 2030 | Import | Methane | WC | Dispatch-Import | VOM | 0 | [6 empty] | 0.60057 | 0
LCP_Inputs_ON_Electric_Howarth_2023_05_05 | 2033 | CH4 Import - WC 2040 | Import | Methane | MI | Dispatch-Import | EmissionsCost | 0 | [6 empty] | 0.60057 | 0
LCP_Inputs_ON_Electric_Howarth_2023_05_05 | 2033 | CH4 Import - WC 2040 | Import | Methane | MI | Dispatch-Import | FuelCost | 0 | [6 empty] | 0.60057 | 0
LCP_Inputs_ON_Electric_Howarth_2023_05_05 | 2033 | CH4 Import - WC 2040 | Import | Methane | MI | Dispatch-Import | VOM | 0 | [6 empty] | 0.60057 | 0
LCP_Inputs_ON_Electric_Howarth_2023_05_05 | 2033 | CH4 Import - WC 2040 | Import | Methane | NY | Dispatch-Import | EmissionsCost | 0 | [6 empty] | 0.60057 | 0
LCP_Inputs_ON_Electric_Howarth_2023_05_05 | 2033 | CH4 Import - WC 2040 | Import | Methane | NY | Dispatch-Import | FuelCost | 0 | [6 empty] | 0.60057 | 0
LCP_Inputs_ON_Electric_Howarth_2023_05_05 | 2033 | CH4 Import - WC 2040 | Import | Methane | NY | Dispatch-Import | VOM | 0 | [6 empty] | 0.60057 | 0
LCP_Inputs_ON_Electric_Howarth_2023_05_05 | 2033 | CH4 Import - WC 2040 | Import | Methane | ON | Dispatch-Import | EmissionsCost | 0 | [6 empty] | 0.60057 | 0
LCP_Inputs_ON_Electric_Howarth_2023_05_05 | 2033 | CH4 Import - WC 2040 | Import | Methane | ON | Dispatch-Import | FuelCost | 0 | [6 empty] | 0.60057 | 0
LCP_Inputs_ON_Electric_Howarth_2023_05_05 | 2033 | CH4 Import - WC 2040 | Import | Methane | ON | Dispatch-Import | VOM | 0 | [6 empty] | 0.60057 | 0
LCP_Inputs_ON_Electric_Howarth_2023_05_05 | 2033 | CH4 Import - WC 2040 | Import | Methane | PJ | Dispatch-Import | EmissionsCost | 0 | [6 empty] | 0.60057 | 0
LCP_Inputs_ON_Electric_Howarth_2023_05_05 | 2033 | CH4 Import - WC 2040 | Import | Methane | PJ | Dispatch-Import | FuelCost | 0 | [6 empty] | 0.60057 | 0
LCP_Inputs_ON_Electric_Howarth_2023_05_05 | 2033 | CH4 Import - WC 2040 | Import | Methane | PJ | Dispatch-Import | VOM | 0 | [6 empty] | 0.60057 | 0
LCP_Inputs_ON_Electric_Howarth_2023_05_05 | 2033 | CH4 Import - WC 2040 | Import | Methane | QC | Dispatch-Import | EmissionsCost | 0 | [6 empty] | 0.60057 | 0
LCP_Inputs_ON_Electric_Howarth_2023_05_05 | 2033 | CH4 Import - WC 2040 | Import | Methane | QC | Dispatch-Import | FuelCost | 0 | [6 empty] | 0.60057 | 0
LCP_Inputs_ON_Electric_Howarth_2023_05_05 | 2033 | CH4 Import - WC 2040 | Import | Methane | QC | Dispatch-Import | VOM | 0 | [6 empty] | 0.60057 | 0
LCP_Inputs_ON_Electric_Howarth_2023_05_05 | 2033 | CH4 Import - WC 2040 | Import | Methane | WC | Dispatch-Import | EmissionsCost | 0 | [6 empty] | 0.60057 | 0
LCP_Inputs_ON_Electric_Howarth_2023_05_05 | 2033 | CH4 Import - WC 2040 | Import | Methane | WC | Dispatch-Import | FuelCost | 0 | [6 empty] | 0.60057 | 0
LCP_Inputs_ON_Electric_Howarth_2023_05_05 | 2033 | CH4 Import - WC 2040 | Import | Methane | WC | Dispatch-Import | VOM | 0 | [6 empty] | 0.60057 | 0
LCP_Inputs_ON_Electric_Howarth_2023_05_05 | 2033 | CH4 Import - WC 2050 | Import | Methane | MI | Dispatch-Import | EmissionsCost | 0 | [6 empty] | 0.60057 | 0
LCP_Inputs_ON_Electric_Howarth_2023_05_05 | 2033 | CH4 Import - WC 2050 | Import | Methane | MI | Dispatch-Import | FuelCost | 0 | [6 empty] | 0.60057 | 0
LCP_Inputs_ON_Electric_Howarth_2023_05_05 | 2033 | CH4 Import - WC 2050 | Import | Methane | MI | Dispatch-Import | VOM | 0 | [6 empty] | 0.60057 | 0
LCP_Inputs_ON_Electric_Howarth_2023_05_05 | 2033 | CH4 Import - WC 2050 | Import | Methane | NY | Dispatch-Import | EmissionsCost | 0 | [6 empty] | 0.60057 | 0
LCP_Inputs_ON_Electric_Howarth_2023_05_05 | 2033 | CH4 Import - WC 2050 | Import | Methane | NY | Dispatch-Import | FuelCost | 0 | [6 empty] | 0.60057 | 0
LCP_Inputs_ON_Electric_Howarth_2023_05_05 | 2033 | CH4 Import - WC 2050 | Import | Methane | NY | Dispatch-Import | VOM | 0 | [6 empty] | 0.60057 | 0
LCP_Inputs_ON_Electric_Howarth_2023_05_05 | 2033 | CH4 Import - WC 2050 | Import | Methane | ON | Dispatch-Import | EmissionsCost | 0 | [6 empty] | 0.60057 | 0
LCP_Inputs_ON_Electric_Howarth_2023_05_05 | 2033 | CH4 Import - WC 2050 | Import | Methane | ON | Dispatch-Import | FuelCost | 0 | [6 empty] | 0.60057 | 0
LCP_Inputs_ON_Electric_Howarth_2023_05_05 | 2033 | CH4 Import - WC 2050 | Import | Methane | ON | Dispatch-Import | VOM | 0 | [6 empty] | 0.60057 | 0
LCP_Inputs_ON_Electric_Howarth_2023_05_05 | 2033 | CH4 Import - WC 2050 | Import | Methane | PJ | Dispatch-Import | EmissionsCost | 0 | [6 empty] | 0.60057 | 0
LCP_Inputs_ON_Electric_Howarth_2023_05_05 | 2033 | CH4 Import - WC 2050 | Import | Methane | PJ | Dispatch-Import | FuelCost | 0 | [6 empty] | 0.60057 | 0
LCP_Inputs_ON_Electric_Howarth_2023_05_05 | 2033 | CH4 Import - WC 2050 | Import | Methane | PJ | Dispatch-Import | VOM | 0 | [6 empty] | 0.60057 | 0
LCP_Inputs_ON_Electric_Howarth_2023_05_05 | 2033 | CH4 Import - WC 2050 | Import | Methane | QC | Dispatch-Import | EmissionsCost | 0 | [6 empty] | 0.60057 | 0
LCP_Inputs_ON_Electric_Howarth_2023_05_05 | 2033 | CH4 Import - WC 2050 | Import | Methane | QC | Dispatch-Import | FuelCost | 0 | [6 empty] | 0.60057 | 0
LCP_Inputs_ON_Electric_Howarth_2023_05_05 | 2033 | CH4 Import - WC 2050 | Import | Methane | QC | Dispatch-Import | VOM | 0 | [6 empty] | 0.60057 | 0
LCP_Inputs_ON_Electric_Howarth_2023_05_05 | 2033 | CH4 Import - WC 2050 | Import | Methane | WC | Dispatch-Import | EmissionsCost | 0 | [6 empty] | 0.60057 | 0
LCP_Inputs_ON_Electric_Howarth_2023_05_05 | 2033 | CH4 Import - WC 2050 | Import | Methane | WC | Dispatch-Import | FuelCost | 0 | [6 empty] | 0.60057 | 0
LCP_Inputs_ON_Electric_Howarth_2023_05_05 | 2033 | CH4 Import - WC 2050 | Import | Methane | WC | Dispatch-Import | VOM | 0 | [6 empty] | 0.60057 | 0
LCP_Inputs_ON_Electric_Howarth_2023_05_05 | 2033 | CH4 Salt Cavern Storage - ON | Storage | Methane | MI | Dispatch-Storage | EmissionsCost | 0 | [6 empty] | 0.60057 | 0
LCP_Inputs_ON_Electric_Howarth_2023_05_05 | 2033 | CH4 Salt Cavern Storage - ON | Storage | Methane | MI | Dispatch-Storage | FuelCost | 0 | [6 empty] | 0.60057 | 0
LCP_Inputs_ON_Electric_Howarth_2023_05_05 | 2033 | CH4 Salt Cavern Storage - ON | Storage | Methane | MI | Dispatch-Storage | VOM | 0 | [6 empty] | 0.60057 | 0
LCP_Inputs_ON_Electric_Howarth_2023_05_05 | 2033 | CH4 Salt Cavern Storage - ON | Storage | Methane | NY | Dispatch-Storage | EmissionsCost | 0 | [6 empty] | 0.60057 | 0
LCP_Inputs_ON_Electric_Howarth_2023_05_05 | 2033 | CH4 Salt Cavern Storage - ON | Storage | Methane | NY | Dispatch-Storage | FuelCost | 0 | [6 empty] | 0.60057 | 0
LCP_Inputs_ON_Electric_Howarth_2023_05_05 | 2033 | CH4 Salt Cavern Storage - ON | Storage | Methane | NY | Dispatch-Storage | VOM | 0 | [6 empty] | 0.60057 | 0
LCP_Inputs_ON_Electric_Howarth_2023_05_05 | 2033 | CH4 Salt Cavern Storage - ON | Storage | Methane | ON | Dispatch-Storage | EmissionsCost | 0 | [6 empty] | 0.60057 | 0
LCP_Inputs_ON_Electric_Howarth_2023_05_05 | 2033 | CH4 Salt Cavern Storage - ON | Storage | Methane | ON | Dispatch-Storage | FuelCost | 0 | [6 empty] | 0.60057 | 0
LCP_Inputs_ON_Electric_Howarth_2023_05_05 | 2033 | CH4 Salt Cavern Storage - ON | Storage | Methane | ON | Dispatch-Storage | VOM | 2275232.4049 | [6 empty] | 0.60057 | 1366445.6223
LCP_Inputs_ON_Electric_Howarth_2023_05_05 | 2033 | CH4 Salt Cavern Storage - ON | Storage | Methane | PJ | Dispatch-Storage | EmissionsCost | 0 | [6 empty] | 0.60057 | 0
LCP_Inputs_ON_Electric_Howarth_2023_05_05 | 2033 | CH4 Salt Cavern Storage - ON | Storage | Methane | PJ | Dispatch-Storage | FuelCost | 0 | [6 empty] | 0.60057 | 0
LCP_Inputs_ON_Electric_Howarth_2023_05_05 | 2033 | CH4 Salt Cavern Storage - ON | Storage | Methane | PJ | Dispatch-Storage | VOM | 0 | [6 empty] | 0.60057 | 0
LCP_Inputs_ON_Electric_Howarth_2023_05_05 | 2033 | CH4 Salt Cavern Storage - ON | Storage | Methane | QC | Dispatch-Storage | EmissionsCost | 0 | [6 empty] | 0.60057 | 0
LCP_Inputs_ON_Electric_Howarth_2023_05_05 | 2033 | CH4 Salt Cavern Storage - ON | Storage | Methane | QC | Dispatch-Storage | FuelCost | 0 | [6 empty] | 0.60057 | 0
LCP_Inputs_ON_Electric_Howarth_2023_05_05 | 2033 | CH4 Salt Cavern Storage - ON | Storage | Methane | QC | Dispatch-Storage | VOM | 0 | [6 empty] | 0.60057 | 0
LCP_Inputs_ON_Electric_Howarth_2023_05_05 | 2033 | CH4 Salt Cavern Storage - ON | Storage | Methane | WC | Dispatch-Storage | EmissionsCost | 0 | [6 empty] | 0.60057 | 0
LCP_Inputs_ON_Electric_Howarth_2023_05_05 | 2033 | CH4 Salt Cavern Storage - ON | Storage | Methane | WC | Dispatch-Storage | FuelCost | 0 | [6 empty] | 0.60057 | 0
LCP_Inputs_ON_Electric_Howarth_2023_05_05 | 2033 | CH4 Salt Cavern Storage - ON | Storage | Methane | WC | Dispatch-Storage | VOM | 0 | [6 empty] | 0.60057 | 0
LCP_Inputs_ON_Electric_Howarth_2023_05_05 | 2033 | Electrolyser 2020/2030 | Crossload | Hydrogen | MI | Dispatch-Crossload | EmissionsCost | 0 | [6 empty] | 0.60057 | 0
LCP_Inputs_ON_Electric_Howarth_2023_05_05 | 2033 | Electrolyser 2020/2030 | Crossload | Hydrogen | MI | Dispatch-Crossload | FuelCost | 0 | [6 empty] | 0.60057 | 0
LCP_Inputs_ON_Electric_Howarth_2023_05_05 | 2033 | Electrolyser 2020/2030 | Crossload | Hydrogen | MI | Dispatch-Crossload | VOM | 0 | [6 empty] | 0.60057 | 0
LCP_Inputs_ON_Electric_Howarth_2023_05_05 | 2033 | Electrolyser 2020/2030 | Crossload | Hydrogen | NY | Dispatch-Crossload | EmissionsCost | 0 | [6 empty] | 0.60057 | 0
LCP_Inputs_ON_Electric_Howarth_2023_05_05 | 2033 | Electrolyser 2020/2030 | Crossload | Hydrogen | NY | Dispatch-Crossload | FuelCost | 0 | [6 empty] | 0.60057 | 0
LCP_Inputs_ON_Electric_Howarth_2023_05_05 | 2033 | Electrolyser 2020/2030 | Crossload | Hydrogen | NY | Dispatch-Crossload | VOM | 0 | [6 empty] | 0.60057 | 0
LCP_Inputs_ON_Electric_Howarth_2023_05_05 | 2033 | Electrolyser 2020/2030 | Crossload | Hydrogen | ON | Dispatch-Crossload | EmissionsCost | 0 | [6 empty] | 0.60057 | 0
LCP_Inputs_ON_Electric_Howarth_2023_05_05 | 2033 | Electrolyser 2020/2030 | Crossload | Hydrogen | ON | Dispatch-Crossload | FuelCost | 0 | [6 empty] | 0.60057 | 0
LCP_Inputs_ON_Electric_Howarth_2023_05_05 | 2033 | Electrolyser 2020/2030 | Crossload | Hydrogen | ON | Dispatch-Crossload | VOM | 0 | [6 empty] | 0.60057 | 0
LCP_Inputs_ON_Electric_Howarth_2023_05_05 | 2033 | Electrolyser 2020/2030 | Crossload | Hydrogen | PJ | Dispatch-Crossload | EmissionsCost | 0 | [6 empty] | 0.60057 | 0
LCP_Inputs_ON_Electric_Howarth_2023_05_05 | 2033 | Electrolyser 2020/2030 | Crossload | Hydrogen | PJ | Dispatch-Crossload | FuelCost | 0 | [6 empty] | 0.60057 | 0
LCP_Inputs_ON_Electric_Howarth_2023_05_05 | 2033 | Electrolyser 2020/2030 | Crossload | Hydrogen | PJ | Dispatch-Crossload | VOM | 0 | [6 empty] | 0.60057 | 0
LCP_Inputs_ON_Electric_Howarth_2023_05_05 | 2033 | Electrolyser 2020/2030 | Crossload | Hydrogen | QC | Dispatch-Crossload | EmissionsCost | 0 | [6 empty] | 0.60057 | 0
LCP_Inputs_ON_Electric_Howarth_2023_05_05 | 2033 | Electrolyser 2020/2030 | Crossload | Hydrogen | QC | Dispatch-Crossload | FuelCost | 0 | [6 empty] | 0.60057 | 0
LCP_Inputs_ON_Electric_Howarth_2023_05_05 | 2033 | Electrolyser 2020/2030 | Crossload | Hydrogen | QC | Dispatch-Crossload | VOM | 0 | [6 empty] | 0.60057 | 0
LCP_Inputs_ON_Electric_Howarth_2023_05_05 | 2033 | Electrolyser 2020/2030 | Crossload | Hydrogen | WC | Dispatch-Crossload | EmissionsCost | 0 | [6 empty] | 0.60057 | 0
LCP_Inputs_ON_Electric_Howarth_2023_05_05 | 2033 | Electrolyser 2020/2030 | Crossload | Hydrogen | WC | Dispatch-Crossload | FuelCost | 0 | [6 empty] | 0.60057 | 0
LCP_Inputs_ON_Electric_Howarth_2023_05_05 | 2033 | Electrolyser 2020/2030 | Crossload | Hydrogen | WC | Dispatch-Crossload | VOM | 0 | [6 empty] | 0.60057 | 0
LCP_Inputs_ON_Electric_Howarth_2023_05_05 | 2033 | Electrolyser 2040 | Crossload | Hydrogen | MI | Dispatch-Crossload | EmissionsCost | 0 | [6 empty] | 0.60057 | 0
LCP_Inputs_ON_Electric_Howarth_2023_05_05 | 2033 | Electrolyser 2040 | Crossload | Hydrogen | MI | Dispatch-Crossload | FuelCost | 0 | [6 empty] | 0.60057 | 0
LCP_Inputs_ON_Electric_Howarth_2023_05_05 | 2033 | Electrolyser 2040 | Crossload | Hydrogen | MI | Dispatch-Crossload | VOM | 0 | [6 empty] | 0.60057 | 0
LCP_Inputs_ON_Electric_Howarth_2023_05_05 | 2033 | Electrolyser 2040 | Crossload | Hydrogen | NY | Dispatch-Crossload | EmissionsCost | 0 | [6 empty] | 0.60057 | 0
LCP_Inputs_ON_Electric_Howarth_2023_05_05 | 2033 | Electrolyser 2040 | Crossload | Hydrogen | NY | Dispatch-Crossload | FuelCost | 0 | [6 empty] | 0.60057 | 0
LCP_Inputs_ON_Electric_Howarth_2023_05_05 | 2033 | Electrolyser 2040 | Crossload | Hydrogen | NY | Dispatch-Crossload | VOM | 0 | [6 empty] | 0.60057 | 0
LCP_Inputs_ON_Electric_Howarth_2023_05_05 | 2033 | Electrolyser 2040 | Crossload | Hydrogen | ON | Dispatch-Crossload | EmissionsCost | 0 | [6 empty] | 0.60057 | 0
LCP_Inputs_ON_Electric_Howarth_2023_05_05 | 2033 | Electrolyser 2040 | Crossload | Hydrogen | ON | Dispatch-Crossload | FuelCost | 0 | [6 empty] | 0.60057 | 0
LCP_Inputs_ON_Electric_Howarth_2023_05_05 | 2033 | Electrolyser 2040 | Crossload | Hydrogen | ON | Dispatch-Crossload | VOM | 0 | [6 empty] | 0.60057 | 0
LCP_Inputs_ON_Electric_Howarth_2023_05_05 | 2033 | Electrolyser 2040 | Crossload | Hydrogen | PJ | Dispatch-Crossload | EmissionsCost | 0 | [6 empty] | 0.60057 | 0
LCP_Inputs_ON_Electric_Howarth_2023_05_05 | 2033 | Electrolyser 2040 | Crossload | Hydrogen | PJ | Dispatch-Crossload | FuelCost | 0 | [6 empty] | 0.60057 | 0
LCP_Inputs_ON_Electric_Howarth_2023_05_05 | 2033 | Electrolyser 2040 | Crossload | Hydrogen | PJ | Dispatch-Crossload | VOM | 0 | [6 empty] | 0.60057 | 0
LCP_Inputs_ON_Electric_Howarth_2023_05_05 | 2033 | Electrolyser 2040 | Crossload | Hydrogen | QC | Dispatch-Crossload | EmissionsCost | 0 | [6 empty] | 0.60057 | 0
LCP_Inputs_ON_Electric_Howarth_2023_05_05 | 2033 | Electrolyser 2040 | Crossload | Hydrogen | QC | Dispatch-Crossload | FuelCost | 0 | [6 empty] | 0.60057 | 0
LCP_Inputs_ON_Electric_Howarth_2023_05_05 | 2033 | Electrolyser 2040 | Crossload | Hydrogen | QC | Dispatch-Crossload | VOM | 0 | [6 empty] | 0.60057 | 0
LCP_Inputs_ON_Electric_Howarth_2023_05_05 | 2033 | Electrolyser 2040 | Crossload | Hydrogen | WC | Dispatch-Crossload | EmissionsCost | 0 | [6 empty] | 0.60057 | 0
LCP_Inputs_ON_Electric_Howarth_2023_05_05 | 2033 | Electrolyser 2040 | Crossload | Hydrogen | WC | Dispatch-Crossload | FuelCost | 0 | [6 empty] | 0.60057 | 0
LCP_Inputs_ON_Electric_Howarth_2023_05_05 | 2033 | Electrolyser 2040 | Crossload | Hydrogen | WC | Dispatch-Crossload | VOM | 0 | [6 empty] | 0.60057 | 0
LCP_Inputs_ON_Electric_Howarth_2023_05_05 | 2033 | Electrolyser 2050 | Crossload | Hydrogen | MI | Dispatch-Crossload | EmissionsCost | 0 | [6 empty] | 0.60057 | 0
LCP_Inputs_ON_Electric_Howarth_2023_05_05 | 2033 | Electrolyser 2050 | Crossload | Hydrogen | MI | Dispatch-Crossload | FuelCost | 0 | [6 empty] | 0.60057 | 0
LCP_Inputs_ON_Electric_Howarth_2023_05_05 | 2033 | Electrolyser 2050 | Crossload | Hydrogen | MI | Dispatch-Crossload | VOM | 0 | [6 empty] | 0.60057 | 0
LCP_Inputs_ON_Electric_Howarth_2023_05_05 | 2033 | Electrolyser 2050 | Crossload | Hydrogen | NY | Dispatch-Crossload | EmissionsCost | 0 | [6 empty] | 0.60057 | 0
LCP_Inputs_ON_Electric_Howarth_2023_05_05 | 2033 | Electrolyser 2050 | Crossload | Hydrogen | NY | Dispatch-Crossload | FuelCost | 0 | [6 empty] | 0.60057 | 0
LCP_Inputs_ON_Electric_Howarth_2023_05_05 | 2033 | Electrolyser 2050 | Crossload | Hydrogen | NY | Dispatch-Crossload | VOM | 0 | [6 empty] | 0.60057 | 0
LCP_Inputs_ON_Electric_Howarth_2023_05_05 | 2033 | Electrolyser 2050 | Crossload | Hydrogen | ON | Dispatch-Crossload | EmissionsCost | 0 | [6 empty] | 0.60057 | 0
LCP_Inputs_ON_Electric_Howarth_2023_05_05 | 2033 | Electrolyser 2050 | Crossload | Hydrogen | ON | Dispatch-Crossload | FuelCost | 0 | [6 empty] | 0.60057 | 0
LCP_Inputs_ON_Electric_Howarth_2023_05_05 | 2033 | Electrolyser 2050 | Crossload | Hydrogen | ON | Dispatch-Crossload | VOM | 0 | [6 empty] | 0.60057 | 0
LCP_Inputs_ON_Electric_Howarth_2023_05_05 | 2033 | Electrolyser 2050 | Crossload | Hydrogen | PJ | Dispatch-Crossload | EmissionsCost | 0 | [6 empty] | 0.60057 | 0
LCP_Inputs_ON_Electric_Howarth_2023_05_05 | 2033 | Electrolyser 2050 | Crossload | Hydrogen | PJ | Dispatch-Crossload | FuelCost | 0 | [6 empty] | 0.60057 | 0
LCP_Inputs_ON_Electric_Howarth_2023_05_05 | 2033 | Electrolyser 2050 | Crossload | Hydrogen | PJ | Dispatch-Crossload | VOM | 0 | [6 empty] | 0.60057 | 0
LCP_Inputs_ON_Electric_Howarth_2023_05_05 | 2033 | Electrolyser 2050 | Crossload | Hydrogen | QC | Dispatch-Crossload | EmissionsCost | 0 | [6 empty] | 0.60057 | 0
LCP_Inputs_ON_Electric_Howarth_2023_05_05 | 2033 | Electrolyser 2050 | Crossload | Hydrogen | QC | Dispatch-Crossload | FuelCost | 0 | [6 empty] | 0.60057 | 0
LCP_Inputs_ON_Electric_Howarth_2023_05_05 | 2033 | Electrolyser 2050 | Crossload | Hydrogen | QC | Dispatch-Crossload | VOM | 0 | [6 empty] | 0.60057 | 0
LCP_Inputs_ON_Electric_Howarth_2023_05_05 | 2033 | Electrolyser 2050 | Crossload | Hydrogen | WC | Dispatch-Crossload | EmissionsCost | 0 | [6 empty] | 0.60057 | 0
LCP_Inputs_ON_Electric_Howarth_2023_05_05 | 2033 | Electrolyser 2050 | Crossload | Hydrogen | WC | Dispatch-Crossload | FuelCost | 0 | [6 empty] | 0.60057 | 0
LCP_Inputs_ON_Electric_Howarth_2023_05_05 | 2033 | Electrolyser 2050 | Crossload | Hydrogen | WC | Dispatch-Crossload | VOM | 0 | [6 empty] | 0.60057 | 0
LCP_Inputs_ON_Electric_Howarth_2023_05_05 | 2033 | Fossil Fuel Thermal (Coal, Peat, Oil) | Generation | Electricity | MI | Dispatch-Generation | EmissionsCost | 0 | [6 empty] | 0.60057 | 0
LCP_Inputs_ON_Electric_Howarth_2023_05_05 | 2033 | Fossil Fuel Thermal (Coal, Peat, Oil) | Generation | Electricity | MI | Dispatch-Generation | FuelCost | 0 | [6 empty] | 0.60057 | 0
LCP_Inputs_ON_Electric_Howarth_2023_05_05 | 2033 | Fossil Fuel Thermal (Coal, Peat, Oil) | Generation | Electricity | MI | Dispatch-Generation | VOM | 0 | [6 empty] | 0.60057 | 0
LCP_Inputs_ON_Electric_Howarth_2023_05_05 | 2033 | Fossil Fuel Thermal (Coal, Peat, Oil) | Generation | Electricity | NY | Dispatch-Generation | EmissionsCost | 0 | [6 empty] | 0.60057 | 0
LCP_Inputs_ON_Electric_Howarth_2023_05_05 | 2033 | Fossil Fuel Thermal (Coal, Peat, Oil) | Generation | Electricity | NY | Dispatch-Generation | FuelCost | 0 | [6 empty] | 0.60057 | 0
LCP_Inputs_ON_Electric_Howarth_2023_05_05 | 2033 | Fossil Fuel Thermal (Coal, Peat, Oil) | Generation | Electricity | NY | Dispatch-Generation | VOM | 0 | [6 empty] | 0.60057 | 0
LCP_Inputs_ON_Electric_Howarth_2023_05_05 | 2033 | Fossil Fuel Thermal (Coal, Peat, Oil) | Generation | Electricity | ON | Dispatch-Generation | EmissionsCost | 0 | [6 empty] | 0.60057 | 0
LCP_Inputs_ON_Electric_Howarth_2023_05_05 | 2033 | Fossil Fuel Thermal (Coal, Peat, Oil) | Generation | Electricity | ON | Dispatch-Generation | FuelCost | 0 | [6 empty] | 0.60057 | 0
LCP_Inputs_ON_Electric_Howarth_2023_05_05 | 2033 | Fossil Fuel Thermal (Coal, Peat, Oil) | Generation | Electricity | ON | Dispatch-Generation | VOM | 0 | [6 empty] | 0.60057 | 0
LCP_Inputs_ON_Electric_Howarth_2023_05_05 | 2033 | Fossil Fuel Thermal (Coal, Peat, Oil) | Generation | Electricity | PJ | Dispatch-Generation | EmissionsCost | 0 | [6 empty] | 0.60057 | 0
LCP_Inputs_ON_Electric_Howarth_2023_05_05 | 2033 | Fossil Fuel Thermal (Coal, Peat, Oil) | Generation | Electricity | PJ | Dispatch-Generation | FuelCost | 0 | [6 empty] | 0.60057 | 0
LCP_Inputs_ON_Electric_Howarth_2023_05_05 | 2033 | Fossil Fuel Thermal (Coal, Peat, Oil) | Generation | Electricity | PJ | Dispatch-Generation | VOM | 0 | [6 empty] | 0.60057 | 0
LCP_Inputs_ON_Electric_Howarth_2023_05_05 | 2033 | Fossil Fuel Thermal (Coal, Peat, Oil) | Generation | Electricity | QC | Dispatch-Generation | EmissionsCost | 0 | [6 empty] | 0.60057 | 0
LCP_Inputs_ON_Electric_Howarth_2023_05_05 | 2033 | Fossil Fuel Thermal (Coal, Peat, Oil) | Generation | Electricity | QC | Dispatch-Generation | FuelCost | 0 | [6 empty] | 0.60057 | 0
LCP_Inputs_ON_Electric_Howarth_2023_05_05 | 2033 | Fossil Fuel Thermal (Coal, Peat, Oil) | Generation | Electricity | QC | Dispatch-Generation | VOM | 0 | [6 empty] | 0.60057 | 0
LCP_Inputs_ON_Electric_Howarth_2023_05_05 | 2033 | Fossil Fuel Thermal (Coal, Peat, Oil) | Generation | Electricity | WC | Dispatch-Generation | EmissionsCost | 0 | [6 empty] | 0.60057 | 0
LCP_Inputs_ON_Electric_Howarth_2023_05_05 | 2033 | Fossil Fuel Thermal (Coal, Peat, Oil) | Generation | Electricity | WC | Dispatch-Generation | FuelCost | 0 | [6 empty] | 0.60057 | 0
LCP_Inputs_ON_Electric_Howarth_2023_05_05 | 2033 | Fossil Fuel Thermal (Coal, Peat, Oil) | Generation | Electricity | WC | Dispatch-Generation | VOM | 0 | [6 empty] | 0.60057 | 0
LCP_Inputs_ON_Electric_Howarth_2023_05_05 | 2033 | Generic - Generator | Generation | Electricity | MI | Dispatch-Generation | EmissionsCost | 0 | [6 empty] | 0.60057 | 0
LCP_Inputs_ON_Electric_Howarth_2023_05_05 | 2033 | Generic - Generator | Generation | Electricity | MI | Dispatch-Generation | FuelCost | 1914828256.8349 | [6 empty] | 0.60057 | 1149996230.4535
LCP_Inputs_ON_Electric_Howarth_2023_05_05 | 2033 | Generic - Generator | Generation | Electricity | MI | Dispatch-Generation | VOM | 66868135.5263 | [6 empty] | 0.60057 | 40159269.3852
LCP_Inputs_ON_Electric_Howarth_2023_05_05 | 2033 | Generic - Generator | Generation | Electricity | NY | Dispatch-Generation | EmissionsCost | 0 | [6 empty] | 0.60057 | 0
LCP_Inputs_ON_Electric_Howarth_2023_05_05 | 2033 | Generic - Generator | Generation | Electricity | NY | Dispatch-Generation | FuelCost | 745132168.0451 | [6 empty] | 0.60057 | 447507070.8732
LCP_Inputs_ON_Electric_Howarth_2023_05_05 | 2033 | Generic - Generator | Generation | Electricity | NY | Dispatch-Generation | VOM | 26020923.088 | [6 empty] | 0.60057 | 15627492.104
LCP_Inputs_ON_Electric_Howarth_2023_05_05 | 2033 | Generic - Generator | Generation | Electricity | ON | Dispatch-Generation | EmissionsCost | 0 | [6 empty] | 0.60057 | 0
LCP_Inputs_ON_Electric_Howarth_2023_05_05 | 2033 | Generic - Generator | Generation | Electricity | ON | Dispatch-Generation | FuelCost | 0 | [6 empty] | 0.60057 | 0
LCP_Inputs_ON_Electric_Howarth_2023_05_05 | 2033 | Generic - Generator | Generation | Electricity | ON | Dispatch-Generation | VOM | 0 | [6 empty] | 0.60057 | 0
LCP_Inputs_ON_Electric_Howarth_2023_05_05 | 2033 | Generic - Generator | Generation | Electricity | PJ | Dispatch-Generation | EmissionsCost | 0 | [6 empty] | 0.60057 | 0
LCP_Inputs_ON_Electric_Howarth_2023_05_05 | 2033 | Generic - Generator | Generation | Electricity | PJ | Dispatch-Generation | FuelCost | 7324771896.2137 | [6 empty] | 0.60057 | 4399068187.7135
LCP_Inputs_ON_Electric_Howarth_2023_05_05 | 2033 | Generic - Generator | Generation | Electricity | PJ | Dispatch-Generation | VOM | 255789958.2413 | [6 empty] | 0.60057 | 153620820.4132
LCP_Inputs_ON_Electric_Howarth_2023_05_05 | 2033 | Generic - Generator | Generation | Electricity | QC | Dispatch-Generation | EmissionsCost | 0 | [6 empty] | 0.60057 | 0
LCP_Inputs_ON_Electric_Howarth_2023_05_05 | 2033 | Generic - Generator | Generation | Electricity | QC | Dispatch-Generation | FuelCost | 0 | [6 empty] | 0.60057 | 0
LCP_Inputs_ON_Electric_Howarth_2023_05_05 | 2033 | Generic - Generator | Generation | Electricity | QC | Dispatch-Generation | VOM | 0 | [6 empty] | 0.60057 | 0
LCP_Inputs_ON_Electric_Howarth_2023_05_05 | 2033 | Generic - Generator | Generation | Electricity | WC | Dispatch-Generation | EmissionsCost | 0 | [6 empty] | 0.60057 | 0
LCP_Inputs_ON_Electric_Howarth_2023_05_05 | 2033 | Generic - Generator | Generation | Electricity | WC | Dispatch-Generation | FuelCost | 1737227.6587 | [6 empty] | 0.60057 | 1043333.9135
LCP_Inputs_ON_Electric_Howarth_2023_05_05 | 2033 | Generic - Generator | Generation | Electricity | WC | Dispatch-Generation | VOM | 60666.1063 | [6 empty] | 0.60057 | 36434.4913
LCP_Inputs_ON_Electric_Howarth_2023_05_05 | 2033 | H2 Import - QC | Import | Hydrogen | MI | Dispatch-Import | EmissionsCost | 0 | [6 empty] | 0.60057 | 0
LCP_Inputs_ON_Electric_Howarth_2023_05_05 | 2033 | H2 Import - QC | Import | Hydrogen | MI | Dispatch-Import | FuelCost | 0 | [6 empty] | 0.60057 | 0
LCP_Inputs_ON_Electric_Howarth_2023_05_05 | 2033 | H2 Import - QC | Import | Hydrogen | MI | Dispatch-Import | VOM | 0 | [6 empty] | 0.60057 | 0
LCP_Inputs_ON_Electric_Howarth_2023_05_05 | 2033 | H2 Import - QC | Import | Hydrogen | NY | Dispatch-Import | EmissionsCost | 0 | [6 empty] | 0.60057 | 0
LCP_Inputs_ON_Electric_Howarth_2023_05_05 | 2033 | H2 Import - QC | Import | Hydrogen | NY | Dispatch-Import | FuelCost | 0 | [6 empty] | 0.60057 | 0
LCP_Inputs_ON_Electric_Howarth_2023_05_05 | 2033 | H2 Import - QC | Import | Hydrogen | NY | Dispatch-Import | VOM | 0 | [6 empty] | 0.60057 | 0
LCP_Inputs_ON_Electric_Howarth_2023_05_05 | 2033 | H2 Import - QC | Import | Hydrogen | ON | Dispatch-Import | EmissionsCost | 0 | [6 empty] | 0.60057 | 0
LCP_Inputs_ON_Electric_Howarth_2023_05_05 | 2033 | H2 Import - QC | Import | Hydrogen | ON | Dispatch-Import | FuelCost | 0 | [6 empty] | 0.60057 | 0
LCP_Inputs_ON_Electric_Howarth_2023_05_05 | 2033 | H2 Import - QC | Import | Hydrogen | ON | Dispatch-Import | VOM | 0 | [6 empty] | 0.60057 | 0
LCP_Inputs_ON_Electric_Howarth_2023_05_05 | 2033 | H2 Import - QC | Import | Hydrogen | PJ | Dispatch-Import | EmissionsCost | 0 | [6 empty] | 0.60057 | 0
LCP_Inputs_ON_Electric_Howarth_2023_05_05 | 2033 | H2 Import - QC | Import | Hydrogen | PJ | Dispatch-Import | FuelCost | 0 | [6 empty] | 0.60057 | 0
LCP_Inputs_ON_Electric_Howarth_2023_05_05 | 2033 | H2 Import - QC | Import | Hydrogen | PJ | Dispatch-Import | VOM | 0 | [6 empty] | 0.60057 | 0
LCP_Inputs_ON_Electric_Howarth_2023_05_05 | 2033 | H2 Import - QC | Import | Hydrogen | QC | Dispatch-Import | EmissionsCost | 0 | [6 empty] | 0.60057 | 0
LCP_Inputs_ON_Electric_Howarth_2023_05_05 | 2033 | H2 Import - QC | Import | Hydrogen | QC | Dispatch-Import | FuelCost | 0 | [6 empty] | 0.60057 | 0
LCP_Inputs_ON_Electric_Howarth_2023_05_05 | 2033 | H2 Import - QC | Import | Hydrogen | QC | Dispatch-Import | VOM | 0 | [6 empty] | 0.60057 | 0
LCP_Inputs_ON_Electric_Howarth_2023_05_05 | 2033 | H2 Import - QC | Import | Hydrogen | WC | Dispatch-Import | EmissionsCost | 0 | [6 empty] | 0.60057 | 0
LCP_Inputs_ON_Electric_Howarth_2023_05_05 | 2033 | H2 Import - QC | Import | Hydrogen | WC | Dispatch-Import | FuelCost | 0 | [6 empty] | 0.60057 | 0
LCP_Inputs_ON_Electric_Howarth_2023_05_05 | 2033 | H2 Import - QC | Import | Hydrogen | WC | Dispatch-Import | VOM | 0 | [6 empty] | 0.60057 | 0
LCP_Inputs_ON_Electric_Howarth_2023_05_05 | 2033 | H2 Import - WC | Import | Hydrogen | MI | Dispatch-Import | EmissionsCost | 0 | [6 empty] | 0.60057 | 0
LCP_Inputs_ON_Electric_Howarth_2023_05_05 | 2033 | H2 Import - WC | Import | Hydrogen | MI | Dispatch-Import | FuelCost | 0 | [6 empty] | 0.60057 | 0
LCP_Inputs_ON_Electric_Howarth_2023_05_05 | 2033 | H2 Import - WC | Import | Hydrogen | MI | Dispatch-Import | VOM | 0 | [6 empty] | 0.60057 | 0
LCP_Inputs_ON_Electric_Howarth_2023_05_05 | 2033 | H2 Import - WC | Import | Hydrogen | NY | Dispatch-Import | EmissionsCost | 0 | [6 empty] | 0.60057 | 0
LCP_Inputs_ON_Electric_Howarth_2023_05_05 | 2033 | H2 Import - WC | Import | Hydrogen | NY | Dispatch-Import | FuelCost | 0 | [6 empty] | 0.60057 | 0
LCP_Inputs_ON_Electric_Howarth_2023_05_05 | 2033 | H2 Import - WC | Import | Hydrogen | NY | Dispatch-Import | VOM | 0 | [6 empty] | 0.60057 | 0
LCP_Inputs_ON_Electric_Howarth_2023_05_05 | 2033 | H2 Import - WC | Import | Hydrogen | ON | Dispatch-Import | EmissionsCost | 0 | [6 empty] | 0.60057 | 0
LCP_Inputs_ON_Electric_Howarth_2023_05_05 | 2033 | H2 Import - WC | Import | Hydrogen | ON | Dispatch-Import | FuelCost | 0 | [6 empty] | 0.60057 | 0
LCP_Inputs_ON_Electric_Howarth_2023_05_05 | 2033 | H2 Import - WC | Import | Hydrogen | ON | Dispatch-Import | VOM | 0 | [6 empty] | 0.60057 | 0
LCP_Inputs_ON_Electric_Howarth_2023_05_05 | 2033 | H2 Import - WC | Import | Hydrogen | PJ | Dispatch-Import | EmissionsCost | 0 | [6 empty] | 0.60057 | 0
LCP_Inputs_ON_Electric_Howarth_2023_05_05 | 2033 | H2 Import - WC | Import | Hydrogen | PJ | Dispatch-Import | FuelCost | 0 | [6 empty] | 0.60057 | 0
LCP_Inputs_ON_Electric_Howarth_2023_05_05 | 2033 | H2 Import - WC | Import | Hydrogen | PJ | Dispatch-Import | VOM | 0 | [6 empty] | 0.60057 | 0
LCP_Inputs_ON_Electric_Howarth_2023_05_05 | 2033 | H2 Import - WC | Import | Hydrogen | QC | Dispatch-Import | EmissionsCost | 0 | [6 empty] | 0.60057 | 0
LCP_Inputs_ON_Electric_Howarth_2023_05_05 | 2033 | H2 Import - WC | Import | Hydrogen | QC | Dispatch-Import | FuelCost | 0 | [6 empty] | 0.60057 | 0
LCP_Inputs_ON_Electric_Howarth_2023_05_05 | 2033 | H2 Import - WC | Import | Hydrogen | QC | Dispatch-Import | VOM | 0 | [6 empty] | 0.60057 | 0
LCP_Inputs_ON_Electric_Howarth_2023_05_05 | 2033 | H2 Import - WC | Import | Hydrogen | WC | Dispatch-Import | EmissionsCost | 0 | [6 empty] | 0.60057 | 0
LCP_Inputs_ON_Electric_Howarth_2023_05_05 | 2033 | H2 Import - WC | Import | Hydrogen | WC | Dispatch-Import | FuelCost | 0 | [6 empty] | 0.60057 | 0
LCP_Inputs_ON_Electric_Howarth_2023_05_05 | 2033 | H2 Import - WC | Import | Hydrogen | WC | Dispatch-Import | VOM | 0 | [6 empty] | 0.60057 | 0
LCP_Inputs_ON_Electric_Howarth_2023_05_05 | 2033 | H2 Salt Cavern Storage - ON | Storage | Hydrogen | MI | Dispatch-Storage | EmissionsCost | 0 | [6 empty] | 0.60057 | 0
LCP_Inputs_ON_Electric_Howarth_2023_05_05 | 2033 | H2 Salt Cavern Storage - ON | Storage | Hydrogen | MI | Dispatch-Storage | FuelCost | 0 | [6 empty] | 0.60057 | 0
LCP_Inputs_ON_Electric_Howarth_2023_05_05 | 2033 | H2 Salt Cavern Storage - ON | Storage | Hydrogen | MI | Dispatch-Storage | VOM | 0 | [6 empty] | 0.60057 | 0
LCP_Inputs_ON_Electric_Howarth_2023_05_05 | 2033 | H2 Salt Cavern Storage - ON | Storage | Hydrogen | NY | Dispatch-Storage | EmissionsCost | 0 | [6 empty] | 0.60057 | 0
LCP_Inputs_ON_Electric_Howarth_2023_05_05 | 2033 | H2 Salt Cavern Storage - ON | Storage | Hydrogen | NY | Dispatch-Storage | FuelCost | 0 | [6 empty] | 0.60057 | 0
LCP_Inputs_ON_Electric_Howarth_2023_05_05 | 2033 | H2 Salt Cavern Storage - ON | Storage | Hydrogen | NY | Dispatch-Storage | VOM | 0 | [6 empty] | 0.60057 | 0
LCP_Inputs_ON_Electric_Howarth_2023_05_05 | 2033 | H2 Salt Cavern Storage - ON | Storage | Hydrogen | ON | Dispatch-Storage | EmissionsCost | 0 | [6 empty] | 0.60057 | 0
LCP_Inputs_ON_Electric_Howarth_2023_05_05 | 2033 | H2 Salt Cavern Storage - ON | Storage | Hydrogen | ON | Dispatch-Storage | FuelCost | 0 | [6 empty] | 0.60057 | 0
LCP_Inputs_ON_Electric_Howarth_2023_05_05 | 2033 | H2 Salt Cavern Storage - ON | Storage | Hydrogen | ON | Dispatch-Storage | VOM | 12116975.9484 | [6 empty] | 0.60057 | 7277141.7569
LCP_Inputs_ON_Electric_Howarth_2023_05_05 | 2033 | H2 Salt Cavern Storage - ON | Storage | Hydrogen | PJ | Dispatch-Storage | EmissionsCost | 0 | [6 empty] | 0.60057 | 0
LCP_Inputs_ON_Electric_Howarth_2023_05_05 | 2033 | H2 Salt Cavern Storage - ON | Storage | Hydrogen | PJ | Dispatch-Storage | FuelCost | 0 | [6 empty] | 0.60057 | 0
LCP_Inputs_ON_Electric_Howarth_2023_05_05 | 2033 | H2 Salt Cavern Storage - ON | Storage | Hydrogen | PJ | Dispatch-Storage | VOM | 0 | [6 empty] | 0.60057 | 0
LCP_Inputs_ON_Electric_Howarth_2023_05_05 | 2033 | H2 Salt Cavern Storage - ON | Storage | Hydrogen | QC | Dispatch-Storage | EmissionsCost | 0 | [6 empty] | 0.60057 | 0
LCP_Inputs_ON_Electric_Howarth_2023_05_05 | 2033 | H2 Salt Cavern Storage - ON | Storage | Hydrogen | QC | Dispatch-Storage | FuelCost | 0 | [6 empty] | 0.60057 | 0
LCP_Inputs_ON_Electric_Howarth_2023_05_05 | 2033 | H2 Salt Cavern Storage - ON | Storage | Hydrogen | QC | Dispatch-Storage | VOM | 0 | [6 empty] | 0.60057 | 0
LCP_Inputs_ON_Electric_Howarth_2023_05_05 | 2033 | H2 Salt Cavern Storage - ON | Storage | Hydrogen | WC | Dispatch-Storage | EmissionsCost | 0 | [6 empty] | 0.60057 | 0
LCP_Inputs_ON_Electric_Howarth_2023_05_05 | 2033 | H2 Salt Cavern Storage - ON | Storage | Hydrogen | WC | Dispatch-Storage | FuelCost | 0 | [6 empty] | 0.60057 | 0
LCP_Inputs_ON_Electric_Howarth_2023_05_05 | 2033 | H2 Salt Cavern Storage - ON | Storage | Hydrogen | WC | Dispatch-Storage | VOM | 0 | [6 empty] | 0.60057 | 0
LCP_Inputs_ON_Electric_Howarth_2023_05_05 | 2033 | Hydro | Generation | Electricity | MI | Dispatch-Generation | EmissionsCost | 0 | [6 empty] | 0.60057 | 0
LCP_Inputs_ON_Electric_Howarth_2023_05_05 | 2033 | Hydro | Generation | Electricity | MI | Dispatch-Generation | FuelCost | 0 | [6 empty] | 0.60057 | 0
LCP_Inputs_ON_Electric_Howarth_2023_05_05 | 2033 | Hydro | Generation | Electricity | MI | Dispatch-Generation | VOM | 0 | [6 empty] | 0.60057 | 0
LCP_Inputs_ON_Electric_Howarth_2023_05_05 | 2033 | Hydro | Generation | Electricity | NY | Dispatch-Generation | EmissionsCost | 0 | [6 empty] | 0.60057 | 0
LCP_Inputs_ON_Electric_Howarth_2023_05_05 | 2033 | Hydro | Generation | Electricity | NY | Dispatch-Generation | FuelCost | 0 | [6 empty] | 0.60057 | 0
LCP_Inputs_ON_Electric_Howarth_2023_05_05 | 2033 | Hydro | Generation | Electricity | NY | Dispatch-Generation | VOM | 0 | [6 empty] | 0.60057 | 0
LCP_Inputs_ON_Electric_Howarth_2023_05_05 | 2033 | Hydro | Generation | Electricity | ON | Dispatch-Generation | EmissionsCost | 0 | [6 empty] | 0.60057 | 0
LCP_Inputs_ON_Electric_Howarth_2023_05_05 | 2033 | Hydro | Generation | Electricity | ON | Dispatch-Generation | FuelCost | 0 | [6 empty] | 0.60057 | 0
LCP_Inputs_ON_Electric_Howarth_2023_05_05 | 2033 | Hydro | Generation | Electricity | ON | Dispatch-Generation | VOM | 0 | [6 empty] | 0.60057 | 0
LCP_Inputs_ON_Electric_Howarth_2023_05_05 | 2033 | Hydro | Generation | Electricity | PJ | Dispatch-Generation | EmissionsCost | 0 | [6 empty] | 0.60057 | 0
LCP_Inputs_ON_Electric_Howarth_2023_05_05 | 2033 | Hydro | Generation | Electricity | PJ | Dispatch-Generation | FuelCost | 0 | [6 empty] | 0.60057 | 0
LCP_Inputs_ON_Electric_Howarth_2023_05_05 | 2033 | Hydro | Generation | Electricity | PJ | Dispatch-Generation | VOM | 0 | [6 empty] | 0.60057 | 0
LCP_Inputs_ON_Electric_Howarth_2023_05_05 | 2033 | Hydro | Generation | Electricity | QC | Dispatch-Generation | EmissionsCost | 0 | [6 empty] | 0.60057 | 0
LCP_Inputs_ON_Electric_Howarth_2023_05_05 | 2033 | Hydro | Generation | Electricity | QC | Dispatch-Generation | FuelCost | 0 | [6 empty] | 0.60057 | 0
LCP_Inputs_ON_Electric_Howarth_2023_05_05 | 2033 | Hydro | Generation | Electricity | QC | Dispatch-Generation | VOM | 0 | [6 empty] | 0.60057 | 0
LCP_Inputs_ON_Electric_Howarth_2023_05_05 | 2033 | Hydro | Generation | Electricity | WC | Dispatch-Generation | EmissionsCost | 0 | [6 empty] | 0.60057 | 0
LCP_Inputs_ON_Electric_Howarth_2023_05_05 | 2033 | Hydro | Generation | Electricity | WC | Dispatch-Generation | FuelCost | 0 | [6 empty] | 0.60057 | 0
LCP_Inputs_ON_Electric_Howarth_2023_05_05 | 2033 | Hydro | Generation | Electricity | WC | Dispatch-Generation | VOM | 0 | [6 empty] | 0.60057 | 0
LCP_Inputs_ON_Electric_Howarth_2023_05_05 | 2033 | Hydro Pumped Storage | Storage | Electricity | MI | Dispatch-Storage | EmissionsCost | 0 | [6 empty] | 0.60057 | 0
LCP_Inputs_ON_Electric_Howarth_2023_05_05 | 2033 | Hydro Pumped Storage | Storage | Electricity | MI | Dispatch-Storage | FuelCost | 0 | [6 empty] | 0.60057 | 0
LCP_Inputs_ON_Electric_Howarth_2023_05_05 | 2033 | Hydro Pumped Storage | Storage | Electricity | MI | Dispatch-Storage | VOM | 0 | [6 empty] | 0.60057 | 0
LCP_Inputs_ON_Electric_Howarth_2023_05_05 | 2033 | Hydro Pumped Storage | Storage | Electricity | NY | Dispatch-Storage | EmissionsCost | 0 | [6 empty] | 0.60057 | 0
LCP_Inputs_ON_Electric_Howarth_2023_05_05 | 2033 | Hydro Pumped Storage | Storage | Electricity | NY | Dispatch-Storage | FuelCost | 0 | [6 empty] | 0.60057 | 0
LCP_Inputs_ON_Electric_Howarth_2023_05_05 | 2033 | Hydro Pumped Storage | Storage | Electricity | NY | Dispatch-Storage | VOM | 0 | [6 empty] | 0.60057 | 0
LCP_Inputs_ON_Electric_Howarth_2023_05_05 | 2033 | Hydro Pumped Storage | Storage | Electricity | ON | Dispatch-Storage | EmissionsCost | 0 | [6 empty] | 0.60057 | 0
LCP_Inputs_ON_Electric_Howarth_2023_05_05 | 2033 | Hydro Pumped Storage | Storage | Electricity | ON | Dispatch-Storage | FuelCost | 0 | [6 empty] | 0.60057 | 0
LCP_Inputs_ON_Electric_Howarth_2023_05_05 | 2033 | Hydro Pumped Storage | Storage | Electricity | ON | Dispatch-Storage | VOM | 0 | [6 empty] | 0.60057 | 0
LCP_Inputs_ON_Electric_Howarth_2023_05_05 | 2033 | Hydro Pumped Storage | Storage | Electricity | PJ | Dispatch-Storage | EmissionsCost | 0 | [6 empty] | 0.60057 | 0
LCP_Inputs_ON_Electric_Howarth_2023_05_05 | 2033 | Hydro Pumped Storage | Storage | Electricity | PJ | Dispatch-Storage | FuelCost | 0 | [6 empty] | 0.60057 | 0
LCP_Inputs_ON_Electric_Howarth_2023_05_05 | 2033 | Hydro Pumped Storage | Storage | Electricity | PJ | Dispatch-Storage | VOM | 0 | [6 empty] | 0.60057 | 0
LCP_Inputs_ON_Electric_Howarth_2023_05_05 | 2033 | Hydro Pumped Storage | Storage | Electricity | QC | Dispatch-Storage | EmissionsCost | 0 | [6 empty] | 0.60057 | 0
LCP_Inputs_ON_Electric_Howarth_2023_05_05 | 2033 | Hydro Pumped Storage | Storage | Electricity | QC | Dispatch-Storage | FuelCost | 0 | [6 empty] | 0.60057 | 0
LCP_Inputs_ON_Electric_Howarth_2023_05_05 | 2033 | Hydro Pumped Storage | Storage | Electricity | QC | Dispatch-Storage | VOM | 0 | [6 empty] | 0.60057 | 0
LCP_Inputs_ON_Electric_Howarth_2023_05_05 | 2033 | Hydro Pumped Storage | Storage | Electricity | WC | Dispatch-Storage | EmissionsCost | 0 | [6 empty] | 0.60057 | 0
LCP_Inputs_ON_Electric_Howarth_2023_05_05 | 2033 | Hydro Pumped Storage | Storage | Electricity | WC | Dispatch-Storage | FuelCost | 0 | [6 empty] | 0.60057 | 0
LCP_Inputs_ON_Electric_Howarth_2023_05_05 | 2033 | Hydro Pumped Storage | Storage | Electricity | WC | Dispatch-Storage | VOM | 0 | [6 empty] | 0.60057 | 0
LCP_Inputs_ON_Electric_Howarth_2023_05_05 | 2033 | Nuclear | Generation | Electricity | MI | Dispatch-Generation | EmissionsCost | 0 | [6 empty] | 0.60057 | 0
LCP_Inputs_ON_Electric_Howarth_2023_05_05 | 2033 | Nuclear | Generation | Electricity | MI | Dispatch-Generation | FuelCost | 0 | [6 empty] | 0.60057 | 0
LCP_Inputs_ON_Electric_Howarth_2023_05_05 | 2033 | Nuclear | Generation | Electricity | MI | Dispatch-Generation | VOM | 2762866296.96 | [6 empty] | 0.60057 | 1659305901.409
LCP_Inputs_ON_Electric_Howarth_2023_05_05 | 2033 | Nuclear | Generation | Electricity | NY | Dispatch-Generation | EmissionsCost | 0 | [6 empty] | 0.60057 | 0
LCP_Inputs_ON_Electric_Howarth_2023_05_05 | 2033 | Nuclear | Generation | Electricity | NY | Dispatch-Generation | FuelCost | 0 | [6 empty] | 0.60057 | 0
LCP_Inputs_ON_Electric_Howarth_2023_05_05 | 2033 | Nuclear | Generation | Electricity | NY | Dispatch-Generation | VOM | 2246155230.144 | [6 empty] | 0.60057 | 1348982624.6604
LCP_Inputs_ON_Electric_Howarth_2023_05_05 | 2033 | Nuclear | Generation | Electricity | ON | Dispatch-Generation | EmissionsCost | 0 | [6 empty] | 0.60057 | 0
LCP_Inputs_ON_Electric_Howarth_2023_05_05 | 2033 | Nuclear | Generation | Electricity | ON | Dispatch-Generation | FuelCost | 0 | [6 empty] | 0.60057 | 0
LCP_Inputs_ON_Electric_Howarth_2023_05_05 | 2033 | Nuclear | Generation | Electricity | ON | Dispatch-Generation | VOM | 7240796912.4466 | [6 empty] | 0.60057 | 4348634988.5794
LCP_Inputs_ON_Electric_Howarth_2023_05_05 | 2033 | Nuclear | Generation | Electricity | PJ | Dispatch-Generation | EmissionsCost | 0 | [6 empty] | 0.60057 | 0
LCP_Inputs_ON_Electric_Howarth_2023_05_05 | 2033 | Nuclear | Generation | Electricity | PJ | Dispatch-Generation | FuelCost | 0 | [6 empty] | 0.60057 | 0
LCP_Inputs_ON_Electric_Howarth_2023_05_05 | 2033 | Nuclear | Generation | Electricity | PJ | Dispatch-Generation | VOM | 6401347648.6848 | [6 empty] | 0.60057 | 3844483514.1392
LCP_Inputs_ON_Electric_Howarth_2023_05_05 | 2033 | Nuclear | Generation | Electricity | QC | Dispatch-Generation | EmissionsCost | 0 | [6 empty] | 0.60057 | 0
LCP_Inputs_ON_Electric_Howarth_2023_05_05 | 2033 | Nuclear | Generation | Electricity | QC | Dispatch-Generation | FuelCost | 0 | [6 empty] | 0.60057 | 0
LCP_Inputs_ON_Electric_Howarth_2023_05_05 | 2033 | Nuclear | Generation | Electricity | QC | Dispatch-Generation | VOM | 0 | [6 empty] | 0.60057 | 0
LCP_Inputs_ON_Electric_Howarth_2023_05_05 | 2033 | Nuclear | Generation | Electricity | WC | Dispatch-Generation | EmissionsCost | 0 | [6 empty] | 0.60057 | 0
LCP_Inputs_ON_Electric_Howarth_2023_05_05 | 2033 | Nuclear | Generation | Electricity | WC | Dispatch-Generation | FuelCost | 0 | [6 empty] | 0.60057 | 0
LCP_Inputs_ON_Electric_Howarth_2023_05_05 | 2033 | Nuclear | Generation | Electricity | WC | Dispatch-Generation | VOM | 0 | [6 empty] | 0.60057 | 0
LCP_Inputs_ON_Electric_Howarth_2023_05_05 | 2033 | Nuclear SMR | Generation | Electricity | MI | Dispatch-Generation | EmissionsCost | 0 | [6 empty] | 0.60057 | 0
LCP_Inputs_ON_Electric_Howarth_2023_05_05 | 2033 | Nuclear SMR | Generation | Electricity | MI | Dispatch-Generation | FuelCost | 0 | [6 empty] | 0.60057 | 0
LCP_Inputs_ON_Electric_Howarth_2023_05_05 | 2033 | Nuclear SMR | Generation | Electricity | MI | Dispatch-Generation | VOM | 0 | [6 empty] | 0.60057 | 0
LCP_Inputs_ON_Electric_Howarth_2023_05_05 | 2033 | Nuclear SMR | Generation | Electricity | NY | Dispatch-Generation | EmissionsCost | 0 | [6 empty] | 0.60057 | 0
LCP_Inputs_ON_Electric_Howarth_2023_05_05 | 2033 | Nuclear SMR | Generation | Electricity | NY | Dispatch-Generation | FuelCost | 0 | [6 empty] | 0.60057 | 0
LCP_Inputs_ON_Electric_Howarth_2023_05_05 | 2033 | Nuclear SMR | Generation | Electricity | NY | Dispatch-Generation | VOM | 0 | [6 empty] | 0.60057 | 0
LCP_Inputs_ON_Electric_Howarth_2023_05_05 | 2033 | Nuclear SMR | Generation | Electricity | ON | Dispatch-Generation | EmissionsCost | 0 | [6 empty] | 0.60057 | 0
LCP_Inputs_ON_Electric_Howarth_2023_05_05 | 2033 | Nuclear SMR | Generation | Electricity | ON | Dispatch-Generation | FuelCost | 0 | [6 empty] | 0.60057 | 0
LCP_Inputs_ON_Electric_Howarth_2023_05_05 | 2033 | Nuclear SMR | Generation | Electricity | ON | Dispatch-Generation | VOM | 19039640.4 | [6 empty] | 0.60057 | 11434714.6336
LCP_Inputs_ON_Electric_Howarth_2023_05_05 | 2033 | Nuclear SMR | Generation | Electricity | PJ | Dispatch-Generation | EmissionsCost | 0 | [6 empty] | 0.60057 | 0
LCP_Inputs_ON_Electric_Howarth_2023_05_05 | 2033 | Nuclear SMR | Generation | Electricity | PJ | Dispatch-Generation | FuelCost | 0 | [6 empty] | 0.60057 | 0
LCP_Inputs_ON_Electric_Howarth_2023_05_05 | 2033 | Nuclear SMR | Generation | Electricity | PJ | Dispatch-Generation | VOM | 0 | [6 empty] | 0.60057 | 0
LCP_Inputs_ON_Electric_Howarth_2023_05_05 | 2033 | Nuclear SMR | Generation | Electricity | QC | Dispatch-Generation | EmissionsCost | 0 | [6 empty] | 0.60057 | 0
LCP_Inputs_ON_Electric_Howarth_2023_05_05 | 2033 | Nuclear SMR | Generation | Electricity | QC | Dispatch-Generation | FuelCost | 0 | [6 empty] | 0.60057 | 0
LCP_Inputs_ON_Electric_Howarth_2023_05_05 | 2033 | Nuclear SMR | Generation | Electricity | QC | Dispatch-Generation | VOM | 0 | [6 empty] | 0.60057 | 0
LCP_Inputs_ON_Electric_Howarth_2023_05_05 | 2033 | Nuclear SMR | Generation | Electricity | WC | Dispatch-Generation | EmissionsCost | 0 | [6 empty] | 0.60057 | 0
LCP_Inputs_ON_Electric_Howarth_2023_05_05 | 2033 | Nuclear SMR | Generation | Electricity | WC | Dispatch-Generation | FuelCost | 0 | [6 empty] | 0.60057 | 0
LCP_Inputs_ON_Electric_Howarth_2023_05_05 | 2033 | Nuclear SMR | Generation | Electricity | WC | Dispatch-Generation | VOM | 0 | [6 empty] | 0.60057 | 0
LCP_Inputs_ON_Electric_Howarth_2023_05_05 | 2033 | O/CCGT - CH4 Existing | Crossload | Electricity | MI | Dispatch-Crossload | EmissionsCost | 0 | [6 empty] | 0.60057 | 0
LCP_Inputs_ON_Electric_Howarth_2023_05_05 | 2033 | O/CCGT - CH4 Existing | Crossload | Electricity | MI | Dispatch-Crossload | FuelCost | 0 | [6 empty] | 0.60057 | 0
LCP_Inputs_ON_Electric_Howarth_2023_05_05 | 2033 | O/CCGT - CH4 Existing | Crossload | Electricity | MI | Dispatch-Crossload | VOM | 0 | [6 empty] | 0.60057 | 0
LCP_Inputs_ON_Electric_Howarth_2023_05_05 | 2033 | O/CCGT - CH4 Existing | Crossload | Electricity | NY | Dispatch-Crossload | EmissionsCost | 0 | [6 empty] | 0.60057 | 0
LCP_Inputs_ON_Electric_Howarth_2023_05_05 | 2033 | O/CCGT - CH4 Existing | Crossload | Electricity | NY | Dispatch-Crossload | FuelCost | 0 | [6 empty] | 0.60057 | 0
LCP_Inputs_ON_Electric_Howarth_2023_05_05 | 2033 | O/CCGT - CH4 Existing | Crossload | Electricity | NY | Dispatch-Crossload | VOM | 0 | [6 empty] | 0.60057 | 0
LCP_Inputs_ON_Electric_Howarth_2023_05_05 | 2033 | O/CCGT - CH4 Existing | Crossload | Electricity | ON | Dispatch-Crossload | EmissionsCost | 11165878.9802 | [6 empty] | 0.60057 | 6705937.5644
LCP_Inputs_ON_Electric_Howarth_2023_05_05 | 2033 | O/CCGT - CH4 Existing | Crossload | Electricity | ON | Dispatch-Crossload | FuelCost | 0 | [6 empty] | 0.60057 | 0
LCP_Inputs_ON_Electric_Howarth_2023_05_05 | 2033 | O/CCGT - CH4 Existing | Crossload | Electricity | ON | Dispatch-Crossload | VOM | 405781.1348 | [6 empty] | 0.60057 | 243701.6342
LCP_Inputs_ON_Electric_Howarth_2023_05_05 | 2033 | O/CCGT - CH4 Existing | Crossload | Electricity | PJ | Dispatch-Crossload | EmissionsCost | 0 | [6 empty] | 0.60057 | 0
LCP_Inputs_ON_Electric_Howarth_2023_05_05 | 2033 | O/CCGT - CH4 Existing | Crossload | Electricity | PJ | Dispatch-Crossload | FuelCost | 0 | [6 empty] | 0.60057 | 0
LCP_Inputs_ON_Electric_Howarth_2023_05_05 | 2033 | O/CCGT - CH4 Existing | Crossload | Electricity | PJ | Dispatch-Crossload | VOM | 0 | [6 empty] | 0.60057 | 0
LCP_Inputs_ON_Electric_Howarth_2023_05_05 | 2033 | O/CCGT - CH4 Existing | Crossload | Electricity | QC | Dispatch-Crossload | EmissionsCost | 0 | [6 empty] | 0.60057 | 0
LCP_Inputs_ON_Electric_Howarth_2023_05_05 | 2033 | O/CCGT - CH4 Existing | Crossload | Electricity | QC | Dispatch-Crossload | FuelCost | 0 | [6 empty] | 0.60057 | 0
LCP_Inputs_ON_Electric_Howarth_2023_05_05 | 2033 | O/CCGT - CH4 Existing | Crossload | Electricity | QC | Dispatch-Crossload | VOM | 0 | [6 empty] | 0.60057 | 0
LCP_Inputs_ON_Electric_Howarth_2023_05_05 | 2033 | O/CCGT - CH4 Existing | Crossload | Electricity | WC | Dispatch-Crossload | EmissionsCost | 0 | [6 empty] | 0.60057 | 0
LCP_Inputs_ON_Electric_Howarth_2023_05_05 | 2033 | O/CCGT - CH4 Existing | Crossload | Electricity | WC | Dispatch-Crossload | FuelCost | 0 | [6 empty] | 0.60057 | 0
LCP_Inputs_ON_Electric_Howarth_2023_05_05 | 2033 | O/CCGT - CH4 Existing | Crossload | Electricity | WC | Dispatch-Crossload | VOM | 0 | [6 empty] | 0.60057 | 0
LCP_Inputs_ON_Electric_Howarth_2023_05_05 | 2033 | O/CCGT - CH4 New | Crossload | Electricity | MI | Dispatch-Crossload | EmissionsCost | 0 | [6 empty] | 0.60057 | 0
LCP_Inputs_ON_Electric_Howarth_2023_05_05 | 2033 | O/CCGT - CH4 New | Crossload | Electricity | MI | Dispatch-Crossload | FuelCost | 0 | [6 empty] | 0.60057 | 0
LCP_Inputs_ON_Electric_Howarth_2023_05_05 | 2033 | O/CCGT - CH4 New | Crossload | Electricity | MI | Dispatch-Crossload | VOM | 0 | [6 empty] | 0.60057 | 0
LCP_Inputs_ON_Electric_Howarth_2023_05_05 | 2033 | O/CCGT - CH4 New | Crossload | Electricity | NY | Dispatch-Crossload | EmissionsCost | 0 | [6 empty] | 0.60057 | 0
LCP_Inputs_ON_Electric_Howarth_2023_05_05 | 2033 | O/CCGT - CH4 New | Crossload | Electricity | NY | Dispatch-Crossload | FuelCost | 0 | [6 empty] | 0.60057 | 0
LCP_Inputs_ON_Electric_Howarth_2023_05_05 | 2033 | O/CCGT - CH4 New | Crossload | Electricity | NY | Dispatch-Crossload | VOM | 0 | [6 empty] | 0.60057 | 0
LCP_Inputs_ON_Electric_Howarth_2023_05_05 | 2033 | O/CCGT - CH4 New | Crossload | Electricity | ON | Dispatch-Crossload | EmissionsCost | 1023543.3464 | [6 empty] | 0.60057 | 614713.6099
LCP_Inputs_ON_Electric_Howarth_2023_05_05 | 2033 | O/CCGT - CH4 New | Crossload | Electricity | ON | Dispatch-Crossload | FuelCost | 0 | [6 empty] | 0.60057 | 0
LCP_Inputs_ON_Electric_Howarth_2023_05_05 | 2033 | O/CCGT - CH4 New | Crossload | Electricity | ON | Dispatch-Crossload | VOM | 37196.7654 | [6 empty] | 0.60057 | 22339.4134
LCP_Inputs_ON_Electric_Howarth_2023_05_05 | 2033 | O/CCGT - CH4 New | Crossload | Electricity | PJ | Dispatch-Crossload | EmissionsCost | 0 | [6 empty] | 0.60057 | 0
LCP_Inputs_ON_Electric_Howarth_2023_05_05 | 2033 | O/CCGT - CH4 New | Crossload | Electricity | PJ | Dispatch-Crossload | FuelCost | 0 | [6 empty] | 0.60057 | 0
LCP_Inputs_ON_Electric_Howarth_2023_05_05 | 2033 | O/CCGT - CH4 New | Crossload | Electricity | PJ | Dispatch-Crossload | VOM | 0 | [6 empty] | 0.60057 | 0
LCP_Inputs_ON_Electric_Howarth_2023_05_05 | 2033 | O/CCGT - CH4 New | Crossload | Electricity | QC | Dispatch-Crossload | EmissionsCost | 0 | [6 empty] | 0.60057 | 0
LCP_Inputs_ON_Electric_Howarth_2023_05_05 | 2033 | O/CCGT - CH4 New | Crossload | Electricity | QC | Dispatch-Crossload | FuelCost | 0 | [6 empty] | 0.60057 | 0
LCP_Inputs_ON_Electric_Howarth_2023_05_05 | 2033 | O/CCGT - CH4 New | Crossload | Electricity | QC | Dispatch-Crossload | VOM | 0 | [6 empty] | 0.60057 | 0
LCP_Inputs_ON_Electric_Howarth_2023_05_05 | 2033 | O/CCGT - CH4 New | Crossload | Electricity | WC | Dispatch-Crossload | EmissionsCost | 0 | [6 empty] | 0.60057 | 0
LCP_Inputs_ON_Electric_Howarth_2023_05_05 | 2033 | O/CCGT - CH4 New | Crossload | Electricity | WC | Dispatch-Crossload | FuelCost | 0 | [6 empty] | 0.60057 | 0
LCP_Inputs_ON_Electric_Howarth_2023_05_05 | 2033 | O/CCGT - CH4 New | Crossload | Electricity | WC | Dispatch-Crossload | VOM | 0 | [6 empty] | 0.60057 | 0
LCP_Inputs_ON_Electric_Howarth_2023_05_05 | 2033 | O/CCGT - H2 New | Crossload | Electricity | MI | Dispatch-Crossload | EmissionsCost | 0 | [6 empty] | 0.60057 | 0
LCP_Inputs_ON_Electric_Howarth_2023_05_05 | 2033 | O/CCGT - H2 New | Crossload | Electricity | MI | Dispatch-Crossload | FuelCost | 0 | [6 empty] | 0.60057 | 0
LCP_Inputs_ON_Electric_Howarth_2023_05_05 | 2033 | O/CCGT - H2 New | Crossload | Electricity | MI | Dispatch-Crossload | VOM | 0 | [6 empty] | 0.60057 | 0
LCP_Inputs_ON_Electric_Howarth_2023_05_05 | 2033 | O/CCGT - H2 New | Crossload | Electricity | NY | Dispatch-Crossload | EmissionsCost | 0 | [6 empty] | 0.60057 | 0
LCP_Inputs_ON_Electric_Howarth_2023_05_05 | 2033 | O/CCGT - H2 New | Crossload | Electricity | NY | Dispatch-Crossload | FuelCost | 0 | [6 empty] | 0.60057 | 0
LCP_Inputs_ON_Electric_Howarth_2023_05_05 | 2033 | O/CCGT - H2 New | Crossload | Electricity | NY | Dispatch-Crossload | VOM | 0 | [6 empty] | 0.60057 | 0
LCP_Inputs_ON_Electric_Howarth_2023_05_05 | 2033 | O/CCGT - H2 New | Crossload | Electricity | ON | Dispatch-Crossload | EmissionsCost | 0 | [6 empty] | 0.60057 | 0
LCP_Inputs_ON_Electric_Howarth_2023_05_05 | 2033 | O/CCGT - H2 New | Crossload | Electricity | ON | Dispatch-Crossload | FuelCost | 0 | [6 empty] | 0.60057 | 0
LCP_Inputs_ON_Electric_Howarth_2023_05_05 | 2033 | O/CCGT - H2 New | Crossload | Electricity | ON | Dispatch-Crossload | VOM | 13608.3219 | [6 empty] | 0.60057 | 8172.8055
LCP_Inputs_ON_Electric_Howarth_2023_05_05 | 2033 | O/CCGT - H2 New | Crossload | Electricity | PJ | Dispatch-Crossload | EmissionsCost | 0 | [6 empty] | 0.60057 | 0
LCP_Inputs_ON_Electric_Howarth_2023_05_05 | 2033 | O/CCGT - H2 New | Crossload | Electricity | PJ | Dispatch-Crossload | FuelCost | 0 | [6 empty] | 0.60057 | 0
LCP_Inputs_ON_Electric_Howarth_2023_05_05 | 2033 | O/CCGT - H2 New | Crossload | Electricity | PJ | Dispatch-Crossload | VOM | 0 | [6 empty] | 0.60057 | 0
LCP_Inputs_ON_Electric_Howarth_2023_05_05 | 2033 | O/CCGT - H2 New | Crossload | Electricity | QC | Dispatch-Crossload | EmissionsCost | 0 | [6 empty] | 0.60057 | 0
LCP_Inputs_ON_Electric_Howarth_2023_05_05 | 2033 | O/CCGT - H2 New | Crossload | Electricity | QC | Dispatch-Crossload | FuelCost | 0 | [6 empty] | 0.60057 | 0
LCP_Inputs_ON_Electric_Howarth_2023_05_05 | 2033 | O/CCGT - H2 New | Crossload | Electricity | QC | Dispatch-Crossload | VOM | 0 | [6 empty] | 0.60057 | 0
LCP_Inputs_ON_Electric_Howarth_2023_05_05 | 2033 | O/CCGT - H2 New | Crossload | Electricity | WC | Dispatch-Crossload | EmissionsCost | 0 | [6 empty] | 0.60057 | 0
LCP_Inputs_ON_Electric_Howarth_2023_05_05 | 2033 | O/CCGT - H2 New | Crossload | Electricity | WC | Dispatch-Crossload | FuelCost | 0 | [6 empty] | 0.60057 | 0
LCP_Inputs_ON_Electric_Howarth_2023_05_05 | 2033 | O/CCGT - H2 New | Crossload | Electricity | WC | Dispatch-Crossload | VOM | 0 | [6 empty] | 0.60057 | 0
LCP_Inputs_ON_Electric_Howarth_2023_05_05 | 2033 | SMR CCS | Generation | Hydrogen | MI | Dispatch-Generation | EmissionsCost | 0 | [6 empty] | 0.60057 | 0
LCP_Inputs_ON_Electric_Howarth_2023_05_05 | 2033 | SMR CCS | Generation | Hydrogen | MI | Dispatch-Generation | FuelCost | 0 | [6 empty] | 0.60057 | 0
LCP_Inputs_ON_Electric_Howarth_2023_05_05 | 2033 | SMR CCS | Generation | Hydrogen | MI | Dispatch-Generation | VOM | 0 | [6 empty] | 0.60057 | 0
LCP_Inputs_ON_Electric_Howarth_2023_05_05 | 2033 | SMR CCS | Generation | Hydrogen | NY | Dispatch-Generation | EmissionsCost | 0 | [6 empty] | 0.60057 | 0
LCP_Inputs_ON_Electric_Howarth_2023_05_05 | 2033 | SMR CCS | Generation | Hydrogen | NY | Dispatch-Generation | FuelCost | 0 | [6 empty] | 0.60057 | 0
LCP_Inputs_ON_Electric_Howarth_2023_05_05 | 2033 | SMR CCS | Generation | Hydrogen | NY | Dispatch-Generation | VOM | 0 | [6 empty] | 0.60057 | 0
LCP_Inputs_ON_Electric_Howarth_2023_05_05 | 2033 | SMR CCS | Generation | Hydrogen | ON | Dispatch-Generation | EmissionsCost | 534562683.9116 | [6 empty] | 0.60057 | 321044495.3719
LCP_Inputs_ON_Electric_Howarth_2023_05_05 | 2033 | SMR CCS | Generation | Hydrogen | ON | Dispatch-Generation | FuelCost | 210670439.8621 | [6 empty] | 0.60057 | 126523206.8958
LCP_Inputs_ON_Electric_Howarth_2023_05_05 | 2033 | SMR CCS | Generation | Hydrogen | ON | Dispatch-Generation | VOM | 0 | [6 empty] | 0.60057 | 0
LCP_Inputs_ON_Electric_Howarth_2023_05_05 | 2033 | SMR CCS | Generation | Hydrogen | PJ | Dispatch-Generation | EmissionsCost | 0 | [6 empty] | 0.60057 | 0
LCP_Inputs_ON_Electric_Howarth_2023_05_05 | 2033 | SMR CCS | Generation | Hydrogen | PJ | Dispatch-Generation | FuelCost | 0 | [6 empty] | 0.60057 | 0
LCP_Inputs_ON_Electric_Howarth_2023_05_05 | 2033 | SMR CCS | Generation | Hydrogen | PJ | Dispatch-Generation | VOM | 0 | [6 empty] | 0.60057 | 0
LCP_Inputs_ON_Electric_Howarth_2023_05_05 | 2033 | SMR CCS | Generation | Hydrogen | QC | Dispatch-Generation | EmissionsCost | 0 | [6 empty] | 0.60057 | 0
LCP_Inputs_ON_Electric_Howarth_2023_05_05 | 2033 | SMR CCS | Generation | Hydrogen | QC | Dispatch-Generation | FuelCost | 0 | [6 empty] | 0.60057 | 0
LCP_Inputs_ON_Electric_Howarth_2023_05_05 | 2033 | SMR CCS | Generation | Hydrogen | QC | Dispatch-Generation | VOM | 0 | [6 empty] | 0.60057 | 0
LCP_Inputs_ON_Electric_Howarth_2023_05_05 | 2033 | SMR CCS | Generation | Hydrogen | WC | Dispatch-Generation | EmissionsCost | 0 | [6 empty] | 0.60057 | 0
LCP_Inputs_ON_Electric_Howarth_2023_05_05 | 2033 | SMR CCS | Generation | Hydrogen | WC | Dispatch-Generation | FuelCost | 0 | [6 empty] | 0.60057 | 0
LCP_Inputs_ON_Electric_Howarth_2023_05_05 | 2033 | SMR CCS | Generation | Hydrogen | WC | Dispatch-Generation | VOM | 0 | [6 empty] | 0.60057 | 0
LCP_Inputs_ON_Electric_Howarth_2023_05_05 | 2033 | Solar PV | Generation | Electricity | MI | Dispatch-Generation | EmissionsCost | 0 | [6 empty] | 0.60057 | 0
LCP_Inputs_ON_Electric_Howarth_2023_05_05 | 2033 | Solar PV | Generation | Electricity | MI | Dispatch-Generation | FuelCost | 0 | [6 empty] | 0.60057 | 0
LCP_Inputs_ON_Electric_Howarth_2023_05_05 | 2033 | Solar PV | Generation | Electricity | MI | Dispatch-Generation | VOM | 0 | [6 empty] | 0.60057 | 0
LCP_Inputs_ON_Electric_Howarth_2023_05_05 | 2033 | Solar PV | Generation | Electricity | NY | Dispatch-Generation | EmissionsCost | 0 | [6 empty] | 0.60057 | 0
LCP_Inputs_ON_Electric_Howarth_2023_05_05 | 2033 | Solar PV | Generation | Electricity | NY | Dispatch-Generation | FuelCost | 0 | [6 empty] | 0.60057 | 0
LCP_Inputs_ON_Electric_Howarth_2023_05_05 | 2033 | Solar PV | Generation | Electricity | NY | Dispatch-Generation | VOM | 0 | [6 empty] | 0.60057 | 0
LCP_Inputs_ON_Electric_Howarth_2023_05_05 | 2033 | Solar PV | Generation | Electricity | ON | Dispatch-Generation | EmissionsCost | 0 | [6 empty] | 0.60057 | 0
LCP_Inputs_ON_Electric_Howarth_2023_05_05 | 2033 | Solar PV | Generation | Electricity | ON | Dispatch-Generation | FuelCost | 0 | [6 empty] | 0.60057 | 0
LCP_Inputs_ON_Electric_Howarth_2023_05_05 | 2033 | Solar PV | Generation | Electricity | ON | Dispatch-Generation | VOM | 0 | [6 empty] | 0.60057 | 0
LCP_Inputs_ON_Electric_Howarth_2023_05_05 | 2033 | Solar PV | Generation | Electricity | PJ | Dispatch-Generation | EmissionsCost | 0 | [6 empty] | 0.60057 | 0
LCP_Inputs_ON_Electric_Howarth_2023_05_05 | 2033 | Solar PV | Generation | Electricity | PJ | Dispatch-Generation | FuelCost | 0 | [6 empty] | 0.60057 | 0
LCP_Inputs_ON_Electric_Howarth_2023_05_05 | 2033 | Solar PV | Generation | Electricity | PJ | Dispatch-Generation | VOM | 0 | [6 empty] | 0.60057 | 0
LCP_Inputs_ON_Electric_Howarth_2023_05_05 | 2033 | Solar PV | Generation | Electricity | QC | Dispatch-Generation | EmissionsCost | 0 | [6 empty] | 0.60057 | 0
LCP_Inputs_ON_Electric_Howarth_2023_05_05 | 2033 | Solar PV | Generation | Electricity | QC | Dispatch-Generation | FuelCost | 0 | [6 empty] | 0.60057 | 0
LCP_Inputs_ON_Electric_Howarth_2023_05_05 | 2033 | Solar PV | Generation | Electricity | QC | Dispatch-Generation | VOM | 0 | [6 empty] | 0.60057 | 0
LCP_Inputs_ON_Electric_Howarth_2023_05_05 | 2033 | Solar PV | Generation | Electricity | WC | Dispatch-Generation | EmissionsCost | 0 | [6 empty] | 0.60057 | 0
LCP_Inputs_ON_Electric_Howarth_2023_05_05 | 2033 | Solar PV | Generation | Electricity | WC | Dispatch-Generation | FuelCost | 0 | [6 empty] | 0.60057 | 0
LCP_Inputs_ON_Electric_Howarth_2023_05_05 | 2033 | Solar PV | Generation | Electricity | WC | Dispatch-Generation | VOM | 0 | [6 empty] | 0.60057 | 0
LCP_Inputs_ON_Electric_Howarth_2023_05_05 | 2033 | Wind Offshore | Generation | Electricity | MI | Dispatch-Generation | EmissionsCost | 0 | [6 empty] | 0.60057 | 0
LCP_Inputs_ON_Electric_Howarth_2023_05_05 | 2033 | Wind Offshore | Generation | Electricity | MI | Dispatch-Generation | FuelCost | 0 | [6 empty] | 0.60057 | 0
LCP_Inputs_ON_Electric_Howarth_2023_05_05 | 2033 | Wind Offshore | Generation | Electricity | MI | Dispatch-Generation | VOM | 0 | [6 empty] | 0.60057 | 0
LCP_Inputs_ON_Electric_Howarth_2023_05_05 | 2033 | Wind Offshore | Generation | Electricity | NY | Dispatch-Generation | EmissionsCost | 0 | [6 empty] | 0.60057 | 0
LCP_Inputs_ON_Electric_Howarth_2023_05_05 | 2033 | Wind Offshore | Generation | Electricity | NY | Dispatch-Generation | FuelCost | 0 | [6 empty] | 0.60057 | 0
LCP_Inputs_ON_Electric_Howarth_2023_05_05 | 2033 | Wind Offshore | Generation | Electricity | NY | Dispatch-Generation | VOM | 0 | [6 empty] | 0.60057 | 0
LCP_Inputs_ON_Electric_Howarth_2023_05_05 | 2033 | Wind Offshore | Generation | Electricity | ON | Dispatch-Generation | EmissionsCost | 0 | [6 empty] | 0.60057 | 0
LCP_Inputs_ON_Electric_Howarth_2023_05_05 | 2033 | Wind Offshore | Generation | Electricity | ON | Dispatch-Generation | FuelCost | 0 | [6 empty] | 0.60057 | 0
LCP_Inputs_ON_Electric_Howarth_2023_05_05 | 2033 | Wind Offshore | Generation | Electricity | ON | Dispatch-Generation | VOM | 0 | [6 empty] | 0.60057 | 0
LCP_Inputs_ON_Electric_Howarth_2023_05_05 | 2033 | Wind Offshore | Generation | Electricity | PJ | Dispatch-Generation | EmissionsCost | 0 | [6 empty] | 0.60057 | 0
LCP_Inputs_ON_Electric_Howarth_2023_05_05 | 2033 | Wind Offshore | Generation | Electricity | PJ | Dispatch-Generation | FuelCost | 0 | [6 empty] | 0.60057 | 0
LCP_Inputs_ON_Electric_Howarth_2023_05_05 | 2033 | Wind Offshore | Generation | Electricity | PJ | Dispatch-Generation | VOM | 0 | [6 empty] | 0.60057 | 0
LCP_Inputs_ON_Electric_Howarth_2023_05_05 | 2033 | Wind Offshore | Generation | Electricity | QC | Dispatch-Generation | EmissionsCost | 0 | [6 empty] | 0.60057 | 0
LCP_Inputs_ON_Electric_Howarth_2023_05_05 | 2033 | Wind Offshore | Generation | Electricity | QC | Dispatch-Generation | FuelCost | 0 | [6 empty] | 0.60057 | 0
LCP_Inputs_ON_Electric_Howarth_2023_05_05 | 2033 | Wind Offshore | Generation | Electricity | QC | Dispatch-Generation | VOM | 0 | [6 empty] | 0.60057 | 0
LCP_Inputs_ON_Electric_Howarth_2023_05_05 | 2033 | Wind Offshore | Generation | Electricity | WC | Dispatch-Generation | EmissionsCost | 0 | [6 empty] | 0.60057 | 0
LCP_Inputs_ON_Electric_Howarth_2023_05_05 | 2033 | Wind Offshore | Generation | Electricity | WC | Dispatch-Generation | FuelCost | 0 | [6 empty] | 0.60057 | 0
LCP_Inputs_ON_Electric_Howarth_2023_05_05 | 2033 | Wind Offshore | Generation | Electricity | WC | Dispatch-Generation | VOM | 0 | [6 empty] | 0.60057 | 0
LCP_Inputs_ON_Electric_Howarth_2023_05_05 | 2033 | Wind Onshore | Generation | Electricity | MI | Dispatch-Generation | EmissionsCost | 0 | [6 empty] | 0.60057 | 0
LCP_Inputs_ON_Electric_Howarth_2023_05_05 | 2033 | Wind Onshore | Generation | Electricity | MI | Dispatch-Generation | FuelCost | 0 | [6 empty] | 0.60057 | 0
LCP_Inputs_ON_Electric_Howarth_2023_05_05 | 2033 | Wind Onshore | Generation | Electricity | MI | Dispatch-Generation | VOM | 0 | [6 empty] | 0.60057 | 0
LCP_Inputs_ON_Electric_Howarth_2023_05_05 | 2033 | Wind Onshore | Generation | Electricity | NY | Dispatch-Generation | EmissionsCost | 0 | [6 empty] | 0.60057 | 0
LCP_Inputs_ON_Electric_Howarth_2023_05_05 | 2033 | Wind Onshore | Generation | Electricity | NY | Dispatch-Generation | FuelCost | 0 | [6 empty] | 0.60057 | 0
LCP_Inputs_ON_Electric_Howarth_2023_05_05 | 2033 | Wind Onshore | Generation | Electricity | NY | Dispatch-Generation | VOM | 0 | [6 empty] | 0.60057 | 0
LCP_Inputs_ON_Electric_Howarth_2023_05_05 | 2033 | Wind Onshore | Generation | Electricity | ON | Dispatch-Generation | EmissionsCost | 0 | [6 empty] | 0.60057 | 0
LCP_Inputs_ON_Electric_Howarth_2023_05_05 | 2033 | Wind Onshore | Generation | Electricity | ON | Dispatch-Generation | FuelCost | 0 | [6 empty] | 0.60057 | 0
LCP_Inputs_ON_Electric_Howarth_2023_05_05 | 2033 | Wind Onshore | Generation | Electricity | ON | Dispatch-Generation | VOM | 0 | [6 empty] | 0.60057 | 0
LCP_Inputs_ON_Electric_Howarth_2023_05_05 | 2033 | Wind Onshore | Generation | Electricity | PJ | Dispatch-Generation | EmissionsCost | 0 | [6 empty] | 0.60057 | 0
LCP_Inputs_ON_Electric_Howarth_2023_05_05 | 2033 | Wind Onshore | Generation | Electricity | PJ | Dispatch-Generation | FuelCost | 0 | [6 empty] | 0.60057 | 0
LCP_Inputs_ON_Electric_Howarth_2023_05_05 | 2033 | Wind Onshore | Generation | Electricity | PJ | Dispatch-Generation | VOM | 0 | [6 empty] | 0.60057 | 0
LCP_Inputs_ON_Electric_Howarth_2023_05_05 | 2033 | Wind Onshore | Generation | Electricity | QC | Dispatch-Generation | EmissionsCost | 0 | [6 empty] | 0.60057 | 0
LCP_Inputs_ON_Electric_Howarth_2023_05_05 | 2033 | Wind Onshore | Generation | Electricity | QC | Dispatch-Generation | FuelCost | 0 | [6 empty] | 0.60057 | 0
LCP_Inputs_ON_Electric_Howarth_2023_05_05 | 2033 | Wind Onshore | Generation | Electricity | QC | Dispatch-Generation | VOM | 0 | [6 empty] | 0.60057 | 0
LCP_Inputs_ON_Electric_Howarth_2023_05_05 | 2033 | Wind Onshore | Generation | Electricity | WC | Dispatch-Generation | EmissionsCost | 0 | [6 empty] | 0.60057 | 0
LCP_Inputs_ON_Electric_Howarth_2023_05_05 | 2033 | Wind Onshore | Generation | Electricity | WC | Dispatch-Generation | FuelCost | 0 | [6 empty] | 0.60057 | 0
LCP_Inputs_ON_Electric_Howarth_2023_05_05 | 2033 | Wind Onshore | Generation | Electricity | WC | Dispatch-Generation | VOM | 0 | [6 empty] | 0.60057 | 0
LCP_Inputs_ON_Electric_Howarth_2023_05_05 | 2034 | Anaerobic Digestion | Generation | Methane | MI | Dispatch-Generation | EmissionsCost | 0 | [6 empty] | 0.57748 | 0
LCP_Inputs_ON_Electric_Howarth_2023_05_05 | 2034 | Anaerobic Digestion | Generation | Methane | MI | Dispatch-Generation | FuelCost | 0 | [6 empty] | 0.57748 | 0
LCP_Inputs_ON_Electric_Howarth_2023_05_05 | 2034 | Anaerobic Digestion | Generation | Methane | MI | Dispatch-Generation | VOM | 0 | [6 empty] | 0.57748 | 0
LCP_Inputs_ON_Electric_Howarth_2023_05_05 | 2034 | Anaerobic Digestion | Generation | Methane | NY | Dispatch-Generation | EmissionsCost | 0 | [6 empty] | 0.57748 | 0
LCP_Inputs_ON_Electric_Howarth_2023_05_05 | 2034 | Anaerobic Digestion | Generation | Methane | NY | Dispatch-Generation | FuelCost | 0 | [6 empty] | 0.57748 | 0
LCP_Inputs_ON_Electric_Howarth_2023_05_05 | 2034 | Anaerobic Digestion | Generation | Methane | NY | Dispatch-Generation | VOM | 0 | [6 empty] | 0.57748 | 0
LCP_Inputs_ON_Electric_Howarth_2023_05_05 | 2034 | Anaerobic Digestion | Generation | Methane | ON | Dispatch-Generation | EmissionsCost | 0 | [6 empty] | 0.57748 | 0
LCP_Inputs_ON_Electric_Howarth_2023_05_05 | 2034 | Anaerobic Digestion | Generation | Methane | ON | Dispatch-Generation | FuelCost | 0 | [6 empty] | 0.57748 | 0
LCP_Inputs_ON_Electric_Howarth_2023_05_05 | 2034 | Anaerobic Digestion | Generation | Methane | ON | Dispatch-Generation | VOM | 0 | [6 empty] | 0.57748 | 0
LCP_Inputs_ON_Electric_Howarth_2023_05_05 | 2034 | Anaerobic Digestion | Generation | Methane | PJ | Dispatch-Generation | EmissionsCost | 0 | [6 empty] | 0.57748 | 0
LCP_Inputs_ON_Electric_Howarth_2023_05_05 | 2034 | Anaerobic Digestion | Generation | Methane | PJ | Dispatch-Generation | FuelCost | 0 | [6 empty] | 0.57748 | 0
LCP_Inputs_ON_Electric_Howarth_2023_05_05 | 2034 | Anaerobic Digestion | Generation | Methane | PJ | Dispatch-Generation | VOM | 0 | [6 empty] | 0.57748 | 0
LCP_Inputs_ON_Electric_Howarth_2023_05_05 | 2034 | Anaerobic Digestion | Generation | Methane | QC | Dispatch-Generation | EmissionsCost | 0 | [6 empty] | 0.57748 | 0
LCP_Inputs_ON_Electric_Howarth_2023_05_05 | 2034 | Anaerobic Digestion | Generation | Methane | QC | Dispatch-Generation | FuelCost | 0 | [6 empty] | 0.57748 | 0
LCP_Inputs_ON_Electric_Howarth_2023_05_05 | 2034 | Anaerobic Digestion | Generation | Methane | QC | Dispatch-Generation | VOM | 0 | [6 empty] | 0.57748 | 0
LCP_Inputs_ON_Electric_Howarth_2023_05_05 | 2034 | Anaerobic Digestion | Generation | Methane | WC | Dispatch-Generation | EmissionsCost | 0 | [6 empty] | 0.57748 | 0
LCP_Inputs_ON_Electric_Howarth_2023_05_05 | 2034 | Anaerobic Digestion | Generation | Methane | WC | Dispatch-Generation | FuelCost | 0 | [6 empty] | 0.57748 | 0
LCP_Inputs_ON_Electric_Howarth_2023_05_05 | 2034 | Anaerobic Digestion | Generation | Methane | WC | Dispatch-Generation | VOM | 0 | [6 empty] | 0.57748 | 0
LCP_Inputs_ON_Electric_Howarth_2023_05_05 | 2034 | Battery Storage | Storage | Electricity | MI | Dispatch-Storage | EmissionsCost | 0 | [6 empty] | 0.57748 | 0
LCP_Inputs_ON_Electric_Howarth_2023_05_05 | 2034 | Battery Storage | Storage | Electricity | MI | Dispatch-Storage | FuelCost | 0 | [6 empty] | 0.57748 | 0
LCP_Inputs_ON_Electric_Howarth_2023_05_05 | 2034 | Battery Storage | Storage | Electricity | MI | Dispatch-Storage | VOM | 0 | [6 empty] | 0.57748 | 0
LCP_Inputs_ON_Electric_Howarth_2023_05_05 | 2034 | Battery Storage | Storage | Electricity | NY | Dispatch-Storage | EmissionsCost | 0 | [6 empty] | 0.57748 | 0
LCP_Inputs_ON_Electric_Howarth_2023_05_05 | 2034 | Battery Storage | Storage | Electricity | NY | Dispatch-Storage | FuelCost | 0 | [6 empty] | 0.57748 | 0
LCP_Inputs_ON_Electric_Howarth_2023_05_05 | 2034 | Battery Storage | Storage | Electricity | NY | Dispatch-Storage | VOM | 0 | [6 empty] | 0.57748 | 0
LCP_Inputs_ON_Electric_Howarth_2023_05_05 | 2034 | Battery Storage | Storage | Electricity | ON | Dispatch-Storage | EmissionsCost | 0 | [6 empty] | 0.57748 | 0
LCP_Inputs_ON_Electric_Howarth_2023_05_05 | 2034 | Battery Storage | Storage | Electricity | ON | Dispatch-Storage | FuelCost | 0 | [6 empty] | 0.57748 | 0
LCP_Inputs_ON_Electric_Howarth_2023_05_05 | 2034 | Battery Storage | Storage | Electricity | ON | Dispatch-Storage | VOM | 0 | [6 empty] | 0.57748 | 0
LCP_Inputs_ON_Electric_Howarth_2023_05_05 | 2034 | Battery Storage | Storage | Electricity | PJ | Dispatch-Storage | EmissionsCost | 0 | [6 empty] | 0.57748 | 0
LCP_Inputs_ON_Electric_Howarth_2023_05_05 | 2034 | Battery Storage | Storage | Electricity | PJ | Dispatch-Storage | FuelCost | 0 | [6 empty] | 0.57748 | 0
LCP_Inputs_ON_Electric_Howarth_2023_05_05 | 2034 | Battery Storage | Storage | Electricity | PJ | Dispatch-Storage | VOM | 0 | [6 empty] | 0.57748 | 0
LCP_Inputs_ON_Electric_Howarth_2023_05_05 | 2034 | Battery Storage | Storage | Electricity | QC | Dispatch-Storage | EmissionsCost | 0 | [6 empty] | 0.57748 | 0
LCP_Inputs_ON_Electric_Howarth_2023_05_05 | 2034 | Battery Storage | Storage | Electricity | QC | Dispatch-Storage | FuelCost | 0 | [6 empty] | 0.57748 | 0
LCP_Inputs_ON_Electric_Howarth_2023_05_05 | 2034 | Battery Storage | Storage | Electricity | QC | Dispatch-Storage | VOM | 0 | [6 empty] | 0.57748 | 0
LCP_Inputs_ON_Electric_Howarth_2023_05_05 | 2034 | Battery Storage | Storage | Electricity | WC | Dispatch-Storage | EmissionsCost | 0 | [6 empty] | 0.57748 | 0
LCP_Inputs_ON_Electric_Howarth_2023_05_05 | 2034 | Battery Storage | Storage | Electricity | WC | Dispatch-Storage | FuelCost | 0 | [6 empty] | 0.57748 | 0
LCP_Inputs_ON_Electric_Howarth_2023_05_05 | 2034 | Battery Storage | Storage | Electricity | WC | Dispatch-Storage | VOM | 0 | [6 empty] | 0.57748 | 0
LCP_Inputs_ON_Electric_Howarth_2023_05_05 | 2034 | Biomass | Generation | Electricity | MI | Dispatch-Generation | EmissionsCost | 0 | [6 empty] | 0.57748 | 0
LCP_Inputs_ON_Electric_Howarth_2023_05_05 | 2034 | Biomass | Generation | Electricity | MI | Dispatch-Generation | FuelCost | 0 | [6 empty] | 0.57748 | 0
LCP_Inputs_ON_Electric_Howarth_2023_05_05 | 2034 | Biomass | Generation | Electricity | MI | Dispatch-Generation | VOM | 0 | [6 empty] | 0.57748 | 0
LCP_Inputs_ON_Electric_Howarth_2023_05_05 | 2034 | Biomass | Generation | Electricity | NY | Dispatch-Generation | EmissionsCost | 0 | [6 empty] | 0.57748 | 0
LCP_Inputs_ON_Electric_Howarth_2023_05_05 | 2034 | Biomass | Generation | Electricity | NY | Dispatch-Generation | FuelCost | 0 | [6 empty] | 0.57748 | 0
LCP_Inputs_ON_Electric_Howarth_2023_05_05 | 2034 | Biomass | Generation | Electricity | NY | Dispatch-Generation | VOM | 0 | [6 empty] | 0.57748 | 0
LCP_Inputs_ON_Electric_Howarth_2023_05_05 | 2034 | Biomass | Generation | Electricity | ON | Dispatch-Generation | EmissionsCost | 0 | [6 empty] | 0.57748 | 0
LCP_Inputs_ON_Electric_Howarth_2023_05_05 | 2034 | Biomass | Generation | Electricity | ON | Dispatch-Generation | FuelCost | 2498962.9091 | [6 empty] | 0.57748 | 1443088.8129
LCP_Inputs_ON_Electric_Howarth_2023_05_05 | 2034 | Biomass | Generation | Electricity | ON | Dispatch-Generation | VOM | 32070.024 | [6 empty] | 0.57748 | 18519.6398
LCP_Inputs_ON_Electric_Howarth_2023_05_05 | 2034 | Biomass | Generation | Electricity | PJ | Dispatch-Generation | EmissionsCost | 0 | [6 empty] | 0.57748 | 0
LCP_Inputs_ON_Electric_Howarth_2023_05_05 | 2034 | Biomass | Generation | Electricity | PJ | Dispatch-Generation | FuelCost | 0 | [6 empty] | 0.57748 | 0
LCP_Inputs_ON_Electric_Howarth_2023_05_05 | 2034 | Biomass | Generation | Electricity | PJ | Dispatch-Generation | VOM | 0 | [6 empty] | 0.57748 | 0
LCP_Inputs_ON_Electric_Howarth_2023_05_05 | 2034 | Biomass | Generation | Electricity | QC | Dispatch-Generation | EmissionsCost | 0 | [6 empty] | 0.57748 | 0
LCP_Inputs_ON_Electric_Howarth_2023_05_05 | 2034 | Biomass | Generation | Electricity | QC | Dispatch-Generation | FuelCost | 468241.9815 | [6 empty] | 0.57748 | 270398.0771
LCP_Inputs_ON_Electric_Howarth_2023_05_05 | 2034 | Biomass | Generation | Electricity | QC | Dispatch-Generation | VOM | 6009.1054 | [6 empty] | 0.57748 | 3470.1087
LCP_Inputs_ON_Electric_Howarth_2023_05_05 | 2034 | Biomass | Generation | Electricity | WC | Dispatch-Generation | EmissionsCost | 0 | [6 empty] | 0.57748 | 0
LCP_Inputs_ON_Electric_Howarth_2023_05_05 | 2034 | Biomass | Generation | Electricity | WC | Dispatch-Generation | FuelCost | 0 | [6 empty] | 0.57748 | 0
LCP_Inputs_ON_Electric_Howarth_2023_05_05 | 2034 | Biomass | Generation | Electricity | WC | Dispatch-Generation | VOM | 0 | [6 empty] | 0.57748 | 0
LCP_Inputs_ON_Electric_Howarth_2023_05_05 | 2034 | Biomass + CCS | Generation | Electricity | MI | Dispatch-Generation | EmissionsCost | 0 | [6 empty] | 0.57748 | 0
LCP_Inputs_ON_Electric_Howarth_2023_05_05 | 2034 | Biomass + CCS | Generation | Electricity | MI | Dispatch-Generation | FuelCost | 0 | [6 empty] | 0.57748 | 0
LCP_Inputs_ON_Electric_Howarth_2023_05_05 | 2034 | Biomass + CCS | Generation | Electricity | MI | Dispatch-Generation | VOM | 0 | [6 empty] | 0.57748 | 0
LCP_Inputs_ON_Electric_Howarth_2023_05_05 | 2034 | Biomass + CCS | Generation | Electricity | NY | Dispatch-Generation | EmissionsCost | 0 | [6 empty] | 0.57748 | 0
LCP_Inputs_ON_Electric_Howarth_2023_05_05 | 2034 | Biomass + CCS | Generation | Electricity | NY | Dispatch-Generation | FuelCost | 0 | [6 empty] | 0.57748 | 0
LCP_Inputs_ON_Electric_Howarth_2023_05_05 | 2034 | Biomass + CCS | Generation | Electricity | NY | Dispatch-Generation | VOM | 0 | [6 empty] | 0.57748 | 0
LCP_Inputs_ON_Electric_Howarth_2023_05_05 | 2034 | Biomass + CCS | Generation | Electricity | ON | Dispatch-Generation | EmissionsCost | 0 | [6 empty] | 0.57748 | 0
LCP_Inputs_ON_Electric_Howarth_2023_05_05 | 2034 | Biomass + CCS | Generation | Electricity | ON | Dispatch-Generation | FuelCost | 0 | [6 empty] | 0.57748 | 0
LCP_Inputs_ON_Electric_Howarth_2023_05_05 | 2034 | Biomass + CCS | Generation | Electricity | ON | Dispatch-Generation | VOM | 0 | [6 empty] | 0.57748 | 0
LCP_Inputs_ON_Electric_Howarth_2023_05_05 | 2034 | Biomass + CCS | Generation | Electricity | PJ | Dispatch-Generation | EmissionsCost | 0 | [6 empty] | 0.57748 | 0
LCP_Inputs_ON_Electric_Howarth_2023_05_05 | 2034 | Biomass + CCS | Generation | Electricity | PJ | Dispatch-Generation | FuelCost | 0 | [6 empty] | 0.57748 | 0
LCP_Inputs_ON_Electric_Howarth_2023_05_05 | 2034 | Biomass + CCS | Generation | Electricity | PJ | Dispatch-Generation | VOM | 0 | [6 empty] | 0.57748 | 0
LCP_Inputs_ON_Electric_Howarth_2023_05_05 | 2034 | Biomass + CCS | Generation | Electricity | QC | Dispatch-Generation | EmissionsCost | 0 | [6 empty] | 0.57748 | 0
LCP_Inputs_ON_Electric_Howarth_2023_05_05 | 2034 | Biomass + CCS | Generation | Electricity | QC | Dispatch-Generation | FuelCost | 0 | [6 empty] | 0.57748 | 0
LCP_Inputs_ON_Electric_Howarth_2023_05_05 | 2034 | Biomass + CCS | Generation | Electricity | QC | Dispatch-Generation | VOM | 0 | [6 empty] | 0.57748 | 0
LCP_Inputs_ON_Electric_Howarth_2023_05_05 | 2034 | Biomass + CCS | Generation | Electricity | WC | Dispatch-Generation | EmissionsCost | 0 | [6 empty] | 0.57748 | 0
LCP_Inputs_ON_Electric_Howarth_2023_05_05 | 2034 | Biomass + CCS | Generation | Electricity | WC | Dispatch-Generation | FuelCost | 0 | [6 empty] | 0.57748 | 0
LCP_Inputs_ON_Electric_Howarth_2023_05_05 | 2034 | Biomass + CCS | Generation | Electricity | WC | Dispatch-Generation | VOM | 0 | [6 empty] | 0.57748 | 0
LCP_Inputs_ON_Electric_Howarth_2023_05_05 | 2034 | CH4 + CCS | Generation | Methane | MI | Dispatch-Generation | EmissionsCost | 0 | [6 empty] | 0.57748 | 0
LCP_Inputs_ON_Electric_Howarth_2023_05_05 | 2034 | CH4 + CCS | Generation | Methane | MI | Dispatch-Generation | FuelCost | 0 | [6 empty] | 0.57748 | 0
LCP_Inputs_ON_Electric_Howarth_2023_05_05 | 2034 | CH4 + CCS | Generation | Methane | MI | Dispatch-Generation | VOM | 0 | [6 empty] | 0.57748 | 0
LCP_Inputs_ON_Electric_Howarth_2023_05_05 | 2034 | CH4 + CCS | Generation | Methane | NY | Dispatch-Generation | EmissionsCost | 0 | [6 empty] | 0.57748 | 0
LCP_Inputs_ON_Electric_Howarth_2023_05_05 | 2034 | CH4 + CCS | Generation | Methane | NY | Dispatch-Generation | FuelCost | 0 | [6 empty] | 0.57748 | 0
LCP_Inputs_ON_Electric_Howarth_2023_05_05 | 2034 | CH4 + CCS | Generation | Methane | NY | Dispatch-Generation | VOM | 0 | [6 empty] | 0.57748 | 0
LCP_Inputs_ON_Electric_Howarth_2023_05_05 | 2034 | CH4 + CCS | Generation | Methane | ON | Dispatch-Generation | EmissionsCost | 0 | [6 empty] | 0.57748 | 0
LCP_Inputs_ON_Electric_Howarth_2023_05_05 | 2034 | CH4 + CCS | Generation | Methane | ON | Dispatch-Generation | FuelCost | 0 | [6 empty] | 0.57748 | 0
LCP_Inputs_ON_Electric_Howarth_2023_05_05 | 2034 | CH4 + CCS | Generation | Methane | ON | Dispatch-Generation | VOM | 0 | [6 empty] | 0.57748 | 0
LCP_Inputs_ON_Electric_Howarth_2023_05_05 | 2034 | CH4 + CCS | Generation | Methane | PJ | Dispatch-Generation | EmissionsCost | 0 | [6 empty] | 0.57748 | 0
LCP_Inputs_ON_Electric_Howarth_2023_05_05 | 2034 | CH4 + CCS | Generation | Methane | PJ | Dispatch-Generation | FuelCost | 0 | [6 empty] | 0.57748 | 0
LCP_Inputs_ON_Electric_Howarth_2023_05_05 | 2034 | CH4 + CCS | Generation | Methane | PJ | Dispatch-Generation | VOM | 0 | [6 empty] | 0.57748 | 0
LCP_Inputs_ON_Electric_Howarth_2023_05_05 | 2034 | CH4 + CCS | Generation | Methane | QC | Dispatch-Generation | EmissionsCost | 0 | [6 empty] | 0.57748 | 0
LCP_Inputs_ON_Electric_Howarth_2023_05_05 | 2034 | CH4 + CCS | Generation | Methane | QC | Dispatch-Generation | FuelCost | 0 | [6 empty] | 0.57748 | 0
LCP_Inputs_ON_Electric_Howarth_2023_05_05 | 2034 | CH4 + CCS | Generation | Methane | QC | Dispatch-Generation | VOM | 0 | [6 empty] | 0.57748 | 0
LCP_Inputs_ON_Electric_Howarth_2023_05_05 | 2034 | CH4 + CCS | Generation | Methane | WC | Dispatch-Generation | EmissionsCost | 0 | [6 empty] | 0.57748 | 0
LCP_Inputs_ON_Electric_Howarth_2023_05_05 | 2034 | CH4 + CCS | Generation | Methane | WC | Dispatch-Generation | FuelCost | 0 | [6 empty] | 0.57748 | 0
LCP_Inputs_ON_Electric_Howarth_2023_05_05 | 2034 | CH4 + CCS | Generation | Methane | WC | Dispatch-Generation | VOM | 0 | [6 empty] | 0.57748 | 0
LCP_Inputs_ON_Electric_Howarth_2023_05_05 | 2034 | CH4 Import - NY 2020 | Import | Methane | MI | Dispatch-Import | EmissionsCost | 0 | [6 empty] | 0.57748 | 0
LCP_Inputs_ON_Electric_Howarth_2023_05_05 | 2034 | CH4 Import - NY 2020 | Import | Methane | MI | Dispatch-Import | FuelCost | 0 | [6 empty] | 0.57748 | 0
LCP_Inputs_ON_Electric_Howarth_2023_05_05 | 2034 | CH4 Import - NY 2020 | Import | Methane | MI | Dispatch-Import | VOM | 0 | [6 empty] | 0.57748 | 0
LCP_Inputs_ON_Electric_Howarth_2023_05_05 | 2034 | CH4 Import - NY 2020 | Import | Methane | NY | Dispatch-Import | EmissionsCost | 0 | [6 empty] | 0.57748 | 0
LCP_Inputs_ON_Electric_Howarth_2023_05_05 | 2034 | CH4 Import - NY 2020 | Import | Methane | NY | Dispatch-Import | FuelCost | 0 | [6 empty] | 0.57748 | 0
LCP_Inputs_ON_Electric_Howarth_2023_05_05 | 2034 | CH4 Import - NY 2020 | Import | Methane | NY | Dispatch-Import | VOM | 0 | [6 empty] | 0.57748 | 0
LCP_Inputs_ON_Electric_Howarth_2023_05_05 | 2034 | CH4 Import - NY 2020 | Import | Methane | ON | Dispatch-Import | EmissionsCost | 0 | [6 empty] | 0.57748 | 0
LCP_Inputs_ON_Electric_Howarth_2023_05_05 | 2034 | CH4 Import - NY 2020 | Import | Methane | ON | Dispatch-Import | FuelCost | 0 | [6 empty] | 0.57748 | 0
LCP_Inputs_ON_Electric_Howarth_2023_05_05 | 2034 | CH4 Import - NY 2020 | Import | Methane | ON | Dispatch-Import | VOM | 0 | [6 empty] | 0.57748 | 0
LCP_Inputs_ON_Electric_Howarth_2023_05_05 | 2034 | CH4 Import - NY 2020 | Import | Methane | PJ | Dispatch-Import | EmissionsCost | 0 | [6 empty] | 0.57748 | 0
LCP_Inputs_ON_Electric_Howarth_2023_05_05 | 2034 | CH4 Import - NY 2020 | Import | Methane | PJ | Dispatch-Import | FuelCost | 0 | [6 empty] | 0.57748 | 0
LCP_Inputs_ON_Electric_Howarth_2023_05_05 | 2034 | CH4 Import - NY 2020 | Import | Methane | PJ | Dispatch-Import | VOM | 0 | [6 empty] | 0.57748 | 0
LCP_Inputs_ON_Electric_Howarth_2023_05_05 | 2034 | CH4 Import - NY 2020 | Import | Methane | QC | Dispatch-Import | EmissionsCost | 0 | [6 empty] | 0.57748 | 0
LCP_Inputs_ON_Electric_Howarth_2023_05_05 | 2034 | CH4 Import - NY 2020 | Import | Methane | QC | Dispatch-Import | FuelCost | 0 | [6 empty] | 0.57748 | 0
LCP_Inputs_ON_Electric_Howarth_2023_05_05 | 2034 | CH4 Import - NY 2020 | Import | Methane | QC | Dispatch-Import | VOM | 0 | [6 empty] | 0.57748 | 0
LCP_Inputs_ON_Electric_Howarth_2023_05_05 | 2034 | CH4 Import - NY 2020 | Import | Methane | WC | Dispatch-Import | EmissionsCost | 0 | [6 empty] | 0.57748 | 0
LCP_Inputs_ON_Electric_Howarth_2023_05_05 | 2034 | CH4 Import - NY 2020 | Import | Methane | WC | Dispatch-Import | FuelCost | 0 | [6 empty] | 0.57748 | 0
LCP_Inputs_ON_Electric_Howarth_2023_05_05 | 2034 | CH4 Import - NY 2020 | Import | Methane | WC | Dispatch-Import | VOM | 0 | [6 empty] | 0.57748 | 0
LCP_Inputs_ON_Electric_Howarth_2023_05_05 | 2034 | CH4 Import - NY 2030 | Import | Methane | MI | Dispatch-Import | EmissionsCost | 0 | [6 empty] | 0.57748 | 0
LCP_Inputs_ON_Electric_Howarth_2023_05_05 | 2034 | CH4 Import - NY 2030 | Import | Methane | MI | Dispatch-Import | FuelCost | 0 | [6 empty] | 0.57748 | 0
LCP_Inputs_ON_Electric_Howarth_2023_05_05 | 2034 | CH4 Import - NY 2030 | Import | Methane | MI | Dispatch-Import | VOM | 0 | [6 empty] | 0.57748 | 0
LCP_Inputs_ON_Electric_Howarth_2023_05_05 | 2034 | CH4 Import - NY 2030 | Import | Methane | NY | Dispatch-Import | EmissionsCost | 2371206202.7872 | [6 empty] | 0.57748 | 1369312498.3421
LCP_Inputs_ON_Electric_Howarth_2023_05_05 | 2034 | CH4 Import - NY 2030 | Import | Methane | NY | Dispatch-Import | FuelCost | 644356120.8267 | [6 empty] | 0.57748 | 372099604.2411
LCP_Inputs_ON_Electric_Howarth_2023_05_05 | 2034 | CH4 Import - NY 2030 | Import | Methane | NY | Dispatch-Import | VOM | 0 | [6 empty] | 0.57748 | 0
LCP_Inputs_ON_Electric_Howarth_2023_05_05 | 2034 | CH4 Import - NY 2030 | Import | Methane | ON | Dispatch-Import | EmissionsCost | 0 | [6 empty] | 0.57748 | 0
LCP_Inputs_ON_Electric_Howarth_2023_05_05 | 2034 | CH4 Import - NY 2030 | Import | Methane | ON | Dispatch-Import | FuelCost | 0 | [6 empty] | 0.57748 | 0
LCP_Inputs_ON_Electric_Howarth_2023_05_05 | 2034 | CH4 Import - NY 2030 | Import | Methane | ON | Dispatch-Import | VOM | 0 | [6 empty] | 0.57748 | 0
LCP_Inputs_ON_Electric_Howarth_2023_05_05 | 2034 | CH4 Import - NY 2030 | Import | Methane | PJ | Dispatch-Import | EmissionsCost | 0 | [6 empty] | 0.57748 | 0
LCP_Inputs_ON_Electric_Howarth_2023_05_05 | 2034 | CH4 Import - NY 2030 | Import | Methane | PJ | Dispatch-Import | FuelCost | 0 | [6 empty] | 0.57748 | 0
LCP_Inputs_ON_Electric_Howarth_2023_05_05 | 2034 | CH4 Import - NY 2030 | Import | Methane | PJ | Dispatch-Import | VOM | 0 | [6 empty] | 0.57748 | 0
LCP_Inputs_ON_Electric_Howarth_2023_05_05 | 2034 | CH4 Import - NY 2030 | Import | Methane | QC | Dispatch-Import | EmissionsCost | 0 | [6 empty] | 0.57748 | 0
LCP_Inputs_ON_Electric_Howarth_2023_05_05 | 2034 | CH4 Import - NY 2030 | Import | Methane | QC | Dispatch-Import | FuelCost | 0 | [6 empty] | 0.57748 | 0
LCP_Inputs_ON_Electric_Howarth_2023_05_05 | 2034 | CH4 Import - NY 2030 | Import | Methane | QC | Dispatch-Import | VOM | 0 | [6 empty] | 0.57748 | 0
LCP_Inputs_ON_Electric_Howarth_2023_05_05 | 2034 | CH4 Import - NY 2030 | Import | Methane | WC | Dispatch-Import | EmissionsCost | 0 | [6 empty] | 0.57748 | 0
LCP_Inputs_ON_Electric_Howarth_2023_05_05 | 2034 | CH4 Import - NY 2030 | Import | Methane | WC | Dispatch-Import | FuelCost | 0 | [6 empty] | 0.57748 | 0
LCP_Inputs_ON_Electric_Howarth_2023_05_05 | 2034 | CH4 Import - NY 2030 | Import | Methane | WC | Dispatch-Import | VOM | 0 | [6 empty] | 0.57748 | 0
LCP_Inputs_ON_Electric_Howarth_2023_05_05 | 2034 | CH4 Import - NY 2040 | Import | Methane | MI | Dispatch-Import | EmissionsCost | 0 | [6 empty] | 0.57748 | 0
LCP_Inputs_ON_Electric_Howarth_2023_05_05 | 2034 | CH4 Import - NY 2040 | Import | Methane | MI | Dispatch-Import | FuelCost | 0 | [6 empty] | 0.57748 | 0
LCP_Inputs_ON_Electric_Howarth_2023_05_05 | 2034 | CH4 Import - NY 2040 | Import | Methane | MI | Dispatch-Import | VOM | 0 | [6 empty] | 0.57748 | 0
LCP_Inputs_ON_Electric_Howarth_2023_05_05 | 2034 | CH4 Import - NY 2040 | Import | Methane | NY | Dispatch-Import | EmissionsCost | 0 | [6 empty] | 0.57748 | 0
LCP_Inputs_ON_Electric_Howarth_2023_05_05 | 2034 | CH4 Import - NY 2040 | Import | Methane | NY | Dispatch-Import | FuelCost | 0 | [6 empty] | 0.57748 | 0
LCP_Inputs_ON_Electric_Howarth_2023_05_05 | 2034 | CH4 Import - NY 2040 | Import | Methane | NY | Dispatch-Import | VOM | 0 | [6 empty] | 0.57748 | 0
LCP_Inputs_ON_Electric_Howarth_2023_05_05 | 2034 | CH4 Import - NY 2040 | Import | Methane | ON | Dispatch-Import | EmissionsCost | 0 | [6 empty] | 0.57748 | 0
LCP_Inputs_ON_Electric_Howarth_2023_05_05 | 2034 | CH4 Import - NY 2040 | Import | Methane | ON | Dispatch-Import | FuelCost | 0 | [6 empty] | 0.57748 | 0
LCP_Inputs_ON_Electric_Howarth_2023_05_05 | 2034 | CH4 Import - NY 2040 | Import | Methane | ON | Dispatch-Import | VOM | 0 | [6 empty] | 0.57748 | 0
LCP_Inputs_ON_Electric_Howarth_2023_05_05 | 2034 | CH4 Import - NY 2040 | Import | Methane | PJ | Dispatch-Import | EmissionsCost | 0 | [6 empty] | 0.57748 | 0
LCP_Inputs_ON_Electric_Howarth_2023_05_05 | 2034 | CH4 Import - NY 2040 | Import | Methane | PJ | Dispatch-Import | FuelCost | 0 | [6 empty] | 0.57748 | 0
LCP_Inputs_ON_Electric_Howarth_2023_05_05 | 2034 | CH4 Import - NY 2040 | Import | Methane | PJ | Dispatch-Import | VOM | 0 | [6 empty] | 0.57748 | 0
LCP_Inputs_ON_Electric_Howarth_2023_05_05 | 2034 | CH4 Import - NY 2040 | Import | Methane | QC | Dispatch-Import | EmissionsCost | 0 | [6 empty] | 0.57748 | 0
LCP_Inputs_ON_Electric_Howarth_2023_05_05 | 2034 | CH4 Import - NY 2040 | Import | Methane | QC | Dispatch-Import | FuelCost | 0 | [6 empty] | 0.57748 | 0
LCP_Inputs_ON_Electric_Howarth_2023_05_05 | 2034 | CH4 Import - NY 2040 | Import | Methane | QC | Dispatch-Import | VOM | 0 | [6 empty] | 0.57748 | 0
LCP_Inputs_ON_Electric_Howarth_2023_05_05 | 2034 | CH4 Import - NY 2040 | Import | Methane | WC | Dispatch-Import | EmissionsCost | 0 | [6 empty] | 0.57748 | 0
LCP_Inputs_ON_Electric_Howarth_2023_05_05 | 2034 | CH4 Import - NY 2040 | Import | Methane | WC | Dispatch-Import | FuelCost | 0 | [6 empty] | 0.57748 | 0
LCP_Inputs_ON_Electric_Howarth_2023_05_05 | 2034 | CH4 Import - NY 2040 | Import | Methane | WC | Dispatch-Import | VOM | 0 | [6 empty] | 0.57748 | 0
LCP_Inputs_ON_Electric_Howarth_2023_05_05 | 2034 | CH4 Import - NY 2050 | Import | Methane | MI | Dispatch-Import | EmissionsCost | 0 | [6 empty] | 0.57748 | 0
LCP_Inputs_ON_Electric_Howarth_2023_05_05 | 2034 | CH4 Import - NY 2050 | Import | Methane | MI | Dispatch-Import | FuelCost | 0 | [6 empty] | 0.57748 | 0
LCP_Inputs_ON_Electric_Howarth_2023_05_05 | 2034 | CH4 Import - NY 2050 | Import | Methane | MI | Dispatch-Import | VOM | 0 | [6 empty] | 0.57748 | 0
LCP_Inputs_ON_Electric_Howarth_2023_05_05 | 2034 | CH4 Import - NY 2050 | Import | Methane | NY | Dispatch-Import | EmissionsCost | 0 | [6 empty] | 0.57748 | 0
LCP_Inputs_ON_Electric_Howarth_2023_05_05 | 2034 | CH4 Import - NY 2050 | Import | Methane | NY | Dispatch-Import | FuelCost | 0 | [6 empty] | 0.57748 | 0
LCP_Inputs_ON_Electric_Howarth_2023_05_05 | 2034 | CH4 Import - NY 2050 | Import | Methane | NY | Dispatch-Import | VOM | 0 | [6 empty] | 0.57748 | 0
LCP_Inputs_ON_Electric_Howarth_2023_05_05 | 2034 | CH4 Import - NY 2050 | Import | Methane | ON | Dispatch-Import | EmissionsCost | 0 | [6 empty] | 0.57748 | 0
LCP_Inputs_ON_Electric_Howarth_2023_05_05 | 2034 | CH4 Import - NY 2050 | Import | Methane | ON | Dispatch-Import | FuelCost | 0 | [6 empty] | 0.57748 | 0
LCP_Inputs_ON_Electric_Howarth_2023_05_05 | 2034 | CH4 Import - NY 2050 | Import | Methane | ON | Dispatch-Import | VOM | 0 | [6 empty] | 0.57748 | 0
LCP_Inputs_ON_Electric_Howarth_2023_05_05 | 2034 | CH4 Import - NY 2050 | Import | Methane | PJ | Dispatch-Import | EmissionsCost | 0 | [6 empty] | 0.57748 | 0
LCP_Inputs_ON_Electric_Howarth_2023_05_05 | 2034 | CH4 Import - NY 2050 | Import | Methane | PJ | Dispatch-Import | FuelCost | 0 | [6 empty] | 0.57748 | 0
LCP_Inputs_ON_Electric_Howarth_2023_05_05 | 2034 | CH4 Import - NY 2050 | Import | Methane | PJ | Dispatch-Import | VOM | 0 | [6 empty] | 0.57748 | 0
LCP_Inputs_ON_Electric_Howarth_2023_05_05 | 2034 | CH4 Import - NY 2050 | Import | Methane | QC | Dispatch-Import | EmissionsCost | 0 | [6 empty] | 0.57748 | 0
LCP_Inputs_ON_Electric_Howarth_2023_05_05 | 2034 | CH4 Import - NY 2050 | Import | Methane | QC | Dispatch-Import | FuelCost | 0 | [6 empty] | 0.57748 | 0
LCP_Inputs_ON_Electric_Howarth_2023_05_05 | 2034 | CH4 Import - NY 2050 | Import | Methane | QC | Dispatch-Import | VOM | 0 | [6 empty] | 0.57748 | 0
LCP_Inputs_ON_Electric_Howarth_2023_05_05 | 2034 | CH4 Import - NY 2050 | Import | Methane | WC | Dispatch-Import | EmissionsCost | 0 | [6 empty] | 0.57748 | 0
LCP_Inputs_ON_Electric_Howarth_2023_05_05 | 2034 | CH4 Import - NY 2050 | Import | Methane | WC | Dispatch-Import | FuelCost | 0 | [6 empty] | 0.57748 | 0
LCP_Inputs_ON_Electric_Howarth_2023_05_05 | 2034 | CH4 Import - NY 2050 | Import | Methane | WC | Dispatch-Import | VOM | 0 | [6 empty] | 0.57748 | 0
LCP_Inputs_ON_Electric_Howarth_2023_05_05 | 2034 | CH4 Import - WC 2020 | Import | Methane | MI | Dispatch-Import | EmissionsCost | 0 | [6 empty] | 0.57748 | 0
LCP_Inputs_ON_Electric_Howarth_2023_05_05 | 2034 | CH4 Import - WC 2020 | Import | Methane | MI | Dispatch-Import | FuelCost | 0 | [6 empty] | 0.57748 | 0
LCP_Inputs_ON_Electric_Howarth_2023_05_05 | 2034 | CH4 Import - WC 2020 | Import | Methane | MI | Dispatch-Import | VOM | 0 | [6 empty] | 0.57748 | 0
LCP_Inputs_ON_Electric_Howarth_2023_05_05 | 2034 | CH4 Import - WC 2020 | Import | Methane | NY | Dispatch-Import | EmissionsCost | 0 | [6 empty] | 0.57748 | 0
LCP_Inputs_ON_Electric_Howarth_2023_05_05 | 2034 | CH4 Import - WC 2020 | Import | Methane | NY | Dispatch-Import | FuelCost | 0 | [6 empty] | 0.57748 | 0
LCP_Inputs_ON_Electric_Howarth_2023_05_05 | 2034 | CH4 Import - WC 2020 | Import | Methane | NY | Dispatch-Import | VOM | 0 | [6 empty] | 0.57748 | 0
LCP_Inputs_ON_Electric_Howarth_2023_05_05 | 2034 | CH4 Import - WC 2020 | Import | Methane | ON | Dispatch-Import | EmissionsCost | 0 | [6 empty] | 0.57748 | 0
LCP_Inputs_ON_Electric_Howarth_2023_05_05 | 2034 | CH4 Import - WC 2020 | Import | Methane | ON | Dispatch-Import | FuelCost | 0 | [6 empty] | 0.57748 | 0
LCP_Inputs_ON_Electric_Howarth_2023_05_05 | 2034 | CH4 Import - WC 2020 | Import | Methane | ON | Dispatch-Import | VOM | 0 | [6 empty] | 0.57748 | 0
LCP_Inputs_ON_Electric_Howarth_2023_05_05 | 2034 | CH4 Import - WC 2020 | Import | Methane | PJ | Dispatch-Import | EmissionsCost | 0 | [6 empty] | 0.57748 | 0
LCP_Inputs_ON_Electric_Howarth_2023_05_05 | 2034 | CH4 Import - WC 2020 | Import | Methane | PJ | Dispatch-Import | FuelCost | 0 | [6 empty] | 0.57748 | 0
LCP_Inputs_ON_Electric_Howarth_2023_05_05 | 2034 | CH4 Import - WC 2020 | Import | Methane | PJ | Dispatch-Import | VOM | 0 | [6 empty] | 0.57748 | 0
LCP_Inputs_ON_Electric_Howarth_2023_05_05 | 2034 | CH4 Import - WC 2020 | Import | Methane | QC | Dispatch-Import | EmissionsCost | 0 | [6 empty] | 0.57748 | 0
LCP_Inputs_ON_Electric_Howarth_2023_05_05 | 2034 | CH4 Import - WC 2020 | Import | Methane | QC | Dispatch-Import | FuelCost | 0 | [6 empty] | 0.57748 | 0
LCP_Inputs_ON_Electric_Howarth_2023_05_05 | 2034 | CH4 Import - WC 2020 | Import | Methane | QC | Dispatch-Import | VOM | 0 | [6 empty] | 0.57748 | 0
LCP_Inputs_ON_Electric_Howarth_2023_05_05 | 2034 | CH4 Import - WC 2020 | Import | Methane | WC | Dispatch-Import | EmissionsCost | 0 | [6 empty] | 0.57748 | 0
LCP_Inputs_ON_Electric_Howarth_2023_05_05 | 2034 | CH4 Import - WC 2020 | Import | Methane | WC | Dispatch-Import | FuelCost | 0 | [6 empty] | 0.57748 | 0
LCP_Inputs_ON_Electric_Howarth_2023_05_05 | 2034 | CH4 Import - WC 2020 | Import | Methane | WC | Dispatch-Import | VOM | 0 | [6 empty] | 0.57748 | 0
LCP_Inputs_ON_Electric_Howarth_2023_05_05 | 2034 | CH4 Import - WC 2030 | Import | Methane | MI | Dispatch-Import | EmissionsCost | 0 | [6 empty] | 0.57748 | 0
LCP_Inputs_ON_Electric_Howarth_2023_05_05 | 2034 | CH4 Import - WC 2030 | Import | Methane | MI | Dispatch-Import | FuelCost | 0 | [6 empty] | 0.57748 | 0
LCP_Inputs_ON_Electric_Howarth_2023_05_05 | 2034 | CH4 Import - WC 2030 | Import | Methane | MI | Dispatch-Import | VOM | 0 | [6 empty] | 0.57748 | 0
LCP_Inputs_ON_Electric_Howarth_2023_05_05 | 2034 | CH4 Import - WC 2030 | Import | Methane | NY | Dispatch-Import | EmissionsCost | 0 | [6 empty] | 0.57748 | 0
LCP_Inputs_ON_Electric_Howarth_2023_05_05 | 2034 | CH4 Import - WC 2030 | Import | Methane | NY | Dispatch-Import | FuelCost | 0 | [6 empty] | 0.57748 | 0
LCP_Inputs_ON_Electric_Howarth_2023_05_05 | 2034 | CH4 Import - WC 2030 | Import | Methane | NY | Dispatch-Import | VOM | 0 | [6 empty] | 0.57748 | 0
LCP_Inputs_ON_Electric_Howarth_2023_05_05 | 2034 | CH4 Import - WC 2030 | Import | Methane | ON | Dispatch-Import | EmissionsCost | 0 | [6 empty] | 0.57748 | 0
LCP_Inputs_ON_Electric_Howarth_2023_05_05 | 2034 | CH4 Import - WC 2030 | Import | Methane | ON | Dispatch-Import | FuelCost | 0 | [6 empty] | 0.57748 | 0
LCP_Inputs_ON_Electric_Howarth_2023_05_05 | 2034 | CH4 Import - WC 2030 | Import | Methane | ON | Dispatch-Import | VOM | 0 | [6 empty] | 0.57748 | 0
LCP_Inputs_ON_Electric_Howarth_2023_05_05 | 2034 | CH4 Import - WC 2030 | Import | Methane | PJ | Dispatch-Import | EmissionsCost | 0 | [6 empty] | 0.57748 | 0
LCP_Inputs_ON_Electric_Howarth_2023_05_05 | 2034 | CH4 Import - WC 2030 | Import | Methane | PJ | Dispatch-Import | FuelCost | 0 | [6 empty] | 0.57748 | 0
LCP_Inputs_ON_Electric_Howarth_2023_05_05 | 2034 | CH4 Import - WC 2030 | Import | Methane | PJ | Dispatch-Import | VOM | 0 | [6 empty] | 0.57748 | 0
LCP_Inputs_ON_Electric_Howarth_2023_05_05 | 2034 | CH4 Import - WC 2030 | Import | Methane | QC | Dispatch-Import | EmissionsCost | 0 | [6 empty] | 0.57748 | 0
LCP_Inputs_ON_Electric_Howarth_2023_05_05 | 2034 | CH4 Import - WC 2030 | Import | Methane | QC | Dispatch-Import | FuelCost | 0 | [6 empty] | 0.57748 | 0
LCP_Inputs_ON_Electric_Howarth_2023_05_05 | 2034 | CH4 Import - WC 2030 | Import | Methane | QC | Dispatch-Import | VOM | 0 | [6 empty] | 0.57748 | 0
LCP_Inputs_ON_Electric_Howarth_2023_05_05 | 2034 | CH4 Import - WC 2030 | Import | Methane | WC | Dispatch-Import | EmissionsCost | 9015931375.1371 | [6 empty] | 0.57748 | 5206475717.573
LCP_Inputs_ON_Electric_Howarth_2023_05_05 | 2034 | CH4 Import - WC 2030 | Import | Methane | WC | Dispatch-Import | FuelCost | 2450006481.8043 | [6 empty] | 0.57748 | 1414817695.9939
LCP_Inputs_ON_Electric_Howarth_2023_05_05 | 2034 | CH4 Import - WC 2030 | Import | Methane | WC | Dispatch-Import | VOM | 0 | [6 empty] | 0.57748 | 0
LCP_Inputs_ON_Electric_Howarth_2023_05_05 | 2034 | CH4 Import - WC 2040 | Import | Methane | MI | Dispatch-Import | EmissionsCost | 0 | [6 empty] | 0.57748 | 0
LCP_Inputs_ON_Electric_Howarth_2023_05_05 | 2034 | CH4 Import - WC 2040 | Import | Methane | MI | Dispatch-Import | FuelCost | 0 | [6 empty] | 0.57748 | 0
LCP_Inputs_ON_Electric_Howarth_2023_05_05 | 2034 | CH4 Import - WC 2040 | Import | Methane | MI | Dispatch-Import | VOM | 0 | [6 empty] | 0.57748 | 0
LCP_Inputs_ON_Electric_Howarth_2023_05_05 | 2034 | CH4 Import - WC 2040 | Import | Methane | NY | Dispatch-Import | EmissionsCost | 0 | [6 empty] | 0.57748 | 0
LCP_Inputs_ON_Electric_Howarth_2023_05_05 | 2034 | CH4 Import - WC 2040 | Import | Methane | NY | Dispatch-Import | FuelCost | 0 | [6 empty] | 0.57748 | 0
LCP_Inputs_ON_Electric_Howarth_2023_05_05 | 2034 | CH4 Import - WC 2040 | Import | Methane | NY | Dispatch-Import | VOM | 0 | [6 empty] | 0.57748 | 0
LCP_Inputs_ON_Electric_Howarth_2023_05_05 | 2034 | CH4 Import - WC 2040 | Import | Methane | ON | Dispatch-Import | EmissionsCost | 0 | [6 empty] | 0.57748 | 0
LCP_Inputs_ON_Electric_Howarth_2023_05_05 | 2034 | CH4 Import - WC 2040 | Import | Methane | ON | Dispatch-Import | FuelCost | 0 | [6 empty] | 0.57748 | 0
LCP_Inputs_ON_Electric_Howarth_2023_05_05 | 2034 | CH4 Import - WC 2040 | Import | Methane | ON | Dispatch-Import | VOM | 0 | [6 empty] | 0.57748 | 0
LCP_Inputs_ON_Electric_Howarth_2023_05_05 | 2034 | CH4 Import - WC 2040 | Import | Methane | PJ | Dispatch-Import | EmissionsCost | 0 | [6 empty] | 0.57748 | 0
LCP_Inputs_ON_Electric_Howarth_2023_05_05 | 2034 | CH4 Import - WC 2040 | Import | Methane | PJ | Dispatch-Import | FuelCost | 0 | [6 empty] | 0.57748 | 0
LCP_Inputs_ON_Electric_Howarth_2023_05_05 | 2034 | CH4 Import - WC 2040 | Import | Methane | PJ | Dispatch-Import | VOM | 0 | [6 empty] | 0.57748 | 0
LCP_Inputs_ON_Electric_Howarth_2023_05_05 | 2034 | CH4 Import - WC 2040 | Import | Methane | QC | Dispatch-Import | EmissionsCost | 0 | [6 empty] | 0.57748 | 0
LCP_Inputs_ON_Electric_Howarth_2023_05_05 | 2034 | CH4 Import - WC 2040 | Import | Methane | QC | Dispatch-Import | FuelCost | 0 | [6 empty] | 0.57748 | 0
LCP_Inputs_ON_Electric_Howarth_2023_05_05 | 2034 | CH4 Import - WC 2040 | Import | Methane | QC | Dispatch-Import | VOM | 0 | [6 empty] | 0.57748 | 0
LCP_Inputs_ON_Electric_Howarth_2023_05_05 | 2034 | CH4 Import - WC 2040 | Import | Methane | WC | Dispatch-Import | EmissionsCost | 0 | [6 empty] | 0.57748 | 0
LCP_Inputs_ON_Electric_Howarth_2023_05_05 | 2034 | CH4 Import - WC 2040 | Import | Methane | WC | Dispatch-Import | FuelCost | 0 | [6 empty] | 0.57748 | 0
LCP_Inputs_ON_Electric_Howarth_2023_05_05 | 2034 | CH4 Import - WC 2040 | Import | Methane | WC | Dispatch-Import | VOM | 0 | [6 empty] | 0.57748 | 0
LCP_Inputs_ON_Electric_Howarth_2023_05_05 | 2034 | CH4 Import - WC 2050 | Import | Methane | MI | Dispatch-Import | EmissionsCost | 0 | [6 empty] | 0.57748 | 0
LCP_Inputs_ON_Electric_Howarth_2023_05_05 | 2034 | CH4 Import - WC 2050 | Import | Methane | MI | Dispatch-Import | FuelCost | 0 | [6 empty] | 0.57748 | 0
LCP_Inputs_ON_Electric_Howarth_2023_05_05 | 2034 | CH4 Import - WC 2050 | Import | Methane | MI | Dispatch-Import | VOM | 0 | [6 empty] | 0.57748 | 0
LCP_Inputs_ON_Electric_Howarth_2023_05_05 | 2034 | CH4 Import - WC 2050 | Import | Methane | NY | Dispatch-Import | EmissionsCost | 0 | [6 empty] | 0.57748 | 0
LCP_Inputs_ON_Electric_Howarth_2023_05_05 | 2034 | CH4 Import - WC 2050 | Import | Methane | NY | Dispatch-Import | FuelCost | 0 | [6 empty] | 0.57748 | 0
LCP_Inputs_ON_Electric_Howarth_2023_05_05 | 2034 | CH4 Import - WC 2050 | Import | Methane | NY | Dispatch-Import | VOM | 0 | [6 empty] | 0.57748 | 0
LCP_Inputs_ON_Electric_Howarth_2023_05_05 | 2034 | CH4 Import - WC 2050 | Import | Methane | ON | Dispatch-Import | EmissionsCost | 0 | [6 empty] | 0.57748 | 0
LCP_Inputs_ON_Electric_Howarth_2023_05_05 | 2034 | CH4 Import - WC 2050 | Import | Methane | ON | Dispatch-Import | FuelCost | 0 | [6 empty] | 0.57748 | 0
LCP_Inputs_ON_Electric_Howarth_2023_05_05 | 2034 | CH4 Import - WC 2050 | Import | Methane | ON | Dispatch-Import | VOM | 0 | [6 empty] | 0.57748 | 0
LCP_Inputs_ON_Electric_Howarth_2023_05_05 | 2034 | CH4 Import - WC 2050 | Import | Methane | PJ | Dispatch-Import | EmissionsCost | 0 | [6 empty] | 0.57748 | 0
LCP_Inputs_ON_Electric_Howarth_2023_05_05 | 2034 | CH4 Import - WC 2050 | Import | Methane | PJ | Dispatch-Import | FuelCost | 0 | [6 empty] | 0.57748 | 0
LCP_Inputs_ON_Electric_Howarth_2023_05_05 | 2034 | CH4 Import - WC 2050 | Import | Methane | PJ | Dispatch-Import | VOM | 0 | [6 empty] | 0.57748 | 0
LCP_Inputs_ON_Electric_Howarth_2023_05_05 | 2034 | CH4 Import - WC 2050 | Import | Methane | QC | Dispatch-Import | EmissionsCost | 0 | [6 empty] | 0.57748 | 0
LCP_Inputs_ON_Electric_Howarth_2023_05_05 | 2034 | CH4 Import - WC 2050 | Import | Methane | QC | Dispatch-Import | FuelCost | 0 | [6 empty] | 0.57748 | 0
LCP_Inputs_ON_Electric_Howarth_2023_05_05 | 2034 | CH4 Import - WC 2050 | Import | Methane | QC | Dispatch-Import | VOM | 0 | [6 empty] | 0.57748 | 0
LCP_Inputs_ON_Electric_Howarth_2023_05_05 | 2034 | CH4 Import - WC 2050 | Import | Methane | WC | Dispatch-Import | EmissionsCost | 0 | [6 empty] | 0.57748 | 0
LCP_Inputs_ON_Electric_Howarth_2023_05_05 | 2034 | CH4 Import - WC 2050 | Import | Methane | WC | Dispatch-Import | FuelCost | 0 | [6 empty] | 0.57748 | 0
LCP_Inputs_ON_Electric_Howarth_2023_05_05 | 2034 | CH4 Import - WC 2050 | Import | Methane | WC | Dispatch-Import | VOM | 0 | [6 empty] | 0.57748 | 0
LCP_Inputs_ON_Electric_Howarth_2023_05_05 | 2034 | CH4 Salt Cavern Storage - ON | Storage | Methane | MI | Dispatch-Storage | EmissionsCost | 0 | [6 empty] | 0.57748 | 0
LCP_Inputs_ON_Electric_Howarth_2023_05_05 | 2034 | CH4 Salt Cavern Storage - ON | Storage | Methane | MI | Dispatch-Storage | FuelCost | 0 | [6 empty] | 0.57748 | 0
LCP_Inputs_ON_Electric_Howarth_2023_05_05 | 2034 | CH4 Salt Cavern Storage - ON | Storage | Methane | MI | Dispatch-Storage | VOM | 0 | [6 empty] | 0.57748 | 0
LCP_Inputs_ON_Electric_Howarth_2023_05_05 | 2034 | CH4 Salt Cavern Storage - ON | Storage | Methane | NY | Dispatch-Storage | EmissionsCost | 0 | [6 empty] | 0.57748 | 0
LCP_Inputs_ON_Electric_Howarth_2023_05_05 | 2034 | CH4 Salt Cavern Storage - ON | Storage | Methane | NY | Dispatch-Storage | FuelCost | 0 | [6 empty] | 0.57748 | 0
LCP_Inputs_ON_Electric_Howarth_2023_05_05 | 2034 | CH4 Salt Cavern Storage - ON | Storage | Methane | NY | Dispatch-Storage | VOM | 0 | [6 empty] | 0.57748 | 0
LCP_Inputs_ON_Electric_Howarth_2023_05_05 | 2034 | CH4 Salt Cavern Storage - ON | Storage | Methane | ON | Dispatch-Storage | EmissionsCost | 0 | [6 empty] | 0.57748 | 0
LCP_Inputs_ON_Electric_Howarth_2023_05_05 | 2034 | CH4 Salt Cavern Storage - ON | Storage | Methane | ON | Dispatch-Storage | FuelCost | 0 | [6 empty] | 0.57748 | 0
LCP_Inputs_ON_Electric_Howarth_2023_05_05 | 2034 | CH4 Salt Cavern Storage - ON | Storage | Methane | ON | Dispatch-Storage | VOM | 2275232.4049 | [6 empty] | 0.57748 | 1313890.0215
LCP_Inputs_ON_Electric_Howarth_2023_05_05 | 2034 | CH4 Salt Cavern Storage - ON | Storage | Methane | PJ | Dispatch-Storage | EmissionsCost | 0 | [6 empty] | 0.57748 | 0
LCP_Inputs_ON_Electric_Howarth_2023_05_05 | 2034 | CH4 Salt Cavern Storage - ON | Storage | Methane | PJ | Dispatch-Storage | FuelCost | 0 | [6 empty] | 0.57748 | 0
LCP_Inputs_ON_Electric_Howarth_2023_05_05 | 2034 | CH4 Salt Cavern Storage - ON | Storage | Methane | PJ | Dispatch-Storage | VOM | 0 | [6 empty] | 0.57748 | 0
LCP_Inputs_ON_Electric_Howarth_2023_05_05 | 2034 | CH4 Salt Cavern Storage - ON | Storage | Methane | QC | Dispatch-Storage | EmissionsCost | 0 | [6 empty] | 0.57748 | 0
LCP_Inputs_ON_Electric_Howarth_2023_05_05 | 2034 | CH4 Salt Cavern Storage - ON | Storage | Methane | QC | Dispatch-Storage | FuelCost | 0 | [6 empty] | 0.57748 | 0
LCP_Inputs_ON_Electric_Howarth_2023_05_05 | 2034 | CH4 Salt Cavern Storage - ON | Storage | Methane | QC | Dispatch-Storage | VOM | 0 | [6 empty] | 0.57748 | 0
LCP_Inputs_ON_Electric_Howarth_2023_05_05 | 2034 | CH4 Salt Cavern Storage - ON | Storage | Methane | WC | Dispatch-Storage | EmissionsCost | 0 | [6 empty] | 0.57748 | 0
LCP_Inputs_ON_Electric_Howarth_2023_05_05 | 2034 | CH4 Salt Cavern Storage - ON | Storage | Methane | WC | Dispatch-Storage | FuelCost | 0 | [6 empty] | 0.57748 | 0
LCP_Inputs_ON_Electric_Howarth_2023_05_05 | 2034 | CH4 Salt Cavern Storage - ON | Storage | Methane | WC | Dispatch-Storage | VOM | 0 | [6 empty] | 0.57748 | 0
LCP_Inputs_ON_Electric_Howarth_2023_05_05 | 2034 | Electrolyser 2020/2030 | Crossload | Hydrogen | MI | Dispatch-Crossload | EmissionsCost | 0 | [6 empty] | 0.57748 | 0
LCP_Inputs_ON_Electric_Howarth_2023_05_05 | 2034 | Electrolyser 2020/2030 | Crossload | Hydrogen | MI | Dispatch-Crossload | FuelCost | 0 | [6 empty] | 0.57748 | 0
LCP_Inputs_ON_Electric_Howarth_2023_05_05 | 2034 | Electrolyser 2020/2030 | Crossload | Hydrogen | MI | Dispatch-Crossload | VOM | 0 | [6 empty] | 0.57748 | 0
LCP_Inputs_ON_Electric_Howarth_2023_05_05 | 2034 | Electrolyser 2020/2030 | Crossload | Hydrogen | NY | Dispatch-Crossload | EmissionsCost | 0 | [6 empty] | 0.57748 | 0
LCP_Inputs_ON_Electric_Howarth_2023_05_05 | 2034 | Electrolyser 2020/2030 | Crossload | Hydrogen | NY | Dispatch-Crossload | FuelCost | 0 | [6 empty] | 0.57748 | 0
LCP_Inputs_ON_Electric_Howarth_2023_05_05 | 2034 | Electrolyser 2020/2030 | Crossload | Hydrogen | NY | Dispatch-Crossload | VOM | 0 | [6 empty] | 0.57748 | 0
LCP_Inputs_ON_Electric_Howarth_2023_05_05 | 2034 | Electrolyser 2020/2030 | Crossload | Hydrogen | ON | Dispatch-Crossload | EmissionsCost | 0 | [6 empty] | 0.57748 | 0
LCP_Inputs_ON_Electric_Howarth_2023_05_05 | 2034 | Electrolyser 2020/2030 | Crossload | Hydrogen | ON | Dispatch-Crossload | FuelCost | 0 | [6 empty] | 0.57748 | 0
LCP_Inputs_ON_Electric_Howarth_2023_05_05 | 2034 | Electrolyser 2020/2030 | Crossload | Hydrogen | ON | Dispatch-Crossload | VOM | 0 | [6 empty] | 0.57748 | 0
LCP_Inputs_ON_Electric_Howarth_2023_05_05 | 2034 | Electrolyser 2020/2030 | Crossload | Hydrogen | PJ | Dispatch-Crossload | EmissionsCost | 0 | [6 empty] | 0.57748 | 0
LCP_Inputs_ON_Electric_Howarth_2023_05_05 | 2034 | Electrolyser 2020/2030 | Crossload | Hydrogen | PJ | Dispatch-Crossload | FuelCost | 0 | [6 empty] | 0.57748 | 0
LCP_Inputs_ON_Electric_Howarth_2023_05_05 | 2034 | Electrolyser 2020/2030 | Crossload | Hydrogen | PJ | Dispatch-Crossload | VOM | 0 | [6 empty] | 0.57748 | 0
LCP_Inputs_ON_Electric_Howarth_2023_05_05 | 2034 | Electrolyser 2020/2030 | Crossload | Hydrogen | QC | Dispatch-Crossload | EmissionsCost | 0 | [6 empty] | 0.57748 | 0
LCP_Inputs_ON_Electric_Howarth_2023_05_05 | 2034 | Electrolyser 2020/2030 | Crossload | Hydrogen | QC | Dispatch-Crossload | FuelCost | 0 | [6 empty] | 0.57748 | 0
LCP_Inputs_ON_Electric_Howarth_2023_05_05 | 2034 | Electrolyser 2020/2030 | Crossload | Hydrogen | QC | Dispatch-Crossload | VOM | 0 | [6 empty] | 0.57748 | 0
LCP_Inputs_ON_Electric_Howarth_2023_05_05 | 2034 | Electrolyser 2020/2030 | Crossload | Hydrogen | WC | Dispatch-Crossload | EmissionsCost | 0 | [6 empty] | 0.57748 | 0
LCP_Inputs_ON_Electric_Howarth_2023_05_05 | 2034 | Electrolyser 2020/2030 | Crossload | Hydrogen | WC | Dispatch-Crossload | FuelCost | 0 | [6 empty] | 0.57748 | 0
LCP_Inputs_ON_Electric_Howarth_2023_05_05 | 2034 | Electrolyser 2020/2030 | Crossload | Hydrogen | WC | Dispatch-Crossload | VOM | 0 | [6 empty] | 0.57748 | 0
LCP_Inputs_ON_Electric_Howarth_2023_05_05 | 2034 | Electrolyser 2040 | Crossload | Hydrogen | MI | Dispatch-Crossload | EmissionsCost | 0 | [6 empty] | 0.57748 | 0
LCP_Inputs_ON_Electric_Howarth_2023_05_05 | 2034 | Electrolyser 2040 | Crossload | Hydrogen | MI | Dispatch-Crossload | FuelCost | 0 | [6 empty] | 0.57748 | 0
LCP_Inputs_ON_Electric_Howarth_2023_05_05 | 2034 | Electrolyser 2040 | Crossload | Hydrogen | MI | Dispatch-Crossload | VOM | 0 | [6 empty] | 0.57748 | 0
LCP_Inputs_ON_Electric_Howarth_2023_05_05 | 2034 | Electrolyser 2040 | Crossload | Hydrogen | NY | Dispatch-Crossload | EmissionsCost | 0 | [6 empty] | 0.57748 | 0
LCP_Inputs_ON_Electric_Howarth_2023_05_05 | 2034 | Electrolyser 2040 | Crossload | Hydrogen | NY | Dispatch-Crossload | FuelCost | 0 | [6 empty] | 0.57748 | 0
LCP_Inputs_ON_Electric_Howarth_2023_05_05 | 2034 | Electrolyser 2040 | Crossload | Hydrogen | NY | Dispatch-Crossload | VOM | 0 | [6 empty] | 0.57748 | 0
LCP_Inputs_ON_Electric_Howarth_2023_05_05 | 2034 | Electrolyser 2040 | Crossload | Hydrogen | ON | Dispatch-Crossload | EmissionsCost | 0 | [6 empty] | 0.57748 | 0
LCP_Inputs_ON_Electric_Howarth_2023_05_05 | 2034 | Electrolyser 2040 | Crossload | Hydrogen | ON | Dispatch-Crossload | FuelCost | 0 | [6 empty] | 0.57748 | 0
LCP_Inputs_ON_Electric_Howarth_2023_05_05 | 2034 | Electrolyser 2040 | Crossload | Hydrogen | ON | Dispatch-Crossload | VOM | 0 | [6 empty] | 0.57748 | 0
LCP_Inputs_ON_Electric_Howarth_2023_05_05 | 2034 | Electrolyser 2040 | Crossload | Hydrogen | PJ | Dispatch-Crossload | EmissionsCost | 0 | [6 empty] | 0.57748 | 0
LCP_Inputs_ON_Electric_Howarth_2023_05_05 | 2034 | Electrolyser 2040 | Crossload | Hydrogen | PJ | Dispatch-Crossload | FuelCost | 0 | [6 empty] | 0.57748 | 0
LCP_Inputs_ON_Electric_Howarth_2023_05_05 | 2034 | Electrolyser 2040 | Crossload | Hydrogen | PJ | Dispatch-Crossload | VOM | 0 | [6 empty] | 0.57748 | 0
LCP_Inputs_ON_Electric_Howarth_2023_05_05 | 2034 | Electrolyser 2040 | Crossload | Hydrogen | QC | Dispatch-Crossload | EmissionsCost | 0 | [6 empty] | 0.57748 | 0
LCP_Inputs_ON_Electric_Howarth_2023_05_05 | 2034 | Electrolyser 2040 | Crossload | Hydrogen | QC | Dispatch-Crossload | FuelCost | 0 | [6 empty] | 0.57748 | 0
LCP_Inputs_ON_Electric_Howarth_2023_05_05 | 2034 | Electrolyser 2040 | Crossload | Hydrogen | QC | Dispatch-Crossload | VOM | 0 | [6 empty] | 0.57748 | 0
LCP_Inputs_ON_Electric_Howarth_2023_05_05 | 2034 | Electrolyser 2040 | Crossload | Hydrogen | WC | Dispatch-Crossload | EmissionsCost | 0 | [6 empty] | 0.57748 | 0
LCP_Inputs_ON_Electric_Howarth_2023_05_05 | 2034 | Electrolyser 2040 | Crossload | Hydrogen | WC | Dispatch-Crossload | FuelCost | 0 | [6 empty] | 0.57748 | 0
LCP_Inputs_ON_Electric_Howarth_2023_05_05 | 2034 | Electrolyser 2040 | Crossload | Hydrogen | WC | Dispatch-Crossload | VOM | 0 | [6 empty] | 0.57748 | 0
LCP_Inputs_ON_Electric_Howarth_2023_05_05 | 2034 | Electrolyser 2050 | Crossload | Hydrogen | MI | Dispatch-Crossload | EmissionsCost | 0 | [6 empty] | 0.57748 | 0
LCP_Inputs_ON_Electric_Howarth_2023_05_05 | 2034 | Electrolyser 2050 | Crossload | Hydrogen | MI | Dispatch-Crossload | FuelCost | 0 | [6 empty] | 0.57748 | 0
LCP_Inputs_ON_Electric_Howarth_2023_05_05 | 2034 | Electrolyser 2050 | Crossload | Hydrogen | MI | Dispatch-Crossload | VOM | 0 | [6 empty] | 0.57748 | 0
LCP_Inputs_ON_Electric_Howarth_2023_05_05 | 2034 | Electrolyser 2050 | Crossload | Hydrogen | NY | Dispatch-Crossload | EmissionsCost | 0 | [6 empty] | 0.57748 | 0
LCP_Inputs_ON_Electric_Howarth_2023_05_05 | 2034 | Electrolyser 2050 | Crossload | Hydrogen | NY | Dispatch-Crossload | FuelCost | 0 | [6 empty] | 0.57748 | 0
LCP_Inputs_ON_Electric_Howarth_2023_05_05 | 2034 | Electrolyser 2050 | Crossload | Hydrogen | NY | Dispatch-Crossload | VOM | 0 | [6 empty] | 0.57748 | 0
LCP_Inputs_ON_Electric_Howarth_2023_05_05 | 2034 | Electrolyser 2050 | Crossload | Hydrogen | ON | Dispatch-Crossload | EmissionsCost | 0 | [6 empty] | 0.57748 | 0
LCP_Inputs_ON_Electric_Howarth_2023_05_05 | 2034 | Electrolyser 2050 | Crossload | Hydrogen | ON | Dispatch-Crossload | FuelCost | 0 | [6 empty] | 0.57748 | 0
LCP_Inputs_ON_Electric_Howarth_2023_05_05 | 2034 | Electrolyser 2050 | Crossload | Hydrogen | ON | Dispatch-Crossload | VOM | 0 | [6 empty] | 0.57748 | 0
LCP_Inputs_ON_Electric_Howarth_2023_05_05 | 2034 | Electrolyser 2050 | Crossload | Hydrogen | PJ | Dispatch-Crossload | EmissionsCost | 0 | [6 empty] | 0.57748 | 0
LCP_Inputs_ON_Electric_Howarth_2023_05_05 | 2034 | Electrolyser 2050 | Crossload | Hydrogen | PJ | Dispatch-Crossload | FuelCost | 0 | [6 empty] | 0.57748 | 0
LCP_Inputs_ON_Electric_Howarth_2023_05_05 | 2034 | Electrolyser 2050 | Crossload | Hydrogen | PJ | Dispatch-Crossload | VOM | 0 | [6 empty] | 0.57748 | 0
LCP_Inputs_ON_Electric_Howarth_2023_05_05 | 2034 | Electrolyser 2050 | Crossload | Hydrogen | QC | Dispatch-Crossload | EmissionsCost | 0 | [6 empty] | 0.57748 | 0
LCP_Inputs_ON_Electric_Howarth_2023_05_05 | 2034 | Electrolyser 2050 | Crossload | Hydrogen | QC | Dispatch-Crossload | FuelCost | 0 | [6 empty] | 0.57748 | 0
LCP_Inputs_ON_Electric_Howarth_2023_05_05 | 2034 | Electrolyser 2050 | Crossload | Hydrogen | QC | Dispatch-Crossload | VOM | 0 | [6 empty] | 0.57748 | 0
LCP_Inputs_ON_Electric_Howarth_2023_05_05 | 2034 | Electrolyser 2050 | Crossload | Hydrogen | WC | Dispatch-Crossload | EmissionsCost | 0 | [6 empty] | 0.57748 | 0
LCP_Inputs_ON_Electric_Howarth_2023_05_05 | 2034 | Electrolyser 2050 | Crossload | Hydrogen | WC | Dispatch-Crossload | FuelCost | 0 | [6 empty] | 0.57748 | 0
LCP_Inputs_ON_Electric_Howarth_2023_05_05 | 2034 | Electrolyser 2050 | Crossload | Hydrogen | WC | Dispatch-Crossload | VOM | 0 | [6 empty] | 0.57748 | 0
LCP_Inputs_ON_Electric_Howarth_2023_05_05 | 2034 | Fossil Fuel Thermal (Coal, Peat, Oil) | Generation | Electricity | MI | Dispatch-Generation | EmissionsCost | 0 | [6 empty] | 0.57748 | 0
LCP_Inputs_ON_Electric_Howarth_2023_05_05 | 2034 | Fossil Fuel Thermal (Coal, Peat, Oil) | Generation | Electricity | MI | Dispatch-Generation | FuelCost | 0 | [6 empty] | 0.57748 | 0
LCP_Inputs_ON_Electric_Howarth_2023_05_05 | 2034 | Fossil Fuel Thermal (Coal, Peat, Oil) | Generation | Electricity | MI | Dispatch-Generation | VOM | 0 | [6 empty] | 0.57748 | 0
LCP_Inputs_ON_Electric_Howarth_2023_05_05 | 2034 | Fossil Fuel Thermal (Coal, Peat, Oil) | Generation | Electricity | NY | Dispatch-Generation | EmissionsCost | 0 | [6 empty] | 0.57748 | 0
LCP_Inputs_ON_Electric_Howarth_2023_05_05 | 2034 | Fossil Fuel Thermal (Coal, Peat, Oil) | Generation | Electricity | NY | Dispatch-Generation | FuelCost | 0 | [6 empty] | 0.57748 | 0
LCP_Inputs_ON_Electric_Howarth_2023_05_05 | 2034 | Fossil Fuel Thermal (Coal, Peat, Oil) | Generation | Electricity | NY | Dispatch-Generation | VOM | 0 | [6 empty] | 0.57748 | 0
LCP_Inputs_ON_Electric_Howarth_2023_05_05 | 2034 | Fossil Fuel Thermal (Coal, Peat, Oil) | Generation | Electricity | ON | Dispatch-Generation | EmissionsCost | 0 | [6 empty] | 0.57748 | 0
LCP_Inputs_ON_Electric_Howarth_2023_05_05 | 2034 | Fossil Fuel Thermal (Coal, Peat, Oil) | Generation | Electricity | ON | Dispatch-Generation | FuelCost | 0 | [6 empty] | 0.57748 | 0
LCP_Inputs_ON_Electric_Howarth_2023_05_05 | 2034 | Fossil Fuel Thermal (Coal, Peat, Oil) | Generation | Electricity | ON | Dispatch-Generation | VOM | 0 | [6 empty] | 0.57748 | 0
LCP_Inputs_ON_Electric_Howarth_2023_05_05 | 2034 | Fossil Fuel Thermal (Coal, Peat, Oil) | Generation | Electricity | PJ | Dispatch-Generation | EmissionsCost | 0 | [6 empty] | 0.57748 | 0
LCP_Inputs_ON_Electric_Howarth_2023_05_05 | 2034 | Fossil Fuel Thermal (Coal, Peat, Oil) | Generation | Electricity | PJ | Dispatch-Generation | FuelCost | 0 | [6 empty] | 0.57748 | 0
LCP_Inputs_ON_Electric_Howarth_2023_05_05 | 2034 | Fossil Fuel Thermal (Coal, Peat, Oil) | Generation | Electricity | PJ | Dispatch-Generation | VOM | 0 | [6 empty] | 0.57748 | 0
LCP_Inputs_ON_Electric_Howarth_2023_05_05 | 2034 | Fossil Fuel Thermal (Coal, Peat, Oil) | Generation | Electricity | QC | Dispatch-Generation | EmissionsCost | 0 | [6 empty] | 0.57748 | 0
LCP_Inputs_ON_Electric_Howarth_2023_05_05 | 2034 | Fossil Fuel Thermal (Coal, Peat, Oil) | Generation | Electricity | QC | Dispatch-Generation | FuelCost | 0 | [6 empty] | 0.57748 | 0
LCP_Inputs_ON_Electric_Howarth_2023_05_05 | 2034 | Fossil Fuel Thermal (Coal, Peat, Oil) | Generation | Electricity | QC | Dispatch-Generation | VOM | 0 | [6 empty] | 0.57748 | 0
LCP_Inputs_ON_Electric_Howarth_2023_05_05 | 2034 | Fossil Fuel Thermal (Coal, Peat, Oil) | Generation | Electricity | WC | Dispatch-Generation | EmissionsCost | 0 | [6 empty] | 0.57748 | 0
LCP_Inputs_ON_Electric_Howarth_2023_05_05 | 2034 | Fossil Fuel Thermal (Coal, Peat, Oil) | Generation | Electricity | WC | Dispatch-Generation | FuelCost | 0 | [6 empty] | 0.57748 | 0
LCP_Inputs_ON_Electric_Howarth_2023_05_05 | 2034 | Fossil Fuel Thermal (Coal, Peat, Oil) | Generation | Electricity | WC | Dispatch-Generation | VOM | 0 | [6 empty] | 0.57748 | 0
LCP_Inputs_ON_Electric_Howarth_2023_05_05 | 2034 | Generic - Generator | Generation | Electricity | MI | Dispatch-Generation | EmissionsCost | 0 | [6 empty] | 0.57748 | 0
LCP_Inputs_ON_Electric_Howarth_2023_05_05 | 2034 | Generic - Generator | Generation | Electricity | MI | Dispatch-Generation | FuelCost | 1914828256.8349 | [6 empty] | 0.57748 | 1105765606.2053
LCP_Inputs_ON_Electric_Howarth_2023_05_05 | 2034 | Generic - Generator | Generation | Electricity | MI | Dispatch-Generation | VOM | 66868135.5263 | [6 empty] | 0.57748 | 38614682.1012
LCP_Inputs_ON_Electric_Howarth_2023_05_05 | 2034 | Generic - Generator | Generation | Electricity | NY | Dispatch-Generation | EmissionsCost | 0 | [6 empty] | 0.57748 | 0
LCP_Inputs_ON_Electric_Howarth_2023_05_05 | 2034 | Generic - Generator | Generation | Electricity | NY | Dispatch-Generation | FuelCost | 745132168.0451 | [6 empty] | 0.57748 | 430295260.455
LCP_Inputs_ON_Electric_Howarth_2023_05_05 | 2034 | Generic - Generator | Generation | Electricity | NY | Dispatch-Generation | VOM | 26020923.088 | [6 empty] | 0.57748 | 15026434.7153
LCP_Inputs_ON_Electric_Howarth_2023_05_05 | 2034 | Generic - Generator | Generation | Electricity | ON | Dispatch-Generation | EmissionsCost | 0 | [6 empty] | 0.57748 | 0
LCP_Inputs_ON_Electric_Howarth_2023_05_05 | 2034 | Generic - Generator | Generation | Electricity | ON | Dispatch-Generation | FuelCost | 0 | [6 empty] | 0.57748 | 0
LCP_Inputs_ON_Electric_Howarth_2023_05_05 | 2034 | Generic - Generator | Generation | Electricity | ON | Dispatch-Generation | VOM | 0 | [6 empty] | 0.57748 | 0
LCP_Inputs_ON_Electric_Howarth_2023_05_05 | 2034 | Generic - Generator | Generation | Electricity | PJ | Dispatch-Generation | EmissionsCost | 0 | [6 empty] | 0.57748 | 0
LCP_Inputs_ON_Electric_Howarth_2023_05_05 | 2034 | Generic - Generator | Generation | Electricity | PJ | Dispatch-Generation | FuelCost | 7324771896.2137 | [6 empty] | 0.57748 | 4229873257.4168
LCP_Inputs_ON_Electric_Howarth_2023_05_05 | 2034 | Generic - Generator | Generation | Electricity | PJ | Dispatch-Generation | VOM | 255789958.2413 | [6 empty] | 0.57748 | 147712327.3204
LCP_Inputs_ON_Electric_Howarth_2023_05_05 | 2034 | Generic - Generator | Generation | Electricity | QC | Dispatch-Generation | EmissionsCost | 0 | [6 empty] | 0.57748 | 0
LCP_Inputs_ON_Electric_Howarth_2023_05_05 | 2034 | Generic - Generator | Generation | Electricity | QC | Dispatch-Generation | FuelCost | 0 | [6 empty] | 0.57748 | 0
LCP_Inputs_ON_Electric_Howarth_2023_05_05 | 2034 | Generic - Generator | Generation | Electricity | QC | Dispatch-Generation | VOM | 0 | [6 empty] | 0.57748 | 0
LCP_Inputs_ON_Electric_Howarth_2023_05_05 | 2034 | Generic - Generator | Generation | Electricity | WC | Dispatch-Generation | EmissionsCost | 0 | [6 empty] | 0.57748 | 0
LCP_Inputs_ON_Electric_Howarth_2023_05_05 | 2034 | Generic - Generator | Generation | Electricity | WC | Dispatch-Generation | FuelCost | 1737227.6587 | [6 empty] | 0.57748 | 1003205.6861
LCP_Inputs_ON_Electric_Howarth_2023_05_05 | 2034 | Generic - Generator | Generation | Electricity | WC | Dispatch-Generation | VOM | 60666.1063 | [6 empty] | 0.57748 | 35033.1647
LCP_Inputs_ON_Electric_Howarth_2023_05_05 | 2034 | H2 Import - QC | Import | Hydrogen | MI | Dispatch-Import | EmissionsCost | 0 | [6 empty] | 0.57748 | 0
LCP_Inputs_ON_Electric_Howarth_2023_05_05 | 2034 | H2 Import - QC | Import | Hydrogen | MI | Dispatch-Import | FuelCost | 0 | [6 empty] | 0.57748 | 0
LCP_Inputs_ON_Electric_Howarth_2023_05_05 | 2034 | H2 Import - QC | Import | Hydrogen | MI | Dispatch-Import | VOM | 0 | [6 empty] | 0.57748 | 0
LCP_Inputs_ON_Electric_Howarth_2023_05_05 | 2034 | H2 Import - QC | Import | Hydrogen | NY | Dispatch-Import | EmissionsCost | 0 | [6 empty] | 0.57748 | 0
LCP_Inputs_ON_Electric_Howarth_2023_05_05 | 2034 | H2 Import - QC | Import | Hydrogen | NY | Dispatch-Import | FuelCost | 0 | [6 empty] | 0.57748 | 0
LCP_Inputs_ON_Electric_Howarth_2023_05_05 | 2034 | H2 Import - QC | Import | Hydrogen | NY | Dispatch-Import | VOM | 0 | [6 empty] | 0.57748 | 0
LCP_Inputs_ON_Electric_Howarth_2023_05_05 | 2034 | H2 Import - QC | Import | Hydrogen | ON | Dispatch-Import | EmissionsCost | 0 | [6 empty] | 0.57748 | 0
LCP_Inputs_ON_Electric_Howarth_2023_05_05 | 2034 | H2 Import - QC | Import | Hydrogen | ON | Dispatch-Import | FuelCost | 0 | [6 empty] | 0.57748 | 0
LCP_Inputs_ON_Electric_Howarth_2023_05_05 | 2034 | H2 Import - QC | Import | Hydrogen | ON | Dispatch-Import | VOM | 0 | [6 empty] | 0.57748 | 0
LCP_Inputs_ON_Electric_Howarth_2023_05_05 | 2034 | H2 Import - QC | Import | Hydrogen | PJ | Dispatch-Import | EmissionsCost | 0 | [6 empty] | 0.57748 | 0
LCP_Inputs_ON_Electric_Howarth_2023_05_05 | 2034 | H2 Import - QC | Import | Hydrogen | PJ | Dispatch-Import | FuelCost | 0 | [6 empty] | 0.57748 | 0
LCP_Inputs_ON_Electric_Howarth_2023_05_05 | 2034 | H2 Import - QC | Import | Hydrogen | PJ | Dispatch-Import | VOM | 0 | [6 empty] | 0.57748 | 0
LCP_Inputs_ON_Electric_Howarth_2023_05_05 | 2034 | H2 Import - QC | Import | Hydrogen | QC | Dispatch-Import | EmissionsCost | 0 | [6 empty] | 0.57748 | 0
LCP_Inputs_ON_Electric_Howarth_2023_05_05 | 2034 | H2 Import - QC | Import | Hydrogen | QC | Dispatch-Import | FuelCost | 0 | [6 empty] | 0.57748 | 0
LCP_Inputs_ON_Electric_Howarth_2023_05_05 | 2034 | H2 Import - QC | Import | Hydrogen | QC | Dispatch-Import | VOM | 0 | [6 empty] | 0.57748 | 0
LCP_Inputs_ON_Electric_Howarth_2023_05_05 | 2034 | H2 Import - QC | Import | Hydrogen | WC | Dispatch-Import | EmissionsCost | 0 | [6 empty] | 0.57748 | 0
LCP_Inputs_ON_Electric_Howarth_2023_05_05 | 2034 | H2 Import - QC | Import | Hydrogen | WC | Dispatch-Import | FuelCost | 0 | [6 empty] | 0.57748 | 0
LCP_Inputs_ON_Electric_Howarth_2023_05_05 | 2034 | H2 Import - QC | Import | Hydrogen | WC | Dispatch-Import | VOM | 0 | [6 empty] | 0.57748 | 0
LCP_Inputs_ON_Electric_Howarth_2023_05_05 | 2034 | H2 Import - WC | Import | Hydrogen | MI | Dispatch-Import | EmissionsCost | 0 | [6 empty] | 0.57748 | 0
LCP_Inputs_ON_Electric_Howarth_2023_05_05 | 2034 | H2 Import - WC | Import | Hydrogen | MI | Dispatch-Import | FuelCost | 0 | [6 empty] | 0.57748 | 0
LCP_Inputs_ON_Electric_Howarth_2023_05_05 | 2034 | H2 Import - WC | Import | Hydrogen | MI | Dispatch-Import | VOM | 0 | [6 empty] | 0.57748 | 0
LCP_Inputs_ON_Electric_Howarth_2023_05_05 | 2034 | H2 Import - WC | Import | Hydrogen | NY | Dispatch-Import | EmissionsCost | 0 | [6 empty] | 0.57748 | 0
LCP_Inputs_ON_Electric_Howarth_2023_05_05 | 2034 | H2 Import - WC | Import | Hydrogen | NY | Dispatch-Import | FuelCost | 0 | [6 empty] | 0.57748 | 0
LCP_Inputs_ON_Electric_Howarth_2023_05_05 | 2034 | H2 Import - WC | Import | Hydrogen | NY | Dispatch-Import | VOM | 0 | [6 empty] | 0.57748 | 0
LCP_Inputs_ON_Electric_Howarth_2023_05_05 | 2034 | H2 Import - WC | Import | Hydrogen | ON | Dispatch-Import | EmissionsCost | 0 | [6 empty] | 0.57748 | 0
LCP_Inputs_ON_Electric_Howarth_2023_05_05 | 2034 | H2 Import - WC | Import | Hydrogen | ON | Dispatch-Import | FuelCost | 0 | [6 empty] | 0.57748 | 0
LCP_Inputs_ON_Electric_Howarth_2023_05_05 | 2034 | H2 Import - WC | Import | Hydrogen | ON | Dispatch-Import | VOM | 0 | [6 empty] | 0.57748 | 0
LCP_Inputs_ON_Electric_Howarth_2023_05_05 | 2034 | H2 Import - WC | Import | Hydrogen | PJ | Dispatch-Import | EmissionsCost | 0 | [6 empty] | 0.57748 | 0
LCP_Inputs_ON_Electric_Howarth_2023_05_05 | 2034 | H2 Import - WC | Import | Hydrogen | PJ | Dispatch-Import | FuelCost | 0 | [6 empty] | 0.57748 | 0
LCP_Inputs_ON_Electric_Howarth_2023_05_05 | 2034 | H2 Import - WC | Import | Hydrogen | PJ | Dispatch-Import | VOM | 0 | [6 empty] | 0.57748 | 0
LCP_Inputs_ON_Electric_Howarth_2023_05_05 | 2034 | H2 Import - WC | Import | Hydrogen | QC | Dispatch-Import | EmissionsCost | 0 | [6 empty] | 0.57748 | 0
LCP_Inputs_ON_Electric_Howarth_2023_05_05 | 2034 | H2 Import - WC | Import | Hydrogen | QC | Dispatch-Import | FuelCost | 0 | [6 empty] | 0.57748 | 0
LCP_Inputs_ON_Electric_Howarth_2023_05_05 | 2034 | H2 Import - WC | Import | Hydrogen | QC | Dispatch-Import | VOM | 0 | [6 empty] | 0.57748 | 0
LCP_Inputs_ON_Electric_Howarth_2023_05_05 | 2034 | H2 Import - WC | Import | Hydrogen | WC | Dispatch-Import | EmissionsCost | 0 | [6 empty] | 0.57748 | 0
LCP_Inputs_ON_Electric_Howarth_2023_05_05 | 2034 | H2 Import - WC | Import | Hydrogen | WC | Dispatch-Import | FuelCost | 0 | [6 empty] | 0.57748 | 0
LCP_Inputs_ON_Electric_Howarth_2023_05_05 | 2034 | H2 Import - WC | Import | Hydrogen | WC | Dispatch-Import | VOM | 0 | [6 empty] | 0.57748 | 0
LCP_Inputs_ON_Electric_Howarth_2023_05_05 | 2034 | H2 Salt Cavern Storage - ON | Storage | Hydrogen | MI | Dispatch-Storage | EmissionsCost | 0 | [6 empty] | 0.57748 | 0
LCP_Inputs_ON_Electric_Howarth_2023_05_05 | 2034 | H2 Salt Cavern Storage - ON | Storage | Hydrogen | MI | Dispatch-Storage | FuelCost | 0 | [6 empty] | 0.57748 | 0
LCP_Inputs_ON_Electric_Howarth_2023_05_05 | 2034 | H2 Salt Cavern Storage - ON | Storage | Hydrogen | MI | Dispatch-Storage | VOM | 0 | [6 empty] | 0.57748 | 0
LCP_Inputs_ON_Electric_Howarth_2023_05_05 | 2034 | H2 Salt Cavern Storage - ON | Storage | Hydrogen | NY | Dispatch-Storage | EmissionsCost | 0 | [6 empty] | 0.57748 | 0
LCP_Inputs_ON_Electric_Howarth_2023_05_05 | 2034 | H2 Salt Cavern Storage - ON | Storage | Hydrogen | NY | Dispatch-Storage | FuelCost | 0 | [6 empty] | 0.57748 | 0
LCP_Inputs_ON_Electric_Howarth_2023_05_05 | 2034 | H2 Salt Cavern Storage - ON | Storage | Hydrogen | NY | Dispatch-Storage | VOM | 0 | [6 empty] | 0.57748 | 0
LCP_Inputs_ON_Electric_Howarth_2023_05_05 | 2034 | H2 Salt Cavern Storage - ON | Storage | Hydrogen | ON | Dispatch-Storage | EmissionsCost | 0 | [6 empty] | 0.57748 | 0
LCP_Inputs_ON_Electric_Howarth_2023_05_05 | 2034 | H2 Salt Cavern Storage - ON | Storage | Hydrogen | ON | Dispatch-Storage | FuelCost | 0 | [6 empty] | 0.57748 | 0
LCP_Inputs_ON_Electric_Howarth_2023_05_05 | 2034 | H2 Salt Cavern Storage - ON | Storage | Hydrogen | ON | Dispatch-Storage | VOM | 12116975.9484 | [6 empty] | 0.57748 | 6997251.6894
LCP_Inputs_ON_Electric_Howarth_2023_05_05 | 2034 | H2 Salt Cavern Storage - ON | Storage | Hydrogen | PJ | Dispatch-Storage | EmissionsCost | 0 | [6 empty] | 0.57748 | 0
LCP_Inputs_ON_Electric_Howarth_2023_05_05 | 2034 | H2 Salt Cavern Storage - ON | Storage | Hydrogen | PJ | Dispatch-Storage | FuelCost | 0 | [6 empty] | 0.57748 | 0
LCP_Inputs_ON_Electric_Howarth_2023_05_05 | 2034 | H2 Salt Cavern Storage - ON | Storage | Hydrogen | PJ | Dispatch-Storage | VOM | 0 | [6 empty] | 0.57748 | 0
LCP_Inputs_ON_Electric_Howarth_2023_05_05 | 2034 | H2 Salt Cavern Storage - ON | Storage | Hydrogen | QC | Dispatch-Storage | EmissionsCost | 0 | [6 empty] | 0.57748 | 0
LCP_Inputs_ON_Electric_Howarth_2023_05_05 | 2034 | H2 Salt Cavern Storage - ON | Storage | Hydrogen | QC | Dispatch-Storage | FuelCost | 0 | [6 empty] | 0.57748 | 0
LCP_Inputs_ON_Electric_Howarth_2023_05_05 | 2034 | H2 Salt Cavern Storage - ON | Storage | Hydrogen | QC | Dispatch-Storage | VOM | 0 | [6 empty] | 0.57748 | 0
LCP_Inputs_ON_Electric_Howarth_2023_05_05 | 2034 | H2 Salt Cavern Storage - ON | Storage | Hydrogen | WC | Dispatch-Storage | EmissionsCost | 0 | [6 empty] | 0.57748 | 0
LCP_Inputs_ON_Electric_Howarth_2023_05_05 | 2034 | H2 Salt Cavern Storage - ON | Storage | Hydrogen | WC | Dispatch-Storage | FuelCost | 0 | [6 empty] | 0.57748 | 0
LCP_Inputs_ON_Electric_Howarth_2023_05_05 | 2034 | H2 Salt Cavern Storage - ON | Storage | Hydrogen | WC | Dispatch-Storage | VOM | 0 | [6 empty] | 0.57748 | 0
LCP_Inputs_ON_Electric_Howarth_2023_05_05 | 2034 | Hydro | Generation | Electricity | MI | Dispatch-Generation | EmissionsCost | 0 | [6 empty] | 0.57748 | 0
LCP_Inputs_ON_Electric_Howarth_2023_05_05 | 2034 | Hydro | Generation | Electricity | MI | Dispatch-Generation | FuelCost | 0 | [6 empty] | 0.57748 | 0
LCP_Inputs_ON_Electric_Howarth_2023_05_05 | 2034 | Hydro | Generation | Electricity | MI | Dispatch-Generation | VOM | 0 | [6 empty] | 0.57748 | 0
LCP_Inputs_ON_Electric_Howarth_2023_05_05 | 2034 | Hydro | Generation | Electricity | NY | Dispatch-Generation | EmissionsCost | 0 | [6 empty] | 0.57748 | 0
LCP_Inputs_ON_Electric_Howarth_2023_05_05 | 2034 | Hydro | Generation | Electricity | NY | Dispatch-Generation | FuelCost | 0 | [6 empty] | 0.57748 | 0
LCP_Inputs_ON_Electric_Howarth_2023_05_05 | 2034 | Hydro | Generation | Electricity | NY | Dispatch-Generation | VOM | 0 | [6 empty] | 0.57748 | 0
LCP_Inputs_ON_Electric_Howarth_2023_05_05 | 2034 | Hydro | Generation | Electricity | ON | Dispatch-Generation | EmissionsCost | 0 | [6 empty] | 0.57748 | 0
LCP_Inputs_ON_Electric_Howarth_2023_05_05 | 2034 | Hydro | Generation | Electricity | ON | Dispatch-Generation | FuelCost | 0 | [6 empty] | 0.57748 | 0
LCP_Inputs_ON_Electric_Howarth_2023_05_05 | 2034 | Hydro | Generation | Electricity | ON | Dispatch-Generation | VOM | 0 | [6 empty] | 0.57748 | 0
LCP_Inputs_ON_Electric_Howarth_2023_05_05 | 2034 | Hydro | Generation | Electricity | PJ | Dispatch-Generation | EmissionsCost | 0 | [6 empty] | 0.57748 | 0
LCP_Inputs_ON_Electric_Howarth_2023_05_05 | 2034 | Hydro | Generation | Electricity | PJ | Dispatch-Generation | FuelCost | 0 | [6 empty] | 0.57748 | 0
LCP_Inputs_ON_Electric_Howarth_2023_05_05 | 2034 | Hydro | Generation | Electricity | PJ | Dispatch-Generation | VOM | 0 | [6 empty] | 0.57748 | 0
LCP_Inputs_ON_Electric_Howarth_2023_05_05 | 2034 | Hydro | Generation | Electricity | QC | Dispatch-Generation | EmissionsCost | 0 | [6 empty] | 0.57748 | 0
LCP_Inputs_ON_Electric_Howarth_2023_05_05 | 2034 | Hydro | Generation | Electricity | QC | Dispatch-Generation | FuelCost | 0 | [6 empty] | 0.57748 | 0
LCP_Inputs_ON_Electric_Howarth_2023_05_05 | 2034 | Hydro | Generation | Electricity | QC | Dispatch-Generation | VOM | 0 | [6 empty] | 0.57748 | 0
LCP_Inputs_ON_Electric_Howarth_2023_05_05 | 2034 | Hydro | Generation | Electricity | WC | Dispatch-Generation | EmissionsCost | 0 | [6 empty] | 0.57748 | 0
LCP_Inputs_ON_Electric_Howarth_2023_05_05 | 2034 | Hydro | Generation | Electricity | WC | Dispatch-Generation | FuelCost | 0 | [6 empty] | 0.57748 | 0
LCP_Inputs_ON_Electric_Howarth_2023_05_05 | 2034 | Hydro | Generation | Electricity | WC | Dispatch-Generation | VOM | 0 | [6 empty] | 0.57748 | 0
LCP_Inputs_ON_Electric_Howarth_2023_05_05 | 2034 | Hydro Pumped Storage | Storage | Electricity | MI | Dispatch-Storage | EmissionsCost | 0 | [6 empty] | 0.57748 | 0
LCP_Inputs_ON_Electric_Howarth_2023_05_05 | 2034 | Hydro Pumped Storage | Storage | Electricity | MI | Dispatch-Storage | FuelCost | 0 | [6 empty] | 0.57748 | 0
LCP_Inputs_ON_Electric_Howarth_2023_05_05 | 2034 | Hydro Pumped Storage | Storage | Electricity | MI | Dispatch-Storage | VOM | 0 | [6 empty] | 0.57748 | 0
LCP_Inputs_ON_Electric_Howarth_2023_05_05 | 2034 | Hydro Pumped Storage | Storage | Electricity | NY | Dispatch-Storage | EmissionsCost | 0 | [6 empty] | 0.57748 | 0
LCP_Inputs_ON_Electric_Howarth_2023_05_05 | 2034 | Hydro Pumped Storage | Storage | Electricity | NY | Dispatch-Storage | FuelCost | 0 | [6 empty] | 0.57748 | 0
LCP_Inputs_ON_Electric_Howarth_2023_05_05 | 2034 | Hydro Pumped Storage | Storage | Electricity | NY | Dispatch-Storage | VOM | 0 | [6 empty] | 0.57748 | 0
LCP_Inputs_ON_Electric_Howarth_2023_05_05 | 2034 | Hydro Pumped Storage | Storage | Electricity | ON | Dispatch-Storage | EmissionsCost | 0 | [6 empty] | 0.57748 | 0
LCP_Inputs_ON_Electric_Howarth_2023_05_05 | 2034 | Hydro Pumped Storage | Storage | Electricity | ON | Dispatch-Storage | FuelCost | 0 | [6 empty] | 0.57748 | 0
LCP_Inputs_ON_Electric_Howarth_2023_05_05 | 2034 | Hydro Pumped Storage | Storage | Electricity | ON | Dispatch-Storage | VOM | 0 | [6 empty] | 0.57748 | 0
LCP_Inputs_ON_Electric_Howarth_2023_05_05 | 2034 | Hydro Pumped Storage | Storage | Electricity | PJ | Dispatch-Storage | EmissionsCost | 0 | [6 empty] | 0.57748 | 0
LCP_Inputs_ON_Electric_Howarth_2023_05_05 | 2034 | Hydro Pumped Storage | Storage | Electricity | PJ | Dispatch-Storage | FuelCost | 0 | [6 empty] | 0.57748 | 0
LCP_Inputs_ON_Electric_Howarth_2023_05_05 | 2034 | Hydro Pumped Storage | Storage | Electricity | PJ | Dispatch-Storage | VOM | 0 | [6 empty] | 0.57748 | 0
LCP_Inputs_ON_Electric_Howarth_2023_05_05 | 2034 | Hydro Pumped Storage | Storage | Electricity | QC | Dispatch-Storage | EmissionsCost | 0 | [6 empty] | 0.57748 | 0
LCP_Inputs_ON_Electric_Howarth_2023_05_05 | 2034 | Hydro Pumped Storage | Storage | Electricity | QC | Dispatch-Storage | FuelCost | 0 | [6 empty] | 0.57748 | 0
LCP_Inputs_ON_Electric_Howarth_2023_05_05 | 2034 | Hydro Pumped Storage | Storage | Electricity | QC | Dispatch-Storage | VOM | 0 | [6 empty] | 0.57748 | 0
LCP_Inputs_ON_Electric_Howarth_2023_05_05 | 2034 | Hydro Pumped Storage | Storage | Electricity | WC | Dispatch-Storage | EmissionsCost | 0 | [6 empty] | 0.57748 | 0
LCP_Inputs_ON_Electric_Howarth_2023_05_05 | 2034 | Hydro Pumped Storage | Storage | Electricity | WC | Dispatch-Storage | FuelCost | 0 | [6 empty] | 0.57748 | 0
LCP_Inputs_ON_Electric_Howarth_2023_05_05 | 2034 | Hydro Pumped Storage | Storage | Electricity | WC | Dispatch-Storage | VOM | 0 | [6 empty] | 0.57748 | 0
LCP_Inputs_ON_Electric_Howarth_2023_05_05 | 2034 | Nuclear | Generation | Electricity | MI | Dispatch-Generation | EmissionsCost | 0 | [6 empty] | 0.57748 | 0
LCP_Inputs_ON_Electric_Howarth_2023_05_05 | 2034 | Nuclear | Generation | Electricity | MI | Dispatch-Generation | FuelCost | 0 | [6 empty] | 0.57748 | 0
LCP_Inputs_ON_Electric_Howarth_2023_05_05 | 2034 | Nuclear | Generation | Electricity | MI | Dispatch-Generation | VOM | 2762866296.96 | [6 empty] | 0.57748 | 1595486443.6625
LCP_Inputs_ON_Electric_Howarth_2023_05_05 | 2034 | Nuclear | Generation | Electricity | NY | Dispatch-Generation | EmissionsCost | 0 | [6 empty] | 0.57748 | 0
LCP_Inputs_ON_Electric_Howarth_2023_05_05 | 2034 | Nuclear | Generation | Electricity | NY | Dispatch-Generation | FuelCost | 0 | [6 empty] | 0.57748 | 0
LCP_Inputs_ON_Electric_Howarth_2023_05_05 | 2034 | Nuclear | Generation | Electricity | NY | Dispatch-Generation | VOM | 2246155230.144 | [6 empty] | 0.57748 | 1297098677.558
LCP_Inputs_ON_Electric_Howarth_2023_05_05 | 2034 | Nuclear | Generation | Electricity | ON | Dispatch-Generation | EmissionsCost | 0 | [6 empty] | 0.57748 | 0
LCP_Inputs_ON_Electric_Howarth_2023_05_05 | 2034 | Nuclear | Generation | Electricity | ON | Dispatch-Generation | FuelCost | 0 | [6 empty] | 0.57748 | 0
LCP_Inputs_ON_Electric_Howarth_2023_05_05 | 2034 | Nuclear | Generation | Electricity | ON | Dispatch-Generation | VOM | 7240796912.4466 | [6 empty] | 0.57748 | 4181379796.711
LCP_Inputs_ON_Electric_Howarth_2023_05_05 | 2034 | Nuclear | Generation | Electricity | PJ | Dispatch-Generation | EmissionsCost | 0 | [6 empty] | 0.57748 | 0
LCP_Inputs_ON_Electric_Howarth_2023_05_05 | 2034 | Nuclear | Generation | Electricity | PJ | Dispatch-Generation | FuelCost | 0 | [6 empty] | 0.57748 | 0
LCP_Inputs_ON_Electric_Howarth_2023_05_05 | 2034 | Nuclear | Generation | Electricity | PJ | Dispatch-Generation | VOM | 6401347648.6848 | [6 empty] | 0.57748 | 3696618763.5954
LCP_Inputs_ON_Electric_Howarth_2023_05_05 | 2034 | Nuclear | Generation | Electricity | QC | Dispatch-Generation | EmissionsCost | 0 | [6 empty] | 0.57748 | 0
LCP_Inputs_ON_Electric_Howarth_2023_05_05 | 2034 | Nuclear | Generation | Electricity | QC | Dispatch-Generation | FuelCost | 0 | [6 empty] | 0.57748 | 0
LCP_Inputs_ON_Electric_Howarth_2023_05_05 | 2034 | Nuclear | Generation | Electricity | QC | Dispatch-Generation | VOM | 0 | [6 empty] | 0.57748 | 0
LCP_Inputs_ON_Electric_Howarth_2023_05_05 | 2034 | Nuclear | Generation | Electricity | WC | Dispatch-Generation | EmissionsCost | 0 | [6 empty] | 0.57748 | 0
LCP_Inputs_ON_Electric_Howarth_2023_05_05 | 2034 | Nuclear | Generation | Electricity | WC | Dispatch-Generation | FuelCost | 0 | [6 empty] | 0.57748 | 0
LCP_Inputs_ON_Electric_Howarth_2023_05_05 | 2034 | Nuclear | Generation | Electricity | WC | Dispatch-Generation | VOM | 0 | [6 empty] | 0.57748 | 0
LCP_Inputs_ON_Electric_Howarth_2023_05_05 | 2034 | Nuclear SMR | Generation | Electricity | MI | Dispatch-Generation | EmissionsCost | 0 | [6 empty] | 0.57748 | 0
LCP_Inputs_ON_Electric_Howarth_2023_05_05 | 2034 | Nuclear SMR | Generation | Electricity | MI | Dispatch-Generation | FuelCost | 0 | [6 empty] | 0.57748 | 0
LCP_Inputs_ON_Electric_Howarth_2023_05_05 | 2034 | Nuclear SMR | Generation | Electricity | MI | Dispatch-Generation | VOM | 0 | [6 empty] | 0.57748 | 0
LCP_Inputs_ON_Electric_Howarth_2023_05_05 | 2034 | Nuclear SMR | Generation | Electricity | NY | Dispatch-Generation | EmissionsCost | 0 | [6 empty] | 0.57748 | 0
LCP_Inputs_ON_Electric_Howarth_2023_05_05 | 2034 | Nuclear SMR | Generation | Electricity | NY | Dispatch-Generation | FuelCost | 0 | [6 empty] | 0.57748 | 0
LCP_Inputs_ON_Electric_Howarth_2023_05_05 | 2034 | Nuclear SMR | Generation | Electricity | NY | Dispatch-Generation | VOM | 0 | [6 empty] | 0.57748 | 0
LCP_Inputs_ON_Electric_Howarth_2023_05_05 | 2034 | Nuclear SMR | Generation | Electricity | ON | Dispatch-Generation | EmissionsCost | 0 | [6 empty] | 0.57748 | 0
LCP_Inputs_ON_Electric_Howarth_2023_05_05 | 2034 | Nuclear SMR | Generation | Electricity | ON | Dispatch-Generation | FuelCost | 0 | [6 empty] | 0.57748 | 0
LCP_Inputs_ON_Electric_Howarth_2023_05_05 | 2034 | Nuclear SMR | Generation | Electricity | ON | Dispatch-Generation | VOM | 19039640.4 | [6 empty] | 0.57748 | 10994917.9169
LCP_Inputs_ON_Electric_Howarth_2023_05_05 | 2034 | Nuclear SMR | Generation | Electricity | PJ | Dispatch-Generation | EmissionsCost | 0 | [6 empty] | 0.57748 | 0
LCP_Inputs_ON_Electric_Howarth_2023_05_05 | 2034 | Nuclear SMR | Generation | Electricity | PJ | Dispatch-Generation | FuelCost | 0 | [6 empty] | 0.57748 | 0
LCP_Inputs_ON_Electric_Howarth_2023_05_05 | 2034 | Nuclear SMR | Generation | Electricity | PJ | Dispatch-Generation | VOM | 0 | [6 empty] | 0.57748 | 0
LCP_Inputs_ON_Electric_Howarth_2023_05_05 | 2034 | Nuclear SMR | Generation | Electricity | QC | Dispatch-Generation | EmissionsCost | 0 | [6 empty] | 0.57748 | 0
LCP_Inputs_ON_Electric_Howarth_2023_05_05 | 2034 | Nuclear SMR | Generation | Electricity | QC | Dispatch-Generation | FuelCost | 0 | [6 empty] | 0.57748 | 0
LCP_Inputs_ON_Electric_Howarth_2023_05_05 | 2034 | Nuclear SMR | Generation | Electricity | QC | Dispatch-Generation | VOM | 0 | [6 empty] | 0.57748 | 0
LCP_Inputs_ON_Electric_Howarth_2023_05_05 | 2034 | Nuclear SMR | Generation | Electricity | WC | Dispatch-Generation | EmissionsCost | 0 | [6 empty] | 0.57748 | 0
LCP_Inputs_ON_Electric_Howarth_2023_05_05 | 2034 | Nuclear SMR | Generation | Electricity | WC | Dispatch-Generation | FuelCost | 0 | [6 empty] | 0.57748 | 0
LCP_Inputs_ON_Electric_Howarth_2023_05_05 | 2034 | Nuclear SMR | Generation | Electricity | WC | Dispatch-Generation | VOM | 0 | [6 empty] | 0.57748 | 0
LCP_Inputs_ON_Electric_Howarth_2023_05_05 | 2034 | O/CCGT - CH4 Existing | Crossload | Electricity | MI | Dispatch-Crossload | EmissionsCost | 0 | [6 empty] | 0.57748 | 0
LCP_Inputs_ON_Electric_Howarth_2023_05_05 | 2034 | O/CCGT - CH4 Existing | Crossload | Electricity | MI | Dispatch-Crossload | FuelCost | 0 | [6 empty] | 0.57748 | 0
LCP_Inputs_ON_Electric_Howarth_2023_05_05 | 2034 | O/CCGT - CH4 Existing | Crossload | Electricity | MI | Dispatch-Crossload | VOM | 0 | [6 empty] | 0.57748 | 0
LCP_Inputs_ON_Electric_Howarth_2023_05_05 | 2034 | O/CCGT - CH4 Existing | Crossload | Electricity | NY | Dispatch-Crossload | EmissionsCost | 0 | [6 empty] | 0.57748 | 0
LCP_Inputs_ON_Electric_Howarth_2023_05_05 | 2034 | O/CCGT - CH4 Existing | Crossload | Electricity | NY | Dispatch-Crossload | FuelCost | 0 | [6 empty] | 0.57748 | 0
LCP_Inputs_ON_Electric_Howarth_2023_05_05 | 2034 | O/CCGT - CH4 Existing | Crossload | Electricity | NY | Dispatch-Crossload | VOM | 0 | [6 empty] | 0.57748 | 0
LCP_Inputs_ON_Electric_Howarth_2023_05_05 | 2034 | O/CCGT - CH4 Existing | Crossload | Electricity | ON | Dispatch-Crossload | EmissionsCost | 11165878.9802 | [6 empty] | 0.57748 | 6448016.8889
LCP_Inputs_ON_Electric_Howarth_2023_05_05 | 2034 | O/CCGT - CH4 Existing | Crossload | Electricity | ON | Dispatch-Crossload | FuelCost | 0 | [6 empty] | 0.57748 | 0
LCP_Inputs_ON_Electric_Howarth_2023_05_05 | 2034 | O/CCGT - CH4 Existing | Crossload | Electricity | ON | Dispatch-Crossload | VOM | 405781.1348 | [6 empty] | 0.57748 | 234328.4944
LCP_Inputs_ON_Electric_Howarth_2023_05_05 | 2034 | O/CCGT - CH4 Existing | Crossload | Electricity | PJ | Dispatch-Crossload | EmissionsCost | 0 | [6 empty] | 0.57748 | 0
LCP_Inputs_ON_Electric_Howarth_2023_05_05 | 2034 | O/CCGT - CH4 Existing | Crossload | Electricity | PJ | Dispatch-Crossload | FuelCost | 0 | [6 empty] | 0.57748 | 0
LCP_Inputs_ON_Electric_Howarth_2023_05_05 | 2034 | O/CCGT - CH4 Existing | Crossload | Electricity | PJ | Dispatch-Crossload | VOM | 0 | [6 empty] | 0.57748 | 0
LCP_Inputs_ON_Electric_Howarth_2023_05_05 | 2034 | O/CCGT - CH4 Existing | Crossload | Electricity | QC | Dispatch-Crossload | EmissionsCost | 0 | [6 empty] | 0.57748 | 0
LCP_Inputs_ON_Electric_Howarth_2023_05_05 | 2034 | O/CCGT - CH4 Existing | Crossload | Electricity | QC | Dispatch-Crossload | FuelCost | 0 | [6 empty] | 0.57748 | 0
LCP_Inputs_ON_Electric_Howarth_2023_05_05 | 2034 | O/CCGT - CH4 Existing | Crossload | Electricity | QC | Dispatch-Crossload | VOM | 0 | [6 empty] | 0.57748 | 0
LCP_Inputs_ON_Electric_Howarth_2023_05_05 | 2034 | O/CCGT - CH4 Existing | Crossload | Electricity | WC | Dispatch-Crossload | EmissionsCost | 0 | [6 empty] | 0.57748 | 0
LCP_Inputs_ON_Electric_Howarth_2023_05_05 | 2034 | O/CCGT - CH4 Existing | Crossload | Electricity | WC | Dispatch-Crossload | FuelCost | 0 | [6 empty] | 0.57748 | 0
LCP_Inputs_ON_Electric_Howarth_2023_05_05 | 2034 | O/CCGT - CH4 Existing | Crossload | Electricity | WC | Dispatch-Crossload | VOM | 0 | [6 empty] | 0.57748 | 0
LCP_Inputs_ON_Electric_Howarth_2023_05_05 | 2034 | O/CCGT - CH4 New | Crossload | Electricity | MI | Dispatch-Crossload | EmissionsCost | 0 | [6 empty] | 0.57748 | 0
LCP_Inputs_ON_Electric_Howarth_2023_05_05 | 2034 | O/CCGT - CH4 New | Crossload | Electricity | MI | Dispatch-Crossload | FuelCost | 0 | [6 empty] | 0.57748 | 0
LCP_Inputs_ON_Electric_Howarth_2023_05_05 | 2034 | O/CCGT - CH4 New | Crossload | Electricity | MI | Dispatch-Crossload | VOM | 0 | [6 empty] | 0.57748 | 0
LCP_Inputs_ON_Electric_Howarth_2023_05_05 | 2034 | O/CCGT - CH4 New | Crossload | Electricity | NY | Dispatch-Crossload | EmissionsCost | 0 | [6 empty] | 0.57748 | 0
LCP_Inputs_ON_Electric_Howarth_2023_05_05 | 2034 | O/CCGT - CH4 New | Crossload | Electricity | NY | Dispatch-Crossload | FuelCost | 0 | [6 empty] | 0.57748 | 0
LCP_Inputs_ON_Electric_Howarth_2023_05_05 | 2034 | O/CCGT - CH4 New | Crossload | Electricity | NY | Dispatch-Crossload | VOM | 0 | [6 empty] | 0.57748 | 0
LCP_Inputs_ON_Electric_Howarth_2023_05_05 | 2034 | O/CCGT - CH4 New | Crossload | Electricity | ON | Dispatch-Crossload | EmissionsCost | 1023543.3464 | [6 empty] | 0.57748 | 591070.7787
LCP_Inputs_ON_Electric_Howarth_2023_05_05 | 2034 | O/CCGT - CH4 New | Crossload | Electricity | ON | Dispatch-Crossload | FuelCost | 0 | [6 empty] | 0.57748 | 0
LCP_Inputs_ON_Electric_Howarth_2023_05_05 | 2034 | O/CCGT - CH4 New | Crossload | Electricity | ON | Dispatch-Crossload | VOM | 37196.7654 | [6 empty] | 0.57748 | 21480.2052
LCP_Inputs_ON_Electric_Howarth_2023_05_05 | 2034 | O/CCGT - CH4 New | Crossload | Electricity | PJ | Dispatch-Crossload | EmissionsCost | 0 | [6 empty] | 0.57748 | 0
LCP_Inputs_ON_Electric_Howarth_2023_05_05 | 2034 | O/CCGT - CH4 New | Crossload | Electricity | PJ | Dispatch-Crossload | FuelCost | 0 | [6 empty] | 0.57748 | 0
LCP_Inputs_ON_Electric_Howarth_2023_05_05 | 2034 | O/CCGT - CH4 New | Crossload | Electricity | PJ | Dispatch-Crossload | VOM | 0 | [6 empty] | 0.57748 | 0
LCP_Inputs_ON_Electric_Howarth_2023_05_05 | 2034 | O/CCGT - CH4 New | Crossload | Electricity | QC | Dispatch-Crossload | EmissionsCost | 0 | [6 empty] | 0.57748 | 0
LCP_Inputs_ON_Electric_Howarth_2023_05_05 | 2034 | O/CCGT - CH4 New | Crossload | Electricity | QC | Dispatch-Crossload | FuelCost | 0 | [6 empty] | 0.57748 | 0
LCP_Inputs_ON_Electric_Howarth_2023_05_05 | 2034 | O/CCGT - CH4 New | Crossload | Electricity | QC | Dispatch-Crossload | VOM | 0 | [6 empty] | 0.57748 | 0
LCP_Inputs_ON_Electric_Howarth_2023_05_05 | 2034 | O/CCGT - CH4 New | Crossload | Electricity | WC | Dispatch-Crossload | EmissionsCost | 0 | [6 empty] | 0.57748 | 0
LCP_Inputs_ON_Electric_Howarth_2023_05_05 | 2034 | O/CCGT - CH4 New | Crossload | Electricity | WC | Dispatch-Crossload | FuelCost | 0 | [6 empty] | 0.57748 | 0
LCP_Inputs_ON_Electric_Howarth_2023_05_05 | 2034 | O/CCGT - CH4 New | Crossload | Electricity | WC | Dispatch-Crossload | VOM | 0 | [6 empty] | 0.57748 | 0
LCP_Inputs_ON_Electric_Howarth_2023_05_05 | 2034 | O/CCGT - H2 New | Crossload | Electricity | MI | Dispatch-Crossload | EmissionsCost | 0 | [6 empty] | 0.57748 | 0
LCP_Inputs_ON_Electric_Howarth_2023_05_05 | 2034 | O/CCGT - H2 New | Crossload | Electricity | MI | Dispatch-Crossload | FuelCost | 0 | [6 empty] | 0.57748 | 0
LCP_Inputs_ON_Electric_Howarth_2023_05_05 | 2034 | O/CCGT - H2 New | Crossload | Electricity | MI | Dispatch-Crossload | VOM | 0 | [6 empty] | 0.57748 | 0
LCP_Inputs_ON_Electric_Howarth_2023_05_05 | 2034 | O/CCGT - H2 New | Crossload | Electricity | NY | Dispatch-Crossload | EmissionsCost | 0 | [6 empty] | 0.57748 | 0
LCP_Inputs_ON_Electric_Howarth_2023_05_05 | 2034 | O/CCGT - H2 New | Crossload | Electricity | NY | Dispatch-Crossload | FuelCost | 0 | [6 empty] | 0.57748 | 0
LCP_Inputs_ON_Electric_Howarth_2023_05_05 | 2034 | O/CCGT - H2 New | Crossload | Electricity | NY | Dispatch-Crossload | VOM | 0 | [6 empty] | 0.57748 | 0
LCP_Inputs_ON_Electric_Howarth_2023_05_05 | 2034 | O/CCGT - H2 New | Crossload | Electricity | ON | Dispatch-Crossload | EmissionsCost | 0 | [6 empty] | 0.57748 | 0
LCP_Inputs_ON_Electric_Howarth_2023_05_05 | 2034 | O/CCGT - H2 New | Crossload | Electricity | ON | Dispatch-Crossload | FuelCost | 0 | [6 empty] | 0.57748 | 0
LCP_Inputs_ON_Electric_Howarth_2023_05_05 | 2034 | O/CCGT - H2 New | Crossload | Electricity | ON | Dispatch-Crossload | VOM | 13608.3219 | [6 empty] | 0.57748 | 7858.4668
LCP_Inputs_ON_Electric_Howarth_2023_05_05 | 2034 | O/CCGT - H2 New | Crossload | Electricity | PJ | Dispatch-Crossload | EmissionsCost | 0 | [6 empty] | 0.57748 | 0
LCP_Inputs_ON_Electric_Howarth_2023_05_05 | 2034 | O/CCGT - H2 New | Crossload | Electricity | PJ | Dispatch-Crossload | FuelCost | 0 | [6 empty] | 0.57748 | 0
LCP_Inputs_ON_Electric_Howarth_2023_05_05 | 2034 | O/CCGT - H2 New | Crossload | Electricity | PJ | Dispatch-Crossload | VOM | 0 | [6 empty] | 0.57748 | 0
LCP_Inputs_ON_Electric_Howarth_2023_05_05 | 2034 | O/CCGT - H2 New | Crossload | Electricity | QC | Dispatch-Crossload | EmissionsCost | 0 | [6 empty] | 0.57748 | 0
LCP_Inputs_ON_Electric_Howarth_2023_05_05 | 2034 | O/CCGT - H2 New | Crossload | Electricity | QC | Dispatch-Crossload | FuelCost | 0 | [6 empty] | 0.57748 | 0
LCP_Inputs_ON_Electric_Howarth_2023_05_05 | 2034 | O/CCGT - H2 New | Crossload | Electricity | QC | Dispatch-Crossload | VOM | 0 | [6 empty] | 0.57748 | 0
LCP_Inputs_ON_Electric_Howarth_2023_05_05 | 2034 | O/CCGT - H2 New | Crossload | Electricity | WC | Dispatch-Crossload | EmissionsCost | 0 | [6 empty] | 0.57748 | 0
LCP_Inputs_ON_Electric_Howarth_2023_05_05 | 2034 | O/CCGT - H2 New | Crossload | Electricity | WC | Dispatch-Crossload | FuelCost | 0 | [6 empty] | 0.57748 | 0
LCP_Inputs_ON_Electric_Howarth_2023_05_05 | 2034 | O/CCGT - H2 New | Crossload | Electricity | WC | Dispatch-Crossload | VOM | 0 | [6 empty] | 0.57748 | 0
LCP_Inputs_ON_Electric_Howarth_2023_05_05 | 2034 | SMR CCS | Generation | Hydrogen | MI | Dispatch-Generation | EmissionsCost | 0 | [6 empty] | 0.57748 | 0
LCP_Inputs_ON_Electric_Howarth_2023_05_05 | 2034 | SMR CCS | Generation | Hydrogen | MI | Dispatch-Generation | FuelCost | 0 | [6 empty] | 0.57748 | 0
LCP_Inputs_ON_Electric_Howarth_2023_05_05 | 2034 | SMR CCS | Generation | Hydrogen | MI | Dispatch-Generation | VOM | 0 | [6 empty] | 0.57748 | 0
LCP_Inputs_ON_Electric_Howarth_2023_05_05 | 2034 | SMR CCS | Generation | Hydrogen | NY | Dispatch-Generation | EmissionsCost | 0 | [6 empty] | 0.57748 | 0
LCP_Inputs_ON_Electric_Howarth_2023_05_05 | 2034 | SMR CCS | Generation | Hydrogen | NY | Dispatch-Generation | FuelCost | 0 | [6 empty] | 0.57748 | 0
LCP_Inputs_ON_Electric_Howarth_2023_05_05 | 2034 | SMR CCS | Generation | Hydrogen | NY | Dispatch-Generation | VOM | 0 | [6 empty] | 0.57748 | 0
LCP_Inputs_ON_Electric_Howarth_2023_05_05 | 2034 | SMR CCS | Generation | Hydrogen | ON | Dispatch-Generation | EmissionsCost | 534562683.9116 | [6 empty] | 0.57748 | 308696630.1653
LCP_Inputs_ON_Electric_Howarth_2023_05_05 | 2034 | SMR CCS | Generation | Hydrogen | ON | Dispatch-Generation | FuelCost | 210670439.8621 | [6 empty] | 0.57748 | 121656929.7075
LCP_Inputs_ON_Electric_Howarth_2023_05_05 | 2034 | SMR CCS | Generation | Hydrogen | ON | Dispatch-Generation | VOM | 0 | [6 empty] | 0.57748 | 0
LCP_Inputs_ON_Electric_Howarth_2023_05_05 | 2034 | SMR CCS | Generation | Hydrogen | PJ | Dispatch-Generation | EmissionsCost | 0 | [6 empty] | 0.57748 | 0
LCP_Inputs_ON_Electric_Howarth_2023_05_05 | 2034 | SMR CCS | Generation | Hydrogen | PJ | Dispatch-Generation | FuelCost | 0 | [6 empty] | 0.57748 | 0
LCP_Inputs_ON_Electric_Howarth_2023_05_05 | 2034 | SMR CCS | Generation | Hydrogen | PJ | Dispatch-Generation | VOM | 0 | [6 empty] | 0.57748 | 0
LCP_Inputs_ON_Electric_Howarth_2023_05_05 | 2034 | SMR CCS | Generation | Hydrogen | QC | Dispatch-Generation | EmissionsCost | 0 | [6 empty] | 0.57748 | 0
LCP_Inputs_ON_Electric_Howarth_2023_05_05 | 2034 | SMR CCS | Generation | Hydrogen | QC | Dispatch-Generation | FuelCost | 0 | [6 empty] | 0.57748 | 0
LCP_Inputs_ON_Electric_Howarth_2023_05_05 | 2034 | SMR CCS | Generation | Hydrogen | QC | Dispatch-Generation | VOM | 0 | [6 empty] | 0.57748 | 0
LCP_Inputs_ON_Electric_Howarth_2023_05_05 | 2034 | SMR CCS | Generation | Hydrogen | WC | Dispatch-Generation | EmissionsCost | 0 | [6 empty] | 0.57748 | 0
LCP_Inputs_ON_Electric_Howarth_2023_05_05 | 2034 | SMR CCS | Generation | Hydrogen | WC | Dispatch-Generation | FuelCost | 0 | [6 empty] | 0.57748 | 0
LCP_Inputs_ON_Electric_Howarth_2023_05_05 | 2034 | SMR CCS | Generation | Hydrogen | WC | Dispatch-Generation | VOM | 0 | [6 empty] | 0.57748 | 0
LCP_Inputs_ON_Electric_Howarth_2023_05_05 | 2034 | Solar PV | Generation | Electricity | MI | Dispatch-Generation | EmissionsCost | 0 | [6 empty] | 0.57748 | 0
LCP_Inputs_ON_Electric_Howarth_2023_05_05 | 2034 | Solar PV | Generation | Electricity | MI | Dispatch-Generation | FuelCost | 0 | [6 empty] | 0.57748 | 0
LCP_Inputs_ON_Electric_Howarth_2023_05_05 | 2034 | Solar PV | Generation | Electricity | MI | Dispatch-Generation | VOM | 0 | [6 empty] | 0.57748 | 0
LCP_Inputs_ON_Electric_Howarth_2023_05_05 | 2034 | Solar PV | Generation | Electricity | NY | Dispatch-Generation | EmissionsCost | 0 | [6 empty] | 0.57748 | 0
LCP_Inputs_ON_Electric_Howarth_2023_05_05 | 2034 | Solar PV | Generation | Electricity | NY | Dispatch-Generation | FuelCost | 0 | [6 empty] | 0.57748 | 0
LCP_Inputs_ON_Electric_Howarth_2023_05_05 | 2034 | Solar PV | Generation | Electricity | NY | Dispatch-Generation | VOM | 0 | [6 empty] | 0.57748 | 0
LCP_Inputs_ON_Electric_Howarth_2023_05_05 | 2034 | Solar PV | Generation | Electricity | ON | Dispatch-Generation | EmissionsCost | 0 | [6 empty] | 0.57748 | 0
LCP_Inputs_ON_Electric_Howarth_2023_05_05 | 2034 | Solar PV | Generation | Electricity | ON | Dispatch-Generation | FuelCost | 0 | [6 empty] | 0.57748 | 0
LCP_Inputs_ON_Electric_Howarth_2023_05_05 | 2034 | Solar PV | Generation | Electricity | ON | Dispatch-Generation | VOM | 0 | [6 empty] | 0.57748 | 0
LCP_Inputs_ON_Electric_Howarth_2023_05_05 | 2034 | Solar PV | Generation | Electricity | PJ | Dispatch-Generation | EmissionsCost | 0 | [6 empty] | 0.57748 | 0
LCP_Inputs_ON_Electric_Howarth_2023_05_05 | 2034 | Solar PV | Generation | Electricity | PJ | Dispatch-Generation | FuelCost | 0 | [6 empty] | 0.57748 | 0
LCP_Inputs_ON_Electric_Howarth_2023_05_05 | 2034 | Solar PV | Generation | Electricity | PJ | Dispatch-Generation | VOM | 0 | [6 empty] | 0.57748 | 0
LCP_Inputs_ON_Electric_Howarth_2023_05_05 | 2034 | Solar PV | Generation | Electricity | QC | Dispatch-Generation | EmissionsCost | 0 | [6 empty] | 0.57748 | 0
LCP_Inputs_ON_Electric_Howarth_2023_05_05 | 2034 | Solar PV | Generation | Electricity | QC | Dispatch-Generation | FuelCost | 0 | [6 empty] | 0.57748 | 0
LCP_Inputs_ON_Electric_Howarth_2023_05_05 | 2034 | Solar PV | Generation | Electricity | QC | Dispatch-Generation | VOM | 0 | [6 empty] | 0.57748 | 0
LCP_Inputs_ON_Electric_Howarth_2023_05_05 | 2034 | Solar PV | Generation | Electricity | WC | Dispatch-Generation | EmissionsCost | 0 | [6 empty] | 0.57748 | 0
LCP_Inputs_ON_Electric_Howarth_2023_05_05 | 2034 | Solar PV | Generation | Electricity | WC | Dispatch-Generation | FuelCost | 0 | [6 empty] | 0.57748 | 0
LCP_Inputs_ON_Electric_Howarth_2023_05_05 | 2034 | Solar PV | Generation | Electricity | WC | Dispatch-Generation | VOM | 0 | [6 empty] | 0.57748 | 0
LCP_Inputs_ON_Electric_Howarth_2023_05_05 | 2034 | Wind Offshore | Generation | Electricity | MI | Dispatch-Generation | EmissionsCost | 0 | [6 empty] | 0.57748 | 0
LCP_Inputs_ON_Electric_Howarth_2023_05_05 | 2034 | Wind Offshore | Generation | Electricity | MI | Dispatch-Generation | FuelCost | 0 | [6 empty] | 0.57748 | 0
LCP_Inputs_ON_Electric_Howarth_2023_05_05 | 2034 | Wind Offshore | Generation | Electricity | MI | Dispatch-Generation | VOM | 0 | [6 empty] | 0.57748 | 0
LCP_Inputs_ON_Electric_Howarth_2023_05_05 | 2034 | Wind Offshore | Generation | Electricity | NY | Dispatch-Generation | EmissionsCost | 0 | [6 empty] | 0.57748 | 0
LCP_Inputs_ON_Electric_Howarth_2023_05_05 | 2034 | Wind Offshore | Generation | Electricity | NY | Dispatch-Generation | FuelCost | 0 | [6 empty] | 0.57748 | 0
LCP_Inputs_ON_Electric_Howarth_2023_05_05 | 2034 | Wind Offshore | Generation | Electricity | NY | Dispatch-Generation | VOM | 0 | [6 empty] | 0.57748 | 0
LCP_Inputs_ON_Electric_Howarth_2023_05_05 | 2034 | Wind Offshore | Generation | Electricity | ON | Dispatch-Generation | EmissionsCost | 0 | [6 empty] | 0.57748 | 0
LCP_Inputs_ON_Electric_Howarth_2023_05_05 | 2034 | Wind Offshore | Generation | Electricity | ON | Dispatch-Generation | FuelCost | 0 | [6 empty] | 0.57748 | 0
LCP_Inputs_ON_Electric_Howarth_2023_05_05 | 2034 | Wind Offshore | Generation | Electricity | ON | Dispatch-Generation | VOM | 0 | [6 empty] | 0.57748 | 0
LCP_Inputs_ON_Electric_Howarth_2023_05_05 | 2034 | Wind Offshore | Generation | Electricity | PJ | Dispatch-Generation | EmissionsCost | 0 | [6 empty] | 0.57748 | 0
LCP_Inputs_ON_Electric_Howarth_2023_05_05 | 2034 | Wind Offshore | Generation | Electricity | PJ | Dispatch-Generation | FuelCost | 0 | [6 empty] | 0.57748 | 0
LCP_Inputs_ON_Electric_Howarth_2023_05_05 | 2034 | Wind Offshore | Generation | Electricity | PJ | Dispatch-Generation | VOM | 0 | [6 empty] | 0.57748 | 0
LCP_Inputs_ON_Electric_Howarth_2023_05_05 | 2034 | Wind Offshore | Generation | Electricity | QC | Dispatch-Generation | EmissionsCost | 0 | [6 empty] | 0.57748 | 0
LCP_Inputs_ON_Electric_Howarth_2023_05_05 | 2034 | Wind Offshore | Generation | Electricity | QC | Dispatch-Generation | FuelCost | 0 | [6 empty] | 0.57748 | 0
LCP_Inputs_ON_Electric_Howarth_2023_05_05 | 2034 | Wind Offshore | Generation | Electricity | QC | Dispatch-Generation | VOM | 0 | [6 empty] | 0.57748 | 0
LCP_Inputs_ON_Electric_Howarth_2023_05_05 | 2034 | Wind Offshore | Generation | Electricity | WC | Dispatch-Generation | EmissionsCost | 0 | [6 empty] | 0.57748 | 0
LCP_Inputs_ON_Electric_Howarth_2023_05_05 | 2034 | Wind Offshore | Generation | Electricity | WC | Dispatch-Generation | FuelCost | 0 | [6 empty] | 0.57748 | 0
LCP_Inputs_ON_Electric_Howarth_2023_05_05 | 2034 | Wind Offshore | Generation | Electricity | WC | Dispatch-Generation | VOM | 0 | [6 empty] | 0.57748 | 0
LCP_Inputs_ON_Electric_Howarth_2023_05_05 | 2034 | Wind Onshore | Generation | Electricity | MI | Dispatch-Generation | EmissionsCost | 0 | [6 empty] | 0.57748 | 0
LCP_Inputs_ON_Electric_Howarth_2023_05_05 | 2034 | Wind Onshore | Generation | Electricity | MI | Dispatch-Generation | FuelCost | 0 | [6 empty] | 0.57748 | 0
LCP_Inputs_ON_Electric_Howarth_2023_05_05 | 2034 | Wind Onshore | Generation | Electricity | MI | Dispatch-Generation | VOM | 0 | [6 empty] | 0.57748 | 0
LCP_Inputs_ON_Electric_Howarth_2023_05_05 | 2034 | Wind Onshore | Generation | Electricity | NY | Dispatch-Generation | EmissionsCost | 0 | [6 empty] | 0.57748 | 0
LCP_Inputs_ON_Electric_Howarth_2023_05_05 | 2034 | Wind Onshore | Generation | Electricity | NY | Dispatch-Generation | FuelCost | 0 | [6 empty] | 0.57748 | 0
LCP_Inputs_ON_Electric_Howarth_2023_05_05 | 2034 | Wind Onshore | Generation | Electricity | NY | Dispatch-Generation | VOM | 0 | [6 empty] | 0.57748 | 0
LCP_Inputs_ON_Electric_Howarth_2023_05_05 | 2034 | Wind Onshore | Generation | Electricity | ON | Dispatch-Generation | EmissionsCost | 0 | [6 empty] | 0.57748 | 0
LCP_Inputs_ON_Electric_Howarth_2023_05_05 | 2034 | Wind Onshore | Generation | Electricity | ON | Dispatch-Generation | FuelCost | 0 | [6 empty] | 0.57748 | 0
LCP_Inputs_ON_Electric_Howarth_2023_05_05 | 2034 | Wind Onshore | Generation | Electricity | ON | Dispatch-Generation | VOM | 0 | [6 empty] | 0.57748 | 0
LCP_Inputs_ON_Electric_Howarth_2023_05_05 | 2034 | Wind Onshore | Generation | Electricity | PJ | Dispatch-Generation | EmissionsCost | 0 | [6 empty] | 0.57748 | 0
LCP_Inputs_ON_Electric_Howarth_2023_05_05 | 2034 | Wind Onshore | Generation | Electricity | PJ | Dispatch-Generation | FuelCost | 0 | [6 empty] | 0.57748 | 0
LCP_Inputs_ON_Electric_Howarth_2023_05_05 | 2034 | Wind Onshore | Generation | Electricity | PJ | Dispatch-Generation | VOM | 0 | [6 empty] | 0.57748 | 0
LCP_Inputs_ON_Electric_Howarth_2023_05_05 | 2034 | Wind Onshore | Generation | Electricity | QC | Dispatch-Generation | EmissionsCost | 0 | [6 empty] | 0.57748 | 0
LCP_Inputs_ON_Electric_Howarth_2023_05_05 | 2034 | Wind Onshore | Generation | Electricity | QC | Dispatch-Generation | FuelCost | 0 | [6 empty] | 0.57748 | 0
LCP_Inputs_ON_Electric_Howarth_2023_05_05 | 2034 | Wind Onshore | Generation | Electricity | QC | Dispatch-Generation | VOM | 0 | [6 empty] | 0.57748 | 0
LCP_Inputs_ON_Electric_Howarth_2023_05_05 | 2034 | Wind Onshore | Generation | Electricity | WC | Dispatch-Generation | EmissionsCost | 0 | [6 empty] | 0.57748 | 0
LCP_Inputs_ON_Electric_Howarth_2023_05_05 | 2034 | Wind Onshore | Generation | Electricity | WC | Dispatch-Generation | FuelCost | 0 | [6 empty] | 0.57748 | 0
LCP_Inputs_ON_Electric_Howarth_2023_05_05 | 2034 | Wind Onshore | Generation | Electricity | WC | Dispatch-Generation | VOM | 0 | [6 empty] | 0.57748 | 0
LCP_Inputs_ON_Electric_Howarth_2023_05_05 | 2035 | Anaerobic Digestion | Generation | Methane | MI | Dispatch-Generation | EmissionsCost | 0 | [6 empty] | 0.55526 | 0
LCP_Inputs_ON_Electric_Howarth_2023_05_05 | 2035 | Anaerobic Digestion | Generation | Methane | MI | Dispatch-Generation | FuelCost | 0 | [6 empty] | 0.55526 | 0
LCP_Inputs_ON_Electric_Howarth_2023_05_05 | 2035 | Anaerobic Digestion | Generation | Methane | MI | Dispatch-Generation | VOM | 0 | [6 empty] | 0.55526 | 0
LCP_Inputs_ON_Electric_Howarth_2023_05_05 | 2035 | Anaerobic Digestion | Generation | Methane | NY | Dispatch-Generation | EmissionsCost | 0 | [6 empty] | 0.55526 | 0
LCP_Inputs_ON_Electric_Howarth_2023_05_05 | 2035 | Anaerobic Digestion | Generation | Methane | NY | Dispatch-Generation | FuelCost | 0 | [6 empty] | 0.55526 | 0
LCP_Inputs_ON_Electric_Howarth_2023_05_05 | 2035 | Anaerobic Digestion | Generation | Methane | NY | Dispatch-Generation | VOM | 0 | [6 empty] | 0.55526 | 0
LCP_Inputs_ON_Electric_Howarth_2023_05_05 | 2035 | Anaerobic Digestion | Generation | Methane | ON | Dispatch-Generation | EmissionsCost | 0 | [6 empty] | 0.55526 | 0
LCP_Inputs_ON_Electric_Howarth_2023_05_05 | 2035 | Anaerobic Digestion | Generation | Methane | ON | Dispatch-Generation | FuelCost | 0 | [6 empty] | 0.55526 | 0
LCP_Inputs_ON_Electric_Howarth_2023_05_05 | 2035 | Anaerobic Digestion | Generation | Methane | ON | Dispatch-Generation | VOM | 0 | [6 empty] | 0.55526 | 0
LCP_Inputs_ON_Electric_Howarth_2023_05_05 | 2035 | Anaerobic Digestion | Generation | Methane | PJ | Dispatch-Generation | EmissionsCost | 0 | [6 empty] | 0.55526 | 0
LCP_Inputs_ON_Electric_Howarth_2023_05_05 | 2035 | Anaerobic Digestion | Generation | Methane | PJ | Dispatch-Generation | FuelCost | 0 | [6 empty] | 0.55526 | 0
LCP_Inputs_ON_Electric_Howarth_2023_05_05 | 2035 | Anaerobic Digestion | Generation | Methane | PJ | Dispatch-Generation | VOM | 0 | [6 empty] | 0.55526 | 0
LCP_Inputs_ON_Electric_Howarth_2023_05_05 | 2035 | Anaerobic Digestion | Generation | Methane | QC | Dispatch-Generation | EmissionsCost | 0 | [6 empty] | 0.55526 | 0
LCP_Inputs_ON_Electric_Howarth_2023_05_05 | 2035 | Anaerobic Digestion | Generation | Methane | QC | Dispatch-Generation | FuelCost | 0 | [6 empty] | 0.55526 | 0
LCP_Inputs_ON_Electric_Howarth_2023_05_05 | 2035 | Anaerobic Digestion | Generation | Methane | QC | Dispatch-Generation | VOM | 0 | [6 empty] | 0.55526 | 0
LCP_Inputs_ON_Electric_Howarth_2023_05_05 | 2035 | Anaerobic Digestion | Generation | Methane | WC | Dispatch-Generation | EmissionsCost | 0 | [6 empty] | 0.55526 | 0
LCP_Inputs_ON_Electric_Howarth_2023_05_05 | 2035 | Anaerobic Digestion | Generation | Methane | WC | Dispatch-Generation | FuelCost | 0 | [6 empty] | 0.55526 | 0
LCP_Inputs_ON_Electric_Howarth_2023_05_05 | 2035 | Anaerobic Digestion | Generation | Methane | WC | Dispatch-Generation | VOM | 0 | [6 empty] | 0.55526 | 0
LCP_Inputs_ON_Electric_Howarth_2023_05_05 | 2035 | Battery Storage | Storage | Electricity | MI | Dispatch-Storage | EmissionsCost | 0 | [6 empty] | 0.55526 | 0
LCP_Inputs_ON_Electric_Howarth_2023_05_05 | 2035 | Battery Storage | Storage | Electricity | MI | Dispatch-Storage | FuelCost | 0 | [6 empty] | 0.55526 | 0
LCP_Inputs_ON_Electric_Howarth_2023_05_05 | 2035 | Battery Storage | Storage | Electricity | MI | Dispatch-Storage | VOM | 0 | [6 empty] | 0.55526 | 0
LCP_Inputs_ON_Electric_Howarth_2023_05_05 | 2035 | Battery Storage | Storage | Electricity | NY | Dispatch-Storage | EmissionsCost | 0 | [6 empty] | 0.55526 | 0
LCP_Inputs_ON_Electric_Howarth_2023_05_05 | 2035 | Battery Storage | Storage | Electricity | NY | Dispatch-Storage | FuelCost | 0 | [6 empty] | 0.55526 | 0
LCP_Inputs_ON_Electric_Howarth_2023_05_05 | 2035 | Battery Storage | Storage | Electricity | NY | Dispatch-Storage | VOM | 0 | [6 empty] | 0.55526 | 0
LCP_Inputs_ON_Electric_Howarth_2023_05_05 | 2035 | Battery Storage | Storage | Electricity | ON | Dispatch-Storage | EmissionsCost | 0 | [6 empty] | 0.55526 | 0
LCP_Inputs_ON_Electric_Howarth_2023_05_05 | 2035 | Battery Storage | Storage | Electricity | ON | Dispatch-Storage | FuelCost | 0 | [6 empty] | 0.55526 | 0
LCP_Inputs_ON_Electric_Howarth_2023_05_05 | 2035 | Battery Storage | Storage | Electricity | ON | Dispatch-Storage | VOM | 0 | [6 empty] | 0.55526 | 0
LCP_Inputs_ON_Electric_Howarth_2023_05_05 | 2035 | Battery Storage | Storage | Electricity | PJ | Dispatch-Storage | EmissionsCost | 0 | [6 empty] | 0.55526 | 0
LCP_Inputs_ON_Electric_Howarth_2023_05_05 | 2035 | Battery Storage | Storage | Electricity | PJ | Dispatch-Storage | FuelCost | 0 | [6 empty] | 0.55526 | 0
LCP_Inputs_ON_Electric_Howarth_2023_05_05 | 2035 | Battery Storage | Storage | Electricity | PJ | Dispatch-Storage | VOM | 0 | [6 empty] | 0.55526 | 0
LCP_Inputs_ON_Electric_Howarth_2023_05_05 | 2035 | Battery Storage | Storage | Electricity | QC | Dispatch-Storage | EmissionsCost | 0 | [6 empty] | 0.55526 | 0
LCP_Inputs_ON_Electric_Howarth_2023_05_05 | 2035 | Battery Storage | Storage | Electricity | QC | Dispatch-Storage | FuelCost | 0 | [6 empty] | 0.55526 | 0
LCP_Inputs_ON_Electric_Howarth_2023_05_05 | 2035 | Battery Storage | Storage | Electricity | QC | Dispatch-Storage | VOM | 0 | [6 empty] | 0.55526 | 0
LCP_Inputs_ON_Electric_Howarth_2023_05_05 | 2035 | Battery Storage | Storage | Electricity | WC | Dispatch-Storage | EmissionsCost | 0 | [6 empty] | 0.55526 | 0
LCP_Inputs_ON_Electric_Howarth_2023_05_05 | 2035 | Battery Storage | Storage | Electricity | WC | Dispatch-Storage | FuelCost | 0 | [6 empty] | 0.55526 | 0
LCP_Inputs_ON_Electric_Howarth_2023_05_05 | 2035 | Battery Storage | Storage | Electricity | WC | Dispatch-Storage | VOM | 0 | [6 empty] | 0.55526 | 0
LCP_Inputs_ON_Electric_Howarth_2023_05_05 | 2035 | Biomass | Generation | Electricity | MI | Dispatch-Generation | EmissionsCost | 0 | [6 empty] | 0.55526 | 0
LCP_Inputs_ON_Electric_Howarth_2023_05_05 | 2035 | Biomass | Generation | Electricity | MI | Dispatch-Generation | FuelCost | 0 | [6 empty] | 0.55526 | 0
LCP_Inputs_ON_Electric_Howarth_2023_05_05 | 2035 | Biomass | Generation | Electricity | MI | Dispatch-Generation | VOM | 0 | [6 empty] | 0.55526 | 0
LCP_Inputs_ON_Electric_Howarth_2023_05_05 | 2035 | Biomass | Generation | Electricity | NY | Dispatch-Generation | EmissionsCost | 0 | [6 empty] | 0.55526 | 0
LCP_Inputs_ON_Electric_Howarth_2023_05_05 | 2035 | Biomass | Generation | Electricity | NY | Dispatch-Generation | FuelCost | 0 | [6 empty] | 0.55526 | 0
LCP_Inputs_ON_Electric_Howarth_2023_05_05 | 2035 | Biomass | Generation | Electricity | NY | Dispatch-Generation | VOM | 0 | [6 empty] | 0.55526 | 0
LCP_Inputs_ON_Electric_Howarth_2023_05_05 | 2035 | Biomass | Generation | Electricity | ON | Dispatch-Generation | EmissionsCost | 0 | [6 empty] | 0.55526 | 0
LCP_Inputs_ON_Electric_Howarth_2023_05_05 | 2035 | Biomass | Generation | Electricity | ON | Dispatch-Generation | FuelCost | 2498962.9091 | [6 empty] | 0.55526 | 1387585.397
LCP_Inputs_ON_Electric_Howarth_2023_05_05 | 2035 | Biomass | Generation | Electricity | ON | Dispatch-Generation | VOM | 32070.024 | [6 empty] | 0.55526 | 17807.3459
LCP_Inputs_ON_Electric_Howarth_2023_05_05 | 2035 | Biomass | Generation | Electricity | PJ | Dispatch-Generation | EmissionsCost | 0 | [6 empty] | 0.55526 | 0
LCP_Inputs_ON_Electric_Howarth_2023_05_05 | 2035 | Biomass | Generation | Electricity | PJ | Dispatch-Generation | FuelCost | 0 | [6 empty] | 0.55526 | 0
LCP_Inputs_ON_Electric_Howarth_2023_05_05 | 2035 | Biomass | Generation | Electricity | PJ | Dispatch-Generation | VOM | 0 | [6 empty] | 0.55526 | 0
LCP_Inputs_ON_Electric_Howarth_2023_05_05 | 2035 | Biomass | Generation | Electricity | QC | Dispatch-Generation | EmissionsCost | 0 | [6 empty] | 0.55526 | 0
LCP_Inputs_ON_Electric_Howarth_2023_05_05 | 2035 | Biomass | Generation | Electricity | QC | Dispatch-Generation | FuelCost | 468241.9815 | [6 empty] | 0.55526 | 259998.151
LCP_Inputs_ON_Electric_Howarth_2023_05_05 | 2035 | Biomass | Generation | Electricity | QC | Dispatch-Generation | VOM | 6009.1054 | [6 empty] | 0.55526 | 3336.6429
LCP_Inputs_ON_Electric_Howarth_2023_05_05 | 2035 | Biomass | Generation | Electricity | WC | Dispatch-Generation | EmissionsCost | 0 | [6 empty] | 0.55526 | 0
LCP_Inputs_ON_Electric_Howarth_2023_05_05 | 2035 | Biomass | Generation | Electricity | WC | Dispatch-Generation | FuelCost | 0 | [6 empty] | 0.55526 | 0
LCP_Inputs_ON_Electric_Howarth_2023_05_05 | 2035 | Biomass | Generation | Electricity | WC | Dispatch-Generation | VOM | 0 | [6 empty] | 0.55526 | 0
LCP_Inputs_ON_Electric_Howarth_2023_05_05 | 2035 | Biomass + CCS | Generation | Electricity | MI | Dispatch-Generation | EmissionsCost | 0 | [6 empty] | 0.55526 | 0
LCP_Inputs_ON_Electric_Howarth_2023_05_05 | 2035 | Biomass + CCS | Generation | Electricity | MI | Dispatch-Generation | FuelCost | 0 | [6 empty] | 0.55526 | 0
LCP_Inputs_ON_Electric_Howarth_2023_05_05 | 2035 | Biomass + CCS | Generation | Electricity | MI | Dispatch-Generation | VOM | 0 | [6 empty] | 0.55526 | 0
LCP_Inputs_ON_Electric_Howarth_2023_05_05 | 2035 | Biomass + CCS | Generation | Electricity | NY | Dispatch-Generation | EmissionsCost | 0 | [6 empty] | 0.55526 | 0
LCP_Inputs_ON_Electric_Howarth_2023_05_05 | 2035 | Biomass + CCS | Generation | Electricity | NY | Dispatch-Generation | FuelCost | 0 | [6 empty] | 0.55526 | 0
LCP_Inputs_ON_Electric_Howarth_2023_05_05 | 2035 | Biomass + CCS | Generation | Electricity | NY | Dispatch-Generation | VOM | 0 | [6 empty] | 0.55526 | 0
LCP_Inputs_ON_Electric_Howarth_2023_05_05 | 2035 | Biomass + CCS | Generation | Electricity | ON | Dispatch-Generation | EmissionsCost | 0 | [6 empty] | 0.55526 | 0
LCP_Inputs_ON_Electric_Howarth_2023_05_05 | 2035 | Biomass + CCS | Generation | Electricity | ON | Dispatch-Generation | FuelCost | 0 | [6 empty] | 0.55526 | 0
LCP_Inputs_ON_Electric_Howarth_2023_05_05 | 2035 | Biomass + CCS | Generation | Electricity | ON | Dispatch-Generation | VOM | 0 | [6 empty] | 0.55526 | 0
LCP_Inputs_ON_Electric_Howarth_2023_05_05 | 2035 | Biomass + CCS | Generation | Electricity | PJ | Dispatch-Generation | EmissionsCost | 0 | [6 empty] | 0.55526 | 0
LCP_Inputs_ON_Electric_Howarth_2023_05_05 | 2035 | Biomass + CCS | Generation | Electricity | PJ | Dispatch-Generation | FuelCost | 0 | [6 empty] | 0.55526 | 0
LCP_Inputs_ON_Electric_Howarth_2023_05_05 | 2035 | Biomass + CCS | Generation | Electricity | PJ | Dispatch-Generation | VOM | 0 | [6 empty] | 0.55526 | 0
LCP_Inputs_ON_Electric_Howarth_2023_05_05 | 2035 | Biomass + CCS | Generation | Electricity | QC | Dispatch-Generation | EmissionsCost | 0 | [6 empty] | 0.55526 | 0
LCP_Inputs_ON_Electric_Howarth_2023_05_05 | 2035 | Biomass + CCS | Generation | Electricity | QC | Dispatch-Generation | FuelCost | 0 | [6 empty] | 0.55526 | 0
LCP_Inputs_ON_Electric_Howarth_2023_05_05 | 2035 | Biomass + CCS | Generation | Electricity | QC | Dispatch-Generation | VOM | 0 | [6 empty] | 0.55526 | 0
LCP_Inputs_ON_Electric_Howarth_2023_05_05 | 2035 | Biomass + CCS | Generation | Electricity | WC | Dispatch-Generation | EmissionsCost | 0 | [6 empty] | 0.55526 | 0
LCP_Inputs_ON_Electric_Howarth_2023_05_05 | 2035 | Biomass + CCS | Generation | Electricity | WC | Dispatch-Generation | FuelCost | 0 | [6 empty] | 0.55526 | 0
LCP_Inputs_ON_Electric_Howarth_2023_05_05 | 2035 | Biomass + CCS | Generation | Electricity | WC | Dispatch-Generation | VOM | 0 | [6 empty] | 0.55526 | 0
LCP_Inputs_ON_Electric_Howarth_2023_05_05 | 2035 | CH4 + CCS | Generation | Methane | MI | Dispatch-Generation | EmissionsCost | 0 | [6 empty] | 0.55526 | 0
LCP_Inputs_ON_Electric_Howarth_2023_05_05 | 2035 | CH4 + CCS | Generation | Methane | MI | Dispatch-Generation | FuelCost | 0 | [6 empty] | 0.55526 | 0
LCP_Inputs_ON_Electric_Howarth_2023_05_05 | 2035 | CH4 + CCS | Generation | Methane | MI | Dispatch-Generation | VOM | 0 | [6 empty] | 0.55526 | 0
LCP_Inputs_ON_Electric_Howarth_2023_05_05 | 2035 | CH4 + CCS | Generation | Methane | NY | Dispatch-Generation | EmissionsCost | 0 | [6 empty] | 0.55526 | 0
LCP_Inputs_ON_Electric_Howarth_2023_05_05 | 2035 | CH4 + CCS | Generation | Methane | NY | Dispatch-Generation | FuelCost | 0 | [6 empty] | 0.55526 | 0
LCP_Inputs_ON_Electric_Howarth_2023_05_05 | 2035 | CH4 + CCS | Generation | Methane | NY | Dispatch-Generation | VOM | 0 | [6 empty] | 0.55526 | 0
LCP_Inputs_ON_Electric_Howarth_2023_05_05 | 2035 | CH4 + CCS | Generation | Methane | ON | Dispatch-Generation | EmissionsCost | 0 | [6 empty] | 0.55526 | 0
LCP_Inputs_ON_Electric_Howarth_2023_05_05 | 2035 | CH4 + CCS | Generation | Methane | ON | Dispatch-Generation | FuelCost | 0 | [6 empty] | 0.55526 | 0
LCP_Inputs_ON_Electric_Howarth_2023_05_05 | 2035 | CH4 + CCS | Generation | Methane | ON | Dispatch-Generation | VOM | 0 | [6 empty] | 0.55526 | 0
LCP_Inputs_ON_Electric_Howarth_2023_05_05 | 2035 | CH4 + CCS | Generation | Methane | PJ | Dispatch-Generation | EmissionsCost | 0 | [6 empty] | 0.55526 | 0
LCP_Inputs_ON_Electric_Howarth_2023_05_05 | 2035 | CH4 + CCS | Generation | Methane | PJ | Dispatch-Generation | FuelCost | 0 | [6 empty] | 0.55526 | 0
LCP_Inputs_ON_Electric_Howarth_2023_05_05 | 2035 | CH4 + CCS | Generation | Methane | PJ | Dispatch-Generation | VOM | 0 | [6 empty] | 0.55526 | 0
LCP_Inputs_ON_Electric_Howarth_2023_05_05 | 2035 | CH4 + CCS | Generation | Methane | QC | Dispatch-Generation | EmissionsCost | 0 | [6 empty] | 0.55526 | 0
LCP_Inputs_ON_Electric_Howarth_2023_05_05 | 2035 | CH4 + CCS | Generation | Methane | QC | Dispatch-Generation | FuelCost | 0 | [6 empty] | 0.55526 | 0
LCP_Inputs_ON_Electric_Howarth_2023_05_05 | 2035 | CH4 + CCS | Generation | Methane | QC | Dispatch-Generation | VOM | 0 | [6 empty] | 0.55526 | 0
LCP_Inputs_ON_Electric_Howarth_2023_05_05 | 2035 | CH4 + CCS | Generation | Methane | WC | Dispatch-Generation | EmissionsCost | 0 | [6 empty] | 0.55526 | 0
LCP_Inputs_ON_Electric_Howarth_2023_05_05 | 2035 | CH4 + CCS | Generation | Methane | WC | Dispatch-Generation | FuelCost | 0 | [6 empty] | 0.55526 | 0
LCP_Inputs_ON_Electric_Howarth_2023_05_05 | 2035 | CH4 + CCS | Generation | Methane | WC | Dispatch-Generation | VOM | 0 | [6 empty] | 0.55526 | 0
LCP_Inputs_ON_Electric_Howarth_2023_05_05 | 2035 | CH4 Import - NY 2020 | Import | Methane | MI | Dispatch-Import | EmissionsCost | 0 | [6 empty] | 0.55526 | 0
LCP_Inputs_ON_Electric_Howarth_2023_05_05 | 2035 | CH4 Import - NY 2020 | Import | Methane | MI | Dispatch-Import | FuelCost | 0 | [6 empty] | 0.55526 | 0
LCP_Inputs_ON_Electric_Howarth_2023_05_05 | 2035 | CH4 Import - NY 2020 | Import | Methane | MI | Dispatch-Import | VOM | 0 | [6 empty] | 0.55526 | 0
LCP_Inputs_ON_Electric_Howarth_2023_05_05 | 2035 | CH4 Import - NY 2020 | Import | Methane | NY | Dispatch-Import | EmissionsCost | 0 | [6 empty] | 0.55526 | 0
LCP_Inputs_ON_Electric_Howarth_2023_05_05 | 2035 | CH4 Import - NY 2020 | Import | Methane | NY | Dispatch-Import | FuelCost | 0 | [6 empty] | 0.55526 | 0
LCP_Inputs_ON_Electric_Howarth_2023_05_05 | 2035 | CH4 Import - NY 2020 | Import | Methane | NY | Dispatch-Import | VOM | 0 | [6 empty] | 0.55526 | 0
LCP_Inputs_ON_Electric_Howarth_2023_05_05 | 2035 | CH4 Import - NY 2020 | Import | Methane | ON | Dispatch-Import | EmissionsCost | 0 | [6 empty] | 0.55526 | 0
LCP_Inputs_ON_Electric_Howarth_2023_05_05 | 2035 | CH4 Import - NY 2020 | Import | Methane | ON | Dispatch-Import | FuelCost | 0 | [6 empty] | 0.55526 | 0
LCP_Inputs_ON_Electric_Howarth_2023_05_05 | 2035 | CH4 Import - NY 2020 | Import | Methane | ON | Dispatch-Import | VOM | 0 | [6 empty] | 0.55526 | 0
LCP_Inputs_ON_Electric_Howarth_2023_05_05 | 2035 | CH4 Import - NY 2020 | Import | Methane | PJ | Dispatch-Import | EmissionsCost | 0 | [6 empty] | 0.55526 | 0
LCP_Inputs_ON_Electric_Howarth_2023_05_05 | 2035 | CH4 Import - NY 2020 | Import | Methane | PJ | Dispatch-Import | FuelCost | 0 | [6 empty] | 0.55526 | 0
LCP_Inputs_ON_Electric_Howarth_2023_05_05 | 2035 | CH4 Import - NY 2020 | Import | Methane | PJ | Dispatch-Import | VOM | 0 | [6 empty] | 0.55526 | 0
LCP_Inputs_ON_Electric_Howarth_2023_05_05 | 2035 | CH4 Import - NY 2020 | Import | Methane | QC | Dispatch-Import | EmissionsCost | 0 | [6 empty] | 0.55526 | 0
LCP_Inputs_ON_Electric_Howarth_2023_05_05 | 2035 | CH4 Import - NY 2020 | Import | Methane | QC | Dispatch-Import | FuelCost | 0 | [6 empty] | 0.55526 | 0
LCP_Inputs_ON_Electric_Howarth_2023_05_05 | 2035 | CH4 Import - NY 2020 | Import | Methane | QC | Dispatch-Import | VOM | 0 | [6 empty] | 0.55526 | 0
LCP_Inputs_ON_Electric_Howarth_2023_05_05 | 2035 | CH4 Import - NY 2020 | Import | Methane | WC | Dispatch-Import | EmissionsCost | 0 | [6 empty] | 0.55526 | 0
LCP_Inputs_ON_Electric_Howarth_2023_05_05 | 2035 | CH4 Import - NY 2020 | Import | Methane | WC | Dispatch-Import | FuelCost | 0 | [6 empty] | 0.55526 | 0
LCP_Inputs_ON_Electric_Howarth_2023_05_05 | 2035 | CH4 Import - NY 2020 | Import | Methane | WC | Dispatch-Import | VOM | 0 | [6 empty] | 0.55526 | 0
LCP_Inputs_ON_Electric_Howarth_2023_05_05 | 2035 | CH4 Import - NY 2030 | Import | Methane | MI | Dispatch-Import | EmissionsCost | 0 | [6 empty] | 0.55526 | 0
LCP_Inputs_ON_Electric_Howarth_2023_05_05 | 2035 | CH4 Import - NY 2030 | Import | Methane | MI | Dispatch-Import | FuelCost | 0 | [6 empty] | 0.55526 | 0
LCP_Inputs_ON_Electric_Howarth_2023_05_05 | 2035 | CH4 Import - NY 2030 | Import | Methane | MI | Dispatch-Import | VOM | 0 | [6 empty] | 0.55526 | 0
LCP_Inputs_ON_Electric_Howarth_2023_05_05 | 2035 | CH4 Import - NY 2030 | Import | Methane | NY | Dispatch-Import | EmissionsCost | 2371206202.7872 | [6 empty] | 0.55526 | 1316646633.0213
LCP_Inputs_ON_Electric_Howarth_2023_05_05 | 2035 | CH4 Import - NY 2030 | Import | Methane | NY | Dispatch-Import | FuelCost | 644356120.8267 | [6 empty] | 0.55526 | 357788081.0011
LCP_Inputs_ON_Electric_Howarth_2023_05_05 | 2035 | CH4 Import - NY 2030 | Import | Methane | NY | Dispatch-Import | VOM | 0 | [6 empty] | 0.55526 | 0
LCP_Inputs_ON_Electric_Howarth_2023_05_05 | 2035 | CH4 Import - NY 2030 | Import | Methane | ON | Dispatch-Import | EmissionsCost | 0 | [6 empty] | 0.55526 | 0
LCP_Inputs_ON_Electric_Howarth_2023_05_05 | 2035 | CH4 Import - NY 2030 | Import | Methane | ON | Dispatch-Import | FuelCost | 0 | [6 empty] | 0.55526 | 0
LCP_Inputs_ON_Electric_Howarth_2023_05_05 | 2035 | CH4 Import - NY 2030 | Import | Methane | ON | Dispatch-Import | VOM | 0 | [6 empty] | 0.55526 | 0
LCP_Inputs_ON_Electric_Howarth_2023_05_05 | 2035 | CH4 Import - NY 2030 | Import | Methane | PJ | Dispatch-Import | EmissionsCost | 0 | [6 empty] | 0.55526 | 0
LCP_Inputs_ON_Electric_Howarth_2023_05_05 | 2035 | CH4 Import - NY 2030 | Import | Methane | PJ | Dispatch-Import | FuelCost | 0 | [6 empty] | 0.55526 | 0
LCP_Inputs_ON_Electric_Howarth_2023_05_05 | 2035 | CH4 Import - NY 2030 | Import | Methane | PJ | Dispatch-Import | VOM | 0 | [6 empty] | 0.55526 | 0
LCP_Inputs_ON_Electric_Howarth_2023_05_05 | 2035 | CH4 Import - NY 2030 | Import | Methane | QC | Dispatch-Import | EmissionsCost | 0 | [6 empty] | 0.55526 | 0
LCP_Inputs_ON_Electric_Howarth_2023_05_05 | 2035 | CH4 Import - NY 2030 | Import | Methane | QC | Dispatch-Import | FuelCost | 0 | [6 empty] | 0.55526 | 0
LCP_Inputs_ON_Electric_Howarth_2023_05_05 | 2035 | CH4 Import - NY 2030 | Import | Methane | QC | Dispatch-Import | VOM | 0 | [6 empty] | 0.55526 | 0
LCP_Inputs_ON_Electric_Howarth_2023_05_05 | 2035 | CH4 Import - NY 2030 | Import | Methane | WC | Dispatch-Import | EmissionsCost | 0 | [6 empty] | 0.55526 | 0
LCP_Inputs_ON_Electric_Howarth_2023_05_05 | 2035 | CH4 Import - NY 2030 | Import | Methane | WC | Dispatch-Import | FuelCost | 0 | [6 empty] | 0.55526 | 0
LCP_Inputs_ON_Electric_Howarth_2023_05_05 | 2035 | CH4 Import - NY 2030 | Import | Methane | WC | Dispatch-Import | VOM | 0 | [6 empty] | 0.55526 | 0
LCP_Inputs_ON_Electric_Howarth_2023_05_05 | 2035 | CH4 Import - NY 2040 | Import | Methane | MI | Dispatch-Import | EmissionsCost | 0 | [6 empty] | 0.55526 | 0
LCP_Inputs_ON_Electric_Howarth_2023_05_05 | 2035 | CH4 Import - NY 2040 | Import | Methane | MI | Dispatch-Import | FuelCost | 0 | [6 empty] | 0.55526 | 0
LCP_Inputs_ON_Electric_Howarth_2023_05_05 | 2035 | CH4 Import - NY 2040 | Import | Methane | MI | Dispatch-Import | VOM | 0 | [6 empty] | 0.55526 | 0
LCP_Inputs_ON_Electric_Howarth_2023_05_05 | 2035 | CH4 Import - NY 2040 | Import | Methane | NY | Dispatch-Import | EmissionsCost | 0 | [6 empty] | 0.55526 | 0
LCP_Inputs_ON_Electric_Howarth_2023_05_05 | 2035 | CH4 Import - NY 2040 | Import | Methane | NY | Dispatch-Import | FuelCost | 0 | [6 empty] | 0.55526 | 0
LCP_Inputs_ON_Electric_Howarth_2023_05_05 | 2035 | CH4 Import - NY 2040 | Import | Methane | NY | Dispatch-Import | VOM | 0 | [6 empty] | 0.55526 | 0
LCP_Inputs_ON_Electric_Howarth_2023_05_05 | 2035 | CH4 Import - NY 2040 | Import | Methane | ON | Dispatch-Import | EmissionsCost | 0 | [6 empty] | 0.55526 | 0
LCP_Inputs_ON_Electric_Howarth_2023_05_05 | 2035 | CH4 Import - NY 2040 | Import | Methane | ON | Dispatch-Import | FuelCost | 0 | [6 empty] | 0.55526 | 0
LCP_Inputs_ON_Electric_Howarth_2023_05_05 | 2035 | CH4 Import - NY 2040 | Import | Methane | ON | Dispatch-Import | VOM | 0 | [6 empty] | 0.55526 | 0
LCP_Inputs_ON_Electric_Howarth_2023_05_05 | 2035 | CH4 Import - NY 2040 | Import | Methane | PJ | Dispatch-Import | EmissionsCost | 0 | [6 empty] | 0.55526 | 0
LCP_Inputs_ON_Electric_Howarth_2023_05_05 | 2035 | CH4 Import - NY 2040 | Import | Methane | PJ | Dispatch-Import | FuelCost | 0 | [6 empty] | 0.55526 | 0
LCP_Inputs_ON_Electric_Howarth_2023_05_05 | 2035 | CH4 Import - NY 2040 | Import | Methane | PJ | Dispatch-Import | VOM | 0 | [6 empty] | 0.55526 | 0
LCP_Inputs_ON_Electric_Howarth_2023_05_05 | 2035 | CH4 Import - NY 2040 | Import | Methane | QC | Dispatch-Import | EmissionsCost | 0 | [6 empty] | 0.55526 | 0
LCP_Inputs_ON_Electric_Howarth_2023_05_05 | 2035 | CH4 Import - NY 2040 | Import | Methane | QC | Dispatch-Import | FuelCost | 0 | [6 empty] | 0.55526 | 0
LCP_Inputs_ON_Electric_Howarth_2023_05_05 | 2035 | CH4 Import - NY 2040 | Import | Methane | QC | Dispatch-Import | VOM | 0 | [6 empty] | 0.55526 | 0
LCP_Inputs_ON_Electric_Howarth_2023_05_05 | 2035 | CH4 Import - NY 2040 | Import | Methane | WC | Dispatch-Import | EmissionsCost | 0 | [6 empty] | 0.55526 | 0
LCP_Inputs_ON_Electric_Howarth_2023_05_05 | 2035 | CH4 Import - NY 2040 | Import | Methane | WC | Dispatch-Import | FuelCost | 0 | [6 empty] | 0.55526 | 0
LCP_Inputs_ON_Electric_Howarth_2023_05_05 | 2035 | CH4 Import - NY 2040 | Import | Methane | WC | Dispatch-Import | VOM | 0 | [6 empty] | 0.55526 | 0
LCP_Inputs_ON_Electric_Howarth_2023_05_05 | 2035 | CH4 Import - NY 2050 | Import | Methane | MI | Dispatch-Import | EmissionsCost | 0 | [6 empty] | 0.55526 | 0
LCP_Inputs_ON_Electric_Howarth_2023_05_05 | 2035 | CH4 Import - NY 2050 | Import | Methane | MI | Dispatch-Import | FuelCost | 0 | [6 empty] | 0.55526 | 0
LCP_Inputs_ON_Electric_Howarth_2023_05_05 | 2035 | CH4 Import - NY 2050 | Import | Methane | MI | Dispatch-Import | VOM | 0 | [6 empty] | 0.55526 | 0
LCP_Inputs_ON_Electric_Howarth_2023_05_05 | 2035 | CH4 Import - NY 2050 | Import | Methane | NY | Dispatch-Import | EmissionsCost | 0 | [6 empty] | 0.55526 | 0
LCP_Inputs_ON_Electric_Howarth_2023_05_05 | 2035 | CH4 Import - NY 2050 | Import | Methane | NY | Dispatch-Import | FuelCost | 0 | [6 empty] | 0.55526 | 0
LCP_Inputs_ON_Electric_Howarth_2023_05_05 | 2035 | CH4 Import - NY 2050 | Import | Methane | NY | Dispatch-Import | VOM | 0 | [6 empty] | 0.55526 | 0
LCP_Inputs_ON_Electric_Howarth_2023_05_05 | 2035 | CH4 Import - NY 2050 | Import | Methane | ON | Dispatch-Import | EmissionsCost | 0 | [6 empty] | 0.55526 | 0
LCP_Inputs_ON_Electric_Howarth_2023_05_05 | 2035 | CH4 Import - NY 2050 | Import | Methane | ON | Dispatch-Import | FuelCost | 0 | [6 empty] | 0.55526 | 0
LCP_Inputs_ON_Electric_Howarth_2023_05_05 | 2035 | CH4 Import - NY 2050 | Import | Methane | ON | Dispatch-Import | VOM | 0 | [6 empty] | 0.55526 | 0
LCP_Inputs_ON_Electric_Howarth_2023_05_05 | 2035 | CH4 Import - NY 2050 | Import | Methane | PJ | Dispatch-Import | EmissionsCost | 0 | [6 empty] | 0.55526 | 0
LCP_Inputs_ON_Electric_Howarth_2023_05_05 | 2035 | CH4 Import - NY 2050 | Import | Methane | PJ | Dispatch-Import | FuelCost | 0 | [6 empty] | 0.55526 | 0
LCP_Inputs_ON_Electric_Howarth_2023_05_05 | 2035 | CH4 Import - NY 2050 | Import | Methane | PJ | Dispatch-Import | VOM | 0 | [6 empty] | 0.55526 | 0
LCP_Inputs_ON_Electric_Howarth_2023_05_05 | 2035 | CH4 Import - NY 2050 | Import | Methane | QC | Dispatch-Import | EmissionsCost | 0 | [6 empty] | 0.55526 | 0
LCP_Inputs_ON_Electric_Howarth_2023_05_05 | 2035 | CH4 Import - NY 2050 | Import | Methane | QC | Dispatch-Import | FuelCost | 0 | [6 empty] | 0.55526 | 0
LCP_Inputs_ON_Electric_Howarth_2023_05_05 | 2035 | CH4 Import - NY 2050 | Import | Methane | QC | Dispatch-Import | VOM | 0 | [6 empty] | 0.55526 | 0
LCP_Inputs_ON_Electric_Howarth_2023_05_05 | 2035 | CH4 Import - NY 2050 | Import | Methane | WC | Dispatch-Import | EmissionsCost | 0 | [6 empty] | 0.55526 | 0
LCP_Inputs_ON_Electric_Howarth_2023_05_05 | 2035 | CH4 Import - NY 2050 | Import | Methane | WC | Dispatch-Import | FuelCost | 0 | [6 empty] | 0.55526 | 0
LCP_Inputs_ON_Electric_Howarth_2023_05_05 | 2035 | CH4 Import - NY 2050 | Import | Methane | WC | Dispatch-Import | VOM | 0 | [6 empty] | 0.55526 | 0
LCP_Inputs_ON_Electric_Howarth_2023_05_05 | 2035 | CH4 Import - WC 2020 | Import | Methane | MI | Dispatch-Import | EmissionsCost | 0 | [6 empty] | 0.55526 | 0
LCP_Inputs_ON_Electric_Howarth_2023_05_05 | 2035 | CH4 Import - WC 2020 | Import | Methane | MI | Dispatch-Import | FuelCost | 0 | [6 empty] | 0.55526 | 0
LCP_Inputs_ON_Electric_Howarth_2023_05_05 | 2035 | CH4 Import - WC 2020 | Import | Methane | MI | Dispatch-Import | VOM | 0 | [6 empty] | 0.55526 | 0
LCP_Inputs_ON_Electric_Howarth_2023_05_05 | 2035 | CH4 Import - WC 2020 | Import | Methane | NY | Dispatch-Import | EmissionsCost | 0 | [6 empty] | 0.55526 | 0
LCP_Inputs_ON_Electric_Howarth_2023_05_05 | 2035 | CH4 Import - WC 2020 | Import | Methane | NY | Dispatch-Import | FuelCost | 0 | [6 empty] | 0.55526 | 0
LCP_Inputs_ON_Electric_Howarth_2023_05_05 | 2035 | CH4 Import - WC 2020 | Import | Methane | NY | Dispatch-Import | VOM | 0 | [6 empty] | 0.55526 | 0
LCP_Inputs_ON_Electric_Howarth_2023_05_05 | 2035 | CH4 Import - WC 2020 | Import | Methane | ON | Dispatch-Import | EmissionsCost | 0 | [6 empty] | 0.55526 | 0
LCP_Inputs_ON_Electric_Howarth_2023_05_05 | 2035 | CH4 Import - WC 2020 | Import | Methane | ON | Dispatch-Import | FuelCost | 0 | [6 empty] | 0.55526 | 0
LCP_Inputs_ON_Electric_Howarth_2023_05_05 | 2035 | CH4 Import - WC 2020 | Import | Methane | ON | Dispatch-Import | VOM | 0 | [6 empty] | 0.55526 | 0
LCP_Inputs_ON_Electric_Howarth_2023_05_05 | 2035 | CH4 Import - WC 2020 | Import | Methane | PJ | Dispatch-Import | EmissionsCost | 0 | [6 empty] | 0.55526 | 0
LCP_Inputs_ON_Electric_Howarth_2023_05_05 | 2035 | CH4 Import - WC 2020 | Import | Methane | PJ | Dispatch-Import | FuelCost | 0 | [6 empty] | 0.55526 | 0
LCP_Inputs_ON_Electric_Howarth_2023_05_05 | 2035 | CH4 Import - WC 2020 | Import | Methane | PJ | Dispatch-Import | VOM | 0 | [6 empty] | 0.55526 | 0
LCP_Inputs_ON_Electric_Howarth_2023_05_05 | 2035 | CH4 Import - WC 2020 | Import | Methane | QC | Dispatch-Import | EmissionsCost | 0 | [6 empty] | 0.55526 | 0
LCP_Inputs_ON_Electric_Howarth_2023_05_05 | 2035 | CH4 Import - WC 2020 | Import | Methane | QC | Dispatch-Import | FuelCost | 0 | [6 empty] | 0.55526 | 0
LCP_Inputs_ON_Electric_Howarth_2023_05_05 | 2035 | CH4 Import - WC 2020 | Import | Methane | QC | Dispatch-Import | VOM | 0 | [6 empty] | 0.55526 | 0
LCP_Inputs_ON_Electric_Howarth_2023_05_05 | 2035 | CH4 Import - WC 2020 | Import | Methane | WC | Dispatch-Import | EmissionsCost | 0 | [6 empty] | 0.55526 | 0
LCP_Inputs_ON_Electric_Howarth_2023_05_05 | 2035 | CH4 Import - WC 2020 | Import | Methane | WC | Dispatch-Import | FuelCost | 0 | [6 empty] | 0.55526 | 0
LCP_Inputs_ON_Electric_Howarth_2023_05_05 | 2035 | CH4 Import - WC 2020 | Import | Methane | WC | Dispatch-Import | VOM | 0 | [6 empty] | 0.55526 | 0
LCP_Inputs_ON_Electric_Howarth_2023_05_05 | 2035 | CH4 Import - WC 2030 | Import | Methane | MI | Dispatch-Import | EmissionsCost | 0 | [6 empty] | 0.55526 | 0
LCP_Inputs_ON_Electric_Howarth_2023_05_05 | 2035 | CH4 Import - WC 2030 | Import | Methane | MI | Dispatch-Import | FuelCost | 0 | [6 empty] | 0.55526 | 0
LCP_Inputs_ON_Electric_Howarth_2023_05_05 | 2035 | CH4 Import - WC 2030 | Import | Methane | MI | Dispatch-Import | VOM | 0 | [6 empty] | 0.55526 | 0
LCP_Inputs_ON_Electric_Howarth_2023_05_05 | 2035 | CH4 Import - WC 2030 | Import | Methane | NY | Dispatch-Import | EmissionsCost | 0 | [6 empty] | 0.55526 | 0
LCP_Inputs_ON_Electric_Howarth_2023_05_05 | 2035 | CH4 Import - WC 2030 | Import | Methane | NY | Dispatch-Import | FuelCost | 0 | [6 empty] | 0.55526 | 0
LCP_Inputs_ON_Electric_Howarth_2023_05_05 | 2035 | CH4 Import - WC 2030 | Import | Methane | NY | Dispatch-Import | VOM | 0 | [6 empty] | 0.55526 | 0
LCP_Inputs_ON_Electric_Howarth_2023_05_05 | 2035 | CH4 Import - WC 2030 | Import | Methane | ON | Dispatch-Import | EmissionsCost | 0 | [6 empty] | 0.55526 | 0
LCP_Inputs_ON_Electric_Howarth_2023_05_05 | 2035 | CH4 Import - WC 2030 | Import | Methane | ON | Dispatch-Import | FuelCost | 0 | [6 empty] | 0.55526 | 0
LCP_Inputs_ON_Electric_Howarth_2023_05_05 | 2035 | CH4 Import - WC 2030 | Import | Methane | ON | Dispatch-Import | VOM | 0 | [6 empty] | 0.55526 | 0
LCP_Inputs_ON_Electric_Howarth_2023_05_05 | 2035 | CH4 Import - WC 2030 | Import | Methane | PJ | Dispatch-Import | EmissionsCost | 0 | [6 empty] | 0.55526 | 0
LCP_Inputs_ON_Electric_Howarth_2023_05_05 | 2035 | CH4 Import - WC 2030 | Import | Methane | PJ | Dispatch-Import | FuelCost | 0 | [6 empty] | 0.55526 | 0
LCP_Inputs_ON_Electric_Howarth_2023_05_05 | 2035 | CH4 Import - WC 2030 | Import | Methane | PJ | Dispatch-Import | VOM | 0 | [6 empty] | 0.55526 | 0
LCP_Inputs_ON_Electric_Howarth_2023_05_05 | 2035 | CH4 Import - WC 2030 | Import | Methane | QC | Dispatch-Import | EmissionsCost | 0 | [6 empty] | 0.55526 | 0
LCP_Inputs_ON_Electric_Howarth_2023_05_05 | 2035 | CH4 Import - WC 2030 | Import | Methane | QC | Dispatch-Import | FuelCost | 0 | [6 empty] | 0.55526 | 0
LCP_Inputs_ON_Electric_Howarth_2023_05_05 | 2035 | CH4 Import - WC 2030 | Import | Methane | QC | Dispatch-Import | VOM | 0 | [6 empty] | 0.55526 | 0
LCP_Inputs_ON_Electric_Howarth_2023_05_05 | 2035 | CH4 Import - WC 2030 | Import | Methane | WC | Dispatch-Import | EmissionsCost | 9015931375.1371 | [6 empty] | 0.55526 | 5006226651.5125
LCP_Inputs_ON_Electric_Howarth_2023_05_05 | 2035 | CH4 Import - WC 2030 | Import | Methane | WC | Dispatch-Import | FuelCost | 2450006481.8043 | [6 empty] | 0.55526 | 1360401630.7633
LCP_Inputs_ON_Electric_Howarth_2023_05_05 | 2035 | CH4 Import - WC 2030 | Import | Methane | WC | Dispatch-Import | VOM | 0 | [6 empty] | 0.55526 | 0
LCP_Inputs_ON_Electric_Howarth_2023_05_05 | 2035 | CH4 Import - WC 2040 | Import | Methane | MI | Dispatch-Import | EmissionsCost | 0 | [6 empty] | 0.55526 | 0
LCP_Inputs_ON_Electric_Howarth_2023_05_05 | 2035 | CH4 Import - WC 2040 | Import | Methane | MI | Dispatch-Import | FuelCost | 0 | [6 empty] | 0.55526 | 0
LCP_Inputs_ON_Electric_Howarth_2023_05_05 | 2035 | CH4 Import - WC 2040 | Import | Methane | MI | Dispatch-Import | VOM | 0 | [6 empty] | 0.55526 | 0
LCP_Inputs_ON_Electric_Howarth_2023_05_05 | 2035 | CH4 Import - WC 2040 | Import | Methane | NY | Dispatch-Import | EmissionsCost | 0 | [6 empty] | 0.55526 | 0
LCP_Inputs_ON_Electric_Howarth_2023_05_05 | 2035 | CH4 Import - WC 2040 | Import | Methane | NY | Dispatch-Import | FuelCost | 0 | [6 empty] | 0.55526 | 0
LCP_Inputs_ON_Electric_Howarth_2023_05_05 | 2035 | CH4 Import - WC 2040 | Import | Methane | NY | Dispatch-Import | VOM | 0 | [6 empty] | 0.55526 | 0
LCP_Inputs_ON_Electric_Howarth_2023_05_05 | 2035 | CH4 Import - WC 2040 | Import | Methane | ON | Dispatch-Import | EmissionsCost | 0 | [6 empty] | 0.55526 | 0
LCP_Inputs_ON_Electric_Howarth_2023_05_05 | 2035 | CH4 Import - WC 2040 | Import | Methane | ON | Dispatch-Import | FuelCost | 0 | [6 empty] | 0.55526 | 0
LCP_Inputs_ON_Electric_Howarth_2023_05_05 | 2035 | CH4 Import - WC 2040 | Import | Methane | ON | Dispatch-Import | VOM | 0 | [6 empty] | 0.55526 | 0
LCP_Inputs_ON_Electric_Howarth_2023_05_05 | 2035 | CH4 Import - WC 2040 | Import | Methane | PJ | Dispatch-Import | EmissionsCost | 0 | [6 empty] | 0.55526 | 0
LCP_Inputs_ON_Electric_Howarth_2023_05_05 | 2035 | CH4 Import - WC 2040 | Import | Methane | PJ | Dispatch-Import | FuelCost | 0 | [6 empty] | 0.55526 | 0
LCP_Inputs_ON_Electric_Howarth_2023_05_05 | 2035 | CH4 Import - WC 2040 | Import | Methane | PJ | Dispatch-Import | VOM | 0 | [6 empty] | 0.55526 | 0
LCP_Inputs_ON_Electric_Howarth_2023_05_05 | 2035 | CH4 Import - WC 2040 | Import | Methane | QC | Dispatch-Import | EmissionsCost | 0 | [6 empty] | 0.55526 | 0
LCP_Inputs_ON_Electric_Howarth_2023_05_05 | 2035 | CH4 Import - WC 2040 | Import | Methane | QC | Dispatch-Import | FuelCost | 0 | [6 empty] | 0.55526 | 0
LCP_Inputs_ON_Electric_Howarth_2023_05_05 | 2035 | CH4 Import - WC 2040 | Import | Methane | QC | Dispatch-Import | VOM | 0 | [6 empty] | 0.55526 | 0
LCP_Inputs_ON_Electric_Howarth_2023_05_05 | 2035 | CH4 Import - WC 2040 | Import | Methane | WC | Dispatch-Import | EmissionsCost | 0 | [6 empty] | 0.55526 | 0
LCP_Inputs_ON_Electric_Howarth_2023_05_05 | 2035 | CH4 Import - WC 2040 | Import | Methane | WC | Dispatch-Import | FuelCost | 0 | [6 empty] | 0.55526 | 0
LCP_Inputs_ON_Electric_Howarth_2023_05_05 | 2035 | CH4 Import - WC 2040 | Import | Methane | WC | Dispatch-Import | VOM | 0 | [6 empty] | 0.55526 | 0
LCP_Inputs_ON_Electric_Howarth_2023_05_05 | 2035 | CH4 Import - WC 2050 | Import | Methane | MI | Dispatch-Import | EmissionsCost | 0 | [6 empty] | 0.55526 | 0
LCP_Inputs_ON_Electric_Howarth_2023_05_05 | 2035 | CH4 Import - WC 2050 | Import | Methane | MI | Dispatch-Import | FuelCost | 0 | [6 empty] | 0.55526 | 0
LCP_Inputs_ON_Electric_Howarth_2023_05_05 | 2035 | CH4 Import - WC 2050 | Import | Methane | MI | Dispatch-Import | VOM | 0 | [6 empty] | 0.55526 | 0
LCP_Inputs_ON_Electric_Howarth_2023_05_05 | 2035 | CH4 Import - WC 2050 | Import | Methane | NY | Dispatch-Import | EmissionsCost | 0 | [6 empty] | 0.55526 | 0
LCP_Inputs_ON_Electric_Howarth_2023_05_05 | 2035 | CH4 Import - WC 2050 | Import | Methane | NY | Dispatch-Import | FuelCost | 0 | [6 empty] | 0.55526 | 0
LCP_Inputs_ON_Electric_Howarth_2023_05_05 | 2035 | CH4 Import - WC 2050 | Import | Methane | NY | Dispatch-Import | VOM | 0 | [6 empty] | 0.55526 | 0
LCP_Inputs_ON_Electric_Howarth_2023_05_05 | 2035 | CH4 Import - WC 2050 | Import | Methane | ON | Dispatch-Import | EmissionsCost | 0 | [6 empty] | 0.55526 | 0
LCP_Inputs_ON_Electric_Howarth_2023_05_05 | 2035 | CH4 Import - WC 2050 | Import | Methane | ON | Dispatch-Import | FuelCost | 0 | [6 empty] | 0.55526 | 0
LCP_Inputs_ON_Electric_Howarth_2023_05_05 | 2035 | CH4 Import - WC 2050 | Import | Methane | ON | Dispatch-Import | VOM | 0 | [6 empty] | 0.55526 | 0
LCP_Inputs_ON_Electric_Howarth_2023_05_05 | 2035 | CH4 Import - WC 2050 | Import | Methane | PJ | Dispatch-Import | EmissionsCost | 0 | [6 empty] | 0.55526 | 0
LCP_Inputs_ON_Electric_Howarth_2023_05_05 | 2035 | CH4 Import - WC 2050 | Import | Methane | PJ | Dispatch-Import | FuelCost | 0 | [6 empty] | 0.55526 | 0
LCP_Inputs_ON_Electric_Howarth_2023_05_05 | 2035 | CH4 Import - WC 2050 | Import | Methane | PJ | Dispatch-Import | VOM | 0 | [6 empty] | 0.55526 | 0
LCP_Inputs_ON_Electric_Howarth_2023_05_05 | 2035 | CH4 Import - WC 2050 | Import | Methane | QC | Dispatch-Import | EmissionsCost | 0 | [6 empty] | 0.55526 | 0
LCP_Inputs_ON_Electric_Howarth_2023_05_05 | 2035 | CH4 Import - WC 2050 | Import | Methane | QC | Dispatch-Import | FuelCost | 0 | [6 empty] | 0.55526 | 0
LCP_Inputs_ON_Electric_Howarth_2023_05_05 | 2035 | CH4 Import - WC 2050 | Import | Methane | QC | Dispatch-Import | VOM | 0 | [6 empty] | 0.55526 | 0
LCP_Inputs_ON_Electric_Howarth_2023_05_05 | 2035 | CH4 Import - WC 2050 | Import | Methane | WC | Dispatch-Import | EmissionsCost | 0 | [6 empty] | 0.55526 | 0
LCP_Inputs_ON_Electric_Howarth_2023_05_05 | 2035 | CH4 Import - WC 2050 | Import | Methane | WC | Dispatch-Import | FuelCost | 0 | [6 empty] | 0.55526 | 0
LCP_Inputs_ON_Electric_Howarth_2023_05_05 | 2035 | CH4 Import - WC 2050 | Import | Methane | WC | Dispatch-Import | VOM | 0 | [6 empty] | 0.55526 | 0
LCP_Inputs_ON_Electric_Howarth_2023_05_05 | 2035 | CH4 Salt Cavern Storage - ON | Storage | Methane | MI | Dispatch-Storage | EmissionsCost | 0 | [6 empty] | 0.55526 | 0
LCP_Inputs_ON_Electric_Howarth_2023_05_05 | 2035 | CH4 Salt Cavern Storage - ON | Storage | Methane | MI | Dispatch-Storage | FuelCost | 0 | [6 empty] | 0.55526 | 0
LCP_Inputs_ON_Electric_Howarth_2023_05_05 | 2035 | CH4 Salt Cavern Storage - ON | Storage | Methane | MI | Dispatch-Storage | VOM | 0 | [6 empty] | 0.55526 | 0
LCP_Inputs_ON_Electric_Howarth_2023_05_05 | 2035 | CH4 Salt Cavern Storage - ON | Storage | Methane | NY | Dispatch-Storage | EmissionsCost | 0 | [6 empty] | 0.55526 | 0
LCP_Inputs_ON_Electric_Howarth_2023_05_05 | 2035 | CH4 Salt Cavern Storage - ON | Storage | Methane | NY | Dispatch-Storage | FuelCost | 0 | [6 empty] | 0.55526 | 0
LCP_Inputs_ON_Electric_Howarth_2023_05_05 | 2035 | CH4 Salt Cavern Storage - ON | Storage | Methane | NY | Dispatch-Storage | VOM | 0 | [6 empty] | 0.55526 | 0
LCP_Inputs_ON_Electric_Howarth_2023_05_05 | 2035 | CH4 Salt Cavern Storage - ON | Storage | Methane | ON | Dispatch-Storage | EmissionsCost | 0 | [6 empty] | 0.55526 | 0
LCP_Inputs_ON_Electric_Howarth_2023_05_05 | 2035 | CH4 Salt Cavern Storage - ON | Storage | Methane | ON | Dispatch-Storage | FuelCost | 0 | [6 empty] | 0.55526 | 0
LCP_Inputs_ON_Electric_Howarth_2023_05_05 | 2035 | CH4 Salt Cavern Storage - ON | Storage | Methane | ON | Dispatch-Storage | VOM | 2275232.4049 | [6 empty] | 0.55526 | 1263355.7899
LCP_Inputs_ON_Electric_Howarth_2023_05_05 | 2035 | CH4 Salt Cavern Storage - ON | Storage | Methane | PJ | Dispatch-Storage | EmissionsCost | 0 | [6 empty] | 0.55526 | 0
LCP_Inputs_ON_Electric_Howarth_2023_05_05 | 2035 | CH4 Salt Cavern Storage - ON | Storage | Methane | PJ | Dispatch-Storage | FuelCost | 0 | [6 empty] | 0.55526 | 0
LCP_Inputs_ON_Electric_Howarth_2023_05_05 | 2035 | CH4 Salt Cavern Storage - ON | Storage | Methane | PJ | Dispatch-Storage | VOM | 0 | [6 empty] | 0.55526 | 0
LCP_Inputs_ON_Electric_Howarth_2023_05_05 | 2035 | CH4 Salt Cavern Storage - ON | Storage | Methane | QC | Dispatch-Storage | EmissionsCost | 0 | [6 empty] | 0.55526 | 0
LCP_Inputs_ON_Electric_Howarth_2023_05_05 | 2035 | CH4 Salt Cavern Storage - ON | Storage | Methane | QC | Dispatch-Storage | FuelCost | 0 | [6 empty] | 0.55526 | 0
LCP_Inputs_ON_Electric_Howarth_2023_05_05 | 2035 | CH4 Salt Cavern Storage - ON | Storage | Methane | QC | Dispatch-Storage | VOM | 0 | [6 empty] | 0.55526 | 0
LCP_Inputs_ON_Electric_Howarth_2023_05_05 | 2035 | CH4 Salt Cavern Storage - ON | Storage | Methane | WC | Dispatch-Storage | EmissionsCost | 0 | [6 empty] | 0.55526 | 0
LCP_Inputs_ON_Electric_Howarth_2023_05_05 | 2035 | CH4 Salt Cavern Storage - ON | Storage | Methane | WC | Dispatch-Storage | FuelCost | 0 | [6 empty] | 0.55526 | 0
LCP_Inputs_ON_Electric_Howarth_2023_05_05 | 2035 | CH4 Salt Cavern Storage - ON | Storage | Methane | WC | Dispatch-Storage | VOM | 0 | [6 empty] | 0.55526 | 0
LCP_Inputs_ON_Electric_Howarth_2023_05_05 | 2035 | Electrolyser 2020/2030 | Crossload | Hydrogen | MI | Dispatch-Crossload | EmissionsCost | 0 | [6 empty] | 0.55526 | 0
LCP_Inputs_ON_Electric_Howarth_2023_05_05 | 2035 | Electrolyser 2020/2030 | Crossload | Hydrogen | MI | Dispatch-Crossload | FuelCost | 0 | [6 empty] | 0.55526 | 0
LCP_Inputs_ON_Electric_Howarth_2023_05_05 | 2035 | Electrolyser 2020/2030 | Crossload | Hydrogen | MI | Dispatch-Crossload | VOM | 0 | [6 empty] | 0.55526 | 0
LCP_Inputs_ON_Electric_Howarth_2023_05_05 | 2035 | Electrolyser 2020/2030 | Crossload | Hydrogen | NY | Dispatch-Crossload | EmissionsCost | 0 | [6 empty] | 0.55526 | 0
LCP_Inputs_ON_Electric_Howarth_2023_05_05 | 2035 | Electrolyser 2020/2030 | Crossload | Hydrogen | NY | Dispatch-Crossload | FuelCost | 0 | [6 empty] | 0.55526 | 0
LCP_Inputs_ON_Electric_Howarth_2023_05_05 | 2035 | Electrolyser 2020/2030 | Crossload | Hydrogen | NY | Dispatch-Crossload | VOM | 0 | [6 empty] | 0.55526 | 0
LCP_Inputs_ON_Electric_Howarth_2023_05_05 | 2035 | Electrolyser 2020/2030 | Crossload | Hydrogen | ON | Dispatch-Crossload | EmissionsCost | 0 | [6 empty] | 0.55526 | 0
LCP_Inputs_ON_Electric_Howarth_2023_05_05 | 2035 | Electrolyser 2020/2030 | Crossload | Hydrogen | ON | Dispatch-Crossload | FuelCost | 0 | [6 empty] | 0.55526 | 0
LCP_Inputs_ON_Electric_Howarth_2023_05_05 | 2035 | Electrolyser 2020/2030 | Crossload | Hydrogen | ON | Dispatch-Crossload | VOM | 0 | [6 empty] | 0.55526 | 0
LCP_Inputs_ON_Electric_Howarth_2023_05_05 | 2035 | Electrolyser 2020/2030 | Crossload | Hydrogen | PJ | Dispatch-Crossload | EmissionsCost | 0 | [6 empty] | 0.55526 | 0
LCP_Inputs_ON_Electric_Howarth_2023_05_05 | 2035 | Electrolyser 2020/2030 | Crossload | Hydrogen | PJ | Dispatch-Crossload | FuelCost | 0 | [6 empty] | 0.55526 | 0
LCP_Inputs_ON_Electric_Howarth_2023_05_05 | 2035 | Electrolyser 2020/2030 | Crossload | Hydrogen | PJ | Dispatch-Crossload | VOM | 0 | [6 empty] | 0.55526 | 0
LCP_Inputs_ON_Electric_Howarth_2023_05_05 | 2035 | Electrolyser 2020/2030 | Crossload | Hydrogen | QC | Dispatch-Crossload | EmissionsCost | 0 | [6 empty] | 0.55526 | 0
LCP_Inputs_ON_Electric_Howarth_2023_05_05 | 2035 | Electrolyser 2020/2030 | Crossload | Hydrogen | QC | Dispatch-Crossload | FuelCost | 0 | [6 empty] | 0.55526 | 0
LCP_Inputs_ON_Electric_Howarth_2023_05_05 | 2035 | Electrolyser 2020/2030 | Crossload | Hydrogen | QC | Dispatch-Crossload | VOM | 0 | [6 empty] | 0.55526 | 0
LCP_Inputs_ON_Electric_Howarth_2023_05_05 | 2035 | Electrolyser 2020/2030 | Crossload | Hydrogen | WC | Dispatch-Crossload | EmissionsCost | 0 | [6 empty] | 0.55526 | 0
LCP_Inputs_ON_Electric_Howarth_2023_05_05 | 2035 | Electrolyser 2020/2030 | Crossload | Hydrogen | WC | Dispatch-Crossload | FuelCost | 0 | [6 empty] | 0.55526 | 0
LCP_Inputs_ON_Electric_Howarth_2023_05_05 | 2035 | Electrolyser 2020/2030 | Crossload | Hydrogen | WC | Dispatch-Crossload | VOM | 0 | [6 empty] | 0.55526 | 0
LCP_Inputs_ON_Electric_Howarth_2023_05_05 | 2035 | Electrolyser 2040 | Crossload | Hydrogen | MI | Dispatch-Crossload | EmissionsCost | 0 | [6 empty] | 0.55526 | 0
LCP_Inputs_ON_Electric_Howarth_2023_05_05 | 2035 | Electrolyser 2040 | Crossload | Hydrogen | MI | Dispatch-Crossload | FuelCost | 0 | [6 empty] | 0.55526 | 0
LCP_Inputs_ON_Electric_Howarth_2023_05_05 | 2035 | Electrolyser 2040 | Crossload | Hydrogen | MI | Dispatch-Crossload | VOM | 0 | [6 empty] | 0.55526 | 0
LCP_Inputs_ON_Electric_Howarth_2023_05_05 | 2035 | Electrolyser 2040 | Crossload | Hydrogen | NY | Dispatch-Crossload | EmissionsCost | 0 | [6 empty] | 0.55526 | 0
LCP_Inputs_ON_Electric_Howarth_2023_05_05 | 2035 | Electrolyser 2040 | Crossload | Hydrogen | NY | Dispatch-Crossload | FuelCost | 0 | [6 empty] | 0.55526 | 0
LCP_Inputs_ON_Electric_Howarth_2023_05_05 | 2035 | Electrolyser 2040 | Crossload | Hydrogen | NY | Dispatch-Crossload | VOM | 0 | [6 empty] | 0.55526 | 0
LCP_Inputs_ON_Electric_Howarth_2023_05_05 | 2035 | Electrolyser 2040 | Crossload | Hydrogen | ON | Dispatch-Crossload | EmissionsCost | 0 | [6 empty] | 0.55526 | 0
LCP_Inputs_ON_Electric_Howarth_2023_05_05 | 2035 | Electrolyser 2040 | Crossload | Hydrogen | ON | Dispatch-Crossload | FuelCost | 0 | [6 empty] | 0.55526 | 0
LCP_Inputs_ON_Electric_Howarth_2023_05_05 | 2035 | Electrolyser 2040 | Crossload | Hydrogen | ON | Dispatch-Crossload | VOM | 0 | [6 empty] | 0.55526 | 0
LCP_Inputs_ON_Electric_Howarth_2023_05_05 | 2035 | Electrolyser 2040 | Crossload | Hydrogen | PJ | Dispatch-Crossload | EmissionsCost | 0 | [6 empty] | 0.55526 | 0
LCP_Inputs_ON_Electric_Howarth_2023_05_05 | 2035 | Electrolyser 2040 | Crossload | Hydrogen | PJ | Dispatch-Crossload | FuelCost | 0 | [6 empty] | 0.55526 | 0
LCP_Inputs_ON_Electric_Howarth_2023_05_05 | 2035 | Electrolyser 2040 | Crossload | Hydrogen | PJ | Dispatch-Crossload | VOM | 0 | [6 empty] | 0.55526 | 0
LCP_Inputs_ON_Electric_Howarth_2023_05_05 | 2035 | Electrolyser 2040 | Crossload | Hydrogen | QC | Dispatch-Crossload | EmissionsCost | 0 | [6 empty] | 0.55526 | 0
LCP_Inputs_ON_Electric_Howarth_2023_05_05 | 2035 | Electrolyser 2040 | Crossload | Hydrogen | QC | Dispatch-Crossload | FuelCost | 0 | [6 empty] | 0.55526 | 0
LCP_Inputs_ON_Electric_Howarth_2023_05_05 | 2035 | Electrolyser 2040 | Crossload | Hydrogen | QC | Dispatch-Crossload | VOM | 0 | [6 empty] | 0.55526 | 0
LCP_Inputs_ON_Electric_Howarth_2023_05_05 | 2035 | Electrolyser 2040 | Crossload | Hydrogen | WC | Dispatch-Crossload | EmissionsCost | 0 | [6 empty] | 0.55526 | 0
LCP_Inputs_ON_Electric_Howarth_2023_05_05 | 2035 | Electrolyser 2040 | Crossload | Hydrogen | WC | Dispatch-Crossload | FuelCost | 0 | [6 empty] | 0.55526 | 0
LCP_Inputs_ON_Electric_Howarth_2023_05_05 | 2035 | Electrolyser 2040 | Crossload | Hydrogen | WC | Dispatch-Crossload | VOM | 0 | [6 empty] | 0.55526 | 0
LCP_Inputs_ON_Electric_Howarth_2023_05_05 | 2035 | Electrolyser 2050 | Crossload | Hydrogen | MI | Dispatch-Crossload | EmissionsCost | 0 | [6 empty] | 0.55526 | 0
LCP_Inputs_ON_Electric_Howarth_2023_05_05 | 2035 | Electrolyser 2050 | Crossload | Hydrogen | MI | Dispatch-Crossload | FuelCost | 0 | [6 empty] | 0.55526 | 0
LCP_Inputs_ON_Electric_Howarth_2023_05_05 | 2035 | Electrolyser 2050 | Crossload | Hydrogen | MI | Dispatch-Crossload | VOM | 0 | [6 empty] | 0.55526 | 0
LCP_Inputs_ON_Electric_Howarth_2023_05_05 | 2035 | Electrolyser 2050 | Crossload | Hydrogen | NY | Dispatch-Crossload | EmissionsCost | 0 | [6 empty] | 0.55526 | 0
LCP_Inputs_ON_Electric_Howarth_2023_05_05 | 2035 | Electrolyser 2050 | Crossload | Hydrogen | NY | Dispatch-Crossload | FuelCost | 0 | [6 empty] | 0.55526 | 0
LCP_Inputs_ON_Electric_Howarth_2023_05_05 | 2035 | Electrolyser 2050 | Crossload | Hydrogen | NY | Dispatch-Crossload | VOM | 0 | [6 empty] | 0.55526 | 0
LCP_Inputs_ON_Electric_Howarth_2023_05_05 | 2035 | Electrolyser 2050 | Crossload | Hydrogen | ON | Dispatch-Crossload | EmissionsCost | 0 | [6 empty] | 0.55526 | 0
LCP_Inputs_ON_Electric_Howarth_2023_05_05 | 2035 | Electrolyser 2050 | Crossload | Hydrogen | ON | Dispatch-Crossload | FuelCost | 0 | [6 empty] | 0.55526 | 0
LCP_Inputs_ON_Electric_Howarth_2023_05_05 | 2035 | Electrolyser 2050 | Crossload | Hydrogen | ON | Dispatch-Crossload | VOM | 0 | [6 empty] | 0.55526 | 0
LCP_Inputs_ON_Electric_Howarth_2023_05_05 | 2035 | Electrolyser 2050 | Crossload | Hydrogen | PJ | Dispatch-Crossload | EmissionsCost | 0 | [6 empty] | 0.55526 | 0
LCP_Inputs_ON_Electric_Howarth_2023_05_05 | 2035 | Electrolyser 2050 | Crossload | Hydrogen | PJ | Dispatch-Crossload | FuelCost | 0 | [6 empty] | 0.55526 | 0
LCP_Inputs_ON_Electric_Howarth_2023_05_05 | 2035 | Electrolyser 2050 | Crossload | Hydrogen | PJ | Dispatch-Crossload | VOM | 0 | [6 empty] | 0.55526 | 0
LCP_Inputs_ON_Electric_Howarth_2023_05_05 | 2035 | Electrolyser 2050 | Crossload | Hydrogen | QC | Dispatch-Crossload | EmissionsCost | 0 | [6 empty] | 0.55526 | 0
LCP_Inputs_ON_Electric_Howarth_2023_05_05 | 2035 | Electrolyser 2050 | Crossload | Hydrogen | QC | Dispatch-Crossload | FuelCost | 0 | [6 empty] | 0.55526 | 0
LCP_Inputs_ON_Electric_Howarth_2023_05_05 | 2035 | Electrolyser 2050 | Crossload | Hydrogen | QC | Dispatch-Crossload | VOM | 0 | [6 empty] | 0.55526 | 0
LCP_Inputs_ON_Electric_Howarth_2023_05_05 | 2035 | Electrolyser 2050 | Crossload | Hydrogen | WC | Dispatch-Crossload | EmissionsCost | 0 | [6 empty] | 0.55526 | 0
LCP_Inputs_ON_Electric_Howarth_2023_05_05 | 2035 | Electrolyser 2050 | Crossload | Hydrogen | WC | Dispatch-Crossload | FuelCost | 0 | [6 empty] | 0.55526 | 0
LCP_Inputs_ON_Electric_Howarth_2023_05_05 | 2035 | Electrolyser 2050 | Crossload | Hydrogen | WC | Dispatch-Crossload | VOM | 0 | [6 empty] | 0.55526 | 0
LCP_Inputs_ON_Electric_Howarth_2023_05_05 | 2035 | Fossil Fuel Thermal (Coal, Peat, Oil) | Generation | Electricity | MI | Dispatch-Generation | EmissionsCost | 0 | [6 empty] | 0.55526 | 0
LCP_Inputs_ON_Electric_Howarth_2023_05_05 | 2035 | Fossil Fuel Thermal (Coal, Peat, Oil) | Generation | Electricity | MI | Dispatch-Generation | FuelCost | 0 | [6 empty] | 0.55526 | 0
LCP_Inputs_ON_Electric_Howarth_2023_05_05 | 2035 | Fossil Fuel Thermal (Coal, Peat, Oil) | Generation | Electricity | MI | Dispatch-Generation | VOM | 0 | [6 empty] | 0.55526 | 0
LCP_Inputs_ON_Electric_Howarth_2023_05_05 | 2035 | Fossil Fuel Thermal (Coal, Peat, Oil) | Generation | Electricity | NY | Dispatch-Generation | EmissionsCost | 0 | [6 empty] | 0.55526 | 0
LCP_Inputs_ON_Electric_Howarth_2023_05_05 | 2035 | Fossil Fuel Thermal (Coal, Peat, Oil) | Generation | Electricity | NY | Dispatch-Generation | FuelCost | 0 | [6 empty] | 0.55526 | 0
LCP_Inputs_ON_Electric_Howarth_2023_05_05 | 2035 | Fossil Fuel Thermal (Coal, Peat, Oil) | Generation | Electricity | NY | Dispatch-Generation | VOM | 0 | [6 empty] | 0.55526 | 0
LCP_Inputs_ON_Electric_Howarth_2023_05_05 | 2035 | Fossil Fuel Thermal (Coal, Peat, Oil) | Generation | Electricity | ON | Dispatch-Generation | EmissionsCost | 0 | [6 empty] | 0.55526 | 0
LCP_Inputs_ON_Electric_Howarth_2023_05_05 | 2035 | Fossil Fuel Thermal (Coal, Peat, Oil) | Generation | Electricity | ON | Dispatch-Generation | FuelCost | 0 | [6 empty] | 0.55526 | 0
LCP_Inputs_ON_Electric_Howarth_2023_05_05 | 2035 | Fossil Fuel Thermal (Coal, Peat, Oil) | Generation | Electricity | ON | Dispatch-Generation | VOM | 0 | [6 empty] | 0.55526 | 0
LCP_Inputs_ON_Electric_Howarth_2023_05_05 | 2035 | Fossil Fuel Thermal (Coal, Peat, Oil) | Generation | Electricity | PJ | Dispatch-Generation | EmissionsCost | 0 | [6 empty] | 0.55526 | 0
LCP_Inputs_ON_Electric_Howarth_2023_05_05 | 2035 | Fossil Fuel Thermal (Coal, Peat, Oil) | Generation | Electricity | PJ | Dispatch-Generation | FuelCost | 0 | [6 empty] | 0.55526 | 0
LCP_Inputs_ON_Electric_Howarth_2023_05_05 | 2035 | Fossil Fuel Thermal (Coal, Peat, Oil) | Generation | Electricity | PJ | Dispatch-Generation | VOM | 0 | [6 empty] | 0.55526 | 0
LCP_Inputs_ON_Electric_Howarth_2023_05_05 | 2035 | Fossil Fuel Thermal (Coal, Peat, Oil) | Generation | Electricity | QC | Dispatch-Generation | EmissionsCost | 0 | [6 empty] | 0.55526 | 0
LCP_Inputs_ON_Electric_Howarth_2023_05_05 | 2035 | Fossil Fuel Thermal (Coal, Peat, Oil) | Generation | Electricity | QC | Dispatch-Generation | FuelCost | 0 | [6 empty] | 0.55526 | 0
LCP_Inputs_ON_Electric_Howarth_2023_05_05 | 2035 | Fossil Fuel Thermal (Coal, Peat, Oil) | Generation | Electricity | QC | Dispatch-Generation | VOM | 0 | [6 empty] | 0.55526 | 0
LCP_Inputs_ON_Electric_Howarth_2023_05_05 | 2035 | Fossil Fuel Thermal (Coal, Peat, Oil) | Generation | Electricity | WC | Dispatch-Generation | EmissionsCost | 0 | [6 empty] | 0.55526 | 0
LCP_Inputs_ON_Electric_Howarth_2023_05_05 | 2035 | Fossil Fuel Thermal (Coal, Peat, Oil) | Generation | Electricity | WC | Dispatch-Generation | FuelCost | 0 | [6 empty] | 0.55526 | 0
LCP_Inputs_ON_Electric_Howarth_2023_05_05 | 2035 | Fossil Fuel Thermal (Coal, Peat, Oil) | Generation | Electricity | WC | Dispatch-Generation | VOM | 0 | [6 empty] | 0.55526 | 0
LCP_Inputs_ON_Electric_Howarth_2023_05_05 | 2035 | Generic - Generator | Generation | Electricity | MI | Dispatch-Generation | EmissionsCost | 0 | [6 empty] | 0.55526 | 0
LCP_Inputs_ON_Electric_Howarth_2023_05_05 | 2035 | Generic - Generator | Generation | Electricity | MI | Dispatch-Generation | FuelCost | 1914828256.8349 | [6 empty] | 0.55526 | 1063236159.8128
LCP_Inputs_ON_Electric_Howarth_2023_05_05 | 2035 | Generic - Generator | Generation | Electricity | MI | Dispatch-Generation | VOM | 66868135.5263 | [6 empty] | 0.55526 | 37129502.0204
LCP_Inputs_ON_Electric_Howarth_2023_05_05 | 2035 | Generic - Generator | Generation | Electricity | NY | Dispatch-Generation | EmissionsCost | 0 | [6 empty] | 0.55526 | 0
LCP_Inputs_ON_Electric_Howarth_2023_05_05 | 2035 | Generic - Generator | Generation | Electricity | NY | Dispatch-Generation | FuelCost | 745132168.0451 | [6 empty] | 0.55526 | 413745442.7452
LCP_Inputs_ON_Electric_Howarth_2023_05_05 | 2035 | Generic - Generator | Generation | Electricity | NY | Dispatch-Generation | VOM | 26020923.088 | [6 empty] | 0.55526 | 14448494.9186
LCP_Inputs_ON_Electric_Howarth_2023_05_05 | 2035 | Generic - Generator | Generation | Electricity | ON | Dispatch-Generation | EmissionsCost | 0 | [6 empty] | 0.55526 | 0
LCP_Inputs_ON_Electric_Howarth_2023_05_05 | 2035 | Generic - Generator | Generation | Electricity | ON | Dispatch-Generation | FuelCost | 0 | [6 empty] | 0.55526 | 0
LCP_Inputs_ON_Electric_Howarth_2023_05_05 | 2035 | Generic - Generator | Generation | Electricity | ON | Dispatch-Generation | VOM | 0 | [6 empty] | 0.55526 | 0
LCP_Inputs_ON_Electric_Howarth_2023_05_05 | 2035 | Generic - Generator | Generation | Electricity | PJ | Dispatch-Generation | EmissionsCost | 0 | [6 empty] | 0.55526 | 0
LCP_Inputs_ON_Electric_Howarth_2023_05_05 | 2035 | Generic - Generator | Generation | Electricity | PJ | Dispatch-Generation | FuelCost | 7324771896.2137 | [6 empty] | 0.55526 | 4067185824.4393
LCP_Inputs_ON_Electric_Howarth_2023_05_05 | 2035 | Generic - Generator | Generation | Electricity | PJ | Dispatch-Generation | VOM | 255789958.2413 | [6 empty] | 0.55526 | 142031083.9619
LCP_Inputs_ON_Electric_Howarth_2023_05_05 | 2035 | Generic - Generator | Generation | Electricity | QC | Dispatch-Generation | EmissionsCost | 0 | [6 empty] | 0.55526 | 0
LCP_Inputs_ON_Electric_Howarth_2023_05_05 | 2035 | Generic - Generator | Generation | Electricity | QC | Dispatch-Generation | FuelCost | 0 | [6 empty] | 0.55526 | 0
LCP_Inputs_ON_Electric_Howarth_2023_05_05 | 2035 | Generic - Generator | Generation | Electricity | QC | Dispatch-Generation | VOM | 0 | [6 empty] | 0.55526 | 0
LCP_Inputs_ON_Electric_Howarth_2023_05_05 | 2035 | Generic - Generator | Generation | Electricity | WC | Dispatch-Generation | EmissionsCost | 0 | [6 empty] | 0.55526 | 0
LCP_Inputs_ON_Electric_Howarth_2023_05_05 | 2035 | Generic - Generator | Generation | Electricity | WC | Dispatch-Generation | FuelCost | 1737227.6587 | [6 empty] | 0.55526 | 964620.852
LCP_Inputs_ON_Electric_Howarth_2023_05_05 | 2035 | Generic - Generator | Generation | Electricity | WC | Dispatch-Generation | VOM | 60666.1063 | [6 empty] | 0.55526 | 33685.7353
LCP_Inputs_ON_Electric_Howarth_2023_05_05 | 2035 | H2 Import - QC | Import | Hydrogen | MI | Dispatch-Import | EmissionsCost | 0 | [6 empty] | 0.55526 | 0
LCP_Inputs_ON_Electric_Howarth_2023_05_05 | 2035 | H2 Import - QC | Import | Hydrogen | MI | Dispatch-Import | FuelCost | 0 | [6 empty] | 0.55526 | 0
LCP_Inputs_ON_Electric_Howarth_2023_05_05 | 2035 | H2 Import - QC | Import | Hydrogen | MI | Dispatch-Import | VOM | 0 | [6 empty] | 0.55526 | 0
LCP_Inputs_ON_Electric_Howarth_2023_05_05 | 2035 | H2 Import - QC | Import | Hydrogen | NY | Dispatch-Import | EmissionsCost | 0 | [6 empty] | 0.55526 | 0
LCP_Inputs_ON_Electric_Howarth_2023_05_05 | 2035 | H2 Import - QC | Import | Hydrogen | NY | Dispatch-Import | FuelCost | 0 | [6 empty] | 0.55526 | 0
LCP_Inputs_ON_Electric_Howarth_2023_05_05 | 2035 | H2 Import - QC | Import | Hydrogen | NY | Dispatch-Import | VOM | 0 | [6 empty] | 0.55526 | 0
LCP_Inputs_ON_Electric_Howarth_2023_05_05 | 2035 | H2 Import - QC | Import | Hydrogen | ON | Dispatch-Import | EmissionsCost | 0 | [6 empty] | 0.55526 | 0
LCP_Inputs_ON_Electric_Howarth_2023_05_05 | 2035 | H2 Import - QC | Import | Hydrogen | ON | Dispatch-Import | FuelCost | 0 | [6 empty] | 0.55526 | 0
LCP_Inputs_ON_Electric_Howarth_2023_05_05 | 2035 | H2 Import - QC | Import | Hydrogen | ON | Dispatch-Import | VOM | 0 | [6 empty] | 0.55526 | 0
LCP_Inputs_ON_Electric_Howarth_2023_05_05 | 2035 | H2 Import - QC | Import | Hydrogen | PJ | Dispatch-Import | EmissionsCost | 0 | [6 empty] | 0.55526 | 0
LCP_Inputs_ON_Electric_Howarth_2023_05_05 | 2035 | H2 Import - QC | Import | Hydrogen | PJ | Dispatch-Import | FuelCost | 0 | [6 empty] | 0.55526 | 0
LCP_Inputs_ON_Electric_Howarth_2023_05_05 | 2035 | H2 Import - QC | Import | Hydrogen | PJ | Dispatch-Import | VOM | 0 | [6 empty] | 0.55526 | 0
LCP_Inputs_ON_Electric_Howarth_2023_05_05 | 2035 | H2 Import - QC | Import | Hydrogen | QC | Dispatch-Import | EmissionsCost | 0 | [6 empty] | 0.55526 | 0
LCP_Inputs_ON_Electric_Howarth_2023_05_05 | 2035 | H2 Import - QC | Import | Hydrogen | QC | Dispatch-Import | FuelCost | 0 | [6 empty] | 0.55526 | 0
LCP_Inputs_ON_Electric_Howarth_2023_05_05 | 2035 | H2 Import - QC | Import | Hydrogen | QC | Dispatch-Import | VOM | 0 | [6 empty] | 0.55526 | 0
LCP_Inputs_ON_Electric_Howarth_2023_05_05 | 2035 | H2 Import - QC | Import | Hydrogen | WC | Dispatch-Import | EmissionsCost | 0 | [6 empty] | 0.55526 | 0
LCP_Inputs_ON_Electric_Howarth_2023_05_05 | 2035 | H2 Import - QC | Import | Hydrogen | WC | Dispatch-Import | FuelCost | 0 | [6 empty] | 0.55526 | 0
LCP_Inputs_ON_Electric_Howarth_2023_05_05 | 2035 | H2 Import - QC | Import | Hydrogen | WC | Dispatch-Import | VOM | 0 | [6 empty] | 0.55526 | 0
LCP_Inputs_ON_Electric_Howarth_2023_05_05 | 2035 | H2 Import - WC | Import | Hydrogen | MI | Dispatch-Import | EmissionsCost | 0 | [6 empty] | 0.55526 | 0
LCP_Inputs_ON_Electric_Howarth_2023_05_05 | 2035 | H2 Import - WC | Import | Hydrogen | MI | Dispatch-Import | FuelCost | 0 | [6 empty] | 0.55526 | 0
LCP_Inputs_ON_Electric_Howarth_2023_05_05 | 2035 | H2 Import - WC | Import | Hydrogen | MI | Dispatch-Import | VOM | 0 | [6 empty] | 0.55526 | 0
LCP_Inputs_ON_Electric_Howarth_2023_05_05 | 2035 | H2 Import - WC | Import | Hydrogen | NY | Dispatch-Import | EmissionsCost | 0 | [6 empty] | 0.55526 | 0
LCP_Inputs_ON_Electric_Howarth_2023_05_05 | 2035 | H2 Import - WC | Import | Hydrogen | NY | Dispatch-Import | FuelCost | 0 | [6 empty] | 0.55526 | 0
LCP_Inputs_ON_Electric_Howarth_2023_05_05 | 2035 | H2 Import - WC | Import | Hydrogen | NY | Dispatch-Import | VOM | 0 | [6 empty] | 0.55526 | 0
LCP_Inputs_ON_Electric_Howarth_2023_05_05 | 2035 | H2 Import - WC | Import | Hydrogen | ON | Dispatch-Import | EmissionsCost | 0 | [6 empty] | 0.55526 | 0
LCP_Inputs_ON_Electric_Howarth_2023_05_05 | 2035 | H2 Import - WC | Import | Hydrogen | ON | Dispatch-Import | FuelCost | 0 | [6 empty] | 0.55526 | 0
LCP_Inputs_ON_Electric_Howarth_2023_05_05 | 2035 | H2 Import - WC | Import | Hydrogen | ON | Dispatch-Import | VOM | 0 | [6 empty] | 0.55526 | 0
LCP_Inputs_ON_Electric_Howarth_2023_05_05 | 2035 | H2 Import - WC | Import | Hydrogen | PJ | Dispatch-Import | EmissionsCost | 0 | [6 empty] | 0.55526 | 0
LCP_Inputs_ON_Electric_Howarth_2023_05_05 | 2035 | H2 Import - WC | Import | Hydrogen | PJ | Dispatch-Import | FuelCost | 0 | [6 empty] | 0.55526 | 0
LCP_Inputs_ON_Electric_Howarth_2023_05_05 | 2035 | H2 Import - WC | Import | Hydrogen | PJ | Dispatch-Import | VOM | 0 | [6 empty] | 0.55526 | 0
LCP_Inputs_ON_Electric_Howarth_2023_05_05 | 2035 | H2 Import - WC | Import | Hydrogen | QC | Dispatch-Import | EmissionsCost | 0 | [6 empty] | 0.55526 | 0
LCP_Inputs_ON_Electric_Howarth_2023_05_05 | 2035 | H2 Import - WC | Import | Hydrogen | QC | Dispatch-Import | FuelCost | 0 | [6 empty] | 0.55526 | 0
LCP_Inputs_ON_Electric_Howarth_2023_05_05 | 2035 | H2 Import - WC | Import | Hydrogen | QC | Dispatch-Import | VOM | 0 | [6 empty] | 0.55526 | 0
LCP_Inputs_ON_Electric_Howarth_2023_05_05 | 2035 | H2 Import - WC | Import | Hydrogen | WC | Dispatch-Import | EmissionsCost | 0 | [6 empty] | 0.55526 | 0
LCP_Inputs_ON_Electric_Howarth_2023_05_05 | 2035 | H2 Import - WC | Import | Hydrogen | WC | Dispatch-Import | FuelCost | 0 | [6 empty] | 0.55526 | 0
LCP_Inputs_ON_Electric_Howarth_2023_05_05 | 2035 | H2 Import - WC | Import | Hydrogen | WC | Dispatch-Import | VOM | 0 | [6 empty] | 0.55526 | 0
LCP_Inputs_ON_Electric_Howarth_2023_05_05 | 2035 | H2 Salt Cavern Storage - ON | Storage | Hydrogen | MI | Dispatch-Storage | EmissionsCost | 0 | [6 empty] | 0.55526 | 0
LCP_Inputs_ON_Electric_Howarth_2023_05_05 | 2035 | H2 Salt Cavern Storage - ON | Storage | Hydrogen | MI | Dispatch-Storage | FuelCost | 0 | [6 empty] | 0.55526 | 0
LCP_Inputs_ON_Electric_Howarth_2023_05_05 | 2035 | H2 Salt Cavern Storage - ON | Storage | Hydrogen | MI | Dispatch-Storage | VOM | 0 | [6 empty] | 0.55526 | 0
LCP_Inputs_ON_Electric_Howarth_2023_05_05 | 2035 | H2 Salt Cavern Storage - ON | Storage | Hydrogen | NY | Dispatch-Storage | EmissionsCost | 0 | [6 empty] | 0.55526 | 0
LCP_Inputs_ON_Electric_Howarth_2023_05_05 | 2035 | H2 Salt Cavern Storage - ON | Storage | Hydrogen | NY | Dispatch-Storage | FuelCost | 0 | [6 empty] | 0.55526 | 0
LCP_Inputs_ON_Electric_Howarth_2023_05_05 | 2035 | H2 Salt Cavern Storage - ON | Storage | Hydrogen | NY | Dispatch-Storage | VOM | 0 | [6 empty] | 0.55526 | 0
LCP_Inputs_ON_Electric_Howarth_2023_05_05 | 2035 | H2 Salt Cavern Storage - ON | Storage | Hydrogen | ON | Dispatch-Storage | EmissionsCost | 0 | [6 empty] | 0.55526 | 0
LCP_Inputs_ON_Electric_Howarth_2023_05_05 | 2035 | H2 Salt Cavern Storage - ON | Storage | Hydrogen | ON | Dispatch-Storage | FuelCost | 0 | [6 empty] | 0.55526 | 0
LCP_Inputs_ON_Electric_Howarth_2023_05_05 | 2035 | H2 Salt Cavern Storage - ON | Storage | Hydrogen | ON | Dispatch-Storage | VOM | 12116975.9484 | [6 empty] | 0.55526 | 6728126.6244
LCP_Inputs_ON_Electric_Howarth_2023_05_05 | 2035 | H2 Salt Cavern Storage - ON | Storage | Hydrogen | PJ | Dispatch-Storage | EmissionsCost | 0 | [6 empty] | 0.55526 | 0
LCP_Inputs_ON_Electric_Howarth_2023_05_05 | 2035 | H2 Salt Cavern Storage - ON | Storage | Hydrogen | PJ | Dispatch-Storage | FuelCost | 0 | [6 empty] | 0.55526 | 0
LCP_Inputs_ON_Electric_Howarth_2023_05_05 | 2035 | H2 Salt Cavern Storage - ON | Storage | Hydrogen | PJ | Dispatch-Storage | VOM | 0 | [6 empty] | 0.55526 | 0
LCP_Inputs_ON_Electric_Howarth_2023_05_05 | 2035 | H2 Salt Cavern Storage - ON | Storage | Hydrogen | QC | Dispatch-Storage | EmissionsCost | 0 | [6 empty] | 0.55526 | 0
LCP_Inputs_ON_Electric_Howarth_2023_05_05 | 2035 | H2 Salt Cavern Storage - ON | Storage | Hydrogen | QC | Dispatch-Storage | FuelCost | 0 | [6 empty] | 0.55526 | 0
LCP_Inputs_ON_Electric_Howarth_2023_05_05 | 2035 | H2 Salt Cavern Storage - ON | Storage | Hydrogen | QC | Dispatch-Storage | VOM | 0 | [6 empty] | 0.55526 | 0
LCP_Inputs_ON_Electric_Howarth_2023_05_05 | 2035 | H2 Salt Cavern Storage - ON | Storage | Hydrogen | WC | Dispatch-Storage | EmissionsCost | 0 | [6 empty] | 0.55526 | 0
LCP_Inputs_ON_Electric_Howarth_2023_05_05 | 2035 | H2 Salt Cavern Storage - ON | Storage | Hydrogen | WC | Dispatch-Storage | FuelCost | 0 | [6 empty] | 0.55526 | 0
LCP_Inputs_ON_Electric_Howarth_2023_05_05 | 2035 | H2 Salt Cavern Storage - ON | Storage | Hydrogen | WC | Dispatch-Storage | VOM | 0 | [6 empty] | 0.55526 | 0
LCP_Inputs_ON_Electric_Howarth_2023_05_05 | 2035 | Hydro | Generation | Electricity | MI | Dispatch-Generation | EmissionsCost | 0 | [6 empty] | 0.55526 | 0
LCP_Inputs_ON_Electric_Howarth_2023_05_05 | 2035 | Hydro | Generation | Electricity | MI | Dispatch-Generation | FuelCost | 0 | [6 empty] | 0.55526 | 0
LCP_Inputs_ON_Electric_Howarth_2023_05_05 | 2035 | Hydro | Generation | Electricity | MI | Dispatch-Generation | VOM | 0 | [6 empty] | 0.55526 | 0
LCP_Inputs_ON_Electric_Howarth_2023_05_05 | 2035 | Hydro | Generation | Electricity | NY | Dispatch-Generation | EmissionsCost | 0 | [6 empty] | 0.55526 | 0
LCP_Inputs_ON_Electric_Howarth_2023_05_05 | 2035 | Hydro | Generation | Electricity | NY | Dispatch-Generation | FuelCost | 0 | [6 empty] | 0.55526 | 0
LCP_Inputs_ON_Electric_Howarth_2023_05_05 | 2035 | Hydro | Generation | Electricity | NY | Dispatch-Generation | VOM | 0 | [6 empty] | 0.55526 | 0
LCP_Inputs_ON_Electric_Howarth_2023_05_05 | 2035 | Hydro | Generation | Electricity | ON | Dispatch-Generation | EmissionsCost | 0 | [6 empty] | 0.55526 | 0
LCP_Inputs_ON_Electric_Howarth_2023_05_05 | 2035 | Hydro | Generation | Electricity | ON | Dispatch-Generation | FuelCost | 0 | [6 empty] | 0.55526 | 0
LCP_Inputs_ON_Electric_Howarth_2023_05_05 | 2035 | Hydro | Generation | Electricity | ON | Dispatch-Generation | VOM | 0 | [6 empty] | 0.55526 | 0
LCP_Inputs_ON_Electric_Howarth_2023_05_05 | 2035 | Hydro | Generation | Electricity | PJ | Dispatch-Generation | EmissionsCost | 0 | [6 empty] | 0.55526 | 0
LCP_Inputs_ON_Electric_Howarth_2023_05_05 | 2035 | Hydro | Generation | Electricity | PJ | Dispatch-Generation | FuelCost | 0 | [6 empty] | 0.55526 | 0
LCP_Inputs_ON_Electric_Howarth_2023_05_05 | 2035 | Hydro | Generation | Electricity | PJ | Dispatch-Generation | VOM | 0 | [6 empty] | 0.55526 | 0
LCP_Inputs_ON_Electric_Howarth_2023_05_05 | 2035 | Hydro | Generation | Electricity | QC | Dispatch-Generation | EmissionsCost | 0 | [6 empty] | 0.55526 | 0
LCP_Inputs_ON_Electric_Howarth_2023_05_05 | 2035 | Hydro | Generation | Electricity | QC | Dispatch-Generation | FuelCost | 0 | [6 empty] | 0.55526 | 0
LCP_Inputs_ON_Electric_Howarth_2023_05_05 | 2035 | Hydro | Generation | Electricity | QC | Dispatch-Generation | VOM | 0 | [6 empty] | 0.55526 | 0
LCP_Inputs_ON_Electric_Howarth_2023_05_05 | 2035 | Hydro | Generation | Electricity | WC | Dispatch-Generation | EmissionsCost | 0 | [6 empty] | 0.55526 | 0
LCP_Inputs_ON_Electric_Howarth_2023_05_05 | 2035 | Hydro | Generation | Electricity | WC | Dispatch-Generation | FuelCost | 0 | [6 empty] | 0.55526 | 0
LCP_Inputs_ON_Electric_Howarth_2023_05_05 | 2035 | Hydro | Generation | Electricity | WC | Dispatch-Generation | VOM | 0 | [6 empty] | 0.55526 | 0
LCP_Inputs_ON_Electric_Howarth_2023_05_05 | 2035 | Hydro Pumped Storage | Storage | Electricity | MI | Dispatch-Storage | EmissionsCost | 0 | [6 empty] | 0.55526 | 0
LCP_Inputs_ON_Electric_Howarth_2023_05_05 | 2035 | Hydro Pumped Storage | Storage | Electricity | MI | Dispatch-Storage | FuelCost | 0 | [6 empty] | 0.55526 | 0
LCP_Inputs_ON_Electric_Howarth_2023_05_05 | 2035 | Hydro Pumped Storage | Storage | Electricity | MI | Dispatch-Storage | VOM | 0 | [6 empty] | 0.55526 | 0
LCP_Inputs_ON_Electric_Howarth_2023_05_05 | 2035 | Hydro Pumped Storage | Storage | Electricity | NY | Dispatch-Storage | EmissionsCost | 0 | [6 empty] | 0.55526 | 0
LCP_Inputs_ON_Electric_Howarth_2023_05_05 | 2035 | Hydro Pumped Storage | Storage | Electricity | NY | Dispatch-Storage | FuelCost | 0 | [6 empty] | 0.55526 | 0
LCP_Inputs_ON_Electric_Howarth_2023_05_05 | 2035 | Hydro Pumped Storage | Storage | Electricity | NY | Dispatch-Storage | VOM | 0 | [6 empty] | 0.55526 | 0
LCP_Inputs_ON_Electric_Howarth_2023_05_05 | 2035 | Hydro Pumped Storage | Storage | Electricity | ON | Dispatch-Storage | EmissionsCost | 0 | [6 empty] | 0.55526 | 0
LCP_Inputs_ON_Electric_Howarth_2023_05_05 | 2035 | Hydro Pumped Storage | Storage | Electricity | ON | Dispatch-Storage | FuelCost | 0 | [6 empty] | 0.55526 | 0
LCP_Inputs_ON_Electric_Howarth_2023_05_05 | 2035 | Hydro Pumped Storage | Storage | Electricity | ON | Dispatch-Storage | VOM | 0 | [6 empty] | 0.55526 | 0
LCP_Inputs_ON_Electric_Howarth_2023_05_05 | 2035 | Hydro Pumped Storage | Storage | Electricity | PJ | Dispatch-Storage | EmissionsCost | 0 | [6 empty] | 0.55526 | 0
LCP_Inputs_ON_Electric_Howarth_2023_05_05 | 2035 | Hydro Pumped Storage | Storage | Electricity | PJ | Dispatch-Storage | FuelCost | 0 | [6 empty] | 0.55526 | 0
LCP_Inputs_ON_Electric_Howarth_2023_05_05 | 2035 | Hydro Pumped Storage | Storage | Electricity | PJ | Dispatch-Storage | VOM | 0 | [6 empty] | 0.55526 | 0
LCP_Inputs_ON_Electric_Howarth_2023_05_05 | 2035 | Hydro Pumped Storage | Storage | Electricity | QC | Dispatch-Storage | EmissionsCost | 0 | [6 empty] | 0.55526 | 0
LCP_Inputs_ON_Electric_Howarth_2023_05_05 | 2035 | Hydro Pumped Storage | Storage | Electricity | QC | Dispatch-Storage | FuelCost | 0 | [6 empty] | 0.55526 | 0
LCP_Inputs_ON_Electric_Howarth_2023_05_05 | 2035 | Hydro Pumped Storage | Storage | Electricity | QC | Dispatch-Storage | VOM | 0 | [6 empty] | 0.55526 | 0
LCP_Inputs_ON_Electric_Howarth_2023_05_05 | 2035 | Hydro Pumped Storage | Storage | Electricity | WC | Dispatch-Storage | EmissionsCost | 0 | [6 empty] | 0.55526 | 0
LCP_Inputs_ON_Electric_Howarth_2023_05_05 | 2035 | Hydro Pumped Storage | Storage | Electricity | WC | Dispatch-Storage | FuelCost | 0 | [6 empty] | 0.55526 | 0
LCP_Inputs_ON_Electric_Howarth_2023_05_05 | 2035 | Hydro Pumped Storage | Storage | Electricity | WC | Dispatch-Storage | VOM | 0 | [6 empty] | 0.55526 | 0
LCP_Inputs_ON_Electric_Howarth_2023_05_05 | 2035 | Nuclear | Generation | Electricity | MI | Dispatch-Generation | EmissionsCost | 0 | [6 empty] | 0.55526 | 0
LCP_Inputs_ON_Electric_Howarth_2023_05_05 | 2035 | Nuclear | Generation | Electricity | MI | Dispatch-Generation | FuelCost | 0 | [6 empty] | 0.55526 | 0
LCP_Inputs_ON_Electric_Howarth_2023_05_05 | 2035 | Nuclear | Generation | Electricity | MI | Dispatch-Generation | VOM | 2762866296.96 | [6 empty] | 0.55526 | 1534121580.4448
LCP_Inputs_ON_Electric_Howarth_2023_05_05 | 2035 | Nuclear | Generation | Electricity | NY | Dispatch-Generation | EmissionsCost | 0 | [6 empty] | 0.55526 | 0
LCP_Inputs_ON_Electric_Howarth_2023_05_05 | 2035 | Nuclear | Generation | Electricity | NY | Dispatch-Generation | FuelCost | 0 | [6 empty] | 0.55526 | 0
LCP_Inputs_ON_Electric_Howarth_2023_05_05 | 2035 | Nuclear | Generation | Electricity | NY | Dispatch-Generation | VOM | 2246155230.144 | [6 empty] | 0.55526 | 1247210266.8827
LCP_Inputs_ON_Electric_Howarth_2023_05_05 | 2035 | Nuclear | Generation | Electricity | ON | Dispatch-Generation | EmissionsCost | 0 | [6 empty] | 0.55526 | 0
LCP_Inputs_ON_Electric_Howarth_2023_05_05 | 2035 | Nuclear | Generation | Electricity | ON | Dispatch-Generation | FuelCost | 0 | [6 empty] | 0.55526 | 0
LCP_Inputs_ON_Electric_Howarth_2023_05_05 | 2035 | Nuclear | Generation | Electricity | ON | Dispatch-Generation | VOM | 7240796912.4466 | [6 empty] | 0.55526 | 4020557496.8375
LCP_Inputs_ON_Electric_Howarth_2023_05_05 | 2035 | Nuclear | Generation | Electricity | PJ | Dispatch-Generation | EmissionsCost | 0 | [6 empty] | 0.55526 | 0
LCP_Inputs_ON_Electric_Howarth_2023_05_05 | 2035 | Nuclear | Generation | Electricity | PJ | Dispatch-Generation | FuelCost | 0 | [6 empty] | 0.55526 | 0
LCP_Inputs_ON_Electric_Howarth_2023_05_05 | 2035 | Nuclear | Generation | Electricity | PJ | Dispatch-Generation | VOM | 6401347648.6848 | [6 empty] | 0.55526 | 3554441118.8418
LCP_Inputs_ON_Electric_Howarth_2023_05_05 | 2035 | Nuclear | Generation | Electricity | QC | Dispatch-Generation | EmissionsCost | 0 | [6 empty] | 0.55526 | 0
LCP_Inputs_ON_Electric_Howarth_2023_05_05 | 2035 | Nuclear | Generation | Electricity | QC | Dispatch-Generation | FuelCost | 0 | [6 empty] | 0.55526 | 0
LCP_Inputs_ON_Electric_Howarth_2023_05_05 | 2035 | Nuclear | Generation | Electricity | QC | Dispatch-Generation | VOM | 0 | [6 empty] | 0.55526 | 0
LCP_Inputs_ON_Electric_Howarth_2023_05_05 | 2035 | Nuclear | Generation | Electricity | WC | Dispatch-Generation | EmissionsCost | 0 | [6 empty] | 0.55526 | 0
LCP_Inputs_ON_Electric_Howarth_2023_05_05 | 2035 | Nuclear | Generation | Electricity | WC | Dispatch-Generation | FuelCost | 0 | [6 empty] | 0.55526 | 0
LCP_Inputs_ON_Electric_Howarth_2023_05_05 | 2035 | Nuclear | Generation | Electricity | WC | Dispatch-Generation | VOM | 0 | [6 empty] | 0.55526 | 0
LCP_Inputs_ON_Electric_Howarth_2023_05_05 | 2035 | Nuclear SMR | Generation | Electricity | MI | Dispatch-Generation | EmissionsCost | 0 | [6 empty] | 0.55526 | 0
LCP_Inputs_ON_Electric_Howarth_2023_05_05 | 2035 | Nuclear SMR | Generation | Electricity | MI | Dispatch-Generation | FuelCost | 0 | [6 empty] | 0.55526 | 0
LCP_Inputs_ON_Electric_Howarth_2023_05_05 | 2035 | Nuclear SMR | Generation | Electricity | MI | Dispatch-Generation | VOM | 0 | [6 empty] | 0.55526 | 0
LCP_Inputs_ON_Electric_Howarth_2023_05_05 | 2035 | Nuclear SMR | Generation | Electricity | NY | Dispatch-Generation | EmissionsCost | 0 | [6 empty] | 0.55526 | 0
LCP_Inputs_ON_Electric_Howarth_2023_05_05 | 2035 | Nuclear SMR | Generation | Electricity | NY | Dispatch-Generation | FuelCost | 0 | [6 empty] | 0.55526 | 0
LCP_Inputs_ON_Electric_Howarth_2023_05_05 | 2035 | Nuclear SMR | Generation | Electricity | NY | Dispatch-Generation | VOM | 0 | [6 empty] | 0.55526 | 0
LCP_Inputs_ON_Electric_Howarth_2023_05_05 | 2035 | Nuclear SMR | Generation | Electricity | ON | Dispatch-Generation | EmissionsCost | 0 | [6 empty] | 0.55526 | 0
LCP_Inputs_ON_Electric_Howarth_2023_05_05 | 2035 | Nuclear SMR | Generation | Electricity | ON | Dispatch-Generation | FuelCost | 0 | [6 empty] | 0.55526 | 0
LCP_Inputs_ON_Electric_Howarth_2023_05_05 | 2035 | Nuclear SMR | Generation | Electricity | ON | Dispatch-Generation | VOM | 19039640.4 | [6 empty] | 0.55526 | 10572036.4585
LCP_Inputs_ON_Electric_Howarth_2023_05_05 | 2035 | Nuclear SMR | Generation | Electricity | PJ | Dispatch-Generation | EmissionsCost | 0 | [6 empty] | 0.55526 | 0
LCP_Inputs_ON_Electric_Howarth_2023_05_05 | 2035 | Nuclear SMR | Generation | Electricity | PJ | Dispatch-Generation | FuelCost | 0 | [6 empty] | 0.55526 | 0
LCP_Inputs_ON_Electric_Howarth_2023_05_05 | 2035 | Nuclear SMR | Generation | Electricity | PJ | Dispatch-Generation | VOM | 0 | [6 empty] | 0.55526 | 0
LCP_Inputs_ON_Electric_Howarth_2023_05_05 | 2035 | Nuclear SMR | Generation | Electricity | QC | Dispatch-Generation | EmissionsCost | 0 | [6 empty] | 0.55526 | 0
LCP_Inputs_ON_Electric_Howarth_2023_05_05 | 2035 | Nuclear SMR | Generation | Electricity | QC | Dispatch-Generation | FuelCost | 0 | [6 empty] | 0.55526 | 0
LCP_Inputs_ON_Electric_Howarth_2023_05_05 | 2035 | Nuclear SMR | Generation | Electricity | QC | Dispatch-Generation | VOM | 0 | [6 empty] | 0.55526 | 0
LCP_Inputs_ON_Electric_Howarth_2023_05_05 | 2035 | Nuclear SMR | Generation | Electricity | WC | Dispatch-Generation | EmissionsCost | 0 | [6 empty] | 0.55526 | 0
LCP_Inputs_ON_Electric_Howarth_2023_05_05 | 2035 | Nuclear SMR | Generation | Electricity | WC | Dispatch-Generation | FuelCost | 0 | [6 empty] | 0.55526 | 0
LCP_Inputs_ON_Electric_Howarth_2023_05_05 | 2035 | Nuclear SMR | Generation | Electricity | WC | Dispatch-Generation | VOM | 0 | [6 empty] | 0.55526 | 0
LCP_Inputs_ON_Electric_Howarth_2023_05_05 | 2035 | O/CCGT - CH4 Existing | Crossload | Electricity | MI | Dispatch-Crossload | EmissionsCost | 0 | [6 empty] | 0.55526 | 0
LCP_Inputs_ON_Electric_Howarth_2023_05_05 | 2035 | O/CCGT - CH4 Existing | Crossload | Electricity | MI | Dispatch-Crossload | FuelCost | 0 | [6 empty] | 0.55526 | 0
LCP_Inputs_ON_Electric_Howarth_2023_05_05 | 2035 | O/CCGT - CH4 Existing | Crossload | Electricity | MI | Dispatch-Crossload | VOM | 0 | [6 empty] | 0.55526 | 0
LCP_Inputs_ON_Electric_Howarth_2023_05_05 | 2035 | O/CCGT - CH4 Existing | Crossload | Electricity | NY | Dispatch-Crossload | EmissionsCost | 0 | [6 empty] | 0.55526 | 0
LCP_Inputs_ON_Electric_Howarth_2023_05_05 | 2035 | O/CCGT - CH4 Existing | Crossload | Electricity | NY | Dispatch-Crossload | FuelCost | 0 | [6 empty] | 0.55526 | 0
LCP_Inputs_ON_Electric_Howarth_2023_05_05 | 2035 | O/CCGT - CH4 Existing | Crossload | Electricity | NY | Dispatch-Crossload | VOM | 0 | [6 empty] | 0.55526 | 0
LCP_Inputs_ON_Electric_Howarth_2023_05_05 | 2035 | O/CCGT - CH4 Existing | Crossload | Electricity | ON | Dispatch-Crossload | EmissionsCost | 11165878.9802 | [6 empty] | 0.55526 | 6200016.2393
LCP_Inputs_ON_Electric_Howarth_2023_05_05 | 2035 | O/CCGT - CH4 Existing | Crossload | Electricity | ON | Dispatch-Crossload | FuelCost | 0 | [6 empty] | 0.55526 | 0
LCP_Inputs_ON_Electric_Howarth_2023_05_05 | 2035 | O/CCGT - CH4 Existing | Crossload | Electricity | ON | Dispatch-Crossload | VOM | 405781.1348 | [6 empty] | 0.55526 | 225315.86
LCP_Inputs_ON_Electric_Howarth_2023_05_05 | 2035 | O/CCGT - CH4 Existing | Crossload | Electricity | PJ | Dispatch-Crossload | EmissionsCost | 0 | [6 empty] | 0.55526 | 0
LCP_Inputs_ON_Electric_Howarth_2023_05_05 | 2035 | O/CCGT - CH4 Existing | Crossload | Electricity | PJ | Dispatch-Crossload | FuelCost | 0 | [6 empty] | 0.55526 | 0
LCP_Inputs_ON_Electric_Howarth_2023_05_05 | 2035 | O/CCGT - CH4 Existing | Crossload | Electricity | PJ | Dispatch-Crossload | VOM | 0 | [6 empty] | 0.55526 | 0
LCP_Inputs_ON_Electric_Howarth_2023_05_05 | 2035 | O/CCGT - CH4 Existing | Crossload | Electricity | QC | Dispatch-Crossload | EmissionsCost | 0 | [6 empty] | 0.55526 | 0
LCP_Inputs_ON_Electric_Howarth_2023_05_05 | 2035 | O/CCGT - CH4 Existing | Crossload | Electricity | QC | Dispatch-Crossload | FuelCost | 0 | [6 empty] | 0.55526 | 0
LCP_Inputs_ON_Electric_Howarth_2023_05_05 | 2035 | O/CCGT - CH4 Existing | Crossload | Electricity | QC | Dispatch-Crossload | VOM | 0 | [6 empty] | 0.55526 | 0
LCP_Inputs_ON_Electric_Howarth_2023_05_05 | 2035 | O/CCGT - CH4 Existing | Crossload | Electricity | WC | Dispatch-Crossload | EmissionsCost | 0 | [6 empty] | 0.55526 | 0
LCP_Inputs_ON_Electric_Howarth_2023_05_05 | 2035 | O/CCGT - CH4 Existing | Crossload | Electricity | WC | Dispatch-Crossload | FuelCost | 0 | [6 empty] | 0.55526 | 0
LCP_Inputs_ON_Electric_Howarth_2023_05_05 | 2035 | O/CCGT - CH4 Existing | Crossload | Electricity | WC | Dispatch-Crossload | VOM | 0 | [6 empty] | 0.55526 | 0
LCP_Inputs_ON_Electric_Howarth_2023_05_05 | 2035 | O/CCGT - CH4 New | Crossload | Electricity | MI | Dispatch-Crossload | EmissionsCost | 0 | [6 empty] | 0.55526 | 0
LCP_Inputs_ON_Electric_Howarth_2023_05_05 | 2035 | O/CCGT - CH4 New | Crossload | Electricity | MI | Dispatch-Crossload | FuelCost | 0 | [6 empty] | 0.55526 | 0
LCP_Inputs_ON_Electric_Howarth_2023_05_05 | 2035 | O/CCGT - CH4 New | Crossload | Electricity | MI | Dispatch-Crossload | VOM | 0 | [6 empty] | 0.55526 | 0
LCP_Inputs_ON_Electric_Howarth_2023_05_05 | 2035 | O/CCGT - CH4 New | Crossload | Electricity | NY | Dispatch-Crossload | EmissionsCost | 0 | [6 empty] | 0.55526 | 0
LCP_Inputs_ON_Electric_Howarth_2023_05_05 | 2035 | O/CCGT - CH4 New | Crossload | Electricity | NY | Dispatch-Crossload | FuelCost | 0 | [6 empty] | 0.55526 | 0
LCP_Inputs_ON_Electric_Howarth_2023_05_05 | 2035 | O/CCGT - CH4 New | Crossload | Electricity | NY | Dispatch-Crossload | VOM | 0 | [6 empty] | 0.55526 | 0
LCP_Inputs_ON_Electric_Howarth_2023_05_05 | 2035 | O/CCGT - CH4 New | Crossload | Electricity | ON | Dispatch-Crossload | EmissionsCost | 1023543.3464 | [6 empty] | 0.55526 | 568337.2872
LCP_Inputs_ON_Electric_Howarth_2023_05_05 | 2035 | O/CCGT - CH4 New | Crossload | Electricity | ON | Dispatch-Crossload | FuelCost | 0 | [6 empty] | 0.55526 | 0
LCP_Inputs_ON_Electric_Howarth_2023_05_05 | 2035 | O/CCGT - CH4 New | Crossload | Electricity | ON | Dispatch-Crossload | VOM | 37196.7654 | [6 empty] | 0.55526 | 20654.0434
LCP_Inputs_ON_Electric_Howarth_2023_05_05 | 2035 | O/CCGT - CH4 New | Crossload | Electricity | PJ | Dispatch-Crossload | EmissionsCost | 0 | [6 empty] | 0.55526 | 0
LCP_Inputs_ON_Electric_Howarth_2023_05_05 | 2035 | O/CCGT - CH4 New | Crossload | Electricity | PJ | Dispatch-Crossload | FuelCost | 0 | [6 empty] | 0.55526 | 0
LCP_Inputs_ON_Electric_Howarth_2023_05_05 | 2035 | O/CCGT - CH4 New | Crossload | Electricity | PJ | Dispatch-Crossload | VOM | 0 | [6 empty] | 0.55526 | 0
LCP_Inputs_ON_Electric_Howarth_2023_05_05 | 2035 | O/CCGT - CH4 New | Crossload | Electricity | QC | Dispatch-Crossload | EmissionsCost | 0 | [6 empty] | 0.55526 | 0
LCP_Inputs_ON_Electric_Howarth_2023_05_05 | 2035 | O/CCGT - CH4 New | Crossload | Electricity | QC | Dispatch-Crossload | FuelCost | 0 | [6 empty] | 0.55526 | 0
LCP_Inputs_ON_Electric_Howarth_2023_05_05 | 2035 | O/CCGT - CH4 New | Crossload | Electricity | QC | Dispatch-Crossload | VOM | 0 | [6 empty] | 0.55526 | 0
LCP_Inputs_ON_Electric_Howarth_2023_05_05 | 2035 | O/CCGT - CH4 New | Crossload | Electricity | WC | Dispatch-Crossload | EmissionsCost | 0 | [6 empty] | 0.55526 | 0
LCP_Inputs_ON_Electric_Howarth_2023_05_05 | 2035 | O/CCGT - CH4 New | Crossload | Electricity | WC | Dispatch-Crossload | FuelCost | 0 | [6 empty] | 0.55526 | 0
LCP_Inputs_ON_Electric_Howarth_2023_05_05 | 2035 | O/CCGT - CH4 New | Crossload | Electricity | WC | Dispatch-Crossload | VOM | 0 | [6 empty] | 0.55526 | 0
LCP_Inputs_ON_Electric_Howarth_2023_05_05 | 2035 | O/CCGT - H2 New | Crossload | Electricity | MI | Dispatch-Crossload | EmissionsCost | 0 | [6 empty] | 0.55526 | 0
LCP_Inputs_ON_Electric_Howarth_2023_05_05 | 2035 | O/CCGT - H2 New | Crossload | Electricity | MI | Dispatch-Crossload | FuelCost | 0 | [6 empty] | 0.55526 | 0
LCP_Inputs_ON_Electric_Howarth_2023_05_05 | 2035 | O/CCGT - H2 New | Crossload | Electricity | MI | Dispatch-Crossload | VOM | 0 | [6 empty] | 0.55526 | 0
LCP_Inputs_ON_Electric_Howarth_2023_05_05 | 2035 | O/CCGT - H2 New | Crossload | Electricity | NY | Dispatch-Crossload | EmissionsCost | 0 | [6 empty] | 0.55526 | 0
LCP_Inputs_ON_Electric_Howarth_2023_05_05 | 2035 | O/CCGT - H2 New | Crossload | Electricity | NY | Dispatch-Crossload | FuelCost | 0 | [6 empty] | 0.55526 | 0
LCP_Inputs_ON_Electric_Howarth_2023_05_05 | 2035 | O/CCGT - H2 New | Crossload | Electricity | NY | Dispatch-Crossload | VOM | 0 | [6 empty] | 0.55526 | 0
LCP_Inputs_ON_Electric_Howarth_2023_05_05 | 2035 | O/CCGT - H2 New | Crossload | Electricity | ON | Dispatch-Crossload | EmissionsCost | 0 | [6 empty] | 0.55526 | 0
LCP_Inputs_ON_Electric_Howarth_2023_05_05 | 2035 | O/CCGT - H2 New | Crossload | Electricity | ON | Dispatch-Crossload | FuelCost | 0 | [6 empty] | 0.55526 | 0
LCP_Inputs_ON_Electric_Howarth_2023_05_05 | 2035 | O/CCGT - H2 New | Crossload | Electricity | ON | Dispatch-Crossload | VOM | 13608.3219 | [6 empty] | 0.55526 | 7556.2181
LCP_Inputs_ON_Electric_Howarth_2023_05_05 | 2035 | O/CCGT - H2 New | Crossload | Electricity | PJ | Dispatch-Crossload | EmissionsCost | 0 | [6 empty] | 0.55526 | 0
LCP_Inputs_ON_Electric_Howarth_2023_05_05 | 2035 | O/CCGT - H2 New | Crossload | Electricity | PJ | Dispatch-Crossload | FuelCost | 0 | [6 empty] | 0.55526 | 0
LCP_Inputs_ON_Electric_Howarth_2023_05_05 | 2035 | O/CCGT - H2 New | Crossload | Electricity | PJ | Dispatch-Crossload | VOM | 0 | [6 empty] | 0.55526 | 0
LCP_Inputs_ON_Electric_Howarth_2023_05_05 | 2035 | O/CCGT - H2 New | Crossload | Electricity | QC | Dispatch-Crossload | EmissionsCost | 0 | [6 empty] | 0.55526 | 0
LCP_Inputs_ON_Electric_Howarth_2023_05_05 | 2035 | O/CCGT - H2 New | Crossload | Electricity | QC | Dispatch-Crossload | FuelCost | 0 | [6 empty] | 0.55526 | 0
LCP_Inputs_ON_Electric_Howarth_2023_05_05 | 2035 | O/CCGT - H2 New | Crossload | Electricity | QC | Dispatch-Crossload | VOM | 0 | [6 empty] | 0.55526 | 0
LCP_Inputs_ON_Electric_Howarth_2023_05_05 | 2035 | O/CCGT - H2 New | Crossload | Electricity | WC | Dispatch-Crossload | EmissionsCost | 0 | [6 empty] | 0.55526 | 0
LCP_Inputs_ON_Electric_Howarth_2023_05_05 | 2035 | O/CCGT - H2 New | Crossload | Electricity | WC | Dispatch-Crossload | FuelCost | 0 | [6 empty] | 0.55526 | 0
LCP_Inputs_ON_Electric_Howarth_2023_05_05 | 2035 | O/CCGT - H2 New | Crossload | Electricity | WC | Dispatch-Crossload | VOM | 0 | [6 empty] | 0.55526 | 0
LCP_Inputs_ON_Electric_Howarth_2023_05_05 | 2035 | SMR CCS | Generation | Hydrogen | MI | Dispatch-Generation | EmissionsCost | 0 | [6 empty] | 0.55526 | 0
LCP_Inputs_ON_Electric_Howarth_2023_05_05 | 2035 | SMR CCS | Generation | Hydrogen | MI | Dispatch-Generation | FuelCost | 0 | [6 empty] | 0.55526 | 0
LCP_Inputs_ON_Electric_Howarth_2023_05_05 | 2035 | SMR CCS | Generation | Hydrogen | MI | Dispatch-Generation | VOM | 0 | [6 empty] | 0.55526 | 0
LCP_Inputs_ON_Electric_Howarth_2023_05_05 | 2035 | SMR CCS | Generation | Hydrogen | NY | Dispatch-Generation | EmissionsCost | 0 | [6 empty] | 0.55526 | 0
LCP_Inputs_ON_Electric_Howarth_2023_05_05 | 2035 | SMR CCS | Generation | Hydrogen | NY | Dispatch-Generation | FuelCost | 0 | [6 empty] | 0.55526 | 0
LCP_Inputs_ON_Electric_Howarth_2023_05_05 | 2035 | SMR CCS | Generation | Hydrogen | NY | Dispatch-Generation | VOM | 0 | [6 empty] | 0.55526 | 0
LCP_Inputs_ON_Electric_Howarth_2023_05_05 | 2035 | SMR CCS | Generation | Hydrogen | ON | Dispatch-Generation | EmissionsCost | 534562683.9116 | [6 empty] | 0.55526 | 296823682.8512
LCP_Inputs_ON_Electric_Howarth_2023_05_05 | 2035 | SMR CCS | Generation | Hydrogen | ON | Dispatch-Generation | FuelCost | 210670439.8621 | [6 empty] | 0.55526 | 116977817.0264
LCP_Inputs_ON_Electric_Howarth_2023_05_05 | 2035 | SMR CCS | Generation | Hydrogen | ON | Dispatch-Generation | VOM | 0 | [6 empty] | 0.55526 | 0
LCP_Inputs_ON_Electric_Howarth_2023_05_05 | 2035 | SMR CCS | Generation | Hydrogen | PJ | Dispatch-Generation | EmissionsCost | 0 | [6 empty] | 0.55526 | 0
LCP_Inputs_ON_Electric_Howarth_2023_05_05 | 2035 | SMR CCS | Generation | Hydrogen | PJ | Dispatch-Generation | FuelCost | 0 | [6 empty] | 0.55526 | 0
LCP_Inputs_ON_Electric_Howarth_2023_05_05 | 2035 | SMR CCS | Generation | Hydrogen | PJ | Dispatch-Generation | VOM | 0 | [6 empty] | 0.55526 | 0
LCP_Inputs_ON_Electric_Howarth_2023_05_05 | 2035 | SMR CCS | Generation | Hydrogen | QC | Dispatch-Generation | EmissionsCost | 0 | [6 empty] | 0.55526 | 0
LCP_Inputs_ON_Electric_Howarth_2023_05_05 | 2035 | SMR CCS | Generation | Hydrogen | QC | Dispatch-Generation | FuelCost | 0 | [6 empty] | 0.55526 | 0
LCP_Inputs_ON_Electric_Howarth_2023_05_05 | 2035 | SMR CCS | Generation | Hydrogen | QC | Dispatch-Generation | VOM | 0 | [6 empty] | 0.55526 | 0
LCP_Inputs_ON_Electric_Howarth_2023_05_05 | 2035 | SMR CCS | Generation | Hydrogen | WC | Dispatch-Generation | EmissionsCost | 0 | [6 empty] | 0.55526 | 0
LCP_Inputs_ON_Electric_Howarth_2023_05_05 | 2035 | SMR CCS | Generation | Hydrogen | WC | Dispatch-Generation | FuelCost | 0 | [6 empty] | 0.55526 | 0
LCP_Inputs_ON_Electric_Howarth_2023_05_05 | 2035 | SMR CCS | Generation | Hydrogen | WC | Dispatch-Generation | VOM | 0 | [6 empty] | 0.55526 | 0
LCP_Inputs_ON_Electric_Howarth_2023_05_05 | 2035 | Solar PV | Generation | Electricity | MI | Dispatch-Generation | EmissionsCost | 0 | [6 empty] | 0.55526 | 0
LCP_Inputs_ON_Electric_Howarth_2023_05_05 | 2035 | Solar PV | Generation | Electricity | MI | Dispatch-Generation | FuelCost | 0 | [6 empty] | 0.55526 | 0
LCP_Inputs_ON_Electric_Howarth_2023_05_05 | 2035 | Solar PV | Generation | Electricity | MI | Dispatch-Generation | VOM | 0 | [6 empty] | 0.55526 | 0
LCP_Inputs_ON_Electric_Howarth_2023_05_05 | 2035 | Solar PV | Generation | Electricity | NY | Dispatch-Generation | EmissionsCost | 0 | [6 empty] | 0.55526 | 0
LCP_Inputs_ON_Electric_Howarth_2023_05_05 | 2035 | Solar PV | Generation | Electricity | NY | Dispatch-Generation | FuelCost | 0 | [6 empty] | 0.55526 | 0
LCP_Inputs_ON_Electric_Howarth_2023_05_05 | 2035 | Solar PV | Generation | Electricity | NY | Dispatch-Generation | VOM | 0 | [6 empty] | 0.55526 | 0
LCP_Inputs_ON_Electric_Howarth_2023_05_05 | 2035 | Solar PV | Generation | Electricity | ON | Dispatch-Generation | EmissionsCost | 0 | [6 empty] | 0.55526 | 0
LCP_Inputs_ON_Electric_Howarth_2023_05_05 | 2035 | Solar PV | Generation | Electricity | ON | Dispatch-Generation | FuelCost | 0 | [6 empty] | 0.55526 | 0
LCP_Inputs_ON_Electric_Howarth_2023_05_05 | 2035 | Solar PV | Generation | Electricity | ON | Dispatch-Generation | VOM | 0 | [6 empty] | 0.55526 | 0
LCP_Inputs_ON_Electric_Howarth_2023_05_05 | 2035 | Solar PV | Generation | Electricity | PJ | Dispatch-Generation | EmissionsCost | 0 | [6 empty] | 0.55526 | 0
LCP_Inputs_ON_Electric_Howarth_2023_05_05 | 2035 | Solar PV | Generation | Electricity | PJ | Dispatch-Generation | FuelCost | 0 | [6 empty] | 0.55526 | 0
LCP_Inputs_ON_Electric_Howarth_2023_05_05 | 2035 | Solar PV | Generation | Electricity | PJ | Dispatch-Generation | VOM | 0 | [6 empty] | 0.55526 | 0
LCP_Inputs_ON_Electric_Howarth_2023_05_05 | 2035 | Solar PV | Generation | Electricity | QC | Dispatch-Generation | EmissionsCost | 0 | [6 empty] | 0.55526 | 0
LCP_Inputs_ON_Electric_Howarth_2023_05_05 | 2035 | Solar PV | Generation | Electricity | QC | Dispatch-Generation | FuelCost | 0 | [6 empty] | 0.55526 | 0
LCP_Inputs_ON_Electric_Howarth_2023_05_05 | 2035 | Solar PV | Generation | Electricity | QC | Dispatch-Generation | VOM | 0 | [6 empty] | 0.55526 | 0
LCP_Inputs_ON_Electric_Howarth_2023_05_05 | 2035 | Solar PV | Generation | Electricity | WC | Dispatch-Generation | EmissionsCost | 0 | [6 empty] | 0.55526 | 0
LCP_Inputs_ON_Electric_Howarth_2023_05_05 | 2035 | Solar PV | Generation | Electricity | WC | Dispatch-Generation | FuelCost | 0 | [6 empty] | 0.55526 | 0
LCP_Inputs_ON_Electric_Howarth_2023_05_05 | 2035 | Solar PV | Generation | Electricity | WC | Dispatch-Generation | VOM | 0 | [6 empty] | 0.55526 | 0
LCP_Inputs_ON_Electric_Howarth_2023_05_05 | 2035 | Wind Offshore | Generation | Electricity | MI | Dispatch-Generation | EmissionsCost | 0 | [6 empty] | 0.55526 | 0
LCP_Inputs_ON_Electric_Howarth_2023_05_05 | 2035 | Wind Offshore | Generation | Electricity | MI | Dispatch-Generation | FuelCost | 0 | [6 empty] | 0.55526 | 0
LCP_Inputs_ON_Electric_Howarth_2023_05_05 | 2035 | Wind Offshore | Generation | Electricity | MI | Dispatch-Generation | VOM | 0 | [6 empty] | 0.55526 | 0
LCP_Inputs_ON_Electric_Howarth_2023_05_05 | 2035 | Wind Offshore | Generation | Electricity | NY | Dispatch-Generation | EmissionsCost | 0 | [6 empty] | 0.55526 | 0
LCP_Inputs_ON_Electric_Howarth_2023_05_05 | 2035 | Wind Offshore | Generation | Electricity | NY | Dispatch-Generation | FuelCost | 0 | [6 empty] | 0.55526 | 0
LCP_Inputs_ON_Electric_Howarth_2023_05_05 | 2035 | Wind Offshore | Generation | Electricity | NY | Dispatch-Generation | VOM | 0 | [6 empty] | 0.55526 | 0
LCP_Inputs_ON_Electric_Howarth_2023_05_05 | 2035 | Wind Offshore | Generation | Electricity | ON | Dispatch-Generation | EmissionsCost | 0 | [6 empty] | 0.55526 | 0
LCP_Inputs_ON_Electric_Howarth_2023_05_05 | 2035 | Wind Offshore | Generation | Electricity | ON | Dispatch-Generation | FuelCost | 0 | [6 empty] | 0.55526 | 0
LCP_Inputs_ON_Electric_Howarth_2023_05_05 | 2035 | Wind Offshore | Generation | Electricity | ON | Dispatch-Generation | VOM | 0 | [6 empty] | 0.55526 | 0
LCP_Inputs_ON_Electric_Howarth_2023_05_05 | 2035 | Wind Offshore | Generation | Electricity | PJ | Dispatch-Generation | EmissionsCost | 0 | [6 empty] | 0.55526 | 0
LCP_Inputs_ON_Electric_Howarth_2023_05_05 | 2035 | Wind Offshore | Generation | Electricity | PJ | Dispatch-Generation | FuelCost | 0 | [6 empty] | 0.55526 | 0
LCP_Inputs_ON_Electric_Howarth_2023_05_05 | 2035 | Wind Offshore | Generation | Electricity | PJ | Dispatch-Generation | VOM | 0 | [6 empty] | 0.55526 | 0
LCP_Inputs_ON_Electric_Howarth_2023_05_05 | 2035 | Wind Offshore | Generation | Electricity | QC | Dispatch-Generation | EmissionsCost | 0 | [6 empty] | 0.55526 | 0
LCP_Inputs_ON_Electric_Howarth_2023_05_05 | 2035 | Wind Offshore | Generation | Electricity | QC | Dispatch-Generation | FuelCost | 0 | [6 empty] | 0.55526 | 0
LCP_Inputs_ON_Electric_Howarth_2023_05_05 | 2035 | Wind Offshore | Generation | Electricity | QC | Dispatch-Generation | VOM | 0 | [6 empty] | 0.55526 | 0
LCP_Inputs_ON_Electric_Howarth_2023_05_05 | 2035 | Wind Offshore | Generation | Electricity | WC | Dispatch-Generation | EmissionsCost | 0 | [6 empty] | 0.55526 | 0
LCP_Inputs_ON_Electric_Howarth_2023_05_05 | 2035 | Wind Offshore | Generation | Electricity | WC | Dispatch-Generation | FuelCost | 0 | [6 empty] | 0.55526 | 0
LCP_Inputs_ON_Electric_Howarth_2023_05_05 | 2035 | Wind Offshore | Generation | Electricity | WC | Dispatch-Generation | VOM | 0 | [6 empty] | 0.55526 | 0
LCP_Inputs_ON_Electric_Howarth_2023_05_05 | 2035 | Wind Onshore | Generation | Electricity | MI | Dispatch-Generation | EmissionsCost | 0 | [6 empty] | 0.55526 | 0
LCP_Inputs_ON_Electric_Howarth_2023_05_05 | 2035 | Wind Onshore | Generation | Electricity | MI | Dispatch-Generation | FuelCost | 0 | [6 empty] | 0.55526 | 0
LCP_Inputs_ON_Electric_Howarth_2023_05_05 | 2035 | Wind Onshore | Generation | Electricity | MI | Dispatch-Generation | VOM | 0 | [6 empty] | 0.55526 | 0
LCP_Inputs_ON_Electric_Howarth_2023_05_05 | 2035 | Wind Onshore | Generation | Electricity | NY | Dispatch-Generation | EmissionsCost | 0 | [6 empty] | 0.55526 | 0
LCP_Inputs_ON_Electric_Howarth_2023_05_05 | 2035 | Wind Onshore | Generation | Electricity | NY | Dispatch-Generation | FuelCost | 0 | [6 empty] | 0.55526 | 0
LCP_Inputs_ON_Electric_Howarth_2023_05_05 | 2035 | Wind Onshore | Generation | Electricity | NY | Dispatch-Generation | VOM | 0 | [6 empty] | 0.55526 | 0
LCP_Inputs_ON_Electric_Howarth_2023_05_05 | 2035 | Wind Onshore | Generation | Electricity | ON | Dispatch-Generation | EmissionsCost | 0 | [6 empty] | 0.55526 | 0
LCP_Inputs_ON_Electric_Howarth_2023_05_05 | 2035 | Wind Onshore | Generation | Electricity | ON | Dispatch-Generation | FuelCost | 0 | [6 empty] | 0.55526 | 0
LCP_Inputs_ON_Electric_Howarth_2023_05_05 | 2035 | Wind Onshore | Generation | Electricity | ON | Dispatch-Generation | VOM | 0 | [6 empty] | 0.55526 | 0
LCP_Inputs_ON_Electric_Howarth_2023_05_05 | 2035 | Wind Onshore | Generation | Electricity | PJ | Dispatch-Generation | EmissionsCost | 0 | [6 empty] | 0.55526 | 0
LCP_Inputs_ON_Electric_Howarth_2023_05_05 | 2035 | Wind Onshore | Generation | Electricity | PJ | Dispatch-Generation | FuelCost | 0 | [6 empty] | 0.55526 | 0
LCP_Inputs_ON_Electric_Howarth_2023_05_05 | 2035 | Wind Onshore | Generation | Electricity | PJ | Dispatch-Generation | VOM | 0 | [6 empty] | 0.55526 | 0
LCP_Inputs_ON_Electric_Howarth_2023_05_05 | 2035 | Wind Onshore | Generation | Electricity | QC | Dispatch-Generation | EmissionsCost | 0 | [6 empty] | 0.55526 | 0
LCP_Inputs_ON_Electric_Howarth_2023_05_05 | 2035 | Wind Onshore | Generation | Electricity | QC | Dispatch-Generation | FuelCost | 0 | [6 empty] | 0.55526 | 0
LCP_Inputs_ON_Electric_Howarth_2023_05_05 | 2035 | Wind Onshore | Generation | Electricity | QC | Dispatch-Generation | VOM | 0 | [6 empty] | 0.55526 | 0
LCP_Inputs_ON_Electric_Howarth_2023_05_05 | 2035 | Wind Onshore | Generation | Electricity | WC | Dispatch-Generation | EmissionsCost | 0 | [6 empty] | 0.55526 | 0
LCP_Inputs_ON_Electric_Howarth_2023_05_05 | 2035 | Wind Onshore | Generation | Electricity | WC | Dispatch-Generation | FuelCost | 0 | [6 empty] | 0.55526 | 0
LCP_Inputs_ON_Electric_Howarth_2023_05_05 | 2035 | Wind Onshore | Generation | Electricity | WC | Dispatch-Generation | VOM | 0 | [6 empty] | 0.55526 | 0
LCP_Inputs_ON_Electric_Howarth_2023_05_05 | 2036 | Anaerobic Digestion | Generation | Methane | MI | Dispatch-Generation | EmissionsCost | 0 | [6 empty] | 0.53391 | 0
LCP_Inputs_ON_Electric_Howarth_2023_05_05 | 2036 | Anaerobic Digestion | Generation | Methane | MI | Dispatch-Generation | FuelCost | 0 | [6 empty] | 0.53391 | 0
LCP_Inputs_ON_Electric_Howarth_2023_05_05 | 2036 | Anaerobic Digestion | Generation | Methane | MI | Dispatch-Generation | VOM | 0 | [6 empty] | 0.53391 | 0
LCP_Inputs_ON_Electric_Howarth_2023_05_05 | 2036 | Anaerobic Digestion | Generation | Methane | NY | Dispatch-Generation | EmissionsCost | 0 | [6 empty] | 0.53391 | 0
LCP_Inputs_ON_Electric_Howarth_2023_05_05 | 2036 | Anaerobic Digestion | Generation | Methane | NY | Dispatch-Generation | FuelCost | 0 | [6 empty] | 0.53391 | 0
LCP_Inputs_ON_Electric_Howarth_2023_05_05 | 2036 | Anaerobic Digestion | Generation | Methane | NY | Dispatch-Generation | VOM | 0 | [6 empty] | 0.53391 | 0
LCP_Inputs_ON_Electric_Howarth_2023_05_05 | 2036 | Anaerobic Digestion | Generation | Methane | ON | Dispatch-Generation | EmissionsCost | 0 | [6 empty] | 0.53391 | 0
LCP_Inputs_ON_Electric_Howarth_2023_05_05 | 2036 | Anaerobic Digestion | Generation | Methane | ON | Dispatch-Generation | FuelCost | 0 | [6 empty] | 0.53391 | 0
LCP_Inputs_ON_Electric_Howarth_2023_05_05 | 2036 | Anaerobic Digestion | Generation | Methane | ON | Dispatch-Generation | VOM | 0 | [6 empty] | 0.53391 | 0
LCP_Inputs_ON_Electric_Howarth_2023_05_05 | 2036 | Anaerobic Digestion | Generation | Methane | PJ | Dispatch-Generation | EmissionsCost | 0 | [6 empty] | 0.53391 | 0
LCP_Inputs_ON_Electric_Howarth_2023_05_05 | 2036 | Anaerobic Digestion | Generation | Methane | PJ | Dispatch-Generation | FuelCost | 0 | [6 empty] | 0.53391 | 0
LCP_Inputs_ON_Electric_Howarth_2023_05_05 | 2036 | Anaerobic Digestion | Generation | Methane | PJ | Dispatch-Generation | VOM | 0 | [6 empty] | 0.53391 | 0
LCP_Inputs_ON_Electric_Howarth_2023_05_05 | 2036 | Anaerobic Digestion | Generation | Methane | QC | Dispatch-Generation | EmissionsCost | 0 | [6 empty] | 0.53391 | 0
LCP_Inputs_ON_Electric_Howarth_2023_05_05 | 2036 | Anaerobic Digestion | Generation | Methane | QC | Dispatch-Generation | FuelCost | 0 | [6 empty] | 0.53391 | 0
LCP_Inputs_ON_Electric_Howarth_2023_05_05 | 2036 | Anaerobic Digestion | Generation | Methane | QC | Dispatch-Generation | VOM | 0 | [6 empty] | 0.53391 | 0
LCP_Inputs_ON_Electric_Howarth_2023_05_05 | 2036 | Anaerobic Digestion | Generation | Methane | WC | Dispatch-Generation | EmissionsCost | 0 | [6 empty] | 0.53391 | 0
LCP_Inputs_ON_Electric_Howarth_2023_05_05 | 2036 | Anaerobic Digestion | Generation | Methane | WC | Dispatch-Generation | FuelCost | 0 | [6 empty] | 0.53391 | 0
LCP_Inputs_ON_Electric_Howarth_2023_05_05 | 2036 | Anaerobic Digestion | Generation | Methane | WC | Dispatch-Generation | VOM | 0 | [6 empty] | 0.53391 | 0
LCP_Inputs_ON_Electric_Howarth_2023_05_05 | 2036 | Battery Storage | Storage | Electricity | MI | Dispatch-Storage | EmissionsCost | 0 | [6 empty] | 0.53391 | 0
LCP_Inputs_ON_Electric_Howarth_2023_05_05 | 2036 | Battery Storage | Storage | Electricity | MI | Dispatch-Storage | FuelCost | 0 | [6 empty] | 0.53391 | 0
LCP_Inputs_ON_Electric_Howarth_2023_05_05 | 2036 | Battery Storage | Storage | Electricity | MI | Dispatch-Storage | VOM | 0 | [6 empty] | 0.53391 | 0
LCP_Inputs_ON_Electric_Howarth_2023_05_05 | 2036 | Battery Storage | Storage | Electricity | NY | Dispatch-Storage | EmissionsCost | 0 | [6 empty] | 0.53391 | 0
LCP_Inputs_ON_Electric_Howarth_2023_05_05 | 2036 | Battery Storage | Storage | Electricity | NY | Dispatch-Storage | FuelCost | 0 | [6 empty] | 0.53391 | 0
LCP_Inputs_ON_Electric_Howarth_2023_05_05 | 2036 | Battery Storage | Storage | Electricity | NY | Dispatch-Storage | VOM | 0 | [6 empty] | 0.53391 | 0
LCP_Inputs_ON_Electric_Howarth_2023_05_05 | 2036 | Battery Storage | Storage | Electricity | ON | Dispatch-Storage | EmissionsCost | 0 | [6 empty] | 0.53391 | 0
LCP_Inputs_ON_Electric_Howarth_2023_05_05 | 2036 | Battery Storage | Storage | Electricity | ON | Dispatch-Storage | FuelCost | 0 | [6 empty] | 0.53391 | 0
LCP_Inputs_ON_Electric_Howarth_2023_05_05 | 2036 | Battery Storage | Storage | Electricity | ON | Dispatch-Storage | VOM | 0 | [6 empty] | 0.53391 | 0
LCP_Inputs_ON_Electric_Howarth_2023_05_05 | 2036 | Battery Storage | Storage | Electricity | PJ | Dispatch-Storage | EmissionsCost | 0 | [6 empty] | 0.53391 | 0
LCP_Inputs_ON_Electric_Howarth_2023_05_05 | 2036 | Battery Storage | Storage | Electricity | PJ | Dispatch-Storage | FuelCost | 0 | [6 empty] | 0.53391 | 0
LCP_Inputs_ON_Electric_Howarth_2023_05_05 | 2036 | Battery Storage | Storage | Electricity | PJ | Dispatch-Storage | VOM | 0 | [6 empty] | 0.53391 | 0
LCP_Inputs_ON_Electric_Howarth_2023_05_05 | 2036 | Battery Storage | Storage | Electricity | QC | Dispatch-Storage | EmissionsCost | 0 | [6 empty] | 0.53391 | 0
LCP_Inputs_ON_Electric_Howarth_2023_05_05 | 2036 | Battery Storage | Storage | Electricity | QC | Dispatch-Storage | FuelCost | 0 | [6 empty] | 0.53391 | 0
LCP_Inputs_ON_Electric_Howarth_2023_05_05 | 2036 | Battery Storage | Storage | Electricity | QC | Dispatch-Storage | VOM | 0 | [6 empty] | 0.53391 | 0
LCP_Inputs_ON_Electric_Howarth_2023_05_05 | 2036 | Battery Storage | Storage | Electricity | WC | Dispatch-Storage | EmissionsCost | 0 | [6 empty] | 0.53391 | 0
LCP_Inputs_ON_Electric_Howarth_2023_05_05 | 2036 | Battery Storage | Storage | Electricity | WC | Dispatch-Storage | FuelCost | 0 | [6 empty] | 0.53391 | 0
LCP_Inputs_ON_Electric_Howarth_2023_05_05 | 2036 | Battery Storage | Storage | Electricity | WC | Dispatch-Storage | VOM | 0 | [6 empty] | 0.53391 | 0
LCP_Inputs_ON_Electric_Howarth_2023_05_05 | 2036 | Biomass | Generation | Electricity | MI | Dispatch-Generation | EmissionsCost | 0 | [6 empty] | 0.53391 | 0
LCP_Inputs_ON_Electric_Howarth_2023_05_05 | 2036 | Biomass | Generation | Electricity | MI | Dispatch-Generation | FuelCost | 0 | [6 empty] | 0.53391 | 0
LCP_Inputs_ON_Electric_Howarth_2023_05_05 | 2036 | Biomass | Generation | Electricity | MI | Dispatch-Generation | VOM | 0 | [6 empty] | 0.53391 | 0
LCP_Inputs_ON_Electric_Howarth_2023_05_05 | 2036 | Biomass | Generation | Electricity | NY | Dispatch-Generation | EmissionsCost | 0 | [6 empty] | 0.53391 | 0
LCP_Inputs_ON_Electric_Howarth_2023_05_05 | 2036 | Biomass | Generation | Electricity | NY | Dispatch-Generation | FuelCost | 0 | [6 empty] | 0.53391 | 0
LCP_Inputs_ON_Electric_Howarth_2023_05_05 | 2036 | Biomass | Generation | Electricity | NY | Dispatch-Generation | VOM | 0 | [6 empty] | 0.53391 | 0
LCP_Inputs_ON_Electric_Howarth_2023_05_05 | 2036 | Biomass | Generation | Electricity | ON | Dispatch-Generation | EmissionsCost | 0 | [6 empty] | 0.53391 | 0
LCP_Inputs_ON_Electric_Howarth_2023_05_05 | 2036 | Biomass | Generation | Electricity | ON | Dispatch-Generation | FuelCost | 2498962.9091 | [6 empty] | 0.53391 | 1334216.7279
LCP_Inputs_ON_Electric_Howarth_2023_05_05 | 2036 | Biomass | Generation | Electricity | ON | Dispatch-Generation | VOM | 32070.024 | [6 empty] | 0.53391 | 17122.448
LCP_Inputs_ON_Electric_Howarth_2023_05_05 | 2036 | Biomass | Generation | Electricity | PJ | Dispatch-Generation | EmissionsCost | 0 | [6 empty] | 0.53391 | 0
LCP_Inputs_ON_Electric_Howarth_2023_05_05 | 2036 | Biomass | Generation | Electricity | PJ | Dispatch-Generation | FuelCost | 0 | [6 empty] | 0.53391 | 0
LCP_Inputs_ON_Electric_Howarth_2023_05_05 | 2036 | Biomass | Generation | Electricity | PJ | Dispatch-Generation | VOM | 0 | [6 empty] | 0.53391 | 0
LCP_Inputs_ON_Electric_Howarth_2023_05_05 | 2036 | Biomass | Generation | Electricity | QC | Dispatch-Generation | EmissionsCost | 0 | [6 empty] | 0.53391 | 0
LCP_Inputs_ON_Electric_Howarth_2023_05_05 | 2036 | Biomass | Generation | Electricity | QC | Dispatch-Generation | FuelCost | 468241.9815 | [6 empty] | 0.53391 | 249998.2221
LCP_Inputs_ON_Electric_Howarth_2023_05_05 | 2036 | Biomass | Generation | Electricity | QC | Dispatch-Generation | VOM | 6009.1054 | [6 empty] | 0.53391 | 3208.3105
LCP_Inputs_ON_Electric_Howarth_2023_05_05 | 2036 | Biomass | Generation | Electricity | WC | Dispatch-Generation | EmissionsCost | 0 | [6 empty] | 0.53391 | 0
LCP_Inputs_ON_Electric_Howarth_2023_05_05 | 2036 | Biomass | Generation | Electricity | WC | Dispatch-Generation | FuelCost | 0 | [6 empty] | 0.53391 | 0
LCP_Inputs_ON_Electric_Howarth_2023_05_05 | 2036 | Biomass | Generation | Electricity | WC | Dispatch-Generation | VOM | 0 | [6 empty] | 0.53391 | 0
LCP_Inputs_ON_Electric_Howarth_2023_05_05 | 2036 | Biomass + CCS | Generation | Electricity | MI | Dispatch-Generation | EmissionsCost | 0 | [6 empty] | 0.53391 | 0
LCP_Inputs_ON_Electric_Howarth_2023_05_05 | 2036 | Biomass + CCS | Generation | Electricity | MI | Dispatch-Generation | FuelCost | 0 | [6 empty] | 0.53391 | 0
LCP_Inputs_ON_Electric_Howarth_2023_05_05 | 2036 | Biomass + CCS | Generation | Electricity | MI | Dispatch-Generation | VOM | 0 | [6 empty] | 0.53391 | 0
LCP_Inputs_ON_Electric_Howarth_2023_05_05 | 2036 | Biomass + CCS | Generation | Electricity | NY | Dispatch-Generation | EmissionsCost | 0 | [6 empty] | 0.53391 | 0
LCP_Inputs_ON_Electric_Howarth_2023_05_05 | 2036 | Biomass + CCS | Generation | Electricity | NY | Dispatch-Generation | FuelCost | 0 | [6 empty] | 0.53391 | 0
LCP_Inputs_ON_Electric_Howarth_2023_05_05 | 2036 | Biomass + CCS | Generation | Electricity | NY | Dispatch-Generation | VOM | 0 | [6 empty] | 0.53391 | 0
LCP_Inputs_ON_Electric_Howarth_2023_05_05 | 2036 | Biomass + CCS | Generation | Electricity | ON | Dispatch-Generation | EmissionsCost | 0 | [6 empty] | 0.53391 | 0
LCP_Inputs_ON_Electric_Howarth_2023_05_05 | 2036 | Biomass + CCS | Generation | Electricity | ON | Dispatch-Generation | FuelCost | 0 | [6 empty] | 0.53391 | 0
LCP_Inputs_ON_Electric_Howarth_2023_05_05 | 2036 | Biomass + CCS | Generation | Electricity | ON | Dispatch-Generation | VOM | 0 | [6 empty] | 0.53391 | 0
LCP_Inputs_ON_Electric_Howarth_2023_05_05 | 2036 | Biomass + CCS | Generation | Electricity | PJ | Dispatch-Generation | EmissionsCost | 0 | [6 empty] | 0.53391 | 0
LCP_Inputs_ON_Electric_Howarth_2023_05_05 | 2036 | Biomass + CCS | Generation | Electricity | PJ | Dispatch-Generation | FuelCost | 0 | [6 empty] | 0.53391 | 0
LCP_Inputs_ON_Electric_Howarth_2023_05_05 | 2036 | Biomass + CCS | Generation | Electricity | PJ | Dispatch-Generation | VOM | 0 | [6 empty] | 0.53391 | 0
LCP_Inputs_ON_Electric_Howarth_2023_05_05 | 2036 | Biomass + CCS | Generation | Electricity | QC | Dispatch-Generation | EmissionsCost | 0 | [6 empty] | 0.53391 | 0
LCP_Inputs_ON_Electric_Howarth_2023_05_05 | 2036 | Biomass + CCS | Generation | Electricity | QC | Dispatch-Generation | FuelCost | 0 | [6 empty] | 0.53391 | 0
LCP_Inputs_ON_Electric_Howarth_2023_05_05 | 2036 | Biomass + CCS | Generation | Electricity | QC | Dispatch-Generation | VOM | 0 | [6 empty] | 0.53391 | 0
LCP_Inputs_ON_Electric_Howarth_2023_05_05 | 2036 | Biomass + CCS | Generation | Electricity | WC | Dispatch-Generation | EmissionsCost | 0 | [6 empty] | 0.53391 | 0
LCP_Inputs_ON_Electric_Howarth_2023_05_05 | 2036 | Biomass + CCS | Generation | Electricity | WC | Dispatch-Generation | FuelCost | 0 | [6 empty] | 0.53391 | 0
LCP_Inputs_ON_Electric_Howarth_2023_05_05 | 2036 | Biomass + CCS | Generation | Electricity | WC | Dispatch-Generation | VOM | 0 | [6 empty] | 0.53391 | 0
LCP_Inputs_ON_Electric_Howarth_2023_05_05 | 2036 | CH4 + CCS | Generation | Methane | MI | Dispatch-Generation | EmissionsCost | 0 | [6 empty] | 0.53391 | 0
LCP_Inputs_ON_Electric_Howarth_2023_05_05 | 2036 | CH4 + CCS | Generation | Methane | MI | Dispatch-Generation | FuelCost | 0 | [6 empty] | 0.53391 | 0
LCP_Inputs_ON_Electric_Howarth_2023_05_05 | 2036 | CH4 + CCS | Generation | Methane | MI | Dispatch-Generation | VOM | 0 | [6 empty] | 0.53391 | 0
LCP_Inputs_ON_Electric_Howarth_2023_05_05 | 2036 | CH4 + CCS | Generation | Methane | NY | Dispatch-Generation | EmissionsCost | 0 | [6 empty] | 0.53391 | 0
LCP_Inputs_ON_Electric_Howarth_2023_05_05 | 2036 | CH4 + CCS | Generation | Methane | NY | Dispatch-Generation | FuelCost | 0 | [6 empty] | 0.53391 | 0
LCP_Inputs_ON_Electric_Howarth_2023_05_05 | 2036 | CH4 + CCS | Generation | Methane | NY | Dispatch-Generation | VOM | 0 | [6 empty] | 0.53391 | 0
LCP_Inputs_ON_Electric_Howarth_2023_05_05 | 2036 | CH4 + CCS | Generation | Methane | ON | Dispatch-Generation | EmissionsCost | 0 | [6 empty] | 0.53391 | 0
LCP_Inputs_ON_Electric_Howarth_2023_05_05 | 2036 | CH4 + CCS | Generation | Methane | ON | Dispatch-Generation | FuelCost | 0 | [6 empty] | 0.53391 | 0
LCP_Inputs_ON_Electric_Howarth_2023_05_05 | 2036 | CH4 + CCS | Generation | Methane | ON | Dispatch-Generation | VOM | 0 | [6 empty] | 0.53391 | 0
LCP_Inputs_ON_Electric_Howarth_2023_05_05 | 2036 | CH4 + CCS | Generation | Methane | PJ | Dispatch-Generation | EmissionsCost | 0 | [6 empty] | 0.53391 | 0
LCP_Inputs_ON_Electric_Howarth_2023_05_05 | 2036 | CH4 + CCS | Generation | Methane | PJ | Dispatch-Generation | FuelCost | 0 | [6 empty] | 0.53391 | 0
LCP_Inputs_ON_Electric_Howarth_2023_05_05 | 2036 | CH4 + CCS | Generation | Methane | PJ | Dispatch-Generation | VOM | 0 | [6 empty] | 0.53391 | 0
LCP_Inputs_ON_Electric_Howarth_2023_05_05 | 2036 | CH4 + CCS | Generation | Methane | QC | Dispatch-Generation | EmissionsCost | 0 | [6 empty] | 0.53391 | 0
LCP_Inputs_ON_Electric_Howarth_2023_05_05 | 2036 | CH4 + CCS | Generation | Methane | QC | Dispatch-Generation | FuelCost | 0 | [6 empty] | 0.53391 | 0
LCP_Inputs_ON_Electric_Howarth_2023_05_05 | 2036 | CH4 + CCS | Generation | Methane | QC | Dispatch-Generation | VOM | 0 | [6 empty] | 0.53391 | 0
LCP_Inputs_ON_Electric_Howarth_2023_05_05 | 2036 | CH4 + CCS | Generation | Methane | WC | Dispatch-Generation | EmissionsCost | 0 | [6 empty] | 0.53391 | 0
LCP_Inputs_ON_Electric_Howarth_2023_05_05 | 2036 | CH4 + CCS | Generation | Methane | WC | Dispatch-Generation | FuelCost | 0 | [6 empty] | 0.53391 | 0
LCP_Inputs_ON_Electric_Howarth_2023_05_05 | 2036 | CH4 + CCS | Generation | Methane | WC | Dispatch-Generation | VOM | 0 | [6 empty] | 0.53391 | 0
LCP_Inputs_ON_Electric_Howarth_2023_05_05 | 2036 | CH4 Import - NY 2020 | Import | Methane | MI | Dispatch-Import | EmissionsCost | 0 | [6 empty] | 0.53391 | 0
LCP_Inputs_ON_Electric_Howarth_2023_05_05 | 2036 | CH4 Import - NY 2020 | Import | Methane | MI | Dispatch-Import | FuelCost | 0 | [6 empty] | 0.53391 | 0
LCP_Inputs_ON_Electric_Howarth_2023_05_05 | 2036 | CH4 Import - NY 2020 | Import | Methane | MI | Dispatch-Import | VOM | 0 | [6 empty] | 0.53391 | 0
LCP_Inputs_ON_Electric_Howarth_2023_05_05 | 2036 | CH4 Import - NY 2020 | Import | Methane | NY | Dispatch-Import | EmissionsCost | 0 | [6 empty] | 0.53391 | 0
LCP_Inputs_ON_Electric_Howarth_2023_05_05 | 2036 | CH4 Import - NY 2020 | Import | Methane | NY | Dispatch-Import | FuelCost | 0 | [6 empty] | 0.53391 | 0
LCP_Inputs_ON_Electric_Howarth_2023_05_05 | 2036 | CH4 Import - NY 2020 | Import | Methane | NY | Dispatch-Import | VOM | 0 | [6 empty] | 0.53391 | 0
LCP_Inputs_ON_Electric_Howarth_2023_05_05 | 2036 | CH4 Import - NY 2020 | Import | Methane | ON | Dispatch-Import | EmissionsCost | 0 | [6 empty] | 0.53391 | 0
LCP_Inputs_ON_Electric_Howarth_2023_05_05 | 2036 | CH4 Import - NY 2020 | Import | Methane | ON | Dispatch-Import | FuelCost | 0 | [6 empty] | 0.53391 | 0
LCP_Inputs_ON_Electric_Howarth_2023_05_05 | 2036 | CH4 Import - NY 2020 | Import | Methane | ON | Dispatch-Import | VOM | 0 | [6 empty] | 0.53391 | 0
LCP_Inputs_ON_Electric_Howarth_2023_05_05 | 2036 | CH4 Import - NY 2020 | Import | Methane | PJ | Dispatch-Import | EmissionsCost | 0 | [6 empty] | 0.53391 | 0
LCP_Inputs_ON_Electric_Howarth_2023_05_05 | 2036 | CH4 Import - NY 2020 | Import | Methane | PJ | Dispatch-Import | FuelCost | 0 | [6 empty] | 0.53391 | 0
LCP_Inputs_ON_Electric_Howarth_2023_05_05 | 2036 | CH4 Import - NY 2020 | Import | Methane | PJ | Dispatch-Import | VOM | 0 | [6 empty] | 0.53391 | 0
LCP_Inputs_ON_Electric_Howarth_2023_05_05 | 2036 | CH4 Import - NY 2020 | Import | Methane | QC | Dispatch-Import | EmissionsCost | 0 | [6 empty] | 0.53391 | 0
LCP_Inputs_ON_Electric_Howarth_2023_05_05 | 2036 | CH4 Import - NY 2020 | Import | Methane | QC | Dispatch-Import | FuelCost | 0 | [6 empty] | 0.53391 | 0
LCP_Inputs_ON_Electric_Howarth_2023_05_05 | 2036 | CH4 Import - NY 2020 | Import | Methane | QC | Dispatch-Import | VOM | 0 | [6 empty] | 0.53391 | 0
LCP_Inputs_ON_Electric_Howarth_2023_05_05 | 2036 | CH4 Import - NY 2020 | Import | Methane | WC | Dispatch-Import | EmissionsCost | 0 | [6 empty] | 0.53391 | 0
LCP_Inputs_ON_Electric_Howarth_2023_05_05 | 2036 | CH4 Import - NY 2020 | Import | Methane | WC | Dispatch-Import | FuelCost | 0 | [6 empty] | 0.53391 | 0
LCP_Inputs_ON_Electric_Howarth_2023_05_05 | 2036 | CH4 Import - NY 2020 | Import | Methane | WC | Dispatch-Import | VOM | 0 | [6 empty] | 0.53391 | 0
LCP_Inputs_ON_Electric_Howarth_2023_05_05 | 2036 | CH4 Import - NY 2030 | Import | Methane | MI | Dispatch-Import | EmissionsCost | 0 | [6 empty] | 0.53391 | 0
LCP_Inputs_ON_Electric_Howarth_2023_05_05 | 2036 | CH4 Import - NY 2030 | Import | Methane | MI | Dispatch-Import | FuelCost | 0 | [6 empty] | 0.53391 | 0
LCP_Inputs_ON_Electric_Howarth_2023_05_05 | 2036 | CH4 Import - NY 2030 | Import | Methane | MI | Dispatch-Import | VOM | 0 | [6 empty] | 0.53391 | 0
LCP_Inputs_ON_Electric_Howarth_2023_05_05 | 2036 | CH4 Import - NY 2030 | Import | Methane | NY | Dispatch-Import | EmissionsCost | 2371206202.7872 | [6 empty] | 0.53391 | 1266006377.9051
LCP_Inputs_ON_Electric_Howarth_2023_05_05 | 2036 | CH4 Import - NY 2030 | Import | Methane | NY | Dispatch-Import | FuelCost | 644356120.8267 | [6 empty] | 0.53391 | 344027000.9626
LCP_Inputs_ON_Electric_Howarth_2023_05_05 | 2036 | CH4 Import - NY 2030 | Import | Methane | NY | Dispatch-Import | VOM | 0 | [6 empty] | 0.53391 | 0
LCP_Inputs_ON_Electric_Howarth_2023_05_05 | 2036 | CH4 Import - NY 2030 | Import | Methane | ON | Dispatch-Import | EmissionsCost | 0 | [6 empty] | 0.53391 | 0
LCP_Inputs_ON_Electric_Howarth_2023_05_05 | 2036 | CH4 Import - NY 2030 | Import | Methane | ON | Dispatch-Import | FuelCost | 0 | [6 empty] | 0.53391 | 0
LCP_Inputs_ON_Electric_Howarth_2023_05_05 | 2036 | CH4 Import - NY 2030 | Import | Methane | ON | Dispatch-Import | VOM | 0 | [6 empty] | 0.53391 | 0
LCP_Inputs_ON_Electric_Howarth_2023_05_05 | 2036 | CH4 Import - NY 2030 | Import | Methane | PJ | Dispatch-Import | EmissionsCost | 0 | [6 empty] | 0.53391 | 0
LCP_Inputs_ON_Electric_Howarth_2023_05_05 | 2036 | CH4 Import - NY 2030 | Import | Methane | PJ | Dispatch-Import | FuelCost | 0 | [6 empty] | 0.53391 | 0
LCP_Inputs_ON_Electric_Howarth_2023_05_05 | 2036 | CH4 Import - NY 2030 | Import | Methane | PJ | Dispatch-Import | VOM | 0 | [6 empty] | 0.53391 | 0
LCP_Inputs_ON_Electric_Howarth_2023_05_05 | 2036 | CH4 Import - NY 2030 | Import | Methane | QC | Dispatch-Import | EmissionsCost | 0 | [6 empty] | 0.53391 | 0
LCP_Inputs_ON_Electric_Howarth_2023_05_05 | 2036 | CH4 Import - NY 2030 | Import | Methane | QC | Dispatch-Import | FuelCost | 0 | [6 empty] | 0.53391 | 0
LCP_Inputs_ON_Electric_Howarth_2023_05_05 | 2036 | CH4 Import - NY 2030 | Import | Methane | QC | Dispatch-Import | VOM | 0 | [6 empty] | 0.53391 | 0
LCP_Inputs_ON_Electric_Howarth_2023_05_05 | 2036 | CH4 Import - NY 2030 | Import | Methane | WC | Dispatch-Import | EmissionsCost | 0 | [6 empty] | 0.53391 | 0
LCP_Inputs_ON_Electric_Howarth_2023_05_05 | 2036 | CH4 Import - NY 2030 | Import | Methane | WC | Dispatch-Import | FuelCost | 0 | [6 empty] | 0.53391 | 0
LCP_Inputs_ON_Electric_Howarth_2023_05_05 | 2036 | CH4 Import - NY 2030 | Import | Methane | WC | Dispatch-Import | VOM | 0 | [6 empty] | 0.53391 | 0
LCP_Inputs_ON_Electric_Howarth_2023_05_05 | 2036 | CH4 Import - NY 2040 | Import | Methane | MI | Dispatch-Import | EmissionsCost | 0 | [6 empty] | 0.53391 | 0
LCP_Inputs_ON_Electric_Howarth_2023_05_05 | 2036 | CH4 Import - NY 2040 | Import | Methane | MI | Dispatch-Import | FuelCost | 0 | [6 empty] | 0.53391 | 0
LCP_Inputs_ON_Electric_Howarth_2023_05_05 | 2036 | CH4 Import - NY 2040 | Import | Methane | MI | Dispatch-Import | VOM | 0 | [6 empty] | 0.53391 | 0
LCP_Inputs_ON_Electric_Howarth_2023_05_05 | 2036 | CH4 Import - NY 2040 | Import | Methane | NY | Dispatch-Import | EmissionsCost | 0 | [6 empty] | 0.53391 | 0
LCP_Inputs_ON_Electric_Howarth_2023_05_05 | 2036 | CH4 Import - NY 2040 | Import | Methane | NY | Dispatch-Import | FuelCost | 0 | [6 empty] | 0.53391 | 0
LCP_Inputs_ON_Electric_Howarth_2023_05_05 | 2036 | CH4 Import - NY 2040 | Import | Methane | NY | Dispatch-Import | VOM | 0 | [6 empty] | 0.53391 | 0
LCP_Inputs_ON_Electric_Howarth_2023_05_05 | 2036 | CH4 Import - NY 2040 | Import | Methane | ON | Dispatch-Import | EmissionsCost | 0 | [6 empty] | 0.53391 | 0
LCP_Inputs_ON_Electric_Howarth_2023_05_05 | 2036 | CH4 Import - NY 2040 | Import | Methane | ON | Dispatch-Import | FuelCost | 0 | [6 empty] | 0.53391 | 0
LCP_Inputs_ON_Electric_Howarth_2023_05_05 | 2036 | CH4 Import - NY 2040 | Import | Methane | ON | Dispatch-Import | VOM | 0 | [6 empty] | 0.53391 | 0
LCP_Inputs_ON_Electric_Howarth_2023_05_05 | 2036 | CH4 Import - NY 2040 | Import | Methane | PJ | Dispatch-Import | EmissionsCost | 0 | [6 empty] | 0.53391 | 0
LCP_Inputs_ON_Electric_Howarth_2023_05_05 | 2036 | CH4 Import - NY 2040 | Import | Methane | PJ | Dispatch-Import | FuelCost | 0 | [6 empty] | 0.53391 | 0
LCP_Inputs_ON_Electric_Howarth_2023_05_05 | 2036 | CH4 Import - NY 2040 | Import | Methane | PJ | Dispatch-Import | VOM | 0 | [6 empty] | 0.53391 | 0
LCP_Inputs_ON_Electric_Howarth_2023_05_05 | 2036 | CH4 Import - NY 2040 | Import | Methane | QC | Dispatch-Import | EmissionsCost | 0 | [6 empty] | 0.53391 | 0
LCP_Inputs_ON_Electric_Howarth_2023_05_05 | 2036 | CH4 Import - NY 2040 | Import | Methane | QC | Dispatch-Import | FuelCost | 0 | [6 empty] | 0.53391 | 0
LCP_Inputs_ON_Electric_Howarth_2023_05_05 | 2036 | CH4 Import - NY 2040 | Import | Methane | QC | Dispatch-Import | VOM | 0 | [6 empty] | 0.53391 | 0
LCP_Inputs_ON_Electric_Howarth_2023_05_05 | 2036 | CH4 Import - NY 2040 | Import | Methane | WC | Dispatch-Import | EmissionsCost | 0 | [6 empty] | 0.53391 | 0
LCP_Inputs_ON_Electric_Howarth_2023_05_05 | 2036 | CH4 Import - NY 2040 | Import | Methane | WC | Dispatch-Import | FuelCost | 0 | [6 empty] | 0.53391 | 0
LCP_Inputs_ON_Electric_Howarth_2023_05_05 | 2036 | CH4 Import - NY 2040 | Import | Methane | WC | Dispatch-Import | VOM | 0 | [6 empty] | 0.53391 | 0
LCP_Inputs_ON_Electric_Howarth_2023_05_05 | 2036 | CH4 Import - NY 2050 | Import | Methane | MI | Dispatch-Import | EmissionsCost | 0 | [6 empty] | 0.53391 | 0
LCP_Inputs_ON_Electric_Howarth_2023_05_05 | 2036 | CH4 Import - NY 2050 | Import | Methane | MI | Dispatch-Import | FuelCost | 0 | [6 empty] | 0.53391 | 0
LCP_Inputs_ON_Electric_Howarth_2023_05_05 | 2036 | CH4 Import - NY 2050 | Import | Methane | MI | Dispatch-Import | VOM | 0 | [6 empty] | 0.53391 | 0
LCP_Inputs_ON_Electric_Howarth_2023_05_05 | 2036 | CH4 Import - NY 2050 | Import | Methane | NY | Dispatch-Import | EmissionsCost | 0 | [6 empty] | 0.53391 | 0
LCP_Inputs_ON_Electric_Howarth_2023_05_05 | 2036 | CH4 Import - NY 2050 | Import | Methane | NY | Dispatch-Import | FuelCost | 0 | [6 empty] | 0.53391 | 0
LCP_Inputs_ON_Electric_Howarth_2023_05_05 | 2036 | CH4 Import - NY 2050 | Import | Methane | NY | Dispatch-Import | VOM | 0 | [6 empty] | 0.53391 | 0
LCP_Inputs_ON_Electric_Howarth_2023_05_05 | 2036 | CH4 Import - NY 2050 | Import | Methane | ON | Dispatch-Import | EmissionsCost | 0 | [6 empty] | 0.53391 | 0
LCP_Inputs_ON_Electric_Howarth_2023_05_05 | 2036 | CH4 Import - NY 2050 | Import | Methane | ON | Dispatch-Import | FuelCost | 0 | [6 empty] | 0.53391 | 0
LCP_Inputs_ON_Electric_Howarth_2023_05_05 | 2036 | CH4 Import - NY 2050 | Import | Methane | ON | Dispatch-Import | VOM | 0 | [6 empty] | 0.53391 | 0
LCP_Inputs_ON_Electric_Howarth_2023_05_05 | 2036 | CH4 Import - NY 2050 | Import | Methane | PJ | Dispatch-Import | EmissionsCost | 0 | [6 empty] | 0.53391 | 0
LCP_Inputs_ON_Electric_Howarth_2023_05_05 | 2036 | CH4 Import - NY 2050 | Import | Methane | PJ | Dispatch-Import | FuelCost | 0 | [6 empty] | 0.53391 | 0
LCP_Inputs_ON_Electric_Howarth_2023_05_05 | 2036 | CH4 Import - NY 2050 | Import | Methane | PJ | Dispatch-Import | VOM | 0 | [6 empty] | 0.53391 | 0
LCP_Inputs_ON_Electric_Howarth_2023_05_05 | 2036 | CH4 Import - NY 2050 | Import | Methane | QC | Dispatch-Import | EmissionsCost | 0 | [6 empty] | 0.53391 | 0
LCP_Inputs_ON_Electric_Howarth_2023_05_05 | 2036 | CH4 Import - NY 2050 | Import | Methane | QC | Dispatch-Import | FuelCost | 0 | [6 empty] | 0.53391 | 0
LCP_Inputs_ON_Electric_Howarth_2023_05_05 | 2036 | CH4 Import - NY 2050 | Import | Methane | QC | Dispatch-Import | VOM | 0 | [6 empty] | 0.53391 | 0
LCP_Inputs_ON_Electric_Howarth_2023_05_05 | 2036 | CH4 Import - NY 2050 | Import | Methane | WC | Dispatch-Import | EmissionsCost | 0 | [6 empty] | 0.53391 | 0
LCP_Inputs_ON_Electric_Howarth_2023_05_05 | 2036 | CH4 Import - NY 2050 | Import | Methane | WC | Dispatch-Import | FuelCost | 0 | [6 empty] | 0.53391 | 0
LCP_Inputs_ON_Electric_Howarth_2023_05_05 | 2036 | CH4 Import - NY 2050 | Import | Methane | WC | Dispatch-Import | VOM | 0 | [6 empty] | 0.53391 | 0
LCP_Inputs_ON_Electric_Howarth_2023_05_05 | 2036 | CH4 Import - WC 2020 | Import | Methane | MI | Dispatch-Import | EmissionsCost | 0 | [6 empty] | 0.53391 | 0
LCP_Inputs_ON_Electric_Howarth_2023_05_05 | 2036 | CH4 Import - WC 2020 | Import | Methane | MI | Dispatch-Import | FuelCost | 0 | [6 empty] | 0.53391 | 0
LCP_Inputs_ON_Electric_Howarth_2023_05_05 | 2036 | CH4 Import - WC 2020 | Import | Methane | MI | Dispatch-Import | VOM | 0 | [6 empty] | 0.53391 | 0
LCP_Inputs_ON_Electric_Howarth_2023_05_05 | 2036 | CH4 Import - WC 2020 | Import | Methane | NY | Dispatch-Import | EmissionsCost | 0 | [6 empty] | 0.53391 | 0
LCP_Inputs_ON_Electric_Howarth_2023_05_05 | 2036 | CH4 Import - WC 2020 | Import | Methane | NY | Dispatch-Import | FuelCost | 0 | [6 empty] | 0.53391 | 0
LCP_Inputs_ON_Electric_Howarth_2023_05_05 | 2036 | CH4 Import - WC 2020 | Import | Methane | NY | Dispatch-Import | VOM | 0 | [6 empty] | 0.53391 | 0
LCP_Inputs_ON_Electric_Howarth_2023_05_05 | 2036 | CH4 Import - WC 2020 | Import | Methane | ON | Dispatch-Import | EmissionsCost | 0 | [6 empty] | 0.53391 | 0
LCP_Inputs_ON_Electric_Howarth_2023_05_05 | 2036 | CH4 Import - WC 2020 | Import | Methane | ON | Dispatch-Import | FuelCost | 0 | [6 empty] | 0.53391 | 0
LCP_Inputs_ON_Electric_Howarth_2023_05_05 | 2036 | CH4 Import - WC 2020 | Import | Methane | ON | Dispatch-Import | VOM | 0 | [6 empty] | 0.53391 | 0
LCP_Inputs_ON_Electric_Howarth_2023_05_05 | 2036 | CH4 Import - WC 2020 | Import | Methane | PJ | Dispatch-Import | EmissionsCost | 0 | [6 empty] | 0.53391 | 0
LCP_Inputs_ON_Electric_Howarth_2023_05_05 | 2036 | CH4 Import - WC 2020 | Import | Methane | PJ | Dispatch-Import | FuelCost | 0 | [6 empty] | 0.53391 | 0
LCP_Inputs_ON_Electric_Howarth_2023_05_05 | 2036 | CH4 Import - WC 2020 | Import | Methane | PJ | Dispatch-Import | VOM | 0 | [6 empty] | 0.53391 | 0
LCP_Inputs_ON_Electric_Howarth_2023_05_05 | 2036 | CH4 Import - WC 2020 | Import | Methane | QC | Dispatch-Import | EmissionsCost | 0 | [6 empty] | 0.53391 | 0
LCP_Inputs_ON_Electric_Howarth_2023_05_05 | 2036 | CH4 Import - WC 2020 | Import | Methane | QC | Dispatch-Import | FuelCost | 0 | [6 empty] | 0.53391 | 0
LCP_Inputs_ON_Electric_Howarth_2023_05_05 | 2036 | CH4 Import - WC 2020 | Import | Methane | QC | Dispatch-Import | VOM | 0 | [6 empty] | 0.53391 | 0
LCP_Inputs_ON_Electric_Howarth_2023_05_05 | 2036 | CH4 Import - WC 2020 | Import | Methane | WC | Dispatch-Import | EmissionsCost | 0 | [6 empty] | 0.53391 | 0
LCP_Inputs_ON_Electric_Howarth_2023_05_05 | 2036 | CH4 Import - WC 2020 | Import | Methane | WC | Dispatch-Import | FuelCost | 0 | [6 empty] | 0.53391 | 0
LCP_Inputs_ON_Electric_Howarth_2023_05_05 | 2036 | CH4 Import - WC 2020 | Import | Methane | WC | Dispatch-Import | VOM | 0 | [6 empty] | 0.53391 | 0
LCP_Inputs_ON_Electric_Howarth_2023_05_05 | 2036 | CH4 Import - WC 2030 | Import | Methane | MI | Dispatch-Import | EmissionsCost | 0 | [6 empty] | 0.53391 | 0
LCP_Inputs_ON_Electric_Howarth_2023_05_05 | 2036 | CH4 Import - WC 2030 | Import | Methane | MI | Dispatch-Import | FuelCost | 0 | [6 empty] | 0.53391 | 0
LCP_Inputs_ON_Electric_Howarth_2023_05_05 | 2036 | CH4 Import - WC 2030 | Import | Methane | MI | Dispatch-Import | VOM | 0 | [6 empty] | 0.53391 | 0
LCP_Inputs_ON_Electric_Howarth_2023_05_05 | 2036 | CH4 Import - WC 2030 | Import | Methane | NY | Dispatch-Import | EmissionsCost | 0 | [6 empty] | 0.53391 | 0
LCP_Inputs_ON_Electric_Howarth_2023_05_05 | 2036 | CH4 Import - WC 2030 | Import | Methane | NY | Dispatch-Import | FuelCost | 0 | [6 empty] | 0.53391 | 0
LCP_Inputs_ON_Electric_Howarth_2023_05_05 | 2036 | CH4 Import - WC 2030 | Import | Methane | NY | Dispatch-Import | VOM | 0 | [6 empty] | 0.53391 | 0
LCP_Inputs_ON_Electric_Howarth_2023_05_05 | 2036 | CH4 Import - WC 2030 | Import | Methane | ON | Dispatch-Import | EmissionsCost | 0 | [6 empty] | 0.53391 | 0
LCP_Inputs_ON_Electric_Howarth_2023_05_05 | 2036 | CH4 Import - WC 2030 | Import | Methane | ON | Dispatch-Import | FuelCost | 0 | [6 empty] | 0.53391 | 0
LCP_Inputs_ON_Electric_Howarth_2023_05_05 | 2036 | CH4 Import - WC 2030 | Import | Methane | ON | Dispatch-Import | VOM | 0 | [6 empty] | 0.53391 | 0
LCP_Inputs_ON_Electric_Howarth_2023_05_05 | 2036 | CH4 Import - WC 2030 | Import | Methane | PJ | Dispatch-Import | EmissionsCost | 0 | [6 empty] | 0.53391 | 0
LCP_Inputs_ON_Electric_Howarth_2023_05_05 | 2036 | CH4 Import - WC 2030 | Import | Methane | PJ | Dispatch-Import | FuelCost | 0 | [6 empty] | 0.53391 | 0
LCP_Inputs_ON_Electric_Howarth_2023_05_05 | 2036 | CH4 Import - WC 2030 | Import | Methane | PJ | Dispatch-Import | VOM | 0 | [6 empty] | 0.53391 | 0
LCP_Inputs_ON_Electric_Howarth_2023_05_05 | 2036 | CH4 Import - WC 2030 | Import | Methane | QC | Dispatch-Import | EmissionsCost | 0 | [6 empty] | 0.53391 | 0
LCP_Inputs_ON_Electric_Howarth_2023_05_05 | 2036 | CH4 Import - WC 2030 | Import | Methane | QC | Dispatch-Import | FuelCost | 0 | [6 empty] | 0.53391 | 0
LCP_Inputs_ON_Electric_Howarth_2023_05_05 | 2036 | CH4 Import - WC 2030 | Import | Methane | QC | Dispatch-Import | VOM | 0 | [6 empty] | 0.53391 | 0
LCP_Inputs_ON_Electric_Howarth_2023_05_05 | 2036 | CH4 Import - WC 2030 | Import | Methane | WC | Dispatch-Import | EmissionsCost | 9015931375.1371 | [6 empty] | 0.53391 | 4813679472.6082
LCP_Inputs_ON_Electric_Howarth_2023_05_05 | 2036 | CH4 Import - WC 2030 | Import | Methane | WC | Dispatch-Import | FuelCost | 2450006481.8043 | [6 empty] | 0.53391 | 1308078491.1186
LCP_Inputs_ON_Electric_Howarth_2023_05_05 | 2036 | CH4 Import - WC 2030 | Import | Methane | WC | Dispatch-Import | VOM | 0 | [6 empty] | 0.53391 | 0
LCP_Inputs_ON_Electric_Howarth_2023_05_05 | 2036 | CH4 Import - WC 2040 | Import | Methane | MI | Dispatch-Import | EmissionsCost | 0 | [6 empty] | 0.53391 | 0
LCP_Inputs_ON_Electric_Howarth_2023_05_05 | 2036 | CH4 Import - WC 2040 | Import | Methane | MI | Dispatch-Import | FuelCost | 0 | [6 empty] | 0.53391 | 0
LCP_Inputs_ON_Electric_Howarth_2023_05_05 | 2036 | CH4 Import - WC 2040 | Import | Methane | MI | Dispatch-Import | VOM | 0 | [6 empty] | 0.53391 | 0
LCP_Inputs_ON_Electric_Howarth_2023_05_05 | 2036 | CH4 Import - WC 2040 | Import | Methane | NY | Dispatch-Import | EmissionsCost | 0 | [6 empty] | 0.53391 | 0
LCP_Inputs_ON_Electric_Howarth_2023_05_05 | 2036 | CH4 Import - WC 2040 | Import | Methane | NY | Dispatch-Import | FuelCost | 0 | [6 empty] | 0.53391 | 0
LCP_Inputs_ON_Electric_Howarth_2023_05_05 | 2036 | CH4 Import - WC 2040 | Import | Methane | NY | Dispatch-Import | VOM | 0 | [6 empty] | 0.53391 | 0
LCP_Inputs_ON_Electric_Howarth_2023_05_05 | 2036 | CH4 Import - WC 2040 | Import | Methane | ON | Dispatch-Import | EmissionsCost | 0 | [6 empty] | 0.53391 | 0
LCP_Inputs_ON_Electric_Howarth_2023_05_05 | 2036 | CH4 Import - WC 2040 | Import | Methane | ON | Dispatch-Import | FuelCost | 0 | [6 empty] | 0.53391 | 0
LCP_Inputs_ON_Electric_Howarth_2023_05_05 | 2036 | CH4 Import - WC 2040 | Import | Methane | ON | Dispatch-Import | VOM | 0 | [6 empty] | 0.53391 | 0
LCP_Inputs_ON_Electric_Howarth_2023_05_05 | 2036 | CH4 Import - WC 2040 | Import | Methane | PJ | Dispatch-Import | EmissionsCost | 0 | [6 empty] | 0.53391 | 0
LCP_Inputs_ON_Electric_Howarth_2023_05_05 | 2036 | CH4 Import - WC 2040 | Import | Methane | PJ | Dispatch-Import | FuelCost | 0 | [6 empty] | 0.53391 | 0
LCP_Inputs_ON_Electric_Howarth_2023_05_05 | 2036 | CH4 Import - WC 2040 | Import | Methane | PJ | Dispatch-Import | VOM | 0 | [6 empty] | 0.53391 | 0
LCP_Inputs_ON_Electric_Howarth_2023_05_05 | 2036 | CH4 Import - WC 2040 | Import | Methane | QC | Dispatch-Import | EmissionsCost | 0 | [6 empty] | 0.53391 | 0
LCP_Inputs_ON_Electric_Howarth_2023_05_05 | 2036 | CH4 Import - WC 2040 | Import | Methane | QC | Dispatch-Import | FuelCost | 0 | [6 empty] | 0.53391 | 0
LCP_Inputs_ON_Electric_Howarth_2023_05_05 | 2036 | CH4 Import - WC 2040 | Import | Methane | QC | Dispatch-Import | VOM | 0 | [6 empty] | 0.53391 | 0
LCP_Inputs_ON_Electric_Howarth_2023_05_05 | 2036 | CH4 Import - WC 2040 | Import | Methane | WC | Dispatch-Import | EmissionsCost | 0 | [6 empty] | 0.53391 | 0
LCP_Inputs_ON_Electric_Howarth_2023_05_05 | 2036 | CH4 Import - WC 2040 | Import | Methane | WC | Dispatch-Import | FuelCost | 0 | [6 empty] | 0.53391 | 0
LCP_Inputs_ON_Electric_Howarth_2023_05_05 | 2036 | CH4 Import - WC 2040 | Import | Methane | WC | Dispatch-Import | VOM | 0 | [6 empty] | 0.53391 | 0
LCP_Inputs_ON_Electric_Howarth_2023_05_05 | 2036 | CH4 Import - WC 2050 | Import | Methane | MI | Dispatch-Import | EmissionsCost | 0 | [6 empty] | 0.53391 | 0
LCP_Inputs_ON_Electric_Howarth_2023_05_05 | 2036 | CH4 Import - WC 2050 | Import | Methane | MI | Dispatch-Import | FuelCost | 0 | [6 empty] | 0.53391 | 0
LCP_Inputs_ON_Electric_Howarth_2023_05_05 | 2036 | CH4 Import - WC 2050 | Import | Methane | MI | Dispatch-Import | VOM | 0 | [6 empty] | 0.53391 | 0
LCP_Inputs_ON_Electric_Howarth_2023_05_05 | 2036 | CH4 Import - WC 2050 | Import | Methane | NY | Dispatch-Import | EmissionsCost | 0 | [6 empty] | 0.53391 | 0
LCP_Inputs_ON_Electric_Howarth_2023_05_05 | 2036 | CH4 Import - WC 2050 | Import | Methane | NY | Dispatch-Import | FuelCost | 0 | [6 empty] | 0.53391 | 0
LCP_Inputs_ON_Electric_Howarth_2023_05_05 | 2036 | CH4 Import - WC 2050 | Import | Methane | NY | Dispatch-Import | VOM | 0 | [6 empty] | 0.53391 | 0
LCP_Inputs_ON_Electric_Howarth_2023_05_05 | 2036 | CH4 Import - WC 2050 | Import | Methane | ON | Dispatch-Import | EmissionsCost | 0 | [6 empty] | 0.53391 | 0
LCP_Inputs_ON_Electric_Howarth_2023_05_05 | 2036 | CH4 Import - WC 2050 | Import | Methane | ON | Dispatch-Import | FuelCost | 0 | [6 empty] | 0.53391 | 0
LCP_Inputs_ON_Electric_Howarth_2023_05_05 | 2036 | CH4 Import - WC 2050 | Import | Methane | ON | Dispatch-Import | VOM | 0 | [6 empty] | 0.53391 | 0
LCP_Inputs_ON_Electric_Howarth_2023_05_05 | 2036 | CH4 Import - WC 2050 | Import | Methane | PJ | Dispatch-Import | EmissionsCost | 0 | [6 empty] | 0.53391 | 0
LCP_Inputs_ON_Electric_Howarth_2023_05_05 | 2036 | CH4 Import - WC 2050 | Import | Methane | PJ | Dispatch-Import | FuelCost | 0 | [6 empty] | 0.53391 | 0
LCP_Inputs_ON_Electric_Howarth_2023_05_05 | 2036 | CH4 Import - WC 2050 | Import | Methane | PJ | Dispatch-Import | VOM | 0 | [6 empty] | 0.53391 | 0
LCP_Inputs_ON_Electric_Howarth_2023_05_05 | 2036 | CH4 Import - WC 2050 | Import | Methane | QC | Dispatch-Import | EmissionsCost | 0 | [6 empty] | 0.53391 | 0
LCP_Inputs_ON_Electric_Howarth_2023_05_05 | 2036 | CH4 Import - WC 2050 | Import | Methane | QC | Dispatch-Import | FuelCost | 0 | [6 empty] | 0.53391 | 0
LCP_Inputs_ON_Electric_Howarth_2023_05_05 | 2036 | CH4 Import - WC 2050 | Import | Methane | QC | Dispatch-Import | VOM | 0 | [6 empty] | 0.53391 | 0
LCP_Inputs_ON_Electric_Howarth_2023_05_05 | 2036 | CH4 Import - WC 2050 | Import | Methane | WC | Dispatch-Import | EmissionsCost | 0 | [6 empty] | 0.53391 | 0
LCP_Inputs_ON_Electric_Howarth_2023_05_05 | 2036 | CH4 Import - WC 2050 | Import | Methane | WC | Dispatch-Import | FuelCost | 0 | [6 empty] | 0.53391 | 0
LCP_Inputs_ON_Electric_Howarth_2023_05_05 | 2036 | CH4 Import - WC 2050 | Import | Methane | WC | Dispatch-Import | VOM | 0 | [6 empty] | 0.53391 | 0
LCP_Inputs_ON_Electric_Howarth_2023_05_05 | 2036 | CH4 Salt Cavern Storage - ON | Storage | Methane | MI | Dispatch-Storage | EmissionsCost | 0 | [6 empty] | 0.53391 | 0
LCP_Inputs_ON_Electric_Howarth_2023_05_05 | 2036 | CH4 Salt Cavern Storage - ON | Storage | Methane | MI | Dispatch-Storage | FuelCost | 0 | [6 empty] | 0.53391 | 0
LCP_Inputs_ON_Electric_Howarth_2023_05_05 | 2036 | CH4 Salt Cavern Storage - ON | Storage | Methane | MI | Dispatch-Storage | VOM | 0 | [6 empty] | 0.53391 | 0
LCP_Inputs_ON_Electric_Howarth_2023_05_05 | 2036 | CH4 Salt Cavern Storage - ON | Storage | Methane | NY | Dispatch-Storage | EmissionsCost | 0 | [6 empty] | 0.53391 | 0
LCP_Inputs_ON_Electric_Howarth_2023_05_05 | 2036 | CH4 Salt Cavern Storage - ON | Storage | Methane | NY | Dispatch-Storage | FuelCost | 0 | [6 empty] | 0.53391 | 0
LCP_Inputs_ON_Electric_Howarth_2023_05_05 | 2036 | CH4 Salt Cavern Storage - ON | Storage | Methane | NY | Dispatch-Storage | VOM | 0 | [6 empty] | 0.53391 | 0
LCP_Inputs_ON_Electric_Howarth_2023_05_05 | 2036 | CH4 Salt Cavern Storage - ON | Storage | Methane | ON | Dispatch-Storage | EmissionsCost | 0 | [6 empty] | 0.53391 | 0
LCP_Inputs_ON_Electric_Howarth_2023_05_05 | 2036 | CH4 Salt Cavern Storage - ON | Storage | Methane | ON | Dispatch-Storage | FuelCost | 0 | [6 empty] | 0.53391 | 0
LCP_Inputs_ON_Electric_Howarth_2023_05_05 | 2036 | CH4 Salt Cavern Storage - ON | Storage | Methane | ON | Dispatch-Storage | VOM | 2275232.4049 | [6 empty] | 0.53391 | 1214765.1826
LCP_Inputs_ON_Electric_Howarth_2023_05_05 | 2036 | CH4 Salt Cavern Storage - ON | Storage | Methane | PJ | Dispatch-Storage | EmissionsCost | 0 | [6 empty] | 0.53391 | 0
LCP_Inputs_ON_Electric_Howarth_2023_05_05 | 2036 | CH4 Salt Cavern Storage - ON | Storage | Methane | PJ | Dispatch-Storage | FuelCost | 0 | [6 empty] | 0.53391 | 0
LCP_Inputs_ON_Electric_Howarth_2023_05_05 | 2036 | CH4 Salt Cavern Storage - ON | Storage | Methane | PJ | Dispatch-Storage | VOM | 0 | [6 empty] | 0.53391 | 0
LCP_Inputs_ON_Electric_Howarth_2023_05_05 | 2036 | CH4 Salt Cavern Storage - ON | Storage | Methane | QC | Dispatch-Storage | EmissionsCost | 0 | [6 empty] | 0.53391 | 0
LCP_Inputs_ON_Electric_Howarth_2023_05_05 | 2036 | CH4 Salt Cavern Storage - ON | Storage | Methane | QC | Dispatch-Storage | FuelCost | 0 | [6 empty] | 0.53391 | 0
LCP_Inputs_ON_Electric_Howarth_2023_05_05 | 2036 | CH4 Salt Cavern Storage - ON | Storage | Methane | QC | Dispatch-Storage | VOM | 0 | [6 empty] | 0.53391 | 0
LCP_Inputs_ON_Electric_Howarth_2023_05_05 | 2036 | CH4 Salt Cavern Storage - ON | Storage | Methane | WC | Dispatch-Storage | EmissionsCost | 0 | [6 empty] | 0.53391 | 0
LCP_Inputs_ON_Electric_Howarth_2023_05_05 | 2036 | CH4 Salt Cavern Storage - ON | Storage | Methane | WC | Dispatch-Storage | FuelCost | 0 | [6 empty] | 0.53391 | 0
LCP_Inputs_ON_Electric_Howarth_2023_05_05 | 2036 | CH4 Salt Cavern Storage - ON | Storage | Methane | WC | Dispatch-Storage | VOM | 0 | [6 empty] | 0.53391 | 0
LCP_Inputs_ON_Electric_Howarth_2023_05_05 | 2036 | Electrolyser 2020/2030 | Crossload | Hydrogen | MI | Dispatch-Crossload | EmissionsCost | 0 | [6 empty] | 0.53391 | 0
LCP_Inputs_ON_Electric_Howarth_2023_05_05 | 2036 | Electrolyser 2020/2030 | Crossload | Hydrogen | MI | Dispatch-Crossload | FuelCost | 0 | [6 empty] | 0.53391 | 0
LCP_Inputs_ON_Electric_Howarth_2023_05_05 | 2036 | Electrolyser 2020/2030 | Crossload | Hydrogen | MI | Dispatch-Crossload | VOM | 0 | [6 empty] | 0.53391 | 0
LCP_Inputs_ON_Electric_Howarth_2023_05_05 | 2036 | Electrolyser 2020/2030 | Crossload | Hydrogen | NY | Dispatch-Crossload | EmissionsCost | 0 | [6 empty] | 0.53391 | 0
LCP_Inputs_ON_Electric_Howarth_2023_05_05 | 2036 | Electrolyser 2020/2030 | Crossload | Hydrogen | NY | Dispatch-Crossload | FuelCost | 0 | [6 empty] | 0.53391 | 0
LCP_Inputs_ON_Electric_Howarth_2023_05_05 | 2036 | Electrolyser 2020/2030 | Crossload | Hydrogen | NY | Dispatch-Crossload | VOM | 0 | [6 empty] | 0.53391 | 0
LCP_Inputs_ON_Electric_Howarth_2023_05_05 | 2036 | Electrolyser 2020/2030 | Crossload | Hydrogen | ON | Dispatch-Crossload | EmissionsCost | 0 | [6 empty] | 0.53391 | 0
LCP_Inputs_ON_Electric_Howarth_2023_05_05 | 2036 | Electrolyser 2020/2030 | Crossload | Hydrogen | ON | Dispatch-Crossload | FuelCost | 0 | [6 empty] | 0.53391 | 0
LCP_Inputs_ON_Electric_Howarth_2023_05_05 | 2036 | Electrolyser 2020/2030 | Crossload | Hydrogen | ON | Dispatch-Crossload | VOM | 0 | [6 empty] | 0.53391 | 0
LCP_Inputs_ON_Electric_Howarth_2023_05_05 | 2036 | Electrolyser 2020/2030 | Crossload | Hydrogen | PJ | Dispatch-Crossload | EmissionsCost | 0 | [6 empty] | 0.53391 | 0
LCP_Inputs_ON_Electric_Howarth_2023_05_05 | 2036 | Electrolyser 2020/2030 | Crossload | Hydrogen | PJ | Dispatch-Crossload | FuelCost | 0 | [6 empty] | 0.53391 | 0
LCP_Inputs_ON_Electric_Howarth_2023_05_05 | 2036 | Electrolyser 2020/2030 | Crossload | Hydrogen | PJ | Dispatch-Crossload | VOM | 0 | [6 empty] | 0.53391 | 0
LCP_Inputs_ON_Electric_Howarth_2023_05_05 | 2036 | Electrolyser 2020/2030 | Crossload | Hydrogen | QC | Dispatch-Crossload | EmissionsCost | 0 | [6 empty] | 0.53391 | 0
LCP_Inputs_ON_Electric_Howarth_2023_05_05 | 2036 | Electrolyser 2020/2030 | Crossload | Hydrogen | QC | Dispatch-Crossload | FuelCost | 0 | [6 empty] | 0.53391 | 0
LCP_Inputs_ON_Electric_Howarth_2023_05_05 | 2036 | Electrolyser 2020/2030 | Crossload | Hydrogen | QC | Dispatch-Crossload | VOM | 0 | [6 empty] | 0.53391 | 0
LCP_Inputs_ON_Electric_Howarth_2023_05_05 | 2036 | Electrolyser 2020/2030 | Crossload | Hydrogen | WC | Dispatch-Crossload | EmissionsCost | 0 | [6 empty] | 0.53391 | 0
LCP_Inputs_ON_Electric_Howarth_2023_05_05 | 2036 | Electrolyser 2020/2030 | Crossload | Hydrogen | WC | Dispatch-Crossload | FuelCost | 0 | [6 empty] | 0.53391 | 0
LCP_Inputs_ON_Electric_Howarth_2023_05_05 | 2036 | Electrolyser 2020/2030 | Crossload | Hydrogen | WC | Dispatch-Crossload | VOM | 0 | [6 empty] | 0.53391 | 0
LCP_Inputs_ON_Electric_Howarth_2023_05_05 | 2036 | Electrolyser 2040 | Crossload | Hydrogen | MI | Dispatch-Crossload | EmissionsCost | 0 | [6 empty] | 0.53391 | 0
LCP_Inputs_ON_Electric_Howarth_2023_05_05 | 2036 | Electrolyser 2040 | Crossload | Hydrogen | MI | Dispatch-Crossload | FuelCost | 0 | [6 empty] | 0.53391 | 0
LCP_Inputs_ON_Electric_Howarth_2023_05_05 | 2036 | Electrolyser 2040 | Crossload | Hydrogen | MI | Dispatch-Crossload | VOM | 0 | [6 empty] | 0.53391 | 0
LCP_Inputs_ON_Electric_Howarth_2023_05_05 | 2036 | Electrolyser 2040 | Crossload | Hydrogen | NY | Dispatch-Crossload | EmissionsCost | 0 | [6 empty] | 0.53391 | 0
LCP_Inputs_ON_Electric_Howarth_2023_05_05 | 2036 | Electrolyser 2040 | Crossload | Hydrogen | NY | Dispatch-Crossload | FuelCost | 0 | [6 empty] | 0.53391 | 0
LCP_Inputs_ON_Electric_Howarth_2023_05_05 | 2036 | Electrolyser 2040 | Crossload | Hydrogen | NY | Dispatch-Crossload | VOM | 0 | [6 empty] | 0.53391 | 0
LCP_Inputs_ON_Electric_Howarth_2023_05_05 | 2036 | Electrolyser 2040 | Crossload | Hydrogen | ON | Dispatch-Crossload | EmissionsCost | 0 | [6 empty] | 0.53391 | 0
LCP_Inputs_ON_Electric_Howarth_2023_05_05 | 2036 | Electrolyser 2040 | Crossload | Hydrogen | ON | Dispatch-Crossload | FuelCost | 0 | [6 empty] | 0.53391 | 0
LCP_Inputs_ON_Electric_Howarth_2023_05_05 | 2036 | Electrolyser 2040 | Crossload | Hydrogen | ON | Dispatch-Crossload | VOM | 0 | [6 empty] | 0.53391 | 0
LCP_Inputs_ON_Electric_Howarth_2023_05_05 | 2036 | Electrolyser 2040 | Crossload | Hydrogen | PJ | Dispatch-Crossload | EmissionsCost | 0 | [6 empty] | 0.53391 | 0
LCP_Inputs_ON_Electric_Howarth_2023_05_05 | 2036 | Electrolyser 2040 | Crossload | Hydrogen | PJ | Dispatch-Crossload | FuelCost | 0 | [6 empty] | 0.53391 | 0
LCP_Inputs_ON_Electric_Howarth_2023_05_05 | 2036 | Electrolyser 2040 | Crossload | Hydrogen | PJ | Dispatch-Crossload | VOM | 0 | [6 empty] | 0.53391 | 0
LCP_Inputs_ON_Electric_Howarth_2023_05_05 | 2036 | Electrolyser 2040 | Crossload | Hydrogen | QC | Dispatch-Crossload | EmissionsCost | 0 | [6 empty] | 0.53391 | 0
LCP_Inputs_ON_Electric_Howarth_2023_05_05 | 2036 | Electrolyser 2040 | Crossload | Hydrogen | QC | Dispatch-Crossload | FuelCost | 0 | [6 empty] | 0.53391 | 0
LCP_Inputs_ON_Electric_Howarth_2023_05_05 | 2036 | Electrolyser 2040 | Crossload | Hydrogen | QC | Dispatch-Crossload | VOM | 0 | [6 empty] | 0.53391 | 0
LCP_Inputs_ON_Electric_Howarth_2023_05_05 | 2036 | Electrolyser 2040 | Crossload | Hydrogen | WC | Dispatch-Crossload | EmissionsCost | 0 | [6 empty] | 0.53391 | 0
LCP_Inputs_ON_Electric_Howarth_2023_05_05 | 2036 | Electrolyser 2040 | Crossload | Hydrogen | WC | Dispatch-Crossload | FuelCost | 0 | [6 empty] | 0.53391 | 0
LCP_Inputs_ON_Electric_Howarth_2023_05_05 | 2036 | Electrolyser 2040 | Crossload | Hydrogen | WC | Dispatch-Crossload | VOM | 0 | [6 empty] | 0.53391 | 0
LCP_Inputs_ON_Electric_Howarth_2023_05_05 | 2036 | Electrolyser 2050 | Crossload | Hydrogen | MI | Dispatch-Crossload | EmissionsCost | 0 | [6 empty] | 0.53391 | 0
LCP_Inputs_ON_Electric_Howarth_2023_05_05 | 2036 | Electrolyser 2050 | Crossload | Hydrogen | MI | Dispatch-Crossload | FuelCost | 0 | [6 empty] | 0.53391 | 0
LCP_Inputs_ON_Electric_Howarth_2023_05_05 | 2036 | Electrolyser 2050 | Crossload | Hydrogen | MI | Dispatch-Crossload | VOM | 0 | [6 empty] | 0.53391 | 0
LCP_Inputs_ON_Electric_Howarth_2023_05_05 | 2036 | Electrolyser 2050 | Crossload | Hydrogen | NY | Dispatch-Crossload | EmissionsCost | 0 | [6 empty] | 0.53391 | 0
LCP_Inputs_ON_Electric_Howarth_2023_05_05 | 2036 | Electrolyser 2050 | Crossload | Hydrogen | NY | Dispatch-Crossload | FuelCost | 0 | [6 empty] | 0.53391 | 0
LCP_Inputs_ON_Electric_Howarth_2023_05_05 | 2036 | Electrolyser 2050 | Crossload | Hydrogen | NY | Dispatch-Crossload | VOM | 0 | [6 empty] | 0.53391 | 0
LCP_Inputs_ON_Electric_Howarth_2023_05_05 | 2036 | Electrolyser 2050 | Crossload | Hydrogen | ON | Dispatch-Crossload | EmissionsCost | 0 | [6 empty] | 0.53391 | 0
LCP_Inputs_ON_Electric_Howarth_2023_05_05 | 2036 | Electrolyser 2050 | Crossload | Hydrogen | ON | Dispatch-Crossload | FuelCost | 0 | [6 empty] | 0.53391 | 0
LCP_Inputs_ON_Electric_Howarth_2023_05_05 | 2036 | Electrolyser 2050 | Crossload | Hydrogen | ON | Dispatch-Crossload | VOM | 0 | [6 empty] | 0.53391 | 0
LCP_Inputs_ON_Electric_Howarth_2023_05_05 | 2036 | Electrolyser 2050 | Crossload | Hydrogen | PJ | Dispatch-Crossload | EmissionsCost | 0 | [6 empty] | 0.53391 | 0
LCP_Inputs_ON_Electric_Howarth_2023_05_05 | 2036 | Electrolyser 2050 | Crossload | Hydrogen | PJ | Dispatch-Crossload | FuelCost | 0 | [6 empty] | 0.53391 | 0
LCP_Inputs_ON_Electric_Howarth_2023_05_05 | 2036 | Electrolyser 2050 | Crossload | Hydrogen | PJ | Dispatch-Crossload | VOM | 0 | [6 empty] | 0.53391 | 0
LCP_Inputs_ON_Electric_Howarth_2023_05_05 | 2036 | Electrolyser 2050 | Crossload | Hydrogen | QC | Dispatch-Crossload | EmissionsCost | 0 | [6 empty] | 0.53391 | 0
LCP_Inputs_ON_Electric_Howarth_2023_05_05 | 2036 | Electrolyser 2050 | Crossload | Hydrogen | QC | Dispatch-Crossload | FuelCost | 0 | [6 empty] | 0.53391 | 0
LCP_Inputs_ON_Electric_Howarth_2023_05_05 | 2036 | Electrolyser 2050 | Crossload | Hydrogen | QC | Dispatch-Crossload | VOM | 0 | [6 empty] | 0.53391 | 0
LCP_Inputs_ON_Electric_Howarth_2023_05_05 | 2036 | Electrolyser 2050 | Crossload | Hydrogen | WC | Dispatch-Crossload | EmissionsCost | 0 | [6 empty] | 0.53391 | 0
LCP_Inputs_ON_Electric_Howarth_2023_05_05 | 2036 | Electrolyser 2050 | Crossload | Hydrogen | WC | Dispatch-Crossload | FuelCost | 0 | [6 empty] | 0.53391 | 0
LCP_Inputs_ON_Electric_Howarth_2023_05_05 | 2036 | Electrolyser 2050 | Crossload | Hydrogen | WC | Dispatch-Crossload | VOM | 0 | [6 empty] | 0.53391 | 0
LCP_Inputs_ON_Electric_Howarth_2023_05_05 | 2036 | Fossil Fuel Thermal (Coal, Peat, Oil) | Generation | Electricity | MI | Dispatch-Generation | EmissionsCost | 0 | [6 empty] | 0.53391 | 0
LCP_Inputs_ON_Electric_Howarth_2023_05_05 | 2036 | Fossil Fuel Thermal (Coal, Peat, Oil) | Generation | Electricity | MI | Dispatch-Generation | FuelCost | 0 | [6 empty] | 0.53391 | 0
LCP_Inputs_ON_Electric_Howarth_2023_05_05 | 2036 | Fossil Fuel Thermal (Coal, Peat, Oil) | Generation | Electricity | MI | Dispatch-Generation | VOM | 0 | [6 empty] | 0.53391 | 0
LCP_Inputs_ON_Electric_Howarth_2023_05_05 | 2036 | Fossil Fuel Thermal (Coal, Peat, Oil) | Generation | Electricity | NY | Dispatch-Generation | EmissionsCost | 0 | [6 empty] | 0.53391 | 0
LCP_Inputs_ON_Electric_Howarth_2023_05_05 | 2036 | Fossil Fuel Thermal (Coal, Peat, Oil) | Generation | Electricity | NY | Dispatch-Generation | FuelCost | 0 | [6 empty] | 0.53391 | 0
LCP_Inputs_ON_Electric_Howarth_2023_05_05 | 2036 | Fossil Fuel Thermal (Coal, Peat, Oil) | Generation | Electricity | NY | Dispatch-Generation | VOM | 0 | [6 empty] | 0.53391 | 0
LCP_Inputs_ON_Electric_Howarth_2023_05_05 | 2036 | Fossil Fuel Thermal (Coal, Peat, Oil) | Generation | Electricity | ON | Dispatch-Generation | EmissionsCost | 0 | [6 empty] | 0.53391 | 0
LCP_Inputs_ON_Electric_Howarth_2023_05_05 | 2036 | Fossil Fuel Thermal (Coal, Peat, Oil) | Generation | Electricity | ON | Dispatch-Generation | FuelCost | 0 | [6 empty] | 0.53391 | 0
LCP_Inputs_ON_Electric_Howarth_2023_05_05 | 2036 | Fossil Fuel Thermal (Coal, Peat, Oil) | Generation | Electricity | ON | Dispatch-Generation | VOM | 0 | [6 empty] | 0.53391 | 0
LCP_Inputs_ON_Electric_Howarth_2023_05_05 | 2036 | Fossil Fuel Thermal (Coal, Peat, Oil) | Generation | Electricity | PJ | Dispatch-Generation | EmissionsCost | 0 | [6 empty] | 0.53391 | 0
LCP_Inputs_ON_Electric_Howarth_2023_05_05 | 2036 | Fossil Fuel Thermal (Coal, Peat, Oil) | Generation | Electricity | PJ | Dispatch-Generation | FuelCost | 0 | [6 empty] | 0.53391 | 0
LCP_Inputs_ON_Electric_Howarth_2023_05_05 | 2036 | Fossil Fuel Thermal (Coal, Peat, Oil) | Generation | Electricity | PJ | Dispatch-Generation | VOM | 0 | [6 empty] | 0.53391 | 0
LCP_Inputs_ON_Electric_Howarth_2023_05_05 | 2036 | Fossil Fuel Thermal (Coal, Peat, Oil) | Generation | Electricity | QC | Dispatch-Generation | EmissionsCost | 0 | [6 empty] | 0.53391 | 0
LCP_Inputs_ON_Electric_Howarth_2023_05_05 | 2036 | Fossil Fuel Thermal (Coal, Peat, Oil) | Generation | Electricity | QC | Dispatch-Generation | FuelCost | 0 | [6 empty] | 0.53391 | 0
LCP_Inputs_ON_Electric_Howarth_2023_05_05 | 2036 | Fossil Fuel Thermal (Coal, Peat, Oil) | Generation | Electricity | QC | Dispatch-Generation | VOM | 0 | [6 empty] | 0.53391 | 0
LCP_Inputs_ON_Electric_Howarth_2023_05_05 | 2036 | Fossil Fuel Thermal (Coal, Peat, Oil) | Generation | Electricity | WC | Dispatch-Generation | EmissionsCost | 0 | [6 empty] | 0.53391 | 0
LCP_Inputs_ON_Electric_Howarth_2023_05_05 | 2036 | Fossil Fuel Thermal (Coal, Peat, Oil) | Generation | Electricity | WC | Dispatch-Generation | FuelCost | 0 | [6 empty] | 0.53391 | 0
LCP_Inputs_ON_Electric_Howarth_2023_05_05 | 2036 | Fossil Fuel Thermal (Coal, Peat, Oil) | Generation | Electricity | WC | Dispatch-Generation | VOM | 0 | [6 empty] | 0.53391 | 0
LCP_Inputs_ON_Electric_Howarth_2023_05_05 | 2036 | Generic - Generator | Generation | Electricity | MI | Dispatch-Generation | EmissionsCost | 0 | [6 empty] | 0.53391 | 0
LCP_Inputs_ON_Electric_Howarth_2023_05_05 | 2036 | Generic - Generator | Generation | Electricity | MI | Dispatch-Generation | FuelCost | 1914828256.8349 | [6 empty] | 0.53391 | 1022342461.3584
LCP_Inputs_ON_Electric_Howarth_2023_05_05 | 2036 | Generic - Generator | Generation | Electricity | MI | Dispatch-Generation | VOM | 66868135.5263 | [6 empty] | 0.53391 | 35701444.2503
LCP_Inputs_ON_Electric_Howarth_2023_05_05 | 2036 | Generic - Generator | Generation | Electricity | NY | Dispatch-Generation | EmissionsCost | 0 | [6 empty] | 0.53391 | 0
LCP_Inputs_ON_Electric_Howarth_2023_05_05 | 2036 | Generic - Generator | Generation | Electricity | NY | Dispatch-Generation | FuelCost | 745132168.0451 | [6 empty] | 0.53391 | 397832156.4858
LCP_Inputs_ON_Electric_Howarth_2023_05_05 | 2036 | Generic - Generator | Generation | Electricity | NY | Dispatch-Generation | VOM | 26020923.088 | [6 empty] | 0.53391 | 13892783.5756
LCP_Inputs_ON_Electric_Howarth_2023_05_05 | 2036 | Generic - Generator | Generation | Electricity | ON | Dispatch-Generation | EmissionsCost | 0 | [6 empty] | 0.53391 | 0
LCP_Inputs_ON_Electric_Howarth_2023_05_05 | 2036 | Generic - Generator | Generation | Electricity | ON | Dispatch-Generation | FuelCost | 0 | [6 empty] | 0.53391 | 0
LCP_Inputs_ON_Electric_Howarth_2023_05_05 | 2036 | Generic - Generator | Generation | Electricity | ON | Dispatch-Generation | VOM | 0 | [6 empty] | 0.53391 | 0
LCP_Inputs_ON_Electric_Howarth_2023_05_05 | 2036 | Generic - Generator | Generation | Electricity | PJ | Dispatch-Generation | EmissionsCost | 0 | [6 empty] | 0.53391 | 0
LCP_Inputs_ON_Electric_Howarth_2023_05_05 | 2036 | Generic - Generator | Generation | Electricity | PJ | Dispatch-Generation | FuelCost | 7324771896.2137 | [6 empty] | 0.53391 | 3910755600.4224
LCP_Inputs_ON_Electric_Howarth_2023_05_05 | 2036 | Generic - Generator | Generation | Electricity | PJ | Dispatch-Generation | VOM | 255789958.2413 | [6 empty] | 0.53391 | 136568349.9633
LCP_Inputs_ON_Electric_Howarth_2023_05_05 | 2036 | Generic - Generator | Generation | Electricity | QC | Dispatch-Generation | EmissionsCost | 0 | [6 empty] | 0.53391 | 0
LCP_Inputs_ON_Electric_Howarth_2023_05_05 | 2036 | Generic - Generator | Generation | Electricity | QC | Dispatch-Generation | FuelCost | 0 | [6 empty] | 0.53391 | 0
LCP_Inputs_ON_Electric_Howarth_2023_05_05 | 2036 | Generic - Generator | Generation | Electricity | QC | Dispatch-Generation | VOM | 0 | [6 empty] | 0.53391 | 0
LCP_Inputs_ON_Electric_Howarth_2023_05_05 | 2036 | Generic - Generator | Generation | Electricity | WC | Dispatch-Generation | EmissionsCost | 0 | [6 empty] | 0.53391 | 0
LCP_Inputs_ON_Electric_Howarth_2023_05_05 | 2036 | Generic - Generator | Generation | Electricity | WC | Dispatch-Generation | FuelCost | 1737227.6587 | [6 empty] | 0.53391 | 927520.05
LCP_Inputs_ON_Electric_Howarth_2023_05_05 | 2036 | Generic - Generator | Generation | Electricity | WC | Dispatch-Generation | VOM | 60666.1063 | [6 empty] | 0.53391 | 32390.1301
LCP_Inputs_ON_Electric_Howarth_2023_05_05 | 2036 | H2 Import - QC | Import | Hydrogen | MI | Dispatch-Import | EmissionsCost | 0 | [6 empty] | 0.53391 | 0
LCP_Inputs_ON_Electric_Howarth_2023_05_05 | 2036 | H2 Import - QC | Import | Hydrogen | MI | Dispatch-Import | FuelCost | 0 | [6 empty] | 0.53391 | 0
LCP_Inputs_ON_Electric_Howarth_2023_05_05 | 2036 | H2 Import - QC | Import | Hydrogen | MI | Dispatch-Import | VOM | 0 | [6 empty] | 0.53391 | 0
LCP_Inputs_ON_Electric_Howarth_2023_05_05 | 2036 | H2 Import - QC | Import | Hydrogen | NY | Dispatch-Import | EmissionsCost | 0 | [6 empty] | 0.53391 | 0
LCP_Inputs_ON_Electric_Howarth_2023_05_05 | 2036 | H2 Import - QC | Import | Hydrogen | NY | Dispatch-Import | FuelCost | 0 | [6 empty] | 0.53391 | 0
LCP_Inputs_ON_Electric_Howarth_2023_05_05 | 2036 | H2 Import - QC | Import | Hydrogen | NY | Dispatch-Import | VOM | 0 | [6 empty] | 0.53391 | 0
LCP_Inputs_ON_Electric_Howarth_2023_05_05 | 2036 | H2 Import - QC | Import | Hydrogen | ON | Dispatch-Import | EmissionsCost | 0 | [6 empty] | 0.53391 | 0
LCP_Inputs_ON_Electric_Howarth_2023_05_05 | 2036 | H2 Import - QC | Import | Hydrogen | ON | Dispatch-Import | FuelCost | 0 | [6 empty] | 0.53391 | 0
LCP_Inputs_ON_Electric_Howarth_2023_05_05 | 2036 | H2 Import - QC | Import | Hydrogen | ON | Dispatch-Import | VOM | 0 | [6 empty] | 0.53391 | 0
LCP_Inputs_ON_Electric_Howarth_2023_05_05 | 2036 | H2 Import - QC | Import | Hydrogen | PJ | Dispatch-Import | EmissionsCost | 0 | [6 empty] | 0.53391 | 0
LCP_Inputs_ON_Electric_Howarth_2023_05_05 | 2036 | H2 Import - QC | Import | Hydrogen | PJ | Dispatch-Import | FuelCost | 0 | [6 empty] | 0.53391 | 0
LCP_Inputs_ON_Electric_Howarth_2023_05_05 | 2036 | H2 Import - QC | Import | Hydrogen | PJ | Dispatch-Import | VOM | 0 | [6 empty] | 0.53391 | 0
LCP_Inputs_ON_Electric_Howarth_2023_05_05 | 2036 | H2 Import - QC | Import | Hydrogen | QC | Dispatch-Import | EmissionsCost | 0 | [6 empty] | 0.53391 | 0
LCP_Inputs_ON_Electric_Howarth_2023_05_05 | 2036 | H2 Import - QC | Import | Hydrogen | QC | Dispatch-Import | FuelCost | 0 | [6 empty] | 0.53391 | 0
LCP_Inputs_ON_Electric_Howarth_2023_05_05 | 2036 | H2 Import - QC | Import | Hydrogen | QC | Dispatch-Import | VOM | 0 | [6 empty] | 0.53391 | 0
LCP_Inputs_ON_Electric_Howarth_2023_05_05 | 2036 | H2 Import - QC | Import | Hydrogen | WC | Dispatch-Import | EmissionsCost | 0 | [6 empty] | 0.53391 | 0
LCP_Inputs_ON_Electric_Howarth_2023_05_05 | 2036 | H2 Import - QC | Import | Hydrogen | WC | Dispatch-Import | FuelCost | 0 | [6 empty] | 0.53391 | 0
LCP_Inputs_ON_Electric_Howarth_2023_05_05 | 2036 | H2 Import - QC | Import | Hydrogen | WC | Dispatch-Import | VOM | 0 | [6 empty] | 0.53391 | 0
LCP_Inputs_ON_Electric_Howarth_2023_05_05 | 2036 | H2 Import - WC | Import | Hydrogen | MI | Dispatch-Import | EmissionsCost | 0 | [6 empty] | 0.53391 | 0
LCP_Inputs_ON_Electric_Howarth_2023_05_05 | 2036 | H2 Import - WC | Import | Hydrogen | MI | Dispatch-Import | FuelCost | 0 | [6 empty] | 0.53391 | 0
LCP_Inputs_ON_Electric_Howarth_2023_05_05 | 2036 | H2 Import - WC | Import | Hydrogen | MI | Dispatch-Import | VOM | 0 | [6 empty] | 0.53391 | 0
LCP_Inputs_ON_Electric_Howarth_2023_05_05 | 2036 | H2 Import - WC | Import | Hydrogen | NY | Dispatch-Import | EmissionsCost | 0 | [6 empty] | 0.53391 | 0
LCP_Inputs_ON_Electric_Howarth_2023_05_05 | 2036 | H2 Import - WC | Import | Hydrogen | NY | Dispatch-Import | FuelCost | 0 | [6 empty] | 0.53391 | 0
LCP_Inputs_ON_Electric_Howarth_2023_05_05 | 2036 | H2 Import - WC | Import | Hydrogen | NY | Dispatch-Import | VOM | 0 | [6 empty] | 0.53391 | 0
LCP_Inputs_ON_Electric_Howarth_2023_05_05 | 2036 | H2 Import - WC | Import | Hydrogen | ON | Dispatch-Import | EmissionsCost | 0 | [6 empty] | 0.53391 | 0
LCP_Inputs_ON_Electric_Howarth_2023_05_05 | 2036 | H2 Import - WC | Import | Hydrogen | ON | Dispatch-Import | FuelCost | 0 | [6 empty] | 0.53391 | 0
LCP_Inputs_ON_Electric_Howarth_2023_05_05 | 2036 | H2 Import - WC | Import | Hydrogen | ON | Dispatch-Import | VOM | 0 | [6 empty] | 0.53391 | 0
LCP_Inputs_ON_Electric_Howarth_2023_05_05 | 2036 | H2 Import - WC | Import | Hydrogen | PJ | Dispatch-Import | EmissionsCost | 0 | [6 empty] | 0.53391 | 0
LCP_Inputs_ON_Electric_Howarth_2023_05_05 | 2036 | H2 Import - WC | Import | Hydrogen | PJ | Dispatch-Import | FuelCost | 0 | [6 empty] | 0.53391 | 0
LCP_Inputs_ON_Electric_Howarth_2023_05_05 | 2036 | H2 Import - WC | Import | Hydrogen | PJ | Dispatch-Import | VOM | 0 | [6 empty] | 0.53391 | 0
LCP_Inputs_ON_Electric_Howarth_2023_05_05 | 2036 | H2 Import - WC | Import | Hydrogen | QC | Dispatch-Import | EmissionsCost | 0 | [6 empty] | 0.53391 | 0
LCP_Inputs_ON_Electric_Howarth_2023_05_05 | 2036 | H2 Import - WC | Import | Hydrogen | QC | Dispatch-Import | FuelCost | 0 | [6 empty] | 0.53391 | 0
LCP_Inputs_ON_Electric_Howarth_2023_05_05 | 2036 | H2 Import - WC | Import | Hydrogen | QC | Dispatch-Import | VOM | 0 | [6 empty] | 0.53391 | 0
LCP_Inputs_ON_Electric_Howarth_2023_05_05 | 2036 | H2 Import - WC | Import | Hydrogen | WC | Dispatch-Import | EmissionsCost | 0 | [6 empty] | 0.53391 | 0
LCP_Inputs_ON_Electric_Howarth_2023_05_05 | 2036 | H2 Import - WC | Import | Hydrogen | WC | Dispatch-Import | FuelCost | 0 | [6 empty] | 0.53391 | 0
LCP_Inputs_ON_Electric_Howarth_2023_05_05 | 2036 | H2 Import - WC | Import | Hydrogen | WC | Dispatch-Import | VOM | 0 | [6 empty] | 0.53391 | 0
LCP_Inputs_ON_Electric_Howarth_2023_05_05 | 2036 | H2 Salt Cavern Storage - ON | Storage | Hydrogen | MI | Dispatch-Storage | EmissionsCost | 0 | [6 empty] | 0.53391 | 0
LCP_Inputs_ON_Electric_Howarth_2023_05_05 | 2036 | H2 Salt Cavern Storage - ON | Storage | Hydrogen | MI | Dispatch-Storage | FuelCost | 0 | [6 empty] | 0.53391 | 0
LCP_Inputs_ON_Electric_Howarth_2023_05_05 | 2036 | H2 Salt Cavern Storage - ON | Storage | Hydrogen | MI | Dispatch-Storage | VOM | 0 | [6 empty] | 0.53391 | 0
LCP_Inputs_ON_Electric_Howarth_2023_05_05 | 2036 | H2 Salt Cavern Storage - ON | Storage | Hydrogen | NY | Dispatch-Storage | EmissionsCost | 0 | [6 empty] | 0.53391 | 0
LCP_Inputs_ON_Electric_Howarth_2023_05_05 | 2036 | H2 Salt Cavern Storage - ON | Storage | Hydrogen | NY | Dispatch-Storage | FuelCost | 0 | [6 empty] | 0.53391 | 0
LCP_Inputs_ON_Electric_Howarth_2023_05_05 | 2036 | H2 Salt Cavern Storage - ON | Storage | Hydrogen | NY | Dispatch-Storage | VOM | 0 | [6 empty] | 0.53391 | 0
LCP_Inputs_ON_Electric_Howarth_2023_05_05 | 2036 | H2 Salt Cavern Storage - ON | Storage | Hydrogen | ON | Dispatch-Storage | EmissionsCost | 0 | [6 empty] | 0.53391 | 0
LCP_Inputs_ON_Electric_Howarth_2023_05_05 | 2036 | H2 Salt Cavern Storage - ON | Storage | Hydrogen | ON | Dispatch-Storage | FuelCost | 0 | [6 empty] | 0.53391 | 0
LCP_Inputs_ON_Electric_Howarth_2023_05_05 | 2036 | H2 Salt Cavern Storage - ON | Storage | Hydrogen | ON | Dispatch-Storage | VOM | 12116975.9484 | [6 empty] | 0.53391 | 6469352.5235
LCP_Inputs_ON_Electric_Howarth_2023_05_05 | 2036 | H2 Salt Cavern Storage - ON | Storage | Hydrogen | PJ | Dispatch-Storage | EmissionsCost | 0 | [6 empty] | 0.53391 | 0
LCP_Inputs_ON_Electric_Howarth_2023_05_05 | 2036 | H2 Salt Cavern Storage - ON | Storage | Hydrogen | PJ | Dispatch-Storage | FuelCost | 0 | [6 empty] | 0.53391 | 0
LCP_Inputs_ON_Electric_Howarth_2023_05_05 | 2036 | H2 Salt Cavern Storage - ON | Storage | Hydrogen | PJ | Dispatch-Storage | VOM | 0 | [6 empty] | 0.53391 | 0
LCP_Inputs_ON_Electric_Howarth_2023_05_05 | 2036 | H2 Salt Cavern Storage - ON | Storage | Hydrogen | QC | Dispatch-Storage | EmissionsCost | 0 | [6 empty] | 0.53391 | 0
LCP_Inputs_ON_Electric_Howarth_2023_05_05 | 2036 | H2 Salt Cavern Storage - ON | Storage | Hydrogen | QC | Dispatch-Storage | FuelCost | 0 | [6 empty] | 0.53391 | 0
LCP_Inputs_ON_Electric_Howarth_2023_05_05 | 2036 | H2 Salt Cavern Storage - ON | Storage | Hydrogen | QC | Dispatch-Storage | VOM | 0 | [6 empty] | 0.53391 | 0
LCP_Inputs_ON_Electric_Howarth_2023_05_05 | 2036 | H2 Salt Cavern Storage - ON | Storage | Hydrogen | WC | Dispatch-Storage | EmissionsCost | 0 | [6 empty] | 0.53391 | 0
LCP_Inputs_ON_Electric_Howarth_2023_05_05 | 2036 | H2 Salt Cavern Storage - ON | Storage | Hydrogen | WC | Dispatch-Storage | FuelCost | 0 | [6 empty] | 0.53391 | 0
LCP_Inputs_ON_Electric_Howarth_2023_05_05 | 2036 | H2 Salt Cavern Storage - ON | Storage | Hydrogen | WC | Dispatch-Storage | VOM | 0 | [6 empty] | 0.53391 | 0
LCP_Inputs_ON_Electric_Howarth_2023_05_05 | 2036 | Hydro | Generation | Electricity | MI | Dispatch-Generation | EmissionsCost | 0 | [6 empty] | 0.53391 | 0
LCP_Inputs_ON_Electric_Howarth_2023_05_05 | 2036 | Hydro | Generation | Electricity | MI | Dispatch-Generation | FuelCost | 0 | [6 empty] | 0.53391 | 0
LCP_Inputs_ON_Electric_Howarth_2023_05_05 | 2036 | Hydro | Generation | Electricity | MI | Dispatch-Generation | VOM | 0 | [6 empty] | 0.53391 | 0
LCP_Inputs_ON_Electric_Howarth_2023_05_05 | 2036 | Hydro | Generation | Electricity | NY | Dispatch-Generation | EmissionsCost | 0 | [6 empty] | 0.53391 | 0
LCP_Inputs_ON_Electric_Howarth_2023_05_05 | 2036 | Hydro | Generation | Electricity | NY | Dispatch-Generation | FuelCost | 0 | [6 empty] | 0.53391 | 0
LCP_Inputs_ON_Electric_Howarth_2023_05_05 | 2036 | Hydro | Generation | Electricity | NY | Dispatch-Generation | VOM | 0 | [6 empty] | 0.53391 | 0
LCP_Inputs_ON_Electric_Howarth_2023_05_05 | 2036 | Hydro | Generation | Electricity | ON | Dispatch-Generation | EmissionsCost | 0 | [6 empty] | 0.53391 | 0
LCP_Inputs_ON_Electric_Howarth_2023_05_05 | 2036 | Hydro | Generation | Electricity | ON | Dispatch-Generation | FuelCost | 0 | [6 empty] | 0.53391 | 0
LCP_Inputs_ON_Electric_Howarth_2023_05_05 | 2036 | Hydro | Generation | Electricity | ON | Dispatch-Generation | VOM | 0 | [6 empty] | 0.53391 | 0
LCP_Inputs_ON_Electric_Howarth_2023_05_05 | 2036 | Hydro | Generation | Electricity | PJ | Dispatch-Generation | EmissionsCost | 0 | [6 empty] | 0.53391 | 0
LCP_Inputs_ON_Electric_Howarth_2023_05_05 | 2036 | Hydro | Generation | Electricity | PJ | Dispatch-Generation | FuelCost | 0 | [6 empty] | 0.53391 | 0
LCP_Inputs_ON_Electric_Howarth_2023_05_05 | 2036 | Hydro | Generation | Electricity | PJ | Dispatch-Generation | VOM | 0 | [6 empty] | 0.53391 | 0
LCP_Inputs_ON_Electric_Howarth_2023_05_05 | 2036 | Hydro | Generation | Electricity | QC | Dispatch-Generation | EmissionsCost | 0 | [6 empty] | 0.53391 | 0
LCP_Inputs_ON_Electric_Howarth_2023_05_05 | 2036 | Hydro | Generation | Electricity | QC | Dispatch-Generation | FuelCost | 0 | [6 empty] | 0.53391 | 0
LCP_Inputs_ON_Electric_Howarth_2023_05_05 | 2036 | Hydro | Generation | Electricity | QC | Dispatch-Generation | VOM | 0 | [6 empty] | 0.53391 | 0
LCP_Inputs_ON_Electric_Howarth_2023_05_05 | 2036 | Hydro | Generation | Electricity | WC | Dispatch-Generation | EmissionsCost | 0 | [6 empty] | 0.53391 | 0
LCP_Inputs_ON_Electric_Howarth_2023_05_05 | 2036 | Hydro | Generation | Electricity | WC | Dispatch-Generation | FuelCost | 0 | [6 empty] | 0.53391 | 0
LCP_Inputs_ON_Electric_Howarth_2023_05_05 | 2036 | Hydro | Generation | Electricity | WC | Dispatch-Generation | VOM | 0 | [6 empty] | 0.53391 | 0
LCP_Inputs_ON_Electric_Howarth_2023_05_05 | 2036 | Hydro Pumped Storage | Storage | Electricity | MI | Dispatch-Storage | EmissionsCost | 0 | [6 empty] | 0.53391 | 0
LCP_Inputs_ON_Electric_Howarth_2023_05_05 | 2036 | Hydro Pumped Storage | Storage | Electricity | MI | Dispatch-Storage | FuelCost | 0 | [6 empty] | 0.53391 | 0
LCP_Inputs_ON_Electric_Howarth_2023_05_05 | 2036 | Hydro Pumped Storage | Storage | Electricity | MI | Dispatch-Storage | VOM | 0 | [6 empty] | 0.53391 | 0
LCP_Inputs_ON_Electric_Howarth_2023_05_05 | 2036 | Hydro Pumped Storage | Storage | Electricity | NY | Dispatch-Storage | EmissionsCost | 0 | [6 empty] | 0.53391 | 0
LCP_Inputs_ON_Electric_Howarth_2023_05_05 | 2036 | Hydro Pumped Storage | Storage | Electricity | NY | Dispatch-Storage | FuelCost | 0 | [6 empty] | 0.53391 | 0
LCP_Inputs_ON_Electric_Howarth_2023_05_05 | 2036 | Hydro Pumped Storage | Storage | Electricity | NY | Dispatch-Storage | VOM | 0 | [6 empty] | 0.53391 | 0
LCP_Inputs_ON_Electric_Howarth_2023_05_05 | 2036 | Hydro Pumped Storage | Storage | Electricity | ON | Dispatch-Storage | EmissionsCost | 0 | [6 empty] | 0.53391 | 0
LCP_Inputs_ON_Electric_Howarth_2023_05_05 | 2036 | Hydro Pumped Storage | Storage | Electricity | ON | Dispatch-Storage | FuelCost | 0 | [6 empty] | 0.53391 | 0
LCP_Inputs_ON_Electric_Howarth_2023_05_05 | 2036 | Hydro Pumped Storage | Storage | Electricity | ON | Dispatch-Storage | VOM | 0 | [6 empty] | 0.53391 | 0
LCP_Inputs_ON_Electric_Howarth_2023_05_05 | 2036 | Hydro Pumped Storage | Storage | Electricity | PJ | Dispatch-Storage | EmissionsCost | 0 | [6 empty] | 0.53391 | 0
LCP_Inputs_ON_Electric_Howarth_2023_05_05 | 2036 | Hydro Pumped Storage | Storage | Electricity | PJ | Dispatch-Storage | FuelCost | 0 | [6 empty] | 0.53391 | 0
LCP_Inputs_ON_Electric_Howarth_2023_05_05 | 2036 | Hydro Pumped Storage | Storage | Electricity | PJ | Dispatch-Storage | VOM | 0 | [6 empty] | 0.53391 | 0
LCP_Inputs_ON_Electric_Howarth_2023_05_05 | 2036 | Hydro Pumped Storage | Storage | Electricity | QC | Dispatch-Storage | EmissionsCost | 0 | [6 empty] | 0.53391 | 0
LCP_Inputs_ON_Electric_Howarth_2023_05_05 | 2036 | Hydro Pumped Storage | Storage | Electricity | QC | Dispatch-Storage | FuelCost | 0 | [6 empty] | 0.53391 | 0
LCP_Inputs_ON_Electric_Howarth_2023_05_05 | 2036 | Hydro Pumped Storage | Storage | Electricity | QC | Dispatch-Storage | VOM | 0 | [6 empty] | 0.53391 | 0
LCP_Inputs_ON_Electric_Howarth_2023_05_05 | 2036 | Hydro Pumped Storage | Storage | Electricity | WC | Dispatch-Storage | EmissionsCost | 0 | [6 empty] | 0.53391 | 0
LCP_Inputs_ON_Electric_Howarth_2023_05_05 | 2036 | Hydro Pumped Storage | Storage | Electricity | WC | Dispatch-Storage | FuelCost | 0 | [6 empty] | 0.53391 | 0
LCP_Inputs_ON_Electric_Howarth_2023_05_05 | 2036 | Hydro Pumped Storage | Storage | Electricity | WC | Dispatch-Storage | VOM | 0 | [6 empty] | 0.53391 | 0
LCP_Inputs_ON_Electric_Howarth_2023_05_05 | 2036 | Nuclear | Generation | Electricity | MI | Dispatch-Generation | EmissionsCost | 0 | [6 empty] | 0.53391 | 0
LCP_Inputs_ON_Electric_Howarth_2023_05_05 | 2036 | Nuclear | Generation | Electricity | MI | Dispatch-Generation | FuelCost | 0 | [6 empty] | 0.53391 | 0
LCP_Inputs_ON_Electric_Howarth_2023_05_05 | 2036 | Nuclear | Generation | Electricity | MI | Dispatch-Generation | VOM | 2762866296.96 | [6 empty] | 0.53391 | 1475116904.2738
LCP_Inputs_ON_Electric_Howarth_2023_05_05 | 2036 | Nuclear | Generation | Electricity | NY | Dispatch-Generation | EmissionsCost | 0 | [6 empty] | 0.53391 | 0
LCP_Inputs_ON_Electric_Howarth_2023_05_05 | 2036 | Nuclear | Generation | Electricity | NY | Dispatch-Generation | FuelCost | 0 | [6 empty] | 0.53391 | 0
LCP_Inputs_ON_Electric_Howarth_2023_05_05 | 2036 | Nuclear | Generation | Electricity | NY | Dispatch-Generation | VOM | 2246155230.144 | [6 empty] | 0.53391 | 1199240641.2334
LCP_Inputs_ON_Electric_Howarth_2023_05_05 | 2036 | Nuclear | Generation | Electricity | ON | Dispatch-Generation | EmissionsCost | 0 | [6 empty] | 0.53391 | 0
LCP_Inputs_ON_Electric_Howarth_2023_05_05 | 2036 | Nuclear | Generation | Electricity | ON | Dispatch-Generation | FuelCost | 0 | [6 empty] | 0.53391 | 0
LCP_Inputs_ON_Electric_Howarth_2023_05_05 | 2036 | Nuclear | Generation | Electricity | ON | Dispatch-Generation | VOM | 7240796912.4466 | [6 empty] | 0.53391 | 3865920670.036
LCP_Inputs_ON_Electric_Howarth_2023_05_05 | 2036 | Nuclear | Generation | Electricity | PJ | Dispatch-Generation | EmissionsCost | 0 | [6 empty] | 0.53391 | 0
LCP_Inputs_ON_Electric_Howarth_2023_05_05 | 2036 | Nuclear | Generation | Electricity | PJ | Dispatch-Generation | FuelCost | 0 | [6 empty] | 0.53391 | 0
LCP_Inputs_ON_Electric_Howarth_2023_05_05 | 2036 | Nuclear | Generation | Electricity | PJ | Dispatch-Generation | VOM | 6401347648.6848 | [6 empty] | 0.53391 | 3417731845.0402
LCP_Inputs_ON_Electric_Howarth_2023_05_05 | 2036 | Nuclear | Generation | Electricity | QC | Dispatch-Generation | EmissionsCost | 0 | [6 empty] | 0.53391 | 0
LCP_Inputs_ON_Electric_Howarth_2023_05_05 | 2036 | Nuclear | Generation | Electricity | QC | Dispatch-Generation | FuelCost | 0 | [6 empty] | 0.53391 | 0
LCP_Inputs_ON_Electric_Howarth_2023_05_05 | 2036 | Nuclear | Generation | Electricity | QC | Dispatch-Generation | VOM | 0 | [6 empty] | 0.53391 | 0
LCP_Inputs_ON_Electric_Howarth_2023_05_05 | 2036 | Nuclear | Generation | Electricity | WC | Dispatch-Generation | EmissionsCost | 0 | [6 empty] | 0.53391 | 0
LCP_Inputs_ON_Electric_Howarth_2023_05_05 | 2036 | Nuclear | Generation | Electricity | WC | Dispatch-Generation | FuelCost | 0 | [6 empty] | 0.53391 | 0
LCP_Inputs_ON_Electric_Howarth_2023_05_05 | 2036 | Nuclear | Generation | Electricity | WC | Dispatch-Generation | VOM | 0 | [6 empty] | 0.53391 | 0
LCP_Inputs_ON_Electric_Howarth_2023_05_05 | 2036 | Nuclear SMR | Generation | Electricity | MI | Dispatch-Generation | EmissionsCost | 0 | [6 empty] | 0.53391 | 0
LCP_Inputs_ON_Electric_Howarth_2023_05_05 | 2036 | Nuclear SMR | Generation | Electricity | MI | Dispatch-Generation | FuelCost | 0 | [6 empty] | 0.53391 | 0
LCP_Inputs_ON_Electric_Howarth_2023_05_05 | 2036 | Nuclear SMR | Generation | Electricity | MI | Dispatch-Generation | VOM | 0 | [6 empty] | 0.53391 | 0
LCP_Inputs_ON_Electric_Howarth_2023_05_05 | 2036 | Nuclear SMR | Generation | Electricity | NY | Dispatch-Generation | EmissionsCost | 0 | [6 empty] | 0.53391 | 0
LCP_Inputs_ON_Electric_Howarth_2023_05_05 | 2036 | Nuclear SMR | Generation | Electricity | NY | Dispatch-Generation | FuelCost | 0 | [6 empty] | 0.53391 | 0
LCP_Inputs_ON_Electric_Howarth_2023_05_05 | 2036 | Nuclear SMR | Generation | Electricity | NY | Dispatch-Generation | VOM | 0 | [6 empty] | 0.53391 | 0
LCP_Inputs_ON_Electric_Howarth_2023_05_05 | 2036 | Nuclear SMR | Generation | Electricity | ON | Dispatch-Generation | EmissionsCost | 0 | [6 empty] | 0.53391 | 0
LCP_Inputs_ON_Electric_Howarth_2023_05_05 | 2036 | Nuclear SMR | Generation | Electricity | ON | Dispatch-Generation | FuelCost | 0 | [6 empty] | 0.53391 | 0
LCP_Inputs_ON_Electric_Howarth_2023_05_05 | 2036 | Nuclear SMR | Generation | Electricity | ON | Dispatch-Generation | VOM | 19039640.4 | [6 empty] | 0.53391 | 10165419.6717
LCP_Inputs_ON_Electric_Howarth_2023_05_05 | 2036 | Nuclear SMR | Generation | Electricity | PJ | Dispatch-Generation | EmissionsCost | 0 | [6 empty] | 0.53391 | 0
LCP_Inputs_ON_Electric_Howarth_2023_05_05 | 2036 | Nuclear SMR | Generation | Electricity | PJ | Dispatch-Generation | FuelCost | 0 | [6 empty] | 0.53391 | 0
LCP_Inputs_ON_Electric_Howarth_2023_05_05 | 2036 | Nuclear SMR | Generation | Electricity | PJ | Dispatch-Generation | VOM | 0 | [6 empty] | 0.53391 | 0
LCP_Inputs_ON_Electric_Howarth_2023_05_05 | 2036 | Nuclear SMR | Generation | Electricity | QC | Dispatch-Generation | EmissionsCost | 0 | [6 empty] | 0.53391 | 0
LCP_Inputs_ON_Electric_Howarth_2023_05_05 | 2036 | Nuclear SMR | Generation | Electricity | QC | Dispatch-Generation | FuelCost | 0 | [6 empty] | 0.53391 | 0
LCP_Inputs_ON_Electric_Howarth_2023_05_05 | 2036 | Nuclear SMR | Generation | Electricity | QC | Dispatch-Generation | VOM | 0 | [6 empty] | 0.53391 | 0
LCP_Inputs_ON_Electric_Howarth_2023_05_05 | 2036 | Nuclear SMR | Generation | Electricity | WC | Dispatch-Generation | EmissionsCost | 0 | [6 empty] | 0.53391 | 0
LCP_Inputs_ON_Electric_Howarth_2023_05_05 | 2036 | Nuclear SMR | Generation | Electricity | WC | Dispatch-Generation | FuelCost | 0 | [6 empty] | 0.53391 | 0
LCP_Inputs_ON_Electric_Howarth_2023_05_05 | 2036 | Nuclear SMR | Generation | Electricity | WC | Dispatch-Generation | VOM | 0 | [6 empty] | 0.53391 | 0
LCP_Inputs_ON_Electric_Howarth_2023_05_05 | 2036 | O/CCGT - CH4 Existing | Crossload | Electricity | MI | Dispatch-Crossload | EmissionsCost | 0 | [6 empty] | 0.53391 | 0
LCP_Inputs_ON_Electric_Howarth_2023_05_05 | 2036 | O/CCGT - CH4 Existing | Crossload | Electricity | MI | Dispatch-Crossload | FuelCost | 0 | [6 empty] | 0.53391 | 0
LCP_Inputs_ON_Electric_Howarth_2023_05_05 | 2036 | O/CCGT - CH4 Existing | Crossload | Electricity | MI | Dispatch-Crossload | VOM | 0 | [6 empty] | 0.53391 | 0
LCP_Inputs_ON_Electric_Howarth_2023_05_05 | 2036 | O/CCGT - CH4 Existing | Crossload | Electricity | NY | Dispatch-Crossload | EmissionsCost | 0 | [6 empty] | 0.53391 | 0
LCP_Inputs_ON_Electric_Howarth_2023_05_05 | 2036 | O/CCGT - CH4 Existing | Crossload | Electricity | NY | Dispatch-Crossload | FuelCost | 0 | [6 empty] | 0.53391 | 0
LCP_Inputs_ON_Electric_Howarth_2023_05_05 | 2036 | O/CCGT - CH4 Existing | Crossload | Electricity | NY | Dispatch-Crossload | VOM | 0 | [6 empty] | 0.53391 | 0
LCP_Inputs_ON_Electric_Howarth_2023_05_05 | 2036 | O/CCGT - CH4 Existing | Crossload | Electricity | ON | Dispatch-Crossload | EmissionsCost | 11165878.9802 | [6 empty] | 0.53391 | 5961554.0762
LCP_Inputs_ON_Electric_Howarth_2023_05_05 | 2036 | O/CCGT - CH4 Existing | Crossload | Electricity | ON | Dispatch-Crossload | FuelCost | 0 | [6 empty] | 0.53391 | 0
LCP_Inputs_ON_Electric_Howarth_2023_05_05 | 2036 | O/CCGT - CH4 Existing | Crossload | Electricity | ON | Dispatch-Crossload | VOM | 405781.1348 | [6 empty] | 0.53391 | 216649.8654
LCP_Inputs_ON_Electric_Howarth_2023_05_05 | 2036 | O/CCGT - CH4 Existing | Crossload | Electricity | PJ | Dispatch-Crossload | EmissionsCost | 0 | [6 empty] | 0.53391 | 0
LCP_Inputs_ON_Electric_Howarth_2023_05_05 | 2036 | O/CCGT - CH4 Existing | Crossload | Electricity | PJ | Dispatch-Crossload | FuelCost | 0 | [6 empty] | 0.53391 | 0
LCP_Inputs_ON_Electric_Howarth_2023_05_05 | 2036 | O/CCGT - CH4 Existing | Crossload | Electricity | PJ | Dispatch-Crossload | VOM | 0 | [6 empty] | 0.53391 | 0
LCP_Inputs_ON_Electric_Howarth_2023_05_05 | 2036 | O/CCGT - CH4 Existing | Crossload | Electricity | QC | Dispatch-Crossload | EmissionsCost | 0 | [6 empty] | 0.53391 | 0
LCP_Inputs_ON_Electric_Howarth_2023_05_05 | 2036 | O/CCGT - CH4 Existing | Crossload | Electricity | QC | Dispatch-Crossload | FuelCost | 0 | [6 empty] | 0.53391 | 0
LCP_Inputs_ON_Electric_Howarth_2023_05_05 | 2036 | O/CCGT - CH4 Existing | Crossload | Electricity | QC | Dispatch-Crossload | VOM | 0 | [6 empty] | 0.53391 | 0
LCP_Inputs_ON_Electric_Howarth_2023_05_05 | 2036 | O/CCGT - CH4 Existing | Crossload | Electricity | WC | Dispatch-Crossload | EmissionsCost | 0 | [6 empty] | 0.53391 | 0
LCP_Inputs_ON_Electric_Howarth_2023_05_05 | 2036 | O/CCGT - CH4 Existing | Crossload | Electricity | WC | Dispatch-Crossload | FuelCost | 0 | [6 empty] | 0.53391 | 0
LCP_Inputs_ON_Electric_Howarth_2023_05_05 | 2036 | O/CCGT - CH4 Existing | Crossload | Electricity | WC | Dispatch-Crossload | VOM | 0 | [6 empty] | 0.53391 | 0
LCP_Inputs_ON_Electric_Howarth_2023_05_05 | 2036 | O/CCGT - CH4 New | Crossload | Electricity | MI | Dispatch-Crossload | EmissionsCost | 0 | [6 empty] | 0.53391 | 0
LCP_Inputs_ON_Electric_Howarth_2023_05_05 | 2036 | O/CCGT - CH4 New | Crossload | Electricity | MI | Dispatch-Crossload | FuelCost | 0 | [6 empty] | 0.53391 | 0
LCP_Inputs_ON_Electric_Howarth_2023_05_05 | 2036 | O/CCGT - CH4 New | Crossload | Electricity | MI | Dispatch-Crossload | VOM | 0 | [6 empty] | 0.53391 | 0
LCP_Inputs_ON_Electric_Howarth_2023_05_05 | 2036 | O/CCGT - CH4 New | Crossload | Electricity | NY | Dispatch-Crossload | EmissionsCost | 0 | [6 empty] | 0.53391 | 0
LCP_Inputs_ON_Electric_Howarth_2023_05_05 | 2036 | O/CCGT - CH4 New | Crossload | Electricity | NY | Dispatch-Crossload | FuelCost | 0 | [6 empty] | 0.53391 | 0
LCP_Inputs_ON_Electric_Howarth_2023_05_05 | 2036 | O/CCGT - CH4 New | Crossload | Electricity | NY | Dispatch-Crossload | VOM | 0 | [6 empty] | 0.53391 | 0
LCP_Inputs_ON_Electric_Howarth_2023_05_05 | 2036 | O/CCGT - CH4 New | Crossload | Electricity | ON | Dispatch-Crossload | EmissionsCost | 1023543.3464 | [6 empty] | 0.53391 | 546478.1608
LCP_Inputs_ON_Electric_Howarth_2023_05_05 | 2036 | O/CCGT - CH4 New | Crossload | Electricity | ON | Dispatch-Crossload | FuelCost | 0 | [6 empty] | 0.53391 | 0
LCP_Inputs_ON_Electric_Howarth_2023_05_05 | 2036 | O/CCGT - CH4 New | Crossload | Electricity | ON | Dispatch-Crossload | VOM | 37196.7654 | [6 empty] | 0.53391 | 19859.6571
LCP_Inputs_ON_Electric_Howarth_2023_05_05 | 2036 | O/CCGT - CH4 New | Crossload | Electricity | PJ | Dispatch-Crossload | EmissionsCost | 0 | [6 empty] | 0.53391 | 0
LCP_Inputs_ON_Electric_Howarth_2023_05_05 | 2036 | O/CCGT - CH4 New | Crossload | Electricity | PJ | Dispatch-Crossload | FuelCost | 0 | [6 empty] | 0.53391 | 0
LCP_Inputs_ON_Electric_Howarth_2023_05_05 | 2036 | O/CCGT - CH4 New | Crossload | Electricity | PJ | Dispatch-Crossload | VOM | 0 | [6 empty] | 0.53391 | 0
LCP_Inputs_ON_Electric_Howarth_2023_05_05 | 2036 | O/CCGT - CH4 New | Crossload | Electricity | QC | Dispatch-Crossload | EmissionsCost | 0 | [6 empty] | 0.53391 | 0
LCP_Inputs_ON_Electric_Howarth_2023_05_05 | 2036 | O/CCGT - CH4 New | Crossload | Electricity | QC | Dispatch-Crossload | FuelCost | 0 | [6 empty] | 0.53391 | 0
LCP_Inputs_ON_Electric_Howarth_2023_05_05 | 2036 | O/CCGT - CH4 New | Crossload | Electricity | QC | Dispatch-Crossload | VOM | 0 | [6 empty] | 0.53391 | 0
LCP_Inputs_ON_Electric_Howarth_2023_05_05 | 2036 | O/CCGT - CH4 New | Crossload | Electricity | WC | Dispatch-Crossload | EmissionsCost | 0 | [6 empty] | 0.53391 | 0
LCP_Inputs_ON_Electric_Howarth_2023_05_05 | 2036 | O/CCGT - CH4 New | Crossload | Electricity | WC | Dispatch-Crossload | FuelCost | 0 | [6 empty] | 0.53391 | 0
LCP_Inputs_ON_Electric_Howarth_2023_05_05 | 2036 | O/CCGT - CH4 New | Crossload | Electricity | WC | Dispatch-Crossload | VOM | 0 | [6 empty] | 0.53391 | 0
LCP_Inputs_ON_Electric_Howarth_2023_05_05 | 2036 | O/CCGT - H2 New | Crossload | Electricity | MI | Dispatch-Crossload | EmissionsCost | 0 | [6 empty] | 0.53391 | 0
LCP_Inputs_ON_Electric_Howarth_2023_05_05 | 2036 | O/CCGT - H2 New | Crossload | Electricity | MI | Dispatch-Crossload | FuelCost | 0 | [6 empty] | 0.53391 | 0
LCP_Inputs_ON_Electric_Howarth_2023_05_05 | 2036 | O/CCGT - H2 New | Crossload | Electricity | MI | Dispatch-Crossload | VOM | 0 | [6 empty] | 0.53391 | 0
LCP_Inputs_ON_Electric_Howarth_2023_05_05 | 2036 | O/CCGT - H2 New | Crossload | Electricity | NY | Dispatch-Crossload | EmissionsCost | 0 | [6 empty] | 0.53391 | 0
LCP_Inputs_ON_Electric_Howarth_2023_05_05 | 2036 | O/CCGT - H2 New | Crossload | Electricity | NY | Dispatch-Crossload | FuelCost | 0 | [6 empty] | 0.53391 | 0
LCP_Inputs_ON_Electric_Howarth_2023_05_05 | 2036 | O/CCGT - H2 New | Crossload | Electricity | NY | Dispatch-Crossload | VOM | 0 | [6 empty] | 0.53391 | 0
LCP_Inputs_ON_Electric_Howarth_2023_05_05 | 2036 | O/CCGT - H2 New | Crossload | Electricity | ON | Dispatch-Crossload | EmissionsCost | 0 | [6 empty] | 0.53391 | 0
LCP_Inputs_ON_Electric_Howarth_2023_05_05 | 2036 | O/CCGT - H2 New | Crossload | Electricity | ON | Dispatch-Crossload | FuelCost | 0 | [6 empty] | 0.53391 | 0
LCP_Inputs_ON_Electric_Howarth_2023_05_05 | 2036 | O/CCGT - H2 New | Crossload | Electricity | ON | Dispatch-Crossload | VOM | 13608.3219 | [6 empty] | 0.53391 | 7265.5943
LCP_Inputs_ON_Electric_Howarth_2023_05_05 | 2036 | O/CCGT - H2 New | Crossload | Electricity | PJ | Dispatch-Crossload | EmissionsCost | 0 | [6 empty] | 0.53391 | 0
LCP_Inputs_ON_Electric_Howarth_2023_05_05 | 2036 | O/CCGT - H2 New | Crossload | Electricity | PJ | Dispatch-Crossload | FuelCost | 0 | [6 empty] | 0.53391 | 0
LCP_Inputs_ON_Electric_Howarth_2023_05_05 | 2036 | O/CCGT - H2 New | Crossload | Electricity | PJ | Dispatch-Crossload | VOM | 0 | [6 empty] | 0.53391 | 0
LCP_Inputs_ON_Electric_Howarth_2023_05_05 | 2036 | O/CCGT - H2 New | Crossload | Electricity | QC | Dispatch-Crossload | EmissionsCost | 0 | [6 empty] | 0.53391 | 0
LCP_Inputs_ON_Electric_Howarth_2023_05_05 | 2036 | O/CCGT - H2 New | Crossload | Electricity | QC | Dispatch-Crossload | FuelCost | 0 | [6 empty] | 0.53391 | 0
LCP_Inputs_ON_Electric_Howarth_2023_05_05 | 2036 | O/CCGT - H2 New | Crossload | Electricity | QC | Dispatch-Crossload | VOM | 0 | [6 empty] | 0.53391 | 0
LCP_Inputs_ON_Electric_Howarth_2023_05_05 | 2036 | O/CCGT - H2 New | Crossload | Electricity | WC | Dispatch-Crossload | EmissionsCost | 0 | [6 empty] | 0.53391 | 0
LCP_Inputs_ON_Electric_Howarth_2023_05_05 | 2036 | O/CCGT - H2 New | Crossload | Electricity | WC | Dispatch-Crossload | FuelCost | 0 | [6 empty] | 0.53391 | 0
LCP_Inputs_ON_Electric_Howarth_2023_05_05 | 2036 | O/CCGT - H2 New | Crossload | Electricity | WC | Dispatch-Crossload | VOM | 0 | [6 empty] | 0.53391 | 0
LCP_Inputs_ON_Electric_Howarth_2023_05_05 | 2036 | SMR CCS | Generation | Hydrogen | MI | Dispatch-Generation | EmissionsCost | 0 | [6 empty] | 0.53391 | 0
LCP_Inputs_ON_Electric_Howarth_2023_05_05 | 2036 | SMR CCS | Generation | Hydrogen | MI | Dispatch-Generation | FuelCost | 0 | [6 empty] | 0.53391 | 0
LCP_Inputs_ON_Electric_Howarth_2023_05_05 | 2036 | SMR CCS | Generation | Hydrogen | MI | Dispatch-Generation | VOM | 0 | [6 empty] | 0.53391 | 0
LCP_Inputs_ON_Electric_Howarth_2023_05_05 | 2036 | SMR CCS | Generation | Hydrogen | NY | Dispatch-Generation | EmissionsCost | 0 | [6 empty] | 0.53391 | 0
LCP_Inputs_ON_Electric_Howarth_2023_05_05 | 2036 | SMR CCS | Generation | Hydrogen | NY | Dispatch-Generation | FuelCost | 0 | [6 empty] | 0.53391 | 0
LCP_Inputs_ON_Electric_Howarth_2023_05_05 | 2036 | SMR CCS | Generation | Hydrogen | NY | Dispatch-Generation | VOM | 0 | [6 empty] | 0.53391 | 0
LCP_Inputs_ON_Electric_Howarth_2023_05_05 | 2036 | SMR CCS | Generation | Hydrogen | ON | Dispatch-Generation | EmissionsCost | 534562683.9116 | [6 empty] | 0.53391 | 285407387.357
LCP_Inputs_ON_Electric_Howarth_2023_05_05 | 2036 | SMR CCS | Generation | Hydrogen | ON | Dispatch-Generation | FuelCost | 210670439.8621 | [6 empty] | 0.53391 | 112478670.2177
LCP_Inputs_ON_Electric_Howarth_2023_05_05 | 2036 | SMR CCS | Generation | Hydrogen | ON | Dispatch-Generation | VOM | 0 | [6 empty] | 0.53391 | 0
LCP_Inputs_ON_Electric_Howarth_2023_05_05 | 2036 | SMR CCS | Generation | Hydrogen | PJ | Dispatch-Generation | EmissionsCost | 0 | [6 empty] | 0.53391 | 0
LCP_Inputs_ON_Electric_Howarth_2023_05_05 | 2036 | SMR CCS | Generation | Hydrogen | PJ | Dispatch-Generation | FuelCost | 0 | [6 empty] | 0.53391 | 0
LCP_Inputs_ON_Electric_Howarth_2023_05_05 | 2036 | SMR CCS | Generation | Hydrogen | PJ | Dispatch-Generation | VOM | 0 | [6 empty] | 0.53391 | 0
LCP_Inputs_ON_Electric_Howarth_2023_05_05 | 2036 | SMR CCS | Generation | Hydrogen | QC | Dispatch-Generation | EmissionsCost | 0 | [6 empty] | 0.53391 | 0
LCP_Inputs_ON_Electric_Howarth_2023_05_05 | 2036 | SMR CCS | Generation | Hydrogen | QC | Dispatch-Generation | FuelCost | 0 | [6 empty] | 0.53391 | 0
LCP_Inputs_ON_Electric_Howarth_2023_05_05 | 2036 | SMR CCS | Generation | Hydrogen | QC | Dispatch-Generation | VOM | 0 | [6 empty] | 0.53391 | 0
LCP_Inputs_ON_Electric_Howarth_2023_05_05 | 2036 | SMR CCS | Generation | Hydrogen | WC | Dispatch-Generation | EmissionsCost | 0 | [6 empty] | 0.53391 | 0
LCP_Inputs_ON_Electric_Howarth_2023_05_05 | 2036 | SMR CCS | Generation | Hydrogen | WC | Dispatch-Generation | FuelCost | 0 | [6 empty] | 0.53391 | 0
LCP_Inputs_ON_Electric_Howarth_2023_05_05 | 2036 | SMR CCS | Generation | Hydrogen | WC | Dispatch-Generation | VOM | 0 | [6 empty] | 0.53391 | 0
LCP_Inputs_ON_Electric_Howarth_2023_05_05 | 2036 | Solar PV | Generation | Electricity | MI | Dispatch-Generation | EmissionsCost | 0 | [6 empty] | 0.53391 | 0
LCP_Inputs_ON_Electric_Howarth_2023_05_05 | 2036 | Solar PV | Generation | Electricity | MI | Dispatch-Generation | FuelCost | 0 | [6 empty] | 0.53391 | 0
LCP_Inputs_ON_Electric_Howarth_2023_05_05 | 2036 | Solar PV | Generation | Electricity | MI | Dispatch-Generation | VOM | 0 | [6 empty] | 0.53391 | 0
LCP_Inputs_ON_Electric_Howarth_2023_05_05 | 2036 | Solar PV | Generation | Electricity | NY | Dispatch-Generation | EmissionsCost | 0 | [6 empty] | 0.53391 | 0
LCP_Inputs_ON_Electric_Howarth_2023_05_05 | 2036 | Solar PV | Generation | Electricity | NY | Dispatch-Generation | FuelCost | 0 | [6 empty] | 0.53391 | 0
LCP_Inputs_ON_Electric_Howarth_2023_05_05 | 2036 | Solar PV | Generation | Electricity | NY | Dispatch-Generation | VOM | 0 | [6 empty] | 0.53391 | 0
LCP_Inputs_ON_Electric_Howarth_2023_05_05 | 2036 | Solar PV | Generation | Electricity | ON | Dispatch-Generation | EmissionsCost | 0 | [6 empty] | 0.53391 | 0
LCP_Inputs_ON_Electric_Howarth_2023_05_05 | 2036 | Solar PV | Generation | Electricity | ON | Dispatch-Generation | FuelCost | 0 | [6 empty] | 0.53391 | 0
LCP_Inputs_ON_Electric_Howarth_2023_05_05 | 2036 | Solar PV | Generation | Electricity | ON | Dispatch-Generation | VOM | 0 | [6 empty] | 0.53391 | 0
LCP_Inputs_ON_Electric_Howarth_2023_05_05 | 2036 | Solar PV | Generation | Electricity | PJ | Dispatch-Generation | EmissionsCost | 0 | [6 empty] | 0.53391 | 0
LCP_Inputs_ON_Electric_Howarth_2023_05_05 | 2036 | Solar PV | Generation | Electricity | PJ | Dispatch-Generation | FuelCost | 0 | [6 empty] | 0.53391 | 0
LCP_Inputs_ON_Electric_Howarth_2023_05_05 | 2036 | Solar PV | Generation | Electricity | PJ | Dispatch-Generation | VOM | 0 | [6 empty] | 0.53391 | 0
LCP_Inputs_ON_Electric_Howarth_2023_05_05 | 2036 | Solar PV | Generation | Electricity | QC | Dispatch-Generation | EmissionsCost | 0 | [6 empty] | 0.53391 | 0
LCP_Inputs_ON_Electric_Howarth_2023_05_05 | 2036 | Solar PV | Generation | Electricity | QC | Dispatch-Generation | FuelCost | 0 | [6 empty] | 0.53391 | 0
LCP_Inputs_ON_Electric_Howarth_2023_05_05 | 2036 | Solar PV | Generation | Electricity | QC | Dispatch-Generation | VOM | 0 | [6 empty] | 0.53391 | 0
LCP_Inputs_ON_Electric_Howarth_2023_05_05 | 2036 | Solar PV | Generation | Electricity | WC | Dispatch-Generation | EmissionsCost | 0 | [6 empty] | 0.53391 | 0
LCP_Inputs_ON_Electric_Howarth_2023_05_05 | 2036 | Solar PV | Generation | Electricity | WC | Dispatch-Generation | FuelCost | 0 | [6 empty] | 0.53391 | 0
LCP_Inputs_ON_Electric_Howarth_2023_05_05 | 2036 | Solar PV | Generation | Electricity | WC | Dispatch-Generation | VOM | 0 | [6 empty] | 0.53391 | 0
LCP_Inputs_ON_Electric_Howarth_2023_05_05 | 2036 | Wind Offshore | Generation | Electricity | MI | Dispatch-Generation | EmissionsCost | 0 | [6 empty] | 0.53391 | 0
LCP_Inputs_ON_Electric_Howarth_2023_05_05 | 2036 | Wind Offshore | Generation | Electricity | MI | Dispatch-Generation | FuelCost | 0 | [6 empty] | 0.53391 | 0
LCP_Inputs_ON_Electric_Howarth_2023_05_05 | 2036 | Wind Offshore | Generation | Electricity | MI | Dispatch-Generation | VOM | 0 | [6 empty] | 0.53391 | 0
LCP_Inputs_ON_Electric_Howarth_2023_05_05 | 2036 | Wind Offshore | Generation | Electricity | NY | Dispatch-Generation | EmissionsCost | 0 | [6 empty] | 0.53391 | 0
LCP_Inputs_ON_Electric_Howarth_2023_05_05 | 2036 | Wind Offshore | Generation | Electricity | NY | Dispatch-Generation | FuelCost | 0 | [6 empty] | 0.53391 | 0
LCP_Inputs_ON_Electric_Howarth_2023_05_05 | 2036 | Wind Offshore | Generation | Electricity | NY | Dispatch-Generation | VOM | 0 | [6 empty] | 0.53391 | 0
LCP_Inputs_ON_Electric_Howarth_2023_05_05 | 2036 | Wind Offshore | Generation | Electricity | ON | Dispatch-Generation | EmissionsCost | 0 | [6 empty] | 0.53391 | 0
LCP_Inputs_ON_Electric_Howarth_2023_05_05 | 2036 | Wind Offshore | Generation | Electricity | ON | Dispatch-Generation | FuelCost | 0 | [6 empty] | 0.53391 | 0
LCP_Inputs_ON_Electric_Howarth_2023_05_05 | 2036 | Wind Offshore | Generation | Electricity | ON | Dispatch-Generation | VOM | 0 | [6 empty] | 0.53391 | 0
LCP_Inputs_ON_Electric_Howarth_2023_05_05 | 2036 | Wind Offshore | Generation | Electricity | PJ | Dispatch-Generation | EmissionsCost | 0 | [6 empty] | 0.53391 | 0
LCP_Inputs_ON_Electric_Howarth_2023_05_05 | 2036 | Wind Offshore | Generation | Electricity | PJ | Dispatch-Generation | FuelCost | 0 | [6 empty] | 0.53391 | 0
LCP_Inputs_ON_Electric_Howarth_2023_05_05 | 2036 | Wind Offshore | Generation | Electricity | PJ | Dispatch-Generation | VOM | 0 | [6 empty] | 0.53391 | 0
LCP_Inputs_ON_Electric_Howarth_2023_05_05 | 2036 | Wind Offshore | Generation | Electricity | QC | Dispatch-Generation | EmissionsCost | 0 | [6 empty] | 0.53391 | 0
LCP_Inputs_ON_Electric_Howarth_2023_05_05 | 2036 | Wind Offshore | Generation | Electricity | QC | Dispatch-Generation | FuelCost | 0 | [6 empty] | 0.53391 | 0
LCP_Inputs_ON_Electric_Howarth_2023_05_05 | 2036 | Wind Offshore | Generation | Electricity | QC | Dispatch-Generation | VOM | 0 | [6 empty] | 0.53391 | 0
LCP_Inputs_ON_Electric_Howarth_2023_05_05 | 2036 | Wind Offshore | Generation | Electricity | WC | Dispatch-Generation | EmissionsCost | 0 | [6 empty] | 0.53391 | 0
LCP_Inputs_ON_Electric_Howarth_2023_05_05 | 2036 | Wind Offshore | Generation | Electricity | WC | Dispatch-Generation | FuelCost | 0 | [6 empty] | 0.53391 | 0
LCP_Inputs_ON_Electric_Howarth_2023_05_05 | 2036 | Wind Offshore | Generation | Electricity | WC | Dispatch-Generation | VOM | 0 | [6 empty] | 0.53391 | 0
LCP_Inputs_ON_Electric_Howarth_2023_05_05 | 2036 | Wind Onshore | Generation | Electricity | MI | Dispatch-Generation | EmissionsCost | 0 | [6 empty] | 0.53391 | 0
LCP_Inputs_ON_Electric_Howarth_2023_05_05 | 2036 | Wind Onshore | Generation | Electricity | MI | Dispatch-Generation | FuelCost | 0 | [6 empty] | 0.53391 | 0
LCP_Inputs_ON_Electric_Howarth_2023_05_05 | 2036 | Wind Onshore | Generation | Electricity | MI | Dispatch-Generation | VOM | 0 | [6 empty] | 0.53391 | 0
LCP_Inputs_ON_Electric_Howarth_2023_05_05 | 2036 | Wind Onshore | Generation | Electricity | NY | Dispatch-Generation | EmissionsCost | 0 | [6 empty] | 0.53391 | 0
LCP_Inputs_ON_Electric_Howarth_2023_05_05 | 2036 | Wind Onshore | Generation | Electricity | NY | Dispatch-Generation | FuelCost | 0 | [6 empty] | 0.53391 | 0
LCP_Inputs_ON_Electric_Howarth_2023_05_05 | 2036 | Wind Onshore | Generation | Electricity | NY | Dispatch-Generation | VOM | 0 | [6 empty] | 0.53391 | 0
LCP_Inputs_ON_Electric_Howarth_2023_05_05 | 2036 | Wind Onshore | Generation | Electricity | ON | Dispatch-Generation | EmissionsCost | 0 | [6 empty] | 0.53391 | 0
LCP_Inputs_ON_Electric_Howarth_2023_05_05 | 2036 | Wind Onshore | Generation | Electricity | ON | Dispatch-Generation | FuelCost | 0 | [6 empty] | 0.53391 | 0
LCP_Inputs_ON_Electric_Howarth_2023_05_05 | 2036 | Wind Onshore | Generation | Electricity | ON | Dispatch-Generation | VOM | 0 | [6 empty] | 0.53391 | 0
LCP_Inputs_ON_Electric_Howarth_2023_05_05 | 2036 | Wind Onshore | Generation | Electricity | PJ | Dispatch-Generation | EmissionsCost | 0 | [6 empty] | 0.53391 | 0
LCP_Inputs_ON_Electric_Howarth_2023_05_05 | 2036 | Wind Onshore | Generation | Electricity | PJ | Dispatch-Generation | FuelCost | 0 | [6 empty] | 0.53391 | 0
LCP_Inputs_ON_Electric_Howarth_2023_05_05 | 2036 | Wind Onshore | Generation | Electricity | PJ | Dispatch-Generation | VOM | 0 | [6 empty] | 0.53391 | 0
LCP_Inputs_ON_Electric_Howarth_2023_05_05 | 2036 | Wind Onshore | Generation | Electricity | QC | Dispatch-Generation | EmissionsCost | 0 | [6 empty] | 0.53391 | 0
LCP_Inputs_ON_Electric_Howarth_2023_05_05 | 2036 | Wind Onshore | Generation | Electricity | QC | Dispatch-Generation | FuelCost | 0 | [6 empty] | 0.53391 | 0
LCP_Inputs_ON_Electric_Howarth_2023_05_05 | 2036 | Wind Onshore | Generation | Electricity | QC | Dispatch-Generation | VOM | 0 | [6 empty] | 0.53391 | 0
LCP_Inputs_ON_Electric_Howarth_2023_05_05 | 2036 | Wind Onshore | Generation | Electricity | WC | Dispatch-Generation | EmissionsCost | 0 | [6 empty] | 0.53391 | 0
LCP_Inputs_ON_Electric_Howarth_2023_05_05 | 2036 | Wind Onshore | Generation | Electricity | WC | Dispatch-Generation | FuelCost | 0 | [6 empty] | 0.53391 | 0
LCP_Inputs_ON_Electric_Howarth_2023_05_05 | 2036 | Wind Onshore | Generation | Electricity | WC | Dispatch-Generation | VOM | 0 | [6 empty] | 0.53391 | 0
LCP_Inputs_ON_Electric_Howarth_2023_05_05 | 2037 | Anaerobic Digestion | Generation | Methane | MI | Dispatch-Generation | EmissionsCost | 0 | [6 empty] | 0.51337 | 0
LCP_Inputs_ON_Electric_Howarth_2023_05_05 | 2037 | Anaerobic Digestion | Generation | Methane | MI | Dispatch-Generation | FuelCost | 0 | [6 empty] | 0.51337 | 0
LCP_Inputs_ON_Electric_Howarth_2023_05_05 | 2037 | Anaerobic Digestion | Generation | Methane | MI | Dispatch-Generation | VOM | 0 | [6 empty] | 0.51337 | 0
LCP_Inputs_ON_Electric_Howarth_2023_05_05 | 2037 | Anaerobic Digestion | Generation | Methane | NY | Dispatch-Generation | EmissionsCost | 0 | [6 empty] | 0.51337 | 0
LCP_Inputs_ON_Electric_Howarth_2023_05_05 | 2037 | Anaerobic Digestion | Generation | Methane | NY | Dispatch-Generation | FuelCost | 0 | [6 empty] | 0.51337 | 0
LCP_Inputs_ON_Electric_Howarth_2023_05_05 | 2037 | Anaerobic Digestion | Generation | Methane | NY | Dispatch-Generation | VOM | 0 | [6 empty] | 0.51337 | 0
LCP_Inputs_ON_Electric_Howarth_2023_05_05 | 2037 | Anaerobic Digestion | Generation | Methane | ON | Dispatch-Generation | EmissionsCost | 0 | [6 empty] | 0.51337 | 0
LCP_Inputs_ON_Electric_Howarth_2023_05_05 | 2037 | Anaerobic Digestion | Generation | Methane | ON | Dispatch-Generation | FuelCost | 0 | [6 empty] | 0.51337 | 0
LCP_Inputs_ON_Electric_Howarth_2023_05_05 | 2037 | Anaerobic Digestion | Generation | Methane | ON | Dispatch-Generation | VOM | 0 | [6 empty] | 0.51337 | 0
LCP_Inputs_ON_Electric_Howarth_2023_05_05 | 2037 | Anaerobic Digestion | Generation | Methane | PJ | Dispatch-Generation | EmissionsCost | 0 | [6 empty] | 0.51337 | 0
LCP_Inputs_ON_Electric_Howarth_2023_05_05 | 2037 | Anaerobic Digestion | Generation | Methane | PJ | Dispatch-Generation | FuelCost | 0 | [6 empty] | 0.51337 | 0
LCP_Inputs_ON_Electric_Howarth_2023_05_05 | 2037 | Anaerobic Digestion | Generation | Methane | PJ | Dispatch-Generation | VOM | 0 | [6 empty] | 0.51337 | 0
LCP_Inputs_ON_Electric_Howarth_2023_05_05 | 2037 | Anaerobic Digestion | Generation | Methane | QC | Dispatch-Generation | EmissionsCost | 0 | [6 empty] | 0.51337 | 0
LCP_Inputs_ON_Electric_Howarth_2023_05_05 | 2037 | Anaerobic Digestion | Generation | Methane | QC | Dispatch-Generation | FuelCost | 0 | [6 empty] | 0.51337 | 0
LCP_Inputs_ON_Electric_Howarth_2023_05_05 | 2037 | Anaerobic Digestion | Generation | Methane | QC | Dispatch-Generation | VOM | 0 | [6 empty] | 0.51337 | 0
LCP_Inputs_ON_Electric_Howarth_2023_05_05 | 2037 | Anaerobic Digestion | Generation | Methane | WC | Dispatch-Generation | EmissionsCost | 0 | [6 empty] | 0.51337 | 0
LCP_Inputs_ON_Electric_Howarth_2023_05_05 | 2037 | Anaerobic Digestion | Generation | Methane | WC | Dispatch-Generation | FuelCost | 0 | [6 empty] | 0.51337 | 0
LCP_Inputs_ON_Electric_Howarth_2023_05_05 | 2037 | Anaerobic Digestion | Generation | Methane | WC | Dispatch-Generation | VOM | 0 | [6 empty] | 0.51337 | 0
LCP_Inputs_ON_Electric_Howarth_2023_05_05 | 2037 | Battery Storage | Storage | Electricity | MI | Dispatch-Storage | EmissionsCost | 0 | [6 empty] | 0.51337 | 0
LCP_Inputs_ON_Electric_Howarth_2023_05_05 | 2037 | Battery Storage | Storage | Electricity | MI | Dispatch-Storage | FuelCost | 0 | [6 empty] | 0.51337 | 0
LCP_Inputs_ON_Electric_Howarth_2023_05_05 | 2037 | Battery Storage | Storage | Electricity | MI | Dispatch-Storage | VOM | 0 | [6 empty] | 0.51337 | 0
LCP_Inputs_ON_Electric_Howarth_2023_05_05 | 2037 | Battery Storage | Storage | Electricity | NY | Dispatch-Storage | EmissionsCost | 0 | [6 empty] | 0.51337 | 0
LCP_Inputs_ON_Electric_Howarth_2023_05_05 | 2037 | Battery Storage | Storage | Electricity | NY | Dispatch-Storage | FuelCost | 0 | [6 empty] | 0.51337 | 0
LCP_Inputs_ON_Electric_Howarth_2023_05_05 | 2037 | Battery Storage | Storage | Electricity | NY | Dispatch-Storage | VOM | 0 | [6 empty] | 0.51337 | 0
LCP_Inputs_ON_Electric_Howarth_2023_05_05 | 2037 | Battery Storage | Storage | Electricity | ON | Dispatch-Storage | EmissionsCost | 0 | [6 empty] | 0.51337 | 0
LCP_Inputs_ON_Electric_Howarth_2023_05_05 | 2037 | Battery Storage | Storage | Electricity | ON | Dispatch-Storage | FuelCost | 0 | [6 empty] | 0.51337 | 0
LCP_Inputs_ON_Electric_Howarth_2023_05_05 | 2037 | Battery Storage | Storage | Electricity | ON | Dispatch-Storage | VOM | 0 | [6 empty] | 0.51337 | 0
LCP_Inputs_ON_Electric_Howarth_2023_05_05 | 2037 | Battery Storage | Storage | Electricity | PJ | Dispatch-Storage | EmissionsCost | 0 | [6 empty] | 0.51337 | 0
LCP_Inputs_ON_Electric_Howarth_2023_05_05 | 2037 | Battery Storage | Storage | Electricity | PJ | Dispatch-Storage | FuelCost | 0 | [6 empty] | 0.51337 | 0
LCP_Inputs_ON_Electric_Howarth_2023_05_05 | 2037 | Battery Storage | Storage | Electricity | PJ | Dispatch-Storage | VOM | 0 | [6 empty] | 0.51337 | 0
LCP_Inputs_ON_Electric_Howarth_2023_05_05 | 2037 | Battery Storage | Storage | Electricity | QC | Dispatch-Storage | EmissionsCost | 0 | [6 empty] | 0.51337 | 0
LCP_Inputs_ON_Electric_Howarth_2023_05_05 | 2037 | Battery Storage | Storage | Electricity | QC | Dispatch-Storage | FuelCost | 0 | [6 empty] | 0.51337 | 0
LCP_Inputs_ON_Electric_Howarth_2023_05_05 | 2037 | Battery Storage | Storage | Electricity | QC | Dispatch-Storage | VOM | 0 | [6 empty] | 0.51337 | 0
LCP_Inputs_ON_Electric_Howarth_2023_05_05 | 2037 | Battery Storage | Storage | Electricity | WC | Dispatch-Storage | EmissionsCost | 0 | [6 empty] | 0.51337 | 0
LCP_Inputs_ON_Electric_Howarth_2023_05_05 | 2037 | Battery Storage | Storage | Electricity | WC | Dispatch-Storage | FuelCost | 0 | [6 empty] | 0.51337 | 0
LCP_Inputs_ON_Electric_Howarth_2023_05_05 | 2037 | Battery Storage | Storage | Electricity | WC | Dispatch-Storage | VOM | 0 | [6 empty] | 0.51337 | 0
LCP_Inputs_ON_Electric_Howarth_2023_05_05 | 2037 | Biomass | Generation | Electricity | MI | Dispatch-Generation | EmissionsCost | 0 | [6 empty] | 0.51337 | 0
LCP_Inputs_ON_Electric_Howarth_2023_05_05 | 2037 | Biomass | Generation | Electricity | MI | Dispatch-Generation | FuelCost | 0 | [6 empty] | 0.51337 | 0
LCP_Inputs_ON_Electric_Howarth_2023_05_05 | 2037 | Biomass | Generation | Electricity | MI | Dispatch-Generation | VOM | 0 | [6 empty] | 0.51337 | 0
LCP_Inputs_ON_Electric_Howarth_2023_05_05 | 2037 | Biomass | Generation | Electricity | NY | Dispatch-Generation | EmissionsCost | 0 | [6 empty] | 0.51337 | 0
LCP_Inputs_ON_Electric_Howarth_2023_05_05 | 2037 | Biomass | Generation | Electricity | NY | Dispatch-Generation | FuelCost | 0 | [6 empty] | 0.51337 | 0
LCP_Inputs_ON_Electric_Howarth_2023_05_05 | 2037 | Biomass | Generation | Electricity | NY | Dispatch-Generation | VOM | 0 | [6 empty] | 0.51337 | 0
LCP_Inputs_ON_Electric_Howarth_2023_05_05 | 2037 | Biomass | Generation | Electricity | ON | Dispatch-Generation | EmissionsCost | 0 | [6 empty] | 0.51337 | 0
LCP_Inputs_ON_Electric_Howarth_2023_05_05 | 2037 | Biomass | Generation | Electricity | ON | Dispatch-Generation | FuelCost | 2498962.9091 | [6 empty] | 0.51337 | 1282900.6999
LCP_Inputs_ON_Electric_Howarth_2023_05_05 | 2037 | Biomass | Generation | Electricity | ON | Dispatch-Generation | VOM | 32070.024 | [6 empty] | 0.51337 | 16463.8923
LCP_Inputs_ON_Electric_Howarth_2023_05_05 | 2037 | Biomass | Generation | Electricity | PJ | Dispatch-Generation | EmissionsCost | 0 | [6 empty] | 0.51337 | 0
LCP_Inputs_ON_Electric_Howarth_2023_05_05 | 2037 | Biomass | Generation | Electricity | PJ | Dispatch-Generation | FuelCost | 0 | [6 empty] | 0.51337 | 0
LCP_Inputs_ON_Electric_Howarth_2023_05_05 | 2037 | Biomass | Generation | Electricity | PJ | Dispatch-Generation | VOM | 0 | [6 empty] | 0.51337 | 0
LCP_Inputs_ON_Electric_Howarth_2023_05_05 | 2037 | Biomass | Generation | Electricity | QC | Dispatch-Generation | EmissionsCost | 0 | [6 empty] | 0.51337 | 0
LCP_Inputs_ON_Electric_Howarth_2023_05_05 | 2037 | Biomass | Generation | Electricity | QC | Dispatch-Generation | FuelCost | 468241.9815 | [6 empty] | 0.51337 | 240382.9059
LCP_Inputs_ON_Electric_Howarth_2023_05_05 | 2037 | Biomass | Generation | Electricity | QC | Dispatch-Generation | VOM | 6009.1054 | [6 empty] | 0.51337 | 3084.914
LCP_Inputs_ON_Electric_Howarth_2023_05_05 | 2037 | Biomass | Generation | Electricity | WC | Dispatch-Generation | EmissionsCost | 0 | [6 empty] | 0.51337 | 0
LCP_Inputs_ON_Electric_Howarth_2023_05_05 | 2037 | Biomass | Generation | Electricity | WC | Dispatch-Generation | FuelCost | 0 | [6 empty] | 0.51337 | 0
LCP_Inputs_ON_Electric_Howarth_2023_05_05 | 2037 | Biomass | Generation | Electricity | WC | Dispatch-Generation | VOM | 0 | [6 empty] | 0.51337 | 0
LCP_Inputs_ON_Electric_Howarth_2023_05_05 | 2037 | Biomass + CCS | Generation | Electricity | MI | Dispatch-Generation | EmissionsCost | 0 | [6 empty] | 0.51337 | 0
LCP_Inputs_ON_Electric_Howarth_2023_05_05 | 2037 | Biomass + CCS | Generation | Electricity | MI | Dispatch-Generation | FuelCost | 0 | [6 empty] | 0.51337 | 0
LCP_Inputs_ON_Electric_Howarth_2023_05_05 | 2037 | Biomass + CCS | Generation | Electricity | MI | Dispatch-Generation | VOM | 0 | [6 empty] | 0.51337 | 0
LCP_Inputs_ON_Electric_Howarth_2023_05_05 | 2037 | Biomass + CCS | Generation | Electricity | NY | Dispatch-Generation | EmissionsCost | 0 | [6 empty] | 0.51337 | 0
LCP_Inputs_ON_Electric_Howarth_2023_05_05 | 2037 | Biomass + CCS | Generation | Electricity | NY | Dispatch-Generation | FuelCost | 0 | [6 empty] | 0.51337 | 0
LCP_Inputs_ON_Electric_Howarth_2023_05_05 | 2037 | Biomass + CCS | Generation | Electricity | NY | Dispatch-Generation | VOM | 0 | [6 empty] | 0.51337 | 0
LCP_Inputs_ON_Electric_Howarth_2023_05_05 | 2037 | Biomass + CCS | Generation | Electricity | ON | Dispatch-Generation | EmissionsCost | 0 | [6 empty] | 0.51337 | 0
LCP_Inputs_ON_Electric_Howarth_2023_05_05 | 2037 | Biomass + CCS | Generation | Electricity | ON | Dispatch-Generation | FuelCost | 0 | [6 empty] | 0.51337 | 0
LCP_Inputs_ON_Electric_Howarth_2023_05_05 | 2037 | Biomass + CCS | Generation | Electricity | ON | Dispatch-Generation | VOM | 0 | [6 empty] | 0.51337 | 0
LCP_Inputs_ON_Electric_Howarth_2023_05_05 | 2037 | Biomass + CCS | Generation | Electricity | PJ | Dispatch-Generation | EmissionsCost | 0 | [6 empty] | 0.51337 | 0
LCP_Inputs_ON_Electric_Howarth_2023_05_05 | 2037 | Biomass + CCS | Generation | Electricity | PJ | Dispatch-Generation | FuelCost | 0 | [6 empty] | 0.51337 | 0
LCP_Inputs_ON_Electric_Howarth_2023_05_05 | 2037 | Biomass + CCS | Generation | Electricity | PJ | Dispatch-Generation | VOM | 0 | [6 empty] | 0.51337 | 0
LCP_Inputs_ON_Electric_Howarth_2023_05_05 | 2037 | Biomass + CCS | Generation | Electricity | QC | Dispatch-Generation | EmissionsCost | 0 | [6 empty] | 0.51337 | 0
LCP_Inputs_ON_Electric_Howarth_2023_05_05 | 2037 | Biomass + CCS | Generation | Electricity | QC | Dispatch-Generation | FuelCost | 0 | [6 empty] | 0.51337 | 0
LCP_Inputs_ON_Electric_Howarth_2023_05_05 | 2037 | Biomass + CCS | Generation | Electricity | QC | Dispatch-Generation | VOM | 0 | [6 empty] | 0.51337 | 0
LCP_Inputs_ON_Electric_Howarth_2023_05_05 | 2037 | Biomass + CCS | Generation | Electricity | WC | Dispatch-Generation | EmissionsCost | 0 | [6 empty] | 0.51337 | 0
LCP_Inputs_ON_Electric_Howarth_2023_05_05 | 2037 | Biomass + CCS | Generation | Electricity | WC | Dispatch-Generation | FuelCost | 0 | [6 empty] | 0.51337 | 0
LCP_Inputs_ON_Electric_Howarth_2023_05_05 | 2037 | Biomass + CCS | Generation | Electricity | WC | Dispatch-Generation | VOM | 0 | [6 empty] | 0.51337 | 0
LCP_Inputs_ON_Electric_Howarth_2023_05_05 | 2037 | CH4 + CCS | Generation | Methane | MI | Dispatch-Generation | EmissionsCost | 0 | [6 empty] | 0.51337 | 0
LCP_Inputs_ON_Electric_Howarth_2023_05_05 | 2037 | CH4 + CCS | Generation | Methane | MI | Dispatch-Generation | FuelCost | 0 | [6 empty] | 0.51337 | 0
LCP_Inputs_ON_Electric_Howarth_2023_05_05 | 2037 | CH4 + CCS | Generation | Methane | MI | Dispatch-Generation | VOM | 0 | [6 empty] | 0.51337 | 0
LCP_Inputs_ON_Electric_Howarth_2023_05_05 | 2037 | CH4 + CCS | Generation | Methane | NY | Dispatch-Generation | EmissionsCost | 0 | [6 empty] | 0.51337 | 0
LCP_Inputs_ON_Electric_Howarth_2023_05_05 | 2037 | CH4 + CCS | Generation | Methane | NY | Dispatch-Generation | FuelCost | 0 | [6 empty] | 0.51337 | 0
LCP_Inputs_ON_Electric_Howarth_2023_05_05 | 2037 | CH4 + CCS | Generation | Methane | NY | Dispatch-Generation | VOM | 0 | [6 empty] | 0.51337 | 0
LCP_Inputs_ON_Electric_Howarth_2023_05_05 | 2037 | CH4 + CCS | Generation | Methane | ON | Dispatch-Generation | EmissionsCost | 0 | [6 empty] | 0.51337 | 0
LCP_Inputs_ON_Electric_Howarth_2023_05_05 | 2037 | CH4 + CCS | Generation | Methane | ON | Dispatch-Generation | FuelCost | 0 | [6 empty] | 0.51337 | 0
LCP_Inputs_ON_Electric_Howarth_2023_05_05 | 2037 | CH4 + CCS | Generation | Methane | ON | Dispatch-Generation | VOM | 0 | [6 empty] | 0.51337 | 0
LCP_Inputs_ON_Electric_Howarth_2023_05_05 | 2037 | CH4 + CCS | Generation | Methane | PJ | Dispatch-Generation | EmissionsCost | 0 | [6 empty] | 0.51337 | 0
LCP_Inputs_ON_Electric_Howarth_2023_05_05 | 2037 | CH4 + CCS | Generation | Methane | PJ | Dispatch-Generation | FuelCost | 0 | [6 empty] | 0.51337 | 0
LCP_Inputs_ON_Electric_Howarth_2023_05_05 | 2037 | CH4 + CCS | Generation | Methane | PJ | Dispatch-Generation | VOM | 0 | [6 empty] | 0.51337 | 0
LCP_Inputs_ON_Electric_Howarth_2023_05_05 | 2037 | CH4 + CCS | Generation | Methane | QC | Dispatch-Generation | EmissionsCost | 0 | [6 empty] | 0.51337 | 0
LCP_Inputs_ON_Electric_Howarth_2023_05_05 | 2037 | CH4 + CCS | Generation | Methane | QC | Dispatch-Generation | FuelCost | 0 | [6 empty] | 0.51337 | 0
LCP_Inputs_ON_Electric_Howarth_2023_05_05 | 2037 | CH4 + CCS | Generation | Methane | QC | Dispatch-Generation | VOM | 0 | [6 empty] | 0.51337 | 0
LCP_Inputs_ON_Electric_Howarth_2023_05_05 | 2037 | CH4 + CCS | Generation | Methane | WC | Dispatch-Generation | EmissionsCost | 0 | [6 empty] | 0.51337 | 0
LCP_Inputs_ON_Electric_Howarth_2023_05_05 | 2037 | CH4 + CCS | Generation | Methane | WC | Dispatch-Generation | FuelCost | 0 | [6 empty] | 0.51337 | 0
LCP_Inputs_ON_Electric_Howarth_2023_05_05 | 2037 | CH4 + CCS | Generation | Methane | WC | Dispatch-Generation | VOM | 0 | [6 empty] | 0.51337 | 0
LCP_Inputs_ON_Electric_Howarth_2023_05_05 | 2037 | CH4 Import - NY 2020 | Import | Methane | MI | Dispatch-Import | EmissionsCost | 0 | [6 empty] | 0.51337 | 0
LCP_Inputs_ON_Electric_Howarth_2023_05_05 | 2037 | CH4 Import - NY 2020 | Import | Methane | MI | Dispatch-Import | FuelCost | 0 | [6 empty] | 0.51337 | 0
LCP_Inputs_ON_Electric_Howarth_2023_05_05 | 2037 | CH4 Import - NY 2020 | Import | Methane | MI | Dispatch-Import | VOM | 0 | [6 empty] | 0.51337 | 0
LCP_Inputs_ON_Electric_Howarth_2023_05_05 | 2037 | CH4 Import - NY 2020 | Import | Methane | NY | Dispatch-Import | EmissionsCost | 0 | [6 empty] | 0.51337 | 0
LCP_Inputs_ON_Electric_Howarth_2023_05_05 | 2037 | CH4 Import - NY 2020 | Import | Methane | NY | Dispatch-Import | FuelCost | 0 | [6 empty] | 0.51337 | 0
LCP_Inputs_ON_Electric_Howarth_2023_05_05 | 2037 | CH4 Import - NY 2020 | Import | Methane | NY | Dispatch-Import | VOM | 0 | [6 empty] | 0.51337 | 0
LCP_Inputs_ON_Electric_Howarth_2023_05_05 | 2037 | CH4 Import - NY 2020 | Import | Methane | ON | Dispatch-Import | EmissionsCost | 0 | [6 empty] | 0.51337 | 0
LCP_Inputs_ON_Electric_Howarth_2023_05_05 | 2037 | CH4 Import - NY 2020 | Import | Methane | ON | Dispatch-Import | FuelCost | 0 | [6 empty] | 0.51337 | 0
LCP_Inputs_ON_Electric_Howarth_2023_05_05 | 2037 | CH4 Import - NY 2020 | Import | Methane | ON | Dispatch-Import | VOM | 0 | [6 empty] | 0.51337 | 0
LCP_Inputs_ON_Electric_Howarth_2023_05_05 | 2037 | CH4 Import - NY 2020 | Import | Methane | PJ | Dispatch-Import | EmissionsCost | 0 | [6 empty] | 0.51337 | 0
LCP_Inputs_ON_Electric_Howarth_2023_05_05 | 2037 | CH4 Import - NY 2020 | Import | Methane | PJ | Dispatch-Import | FuelCost | 0 | [6 empty] | 0.51337 | 0
LCP_Inputs_ON_Electric_Howarth_2023_05_05 | 2037 | CH4 Import - NY 2020 | Import | Methane | PJ | Dispatch-Import | VOM | 0 | [6 empty] | 0.51337 | 0
LCP_Inputs_ON_Electric_Howarth_2023_05_05 | 2037 | CH4 Import - NY 2020 | Import | Methane | QC | Dispatch-Import | EmissionsCost | 0 | [6 empty] | 0.51337 | 0
LCP_Inputs_ON_Electric_Howarth_2023_05_05 | 2037 | CH4 Import - NY 2020 | Import | Methane | QC | Dispatch-Import | FuelCost | 0 | [6 empty] | 0.51337 | 0
LCP_Inputs_ON_Electric_Howarth_2023_05_05 | 2037 | CH4 Import - NY 2020 | Import | Methane | QC | Dispatch-Import | VOM | 0 | [6 empty] | 0.51337 | 0
LCP_Inputs_ON_Electric_Howarth_2023_05_05 | 2037 | CH4 Import - NY 2020 | Import | Methane | WC | Dispatch-Import | EmissionsCost | 0 | [6 empty] | 0.51337 | 0
LCP_Inputs_ON_Electric_Howarth_2023_05_05 | 2037 | CH4 Import - NY 2020 | Import | Methane | WC | Dispatch-Import | FuelCost | 0 | [6 empty] | 0.51337 | 0
LCP_Inputs_ON_Electric_Howarth_2023_05_05 | 2037 | CH4 Import - NY 2020 | Import | Methane | WC | Dispatch-Import | VOM | 0 | [6 empty] | 0.51337 | 0
LCP_Inputs_ON_Electric_Howarth_2023_05_05 | 2037 | CH4 Import - NY 2030 | Import | Methane | MI | Dispatch-Import | EmissionsCost | 0 | [6 empty] | 0.51337 | 0
LCP_Inputs_ON_Electric_Howarth_2023_05_05 | 2037 | CH4 Import - NY 2030 | Import | Methane | MI | Dispatch-Import | FuelCost | 0 | [6 empty] | 0.51337 | 0
LCP_Inputs_ON_Electric_Howarth_2023_05_05 | 2037 | CH4 Import - NY 2030 | Import | Methane | MI | Dispatch-Import | VOM | 0 | [6 empty] | 0.51337 | 0
LCP_Inputs_ON_Electric_Howarth_2023_05_05 | 2037 | CH4 Import - NY 2030 | Import | Methane | NY | Dispatch-Import | EmissionsCost | 2371206202.7872 | [6 empty] | 0.51337 | 1217313824.9087
LCP_Inputs_ON_Electric_Howarth_2023_05_05 | 2037 | CH4 Import - NY 2030 | Import | Methane | NY | Dispatch-Import | FuelCost | 644356120.8267 | [6 empty] | 0.51337 | 330795193.2333
LCP_Inputs_ON_Electric_Howarth_2023_05_05 | 2037 | CH4 Import - NY 2030 | Import | Methane | NY | Dispatch-Import | VOM | 0 | [6 empty] | 0.51337 | 0
LCP_Inputs_ON_Electric_Howarth_2023_05_05 | 2037 | CH4 Import - NY 2030 | Import | Methane | ON | Dispatch-Import | EmissionsCost | 0 | [6 empty] | 0.51337 | 0
LCP_Inputs_ON_Electric_Howarth_2023_05_05 | 2037 | CH4 Import - NY 2030 | Import | Methane | ON | Dispatch-Import | FuelCost | 0 | [6 empty] | 0.51337 | 0
LCP_Inputs_ON_Electric_Howarth_2023_05_05 | 2037 | CH4 Import - NY 2030 | Import | Methane | ON | Dispatch-Import | VOM | 0 | [6 empty] | 0.51337 | 0
LCP_Inputs_ON_Electric_Howarth_2023_05_05 | 2037 | CH4 Import - NY 2030 | Import | Methane | PJ | Dispatch-Import | EmissionsCost | 0 | [6 empty] | 0.51337 | 0
LCP_Inputs_ON_Electric_Howarth_2023_05_05 | 2037 | CH4 Import - NY 2030 | Import | Methane | PJ | Dispatch-Import | FuelCost | 0 | [6 empty] | 0.51337 | 0
LCP_Inputs_ON_Electric_Howarth_2023_05_05 | 2037 | CH4 Import - NY 2030 | Import | Methane | PJ | Dispatch-Import | VOM | 0 | [6 empty] | 0.51337 | 0
LCP_Inputs_ON_Electric_Howarth_2023_05_05 | 2037 | CH4 Import - NY 2030 | Import | Methane | QC | Dispatch-Import | EmissionsCost | 0 | [6 empty] | 0.51337 | 0
LCP_Inputs_ON_Electric_Howarth_2023_05_05 | 2037 | CH4 Import - NY 2030 | Import | Methane | QC | Dispatch-Import | FuelCost | 0 | [6 empty] | 0.51337 | 0
LCP_Inputs_ON_Electric_Howarth_2023_05_05 | 2037 | CH4 Import - NY 2030 | Import | Methane | QC | Dispatch-Import | VOM | 0 | [6 empty] | 0.51337 | 0
LCP_Inputs_ON_Electric_Howarth_2023_05_05 | 2037 | CH4 Import - NY 2030 | Import | Methane | WC | Dispatch-Import | EmissionsCost | 0 | [6 empty] | 0.51337 | 0
LCP_Inputs_ON_Electric_Howarth_2023_05_05 | 2037 | CH4 Import - NY 2030 | Import | Methane | WC | Dispatch-Import | FuelCost | 0 | [6 empty] | 0.51337 | 0
LCP_Inputs_ON_Electric_Howarth_2023_05_05 | 2037 | CH4 Import - NY 2030 | Import | Methane | WC | Dispatch-Import | VOM | 0 | [6 empty] | 0.51337 | 0
LCP_Inputs_ON_Electric_Howarth_2023_05_05 | 2037 | CH4 Import - NY 2040 | Import | Methane | MI | Dispatch-Import | EmissionsCost | 0 | [6 empty] | 0.51337 | 0
LCP_Inputs_ON_Electric_Howarth_2023_05_05 | 2037 | CH4 Import - NY 2040 | Import | Methane | MI | Dispatch-Import | FuelCost | 0 | [6 empty] | 0.51337 | 0
LCP_Inputs_ON_Electric_Howarth_2023_05_05 | 2037 | CH4 Import - NY 2040 | Import | Methane | MI | Dispatch-Import | VOM | 0 | [6 empty] | 0.51337 | 0
LCP_Inputs_ON_Electric_Howarth_2023_05_05 | 2037 | CH4 Import - NY 2040 | Import | Methane | NY | Dispatch-Import | EmissionsCost | 0 | [6 empty] | 0.51337 | 0
LCP_Inputs_ON_Electric_Howarth_2023_05_05 | 2037 | CH4 Import - NY 2040 | Import | Methane | NY | Dispatch-Import | FuelCost | 0 | [6 empty] | 0.51337 | 0
LCP_Inputs_ON_Electric_Howarth_2023_05_05 | 2037 | CH4 Import - NY 2040 | Import | Methane | NY | Dispatch-Import | VOM | 0 | [6 empty] | 0.51337 | 0
LCP_Inputs_ON_Electric_Howarth_2023_05_05 | 2037 | CH4 Import - NY 2040 | Import | Methane | ON | Dispatch-Import | EmissionsCost | 0 | [6 empty] | 0.51337 | 0
LCP_Inputs_ON_Electric_Howarth_2023_05_05 | 2037 | CH4 Import - NY 2040 | Import | Methane | ON | Dispatch-Import | FuelCost | 0 | [6 empty] | 0.51337 | 0
LCP_Inputs_ON_Electric_Howarth_2023_05_05 | 2037 | CH4 Import - NY 2040 | Import | Methane | ON | Dispatch-Import | VOM | 0 | [6 empty] | 0.51337 | 0
LCP_Inputs_ON_Electric_Howarth_2023_05_05 | 2037 | CH4 Import - NY 2040 | Import | Methane | PJ | Dispatch-Import | EmissionsCost | 0 | [6 empty] | 0.51337 | 0
LCP_Inputs_ON_Electric_Howarth_2023_05_05 | 2037 | CH4 Import - NY 2040 | Import | Methane | PJ | Dispatch-Import | FuelCost | 0 | [6 empty] | 0.51337 | 0
LCP_Inputs_ON_Electric_Howarth_2023_05_05 | 2037 | CH4 Import - NY 2040 | Import | Methane | PJ | Dispatch-Import | VOM | 0 | [6 empty] | 0.51337 | 0
LCP_Inputs_ON_Electric_Howarth_2023_05_05 | 2037 | CH4 Import - NY 2040 | Import | Methane | QC | Dispatch-Import | EmissionsCost | 0 | [6 empty] | 0.51337 | 0
LCP_Inputs_ON_Electric_Howarth_2023_05_05 | 2037 | CH4 Import - NY 2040 | Import | Methane | QC | Dispatch-Import | FuelCost | 0 | [6 empty] | 0.51337 | 0
LCP_Inputs_ON_Electric_Howarth_2023_05_05 | 2037 | CH4 Import - NY 2040 | Import | Methane | QC | Dispatch-Import | VOM | 0 | [6 empty] | 0.51337 | 0
LCP_Inputs_ON_Electric_Howarth_2023_05_05 | 2037 | CH4 Import - NY 2040 | Import | Methane | WC | Dispatch-Import | EmissionsCost | 0 | [6 empty] | 0.51337 | 0
LCP_Inputs_ON_Electric_Howarth_2023_05_05 | 2037 | CH4 Import - NY 2040 | Import | Methane | WC | Dispatch-Import | FuelCost | 0 | [6 empty] | 0.51337 | 0
LCP_Inputs_ON_Electric_Howarth_2023_05_05 | 2037 | CH4 Import - NY 2040 | Import | Methane | WC | Dispatch-Import | VOM | 0 | [6 empty] | 0.51337 | 0
LCP_Inputs_ON_Electric_Howarth_2023_05_05 | 2037 | CH4 Import - NY 2050 | Import | Methane | MI | Dispatch-Import | EmissionsCost | 0 | [6 empty] | 0.51337 | 0
LCP_Inputs_ON_Electric_Howarth_2023_05_05 | 2037 | CH4 Import - NY 2050 | Import | Methane | MI | Dispatch-Import | FuelCost | 0 | [6 empty] | 0.51337 | 0
LCP_Inputs_ON_Electric_Howarth_2023_05_05 | 2037 | CH4 Import - NY 2050 | Import | Methane | MI | Dispatch-Import | VOM | 0 | [6 empty] | 0.51337 | 0
LCP_Inputs_ON_Electric_Howarth_2023_05_05 | 2037 | CH4 Import - NY 2050 | Import | Methane | NY | Dispatch-Import | EmissionsCost | 0 | [6 empty] | 0.51337 | 0
LCP_Inputs_ON_Electric_Howarth_2023_05_05 | 2037 | CH4 Import - NY 2050 | Import | Methane | NY | Dispatch-Import | FuelCost | 0 | [6 empty] | 0.51337 | 0
LCP_Inputs_ON_Electric_Howarth_2023_05_05 | 2037 | CH4 Import - NY 2050 | Import | Methane | NY | Dispatch-Import | VOM | 0 | [6 empty] | 0.51337 | 0
LCP_Inputs_ON_Electric_Howarth_2023_05_05 | 2037 | CH4 Import - NY 2050 | Import | Methane | ON | Dispatch-Import | EmissionsCost | 0 | [6 empty] | 0.51337 | 0
LCP_Inputs_ON_Electric_Howarth_2023_05_05 | 2037 | CH4 Import - NY 2050 | Import | Methane | ON | Dispatch-Import | FuelCost | 0 | [6 empty] | 0.51337 | 0
LCP_Inputs_ON_Electric_Howarth_2023_05_05 | 2037 | CH4 Import - NY 2050 | Import | Methane | ON | Dispatch-Import | VOM | 0 | [6 empty] | 0.51337 | 0
LCP_Inputs_ON_Electric_Howarth_2023_05_05 | 2037 | CH4 Import - NY 2050 | Import | Methane | PJ | Dispatch-Import | EmissionsCost | 0 | [6 empty] | 0.51337 | 0
LCP_Inputs_ON_Electric_Howarth_2023_05_05 | 2037 | CH4 Import - NY 2050 | Import | Methane | PJ | Dispatch-Import | FuelCost | 0 | [6 empty] | 0.51337 | 0
LCP_Inputs_ON_Electric_Howarth_2023_05_05 | 2037 | CH4 Import - NY 2050 | Import | Methane | PJ | Dispatch-Import | VOM | 0 | [6 empty] | 0.51337 | 0
LCP_Inputs_ON_Electric_Howarth_2023_05_05 | 2037 | CH4 Import - NY 2050 | Import | Methane | QC | Dispatch-Import | EmissionsCost | 0 | [6 empty] | 0.51337 | 0
LCP_Inputs_ON_Electric_Howarth_2023_05_05 | 2037 | CH4 Import - NY 2050 | Import | Methane | QC | Dispatch-Import | FuelCost | 0 | [6 empty] | 0.51337 | 0
LCP_Inputs_ON_Electric_Howarth_2023_05_05 | 2037 | CH4 Import - NY 2050 | Import | Methane | QC | Dispatch-Import | VOM | 0 | [6 empty] | 0.51337 | 0
LCP_Inputs_ON_Electric_Howarth_2023_05_05 | 2037 | CH4 Import - NY 2050 | Import | Methane | WC | Dispatch-Import | EmissionsCost | 0 | [6 empty] | 0.51337 | 0
LCP_Inputs_ON_Electric_Howarth_2023_05_05 | 2037 | CH4 Import - NY 2050 | Import | Methane | WC | Dispatch-Import | FuelCost | 0 | [6 empty] | 0.51337 | 0
LCP_Inputs_ON_Electric_Howarth_2023_05_05 | 2037 | CH4 Import - NY 2050 | Import | Methane | WC | Dispatch-Import | VOM | 0 | [6 empty] | 0.51337 | 0
LCP_Inputs_ON_Electric_Howarth_2023_05_05 | 2037 | CH4 Import - WC 2020 | Import | Methane | MI | Dispatch-Import | EmissionsCost | 0 | [6 empty] | 0.51337 | 0
LCP_Inputs_ON_Electric_Howarth_2023_05_05 | 2037 | CH4 Import - WC 2020 | Import | Methane | MI | Dispatch-Import | FuelCost | 0 | [6 empty] | 0.51337 | 0
LCP_Inputs_ON_Electric_Howarth_2023_05_05 | 2037 | CH4 Import - WC 2020 | Import | Methane | MI | Dispatch-Import | VOM | 0 | [6 empty] | 0.51337 | 0
LCP_Inputs_ON_Electric_Howarth_2023_05_05 | 2037 | CH4 Import - WC 2020 | Import | Methane | NY | Dispatch-Import | EmissionsCost | 0 | [6 empty] | 0.51337 | 0
LCP_Inputs_ON_Electric_Howarth_2023_05_05 | 2037 | CH4 Import - WC 2020 | Import | Methane | NY | Dispatch-Import | FuelCost | 0 | [6 empty] | 0.51337 | 0
LCP_Inputs_ON_Electric_Howarth_2023_05_05 | 2037 | CH4 Import - WC 2020 | Import | Methane | NY | Dispatch-Import | VOM | 0 | [6 empty] | 0.51337 | 0
LCP_Inputs_ON_Electric_Howarth_2023_05_05 | 2037 | CH4 Import - WC 2020 | Import | Methane | ON | Dispatch-Import | EmissionsCost | 0 | [6 empty] | 0.51337 | 0
LCP_Inputs_ON_Electric_Howarth_2023_05_05 | 2037 | CH4 Import - WC 2020 | Import | Methane | ON | Dispatch-Import | FuelCost | 0 | [6 empty] | 0.51337 | 0
LCP_Inputs_ON_Electric_Howarth_2023_05_05 | 2037 | CH4 Import - WC 2020 | Import | Methane | ON | Dispatch-Import | VOM | 0 | [6 empty] | 0.51337 | 0
LCP_Inputs_ON_Electric_Howarth_2023_05_05 | 2037 | CH4 Import - WC 2020 | Import | Methane | PJ | Dispatch-Import | EmissionsCost | 0 | [6 empty] | 0.51337 | 0
LCP_Inputs_ON_Electric_Howarth_2023_05_05 | 2037 | CH4 Import - WC 2020 | Import | Methane | PJ | Dispatch-Import | FuelCost | 0 | [6 empty] | 0.51337 | 0
LCP_Inputs_ON_Electric_Howarth_2023_05_05 | 2037 | CH4 Import - WC 2020 | Import | Methane | PJ | Dispatch-Import | VOM | 0 | [6 empty] | 0.51337 | 0
LCP_Inputs_ON_Electric_Howarth_2023_05_05 | 2037 | CH4 Import - WC 2020 | Import | Methane | QC | Dispatch-Import | EmissionsCost | 0 | [6 empty] | 0.51337 | 0
LCP_Inputs_ON_Electric_Howarth_2023_05_05 | 2037 | CH4 Import - WC 2020 | Import | Methane | QC | Dispatch-Import | FuelCost | 0 | [6 empty] | 0.51337 | 0
LCP_Inputs_ON_Electric_Howarth_2023_05_05 | 2037 | CH4 Import - WC 2020 | Import | Methane | QC | Dispatch-Import | VOM | 0 | [6 empty] | 0.51337 | 0
LCP_Inputs_ON_Electric_Howarth_2023_05_05 | 2037 | CH4 Import - WC 2020 | Import | Methane | WC | Dispatch-Import | EmissionsCost | 0 | [6 empty] | 0.51337 | 0
LCP_Inputs_ON_Electric_Howarth_2023_05_05 | 2037 | CH4 Import - WC 2020 | Import | Methane | WC | Dispatch-Import | FuelCost | 0 | [6 empty] | 0.51337 | 0
LCP_Inputs_ON_Electric_Howarth_2023_05_05 | 2037 | CH4 Import - WC 2020 | Import | Methane | WC | Dispatch-Import | VOM | 0 | [6 empty] | 0.51337 | 0
LCP_Inputs_ON_Electric_Howarth_2023_05_05 | 2037 | CH4 Import - WC 2030 | Import | Methane | MI | Dispatch-Import | EmissionsCost | 0 | [6 empty] | 0.51337 | 0
LCP_Inputs_ON_Electric_Howarth_2023_05_05 | 2037 | CH4 Import - WC 2030 | Import | Methane | MI | Dispatch-Import | FuelCost | 0 | [6 empty] | 0.51337 | 0
LCP_Inputs_ON_Electric_Howarth_2023_05_05 | 2037 | CH4 Import - WC 2030 | Import | Methane | MI | Dispatch-Import | VOM | 0 | [6 empty] | 0.51337 | 0
LCP_Inputs_ON_Electric_Howarth_2023_05_05 | 2037 | CH4 Import - WC 2030 | Import | Methane | NY | Dispatch-Import | EmissionsCost | 0 | [6 empty] | 0.51337 | 0
LCP_Inputs_ON_Electric_Howarth_2023_05_05 | 2037 | CH4 Import - WC 2030 | Import | Methane | NY | Dispatch-Import | FuelCost | 0 | [6 empty] | 0.51337 | 0
LCP_Inputs_ON_Electric_Howarth_2023_05_05 | 2037 | CH4 Import - WC 2030 | Import | Methane | NY | Dispatch-Import | VOM | 0 | [6 empty] | 0.51337 | 0
LCP_Inputs_ON_Electric_Howarth_2023_05_05 | 2037 | CH4 Import - WC 2030 | Import | Methane | ON | Dispatch-Import | EmissionsCost | 0 | [6 empty] | 0.51337 | 0
LCP_Inputs_ON_Electric_Howarth_2023_05_05 | 2037 | CH4 Import - WC 2030 | Import | Methane | ON | Dispatch-Import | FuelCost | 0 | [6 empty] | 0.51337 | 0
LCP_Inputs_ON_Electric_Howarth_2023_05_05 | 2037 | CH4 Import - WC 2030 | Import | Methane | ON | Dispatch-Import | VOM | 0 | [6 empty] | 0.51337 | 0
LCP_Inputs_ON_Electric_Howarth_2023_05_05 | 2037 | CH4 Import - WC 2030 | Import | Methane | PJ | Dispatch-Import | EmissionsCost | 0 | [6 empty] | 0.51337 | 0
LCP_Inputs_ON_Electric_Howarth_2023_05_05 | 2037 | CH4 Import - WC 2030 | Import | Methane | PJ | Dispatch-Import | FuelCost | 0 | [6 empty] | 0.51337 | 0
LCP_Inputs_ON_Electric_Howarth_2023_05_05 | 2037 | CH4 Import - WC 2030 | Import | Methane | PJ | Dispatch-Import | VOM | 0 | [6 empty] | 0.51337 | 0
LCP_Inputs_ON_Electric_Howarth_2023_05_05 | 2037 | CH4 Import - WC 2030 | Import | Methane | QC | Dispatch-Import | EmissionsCost | 0 | [6 empty] | 0.51337 | 0
LCP_Inputs_ON_Electric_Howarth_2023_05_05 | 2037 | CH4 Import - WC 2030 | Import | Methane | QC | Dispatch-Import | FuelCost | 0 | [6 empty] | 0.51337 | 0
LCP_Inputs_ON_Electric_Howarth_2023_05_05 | 2037 | CH4 Import - WC 2030 | Import | Methane | QC | Dispatch-Import | VOM | 0 | [6 empty] | 0.51337 | 0
LCP_Inputs_ON_Electric_Howarth_2023_05_05 | 2037 | CH4 Import - WC 2030 | Import | Methane | WC | Dispatch-Import | EmissionsCost | 9015931375.1371 | [6 empty] | 0.51337 | 4628537954.431
LCP_Inputs_ON_Electric_Howarth_2023_05_05 | 2037 | CH4 Import - WC 2030 | Import | Methane | WC | Dispatch-Import | FuelCost | 2450006481.8043 | [6 empty] | 0.51337 | 1257767779.9217
LCP_Inputs_ON_Electric_Howarth_2023_05_05 | 2037 | CH4 Import - WC 2030 | Import | Methane | WC | Dispatch-Import | VOM | 0 | [6 empty] | 0.51337 | 0
LCP_Inputs_ON_Electric_Howarth_2023_05_05 | 2037 | CH4 Import - WC 2040 | Import | Methane | MI | Dispatch-Import | EmissionsCost | 0 | [6 empty] | 0.51337 | 0
LCP_Inputs_ON_Electric_Howarth_2023_05_05 | 2037 | CH4 Import - WC 2040 | Import | Methane | MI | Dispatch-Import | FuelCost | 0 | [6 empty] | 0.51337 | 0
LCP_Inputs_ON_Electric_Howarth_2023_05_05 | 2037 | CH4 Import - WC 2040 | Import | Methane | MI | Dispatch-Import | VOM | 0 | [6 empty] | 0.51337 | 0
LCP_Inputs_ON_Electric_Howarth_2023_05_05 | 2037 | CH4 Import - WC 2040 | Import | Methane | NY | Dispatch-Import | EmissionsCost | 0 | [6 empty] | 0.51337 | 0
LCP_Inputs_ON_Electric_Howarth_2023_05_05 | 2037 | CH4 Import - WC 2040 | Import | Methane | NY | Dispatch-Import | FuelCost | 0 | [6 empty] | 0.51337 | 0
LCP_Inputs_ON_Electric_Howarth_2023_05_05 | 2037 | CH4 Import - WC 2040 | Import | Methane | NY | Dispatch-Import | VOM | 0 | [6 empty] | 0.51337 | 0
LCP_Inputs_ON_Electric_Howarth_2023_05_05 | 2037 | CH4 Import - WC 2040 | Import | Methane | ON | Dispatch-Import | EmissionsCost | 0 | [6 empty] | 0.51337 | 0
LCP_Inputs_ON_Electric_Howarth_2023_05_05 | 2037 | CH4 Import - WC 2040 | Import | Methane | ON | Dispatch-Import | FuelCost | 0 | [6 empty] | 0.51337 | 0
LCP_Inputs_ON_Electric_Howarth_2023_05_05 | 2037 | CH4 Import - WC 2040 | Import | Methane | ON | Dispatch-Import | VOM | 0 | [6 empty] | 0.51337 | 0
LCP_Inputs_ON_Electric_Howarth_2023_05_05 | 2037 | CH4 Import - WC 2040 | Import | Methane | PJ | Dispatch-Import | EmissionsCost | 0 | [6 empty] | 0.51337 | 0
LCP_Inputs_ON_Electric_Howarth_2023_05_05 | 2037 | CH4 Import - WC 2040 | Import | Methane | PJ | Dispatch-Import | FuelCost | 0 | [6 empty] | 0.51337 | 0
LCP_Inputs_ON_Electric_Howarth_2023_05_05 | 2037 | CH4 Import - WC 2040 | Import | Methane | PJ | Dispatch-Import | VOM | 0 | [6 empty] | 0.51337 | 0
LCP_Inputs_ON_Electric_Howarth_2023_05_05 | 2037 | CH4 Import - WC 2040 | Import | Methane | QC | Dispatch-Import | EmissionsCost | 0 | [6 empty] | 0.51337 | 0
LCP_Inputs_ON_Electric_Howarth_2023_05_05 | 2037 | CH4 Import - WC 2040 | Import | Methane | QC | Dispatch-Import | FuelCost | 0 | [6 empty] | 0.51337 | 0
LCP_Inputs_ON_Electric_Howarth_2023_05_05 | 2037 | CH4 Import - WC 2040 | Import | Methane | QC | Dispatch-Import | VOM | 0 | [6 empty] | 0.51337 | 0
LCP_Inputs_ON_Electric_Howarth_2023_05_05 | 2037 | CH4 Import - WC 2040 | Import | Methane | WC | Dispatch-Import | EmissionsCost | 0 | [6 empty] | 0.51337 | 0
LCP_Inputs_ON_Electric_Howarth_2023_05_05 | 2037 | CH4 Import - WC 2040 | Import | Methane | WC | Dispatch-Import | FuelCost | 0 | [6 empty] | 0.51337 | 0
LCP_Inputs_ON_Electric_Howarth_2023_05_05 | 2037 | CH4 Import - WC 2040 | Import | Methane | WC | Dispatch-Import | VOM | 0 | [6 empty] | 0.51337 | 0
LCP_Inputs_ON_Electric_Howarth_2023_05_05 | 2037 | CH4 Import - WC 2050 | Import | Methane | MI | Dispatch-Import | EmissionsCost | 0 | [6 empty] | 0.51337 | 0
LCP_Inputs_ON_Electric_Howarth_2023_05_05 | 2037 | CH4 Import - WC 2050 | Import | Methane | MI | Dispatch-Import | FuelCost | 0 | [6 empty] | 0.51337 | 0
LCP_Inputs_ON_Electric_Howarth_2023_05_05 | 2037 | CH4 Import - WC 2050 | Import | Methane | MI | Dispatch-Import | VOM | 0 | [6 empty] | 0.51337 | 0
LCP_Inputs_ON_Electric_Howarth_2023_05_05 | 2037 | CH4 Import - WC 2050 | Import | Methane | NY | Dispatch-Import | EmissionsCost | 0 | [6 empty] | 0.51337 | 0
LCP_Inputs_ON_Electric_Howarth_2023_05_05 | 2037 | CH4 Import - WC 2050 | Import | Methane | NY | Dispatch-Import | FuelCost | 0 | [6 empty] | 0.51337 | 0
LCP_Inputs_ON_Electric_Howarth_2023_05_05 | 2037 | CH4 Import - WC 2050 | Import | Methane | NY | Dispatch-Import | VOM | 0 | [6 empty] | 0.51337 | 0
LCP_Inputs_ON_Electric_Howarth_2023_05_05 | 2037 | CH4 Import - WC 2050 | Import | Methane | ON | Dispatch-Import | EmissionsCost | 0 | [6 empty] | 0.51337 | 0
LCP_Inputs_ON_Electric_Howarth_2023_05_05 | 2037 | CH4 Import - WC 2050 | Import | Methane | ON | Dispatch-Import | FuelCost | 0 | [6 empty] | 0.51337 | 0
LCP_Inputs_ON_Electric_Howarth_2023_05_05 | 2037 | CH4 Import - WC 2050 | Import | Methane | ON | Dispatch-Import | VOM | 0 | [6 empty] | 0.51337 | 0
LCP_Inputs_ON_Electric_Howarth_2023_05_05 | 2037 | CH4 Import - WC 2050 | Import | Methane | PJ | Dispatch-Import | EmissionsCost | 0 | [6 empty] | 0.51337 | 0
LCP_Inputs_ON_Electric_Howarth_2023_05_05 | 2037 | CH4 Import - WC 2050 | Import | Methane | PJ | Dispatch-Import | FuelCost | 0 | [6 empty] | 0.51337 | 0
LCP_Inputs_ON_Electric_Howarth_2023_05_05 | 2037 | CH4 Import - WC 2050 | Import | Methane | PJ | Dispatch-Import | VOM | 0 | [6 empty] | 0.51337 | 0
LCP_Inputs_ON_Electric_Howarth_2023_05_05 | 2037 | CH4 Import - WC 2050 | Import | Methane | QC | Dispatch-Import | EmissionsCost | 0 | [6 empty] | 0.51337 | 0
LCP_Inputs_ON_Electric_Howarth_2023_05_05 | 2037 | CH4 Import - WC 2050 | Import | Methane | QC | Dispatch-Import | FuelCost | 0 | [6 empty] | 0.51337 | 0
LCP_Inputs_ON_Electric_Howarth_2023_05_05 | 2037 | CH4 Import - WC 2050 | Import | Methane | QC | Dispatch-Import | VOM | 0 | [6 empty] | 0.51337 | 0
LCP_Inputs_ON_Electric_Howarth_2023_05_05 | 2037 | CH4 Import - WC 2050 | Import | Methane | WC | Dispatch-Import | EmissionsCost | 0 | [6 empty] | 0.51337 | 0
LCP_Inputs_ON_Electric_Howarth_2023_05_05 | 2037 | CH4 Import - WC 2050 | Import | Methane | WC | Dispatch-Import | FuelCost | 0 | [6 empty] | 0.51337 | 0
LCP_Inputs_ON_Electric_Howarth_2023_05_05 | 2037 | CH4 Import - WC 2050 | Import | Methane | WC | Dispatch-Import | VOM | 0 | [6 empty] | 0.51337 | 0
LCP_Inputs_ON_Electric_Howarth_2023_05_05 | 2037 | CH4 Salt Cavern Storage - ON | Storage | Methane | MI | Dispatch-Storage | EmissionsCost | 0 | [6 empty] | 0.51337 | 0
LCP_Inputs_ON_Electric_Howarth_2023_05_05 | 2037 | CH4 Salt Cavern Storage - ON | Storage | Methane | MI | Dispatch-Storage | FuelCost | 0 | [6 empty] | 0.51337 | 0
LCP_Inputs_ON_Electric_Howarth_2023_05_05 | 2037 | CH4 Salt Cavern Storage - ON | Storage | Methane | MI | Dispatch-Storage | VOM | 0 | [6 empty] | 0.51337 | 0
LCP_Inputs_ON_Electric_Howarth_2023_05_05 | 2037 | CH4 Salt Cavern Storage - ON | Storage | Methane | NY | Dispatch-Storage | EmissionsCost | 0 | [6 empty] | 0.51337 | 0
LCP_Inputs_ON_Electric_Howarth_2023_05_05 | 2037 | CH4 Salt Cavern Storage - ON | Storage | Methane | NY | Dispatch-Storage | FuelCost | 0 | [6 empty] | 0.51337 | 0
LCP_Inputs_ON_Electric_Howarth_2023_05_05 | 2037 | CH4 Salt Cavern Storage - ON | Storage | Methane | NY | Dispatch-Storage | VOM | 0 | [6 empty] | 0.51337 | 0
LCP_Inputs_ON_Electric_Howarth_2023_05_05 | 2037 | CH4 Salt Cavern Storage - ON | Storage | Methane | ON | Dispatch-Storage | EmissionsCost | 0 | [6 empty] | 0.51337 | 0
LCP_Inputs_ON_Electric_Howarth_2023_05_05 | 2037 | CH4 Salt Cavern Storage - ON | Storage | Methane | ON | Dispatch-Storage | FuelCost | 0 | [6 empty] | 0.51337 | 0
LCP_Inputs_ON_Electric_Howarth_2023_05_05 | 2037 | CH4 Salt Cavern Storage - ON | Storage | Methane | ON | Dispatch-Storage | VOM | 2275232.4049 | [6 empty] | 0.51337 | 1168043.4448
LCP_Inputs_ON_Electric_Howarth_2023_05_05 | 2037 | CH4 Salt Cavern Storage - ON | Storage | Methane | PJ | Dispatch-Storage | EmissionsCost | 0 | [6 empty] | 0.51337 | 0
LCP_Inputs_ON_Electric_Howarth_2023_05_05 | 2037 | CH4 Salt Cavern Storage - ON | Storage | Methane | PJ | Dispatch-Storage | FuelCost | 0 | [6 empty] | 0.51337 | 0
LCP_Inputs_ON_Electric_Howarth_2023_05_05 | 2037 | CH4 Salt Cavern Storage - ON | Storage | Methane | PJ | Dispatch-Storage | VOM | 0 | [6 empty] | 0.51337 | 0
LCP_Inputs_ON_Electric_Howarth_2023_05_05 | 2037 | CH4 Salt Cavern Storage - ON | Storage | Methane | QC | Dispatch-Storage | EmissionsCost | 0 | [6 empty] | 0.51337 | 0
LCP_Inputs_ON_Electric_Howarth_2023_05_05 | 2037 | CH4 Salt Cavern Storage - ON | Storage | Methane | QC | Dispatch-Storage | FuelCost | 0 | [6 empty] | 0.51337 | 0
LCP_Inputs_ON_Electric_Howarth_2023_05_05 | 2037 | CH4 Salt Cavern Storage - ON | Storage | Methane | QC | Dispatch-Storage | VOM | 0 | [6 empty] | 0.51337 | 0
LCP_Inputs_ON_Electric_Howarth_2023_05_05 | 2037 | CH4 Salt Cavern Storage - ON | Storage | Methane | WC | Dispatch-Storage | EmissionsCost | 0 | [6 empty] | 0.51337 | 0
LCP_Inputs_ON_Electric_Howarth_2023_05_05 | 2037 | CH4 Salt Cavern Storage - ON | Storage | Methane | WC | Dispatch-Storage | FuelCost | 0 | [6 empty] | 0.51337 | 0
LCP_Inputs_ON_Electric_Howarth_2023_05_05 | 2037 | CH4 Salt Cavern Storage - ON | Storage | Methane | WC | Dispatch-Storage | VOM | 0 | [6 empty] | 0.51337 | 0
LCP_Inputs_ON_Electric_Howarth_2023_05_05 | 2037 | Electrolyser 2020/2030 | Crossload | Hydrogen | MI | Dispatch-Crossload | EmissionsCost | 0 | [6 empty] | 0.51337 | 0
LCP_Inputs_ON_Electric_Howarth_2023_05_05 | 2037 | Electrolyser 2020/2030 | Crossload | Hydrogen | MI | Dispatch-Crossload | FuelCost | 0 | [6 empty] | 0.51337 | 0
LCP_Inputs_ON_Electric_Howarth_2023_05_05 | 2037 | Electrolyser 2020/2030 | Crossload | Hydrogen | MI | Dispatch-Crossload | VOM | 0 | [6 empty] | 0.51337 | 0
LCP_Inputs_ON_Electric_Howarth_2023_05_05 | 2037 | Electrolyser 2020/2030 | Crossload | Hydrogen | NY | Dispatch-Crossload | EmissionsCost | 0 | [6 empty] | 0.51337 | 0
LCP_Inputs_ON_Electric_Howarth_2023_05_05 | 2037 | Electrolyser 2020/2030 | Crossload | Hydrogen | NY | Dispatch-Crossload | FuelCost | 0 | [6 empty] | 0.51337 | 0
LCP_Inputs_ON_Electric_Howarth_2023_05_05 | 2037 | Electrolyser 2020/2030 | Crossload | Hydrogen | NY | Dispatch-Crossload | VOM | 0 | [6 empty] | 0.51337 | 0
LCP_Inputs_ON_Electric_Howarth_2023_05_05 | 2037 | Electrolyser 2020/2030 | Crossload | Hydrogen | ON | Dispatch-Crossload | EmissionsCost | 0 | [6 empty] | 0.51337 | 0
LCP_Inputs_ON_Electric_Howarth_2023_05_05 | 2037 | Electrolyser 2020/2030 | Crossload | Hydrogen | ON | Dispatch-Crossload | FuelCost | 0 | [6 empty] | 0.51337 | 0
LCP_Inputs_ON_Electric_Howarth_2023_05_05 | 2037 | Electrolyser 2020/2030 | Crossload | Hydrogen | ON | Dispatch-Crossload | VOM | 0 | [6 empty] | 0.51337 | 0
LCP_Inputs_ON_Electric_Howarth_2023_05_05 | 2037 | Electrolyser 2020/2030 | Crossload | Hydrogen | PJ | Dispatch-Crossload | EmissionsCost | 0 | [6 empty] | 0.51337 | 0
LCP_Inputs_ON_Electric_Howarth_2023_05_05 | 2037 | Electrolyser 2020/2030 | Crossload | Hydrogen | PJ | Dispatch-Crossload | FuelCost | 0 | [6 empty] | 0.51337 | 0
LCP_Inputs_ON_Electric_Howarth_2023_05_05 | 2037 | Electrolyser 2020/2030 | Crossload | Hydrogen | PJ | Dispatch-Crossload | VOM | 0 | [6 empty] | 0.51337 | 0
LCP_Inputs_ON_Electric_Howarth_2023_05_05 | 2037 | Electrolyser 2020/2030 | Crossload | Hydrogen | QC | Dispatch-Crossload | EmissionsCost | 0 | [6 empty] | 0.51337 | 0
LCP_Inputs_ON_Electric_Howarth_2023_05_05 | 2037 | Electrolyser 2020/2030 | Crossload | Hydrogen | QC | Dispatch-Crossload | FuelCost | 0 | [6 empty] | 0.51337 | 0
LCP_Inputs_ON_Electric_Howarth_2023_05_05 | 2037 | Electrolyser 2020/2030 | Crossload | Hydrogen | QC | Dispatch-Crossload | VOM | 0 | [6 empty] | 0.51337 | 0
LCP_Inputs_ON_Electric_Howarth_2023_05_05 | 2037 | Electrolyser 2020/2030 | Crossload | Hydrogen | WC | Dispatch-Crossload | EmissionsCost | 0 | [6 empty] | 0.51337 | 0
LCP_Inputs_ON_Electric_Howarth_2023_05_05 | 2037 | Electrolyser 2020/2030 | Crossload | Hydrogen | WC | Dispatch-Crossload | FuelCost | 0 | [6 empty] | 0.51337 | 0
LCP_Inputs_ON_Electric_Howarth_2023_05_05 | 2037 | Electrolyser 2020/2030 | Crossload | Hydrogen | WC | Dispatch-Crossload | VOM | 0 | [6 empty] | 0.51337 | 0
LCP_Inputs_ON_Electric_Howarth_2023_05_05 | 2037 | Electrolyser 2040 | Crossload | Hydrogen | MI | Dispatch-Crossload | EmissionsCost | 0 | [6 empty] | 0.51337 | 0
LCP_Inputs_ON_Electric_Howarth_2023_05_05 | 2037 | Electrolyser 2040 | Crossload | Hydrogen | MI | Dispatch-Crossload | FuelCost | 0 | [6 empty] | 0.51337 | 0
LCP_Inputs_ON_Electric_Howarth_2023_05_05 | 2037 | Electrolyser 2040 | Crossload | Hydrogen | MI | Dispatch-Crossload | VOM | 0 | [6 empty] | 0.51337 | 0
LCP_Inputs_ON_Electric_Howarth_2023_05_05 | 2037 | Electrolyser 2040 | Crossload | Hydrogen | NY | Dispatch-Crossload | EmissionsCost | 0 | [6 empty] | 0.51337 | 0
LCP_Inputs_ON_Electric_Howarth_2023_05_05 | 2037 | Electrolyser 2040 | Crossload | Hydrogen | NY | Dispatch-Crossload | FuelCost | 0 | [6 empty] | 0.51337 | 0
LCP_Inputs_ON_Electric_Howarth_2023_05_05 | 2037 | Electrolyser 2040 | Crossload | Hydrogen | NY | Dispatch-Crossload | VOM | 0 | [6 empty] | 0.51337 | 0
LCP_Inputs_ON_Electric_Howarth_2023_05_05 | 2037 | Electrolyser 2040 | Crossload | Hydrogen | ON | Dispatch-Crossload | EmissionsCost | 0 | [6 empty] | 0.51337 | 0
LCP_Inputs_ON_Electric_Howarth_2023_05_05 | 2037 | Electrolyser 2040 | Crossload | Hydrogen | ON | Dispatch-Crossload | FuelCost | 0 | [6 empty] | 0.51337 | 0
LCP_Inputs_ON_Electric_Howarth_2023_05_05 | 2037 | Electrolyser 2040 | Crossload | Hydrogen | ON | Dispatch-Crossload | VOM | 0 | [6 empty] | 0.51337 | 0
LCP_Inputs_ON_Electric_Howarth_2023_05_05 | 2037 | Electrolyser 2040 | Crossload | Hydrogen | PJ | Dispatch-Crossload | EmissionsCost | 0 | [6 empty] | 0.51337 | 0
LCP_Inputs_ON_Electric_Howarth_2023_05_05 | 2037 | Electrolyser 2040 | Crossload | Hydrogen | PJ | Dispatch-Crossload | FuelCost | 0 | [6 empty] | 0.51337 | 0
LCP_Inputs_ON_Electric_Howarth_2023_05_05 | 2037 | Electrolyser 2040 | Crossload | Hydrogen | PJ | Dispatch-Crossload | VOM | 0 | [6 empty] | 0.51337 | 0
LCP_Inputs_ON_Electric_Howarth_2023_05_05 | 2037 | Electrolyser 2040 | Crossload | Hydrogen | QC | Dispatch-Crossload | EmissionsCost | 0 | [6 empty] | 0.51337 | 0
LCP_Inputs_ON_Electric_Howarth_2023_05_05 | 2037 | Electrolyser 2040 | Crossload | Hydrogen | QC | Dispatch-Crossload | FuelCost | 0 | [6 empty] | 0.51337 | 0
LCP_Inputs_ON_Electric_Howarth_2023_05_05 | 2037 | Electrolyser 2040 | Crossload | Hydrogen | QC | Dispatch-Crossload | VOM | 0 | [6 empty] | 0.51337 | 0
LCP_Inputs_ON_Electric_Howarth_2023_05_05 | 2037 | Electrolyser 2040 | Crossload | Hydrogen | WC | Dispatch-Crossload | EmissionsCost | 0 | [6 empty] | 0.51337 | 0
LCP_Inputs_ON_Electric_Howarth_2023_05_05 | 2037 | Electrolyser 2040 | Crossload | Hydrogen | WC | Dispatch-Crossload | FuelCost | 0 | [6 empty] | 0.51337 | 0
LCP_Inputs_ON_Electric_Howarth_2023_05_05 | 2037 | Electrolyser 2040 | Crossload | Hydrogen | WC | Dispatch-Crossload | VOM | 0 | [6 empty] | 0.51337 | 0
LCP_Inputs_ON_Electric_Howarth_2023_05_05 | 2037 | Electrolyser 2050 | Crossload | Hydrogen | MI | Dispatch-Crossload | EmissionsCost | 0 | [6 empty] | 0.51337 | 0
LCP_Inputs_ON_Electric_Howarth_2023_05_05 | 2037 | Electrolyser 2050 | Crossload | Hydrogen | MI | Dispatch-Crossload | FuelCost | 0 | [6 empty] | 0.51337 | 0
LCP_Inputs_ON_Electric_Howarth_2023_05_05 | 2037 | Electrolyser 2050 | Crossload | Hydrogen | MI | Dispatch-Crossload | VOM | 0 | [6 empty] | 0.51337 | 0
LCP_Inputs_ON_Electric_Howarth_2023_05_05 | 2037 | Electrolyser 2050 | Crossload | Hydrogen | NY | Dispatch-Crossload | EmissionsCost | 0 | [6 empty] | 0.51337 | 0
LCP_Inputs_ON_Electric_Howarth_2023_05_05 | 2037 | Electrolyser 2050 | Crossload | Hydrogen | NY | Dispatch-Crossload | FuelCost | 0 | [6 empty] | 0.51337 | 0
LCP_Inputs_ON_Electric_Howarth_2023_05_05 | 2037 | Electrolyser 2050 | Crossload | Hydrogen | NY | Dispatch-Crossload | VOM | 0 | [6 empty] | 0.51337 | 0
LCP_Inputs_ON_Electric_Howarth_2023_05_05 | 2037 | Electrolyser 2050 | Crossload | Hydrogen | ON | Dispatch-Crossload | EmissionsCost | 0 | [6 empty] | 0.51337 | 0
LCP_Inputs_ON_Electric_Howarth_2023_05_05 | 2037 | Electrolyser 2050 | Crossload | Hydrogen | ON | Dispatch-Crossload | FuelCost | 0 | [6 empty] | 0.51337 | 0
LCP_Inputs_ON_Electric_Howarth_2023_05_05 | 2037 | Electrolyser 2050 | Crossload | Hydrogen | ON | Dispatch-Crossload | VOM | 0 | [6 empty] | 0.51337 | 0
LCP_Inputs_ON_Electric_Howarth_2023_05_05 | 2037 | Electrolyser 2050 | Crossload | Hydrogen | PJ | Dispatch-Crossload | EmissionsCost | 0 | [6 empty] | 0.51337 | 0
LCP_Inputs_ON_Electric_Howarth_2023_05_05 | 2037 | Electrolyser 2050 | Crossload | Hydrogen | PJ | Dispatch-Crossload | FuelCost | 0 | [6 empty] | 0.51337 | 0
LCP_Inputs_ON_Electric_Howarth_2023_05_05 | 2037 | Electrolyser 2050 | Crossload | Hydrogen | PJ | Dispatch-Crossload | VOM | 0 | [6 empty] | 0.51337 | 0
LCP_Inputs_ON_Electric_Howarth_2023_05_05 | 2037 | Electrolyser 2050 | Crossload | Hydrogen | QC | Dispatch-Crossload | EmissionsCost | 0 | [6 empty] | 0.51337 | 0
LCP_Inputs_ON_Electric_Howarth_2023_05_05 | 2037 | Electrolyser 2050 | Crossload | Hydrogen | QC | Dispatch-Crossload | FuelCost | 0 | [6 empty] | 0.51337 | 0
LCP_Inputs_ON_Electric_Howarth_2023_05_05 | 2037 | Electrolyser 2050 | Crossload | Hydrogen | QC | Dispatch-Crossload | VOM | 0 | [6 empty] | 0.51337 | 0
LCP_Inputs_ON_Electric_Howarth_2023_05_05 | 2037 | Electrolyser 2050 | Crossload | Hydrogen | WC | Dispatch-Crossload | EmissionsCost | 0 | [6 empty] | 0.51337 | 0
LCP_Inputs_ON_Electric_Howarth_2023_05_05 | 2037 | Electrolyser 2050 | Crossload | Hydrogen | WC | Dispatch-Crossload | FuelCost | 0 | [6 empty] | 0.51337 | 0
LCP_Inputs_ON_Electric_Howarth_2023_05_05 | 2037 | Electrolyser 2050 | Crossload | Hydrogen | WC | Dispatch-Crossload | VOM | 0 | [6 empty] | 0.51337 | 0
LCP_Inputs_ON_Electric_Howarth_2023_05_05 | 2037 | Fossil Fuel Thermal (Coal, Peat, Oil) | Generation | Electricity | MI | Dispatch-Generation | EmissionsCost | 0 | [6 empty] | 0.51337 | 0
LCP_Inputs_ON_Electric_Howarth_2023_05_05 | 2037 | Fossil Fuel Thermal (Coal, Peat, Oil) | Generation | Electricity | MI | Dispatch-Generation | FuelCost | 0 | [6 empty] | 0.51337 | 0
LCP_Inputs_ON_Electric_Howarth_2023_05_05 | 2037 | Fossil Fuel Thermal (Coal, Peat, Oil) | Generation | Electricity | MI | Dispatch-Generation | VOM | 0 | [6 empty] | 0.51337 | 0
LCP_Inputs_ON_Electric_Howarth_2023_05_05 | 2037 | Fossil Fuel Thermal (Coal, Peat, Oil) | Generation | Electricity | NY | Dispatch-Generation | EmissionsCost | 0 | [6 empty] | 0.51337 | 0
LCP_Inputs_ON_Electric_Howarth_2023_05_05 | 2037 | Fossil Fuel Thermal (Coal, Peat, Oil) | Generation | Electricity | NY | Dispatch-Generation | FuelCost | 0 | [6 empty] | 0.51337 | 0
LCP_Inputs_ON_Electric_Howarth_2023_05_05 | 2037 | Fossil Fuel Thermal (Coal, Peat, Oil) | Generation | Electricity | NY | Dispatch-Generation | VOM | 0 | [6 empty] | 0.51337 | 0
LCP_Inputs_ON_Electric_Howarth_2023_05_05 | 2037 | Fossil Fuel Thermal (Coal, Peat, Oil) | Generation | Electricity | ON | Dispatch-Generation | EmissionsCost | 0 | [6 empty] | 0.51337 | 0
LCP_Inputs_ON_Electric_Howarth_2023_05_05 | 2037 | Fossil Fuel Thermal (Coal, Peat, Oil) | Generation | Electricity | ON | Dispatch-Generation | FuelCost | 0 | [6 empty] | 0.51337 | 0
LCP_Inputs_ON_Electric_Howarth_2023_05_05 | 2037 | Fossil Fuel Thermal (Coal, Peat, Oil) | Generation | Electricity | ON | Dispatch-Generation | VOM | 0 | [6 empty] | 0.51337 | 0
LCP_Inputs_ON_Electric_Howarth_2023_05_05 | 2037 | Fossil Fuel Thermal (Coal, Peat, Oil) | Generation | Electricity | PJ | Dispatch-Generation | EmissionsCost | 0 | [6 empty] | 0.51337 | 0
LCP_Inputs_ON_Electric_Howarth_2023_05_05 | 2037 | Fossil Fuel Thermal (Coal, Peat, Oil) | Generation | Electricity | PJ | Dispatch-Generation | FuelCost | 0 | [6 empty] | 0.51337 | 0
LCP_Inputs_ON_Electric_Howarth_2023_05_05 | 2037 | Fossil Fuel Thermal (Coal, Peat, Oil) | Generation | Electricity | PJ | Dispatch-Generation | VOM | 0 | [6 empty] | 0.51337 | 0
LCP_Inputs_ON_Electric_Howarth_2023_05_05 | 2037 | Fossil Fuel Thermal (Coal, Peat, Oil) | Generation | Electricity | QC | Dispatch-Generation | EmissionsCost | 0 | [6 empty] | 0.51337 | 0
LCP_Inputs_ON_Electric_Howarth_2023_05_05 | 2037 | Fossil Fuel Thermal (Coal, Peat, Oil) | Generation | Electricity | QC | Dispatch-Generation | FuelCost | 0 | [6 empty] | 0.51337 | 0
LCP_Inputs_ON_Electric_Howarth_2023_05_05 | 2037 | Fossil Fuel Thermal (Coal, Peat, Oil) | Generation | Electricity | QC | Dispatch-Generation | VOM | 0 | [6 empty] | 0.51337 | 0
LCP_Inputs_ON_Electric_Howarth_2023_05_05 | 2037 | Fossil Fuel Thermal (Coal, Peat, Oil) | Generation | Electricity | WC | Dispatch-Generation | EmissionsCost | 0 | [6 empty] | 0.51337 | 0
LCP_Inputs_ON_Electric_Howarth_2023_05_05 | 2037 | Fossil Fuel Thermal (Coal, Peat, Oil) | Generation | Electricity | WC | Dispatch-Generation | FuelCost | 0 | [6 empty] | 0.51337 | 0
LCP_Inputs_ON_Electric_Howarth_2023_05_05 | 2037 | Fossil Fuel Thermal (Coal, Peat, Oil) | Generation | Electricity | WC | Dispatch-Generation | VOM | 0 | [6 empty] | 0.51337 | 0
LCP_Inputs_ON_Electric_Howarth_2023_05_05 | 2037 | Generic - Generator | Generation | Electricity | MI | Dispatch-Generation | EmissionsCost | 0 | [6 empty] | 0.51337 | 0
LCP_Inputs_ON_Electric_Howarth_2023_05_05 | 2037 | Generic - Generator | Generation | Electricity | MI | Dispatch-Generation | FuelCost | 1914828256.8349 | [6 empty] | 0.51337 | 983021597.46
LCP_Inputs_ON_Electric_Howarth_2023_05_05 | 2037 | Generic - Generator | Generation | Electricity | MI | Dispatch-Generation | VOM | 66868135.5263 | [6 empty] | 0.51337 | 34328311.7792
LCP_Inputs_ON_Electric_Howarth_2023_05_05 | 2037 | Generic - Generator | Generation | Electricity | NY | Dispatch-Generation | EmissionsCost | 0 | [6 empty] | 0.51337 | 0
LCP_Inputs_ON_Electric_Howarth_2023_05_05 | 2037 | Generic - Generator | Generation | Electricity | NY | Dispatch-Generation | FuelCost | 745132168.0451 | [6 empty] | 0.51337 | 382530919.6979
LCP_Inputs_ON_Electric_Howarth_2023_05_05 | 2037 | Generic - Generator | Generation | Electricity | NY | Dispatch-Generation | VOM | 26020923.088 | [6 empty] | 0.51337 | 13358445.7457
LCP_Inputs_ON_Electric_Howarth_2023_05_05 | 2037 | Generic - Generator | Generation | Electricity | ON | Dispatch-Generation | EmissionsCost | 0 | [6 empty] | 0.51337 | 0
LCP_Inputs_ON_Electric_Howarth_2023_05_05 | 2037 | Generic - Generator | Generation | Electricity | ON | Dispatch-Generation | FuelCost | 0 | [6 empty] | 0.51337 | 0
LCP_Inputs_ON_Electric_Howarth_2023_05_05 | 2037 | Generic - Generator | Generation | Electricity | ON | Dispatch-Generation | VOM | 0 | [6 empty] | 0.51337 | 0
LCP_Inputs_ON_Electric_Howarth_2023_05_05 | 2037 | Generic - Generator | Generation | Electricity | PJ | Dispatch-Generation | EmissionsCost | 0 | [6 empty] | 0.51337 | 0
LCP_Inputs_ON_Electric_Howarth_2023_05_05 | 2037 | Generic - Generator | Generation | Electricity | PJ | Dispatch-Generation | FuelCost | 7324771896.2137 | [6 empty] | 0.51337 | 3760341923.483
LCP_Inputs_ON_Electric_Howarth_2023_05_05 | 2037 | Generic - Generator | Generation | Electricity | PJ | Dispatch-Generation | VOM | 255789958.2413 | [6 empty] | 0.51337 | 131315721.1186
LCP_Inputs_ON_Electric_Howarth_2023_05_05 | 2037 | Generic - Generator | Generation | Electricity | QC | Dispatch-Generation | EmissionsCost | 0 | [6 empty] | 0.51337 | 0
LCP_Inputs_ON_Electric_Howarth_2023_05_05 | 2037 | Generic - Generator | Generation | Electricity | QC | Dispatch-Generation | FuelCost | 0 | [6 empty] | 0.51337 | 0
LCP_Inputs_ON_Electric_Howarth_2023_05_05 | 2037 | Generic - Generator | Generation | Electricity | QC | Dispatch-Generation | VOM | 0 | [6 empty] | 0.51337 | 0
LCP_Inputs_ON_Electric_Howarth_2023_05_05 | 2037 | Generic - Generator | Generation | Electricity | WC | Dispatch-Generation | EmissionsCost | 0 | [6 empty] | 0.51337 | 0
LCP_Inputs_ON_Electric_Howarth_2023_05_05 | 2037 | Generic - Generator | Generation | Electricity | WC | Dispatch-Generation | FuelCost | 1737227.6587 | [6 empty] | 0.51337 | 891846.2019
LCP_Inputs_ON_Electric_Howarth_2023_05_05 | 2037 | Generic - Generator | Generation | Electricity | WC | Dispatch-Generation | VOM | 60666.1063 | [6 empty] | 0.51337 | 31144.3559
LCP_Inputs_ON_Electric_Howarth_2023_05_05 | 2037 | H2 Import - QC | Import | Hydrogen | MI | Dispatch-Import | EmissionsCost | 0 | [6 empty] | 0.51337 | 0
LCP_Inputs_ON_Electric_Howarth_2023_05_05 | 2037 | H2 Import - QC | Import | Hydrogen | MI | Dispatch-Import | FuelCost | 0 | [6 empty] | 0.51337 | 0
LCP_Inputs_ON_Electric_Howarth_2023_05_05 | 2037 | H2 Import - QC | Import | Hydrogen | MI | Dispatch-Import | VOM | 0 | [6 empty] | 0.51337 | 0
LCP_Inputs_ON_Electric_Howarth_2023_05_05 | 2037 | H2 Import - QC | Import | Hydrogen | NY | Dispatch-Import | EmissionsCost | 0 | [6 empty] | 0.51337 | 0
LCP_Inputs_ON_Electric_Howarth_2023_05_05 | 2037 | H2 Import - QC | Import | Hydrogen | NY | Dispatch-Import | FuelCost | 0 | [6 empty] | 0.51337 | 0
LCP_Inputs_ON_Electric_Howarth_2023_05_05 | 2037 | H2 Import - QC | Import | Hydrogen | NY | Dispatch-Import | VOM | 0 | [6 empty] | 0.51337 | 0
LCP_Inputs_ON_Electric_Howarth_2023_05_05 | 2037 | H2 Import - QC | Import | Hydrogen | ON | Dispatch-Import | EmissionsCost | 0 | [6 empty] | 0.51337 | 0
LCP_Inputs_ON_Electric_Howarth_2023_05_05 | 2037 | H2 Import - QC | Import | Hydrogen | ON | Dispatch-Import | FuelCost | 0 | [6 empty] | 0.51337 | 0
LCP_Inputs_ON_Electric_Howarth_2023_05_05 | 2037 | H2 Import - QC | Import | Hydrogen | ON | Dispatch-Import | VOM | 0 | [6 empty] | 0.51337 | 0
LCP_Inputs_ON_Electric_Howarth_2023_05_05 | 2037 | H2 Import - QC | Import | Hydrogen | PJ | Dispatch-Import | EmissionsCost | 0 | [6 empty] | 0.51337 | 0
LCP_Inputs_ON_Electric_Howarth_2023_05_05 | 2037 | H2 Import - QC | Import | Hydrogen | PJ | Dispatch-Import | FuelCost | 0 | [6 empty] | 0.51337 | 0
LCP_Inputs_ON_Electric_Howarth_2023_05_05 | 2037 | H2 Import - QC | Import | Hydrogen | PJ | Dispatch-Import | VOM | 0 | [6 empty] | 0.51337 | 0
LCP_Inputs_ON_Electric_Howarth_2023_05_05 | 2037 | H2 Import - QC | Import | Hydrogen | QC | Dispatch-Import | EmissionsCost | 0 | [6 empty] | 0.51337 | 0
LCP_Inputs_ON_Electric_Howarth_2023_05_05 | 2037 | H2 Import - QC | Import | Hydrogen | QC | Dispatch-Import | FuelCost | 0 | [6 empty] | 0.51337 | 0
LCP_Inputs_ON_Electric_Howarth_2023_05_05 | 2037 | H2 Import - QC | Import | Hydrogen | QC | Dispatch-Import | VOM | 0 | [6 empty] | 0.51337 | 0
LCP_Inputs_ON_Electric_Howarth_2023_05_05 | 2037 | H2 Import - QC | Import | Hydrogen | WC | Dispatch-Import | EmissionsCost | 0 | [6 empty] | 0.51337 | 0
LCP_Inputs_ON_Electric_Howarth_2023_05_05 | 2037 | H2 Import - QC | Import | Hydrogen | WC | Dispatch-Import | FuelCost | 0 | [6 empty] | 0.51337 | 0
LCP_Inputs_ON_Electric_Howarth_2023_05_05 | 2037 | H2 Import - QC | Import | Hydrogen | WC | Dispatch-Import | VOM | 0 | [6 empty] | 0.51337 | 0
LCP_Inputs_ON_Electric_Howarth_2023_05_05 | 2037 | H2 Import - WC | Import | Hydrogen | MI | Dispatch-Import | EmissionsCost | 0 | [6 empty] | 0.51337 | 0
LCP_Inputs_ON_Electric_Howarth_2023_05_05 | 2037 | H2 Import - WC | Import | Hydrogen | MI | Dispatch-Import | FuelCost | 0 | [6 empty] | 0.51337 | 0
LCP_Inputs_ON_Electric_Howarth_2023_05_05 | 2037 | H2 Import - WC | Import | Hydrogen | MI | Dispatch-Import | VOM | 0 | [6 empty] | 0.51337 | 0
LCP_Inputs_ON_Electric_Howarth_2023_05_05 | 2037 | H2 Import - WC | Import | Hydrogen | NY | Dispatch-Import | EmissionsCost | 0 | [6 empty] | 0.51337 | 0
LCP_Inputs_ON_Electric_Howarth_2023_05_05 | 2037 | H2 Import - WC | Import | Hydrogen | NY | Dispatch-Import | FuelCost | 0 | [6 empty] | 0.51337 | 0
LCP_Inputs_ON_Electric_Howarth_2023_05_05 | 2037 | H2 Import - WC | Import | Hydrogen | NY | Dispatch-Import | VOM | 0 | [6 empty] | 0.51337 | 0
LCP_Inputs_ON_Electric_Howarth_2023_05_05 | 2037 | H2 Import - WC | Import | Hydrogen | ON | Dispatch-Import | EmissionsCost | 0 | [6 empty] | 0.51337 | 0
LCP_Inputs_ON_Electric_Howarth_2023_05_05 | 2037 | H2 Import - WC | Import | Hydrogen | ON | Dispatch-Import | FuelCost | 0 | [6 empty] | 0.51337 | 0
LCP_Inputs_ON_Electric_Howarth_2023_05_05 | 2037 | H2 Import - WC | Import | Hydrogen | ON | Dispatch-Import | VOM | 0 | [6 empty] | 0.51337 | 0
LCP_Inputs_ON_Electric_Howarth_2023_05_05 | 2037 | H2 Import - WC | Import | Hydrogen | PJ | Dispatch-Import | EmissionsCost | 0 | [6 empty] | 0.51337 | 0
LCP_Inputs_ON_Electric_Howarth_2023_05_05 | 2037 | H2 Import - WC | Import | Hydrogen | PJ | Dispatch-Import | FuelCost | 0 | [6 empty] | 0.51337 | 0
LCP_Inputs_ON_Electric_Howarth_2023_05_05 | 2037 | H2 Import - WC | Import | Hydrogen | PJ | Dispatch-Import | VOM | 0 | [6 empty] | 0.51337 | 0
LCP_Inputs_ON_Electric_Howarth_2023_05_05 | 2037 | H2 Import - WC | Import | Hydrogen | QC | Dispatch-Import | EmissionsCost | 0 | [6 empty] | 0.51337 | 0
LCP_Inputs_ON_Electric_Howarth_2023_05_05 | 2037 | H2 Import - WC | Import | Hydrogen | QC | Dispatch-Import | FuelCost | 0 | [6 empty] | 0.51337 | 0
LCP_Inputs_ON_Electric_Howarth_2023_05_05 | 2037 | H2 Import - WC | Import | Hydrogen | QC | Dispatch-Import | VOM | 0 | [6 empty] | 0.51337 | 0
LCP_Inputs_ON_Electric_Howarth_2023_05_05 | 2037 | H2 Import - WC | Import | Hydrogen | WC | Dispatch-Import | EmissionsCost | 0 | [6 empty] | 0.51337 | 0
LCP_Inputs_ON_Electric_Howarth_2023_05_05 | 2037 | H2 Import - WC | Import | Hydrogen | WC | Dispatch-Import | FuelCost | 0 | [6 empty] | 0.51337 | 0
LCP_Inputs_ON_Electric_Howarth_2023_05_05 | 2037 | H2 Import - WC | Import | Hydrogen | WC | Dispatch-Import | VOM | 0 | [6 empty] | 0.51337 | 0
LCP_Inputs_ON_Electric_Howarth_2023_05_05 | 2037 | H2 Salt Cavern Storage - ON | Storage | Hydrogen | MI | Dispatch-Storage | EmissionsCost | 0 | [6 empty] | 0.51337 | 0
LCP_Inputs_ON_Electric_Howarth_2023_05_05 | 2037 | H2 Salt Cavern Storage - ON | Storage | Hydrogen | MI | Dispatch-Storage | FuelCost | 0 | [6 empty] | 0.51337 | 0
LCP_Inputs_ON_Electric_Howarth_2023_05_05 | 2037 | H2 Salt Cavern Storage - ON | Storage | Hydrogen | MI | Dispatch-Storage | VOM | 0 | [6 empty] | 0.51337 | 0
LCP_Inputs_ON_Electric_Howarth_2023_05_05 | 2037 | H2 Salt Cavern Storage - ON | Storage | Hydrogen | NY | Dispatch-Storage | EmissionsCost | 0 | [6 empty] | 0.51337 | 0
LCP_Inputs_ON_Electric_Howarth_2023_05_05 | 2037 | H2 Salt Cavern Storage - ON | Storage | Hydrogen | NY | Dispatch-Storage | FuelCost | 0 | [6 empty] | 0.51337 | 0
LCP_Inputs_ON_Electric_Howarth_2023_05_05 | 2037 | H2 Salt Cavern Storage - ON | Storage | Hydrogen | NY | Dispatch-Storage | VOM | 0 | [6 empty] | 0.51337 | 0
LCP_Inputs_ON_Electric_Howarth_2023_05_05 | 2037 | H2 Salt Cavern Storage - ON | Storage | Hydrogen | ON | Dispatch-Storage | EmissionsCost | 0 | [6 empty] | 0.51337 | 0
LCP_Inputs_ON_Electric_Howarth_2023_05_05 | 2037 | H2 Salt Cavern Storage - ON | Storage | Hydrogen | ON | Dispatch-Storage | FuelCost | 0 | [6 empty] | 0.51337 | 0
LCP_Inputs_ON_Electric_Howarth_2023_05_05 | 2037 | H2 Salt Cavern Storage - ON | Storage | Hydrogen | ON | Dispatch-Storage | VOM | 12116975.9484 | [6 empty] | 0.51337 | 6220531.2726
LCP_Inputs_ON_Electric_Howarth_2023_05_05 | 2037 | H2 Salt Cavern Storage - ON | Storage | Hydrogen | PJ | Dispatch-Storage | EmissionsCost | 0 | [6 empty] | 0.51337 | 0
LCP_Inputs_ON_Electric_Howarth_2023_05_05 | 2037 | H2 Salt Cavern Storage - ON | Storage | Hydrogen | PJ | Dispatch-Storage | FuelCost | 0 | [6 empty] | 0.51337 | 0
LCP_Inputs_ON_Electric_Howarth_2023_05_05 | 2037 | H2 Salt Cavern Storage - ON | Storage | Hydrogen | PJ | Dispatch-Storage | VOM | 0 | [6 empty] | 0.51337 | 0
LCP_Inputs_ON_Electric_Howarth_2023_05_05 | 2037 | H2 Salt Cavern Storage - ON | Storage | Hydrogen | QC | Dispatch-Storage | EmissionsCost | 0 | [6 empty] | 0.51337 | 0
LCP_Inputs_ON_Electric_Howarth_2023_05_05 | 2037 | H2 Salt Cavern Storage - ON | Storage | Hydrogen | QC | Dispatch-Storage | FuelCost | 0 | [6 empty] | 0.51337 | 0
LCP_Inputs_ON_Electric_Howarth_2023_05_05 | 2037 | H2 Salt Cavern Storage - ON | Storage | Hydrogen | QC | Dispatch-Storage | VOM | 0 | [6 empty] | 0.51337 | 0
LCP_Inputs_ON_Electric_Howarth_2023_05_05 | 2037 | H2 Salt Cavern Storage - ON | Storage | Hydrogen | WC | Dispatch-Storage | EmissionsCost | 0 | [6 empty] | 0.51337 | 0
LCP_Inputs_ON_Electric_Howarth_2023_05_05 | 2037 | H2 Salt Cavern Storage - ON | Storage | Hydrogen | WC | Dispatch-Storage | FuelCost | 0 | [6 empty] | 0.51337 | 0
LCP_Inputs_ON_Electric_Howarth_2023_05_05 | 2037 | H2 Salt Cavern Storage - ON | Storage | Hydrogen | WC | Dispatch-Storage | VOM | 0 | [6 empty] | 0.51337 | 0
LCP_Inputs_ON_Electric_Howarth_2023_05_05 | 2037 | Hydro | Generation | Electricity | MI | Dispatch-Generation | EmissionsCost | 0 | [6 empty] | 0.51337 | 0
LCP_Inputs_ON_Electric_Howarth_2023_05_05 | 2037 | Hydro | Generation | Electricity | MI | Dispatch-Generation | FuelCost | 0 | [6 empty] | 0.51337 | 0
LCP_Inputs_ON_Electric_Howarth_2023_05_05 | 2037 | Hydro | Generation | Electricity | MI | Dispatch-Generation | VOM | 0 | [6 empty] | 0.51337 | 0
LCP_Inputs_ON_Electric_Howarth_2023_05_05 | 2037 | Hydro | Generation | Electricity | NY | Dispatch-Generation | EmissionsCost | 0 | [6 empty] | 0.51337 | 0
LCP_Inputs_ON_Electric_Howarth_2023_05_05 | 2037 | Hydro | Generation | Electricity | NY | Dispatch-Generation | FuelCost | 0 | [6 empty] | 0.51337 | 0
LCP_Inputs_ON_Electric_Howarth_2023_05_05 | 2037 | Hydro | Generation | Electricity | NY | Dispatch-Generation | VOM | 0 | [6 empty] | 0.51337 | 0
LCP_Inputs_ON_Electric_Howarth_2023_05_05 | 2037 | Hydro | Generation | Electricity | ON | Dispatch-Generation | EmissionsCost | 0 | [6 empty] | 0.51337 | 0
LCP_Inputs_ON_Electric_Howarth_2023_05_05 | 2037 | Hydro | Generation | Electricity | ON | Dispatch-Generation | FuelCost | 0 | [6 empty] | 0.51337 | 0
LCP_Inputs_ON_Electric_Howarth_2023_05_05 | 2037 | Hydro | Generation | Electricity | ON | Dispatch-Generation | VOM | 0 | [6 empty] | 0.51337 | 0
LCP_Inputs_ON_Electric_Howarth_2023_05_05 | 2037 | Hydro | Generation | Electricity | PJ | Dispatch-Generation | EmissionsCost | 0 | [6 empty] | 0.51337 | 0
LCP_Inputs_ON_Electric_Howarth_2023_05_05 | 2037 | Hydro | Generation | Electricity | PJ | Dispatch-Generation | FuelCost | 0 | [6 empty] | 0.51337 | 0
LCP_Inputs_ON_Electric_Howarth_2023_05_05 | 2037 | Hydro | Generation | Electricity | PJ | Dispatch-Generation | VOM | 0 | [6 empty] | 0.51337 | 0
LCP_Inputs_ON_Electric_Howarth_2023_05_05 | 2037 | Hydro | Generation | Electricity | QC | Dispatch-Generation | EmissionsCost | 0 | [6 empty] | 0.51337 | 0
LCP_Inputs_ON_Electric_Howarth_2023_05_05 | 2037 | Hydro | Generation | Electricity | QC | Dispatch-Generation | FuelCost | 0 | [6 empty] | 0.51337 | 0
LCP_Inputs_ON_Electric_Howarth_2023_05_05 | 2037 | Hydro | Generation | Electricity | QC | Dispatch-Generation | VOM | 0 | [6 empty] | 0.51337 | 0
LCP_Inputs_ON_Electric_Howarth_2023_05_05 | 2037 | Hydro | Generation | Electricity | WC | Dispatch-Generation | EmissionsCost | 0 | [6 empty] | 0.51337 | 0
LCP_Inputs_ON_Electric_Howarth_2023_05_05 | 2037 | Hydro | Generation | Electricity | WC | Dispatch-Generation | FuelCost | 0 | [6 empty] | 0.51337 | 0
LCP_Inputs_ON_Electric_Howarth_2023_05_05 | 2037 | Hydro | Generation | Electricity | WC | Dispatch-Generation | VOM | 0 | [6 empty] | 0.51337 | 0
LCP_Inputs_ON_Electric_Howarth_2023_05_05 | 2037 | Hydro Pumped Storage | Storage | Electricity | MI | Dispatch-Storage | EmissionsCost | 0 | [6 empty] | 0.51337 | 0
LCP_Inputs_ON_Electric_Howarth_2023_05_05 | 2037 | Hydro Pumped Storage | Storage | Electricity | MI | Dispatch-Storage | FuelCost | 0 | [6 empty] | 0.51337 | 0
LCP_Inputs_ON_Electric_Howarth_2023_05_05 | 2037 | Hydro Pumped Storage | Storage | Electricity | MI | Dispatch-Storage | VOM | 0 | [6 empty] | 0.51337 | 0
LCP_Inputs_ON_Electric_Howarth_2023_05_05 | 2037 | Hydro Pumped Storage | Storage | Electricity | NY | Dispatch-Storage | EmissionsCost | 0 | [6 empty] | 0.51337 | 0
LCP_Inputs_ON_Electric_Howarth_2023_05_05 | 2037 | Hydro Pumped Storage | Storage | Electricity | NY | Dispatch-Storage | FuelCost | 0 | [6 empty] | 0.51337 | 0
LCP_Inputs_ON_Electric_Howarth_2023_05_05 | 2037 | Hydro Pumped Storage | Storage | Electricity | NY | Dispatch-Storage | VOM | 0 | [6 empty] | 0.51337 | 0
LCP_Inputs_ON_Electric_Howarth_2023_05_05 | 2037 | Hydro Pumped Storage | Storage | Electricity | ON | Dispatch-Storage | EmissionsCost | 0 | [6 empty] | 0.51337 | 0
LCP_Inputs_ON_Electric_Howarth_2023_05_05 | 2037 | Hydro Pumped Storage | Storage | Electricity | ON | Dispatch-Storage | FuelCost | 0 | [6 empty] | 0.51337 | 0
LCP_Inputs_ON_Electric_Howarth_2023_05_05 | 2037 | Hydro Pumped Storage | Storage | Electricity | ON | Dispatch-Storage | VOM | 0 | [6 empty] | 0.51337 | 0
LCP_Inputs_ON_Electric_Howarth_2023_05_05 | 2037 | Hydro Pumped Storage | Storage | Electricity | PJ | Dispatch-Storage | EmissionsCost | 0 | [6 empty] | 0.51337 | 0
LCP_Inputs_ON_Electric_Howarth_2023_05_05 | 2037 | Hydro Pumped Storage | Storage | Electricity | PJ | Dispatch-Storage | FuelCost | 0 | [6 empty] | 0.51337 | 0
LCP_Inputs_ON_Electric_Howarth_2023_05_05 | 2037 | Hydro Pumped Storage | Storage | Electricity | PJ | Dispatch-Storage | VOM | 0 | [6 empty] | 0.51337 | 0
LCP_Inputs_ON_Electric_Howarth_2023_05_05 | 2037 | Hydro Pumped Storage | Storage | Electricity | QC | Dispatch-Storage | EmissionsCost | 0 | [6 empty] | 0.51337 | 0
LCP_Inputs_ON_Electric_Howarth_2023_05_05 | 2037 | Hydro Pumped Storage | Storage | Electricity | QC | Dispatch-Storage | FuelCost | 0 | [6 empty] | 0.51337 | 0
LCP_Inputs_ON_Electric_Howarth_2023_05_05 | 2037 | Hydro Pumped Storage | Storage | Electricity | QC | Dispatch-Storage | VOM | 0 | [6 empty] | 0.51337 | 0
LCP_Inputs_ON_Electric_Howarth_2023_05_05 | 2037 | Hydro Pumped Storage | Storage | Electricity | WC | Dispatch-Storage | EmissionsCost | 0 | [6 empty] | 0.51337 | 0
LCP_Inputs_ON_Electric_Howarth_2023_05_05 | 2037 | Hydro Pumped Storage | Storage | Electricity | WC | Dispatch-Storage | FuelCost | 0 | [6 empty] | 0.51337 | 0
LCP_Inputs_ON_Electric_Howarth_2023_05_05 | 2037 | Hydro Pumped Storage | Storage | Electricity | WC | Dispatch-Storage | VOM | 0 | [6 empty] | 0.51337 | 0
LCP_Inputs_ON_Electric_Howarth_2023_05_05 | 2037 | Nuclear | Generation | Electricity | MI | Dispatch-Generation | EmissionsCost | 0 | [6 empty] | 0.51337 | 0
LCP_Inputs_ON_Electric_Howarth_2023_05_05 | 2037 | Nuclear | Generation | Electricity | MI | Dispatch-Generation | FuelCost | 0 | [6 empty] | 0.51337 | 0
LCP_Inputs_ON_Electric_Howarth_2023_05_05 | 2037 | Nuclear | Generation | Electricity | MI | Dispatch-Generation | VOM | 2762866296.96 | [6 empty] | 0.51337 | 1418381638.7248
LCP_Inputs_ON_Electric_Howarth_2023_05_05 | 2037 | Nuclear | Generation | Electricity | NY | Dispatch-Generation | EmissionsCost | 0 | [6 empty] | 0.51337 | 0
LCP_Inputs_ON_Electric_Howarth_2023_05_05 | 2037 | Nuclear | Generation | Electricity | NY | Dispatch-Generation | FuelCost | 0 | [6 empty] | 0.51337 | 0
LCP_Inputs_ON_Electric_Howarth_2023_05_05 | 2037 | Nuclear | Generation | Electricity | NY | Dispatch-Generation | VOM | 2246155230.144 | [6 empty] | 0.51337 | 1153116001.186
LCP_Inputs_ON_Electric_Howarth_2023_05_05 | 2037 | Nuclear | Generation | Electricity | ON | Dispatch-Generation | EmissionsCost | 0 | [6 empty] | 0.51337 | 0
LCP_Inputs_ON_Electric_Howarth_2023_05_05 | 2037 | Nuclear | Generation | Electricity | ON | Dispatch-Generation | FuelCost | 0 | [6 empty] | 0.51337 | 0
LCP_Inputs_ON_Electric_Howarth_2023_05_05 | 2037 | Nuclear | Generation | Electricity | ON | Dispatch-Generation | VOM | 7240796912.4466 | [6 empty] | 0.51337 | 3717231413.4962
LCP_Inputs_ON_Electric_Howarth_2023_05_05 | 2037 | Nuclear | Generation | Electricity | PJ | Dispatch-Generation | EmissionsCost | 0 | [6 empty] | 0.51337 | 0
LCP_Inputs_ON_Electric_Howarth_2023_05_05 | 2037 | Nuclear | Generation | Electricity | PJ | Dispatch-Generation | FuelCost | 0 | [6 empty] | 0.51337 | 0
LCP_Inputs_ON_Electric_Howarth_2023_05_05 | 2037 | Nuclear | Generation | Electricity | PJ | Dispatch-Generation | VOM | 6401347648.6848 | [6 empty] | 0.51337 | 3286280620.2309
LCP_Inputs_ON_Electric_Howarth_2023_05_05 | 2037 | Nuclear | Generation | Electricity | QC | Dispatch-Generation | EmissionsCost | 0 | [6 empty] | 0.51337 | 0
LCP_Inputs_ON_Electric_Howarth_2023_05_05 | 2037 | Nuclear | Generation | Electricity | QC | Dispatch-Generation | FuelCost | 0 | [6 empty] | 0.51337 | 0
LCP_Inputs_ON_Electric_Howarth_2023_05_05 | 2037 | Nuclear | Generation | Electricity | QC | Dispatch-Generation | VOM | 0 | [6 empty] | 0.51337 | 0
LCP_Inputs_ON_Electric_Howarth_2023_05_05 | 2037 | Nuclear | Generation | Electricity | WC | Dispatch-Generation | EmissionsCost | 0 | [6 empty] | 0.51337 | 0
LCP_Inputs_ON_Electric_Howarth_2023_05_05 | 2037 | Nuclear | Generation | Electricity | WC | Dispatch-Generation | FuelCost | 0 | [6 empty] | 0.51337 | 0
LCP_Inputs_ON_Electric_Howarth_2023_05_05 | 2037 | Nuclear | Generation | Electricity | WC | Dispatch-Generation | VOM | 0 | [6 empty] | 0.51337 | 0
LCP_Inputs_ON_Electric_Howarth_2023_05_05 | 2037 | Nuclear SMR | Generation | Electricity | MI | Dispatch-Generation | EmissionsCost | 0 | [6 empty] | 0.51337 | 0
LCP_Inputs_ON_Electric_Howarth_2023_05_05 | 2037 | Nuclear SMR | Generation | Electricity | MI | Dispatch-Generation | FuelCost | 0 | [6 empty] | 0.51337 | 0
LCP_Inputs_ON_Electric_Howarth_2023_05_05 | 2037 | Nuclear SMR | Generation | Electricity | MI | Dispatch-Generation | VOM | 0 | [6 empty] | 0.51337 | 0
LCP_Inputs_ON_Electric_Howarth_2023_05_05 | 2037 | Nuclear SMR | Generation | Electricity | NY | Dispatch-Generation | EmissionsCost | 0 | [6 empty] | 0.51337 | 0
LCP_Inputs_ON_Electric_Howarth_2023_05_05 | 2037 | Nuclear SMR | Generation | Electricity | NY | Dispatch-Generation | FuelCost | 0 | [6 empty] | 0.51337 | 0
LCP_Inputs_ON_Electric_Howarth_2023_05_05 | 2037 | Nuclear SMR | Generation | Electricity | NY | Dispatch-Generation | VOM | 0 | [6 empty] | 0.51337 | 0
LCP_Inputs_ON_Electric_Howarth_2023_05_05 | 2037 | Nuclear SMR | Generation | Electricity | ON | Dispatch-Generation | EmissionsCost | 0 | [6 empty] | 0.51337 | 0
LCP_Inputs_ON_Electric_Howarth_2023_05_05 | 2037 | Nuclear SMR | Generation | Electricity | ON | Dispatch-Generation | FuelCost | 0 | [6 empty] | 0.51337 | 0
LCP_Inputs_ON_Electric_Howarth_2023_05_05 | 2037 | Nuclear SMR | Generation | Electricity | ON | Dispatch-Generation | VOM | 19039640.4 | [6 empty] | 0.51337 | 9774441.992
LCP_Inputs_ON_Electric_Howarth_2023_05_05 | 2037 | Nuclear SMR | Generation | Electricity | PJ | Dispatch-Generation | EmissionsCost | 0 | [6 empty] | 0.51337 | 0
LCP_Inputs_ON_Electric_Howarth_2023_05_05 | 2037 | Nuclear SMR | Generation | Electricity | PJ | Dispatch-Generation | FuelCost | 0 | [6 empty] | 0.51337 | 0
LCP_Inputs_ON_Electric_Howarth_2023_05_05 | 2037 | Nuclear SMR | Generation | Electricity | PJ | Dispatch-Generation | VOM | 0 | [6 empty] | 0.51337 | 0
LCP_Inputs_ON_Electric_Howarth_2023_05_05 | 2037 | Nuclear SMR | Generation | Electricity | QC | Dispatch-Generation | EmissionsCost | 0 | [6 empty] | 0.51337 | 0
LCP_Inputs_ON_Electric_Howarth_2023_05_05 | 2037 | Nuclear SMR | Generation | Electricity | QC | Dispatch-Generation | FuelCost | 0 | [6 empty] | 0.51337 | 0
LCP_Inputs_ON_Electric_Howarth_2023_05_05 | 2037 | Nuclear SMR | Generation | Electricity | QC | Dispatch-Generation | VOM | 0 | [6 empty] | 0.51337 | 0
LCP_Inputs_ON_Electric_Howarth_2023_05_05 | 2037 | Nuclear SMR | Generation | Electricity | WC | Dispatch-Generation | EmissionsCost | 0 | [6 empty] | 0.51337 | 0
LCP_Inputs_ON_Electric_Howarth_2023_05_05 | 2037 | Nuclear SMR | Generation | Electricity | WC | Dispatch-Generation | FuelCost | 0 | [6 empty] | 0.51337 | 0
LCP_Inputs_ON_Electric_Howarth_2023_05_05 | 2037 | Nuclear SMR | Generation | Electricity | WC | Dispatch-Generation | VOM | 0 | [6 empty] | 0.51337 | 0
LCP_Inputs_ON_Electric_Howarth_2023_05_05 | 2037 | O/CCGT - CH4 Existing | Crossload | Electricity | MI | Dispatch-Crossload | EmissionsCost | 0 | [6 empty] | 0.51337 | 0
LCP_Inputs_ON_Electric_Howarth_2023_05_05 | 2037 | O/CCGT - CH4 Existing | Crossload | Electricity | MI | Dispatch-Crossload | FuelCost | 0 | [6 empty] | 0.51337 | 0
LCP_Inputs_ON_Electric_Howarth_2023_05_05 | 2037 | O/CCGT - CH4 Existing | Crossload | Electricity | MI | Dispatch-Crossload | VOM | 0 | [6 empty] | 0.51337 | 0
LCP_Inputs_ON_Electric_Howarth_2023_05_05 | 2037 | O/CCGT - CH4 Existing | Crossload | Electricity | NY | Dispatch-Crossload | EmissionsCost | 0 | [6 empty] | 0.51337 | 0
LCP_Inputs_ON_Electric_Howarth_2023_05_05 | 2037 | O/CCGT - CH4 Existing | Crossload | Electricity | NY | Dispatch-Crossload | FuelCost | 0 | [6 empty] | 0.51337 | 0
LCP_Inputs_ON_Electric_Howarth_2023_05_05 | 2037 | O/CCGT - CH4 Existing | Crossload | Electricity | NY | Dispatch-Crossload | VOM | 0 | [6 empty] | 0.51337 | 0
LCP_Inputs_ON_Electric_Howarth_2023_05_05 | 2037 | O/CCGT - CH4 Existing | Crossload | Electricity | ON | Dispatch-Crossload | EmissionsCost | 11165878.9802 | [6 empty] | 0.51337 | 5732263.5348
LCP_Inputs_ON_Electric_Howarth_2023_05_05 | 2037 | O/CCGT - CH4 Existing | Crossload | Electricity | ON | Dispatch-Crossload | FuelCost | 0 | [6 empty] | 0.51337 | 0
LCP_Inputs_ON_Electric_Howarth_2023_05_05 | 2037 | O/CCGT - CH4 Existing | Crossload | Electricity | ON | Dispatch-Crossload | VOM | 405781.1348 | [6 empty] | 0.51337 | 208317.1783
LCP_Inputs_ON_Electric_Howarth_2023_05_05 | 2037 | O/CCGT - CH4 Existing | Crossload | Electricity | PJ | Dispatch-Crossload | EmissionsCost | 0 | [6 empty] | 0.51337 | 0
LCP_Inputs_ON_Electric_Howarth_2023_05_05 | 2037 | O/CCGT - CH4 Existing | Crossload | Electricity | PJ | Dispatch-Crossload | FuelCost | 0 | [6 empty] | 0.51337 | 0
LCP_Inputs_ON_Electric_Howarth_2023_05_05 | 2037 | O/CCGT - CH4 Existing | Crossload | Electricity | PJ | Dispatch-Crossload | VOM | 0 | [6 empty] | 0.51337 | 0
LCP_Inputs_ON_Electric_Howarth_2023_05_05 | 2037 | O/CCGT - CH4 Existing | Crossload | Electricity | QC | Dispatch-Crossload | EmissionsCost | 0 | [6 empty] | 0.51337 | 0
LCP_Inputs_ON_Electric_Howarth_2023_05_05 | 2037 | O/CCGT - CH4 Existing | Crossload | Electricity | QC | Dispatch-Crossload | FuelCost | 0 | [6 empty] | 0.51337 | 0
LCP_Inputs_ON_Electric_Howarth_2023_05_05 | 2037 | O/CCGT - CH4 Existing | Crossload | Electricity | QC | Dispatch-Crossload | VOM | 0 | [6 empty] | 0.51337 | 0
LCP_Inputs_ON_Electric_Howarth_2023_05_05 | 2037 | O/CCGT - CH4 Existing | Crossload | Electricity | WC | Dispatch-Crossload | EmissionsCost | 0 | [6 empty] | 0.51337 | 0
LCP_Inputs_ON_Electric_Howarth_2023_05_05 | 2037 | O/CCGT - CH4 Existing | Crossload | Electricity | WC | Dispatch-Crossload | FuelCost | 0 | [6 empty] | 0.51337 | 0
LCP_Inputs_ON_Electric_Howarth_2023_05_05 | 2037 | O/CCGT - CH4 Existing | Crossload | Electricity | WC | Dispatch-Crossload | VOM | 0 | [6 empty] | 0.51337 | 0
LCP_Inputs_ON_Electric_Howarth_2023_05_05 | 2037 | O/CCGT - CH4 New | Crossload | Electricity | MI | Dispatch-Crossload | EmissionsCost | 0 | [6 empty] | 0.51337 | 0
LCP_Inputs_ON_Electric_Howarth_2023_05_05 | 2037 | O/CCGT - CH4 New | Crossload | Electricity | MI | Dispatch-Crossload | FuelCost | 0 | [6 empty] | 0.51337 | 0
LCP_Inputs_ON_Electric_Howarth_2023_05_05 | 2037 | O/CCGT - CH4 New | Crossload | Electricity | MI | Dispatch-Crossload | VOM | 0 | [6 empty] | 0.51337 | 0
LCP_Inputs_ON_Electric_Howarth_2023_05_05 | 2037 | O/CCGT - CH4 New | Crossload | Electricity | NY | Dispatch-Crossload | EmissionsCost | 0 | [6 empty] | 0.51337 | 0
LCP_Inputs_ON_Electric_Howarth_2023_05_05 | 2037 | O/CCGT - CH4 New | Crossload | Electricity | NY | Dispatch-Crossload | FuelCost | 0 | [6 empty] | 0.51337 | 0
LCP_Inputs_ON_Electric_Howarth_2023_05_05 | 2037 | O/CCGT - CH4 New | Crossload | Electricity | NY | Dispatch-Crossload | VOM | 0 | [6 empty] | 0.51337 | 0
LCP_Inputs_ON_Electric_Howarth_2023_05_05 | 2037 | O/CCGT - CH4 New | Crossload | Electricity | ON | Dispatch-Crossload | EmissionsCost | 1023543.3464 | [6 empty] | 0.51337 | 525459.77
LCP_Inputs_ON_Electric_Howarth_2023_05_05 | 2037 | O/CCGT - CH4 New | Crossload | Electricity | ON | Dispatch-Crossload | FuelCost | 0 | [6 empty] | 0.51337 | 0
LCP_Inputs_ON_Electric_Howarth_2023_05_05 | 2037 | O/CCGT - CH4 New | Crossload | Electricity | ON | Dispatch-Crossload | VOM | 37196.7654 | [6 empty] | 0.51337 | 19095.8242
LCP_Inputs_ON_Electric_Howarth_2023_05_05 | 2037 | O/CCGT - CH4 New | Crossload | Electricity | PJ | Dispatch-Crossload | EmissionsCost | 0 | [6 empty] | 0.51337 | 0
LCP_Inputs_ON_Electric_Howarth_2023_05_05 | 2037 | O/CCGT - CH4 New | Crossload | Electricity | PJ | Dispatch-Crossload | FuelCost | 0 | [6 empty] | 0.51337 | 0
LCP_Inputs_ON_Electric_Howarth_2023_05_05 | 2037 | O/CCGT - CH4 New | Crossload | Electricity | PJ | Dispatch-Crossload | VOM | 0 | [6 empty] | 0.51337 | 0
LCP_Inputs_ON_Electric_Howarth_2023_05_05 | 2037 | O/CCGT - CH4 New | Crossload | Electricity | QC | Dispatch-Crossload | EmissionsCost | 0 | [6 empty] | 0.51337 | 0
LCP_Inputs_ON_Electric_Howarth_2023_05_05 | 2037 | O/CCGT - CH4 New | Crossload | Electricity | QC | Dispatch-Crossload | FuelCost | 0 | [6 empty] | 0.51337 | 0
LCP_Inputs_ON_Electric_Howarth_2023_05_05 | 2037 | O/CCGT - CH4 New | Crossload | Electricity | QC | Dispatch-Crossload | VOM | 0 | [6 empty] | 0.51337 | 0
LCP_Inputs_ON_Electric_Howarth_2023_05_05 | 2037 | O/CCGT - CH4 New | Crossload | Electricity | WC | Dispatch-Crossload | EmissionsCost | 0 | [6 empty] | 0.51337 | 0
LCP_Inputs_ON_Electric_Howarth_2023_05_05 | 2037 | O/CCGT - CH4 New | Crossload | Electricity | WC | Dispatch-Crossload | FuelCost | 0 | [6 empty] | 0.51337 | 0
LCP_Inputs_ON_Electric_Howarth_2023_05_05 | 2037 | O/CCGT - CH4 New | Crossload | Electricity | WC | Dispatch-Crossload | VOM | 0 | [6 empty] | 0.51337 | 0
LCP_Inputs_ON_Electric_Howarth_2023_05_05 | 2037 | O/CCGT - H2 New | Crossload | Electricity | MI | Dispatch-Crossload | EmissionsCost | 0 | [6 empty] | 0.51337 | 0
LCP_Inputs_ON_Electric_Howarth_2023_05_05 | 2037 | O/CCGT - H2 New | Crossload | Electricity | MI | Dispatch-Crossload | FuelCost | 0 | [6 empty] | 0.51337 | 0
LCP_Inputs_ON_Electric_Howarth_2023_05_05 | 2037 | O/CCGT - H2 New | Crossload | Electricity | MI | Dispatch-Crossload | VOM | 0 | [6 empty] | 0.51337 | 0
LCP_Inputs_ON_Electric_Howarth_2023_05_05 | 2037 | O/CCGT - H2 New | Crossload | Electricity | NY | Dispatch-Crossload | EmissionsCost | 0 | [6 empty] | 0.51337 | 0
LCP_Inputs_ON_Electric_Howarth_2023_05_05 | 2037 | O/CCGT - H2 New | Crossload | Electricity | NY | Dispatch-Crossload | FuelCost | 0 | [6 empty] | 0.51337 | 0
LCP_Inputs_ON_Electric_Howarth_2023_05_05 | 2037 | O/CCGT - H2 New | Crossload | Electricity | NY | Dispatch-Crossload | VOM | 0 | [6 empty] | 0.51337 | 0
LCP_Inputs_ON_Electric_Howarth_2023_05_05 | 2037 | O/CCGT - H2 New | Crossload | Electricity | ON | Dispatch-Crossload | EmissionsCost | 0 | [6 empty] | 0.51337 | 0
LCP_Inputs_ON_Electric_Howarth_2023_05_05 | 2037 | O/CCGT - H2 New | Crossload | Electricity | ON | Dispatch-Crossload | FuelCost | 0 | [6 empty] | 0.51337 | 0
LCP_Inputs_ON_Electric_Howarth_2023_05_05 | 2037 | O/CCGT - H2 New | Crossload | Electricity | ON | Dispatch-Crossload | VOM | 13608.3219 | [6 empty] | 0.51337 | 6986.1484
LCP_Inputs_ON_Electric_Howarth_2023_05_05 | 2037 | O/CCGT - H2 New | Crossload | Electricity | PJ | Dispatch-Crossload | EmissionsCost | 0 | [6 empty] | 0.51337 | 0
LCP_Inputs_ON_Electric_Howarth_2023_05_05 | 2037 | O/CCGT - H2 New | Crossload | Electricity | PJ | Dispatch-Crossload | FuelCost | 0 | [6 empty] | 0.51337 | 0
LCP_Inputs_ON_Electric_Howarth_2023_05_05 | 2037 | O/CCGT - H2 New | Crossload | Electricity | PJ | Dispatch-Crossload | VOM | 0 | [6 empty] | 0.51337 | 0
LCP_Inputs_ON_Electric_Howarth_2023_05_05 | 2037 | O/CCGT - H2 New | Crossload | Electricity | QC | Dispatch-Crossload | EmissionsCost | 0 | [6 empty] | 0.51337 | 0
LCP_Inputs_ON_Electric_Howarth_2023_05_05 | 2037 | O/CCGT - H2 New | Crossload | Electricity | QC | Dispatch-Crossload | FuelCost | 0 | [6 empty] | 0.51337 | 0
LCP_Inputs_ON_Electric_Howarth_2023_05_05 | 2037 | O/CCGT - H2 New | Crossload | Electricity | QC | Dispatch-Crossload | VOM | 0 | [6 empty] | 0.51337 | 0
LCP_Inputs_ON_Electric_Howarth_2023_05_05 | 2037 | O/CCGT - H2 New | Crossload | Electricity | WC | Dispatch-Crossload | EmissionsCost | 0 | [6 empty] | 0.51337 | 0
LCP_Inputs_ON_Electric_Howarth_2023_05_05 | 2037 | O/CCGT - H2 New | Crossload | Electricity | WC | Dispatch-Crossload | FuelCost | 0 | [6 empty] | 0.51337 | 0
LCP_Inputs_ON_Electric_Howarth_2023_05_05 | 2037 | O/CCGT - H2 New | Crossload | Electricity | WC | Dispatch-Crossload | VOM | 0 | [6 empty] | 0.51337 | 0
LCP_Inputs_ON_Electric_Howarth_2023_05_05 | 2037 | SMR CCS | Generation | Hydrogen | MI | Dispatch-Generation | EmissionsCost | 0 | [6 empty] | 0.51337 | 0
LCP_Inputs_ON_Electric_Howarth_2023_05_05 | 2037 | SMR CCS | Generation | Hydrogen | MI | Dispatch-Generation | FuelCost | 0 | [6 empty] | 0.51337 | 0
LCP_Inputs_ON_Electric_Howarth_2023_05_05 | 2037 | SMR CCS | Generation | Hydrogen | MI | Dispatch-Generation | VOM | 0 | [6 empty] | 0.51337 | 0
LCP_Inputs_ON_Electric_Howarth_2023_05_05 | 2037 | SMR CCS | Generation | Hydrogen | NY | Dispatch-Generation | EmissionsCost | 0 | [6 empty] | 0.51337 | 0
LCP_Inputs_ON_Electric_Howarth_2023_05_05 | 2037 | SMR CCS | Generation | Hydrogen | NY | Dispatch-Generation | FuelCost | 0 | [6 empty] | 0.51337 | 0
LCP_Inputs_ON_Electric_Howarth_2023_05_05 | 2037 | SMR CCS | Generation | Hydrogen | NY | Dispatch-Generation | VOM | 0 | [6 empty] | 0.51337 | 0
LCP_Inputs_ON_Electric_Howarth_2023_05_05 | 2037 | SMR CCS | Generation | Hydrogen | ON | Dispatch-Generation | EmissionsCost | 534562683.9116 | [6 empty] | 0.51337 | 274430180.1509
LCP_Inputs_ON_Electric_Howarth_2023_05_05 | 2037 | SMR CCS | Generation | Hydrogen | ON | Dispatch-Generation | FuelCost | 210670439.8621 | [6 empty] | 0.51337 | 108152567.517
LCP_Inputs_ON_Electric_Howarth_2023_05_05 | 2037 | SMR CCS | Generation | Hydrogen | ON | Dispatch-Generation | VOM | 0 | [6 empty] | 0.51337 | 0
LCP_Inputs_ON_Electric_Howarth_2023_05_05 | 2037 | SMR CCS | Generation | Hydrogen | PJ | Dispatch-Generation | EmissionsCost | 0 | [6 empty] | 0.51337 | 0
LCP_Inputs_ON_Electric_Howarth_2023_05_05 | 2037 | SMR CCS | Generation | Hydrogen | PJ | Dispatch-Generation | FuelCost | 0 | [6 empty] | 0.51337 | 0
LCP_Inputs_ON_Electric_Howarth_2023_05_05 | 2037 | SMR CCS | Generation | Hydrogen | PJ | Dispatch-Generation | VOM | 0 | [6 empty] | 0.51337 | 0
LCP_Inputs_ON_Electric_Howarth_2023_05_05 | 2037 | SMR CCS | Generation | Hydrogen | QC | Dispatch-Generation | EmissionsCost | 0 | [6 empty] | 0.51337 | 0
LCP_Inputs_ON_Electric_Howarth_2023_05_05 | 2037 | SMR CCS | Generation | Hydrogen | QC | Dispatch-Generation | FuelCost | 0 | [6 empty] | 0.51337 | 0
LCP_Inputs_ON_Electric_Howarth_2023_05_05 | 2037 | SMR CCS | Generation | Hydrogen | QC | Dispatch-Generation | VOM | 0 | [6 empty] | 0.51337 | 0
LCP_Inputs_ON_Electric_Howarth_2023_05_05 | 2037 | SMR CCS | Generation | Hydrogen | WC | Dispatch-Generation | EmissionsCost | 0 | [6 empty] | 0.51337 | 0
LCP_Inputs_ON_Electric_Howarth_2023_05_05 | 2037 | SMR CCS | Generation | Hydrogen | WC | Dispatch-Generation | FuelCost | 0 | [6 empty] | 0.51337 | 0
LCP_Inputs_ON_Electric_Howarth_2023_05_05 | 2037 | SMR CCS | Generation | Hydrogen | WC | Dispatch-Generation | VOM | 0 | [6 empty] | 0.51337 | 0
LCP_Inputs_ON_Electric_Howarth_2023_05_05 | 2037 | Solar PV | Generation | Electricity | MI | Dispatch-Generation | EmissionsCost | 0 | [6 empty] | 0.51337 | 0
LCP_Inputs_ON_Electric_Howarth_2023_05_05 | 2037 | Solar PV | Generation | Electricity | MI | Dispatch-Generation | FuelCost | 0 | [6 empty] | 0.51337 | 0
LCP_Inputs_ON_Electric_Howarth_2023_05_05 | 2037 | Solar PV | Generation | Electricity | MI | Dispatch-Generation | VOM | 0 | [6 empty] | 0.51337 | 0
LCP_Inputs_ON_Electric_Howarth_2023_05_05 | 2037 | Solar PV | Generation | Electricity | NY | Dispatch-Generation | EmissionsCost | 0 | [6 empty] | 0.51337 | 0
LCP_Inputs_ON_Electric_Howarth_2023_05_05 | 2037 | Solar PV | Generation | Electricity | NY | Dispatch-Generation | FuelCost | 0 | [6 empty] | 0.51337 | 0
LCP_Inputs_ON_Electric_Howarth_2023_05_05 | 2037 | Solar PV | Generation | Electricity | NY | Dispatch-Generation | VOM | 0 | [6 empty] | 0.51337 | 0
LCP_Inputs_ON_Electric_Howarth_2023_05_05 | 2037 | Solar PV | Generation | Electricity | ON | Dispatch-Generation | EmissionsCost | 0 | [6 empty] | 0.51337 | 0
LCP_Inputs_ON_Electric_Howarth_2023_05_05 | 2037 | Solar PV | Generation | Electricity | ON | Dispatch-Generation | FuelCost | 0 | [6 empty] | 0.51337 | 0
LCP_Inputs_ON_Electric_Howarth_2023_05_05 | 2037 | Solar PV | Generation | Electricity | ON | Dispatch-Generation | VOM | 0 | [6 empty] | 0.51337 | 0
LCP_Inputs_ON_Electric_Howarth_2023_05_05 | 2037 | Solar PV | Generation | Electricity | PJ | Dispatch-Generation | EmissionsCost | 0 | [6 empty] | 0.51337 | 0
LCP_Inputs_ON_Electric_Howarth_2023_05_05 | 2037 | Solar PV | Generation | Electricity | PJ | Dispatch-Generation | FuelCost | 0 | [6 empty] | 0.51337 | 0
LCP_Inputs_ON_Electric_Howarth_2023_05_05 | 2037 | Solar PV | Generation | Electricity | PJ | Dispatch-Generation | VOM | 0 | [6 empty] | 0.51337 | 0
LCP_Inputs_ON_Electric_Howarth_2023_05_05 | 2037 | Solar PV | Generation | Electricity | QC | Dispatch-Generation | EmissionsCost | 0 | [6 empty] | 0.51337 | 0
LCP_Inputs_ON_Electric_Howarth_2023_05_05 | 2037 | Solar PV | Generation | Electricity | QC | Dispatch-Generation | FuelCost | 0 | [6 empty] | 0.51337 | 0
LCP_Inputs_ON_Electric_Howarth_2023_05_05 | 2037 | Solar PV | Generation | Electricity | QC | Dispatch-Generation | VOM | 0 | [6 empty] | 0.51337 | 0
LCP_Inputs_ON_Electric_Howarth_2023_05_05 | 2037 | Solar PV | Generation | Electricity | WC | Dispatch-Generation | EmissionsCost | 0 | [6 empty] | 0.51337 | 0
LCP_Inputs_ON_Electric_Howarth_2023_05_05 | 2037 | Solar PV | Generation | Electricity | WC | Dispatch-Generation | FuelCost | 0 | [6 empty] | 0.51337 | 0
LCP_Inputs_ON_Electric_Howarth_2023_05_05 | 2037 | Solar PV | Generation | Electricity | WC | Dispatch-Generation | VOM | 0 | [6 empty] | 0.51337 | 0
LCP_Inputs_ON_Electric_Howarth_2023_05_05 | 2037 | Wind Offshore | Generation | Electricity | MI | Dispatch-Generation | EmissionsCost | 0 | [6 empty] | 0.51337 | 0
LCP_Inputs_ON_Electric_Howarth_2023_05_05 | 2037 | Wind Offshore | Generation | Electricity | MI | Dispatch-Generation | FuelCost | 0 | [6 empty] | 0.51337 | 0
LCP_Inputs_ON_Electric_Howarth_2023_05_05 | 2037 | Wind Offshore | Generation | Electricity | MI | Dispatch-Generation | VOM | 0 | [6 empty] | 0.51337 | 0
LCP_Inputs_ON_Electric_Howarth_2023_05_05 | 2037 | Wind Offshore | Generation | Electricity | NY | Dispatch-Generation | EmissionsCost | 0 | [6 empty] | 0.51337 | 0
LCP_Inputs_ON_Electric_Howarth_2023_05_05 | 2037 | Wind Offshore | Generation | Electricity | NY | Dispatch-Generation | FuelCost | 0 | [6 empty] | 0.51337 | 0
LCP_Inputs_ON_Electric_Howarth_2023_05_05 | 2037 | Wind Offshore | Generation | Electricity | NY | Dispatch-Generation | VOM | 0 | [6 empty] | 0.51337 | 0
LCP_Inputs_ON_Electric_Howarth_2023_05_05 | 2037 | Wind Offshore | Generation | Electricity | ON | Dispatch-Generation | EmissionsCost | 0 | [6 empty] | 0.51337 | 0
LCP_Inputs_ON_Electric_Howarth_2023_05_05 | 2037 | Wind Offshore | Generation | Electricity | ON | Dispatch-Generation | FuelCost | 0 | [6 empty] | 0.51337 | 0
LCP_Inputs_ON_Electric_Howarth_2023_05_05 | 2037 | Wind Offshore | Generation | Electricity | ON | Dispatch-Generation | VOM | 0 | [6 empty] | 0.51337 | 0
LCP_Inputs_ON_Electric_Howarth_2023_05_05 | 2037 | Wind Offshore | Generation | Electricity | PJ | Dispatch-Generation | EmissionsCost | 0 | [6 empty] | 0.51337 | 0
LCP_Inputs_ON_Electric_Howarth_2023_05_05 | 2037 | Wind Offshore | Generation | Electricity | PJ | Dispatch-Generation | FuelCost | 0 | [6 empty] | 0.51337 | 0
LCP_Inputs_ON_Electric_Howarth_2023_05_05 | 2037 | Wind Offshore | Generation | Electricity | PJ | Dispatch-Generation | VOM | 0 | [6 empty] | 0.51337 | 0
LCP_Inputs_ON_Electric_Howarth_2023_05_05 | 2037 | Wind Offshore | Generation | Electricity | QC | Dispatch-Generation | EmissionsCost | 0 | [6 empty] | 0.51337 | 0
LCP_Inputs_ON_Electric_Howarth_2023_05_05 | 2037 | Wind Offshore | Generation | Electricity | QC | Dispatch-Generation | FuelCost | 0 | [6 empty] | 0.51337 | 0
LCP_Inputs_ON_Electric_Howarth_2023_05_05 | 2037 | Wind Offshore | Generation | Electricity | QC | Dispatch-Generation | VOM | 0 | [6 empty] | 0.51337 | 0
LCP_Inputs_ON_Electric_Howarth_2023_05_05 | 2037 | Wind Offshore | Generation | Electricity | WC | Dispatch-Generation | EmissionsCost | 0 | [6 empty] | 0.51337 | 0
LCP_Inputs_ON_Electric_Howarth_2023_05_05 | 2037 | Wind Offshore | Generation | Electricity | WC | Dispatch-Generation | FuelCost | 0 | [6 empty] | 0.51337 | 0
LCP_Inputs_ON_Electric_Howarth_2023_05_05 | 2037 | Wind Offshore | Generation | Electricity | WC | Dispatch-Generation | VOM | 0 | [6 empty] | 0.51337 | 0
LCP_Inputs_ON_Electric_Howarth_2023_05_05 | 2037 | Wind Onshore | Generation | Electricity | MI | Dispatch-Generation | EmissionsCost | 0 | [6 empty] | 0.51337 | 0
LCP_Inputs_ON_Electric_Howarth_2023_05_05 | 2037 | Wind Onshore | Generation | Electricity | MI | Dispatch-Generation | FuelCost | 0 | [6 empty] | 0.51337 | 0
LCP_Inputs_ON_Electric_Howarth_2023_05_05 | 2037 | Wind Onshore | Generation | Electricity | MI | Dispatch-Generation | VOM | 0 | [6 empty] | 0.51337 | 0
LCP_Inputs_ON_Electric_Howarth_2023_05_05 | 2037 | Wind Onshore | Generation | Electricity | NY | Dispatch-Generation | EmissionsCost | 0 | [6 empty] | 0.51337 | 0
LCP_Inputs_ON_Electric_Howarth_2023_05_05 | 2037 | Wind Onshore | Generation | Electricity | NY | Dispatch-Generation | FuelCost | 0 | [6 empty] | 0.51337 | 0
LCP_Inputs_ON_Electric_Howarth_2023_05_05 | 2037 | Wind Onshore | Generation | Electricity | NY | Dispatch-Generation | VOM | 0 | [6 empty] | 0.51337 | 0
LCP_Inputs_ON_Electric_Howarth_2023_05_05 | 2037 | Wind Onshore | Generation | Electricity | ON | Dispatch-Generation | EmissionsCost | 0 | [6 empty] | 0.51337 | 0
LCP_Inputs_ON_Electric_Howarth_2023_05_05 | 2037 | Wind Onshore | Generation | Electricity | ON | Dispatch-Generation | FuelCost | 0 | [6 empty] | 0.51337 | 0
LCP_Inputs_ON_Electric_Howarth_2023_05_05 | 2037 | Wind Onshore | Generation | Electricity | ON | Dispatch-Generation | VOM | 0 | [6 empty] | 0.51337 | 0
LCP_Inputs_ON_Electric_Howarth_2023_05_05 | 2037 | Wind Onshore | Generation | Electricity | PJ | Dispatch-Generation | EmissionsCost | 0 | [6 empty] | 0.51337 | 0
LCP_Inputs_ON_Electric_Howarth_2023_05_05 | 2037 | Wind Onshore | Generation | Electricity | PJ | Dispatch-Generation | FuelCost | 0 | [6 empty] | 0.51337 | 0
LCP_Inputs_ON_Electric_Howarth_2023_05_05 | 2037 | Wind Onshore | Generation | Electricity | PJ | Dispatch-Generation | VOM | 0 | [6 empty] | 0.51337 | 0
LCP_Inputs_ON_Electric_Howarth_2023_05_05 | 2037 | Wind Onshore | Generation | Electricity | QC | Dispatch-Generation | EmissionsCost | 0 | [6 empty] | 0.51337 | 0
LCP_Inputs_ON_Electric_Howarth_2023_05_05 | 2037 | Wind Onshore | Generation | Electricity | QC | Dispatch-Generation | FuelCost | 0 | [6 empty] | 0.51337 | 0
LCP_Inputs_ON_Electric_Howarth_2023_05_05 | 2037 | Wind Onshore | Generation | Electricity | QC | Dispatch-Generation | VOM | 0 | [6 empty] | 0.51337 | 0
LCP_Inputs_ON_Electric_Howarth_2023_05_05 | 2037 | Wind Onshore | Generation | Electricity | WC | Dispatch-Generation | EmissionsCost | 0 | [6 empty] | 0.51337 | 0
LCP_Inputs_ON_Electric_Howarth_2023_05_05 | 2037 | Wind Onshore | Generation | Electricity | WC | Dispatch-Generation | FuelCost | 0 | [6 empty] | 0.51337 | 0
LCP_Inputs_ON_Electric_Howarth_2023_05_05 | 2037 | Wind Onshore | Generation | Electricity | WC | Dispatch-Generation | VOM | 0 | [6 empty] | 0.51337 | 0
LCP_Inputs_ON_Electric_Howarth_2023_05_05 | 2038 | Anaerobic Digestion | Generation | Methane | MI | Dispatch-Generation | EmissionsCost | 0 | [6 empty] | 0.49363 | 0
LCP_Inputs_ON_Electric_Howarth_2023_05_05 | 2038 | Anaerobic Digestion | Generation | Methane | MI | Dispatch-Generation | FuelCost | 0 | [6 empty] | 0.49363 | 0
LCP_Inputs_ON_Electric_Howarth_2023_05_05 | 2038 | Anaerobic Digestion | Generation | Methane | MI | Dispatch-Generation | VOM | 0 | [6 empty] | 0.49363 | 0
LCP_Inputs_ON_Electric_Howarth_2023_05_05 | 2038 | Anaerobic Digestion | Generation | Methane | NY | Dispatch-Generation | EmissionsCost | 0 | [6 empty] | 0.49363 | 0
LCP_Inputs_ON_Electric_Howarth_2023_05_05 | 2038 | Anaerobic Digestion | Generation | Methane | NY | Dispatch-Generation | FuelCost | 0 | [6 empty] | 0.49363 | 0
LCP_Inputs_ON_Electric_Howarth_2023_05_05 | 2038 | Anaerobic Digestion | Generation | Methane | NY | Dispatch-Generation | VOM | 0 | [6 empty] | 0.49363 | 0
LCP_Inputs_ON_Electric_Howarth_2023_05_05 | 2038 | Anaerobic Digestion | Generation | Methane | ON | Dispatch-Generation | EmissionsCost | 0 | [6 empty] | 0.49363 | 0
LCP_Inputs_ON_Electric_Howarth_2023_05_05 | 2038 | Anaerobic Digestion | Generation | Methane | ON | Dispatch-Generation | FuelCost | 0 | [6 empty] | 0.49363 | 0
LCP_Inputs_ON_Electric_Howarth_2023_05_05 | 2038 | Anaerobic Digestion | Generation | Methane | ON | Dispatch-Generation | VOM | 0 | [6 empty] | 0.49363 | 0
LCP_Inputs_ON_Electric_Howarth_2023_05_05 | 2038 | Anaerobic Digestion | Generation | Methane | PJ | Dispatch-Generation | EmissionsCost | 0 | [6 empty] | 0.49363 | 0
LCP_Inputs_ON_Electric_Howarth_2023_05_05 | 2038 | Anaerobic Digestion | Generation | Methane | PJ | Dispatch-Generation | FuelCost | 0 | [6 empty] | 0.49363 | 0
LCP_Inputs_ON_Electric_Howarth_2023_05_05 | 2038 | Anaerobic Digestion | Generation | Methane | PJ | Dispatch-Generation | VOM | 0 | [6 empty] | 0.49363 | 0
LCP_Inputs_ON_Electric_Howarth_2023_05_05 | 2038 | Anaerobic Digestion | Generation | Methane | QC | Dispatch-Generation | EmissionsCost | 0 | [6 empty] | 0.49363 | 0
LCP_Inputs_ON_Electric_Howarth_2023_05_05 | 2038 | Anaerobic Digestion | Generation | Methane | QC | Dispatch-Generation | FuelCost | 0 | [6 empty] | 0.49363 | 0
LCP_Inputs_ON_Electric_Howarth_2023_05_05 | 2038 | Anaerobic Digestion | Generation | Methane | QC | Dispatch-Generation | VOM | 0 | [6 empty] | 0.49363 | 0
LCP_Inputs_ON_Electric_Howarth_2023_05_05 | 2038 | Anaerobic Digestion | Generation | Methane | WC | Dispatch-Generation | EmissionsCost | 0 | [6 empty] | 0.49363 | 0
LCP_Inputs_ON_Electric_Howarth_2023_05_05 | 2038 | Anaerobic Digestion | Generation | Methane | WC | Dispatch-Generation | FuelCost | 0 | [6 empty] | 0.49363 | 0
LCP_Inputs_ON_Electric_Howarth_2023_05_05 | 2038 | Anaerobic Digestion | Generation | Methane | WC | Dispatch-Generation | VOM | 0 | [6 empty] | 0.49363 | 0
LCP_Inputs_ON_Electric_Howarth_2023_05_05 | 2038 | Battery Storage | Storage | Electricity | MI | Dispatch-Storage | EmissionsCost | 0 | [6 empty] | 0.49363 | 0
LCP_Inputs_ON_Electric_Howarth_2023_05_05 | 2038 | Battery Storage | Storage | Electricity | MI | Dispatch-Storage | FuelCost | 0 | [6 empty] | 0.49363 | 0
LCP_Inputs_ON_Electric_Howarth_2023_05_05 | 2038 | Battery Storage | Storage | Electricity | MI | Dispatch-Storage | VOM | 0 | [6 empty] | 0.49363 | 0
LCP_Inputs_ON_Electric_Howarth_2023_05_05 | 2038 | Battery Storage | Storage | Electricity | NY | Dispatch-Storage | EmissionsCost | 0 | [6 empty] | 0.49363 | 0
LCP_Inputs_ON_Electric_Howarth_2023_05_05 | 2038 | Battery Storage | Storage | Electricity | NY | Dispatch-Storage | FuelCost | 0 | [6 empty] | 0.49363 | 0
LCP_Inputs_ON_Electric_Howarth_2023_05_05 | 2038 | Battery Storage | Storage | Electricity | NY | Dispatch-Storage | VOM | 0 | [6 empty] | 0.49363 | 0
LCP_Inputs_ON_Electric_Howarth_2023_05_05 | 2038 | Battery Storage | Storage | Electricity | ON | Dispatch-Storage | EmissionsCost | 0 | [6 empty] | 0.49363 | 0
LCP_Inputs_ON_Electric_Howarth_2023_05_05 | 2038 | Battery Storage | Storage | Electricity | ON | Dispatch-Storage | FuelCost | 0 | [6 empty] | 0.49363 | 0
LCP_Inputs_ON_Electric_Howarth_2023_05_05 | 2038 | Battery Storage | Storage | Electricity | ON | Dispatch-Storage | VOM | 0 | [6 empty] | 0.49363 | 0
LCP_Inputs_ON_Electric_Howarth_2023_05_05 | 2038 | Battery Storage | Storage | Electricity | PJ | Dispatch-Storage | EmissionsCost | 0 | [6 empty] | 0.49363 | 0
LCP_Inputs_ON_Electric_Howarth_2023_05_05 | 2038 | Battery Storage | Storage | Electricity | PJ | Dispatch-Storage | FuelCost | 0 | [6 empty] | 0.49363 | 0
LCP_Inputs_ON_Electric_Howarth_2023_05_05 | 2038 | Battery Storage | Storage | Electricity | PJ | Dispatch-Storage | VOM | 0 | [6 empty] | 0.49363 | 0
LCP_Inputs_ON_Electric_Howarth_2023_05_05 | 2038 | Battery Storage | Storage | Electricity | QC | Dispatch-Storage | EmissionsCost | 0 | [6 empty] | 0.49363 | 0
LCP_Inputs_ON_Electric_Howarth_2023_05_05 | 2038 | Battery Storage | Storage | Electricity | QC | Dispatch-Storage | FuelCost | 0 | [6 empty] | 0.49363 | 0
LCP_Inputs_ON_Electric_Howarth_2023_05_05 | 2038 | Battery Storage | Storage | Electricity | QC | Dispatch-Storage | VOM | 0 | [6 empty] | 0.49363 | 0
LCP_Inputs_ON_Electric_Howarth_2023_05_05 | 2038 | Battery Storage | Storage | Electricity | WC | Dispatch-Storage | EmissionsCost | 0 | [6 empty] | 0.49363 | 0
LCP_Inputs_ON_Electric_Howarth_2023_05_05 | 2038 | Battery Storage | Storage | Electricity | WC | Dispatch-Storage | FuelCost | 0 | [6 empty] | 0.49363 | 0
LCP_Inputs_ON_Electric_Howarth_2023_05_05 | 2038 | Battery Storage | Storage | Electricity | WC | Dispatch-Storage | VOM | 0 | [6 empty] | 0.49363 | 0
LCP_Inputs_ON_Electric_Howarth_2023_05_05 | 2038 | Biomass | Generation | Electricity | MI | Dispatch-Generation | EmissionsCost | 0 | [6 empty] | 0.49363 | 0
LCP_Inputs_ON_Electric_Howarth_2023_05_05 | 2038 | Biomass | Generation | Electricity | MI | Dispatch-Generation | FuelCost | 0 | [6 empty] | 0.49363 | 0
LCP_Inputs_ON_Electric_Howarth_2023_05_05 | 2038 | Biomass | Generation | Electricity | MI | Dispatch-Generation | VOM | 0 | [6 empty] | 0.49363 | 0
LCP_Inputs_ON_Electric_Howarth_2023_05_05 | 2038 | Biomass | Generation | Electricity | NY | Dispatch-Generation | EmissionsCost | 0 | [6 empty] | 0.49363 | 0
LCP_Inputs_ON_Electric_Howarth_2023_05_05 | 2038 | Biomass | Generation | Electricity | NY | Dispatch-Generation | FuelCost | 0 | [6 empty] | 0.49363 | 0
LCP_Inputs_ON_Electric_Howarth_2023_05_05 | 2038 | Biomass | Generation | Electricity | NY | Dispatch-Generation | VOM | 0 | [6 empty] | 0.49363 | 0
LCP_Inputs_ON_Electric_Howarth_2023_05_05 | 2038 | Biomass | Generation | Electricity | ON | Dispatch-Generation | EmissionsCost | 0 | [6 empty] | 0.49363 | 0
LCP_Inputs_ON_Electric_Howarth_2023_05_05 | 2038 | Biomass | Generation | Electricity | ON | Dispatch-Generation | FuelCost | 2498962.9091 | [6 empty] | 0.49363 | 1233558.3653
LCP_Inputs_ON_Electric_Howarth_2023_05_05 | 2038 | Biomass | Generation | Electricity | ON | Dispatch-Generation | VOM | 32070.024 | [6 empty] | 0.49363 | 15830.6657
LCP_Inputs_ON_Electric_Howarth_2023_05_05 | 2038 | Biomass | Generation | Electricity | PJ | Dispatch-Generation | EmissionsCost | 0 | [6 empty] | 0.49363 | 0
LCP_Inputs_ON_Electric_Howarth_2023_05_05 | 2038 | Biomass | Generation | Electricity | PJ | Dispatch-Generation | FuelCost | 0 | [6 empty] | 0.49363 | 0
LCP_Inputs_ON_Electric_Howarth_2023_05_05 | 2038 | Biomass | Generation | Electricity | PJ | Dispatch-Generation | VOM | 0 | [6 empty] | 0.49363 | 0
LCP_Inputs_ON_Electric_Howarth_2023_05_05 | 2038 | Biomass | Generation | Electricity | QC | Dispatch-Generation | EmissionsCost | 0 | [6 empty] | 0.49363 | 0
LCP_Inputs_ON_Electric_Howarth_2023_05_05 | 2038 | Biomass | Generation | Electricity | QC | Dispatch-Generation | FuelCost | 468241.9815 | [6 empty] | 0.49363 | 231137.4095
LCP_Inputs_ON_Electric_Howarth_2023_05_05 | 2038 | Biomass | Generation | Electricity | QC | Dispatch-Generation | VOM | 6009.1054 | [6 empty] | 0.49363 | 2966.2634
LCP_Inputs_ON_Electric_Howarth_2023_05_05 | 2038 | Biomass | Generation | Electricity | WC | Dispatch-Generation | EmissionsCost | 0 | [6 empty] | 0.49363 | 0
LCP_Inputs_ON_Electric_Howarth_2023_05_05 | 2038 | Biomass | Generation | Electricity | WC | Dispatch-Generation | FuelCost | 0 | [6 empty] | 0.49363 | 0
LCP_Inputs_ON_Electric_Howarth_2023_05_05 | 2038 | Biomass | Generation | Electricity | WC | Dispatch-Generation | VOM | 0 | [6 empty] | 0.49363 | 0
LCP_Inputs_ON_Electric_Howarth_2023_05_05 | 2038 | Biomass + CCS | Generation | Electricity | MI | Dispatch-Generation | EmissionsCost | 0 | [6 empty] | 0.49363 | 0
LCP_Inputs_ON_Electric_Howarth_2023_05_05 | 2038 | Biomass + CCS | Generation | Electricity | MI | Dispatch-Generation | FuelCost | 0 | [6 empty] | 0.49363 | 0
LCP_Inputs_ON_Electric_Howarth_2023_05_05 | 2038 | Biomass + CCS | Generation | Electricity | MI | Dispatch-Generation | VOM | 0 | [6 empty] | 0.49363 | 0
LCP_Inputs_ON_Electric_Howarth_2023_05_05 | 2038 | Biomass + CCS | Generation | Electricity | NY | Dispatch-Generation | EmissionsCost | 0 | [6 empty] | 0.49363 | 0
LCP_Inputs_ON_Electric_Howarth_2023_05_05 | 2038 | Biomass + CCS | Generation | Electricity | NY | Dispatch-Generation | FuelCost | 0 | [6 empty] | 0.49363 | 0
LCP_Inputs_ON_Electric_Howarth_2023_05_05 | 2038 | Biomass + CCS | Generation | Electricity | NY | Dispatch-Generation | VOM | 0 | [6 empty] | 0.49363 | 0
LCP_Inputs_ON_Electric_Howarth_2023_05_05 | 2038 | Biomass + CCS | Generation | Electricity | ON | Dispatch-Generation | EmissionsCost | 0 | [6 empty] | 0.49363 | 0
LCP_Inputs_ON_Electric_Howarth_2023_05_05 | 2038 | Biomass + CCS | Generation | Electricity | ON | Dispatch-Generation | FuelCost | 0 | [6 empty] | 0.49363 | 0
LCP_Inputs_ON_Electric_Howarth_2023_05_05 | 2038 | Biomass + CCS | Generation | Electricity | ON | Dispatch-Generation | VOM | 0 | [6 empty] | 0.49363 | 0
LCP_Inputs_ON_Electric_Howarth_2023_05_05 | 2038 | Biomass + CCS | Generation | Electricity | PJ | Dispatch-Generation | EmissionsCost | 0 | [6 empty] | 0.49363 | 0
LCP_Inputs_ON_Electric_Howarth_2023_05_05 | 2038 | Biomass + CCS | Generation | Electricity | PJ | Dispatch-Generation | FuelCost | 0 | [6 empty] | 0.49363 | 0
LCP_Inputs_ON_Electric_Howarth_2023_05_05 | 2038 | Biomass + CCS | Generation | Electricity | PJ | Dispatch-Generation | VOM | 0 | [6 empty] | 0.49363 | 0
LCP_Inputs_ON_Electric_Howarth_2023_05_05 | 2038 | Biomass + CCS | Generation | Electricity | QC | Dispatch-Generation | EmissionsCost | 0 | [6 empty] | 0.49363 | 0
LCP_Inputs_ON_Electric_Howarth_2023_05_05 | 2038 | Biomass + CCS | Generation | Electricity | QC | Dispatch-Generation | FuelCost | 0 | [6 empty] | 0.49363 | 0
LCP_Inputs_ON_Electric_Howarth_2023_05_05 | 2038 | Biomass + CCS | Generation | Electricity | QC | Dispatch-Generation | VOM | 0 | [6 empty] | 0.49363 | 0
LCP_Inputs_ON_Electric_Howarth_2023_05_05 | 2038 | Biomass + CCS | Generation | Electricity | WC | Dispatch-Generation | EmissionsCost | 0 | [6 empty] | 0.49363 | 0
LCP_Inputs_ON_Electric_Howarth_2023_05_05 | 2038 | Biomass + CCS | Generation | Electricity | WC | Dispatch-Generation | FuelCost | 0 | [6 empty] | 0.49363 | 0
LCP_Inputs_ON_Electric_Howarth_2023_05_05 | 2038 | Biomass + CCS | Generation | Electricity | WC | Dispatch-Generation | VOM | 0 | [6 empty] | 0.49363 | 0
LCP_Inputs_ON_Electric_Howarth_2023_05_05 | 2038 | CH4 + CCS | Generation | Methane | MI | Dispatch-Generation | EmissionsCost | 0 | [6 empty] | 0.49363 | 0
LCP_Inputs_ON_Electric_Howarth_2023_05_05 | 2038 | CH4 + CCS | Generation | Methane | MI | Dispatch-Generation | FuelCost | 0 | [6 empty] | 0.49363 | 0
LCP_Inputs_ON_Electric_Howarth_2023_05_05 | 2038 | CH4 + CCS | Generation | Methane | MI | Dispatch-Generation | VOM | 0 | [6 empty] | 0.49363 | 0
LCP_Inputs_ON_Electric_Howarth_2023_05_05 | 2038 | CH4 + CCS | Generation | Methane | NY | Dispatch-Generation | EmissionsCost | 0 | [6 empty] | 0.49363 | 0
LCP_Inputs_ON_Electric_Howarth_2023_05_05 | 2038 | CH4 + CCS | Generation | Methane | NY | Dispatch-Generation | FuelCost | 0 | [6 empty] | 0.49363 | 0
LCP_Inputs_ON_Electric_Howarth_2023_05_05 | 2038 | CH4 + CCS | Generation | Methane | NY | Dispatch-Generation | VOM | 0 | [6 empty] | 0.49363 | 0
LCP_Inputs_ON_Electric_Howarth_2023_05_05 | 2038 | CH4 + CCS | Generation | Methane | ON | Dispatch-Generation | EmissionsCost | 0 | [6 empty] | 0.49363 | 0
LCP_Inputs_ON_Electric_Howarth_2023_05_05 | 2038 | CH4 + CCS | Generation | Methane | ON | Dispatch-Generation | FuelCost | 0 | [6 empty] | 0.49363 | 0
LCP_Inputs_ON_Electric_Howarth_2023_05_05 | 2038 | CH4 + CCS | Generation | Methane | ON | Dispatch-Generation | VOM | 0 | [6 empty] | 0.49363 | 0
LCP_Inputs_ON_Electric_Howarth_2023_05_05 | 2038 | CH4 + CCS | Generation | Methane | PJ | Dispatch-Generation | EmissionsCost | 0 | [6 empty] | 0.49363 | 0
LCP_Inputs_ON_Electric_Howarth_2023_05_05 | 2038 | CH4 + CCS | Generation | Methane | PJ | Dispatch-Generation | FuelCost | 0 | [6 empty] | 0.49363 | 0
LCP_Inputs_ON_Electric_Howarth_2023_05_05 | 2038 | CH4 + CCS | Generation | Methane | PJ | Dispatch-Generation | VOM | 0 | [6 empty] | 0.49363 | 0
LCP_Inputs_ON_Electric_Howarth_2023_05_05 | 2038 | CH4 + CCS | Generation | Methane | QC | Dispatch-Generation | EmissionsCost | 0 | [6 empty] | 0.49363 | 0
LCP_Inputs_ON_Electric_Howarth_2023_05_05 | 2038 | CH4 + CCS | Generation | Methane | QC | Dispatch-Generation | FuelCost | 0 | [6 empty] | 0.49363 | 0
LCP_Inputs_ON_Electric_Howarth_2023_05_05 | 2038 | CH4 + CCS | Generation | Methane | QC | Dispatch-Generation | VOM | 0 | [6 empty] | 0.49363 | 0
LCP_Inputs_ON_Electric_Howarth_2023_05_05 | 2038 | CH4 + CCS | Generation | Methane | WC | Dispatch-Generation | EmissionsCost | 0 | [6 empty] | 0.49363 | 0
LCP_Inputs_ON_Electric_Howarth_2023_05_05 | 2038 | CH4 + CCS | Generation | Methane | WC | Dispatch-Generation | FuelCost | 0 | [6 empty] | 0.49363 | 0
LCP_Inputs_ON_Electric_Howarth_2023_05_05 | 2038 | CH4 + CCS | Generation | Methane | WC | Dispatch-Generation | VOM | 0 | [6 empty] | 0.49363 | 0
LCP_Inputs_ON_Electric_Howarth_2023_05_05 | 2038 | CH4 Import - NY 2020 | Import | Methane | MI | Dispatch-Import | EmissionsCost | 0 | [6 empty] | 0.49363 | 0
LCP_Inputs_ON_Electric_Howarth_2023_05_05 | 2038 | CH4 Import - NY 2020 | Import | Methane | MI | Dispatch-Import | FuelCost | 0 | [6 empty] | 0.49363 | 0
LCP_Inputs_ON_Electric_Howarth_2023_05_05 | 2038 | CH4 Import - NY 2020 | Import | Methane | MI | Dispatch-Import | VOM | 0 | [6 empty] | 0.49363 | 0
LCP_Inputs_ON_Electric_Howarth_2023_05_05 | 2038 | CH4 Import - NY 2020 | Import | Methane | NY | Dispatch-Import | EmissionsCost | 0 | [6 empty] | 0.49363 | 0
LCP_Inputs_ON_Electric_Howarth_2023_05_05 | 2038 | CH4 Import - NY 2020 | Import | Methane | NY | Dispatch-Import | FuelCost | 0 | [6 empty] | 0.49363 | 0
LCP_Inputs_ON_Electric_Howarth_2023_05_05 | 2038 | CH4 Import - NY 2020 | Import | Methane | NY | Dispatch-Import | VOM | 0 | [6 empty] | 0.49363 | 0
LCP_Inputs_ON_Electric_Howarth_2023_05_05 | 2038 | CH4 Import - NY 2020 | Import | Methane | ON | Dispatch-Import | EmissionsCost | 0 | [6 empty] | 0.49363 | 0
LCP_Inputs_ON_Electric_Howarth_2023_05_05 | 2038 | CH4 Import - NY 2020 | Import | Methane | ON | Dispatch-Import | FuelCost | 0 | [6 empty] | 0.49363 | 0
LCP_Inputs_ON_Electric_Howarth_2023_05_05 | 2038 | CH4 Import - NY 2020 | Import | Methane | ON | Dispatch-Import | VOM | 0 | [6 empty] | 0.49363 | 0
LCP_Inputs_ON_Electric_Howarth_2023_05_05 | 2038 | CH4 Import - NY 2020 | Import | Methane | PJ | Dispatch-Import | EmissionsCost | 0 | [6 empty] | 0.49363 | 0
LCP_Inputs_ON_Electric_Howarth_2023_05_05 | 2038 | CH4 Import - NY 2020 | Import | Methane | PJ | Dispatch-Import | FuelCost | 0 | [6 empty] | 0.49363 | 0
LCP_Inputs_ON_Electric_Howarth_2023_05_05 | 2038 | CH4 Import - NY 2020 | Import | Methane | PJ | Dispatch-Import | VOM | 0 | [6 empty] | 0.49363 | 0
LCP_Inputs_ON_Electric_Howarth_2023_05_05 | 2038 | CH4 Import - NY 2020 | Import | Methane | QC | Dispatch-Import | EmissionsCost | 0 | [6 empty] | 0.49363 | 0
LCP_Inputs_ON_Electric_Howarth_2023_05_05 | 2038 | CH4 Import - NY 2020 | Import | Methane | QC | Dispatch-Import | FuelCost | 0 | [6 empty] | 0.49363 | 0
LCP_Inputs_ON_Electric_Howarth_2023_05_05 | 2038 | CH4 Import - NY 2020 | Import | Methane | QC | Dispatch-Import | VOM | 0 | [6 empty] | 0.49363 | 0
LCP_Inputs_ON_Electric_Howarth_2023_05_05 | 2038 | CH4 Import - NY 2020 | Import | Methane | WC | Dispatch-Import | EmissionsCost | 0 | [6 empty] | 0.49363 | 0
LCP_Inputs_ON_Electric_Howarth_2023_05_05 | 2038 | CH4 Import - NY 2020 | Import | Methane | WC | Dispatch-Import | FuelCost | 0 | [6 empty] | 0.49363 | 0
LCP_Inputs_ON_Electric_Howarth_2023_05_05 | 2038 | CH4 Import - NY 2020 | Import | Methane | WC | Dispatch-Import | VOM | 0 | [6 empty] | 0.49363 | 0
LCP_Inputs_ON_Electric_Howarth_2023_05_05 | 2038 | CH4 Import - NY 2030 | Import | Methane | MI | Dispatch-Import | EmissionsCost | 0 | [6 empty] | 0.49363 | 0
LCP_Inputs_ON_Electric_Howarth_2023_05_05 | 2038 | CH4 Import - NY 2030 | Import | Methane | MI | Dispatch-Import | FuelCost | 0 | [6 empty] | 0.49363 | 0
LCP_Inputs_ON_Electric_Howarth_2023_05_05 | 2038 | CH4 Import - NY 2030 | Import | Methane | MI | Dispatch-Import | VOM | 0 | [6 empty] | 0.49363 | 0
LCP_Inputs_ON_Electric_Howarth_2023_05_05 | 2038 | CH4 Import - NY 2030 | Import | Methane | NY | Dispatch-Import | EmissionsCost | 2371206202.7872 | [6 empty] | 0.49363 | 1170494062.4122
LCP_Inputs_ON_Electric_Howarth_2023_05_05 | 2038 | CH4 Import - NY 2030 | Import | Methane | NY | Dispatch-Import | FuelCost | 644356120.8267 | [6 empty] | 0.49363 | 318072301.1858
LCP_Inputs_ON_Electric_Howarth_2023_05_05 | 2038 | CH4 Import - NY 2030 | Import | Methane | NY | Dispatch-Import | VOM | 0 | [6 empty] | 0.49363 | 0
LCP_Inputs_ON_Electric_Howarth_2023_05_05 | 2038 | CH4 Import - NY 2030 | Import | Methane | ON | Dispatch-Import | EmissionsCost | 0 | [6 empty] | 0.49363 | 0
LCP_Inputs_ON_Electric_Howarth_2023_05_05 | 2038 | CH4 Import - NY 2030 | Import | Methane | ON | Dispatch-Import | FuelCost | 0 | [6 empty] | 0.49363 | 0
LCP_Inputs_ON_Electric_Howarth_2023_05_05 | 2038 | CH4 Import - NY 2030 | Import | Methane | ON | Dispatch-Import | VOM | 0 | [6 empty] | 0.49363 | 0
LCP_Inputs_ON_Electric_Howarth_2023_05_05 | 2038 | CH4 Import - NY 2030 | Import | Methane | PJ | Dispatch-Import | EmissionsCost | 0 | [6 empty] | 0.49363 | 0
LCP_Inputs_ON_Electric_Howarth_2023_05_05 | 2038 | CH4 Import - NY 2030 | Import | Methane | PJ | Dispatch-Import | FuelCost | 0 | [6 empty] | 0.49363 | 0
LCP_Inputs_ON_Electric_Howarth_2023_05_05 | 2038 | CH4 Import - NY 2030 | Import | Methane | PJ | Dispatch-Import | VOM | 0 | [6 empty] | 0.49363 | 0
LCP_Inputs_ON_Electric_Howarth_2023_05_05 | 2038 | CH4 Import - NY 2030 | Import | Methane | QC | Dispatch-Import | EmissionsCost | 0 | [6 empty] | 0.49363 | 0
LCP_Inputs_ON_Electric_Howarth_2023_05_05 | 2038 | CH4 Import - NY 2030 | Import | Methane | QC | Dispatch-Import | FuelCost | 0 | [6 empty] | 0.49363 | 0
LCP_Inputs_ON_Electric_Howarth_2023_05_05 | 2038 | CH4 Import - NY 2030 | Import | Methane | QC | Dispatch-Import | VOM | 0 | [6 empty] | 0.49363 | 0
LCP_Inputs_ON_Electric_Howarth_2023_05_05 | 2038 | CH4 Import - NY 2030 | Import | Methane | WC | Dispatch-Import | EmissionsCost | 0 | [6 empty] | 0.49363 | 0
LCP_Inputs_ON_Electric_Howarth_2023_05_05 | 2038 | CH4 Import - NY 2030 | Import | Methane | WC | Dispatch-Import | FuelCost | 0 | [6 empty] | 0.49363 | 0
LCP_Inputs_ON_Electric_Howarth_2023_05_05 | 2038 | CH4 Import - NY 2030 | Import | Methane | WC | Dispatch-Import | VOM | 0 | [6 empty] | 0.49363 | 0
LCP_Inputs_ON_Electric_Howarth_2023_05_05 | 2038 | CH4 Import - NY 2040 | Import | Methane | MI | Dispatch-Import | EmissionsCost | 0 | [6 empty] | 0.49363 | 0
LCP_Inputs_ON_Electric_Howarth_2023_05_05 | 2038 | CH4 Import - NY 2040 | Import | Methane | MI | Dispatch-Import | FuelCost | 0 | [6 empty] | 0.49363 | 0
LCP_Inputs_ON_Electric_Howarth_2023_05_05 | 2038 | CH4 Import - NY 2040 | Import | Methane | MI | Dispatch-Import | VOM | 0 | [6 empty] | 0.49363 | 0
LCP_Inputs_ON_Electric_Howarth_2023_05_05 | 2038 | CH4 Import - NY 2040 | Import | Methane | NY | Dispatch-Import | EmissionsCost | 0 | [6 empty] | 0.49363 | 0
LCP_Inputs_ON_Electric_Howarth_2023_05_05 | 2038 | CH4 Import - NY 2040 | Import | Methane | NY | Dispatch-Import | FuelCost | 0 | [6 empty] | 0.49363 | 0
LCP_Inputs_ON_Electric_Howarth_2023_05_05 | 2038 | CH4 Import - NY 2040 | Import | Methane | NY | Dispatch-Import | VOM | 0 | [6 empty] | 0.49363 | 0
LCP_Inputs_ON_Electric_Howarth_2023_05_05 | 2038 | CH4 Import - NY 2040 | Import | Methane | ON | Dispatch-Import | EmissionsCost | 0 | [6 empty] | 0.49363 | 0
LCP_Inputs_ON_Electric_Howarth_2023_05_05 | 2038 | CH4 Import - NY 2040 | Import | Methane | ON | Dispatch-Import | FuelCost | 0 | [6 empty] | 0.49363 | 0
LCP_Inputs_ON_Electric_Howarth_2023_05_05 | 2038 | CH4 Import - NY 2040 | Import | Methane | ON | Dispatch-Import | VOM | 0 | [6 empty] | 0.49363 | 0
LCP_Inputs_ON_Electric_Howarth_2023_05_05 | 2038 | CH4 Import - NY 2040 | Import | Methane | PJ | Dispatch-Import | EmissionsCost | 0 | [6 empty] | 0.49363 | 0
LCP_Inputs_ON_Electric_Howarth_2023_05_05 | 2038 | CH4 Import - NY 2040 | Import | Methane | PJ | Dispatch-Import | FuelCost | 0 | [6 empty] | 0.49363 | 0
LCP_Inputs_ON_Electric_Howarth_2023_05_05 | 2038 | CH4 Import - NY 2040 | Import | Methane | PJ | Dispatch-Import | VOM | 0 | [6 empty] | 0.49363 | 0
LCP_Inputs_ON_Electric_Howarth_2023_05_05 | 2038 | CH4 Import - NY 2040 | Import | Methane | QC | Dispatch-Import | EmissionsCost | 0 | [6 empty] | 0.49363 | 0
LCP_Inputs_ON_Electric_Howarth_2023_05_05 | 2038 | CH4 Import - NY 2040 | Import | Methane | QC | Dispatch-Import | FuelCost | 0 | [6 empty] | 0.49363 | 0
LCP_Inputs_ON_Electric_Howarth_2023_05_05 | 2038 | CH4 Import - NY 2040 | Import | Methane | QC | Dispatch-Import | VOM | 0 | [6 empty] | 0.49363 | 0
LCP_Inputs_ON_Electric_Howarth_2023_05_05 | 2038 | CH4 Import - NY 2040 | Import | Methane | WC | Dispatch-Import | EmissionsCost | 0 | [6 empty] | 0.49363 | 0
LCP_Inputs_ON_Electric_Howarth_2023_05_05 | 2038 | CH4 Import - NY 2040 | Import | Methane | WC | Dispatch-Import | FuelCost | 0 | [6 empty] | 0.49363 | 0
LCP_Inputs_ON_Electric_Howarth_2023_05_05 | 2038 | CH4 Import - NY 2040 | Import | Methane | WC | Dispatch-Import | VOM | 0 | [6 empty] | 0.49363 | 0
LCP_Inputs_ON_Electric_Howarth_2023_05_05 | 2038 | CH4 Import - NY 2050 | Import | Methane | MI | Dispatch-Import | EmissionsCost | 0 | [6 empty] | 0.49363 | 0
LCP_Inputs_ON_Electric_Howarth_2023_05_05 | 2038 | CH4 Import - NY 2050 | Import | Methane | MI | Dispatch-Import | FuelCost | 0 | [6 empty] | 0.49363 | 0
LCP_Inputs_ON_Electric_Howarth_2023_05_05 | 2038 | CH4 Import - NY 2050 | Import | Methane | MI | Dispatch-Import | VOM | 0 | [6 empty] | 0.49363 | 0
LCP_Inputs_ON_Electric_Howarth_2023_05_05 | 2038 | CH4 Import - NY 2050 | Import | Methane | NY | Dispatch-Import | EmissionsCost | 0 | [6 empty] | 0.49363 | 0
LCP_Inputs_ON_Electric_Howarth_2023_05_05 | 2038 | CH4 Import - NY 2050 | Import | Methane | NY | Dispatch-Import | FuelCost | 0 | [6 empty] | 0.49363 | 0
LCP_Inputs_ON_Electric_Howarth_2023_05_05 | 2038 | CH4 Import - NY 2050 | Import | Methane | NY | Dispatch-Import | VOM | 0 | [6 empty] | 0.49363 | 0
LCP_Inputs_ON_Electric_Howarth_2023_05_05 | 2038 | CH4 Import - NY 2050 | Import | Methane | ON | Dispatch-Import | EmissionsCost | 0 | [6 empty] | 0.49363 | 0
LCP_Inputs_ON_Electric_Howarth_2023_05_05 | 2038 | CH4 Import - NY 2050 | Import | Methane | ON | Dispatch-Import | FuelCost | 0 | [6 empty] | 0.49363 | 0
LCP_Inputs_ON_Electric_Howarth_2023_05_05 | 2038 | CH4 Import - NY 2050 | Import | Methane | ON | Dispatch-Import | VOM | 0 | [6 empty] | 0.49363 | 0
LCP_Inputs_ON_Electric_Howarth_2023_05_05 | 2038 | CH4 Import - NY 2050 | Import | Methane | PJ | Dispatch-Import | EmissionsCost | 0 | [6 empty] | 0.49363 | 0
LCP_Inputs_ON_Electric_Howarth_2023_05_05 | 2038 | CH4 Import - NY 2050 | Import | Methane | PJ | Dispatch-Import | FuelCost | 0 | [6 empty] | 0.49363 | 0
LCP_Inputs_ON_Electric_Howarth_2023_05_05 | 2038 | CH4 Import - NY 2050 | Import | Methane | PJ | Dispatch-Import | VOM | 0 | [6 empty] | 0.49363 | 0
LCP_Inputs_ON_Electric_Howarth_2023_05_05 | 2038 | CH4 Import - NY 2050 | Import | Methane | QC | Dispatch-Import | EmissionsCost | 0 | [6 empty] | 0.49363 | 0
LCP_Inputs_ON_Electric_Howarth_2023_05_05 | 2038 | CH4 Import - NY 2050 | Import | Methane | QC | Dispatch-Import | FuelCost | 0 | [6 empty] | 0.49363 | 0
LCP_Inputs_ON_Electric_Howarth_2023_05_05 | 2038 | CH4 Import - NY 2050 | Import | Methane | QC | Dispatch-Import | VOM | 0 | [6 empty] | 0.49363 | 0
LCP_Inputs_ON_Electric_Howarth_2023_05_05 | 2038 | CH4 Import - NY 2050 | Import | Methane | WC | Dispatch-Import | EmissionsCost | 0 | [6 empty] | 0.49363 | 0
LCP_Inputs_ON_Electric_Howarth_2023_05_05 | 2038 | CH4 Import - NY 2050 | Import | Methane | WC | Dispatch-Import | FuelCost | 0 | [6 empty] | 0.49363 | 0
LCP_Inputs_ON_Electric_Howarth_2023_05_05 | 2038 | CH4 Import - NY 2050 | Import | Methane | WC | Dispatch-Import | VOM | 0 | [6 empty] | 0.49363 | 0
LCP_Inputs_ON_Electric_Howarth_2023_05_05 | 2038 | CH4 Import - WC 2020 | Import | Methane | MI | Dispatch-Import | EmissionsCost | 0 | [6 empty] | 0.49363 | 0
LCP_Inputs_ON_Electric_Howarth_2023_05_05 | 2038 | CH4 Import - WC 2020 | Import | Methane | MI | Dispatch-Import | FuelCost | 0 | [6 empty] | 0.49363 | 0
LCP_Inputs_ON_Electric_Howarth_2023_05_05 | 2038 | CH4 Import - WC 2020 | Import | Methane | MI | Dispatch-Import | VOM | 0 | [6 empty] | 0.49363 | 0
LCP_Inputs_ON_Electric_Howarth_2023_05_05 | 2038 | CH4 Import - WC 2020 | Import | Methane | NY | Dispatch-Import | EmissionsCost | 0 | [6 empty] | 0.49363 | 0
LCP_Inputs_ON_Electric_Howarth_2023_05_05 | 2038 | CH4 Import - WC 2020 | Import | Methane | NY | Dispatch-Import | FuelCost | 0 | [6 empty] | 0.49363 | 0
LCP_Inputs_ON_Electric_Howarth_2023_05_05 | 2038 | CH4 Import - WC 2020 | Import | Methane | NY | Dispatch-Import | VOM | 0 | [6 empty] | 0.49363 | 0
LCP_Inputs_ON_Electric_Howarth_2023_05_05 | 2038 | CH4 Import - WC 2020 | Import | Methane | ON | Dispatch-Import | EmissionsCost | 0 | [6 empty] | 0.49363 | 0
LCP_Inputs_ON_Electric_Howarth_2023_05_05 | 2038 | CH4 Import - WC 2020 | Import | Methane | ON | Dispatch-Import | FuelCost | 0 | [6 empty] | 0.49363 | 0
LCP_Inputs_ON_Electric_Howarth_2023_05_05 | 2038 | CH4 Import - WC 2020 | Import | Methane | ON | Dispatch-Import | VOM | 0 | [6 empty] | 0.49363 | 0
LCP_Inputs_ON_Electric_Howarth_2023_05_05 | 2038 | CH4 Import - WC 2020 | Import | Methane | PJ | Dispatch-Import | EmissionsCost | 0 | [6 empty] | 0.49363 | 0
LCP_Inputs_ON_Electric_Howarth_2023_05_05 | 2038 | CH4 Import - WC 2020 | Import | Methane | PJ | Dispatch-Import | FuelCost | 0 | [6 empty] | 0.49363 | 0
LCP_Inputs_ON_Electric_Howarth_2023_05_05 | 2038 | CH4 Import - WC 2020 | Import | Methane | PJ | Dispatch-Import | VOM | 0 | [6 empty] | 0.49363 | 0
LCP_Inputs_ON_Electric_Howarth_2023_05_05 | 2038 | CH4 Import - WC 2020 | Import | Methane | QC | Dispatch-Import | EmissionsCost | 0 | [6 empty] | 0.49363 | 0
LCP_Inputs_ON_Electric_Howarth_2023_05_05 | 2038 | CH4 Import - WC 2020 | Import | Methane | QC | Dispatch-Import | FuelCost | 0 | [6 empty] | 0.49363 | 0
LCP_Inputs_ON_Electric_Howarth_2023_05_05 | 2038 | CH4 Import - WC 2020 | Import | Methane | QC | Dispatch-Import | VOM | 0 | [6 empty] | 0.49363 | 0
LCP_Inputs_ON_Electric_Howarth_2023_05_05 | 2038 | CH4 Import - WC 2020 | Import | Methane | WC | Dispatch-Import | EmissionsCost | 0 | [6 empty] | 0.49363 | 0
LCP_Inputs_ON_Electric_Howarth_2023_05_05 | 2038 | CH4 Import - WC 2020 | Import | Methane | WC | Dispatch-Import | FuelCost | 0 | [6 empty] | 0.49363 | 0
LCP_Inputs_ON_Electric_Howarth_2023_05_05 | 2038 | CH4 Import - WC 2020 | Import | Methane | WC | Dispatch-Import | VOM | 0 | [6 empty] | 0.49363 | 0
LCP_Inputs_ON_Electric_Howarth_2023_05_05 | 2038 | CH4 Import - WC 2030 | Import | Methane | MI | Dispatch-Import | EmissionsCost | 0 | [6 empty] | 0.49363 | 0
LCP_Inputs_ON_Electric_Howarth_2023_05_05 | 2038 | CH4 Import - WC 2030 | Import | Methane | MI | Dispatch-Import | FuelCost | 0 | [6 empty] | 0.49363 | 0
LCP_Inputs_ON_Electric_Howarth_2023_05_05 | 2038 | CH4 Import - WC 2030 | Import | Methane | MI | Dispatch-Import | VOM | 0 | [6 empty] | 0.49363 | 0
LCP_Inputs_ON_Electric_Howarth_2023_05_05 | 2038 | CH4 Import - WC 2030 | Import | Methane | NY | Dispatch-Import | EmissionsCost | 0 | [6 empty] | 0.49363 | 0
LCP_Inputs_ON_Electric_Howarth_2023_05_05 | 2038 | CH4 Import - WC 2030 | Import | Methane | NY | Dispatch-Import | FuelCost | 0 | [6 empty] | 0.49363 | 0
LCP_Inputs_ON_Electric_Howarth_2023_05_05 | 2038 | CH4 Import - WC 2030 | Import | Methane | NY | Dispatch-Import | VOM | 0 | [6 empty] | 0.49363 | 0
LCP_Inputs_ON_Electric_Howarth_2023_05_05 | 2038 | CH4 Import - WC 2030 | Import | Methane | ON | Dispatch-Import | EmissionsCost | 0 | [6 empty] | 0.49363 | 0
LCP_Inputs_ON_Electric_Howarth_2023_05_05 | 2038 | CH4 Import - WC 2030 | Import | Methane | ON | Dispatch-Import | FuelCost | 0 | [6 empty] | 0.49363 | 0
LCP_Inputs_ON_Electric_Howarth_2023_05_05 | 2038 | CH4 Import - WC 2030 | Import | Methane | ON | Dispatch-Import | VOM | 0 | [6 empty] | 0.49363 | 0
LCP_Inputs_ON_Electric_Howarth_2023_05_05 | 2038 | CH4 Import - WC 2030 | Import | Methane | PJ | Dispatch-Import | EmissionsCost | 0 | [6 empty] | 0.49363 | 0
LCP_Inputs_ON_Electric_Howarth_2023_05_05 | 2038 | CH4 Import - WC 2030 | Import | Methane | PJ | Dispatch-Import | FuelCost | 0 | [6 empty] | 0.49363 | 0
LCP_Inputs_ON_Electric_Howarth_2023_05_05 | 2038 | CH4 Import - WC 2030 | Import | Methane | PJ | Dispatch-Import | VOM | 0 | [6 empty] | 0.49363 | 0
LCP_Inputs_ON_Electric_Howarth_2023_05_05 | 2038 | CH4 Import - WC 2030 | Import | Methane | QC | Dispatch-Import | EmissionsCost | 0 | [6 empty] | 0.49363 | 0
LCP_Inputs_ON_Electric_Howarth_2023_05_05 | 2038 | CH4 Import - WC 2030 | Import | Methane | QC | Dispatch-Import | FuelCost | 0 | [6 empty] | 0.49363 | 0
LCP_Inputs_ON_Electric_Howarth_2023_05_05 | 2038 | CH4 Import - WC 2030 | Import | Methane | QC | Dispatch-Import | VOM | 0 | [6 empty] | 0.49363 | 0
LCP_Inputs_ON_Electric_Howarth_2023_05_05 | 2038 | CH4 Import - WC 2030 | Import | Methane | WC | Dispatch-Import | EmissionsCost | 9015931375.1371 | [6 empty] | 0.49363 | 4450517263.8759
LCP_Inputs_ON_Electric_Howarth_2023_05_05 | 2038 | CH4 Import - WC 2030 | Import | Methane | WC | Dispatch-Import | FuelCost | 2450006481.8043 | [6 empty] | 0.49363 | 1209392096.0786
LCP_Inputs_ON_Electric_Howarth_2023_05_05 | 2038 | CH4 Import - WC 2030 | Import | Methane | WC | Dispatch-Import | VOM | 0 | [6 empty] | 0.49363 | 0
LCP_Inputs_ON_Electric_Howarth_2023_05_05 | 2038 | CH4 Import - WC 2040 | Import | Methane | MI | Dispatch-Import | EmissionsCost | 0 | [6 empty] | 0.49363 | 0
LCP_Inputs_ON_Electric_Howarth_2023_05_05 | 2038 | CH4 Import - WC 2040 | Import | Methane | MI | Dispatch-Import | FuelCost | 0 | [6 empty] | 0.49363 | 0
LCP_Inputs_ON_Electric_Howarth_2023_05_05 | 2038 | CH4 Import - WC 2040 | Import | Methane | MI | Dispatch-Import | VOM | 0 | [6 empty] | 0.49363 | 0
LCP_Inputs_ON_Electric_Howarth_2023_05_05 | 2038 | CH4 Import - WC 2040 | Import | Methane | NY | Dispatch-Import | EmissionsCost | 0 | [6 empty] | 0.49363 | 0
LCP_Inputs_ON_Electric_Howarth_2023_05_05 | 2038 | CH4 Import - WC 2040 | Import | Methane | NY | Dispatch-Import | FuelCost | 0 | [6 empty] | 0.49363 | 0
LCP_Inputs_ON_Electric_Howarth_2023_05_05 | 2038 | CH4 Import - WC 2040 | Import | Methane | NY | Dispatch-Import | VOM | 0 | [6 empty] | 0.49363 | 0
LCP_Inputs_ON_Electric_Howarth_2023_05_05 | 2038 | CH4 Import - WC 2040 | Import | Methane | ON | Dispatch-Import | EmissionsCost | 0 | [6 empty] | 0.49363 | 0
LCP_Inputs_ON_Electric_Howarth_2023_05_05 | 2038 | CH4 Import - WC 2040 | Import | Methane | ON | Dispatch-Import | FuelCost | 0 | [6 empty] | 0.49363 | 0
LCP_Inputs_ON_Electric_Howarth_2023_05_05 | 2038 | CH4 Import - WC 2040 | Import | Methane | ON | Dispatch-Import | VOM | 0 | [6 empty] | 0.49363 | 0
LCP_Inputs_ON_Electric_Howarth_2023_05_05 | 2038 | CH4 Import - WC 2040 | Import | Methane | PJ | Dispatch-Import | EmissionsCost | 0 | [6 empty] | 0.49363 | 0
LCP_Inputs_ON_Electric_Howarth_2023_05_05 | 2038 | CH4 Import - WC 2040 | Import | Methane | PJ | Dispatch-Import | FuelCost | 0 | [6 empty] | 0.49363 | 0
LCP_Inputs_ON_Electric_Howarth_2023_05_05 | 2038 | CH4 Import - WC 2040 | Import | Methane | PJ | Dispatch-Import | VOM | 0 | [6 empty] | 0.49363 | 0
LCP_Inputs_ON_Electric_Howarth_2023_05_05 | 2038 | CH4 Import - WC 2040 | Import | Methane | QC | Dispatch-Import | EmissionsCost | 0 | [6 empty] | 0.49363 | 0
LCP_Inputs_ON_Electric_Howarth_2023_05_05 | 2038 | CH4 Import - WC 2040 | Import | Methane | QC | Dispatch-Import | FuelCost | 0 | [6 empty] | 0.49363 | 0
LCP_Inputs_ON_Electric_Howarth_2023_05_05 | 2038 | CH4 Import - WC 2040 | Import | Methane | QC | Dispatch-Import | VOM | 0 | [6 empty] | 0.49363 | 0
LCP_Inputs_ON_Electric_Howarth_2023_05_05 | 2038 | CH4 Import - WC 2040 | Import | Methane | WC | Dispatch-Import | EmissionsCost | 0 | [6 empty] | 0.49363 | 0
LCP_Inputs_ON_Electric_Howarth_2023_05_05 | 2038 | CH4 Import - WC 2040 | Import | Methane | WC | Dispatch-Import | FuelCost | 0 | [6 empty] | 0.49363 | 0
LCP_Inputs_ON_Electric_Howarth_2023_05_05 | 2038 | CH4 Import - WC 2040 | Import | Methane | WC | Dispatch-Import | VOM | 0 | [6 empty] | 0.49363 | 0
LCP_Inputs_ON_Electric_Howarth_2023_05_05 | 2038 | CH4 Import - WC 2050 | Import | Methane | MI | Dispatch-Import | EmissionsCost | 0 | [6 empty] | 0.49363 | 0
LCP_Inputs_ON_Electric_Howarth_2023_05_05 | 2038 | CH4 Import - WC 2050 | Import | Methane | MI | Dispatch-Import | FuelCost | 0 | [6 empty] | 0.49363 | 0
LCP_Inputs_ON_Electric_Howarth_2023_05_05 | 2038 | CH4 Import - WC 2050 | Import | Methane | MI | Dispatch-Import | VOM | 0 | [6 empty] | 0.49363 | 0
LCP_Inputs_ON_Electric_Howarth_2023_05_05 | 2038 | CH4 Import - WC 2050 | Import | Methane | NY | Dispatch-Import | EmissionsCost | 0 | [6 empty] | 0.49363 | 0
LCP_Inputs_ON_Electric_Howarth_2023_05_05 | 2038 | CH4 Import - WC 2050 | Import | Methane | NY | Dispatch-Import | FuelCost | 0 | [6 empty] | 0.49363 | 0
LCP_Inputs_ON_Electric_Howarth_2023_05_05 | 2038 | CH4 Import - WC 2050 | Import | Methane | NY | Dispatch-Import | VOM | 0 | [6 empty] | 0.49363 | 0
LCP_Inputs_ON_Electric_Howarth_2023_05_05 | 2038 | CH4 Import - WC 2050 | Import | Methane | ON | Dispatch-Import | EmissionsCost | 0 | [6 empty] | 0.49363 | 0
LCP_Inputs_ON_Electric_Howarth_2023_05_05 | 2038 | CH4 Import - WC 2050 | Import | Methane | ON | Dispatch-Import | FuelCost | 0 | [6 empty] | 0.49363 | 0
LCP_Inputs_ON_Electric_Howarth_2023_05_05 | 2038 | CH4 Import - WC 2050 | Import | Methane | ON | Dispatch-Import | VOM | 0 | [6 empty] | 0.49363 | 0
LCP_Inputs_ON_Electric_Howarth_2023_05_05 | 2038 | CH4 Import - WC 2050 | Import | Methane | PJ | Dispatch-Import | EmissionsCost | 0 | [6 empty] | 0.49363 | 0
LCP_Inputs_ON_Electric_Howarth_2023_05_05 | 2038 | CH4 Import - WC 2050 | Import | Methane | PJ | Dispatch-Import | FuelCost | 0 | [6 empty] | 0.49363 | 0
LCP_Inputs_ON_Electric_Howarth_2023_05_05 | 2038 | CH4 Import - WC 2050 | Import | Methane | PJ | Dispatch-Import | VOM | 0 | [6 empty] | 0.49363 | 0
LCP_Inputs_ON_Electric_Howarth_2023_05_05 | 2038 | CH4 Import - WC 2050 | Import | Methane | QC | Dispatch-Import | EmissionsCost | 0 | [6 empty] | 0.49363 | 0
LCP_Inputs_ON_Electric_Howarth_2023_05_05 | 2038 | CH4 Import - WC 2050 | Import | Methane | QC | Dispatch-Import | FuelCost | 0 | [6 empty] | 0.49363 | 0
LCP_Inputs_ON_Electric_Howarth_2023_05_05 | 2038 | CH4 Import - WC 2050 | Import | Methane | QC | Dispatch-Import | VOM | 0 | [6 empty] | 0.49363 | 0
LCP_Inputs_ON_Electric_Howarth_2023_05_05 | 2038 | CH4 Import - WC 2050 | Import | Methane | WC | Dispatch-Import | EmissionsCost | 0 | [6 empty] | 0.49363 | 0
LCP_Inputs_ON_Electric_Howarth_2023_05_05 | 2038 | CH4 Import - WC 2050 | Import | Methane | WC | Dispatch-Import | FuelCost | 0 | [6 empty] | 0.49363 | 0
LCP_Inputs_ON_Electric_Howarth_2023_05_05 | 2038 | CH4 Import - WC 2050 | Import | Methane | WC | Dispatch-Import | VOM | 0 | [6 empty] | 0.49363 | 0
LCP_Inputs_ON_Electric_Howarth_2023_05_05 | 2038 | CH4 Salt Cavern Storage - ON | Storage | Methane | MI | Dispatch-Storage | EmissionsCost | 0 | [6 empty] | 0.49363 | 0
LCP_Inputs_ON_Electric_Howarth_2023_05_05 | 2038 | CH4 Salt Cavern Storage - ON | Storage | Methane | MI | Dispatch-Storage | FuelCost | 0 | [6 empty] | 0.49363 | 0
LCP_Inputs_ON_Electric_Howarth_2023_05_05 | 2038 | CH4 Salt Cavern Storage - ON | Storage | Methane | MI | Dispatch-Storage | VOM | 0 | [6 empty] | 0.49363 | 0
LCP_Inputs_ON_Electric_Howarth_2023_05_05 | 2038 | CH4 Salt Cavern Storage - ON | Storage | Methane | NY | Dispatch-Storage | EmissionsCost | 0 | [6 empty] | 0.49363 | 0
LCP_Inputs_ON_Electric_Howarth_2023_05_05 | 2038 | CH4 Salt Cavern Storage - ON | Storage | Methane | NY | Dispatch-Storage | FuelCost | 0 | [6 empty] | 0.49363 | 0
LCP_Inputs_ON_Electric_Howarth_2023_05_05 | 2038 | CH4 Salt Cavern Storage - ON | Storage | Methane | NY | Dispatch-Storage | VOM | 0 | [6 empty] | 0.49363 | 0
LCP_Inputs_ON_Electric_Howarth_2023_05_05 | 2038 | CH4 Salt Cavern Storage - ON | Storage | Methane | ON | Dispatch-Storage | EmissionsCost | 0 | [6 empty] | 0.49363 | 0
LCP_Inputs_ON_Electric_Howarth_2023_05_05 | 2038 | CH4 Salt Cavern Storage - ON | Storage | Methane | ON | Dispatch-Storage | FuelCost | 0 | [6 empty] | 0.49363 | 0
LCP_Inputs_ON_Electric_Howarth_2023_05_05 | 2038 | CH4 Salt Cavern Storage - ON | Storage | Methane | ON | Dispatch-Storage | VOM | 2275232.4049 | [6 empty] | 0.49363 | 1123118.6969
LCP_Inputs_ON_Electric_Howarth_2023_05_05 | 2038 | CH4 Salt Cavern Storage - ON | Storage | Methane | PJ | Dispatch-Storage | EmissionsCost | 0 | [6 empty] | 0.49363 | 0
LCP_Inputs_ON_Electric_Howarth_2023_05_05 | 2038 | CH4 Salt Cavern Storage - ON | Storage | Methane | PJ | Dispatch-Storage | FuelCost | 0 | [6 empty] | 0.49363 | 0
LCP_Inputs_ON_Electric_Howarth_2023_05_05 | 2038 | CH4 Salt Cavern Storage - ON | Storage | Methane | PJ | Dispatch-Storage | VOM | 0 | [6 empty] | 0.49363 | 0
LCP_Inputs_ON_Electric_Howarth_2023_05_05 | 2038 | CH4 Salt Cavern Storage - ON | Storage | Methane | QC | Dispatch-Storage | EmissionsCost | 0 | [6 empty] | 0.49363 | 0
LCP_Inputs_ON_Electric_Howarth_2023_05_05 | 2038 | CH4 Salt Cavern Storage - ON | Storage | Methane | QC | Dispatch-Storage | FuelCost | 0 | [6 empty] | 0.49363 | 0
LCP_Inputs_ON_Electric_Howarth_2023_05_05 | 2038 | CH4 Salt Cavern Storage - ON | Storage | Methane | QC | Dispatch-Storage | VOM | 0 | [6 empty] | 0.49363 | 0
LCP_Inputs_ON_Electric_Howarth_2023_05_05 | 2038 | CH4 Salt Cavern Storage - ON | Storage | Methane | WC | Dispatch-Storage | EmissionsCost | 0 | [6 empty] | 0.49363 | 0
LCP_Inputs_ON_Electric_Howarth_2023_05_05 | 2038 | CH4 Salt Cavern Storage - ON | Storage | Methane | WC | Dispatch-Storage | FuelCost | 0 | [6 empty] | 0.49363 | 0
LCP_Inputs_ON_Electric_Howarth_2023_05_05 | 2038 | CH4 Salt Cavern Storage - ON | Storage | Methane | WC | Dispatch-Storage | VOM | 0 | [6 empty] | 0.49363 | 0
LCP_Inputs_ON_Electric_Howarth_2023_05_05 | 2038 | Electrolyser 2020/2030 | Crossload | Hydrogen | MI | Dispatch-Crossload | EmissionsCost | 0 | [6 empty] | 0.49363 | 0
LCP_Inputs_ON_Electric_Howarth_2023_05_05 | 2038 | Electrolyser 2020/2030 | Crossload | Hydrogen | MI | Dispatch-Crossload | FuelCost | 0 | [6 empty] | 0.49363 | 0
LCP_Inputs_ON_Electric_Howarth_2023_05_05 | 2038 | Electrolyser 2020/2030 | Crossload | Hydrogen | MI | Dispatch-Crossload | VOM | 0 | [6 empty] | 0.49363 | 0
LCP_Inputs_ON_Electric_Howarth_2023_05_05 | 2038 | Electrolyser 2020/2030 | Crossload | Hydrogen | NY | Dispatch-Crossload | EmissionsCost | 0 | [6 empty] | 0.49363 | 0
LCP_Inputs_ON_Electric_Howarth_2023_05_05 | 2038 | Electrolyser 2020/2030 | Crossload | Hydrogen | NY | Dispatch-Crossload | FuelCost | 0 | [6 empty] | 0.49363 | 0
LCP_Inputs_ON_Electric_Howarth_2023_05_05 | 2038 | Electrolyser 2020/2030 | Crossload | Hydrogen | NY | Dispatch-Crossload | VOM | 0 | [6 empty] | 0.49363 | 0
LCP_Inputs_ON_Electric_Howarth_2023_05_05 | 2038 | Electrolyser 2020/2030 | Crossload | Hydrogen | ON | Dispatch-Crossload | EmissionsCost | 0 | [6 empty] | 0.49363 | 0
LCP_Inputs_ON_Electric_Howarth_2023_05_05 | 2038 | Electrolyser 2020/2030 | Crossload | Hydrogen | ON | Dispatch-Crossload | FuelCost | 0 | [6 empty] | 0.49363 | 0
LCP_Inputs_ON_Electric_Howarth_2023_05_05 | 2038 | Electrolyser 2020/2030 | Crossload | Hydrogen | ON | Dispatch-Crossload | VOM | 0 | [6 empty] | 0.49363 | 0
LCP_Inputs_ON_Electric_Howarth_2023_05_05 | 2038 | Electrolyser 2020/2030 | Crossload | Hydrogen | PJ | Dispatch-Crossload | EmissionsCost | 0 | [6 empty] | 0.49363 | 0
LCP_Inputs_ON_Electric_Howarth_2023_05_05 | 2038 | Electrolyser 2020/2030 | Crossload | Hydrogen | PJ | Dispatch-Crossload | FuelCost | 0 | [6 empty] | 0.49363 | 0
LCP_Inputs_ON_Electric_Howarth_2023_05_05 | 2038 | Electrolyser 2020/2030 | Crossload | Hydrogen | PJ | Dispatch-Crossload | VOM | 0 | [6 empty] | 0.49363 | 0
LCP_Inputs_ON_Electric_Howarth_2023_05_05 | 2038 | Electrolyser 2020/2030 | Crossload | Hydrogen | QC | Dispatch-Crossload | EmissionsCost | 0 | [6 empty] | 0.49363 | 0
LCP_Inputs_ON_Electric_Howarth_2023_05_05 | 2038 | Electrolyser 2020/2030 | Crossload | Hydrogen | QC | Dispatch-Crossload | FuelCost | 0 | [6 empty] | 0.49363 | 0
LCP_Inputs_ON_Electric_Howarth_2023_05_05 | 2038 | Electrolyser 2020/2030 | Crossload | Hydrogen | QC | Dispatch-Crossload | VOM | 0 | [6 empty] | 0.49363 | 0
LCP_Inputs_ON_Electric_Howarth_2023_05_05 | 2038 | Electrolyser 2020/2030 | Crossload | Hydrogen | WC | Dispatch-Crossload | EmissionsCost | 0 | [6 empty] | 0.49363 | 0
LCP_Inputs_ON_Electric_Howarth_2023_05_05 | 2038 | Electrolyser 2020/2030 | Crossload | Hydrogen | WC | Dispatch-Crossload | FuelCost | 0 | [6 empty] | 0.49363 | 0
LCP_Inputs_ON_Electric_Howarth_2023_05_05 | 2038 | Electrolyser 2020/2030 | Crossload | Hydrogen | WC | Dispatch-Crossload | VOM | 0 | [6 empty] | 0.49363 | 0
LCP_Inputs_ON_Electric_Howarth_2023_05_05 | 2038 | Electrolyser 2040 | Crossload | Hydrogen | MI | Dispatch-Crossload | EmissionsCost | 0 | [6 empty] | 0.49363 | 0
LCP_Inputs_ON_Electric_Howarth_2023_05_05 | 2038 | Electrolyser 2040 | Crossload | Hydrogen | MI | Dispatch-Crossload | FuelCost | 0 | [6 empty] | 0.49363 | 0
LCP_Inputs_ON_Electric_Howarth_2023_05_05 | 2038 | Electrolyser 2040 | Crossload | Hydrogen | MI | Dispatch-Crossload | VOM | 0 | [6 empty] | 0.49363 | 0
LCP_Inputs_ON_Electric_Howarth_2023_05_05 | 2038 | Electrolyser 2040 | Crossload | Hydrogen | NY | Dispatch-Crossload | EmissionsCost | 0 | [6 empty] | 0.49363 | 0
LCP_Inputs_ON_Electric_Howarth_2023_05_05 | 2038 | Electrolyser 2040 | Crossload | Hydrogen | NY | Dispatch-Crossload | FuelCost | 0 | [6 empty] | 0.49363 | 0
LCP_Inputs_ON_Electric_Howarth_2023_05_05 | 2038 | Electrolyser 2040 | Crossload | Hydrogen | NY | Dispatch-Crossload | VOM | 0 | [6 empty] | 0.49363 | 0
LCP_Inputs_ON_Electric_Howarth_2023_05_05 | 2038 | Electrolyser 2040 | Crossload | Hydrogen | ON | Dispatch-Crossload | EmissionsCost | 0 | [6 empty] | 0.49363 | 0
LCP_Inputs_ON_Electric_Howarth_2023_05_05 | 2038 | Electrolyser 2040 | Crossload | Hydrogen | ON | Dispatch-Crossload | FuelCost | 0 | [6 empty] | 0.49363 | 0
LCP_Inputs_ON_Electric_Howarth_2023_05_05 | 2038 | Electrolyser 2040 | Crossload | Hydrogen | ON | Dispatch-Crossload | VOM | 0 | [6 empty] | 0.49363 | 0
LCP_Inputs_ON_Electric_Howarth_2023_05_05 | 2038 | Electrolyser 2040 | Crossload | Hydrogen | PJ | Dispatch-Crossload | EmissionsCost | 0 | [6 empty] | 0.49363 | 0
LCP_Inputs_ON_Electric_Howarth_2023_05_05 | 2038 | Electrolyser 2040 | Crossload | Hydrogen | PJ | Dispatch-Crossload | FuelCost | 0 | [6 empty] | 0.49363 | 0
LCP_Inputs_ON_Electric_Howarth_2023_05_05 | 2038 | Electrolyser 2040 | Crossload | Hydrogen | PJ | Dispatch-Crossload | VOM | 0 | [6 empty] | 0.49363 | 0
LCP_Inputs_ON_Electric_Howarth_2023_05_05 | 2038 | Electrolyser 2040 | Crossload | Hydrogen | QC | Dispatch-Crossload | EmissionsCost | 0 | [6 empty] | 0.49363 | 0
LCP_Inputs_ON_Electric_Howarth_2023_05_05 | 2038 | Electrolyser 2040 | Crossload | Hydrogen | QC | Dispatch-Crossload | FuelCost | 0 | [6 empty] | 0.49363 | 0
LCP_Inputs_ON_Electric_Howarth_2023_05_05 | 2038 | Electrolyser 2040 | Crossload | Hydrogen | QC | Dispatch-Crossload | VOM | 0 | [6 empty] | 0.49363 | 0
LCP_Inputs_ON_Electric_Howarth_2023_05_05 | 2038 | Electrolyser 2040 | Crossload | Hydrogen | WC | Dispatch-Crossload | EmissionsCost | 0 | [6 empty] | 0.49363 | 0
LCP_Inputs_ON_Electric_Howarth_2023_05_05 | 2038 | Electrolyser 2040 | Crossload | Hydrogen | WC | Dispatch-Crossload | FuelCost | 0 | [6 empty] | 0.49363 | 0
LCP_Inputs_ON_Electric_Howarth_2023_05_05 | 2038 | Electrolyser 2040 | Crossload | Hydrogen | WC | Dispatch-Crossload | VOM | 0 | [6 empty] | 0.49363 | 0
LCP_Inputs_ON_Electric_Howarth_2023_05_05 | 2038 | Electrolyser 2050 | Crossload | Hydrogen | MI | Dispatch-Crossload | EmissionsCost | 0 | [6 empty] | 0.49363 | 0
LCP_Inputs_ON_Electric_Howarth_2023_05_05 | 2038 | Electrolyser 2050 | Crossload | Hydrogen | MI | Dispatch-Crossload | FuelCost | 0 | [6 empty] | 0.49363 | 0
LCP_Inputs_ON_Electric_Howarth_2023_05_05 | 2038 | Electrolyser 2050 | Crossload | Hydrogen | MI | Dispatch-Crossload | VOM | 0 | [6 empty] | 0.49363 | 0
LCP_Inputs_ON_Electric_Howarth_2023_05_05 | 2038 | Electrolyser 2050 | Crossload | Hydrogen | NY | Dispatch-Crossload | EmissionsCost | 0 | [6 empty] | 0.49363 | 0
LCP_Inputs_ON_Electric_Howarth_2023_05_05 | 2038 | Electrolyser 2050 | Crossload | Hydrogen | NY | Dispatch-Crossload | FuelCost | 0 | [6 empty] | 0.49363 | 0
LCP_Inputs_ON_Electric_Howarth_2023_05_05 | 2038 | Electrolyser 2050 | Crossload | Hydrogen | NY | Dispatch-Crossload | VOM | 0 | [6 empty] | 0.49363 | 0
LCP_Inputs_ON_Electric_Howarth_2023_05_05 | 2038 | Electrolyser 2050 | Crossload | Hydrogen | ON | Dispatch-Crossload | EmissionsCost | 0 | [6 empty] | 0.49363 | 0
LCP_Inputs_ON_Electric_Howarth_2023_05_05 | 2038 | Electrolyser 2050 | Crossload | Hydrogen | ON | Dispatch-Crossload | FuelCost | 0 | [6 empty] | 0.49363 | 0
LCP_Inputs_ON_Electric_Howarth_2023_05_05 | 2038 | Electrolyser 2050 | Crossload | Hydrogen | ON | Dispatch-Crossload | VOM | 0 | [6 empty] | 0.49363 | 0
LCP_Inputs_ON_Electric_Howarth_2023_05_05 | 2038 | Electrolyser 2050 | Crossload | Hydrogen | PJ | Dispatch-Crossload | EmissionsCost | 0 | [6 empty] | 0.49363 | 0
LCP_Inputs_ON_Electric_Howarth_2023_05_05 | 2038 | Electrolyser 2050 | Crossload | Hydrogen | PJ | Dispatch-Crossload | FuelCost | 0 | [6 empty] | 0.49363 | 0
LCP_Inputs_ON_Electric_Howarth_2023_05_05 | 2038 | Electrolyser 2050 | Crossload | Hydrogen | PJ | Dispatch-Crossload | VOM | 0 | [6 empty] | 0.49363 | 0
LCP_Inputs_ON_Electric_Howarth_2023_05_05 | 2038 | Electrolyser 2050 | Crossload | Hydrogen | QC | Dispatch-Crossload | EmissionsCost | 0 | [6 empty] | 0.49363 | 0
LCP_Inputs_ON_Electric_Howarth_2023_05_05 | 2038 | Electrolyser 2050 | Crossload | Hydrogen | QC | Dispatch-Crossload | FuelCost | 0 | [6 empty] | 0.49363 | 0
LCP_Inputs_ON_Electric_Howarth_2023_05_05 | 2038 | Electrolyser 2050 | Crossload | Hydrogen | QC | Dispatch-Crossload | VOM | 0 | [6 empty] | 0.49363 | 0
LCP_Inputs_ON_Electric_Howarth_2023_05_05 | 2038 | Electrolyser 2050 | Crossload | Hydrogen | WC | Dispatch-Crossload | EmissionsCost | 0 | [6 empty] | 0.49363 | 0
LCP_Inputs_ON_Electric_Howarth_2023_05_05 | 2038 | Electrolyser 2050 | Crossload | Hydrogen | WC | Dispatch-Crossload | FuelCost | 0 | [6 empty] | 0.49363 | 0
LCP_Inputs_ON_Electric_Howarth_2023_05_05 | 2038 | Electrolyser 2050 | Crossload | Hydrogen | WC | Dispatch-Crossload | VOM | 0 | [6 empty] | 0.49363 | 0
LCP_Inputs_ON_Electric_Howarth_2023_05_05 | 2038 | Fossil Fuel Thermal (Coal, Peat, Oil) | Generation | Electricity | MI | Dispatch-Generation | EmissionsCost | 0 | [6 empty] | 0.49363 | 0
LCP_Inputs_ON_Electric_Howarth_2023_05_05 | 2038 | Fossil Fuel Thermal (Coal, Peat, Oil) | Generation | Electricity | MI | Dispatch-Generation | FuelCost | 0 | [6 empty] | 0.49363 | 0
LCP_Inputs_ON_Electric_Howarth_2023_05_05 | 2038 | Fossil Fuel Thermal (Coal, Peat, Oil) | Generation | Electricity | MI | Dispatch-Generation | VOM | 0 | [6 empty] | 0.49363 | 0
LCP_Inputs_ON_Electric_Howarth_2023_05_05 | 2038 | Fossil Fuel Thermal (Coal, Peat, Oil) | Generation | Electricity | NY | Dispatch-Generation | EmissionsCost | 0 | [6 empty] | 0.49363 | 0
LCP_Inputs_ON_Electric_Howarth_2023_05_05 | 2038 | Fossil Fuel Thermal (Coal, Peat, Oil) | Generation | Electricity | NY | Dispatch-Generation | FuelCost | 0 | [6 empty] | 0.49363 | 0
LCP_Inputs_ON_Electric_Howarth_2023_05_05 | 2038 | Fossil Fuel Thermal (Coal, Peat, Oil) | Generation | Electricity | NY | Dispatch-Generation | VOM | 0 | [6 empty] | 0.49363 | 0
LCP_Inputs_ON_Electric_Howarth_2023_05_05 | 2038 | Fossil Fuel Thermal (Coal, Peat, Oil) | Generation | Electricity | ON | Dispatch-Generation | EmissionsCost | 0 | [6 empty] | 0.49363 | 0
LCP_Inputs_ON_Electric_Howarth_2023_05_05 | 2038 | Fossil Fuel Thermal (Coal, Peat, Oil) | Generation | Electricity | ON | Dispatch-Generation | FuelCost | 0 | [6 empty] | 0.49363 | 0
LCP_Inputs_ON_Electric_Howarth_2023_05_05 | 2038 | Fossil Fuel Thermal (Coal, Peat, Oil) | Generation | Electricity | ON | Dispatch-Generation | VOM | 0 | [6 empty] | 0.49363 | 0
LCP_Inputs_ON_Electric_Howarth_2023_05_05 | 2038 | Fossil Fuel Thermal (Coal, Peat, Oil) | Generation | Electricity | PJ | Dispatch-Generation | EmissionsCost | 0 | [6 empty] | 0.49363 | 0
LCP_Inputs_ON_Electric_Howarth_2023_05_05 | 2038 | Fossil Fuel Thermal (Coal, Peat, Oil) | Generation | Electricity | PJ | Dispatch-Generation | FuelCost | 0 | [6 empty] | 0.49363 | 0
LCP_Inputs_ON_Electric_Howarth_2023_05_05 | 2038 | Fossil Fuel Thermal (Coal, Peat, Oil) | Generation | Electricity | PJ | Dispatch-Generation | VOM | 0 | [6 empty] | 0.49363 | 0
LCP_Inputs_ON_Electric_Howarth_2023_05_05 | 2038 | Fossil Fuel Thermal (Coal, Peat, Oil) | Generation | Electricity | QC | Dispatch-Generation | EmissionsCost | 0 | [6 empty] | 0.49363 | 0
LCP_Inputs_ON_Electric_Howarth_2023_05_05 | 2038 | Fossil Fuel Thermal (Coal, Peat, Oil) | Generation | Electricity | QC | Dispatch-Generation | FuelCost | 0 | [6 empty] | 0.49363 | 0
LCP_Inputs_ON_Electric_Howarth_2023_05_05 | 2038 | Fossil Fuel Thermal (Coal, Peat, Oil) | Generation | Electricity | QC | Dispatch-Generation | VOM | 0 | [6 empty] | 0.49363 | 0
LCP_Inputs_ON_Electric_Howarth_2023_05_05 | 2038 | Fossil Fuel Thermal (Coal, Peat, Oil) | Generation | Electricity | WC | Dispatch-Generation | EmissionsCost | 0 | [6 empty] | 0.49363 | 0
LCP_Inputs_ON_Electric_Howarth_2023_05_05 | 2038 | Fossil Fuel Thermal (Coal, Peat, Oil) | Generation | Electricity | WC | Dispatch-Generation | FuelCost | 0 | [6 empty] | 0.49363 | 0
LCP_Inputs_ON_Electric_Howarth_2023_05_05 | 2038 | Fossil Fuel Thermal (Coal, Peat, Oil) | Generation | Electricity | WC | Dispatch-Generation | VOM | 0 | [6 empty] | 0.49363 | 0
LCP_Inputs_ON_Electric_Howarth_2023_05_05 | 2038 | Generic - Generator | Generation | Electricity | MI | Dispatch-Generation | EmissionsCost | 0 | [6 empty] | 0.49363 | 0
LCP_Inputs_ON_Electric_Howarth_2023_05_05 | 2038 | Generic - Generator | Generation | Electricity | MI | Dispatch-Generation | FuelCost | 1914828256.8349 | [6 empty] | 0.49363 | 945213074.4808
LCP_Inputs_ON_Electric_Howarth_2023_05_05 | 2038 | Generic - Generator | Generation | Electricity | MI | Dispatch-Generation | VOM | 66868135.5263 | [6 empty] | 0.49363 | 33007992.0954
LCP_Inputs_ON_Electric_Howarth_2023_05_05 | 2038 | Generic - Generator | Generation | Electricity | NY | Dispatch-Generation | EmissionsCost | 0 | [6 empty] | 0.49363 | 0
LCP_Inputs_ON_Electric_Howarth_2023_05_05 | 2038 | Generic - Generator | Generation | Electricity | NY | Dispatch-Generation | FuelCost | 745132168.0451 | [6 empty] | 0.49363 | 367818192.0172
LCP_Inputs_ON_Electric_Howarth_2023_05_05 | 2038 | Generic - Generator | Generation | Electricity | NY | Dispatch-Generation | VOM | 26020923.088 | [6 empty] | 0.49363 | 12844659.3709
LCP_Inputs_ON_Electric_Howarth_2023_05_05 | 2038 | Generic - Generator | Generation | Electricity | ON | Dispatch-Generation | EmissionsCost | 0 | [6 empty] | 0.49363 | 0
LCP_Inputs_ON_Electric_Howarth_2023_05_05 | 2038 | Generic - Generator | Generation | Electricity | ON | Dispatch-Generation | FuelCost | 0 | [6 empty] | 0.49363 | 0
LCP_Inputs_ON_Electric_Howarth_2023_05_05 | 2038 | Generic - Generator | Generation | Electricity | ON | Dispatch-Generation | VOM | 0 | [6 empty] | 0.49363 | 0
LCP_Inputs_ON_Electric_Howarth_2023_05_05 | 2038 | Generic - Generator | Generation | Electricity | PJ | Dispatch-Generation | EmissionsCost | 0 | [6 empty] | 0.49363 | 0
LCP_Inputs_ON_Electric_Howarth_2023_05_05 | 2038 | Generic - Generator | Generation | Electricity | PJ | Dispatch-Generation | FuelCost | 7324771896.2137 | [6 empty] | 0.49363 | 3615713387.9645
LCP_Inputs_ON_Electric_Howarth_2023_05_05 | 2038 | Generic - Generator | Generation | Electricity | PJ | Dispatch-Generation | VOM | 255789958.2413 | [6 empty] | 0.49363 | 126265116.4602
LCP_Inputs_ON_Electric_Howarth_2023_05_05 | 2038 | Generic - Generator | Generation | Electricity | QC | Dispatch-Generation | EmissionsCost | 0 | [6 empty] | 0.49363 | 0
LCP_Inputs_ON_Electric_Howarth_2023_05_05 | 2038 | Generic - Generator | Generation | Electricity | QC | Dispatch-Generation | FuelCost | 0 | [6 empty] | 0.49363 | 0
LCP_Inputs_ON_Electric_Howarth_2023_05_05 | 2038 | Generic - Generator | Generation | Electricity | QC | Dispatch-Generation | VOM | 0 | [6 empty] | 0.49363 | 0
LCP_Inputs_ON_Electric_Howarth_2023_05_05 | 2038 | Generic - Generator | Generation | Electricity | WC | Dispatch-Generation | EmissionsCost | 0 | [6 empty] | 0.49363 | 0
LCP_Inputs_ON_Electric_Howarth_2023_05_05 | 2038 | Generic - Generator | Generation | Electricity | WC | Dispatch-Generation | FuelCost | 1737227.6587 | [6 empty] | 0.49363 | 857544.4249
LCP_Inputs_ON_Electric_Howarth_2023_05_05 | 2038 | Generic - Generator | Generation | Electricity | WC | Dispatch-Generation | VOM | 60666.1063 | [6 empty] | 0.49363 | 29946.496
LCP_Inputs_ON_Electric_Howarth_2023_05_05 | 2038 | H2 Import - QC | Import | Hydrogen | MI | Dispatch-Import | EmissionsCost | 0 | [6 empty] | 0.49363 | 0
LCP_Inputs_ON_Electric_Howarth_2023_05_05 | 2038 | H2 Import - QC | Import | Hydrogen | MI | Dispatch-Import | FuelCost | 0 | [6 empty] | 0.49363 | 0
LCP_Inputs_ON_Electric_Howarth_2023_05_05 | 2038 | H2 Import - QC | Import | Hydrogen | MI | Dispatch-Import | VOM | 0 | [6 empty] | 0.49363 | 0
LCP_Inputs_ON_Electric_Howarth_2023_05_05 | 2038 | H2 Import - QC | Import | Hydrogen | NY | Dispatch-Import | EmissionsCost | 0 | [6 empty] | 0.49363 | 0
LCP_Inputs_ON_Electric_Howarth_2023_05_05 | 2038 | H2 Import - QC | Import | Hydrogen | NY | Dispatch-Import | FuelCost | 0 | [6 empty] | 0.49363 | 0
LCP_Inputs_ON_Electric_Howarth_2023_05_05 | 2038 | H2 Import - QC | Import | Hydrogen | NY | Dispatch-Import | VOM | 0 | [6 empty] | 0.49363 | 0
LCP_Inputs_ON_Electric_Howarth_2023_05_05 | 2038 | H2 Import - QC | Import | Hydrogen | ON | Dispatch-Import | EmissionsCost | 0 | [6 empty] | 0.49363 | 0
LCP_Inputs_ON_Electric_Howarth_2023_05_05 | 2038 | H2 Import - QC | Import | Hydrogen | ON | Dispatch-Import | FuelCost | 0 | [6 empty] | 0.49363 | 0
LCP_Inputs_ON_Electric_Howarth_2023_05_05 | 2038 | H2 Import - QC | Import | Hydrogen | ON | Dispatch-Import | VOM | 0 | [6 empty] | 0.49363 | 0
LCP_Inputs_ON_Electric_Howarth_2023_05_05 | 2038 | H2 Import - QC | Import | Hydrogen | PJ | Dispatch-Import | EmissionsCost | 0 | [6 empty] | 0.49363 | 0
LCP_Inputs_ON_Electric_Howarth_2023_05_05 | 2038 | H2 Import - QC | Import | Hydrogen | PJ | Dispatch-Import | FuelCost | 0 | [6 empty] | 0.49363 | 0
LCP_Inputs_ON_Electric_Howarth_2023_05_05 | 2038 | H2 Import - QC | Import | Hydrogen | PJ | Dispatch-Import | VOM | 0 | [6 empty] | 0.49363 | 0
LCP_Inputs_ON_Electric_Howarth_2023_05_05 | 2038 | H2 Import - QC | Import | Hydrogen | QC | Dispatch-Import | EmissionsCost | 0 | [6 empty] | 0.49363 | 0
LCP_Inputs_ON_Electric_Howarth_2023_05_05 | 2038 | H2 Import - QC | Import | Hydrogen | QC | Dispatch-Import | FuelCost | 0 | [6 empty] | 0.49363 | 0
LCP_Inputs_ON_Electric_Howarth_2023_05_05 | 2038 | H2 Import - QC | Import | Hydrogen | QC | Dispatch-Import | VOM | 0 | [6 empty] | 0.49363 | 0
LCP_Inputs_ON_Electric_Howarth_2023_05_05 | 2038 | H2 Import - QC | Import | Hydrogen | WC | Dispatch-Import | EmissionsCost | 0 | [6 empty] | 0.49363 | 0
LCP_Inputs_ON_Electric_Howarth_2023_05_05 | 2038 | H2 Import - QC | Import | Hydrogen | WC | Dispatch-Import | FuelCost | 0 | [6 empty] | 0.49363 | 0
LCP_Inputs_ON_Electric_Howarth_2023_05_05 | 2038 | H2 Import - QC | Import | Hydrogen | WC | Dispatch-Import | VOM | 0 | [6 empty] | 0.49363 | 0
LCP_Inputs_ON_Electric_Howarth_2023_05_05 | 2038 | H2 Import - WC | Import | Hydrogen | MI | Dispatch-Import | EmissionsCost | 0 | [6 empty] | 0.49363 | 0
LCP_Inputs_ON_Electric_Howarth_2023_05_05 | 2038 | H2 Import - WC | Import | Hydrogen | MI | Dispatch-Import | FuelCost | 0 | [6 empty] | 0.49363 | 0
LCP_Inputs_ON_Electric_Howarth_2023_05_05 | 2038 | H2 Import - WC | Import | Hydrogen | MI | Dispatch-Import | VOM | 0 | [6 empty] | 0.49363 | 0
LCP_Inputs_ON_Electric_Howarth_2023_05_05 | 2038 | H2 Import - WC | Import | Hydrogen | NY | Dispatch-Import | EmissionsCost | 0 | [6 empty] | 0.49363 | 0
LCP_Inputs_ON_Electric_Howarth_2023_05_05 | 2038 | H2 Import - WC | Import | Hydrogen | NY | Dispatch-Import | FuelCost | 0 | [6 empty] | 0.49363 | 0
LCP_Inputs_ON_Electric_Howarth_2023_05_05 | 2038 | H2 Import - WC | Import | Hydrogen | NY | Dispatch-Import | VOM | 0 | [6 empty] | 0.49363 | 0
LCP_Inputs_ON_Electric_Howarth_2023_05_05 | 2038 | H2 Import - WC | Import | Hydrogen | ON | Dispatch-Import | EmissionsCost | 0 | [6 empty] | 0.49363 | 0
LCP_Inputs_ON_Electric_Howarth_2023_05_05 | 2038 | H2 Import - WC | Import | Hydrogen | ON | Dispatch-Import | FuelCost | 0 | [6 empty] | 0.49363 | 0
LCP_Inputs_ON_Electric_Howarth_2023_05_05 | 2038 | H2 Import - WC | Import | Hydrogen | ON | Dispatch-Import | VOM | 0 | [6 empty] | 0.49363 | 0
LCP_Inputs_ON_Electric_Howarth_2023_05_05 | 2038 | H2 Import - WC | Import | Hydrogen | PJ | Dispatch-Import | EmissionsCost | 0 | [6 empty] | 0.49363 | 0
LCP_Inputs_ON_Electric_Howarth_2023_05_05 | 2038 | H2 Import - WC | Import | Hydrogen | PJ | Dispatch-Import | FuelCost | 0 | [6 empty] | 0.49363 | 0
LCP_Inputs_ON_Electric_Howarth_2023_05_05 | 2038 | H2 Import - WC | Import | Hydrogen | PJ | Dispatch-Import | VOM | 0 | [6 empty] | 0.49363 | 0
LCP_Inputs_ON_Electric_Howarth_2023_05_05 | 2038 | H2 Import - WC | Import | Hydrogen | QC | Dispatch-Import | EmissionsCost | 0 | [6 empty] | 0.49363 | 0
LCP_Inputs_ON_Electric_Howarth_2023_05_05 | 2038 | H2 Import - WC | Import | Hydrogen | QC | Dispatch-Import | FuelCost | 0 | [6 empty] | 0.49363 | 0
LCP_Inputs_ON_Electric_Howarth_2023_05_05 | 2038 | H2 Import - WC | Import | Hydrogen | QC | Dispatch-Import | VOM | 0 | [6 empty] | 0.49363 | 0
LCP_Inputs_ON_Electric_Howarth_2023_05_05 | 2038 | H2 Import - WC | Import | Hydrogen | WC | Dispatch-Import | EmissionsCost | 0 | [6 empty] | 0.49363 | 0
LCP_Inputs_ON_Electric_Howarth_2023_05_05 | 2038 | H2 Import - WC | Import | Hydrogen | WC | Dispatch-Import | FuelCost | 0 | [6 empty] | 0.49363 | 0
LCP_Inputs_ON_Electric_Howarth_2023_05_05 | 2038 | H2 Import - WC | Import | Hydrogen | WC | Dispatch-Import | VOM | 0 | [6 empty] | 0.49363 | 0
LCP_Inputs_ON_Electric_Howarth_2023_05_05 | 2038 | H2 Salt Cavern Storage - ON | Storage | Hydrogen | MI | Dispatch-Storage | EmissionsCost | 0 | [6 empty] | 0.49363 | 0
LCP_Inputs_ON_Electric_Howarth_2023_05_05 | 2038 | H2 Salt Cavern Storage - ON | Storage | Hydrogen | MI | Dispatch-Storage | FuelCost | 0 | [6 empty] | 0.49363 | 0
LCP_Inputs_ON_Electric_Howarth_2023_05_05 | 2038 | H2 Salt Cavern Storage - ON | Storage | Hydrogen | MI | Dispatch-Storage | VOM | 0 | [6 empty] | 0.49363 | 0
LCP_Inputs_ON_Electric_Howarth_2023_05_05 | 2038 | H2 Salt Cavern Storage - ON | Storage | Hydrogen | NY | Dispatch-Storage | EmissionsCost | 0 | [6 empty] | 0.49363 | 0
LCP_Inputs_ON_Electric_Howarth_2023_05_05 | 2038 | H2 Salt Cavern Storage - ON | Storage | Hydrogen | NY | Dispatch-Storage | FuelCost | 0 | [6 empty] | 0.49363 | 0
LCP_Inputs_ON_Electric_Howarth_2023_05_05 | 2038 | H2 Salt Cavern Storage - ON | Storage | Hydrogen | NY | Dispatch-Storage | VOM | 0 | [6 empty] | 0.49363 | 0
LCP_Inputs_ON_Electric_Howarth_2023_05_05 | 2038 | H2 Salt Cavern Storage - ON | Storage | Hydrogen | ON | Dispatch-Storage | EmissionsCost | 0 | [6 empty] | 0.49363 | 0
LCP_Inputs_ON_Electric_Howarth_2023_05_05 | 2038 | H2 Salt Cavern Storage - ON | Storage | Hydrogen | ON | Dispatch-Storage | FuelCost | 0 | [6 empty] | 0.49363 | 0
LCP_Inputs_ON_Electric_Howarth_2023_05_05 | 2038 | H2 Salt Cavern Storage - ON | Storage | Hydrogen | ON | Dispatch-Storage | VOM | 12116975.9484 | [6 empty] | 0.49363 | 5981280.0698
LCP_Inputs_ON_Electric_Howarth_2023_05_05 | 2038 | H2 Salt Cavern Storage - ON | Storage | Hydrogen | PJ | Dispatch-Storage | EmissionsCost | 0 | [6 empty] | 0.49363 | 0
LCP_Inputs_ON_Electric_Howarth_2023_05_05 | 2038 | H2 Salt Cavern Storage - ON | Storage | Hydrogen | PJ | Dispatch-Storage | FuelCost | 0 | [6 empty] | 0.49363 | 0
LCP_Inputs_ON_Electric_Howarth_2023_05_05 | 2038 | H2 Salt Cavern Storage - ON | Storage | Hydrogen | PJ | Dispatch-Storage | VOM | 0 | [6 empty] | 0.49363 | 0
LCP_Inputs_ON_Electric_Howarth_2023_05_05 | 2038 | H2 Salt Cavern Storage - ON | Storage | Hydrogen | QC | Dispatch-Storage | EmissionsCost | 0 | [6 empty] | 0.49363 | 0
LCP_Inputs_ON_Electric_Howarth_2023_05_05 | 2038 | H2 Salt Cavern Storage - ON | Storage | Hydrogen | QC | Dispatch-Storage | FuelCost | 0 | [6 empty] | 0.49363 | 0
LCP_Inputs_ON_Electric_Howarth_2023_05_05 | 2038 | H2 Salt Cavern Storage - ON | Storage | Hydrogen | QC | Dispatch-Storage | VOM | 0 | [6 empty] | 0.49363 | 0
LCP_Inputs_ON_Electric_Howarth_2023_05_05 | 2038 | H2 Salt Cavern Storage - ON | Storage | Hydrogen | WC | Dispatch-Storage | EmissionsCost | 0 | [6 empty] | 0.49363 | 0
LCP_Inputs_ON_Electric_Howarth_2023_05_05 | 2038 | H2 Salt Cavern Storage - ON | Storage | Hydrogen | WC | Dispatch-Storage | FuelCost | 0 | [6 empty] | 0.49363 | 0
LCP_Inputs_ON_Electric_Howarth_2023_05_05 | 2038 | H2 Salt Cavern Storage - ON | Storage | Hydrogen | WC | Dispatch-Storage | VOM | 0 | [6 empty] | 0.49363 | 0
LCP_Inputs_ON_Electric_Howarth_2023_05_05 | 2038 | Hydro | Generation | Electricity | MI | Dispatch-Generation | EmissionsCost | 0 | [6 empty] | 0.49363 | 0
LCP_Inputs_ON_Electric_Howarth_2023_05_05 | 2038 | Hydro | Generation | Electricity | MI | Dispatch-Generation | FuelCost | 0 | [6 empty] | 0.49363 | 0
LCP_Inputs_ON_Electric_Howarth_2023_05_05 | 2038 | Hydro | Generation | Electricity | MI | Dispatch-Generation | VOM | 0 | [6 empty] | 0.49363 | 0
LCP_Inputs_ON_Electric_Howarth_2023_05_05 | 2038 | Hydro | Generation | Electricity | NY | Dispatch-Generation | EmissionsCost | 0 | [6 empty] | 0.49363 | 0
LCP_Inputs_ON_Electric_Howarth_2023_05_05 | 2038 | Hydro | Generation | Electricity | NY | Dispatch-Generation | FuelCost | 0 | [6 empty] | 0.49363 | 0
LCP_Inputs_ON_Electric_Howarth_2023_05_05 | 2038 | Hydro | Generation | Electricity | NY | Dispatch-Generation | VOM | 0 | [6 empty] | 0.49363 | 0
LCP_Inputs_ON_Electric_Howarth_2023_05_05 | 2038 | Hydro | Generation | Electricity | ON | Dispatch-Generation | EmissionsCost | 0 | [6 empty] | 0.49363 | 0
LCP_Inputs_ON_Electric_Howarth_2023_05_05 | 2038 | Hydro | Generation | Electricity | ON | Dispatch-Generation | FuelCost | 0 | [6 empty] | 0.49363 | 0
LCP_Inputs_ON_Electric_Howarth_2023_05_05 | 2038 | Hydro | Generation | Electricity | ON | Dispatch-Generation | VOM | 0 | [6 empty] | 0.49363 | 0
LCP_Inputs_ON_Electric_Howarth_2023_05_05 | 2038 | Hydro | Generation | Electricity | PJ | Dispatch-Generation | EmissionsCost | 0 | [6 empty] | 0.49363 | 0
LCP_Inputs_ON_Electric_Howarth_2023_05_05 | 2038 | Hydro | Generation | Electricity | PJ | Dispatch-Generation | FuelCost | 0 | [6 empty] | 0.49363 | 0
LCP_Inputs_ON_Electric_Howarth_2023_05_05 | 2038 | Hydro | Generation | Electricity | PJ | Dispatch-Generation | VOM | 0 | [6 empty] | 0.49363 | 0
LCP_Inputs_ON_Electric_Howarth_2023_05_05 | 2038 | Hydro | Generation | Electricity | QC | Dispatch-Generation | EmissionsCost | 0 | [6 empty] | 0.49363 | 0
LCP_Inputs_ON_Electric_Howarth_2023_05_05 | 2038 | Hydro | Generation | Electricity | QC | Dispatch-Generation | FuelCost | 0 | [6 empty] | 0.49363 | 0
LCP_Inputs_ON_Electric_Howarth_2023_05_05 | 2038 | Hydro | Generation | Electricity | QC | Dispatch-Generation | VOM | 0 | [6 empty] | 0.49363 | 0
LCP_Inputs_ON_Electric_Howarth_2023_05_05 | 2038 | Hydro | Generation | Electricity | WC | Dispatch-Generation | EmissionsCost | 0 | [6 empty] | 0.49363 | 0
LCP_Inputs_ON_Electric_Howarth_2023_05_05 | 2038 | Hydro | Generation | Electricity | WC | Dispatch-Generation | FuelCost | 0 | [6 empty] | 0.49363 | 0
LCP_Inputs_ON_Electric_Howarth_2023_05_05 | 2038 | Hydro | Generation | Electricity | WC | Dispatch-Generation | VOM | 0 | [6 empty] | 0.49363 | 0
LCP_Inputs_ON_Electric_Howarth_2023_05_05 | 2038 | Hydro Pumped Storage | Storage | Electricity | MI | Dispatch-Storage | EmissionsCost | 0 | [6 empty] | 0.49363 | 0
LCP_Inputs_ON_Electric_Howarth_2023_05_05 | 2038 | Hydro Pumped Storage | Storage | Electricity | MI | Dispatch-Storage | FuelCost | 0 | [6 empty] | 0.49363 | 0
LCP_Inputs_ON_Electric_Howarth_2023_05_05 | 2038 | Hydro Pumped Storage | Storage | Electricity | MI | Dispatch-Storage | VOM | 0 | [6 empty] | 0.49363 | 0
LCP_Inputs_ON_Electric_Howarth_2023_05_05 | 2038 | Hydro Pumped Storage | Storage | Electricity | NY | Dispatch-Storage | EmissionsCost | 0 | [6 empty] | 0.49363 | 0
LCP_Inputs_ON_Electric_Howarth_2023_05_05 | 2038 | Hydro Pumped Storage | Storage | Electricity | NY | Dispatch-Storage | FuelCost | 0 | [6 empty] | 0.49363 | 0
LCP_Inputs_ON_Electric_Howarth_2023_05_05 | 2038 | Hydro Pumped Storage | Storage | Electricity | NY | Dispatch-Storage | VOM | 0 | [6 empty] | 0.49363 | 0
LCP_Inputs_ON_Electric_Howarth_2023_05_05 | 2038 | Hydro Pumped Storage | Storage | Electricity | ON | Dispatch-Storage | EmissionsCost | 0 | [6 empty] | 0.49363 | 0
LCP_Inputs_ON_Electric_Howarth_2023_05_05 | 2038 | Hydro Pumped Storage | Storage | Electricity | ON | Dispatch-Storage | FuelCost | 0 | [6 empty] | 0.49363 | 0
LCP_Inputs_ON_Electric_Howarth_2023_05_05 | 2038 | Hydro Pumped Storage | Storage | Electricity | ON | Dispatch-Storage | VOM | 0 | [6 empty] | 0.49363 | 0
LCP_Inputs_ON_Electric_Howarth_2023_05_05 | 2038 | Hydro Pumped Storage | Storage | Electricity | PJ | Dispatch-Storage | EmissionsCost | 0 | [6 empty] | 0.49363 | 0
LCP_Inputs_ON_Electric_Howarth_2023_05_05 | 2038 | Hydro Pumped Storage | Storage | Electricity | PJ | Dispatch-Storage | FuelCost | 0 | [6 empty] | 0.49363 | 0
LCP_Inputs_ON_Electric_Howarth_2023_05_05 | 2038 | Hydro Pumped Storage | Storage | Electricity | PJ | Dispatch-Storage | VOM | 0 | [6 empty] | 0.49363 | 0
LCP_Inputs_ON_Electric_Howarth_2023_05_05 | 2038 | Hydro Pumped Storage | Storage | Electricity | QC | Dispatch-Storage | EmissionsCost | 0 | [6 empty] | 0.49363 | 0
LCP_Inputs_ON_Electric_Howarth_2023_05_05 | 2038 | Hydro Pumped Storage | Storage | Electricity | QC | Dispatch-Storage | FuelCost | 0 | [6 empty] | 0.49363 | 0
LCP_Inputs_ON_Electric_Howarth_2023_05_05 | 2038 | Hydro Pumped Storage | Storage | Electricity | QC | Dispatch-Storage | VOM | 0 | [6 empty] | 0.49363 | 0
LCP_Inputs_ON_Electric_Howarth_2023_05_05 | 2038 | Hydro Pumped Storage | Storage | Electricity | WC | Dispatch-Storage | EmissionsCost | 0 | [6 empty] | 0.49363 | 0
LCP_Inputs_ON_Electric_Howarth_2023_05_05 | 2038 | Hydro Pumped Storage | Storage | Electricity | WC | Dispatch-Storage | FuelCost | 0 | [6 empty] | 0.49363 | 0
LCP_Inputs_ON_Electric_Howarth_2023_05_05 | 2038 | Hydro Pumped Storage | Storage | Electricity | WC | Dispatch-Storage | VOM | 0 | [6 empty] | 0.49363 | 0
LCP_Inputs_ON_Electric_Howarth_2023_05_05 | 2038 | Nuclear | Generation | Electricity | MI | Dispatch-Generation | EmissionsCost | 0 | [6 empty] | 0.49363 | 0
LCP_Inputs_ON_Electric_Howarth_2023_05_05 | 2038 | Nuclear | Generation | Electricity | MI | Dispatch-Generation | FuelCost | 0 | [6 empty] | 0.49363 | 0
LCP_Inputs_ON_Electric_Howarth_2023_05_05 | 2038 | Nuclear | Generation | Electricity | MI | Dispatch-Generation | VOM | 2762866296.96 | [6 empty] | 0.49363 | 1363828498.7739
LCP_Inputs_ON_Electric_Howarth_2023_05_05 | 2038 | Nuclear | Generation | Electricity | NY | Dispatch-Generation | EmissionsCost | 0 | [6 empty] | 0.49363 | 0
LCP_Inputs_ON_Electric_Howarth_2023_05_05 | 2038 | Nuclear | Generation | Electricity | NY | Dispatch-Generation | FuelCost | 0 | [6 empty] | 0.49363 | 0
LCP_Inputs_ON_Electric_Howarth_2023_05_05 | 2038 | Nuclear | Generation | Electricity | NY | Dispatch-Generation | VOM | 2246155230.144 | [6 empty] | 0.49363 | 1108765385.7557
LCP_Inputs_ON_Electric_Howarth_2023_05_05 | 2038 | Nuclear | Generation | Electricity | ON | Dispatch-Generation | EmissionsCost | 0 | [6 empty] | 0.49363 | 0
LCP_Inputs_ON_Electric_Howarth_2023_05_05 | 2038 | Nuclear | Generation | Electricity | ON | Dispatch-Generation | FuelCost | 0 | [6 empty] | 0.49363 | 0
LCP_Inputs_ON_Electric_Howarth_2023_05_05 | 2038 | Nuclear | Generation | Electricity | ON | Dispatch-Generation | VOM | 7240796912.4466 | [6 empty] | 0.49363 | 3574260974.5156
LCP_Inputs_ON_Electric_Howarth_2023_05_05 | 2038 | Nuclear | Generation | Electricity | PJ | Dispatch-Generation | EmissionsCost | 0 | [6 empty] | 0.49363 | 0
LCP_Inputs_ON_Electric_Howarth_2023_05_05 | 2038 | Nuclear | Generation | Electricity | PJ | Dispatch-Generation | FuelCost | 0 | [6 empty] | 0.49363 | 0
LCP_Inputs_ON_Electric_Howarth_2023_05_05 | 2038 | Nuclear | Generation | Electricity | PJ | Dispatch-Generation | VOM | 6401347648.6848 | [6 empty] | 0.49363 | 3159885211.7605
LCP_Inputs_ON_Electric_Howarth_2023_05_05 | 2038 | Nuclear | Generation | Electricity | QC | Dispatch-Generation | EmissionsCost | 0 | [6 empty] | 0.49363 | 0
LCP_Inputs_ON_Electric_Howarth_2023_05_05 | 2038 | Nuclear | Generation | Electricity | QC | Dispatch-Generation | FuelCost | 0 | [6 empty] | 0.49363 | 0
LCP_Inputs_ON_Electric_Howarth_2023_05_05 | 2038 | Nuclear | Generation | Electricity | QC | Dispatch-Generation | VOM | 0 | [6 empty] | 0.49363 | 0
LCP_Inputs_ON_Electric_Howarth_2023_05_05 | 2038 | Nuclear | Generation | Electricity | WC | Dispatch-Generation | EmissionsCost | 0 | [6 empty] | 0.49363 | 0
LCP_Inputs_ON_Electric_Howarth_2023_05_05 | 2038 | Nuclear | Generation | Electricity | WC | Dispatch-Generation | FuelCost | 0 | [6 empty] | 0.49363 | 0
LCP_Inputs_ON_Electric_Howarth_2023_05_05 | 2038 | Nuclear | Generation | Electricity | WC | Dispatch-Generation | VOM | 0 | [6 empty] | 0.49363 | 0
LCP_Inputs_ON_Electric_Howarth_2023_05_05 | 2038 | Nuclear SMR | Generation | Electricity | MI | Dispatch-Generation | EmissionsCost | 0 | [6 empty] | 0.49363 | 0
LCP_Inputs_ON_Electric_Howarth_2023_05_05 | 2038 | Nuclear SMR | Generation | Electricity | MI | Dispatch-Generation | FuelCost | 0 | [6 empty] | 0.49363 | 0
LCP_Inputs_ON_Electric_Howarth_2023_05_05 | 2038 | Nuclear SMR | Generation | Electricity | MI | Dispatch-Generation | VOM | 0 | [6 empty] | 0.49363 | 0
LCP_Inputs_ON_Electric_Howarth_2023_05_05 | 2038 | Nuclear SMR | Generation | Electricity | NY | Dispatch-Generation | EmissionsCost | 0 | [6 empty] | 0.49363 | 0
LCP_Inputs_ON_Electric_Howarth_2023_05_05 | 2038 | Nuclear SMR | Generation | Electricity | NY | Dispatch-Generation | FuelCost | 0 | [6 empty] | 0.49363 | 0
LCP_Inputs_ON_Electric_Howarth_2023_05_05 | 2038 | Nuclear SMR | Generation | Electricity | NY | Dispatch-Generation | VOM | 0 | [6 empty] | 0.49363 | 0
LCP_Inputs_ON_Electric_Howarth_2023_05_05 | 2038 | Nuclear SMR | Generation | Electricity | ON | Dispatch-Generation | EmissionsCost | 0 | [6 empty] | 0.49363 | 0
LCP_Inputs_ON_Electric_Howarth_2023_05_05 | 2038 | Nuclear SMR | Generation | Electricity | ON | Dispatch-Generation | FuelCost | 0 | [6 empty] | 0.49363 | 0
LCP_Inputs_ON_Electric_Howarth_2023_05_05 | 2038 | Nuclear SMR | Generation | Electricity | ON | Dispatch-Generation | VOM | 19039640.4 | [6 empty] | 0.49363 | 9398501.9154
LCP_Inputs_ON_Electric_Howarth_2023_05_05 | 2038 | Nuclear SMR | Generation | Electricity | PJ | Dispatch-Generation | EmissionsCost | 0 | [6 empty] | 0.49363 | 0
LCP_Inputs_ON_Electric_Howarth_2023_05_05 | 2038 | Nuclear SMR | Generation | Electricity | PJ | Dispatch-Generation | FuelCost | 0 | [6 empty] | 0.49363 | 0
LCP_Inputs_ON_Electric_Howarth_2023_05_05 | 2038 | Nuclear SMR | Generation | Electricity | PJ | Dispatch-Generation | VOM | 0 | [6 empty] | 0.49363 | 0
LCP_Inputs_ON_Electric_Howarth_2023_05_05 | 2038 | Nuclear SMR | Generation | Electricity | QC | Dispatch-Generation | EmissionsCost | 0 | [6 empty] | 0.49363 | 0
LCP_Inputs_ON_Electric_Howarth_2023_05_05 | 2038 | Nuclear SMR | Generation | Electricity | QC | Dispatch-Generation | FuelCost | 0 | [6 empty] | 0.49363 | 0
LCP_Inputs_ON_Electric_Howarth_2023_05_05 | 2038 | Nuclear SMR | Generation | Electricity | QC | Dispatch-Generation | VOM | 0 | [6 empty] | 0.49363 | 0
LCP_Inputs_ON_Electric_Howarth_2023_05_05 | 2038 | Nuclear SMR | Generation | Electricity | WC | Dispatch-Generation | EmissionsCost | 0 | [6 empty] | 0.49363 | 0
LCP_Inputs_ON_Electric_Howarth_2023_05_05 | 2038 | Nuclear SMR | Generation | Electricity | WC | Dispatch-Generation | FuelCost | 0 | [6 empty] | 0.49363 | 0
LCP_Inputs_ON_Electric_Howarth_2023_05_05 | 2038 | Nuclear SMR | Generation | Electricity | WC | Dispatch-Generation | VOM | 0 | [6 empty] | 0.49363 | 0
LCP_Inputs_ON_Electric_Howarth_2023_05_05 | 2038 | O/CCGT - CH4 Existing | Crossload | Electricity | MI | Dispatch-Crossload | EmissionsCost | 0 | [6 empty] | 0.49363 | 0
LCP_Inputs_ON_Electric_Howarth_2023_05_05 | 2038 | O/CCGT - CH4 Existing | Crossload | Electricity | MI | Dispatch-Crossload | FuelCost | 0 | [6 empty] | 0.49363 | 0
LCP_Inputs_ON_Electric_Howarth_2023_05_05 | 2038 | O/CCGT - CH4 Existing | Crossload | Electricity | MI | Dispatch-Crossload | VOM | 0 | [6 empty] | 0.49363 | 0
LCP_Inputs_ON_Electric_Howarth_2023_05_05 | 2038 | O/CCGT - CH4 Existing | Crossload | Electricity | NY | Dispatch-Crossload | EmissionsCost | 0 | [6 empty] | 0.49363 | 0
LCP_Inputs_ON_Electric_Howarth_2023_05_05 | 2038 | O/CCGT - CH4 Existing | Crossload | Electricity | NY | Dispatch-Crossload | FuelCost | 0 | [6 empty] | 0.49363 | 0
LCP_Inputs_ON_Electric_Howarth_2023_05_05 | 2038 | O/CCGT - CH4 Existing | Crossload | Electricity | NY | Dispatch-Crossload | VOM | 0 | [6 empty] | 0.49363 | 0
LCP_Inputs_ON_Electric_Howarth_2023_05_05 | 2038 | O/CCGT - CH4 Existing | Crossload | Electricity | ON | Dispatch-Crossload | EmissionsCost | 11165878.9802 | [6 empty] | 0.49363 | 5511791.8604
LCP_Inputs_ON_Electric_Howarth_2023_05_05 | 2038 | O/CCGT - CH4 Existing | Crossload | Electricity | ON | Dispatch-Crossload | FuelCost | 0 | [6 empty] | 0.49363 | 0
LCP_Inputs_ON_Electric_Howarth_2023_05_05 | 2038 | O/CCGT - CH4 Existing | Crossload | Electricity | ON | Dispatch-Crossload | VOM | 405781.1348 | [6 empty] | 0.49363 | 200304.9791
LCP_Inputs_ON_Electric_Howarth_2023_05_05 | 2038 | O/CCGT - CH4 Existing | Crossload | Electricity | PJ | Dispatch-Crossload | EmissionsCost | 0 | [6 empty] | 0.49363 | 0
LCP_Inputs_ON_Electric_Howarth_2023_05_05 | 2038 | O/CCGT - CH4 Existing | Crossload | Electricity | PJ | Dispatch-Crossload | FuelCost | 0 | [6 empty] | 0.49363 | 0
LCP_Inputs_ON_Electric_Howarth_2023_05_05 | 2038 | O/CCGT - CH4 Existing | Crossload | Electricity | PJ | Dispatch-Crossload | VOM | 0 | [6 empty] | 0.49363 | 0
LCP_Inputs_ON_Electric_Howarth_2023_05_05 | 2038 | O/CCGT - CH4 Existing | Crossload | Electricity | QC | Dispatch-Crossload | EmissionsCost | 0 | [6 empty] | 0.49363 | 0
LCP_Inputs_ON_Electric_Howarth_2023_05_05 | 2038 | O/CCGT - CH4 Existing | Crossload | Electricity | QC | Dispatch-Crossload | FuelCost | 0 | [6 empty] | 0.49363 | 0
LCP_Inputs_ON_Electric_Howarth_2023_05_05 | 2038 | O/CCGT - CH4 Existing | Crossload | Electricity | QC | Dispatch-Crossload | VOM | 0 | [6 empty] | 0.49363 | 0
LCP_Inputs_ON_Electric_Howarth_2023_05_05 | 2038 | O/CCGT - CH4 Existing | Crossload | Electricity | WC | Dispatch-Crossload | EmissionsCost | 0 | [6 empty] | 0.49363 | 0
LCP_Inputs_ON_Electric_Howarth_2023_05_05 | 2038 | O/CCGT - CH4 Existing | Crossload | Electricity | WC | Dispatch-Crossload | FuelCost | 0 | [6 empty] | 0.49363 | 0
LCP_Inputs_ON_Electric_Howarth_2023_05_05 | 2038 | O/CCGT - CH4 Existing | Crossload | Electricity | WC | Dispatch-Crossload | VOM | 0 | [6 empty] | 0.49363 | 0
LCP_Inputs_ON_Electric_Howarth_2023_05_05 | 2038 | O/CCGT - CH4 New | Crossload | Electricity | MI | Dispatch-Crossload | EmissionsCost | 0 | [6 empty] | 0.49363 | 0
LCP_Inputs_ON_Electric_Howarth_2023_05_05 | 2038 | O/CCGT - CH4 New | Crossload | Electricity | MI | Dispatch-Crossload | FuelCost | 0 | [6 empty] | 0.49363 | 0
LCP_Inputs_ON_Electric_Howarth_2023_05_05 | 2038 | O/CCGT - CH4 New | Crossload | Electricity | MI | Dispatch-Crossload | VOM | 0 | [6 empty] | 0.49363 | 0
LCP_Inputs_ON_Electric_Howarth_2023_05_05 | 2038 | O/CCGT - CH4 New | Crossload | Electricity | NY | Dispatch-Crossload | EmissionsCost | 0 | [6 empty] | 0.49363 | 0
LCP_Inputs_ON_Electric_Howarth_2023_05_05 | 2038 | O/CCGT - CH4 New | Crossload | Electricity | NY | Dispatch-Crossload | FuelCost | 0 | [6 empty] | 0.49363 | 0
LCP_Inputs_ON_Electric_Howarth_2023_05_05 | 2038 | O/CCGT - CH4 New | Crossload | Electricity | NY | Dispatch-Crossload | VOM | 0 | [6 empty] | 0.49363 | 0
LCP_Inputs_ON_Electric_Howarth_2023_05_05 | 2038 | O/CCGT - CH4 New | Crossload | Electricity | ON | Dispatch-Crossload | EmissionsCost | 1023543.3464 | [6 empty] | 0.49363 | 505249.7788
LCP_Inputs_ON_Electric_Howarth_2023_05_05 | 2038 | O/CCGT - CH4 New | Crossload | Electricity | ON | Dispatch-Crossload | FuelCost | 0 | [6 empty] | 0.49363 | 0
LCP_Inputs_ON_Electric_Howarth_2023_05_05 | 2038 | O/CCGT - CH4 New | Crossload | Electricity | ON | Dispatch-Crossload | VOM | 37196.7654 | [6 empty] | 0.49363 | 18361.3694
LCP_Inputs_ON_Electric_Howarth_2023_05_05 | 2038 | O/CCGT - CH4 New | Crossload | Electricity | PJ | Dispatch-Crossload | EmissionsCost | 0 | [6 empty] | 0.49363 | 0
LCP_Inputs_ON_Electric_Howarth_2023_05_05 | 2038 | O/CCGT - CH4 New | Crossload | Electricity | PJ | Dispatch-Crossload | FuelCost | 0 | [6 empty] | 0.49363 | 0
LCP_Inputs_ON_Electric_Howarth_2023_05_05 | 2038 | O/CCGT - CH4 New | Crossload | Electricity | PJ | Dispatch-Crossload | VOM | 0 | [6 empty] | 0.49363 | 0
LCP_Inputs_ON_Electric_Howarth_2023_05_05 | 2038 | O/CCGT - CH4 New | Crossload | Electricity | QC | Dispatch-Crossload | EmissionsCost | 0 | [6 empty] | 0.49363 | 0
LCP_Inputs_ON_Electric_Howarth_2023_05_05 | 2038 | O/CCGT - CH4 New | Crossload | Electricity | QC | Dispatch-Crossload | FuelCost | 0 | [6 empty] | 0.49363 | 0
LCP_Inputs_ON_Electric_Howarth_2023_05_05 | 2038 | O/CCGT - CH4 New | Crossload | Electricity | QC | Dispatch-Crossload | VOM | 0 | [6 empty] | 0.49363 | 0
LCP_Inputs_ON_Electric_Howarth_2023_05_05 | 2038 | O/CCGT - CH4 New | Crossload | Electricity | WC | Dispatch-Crossload | EmissionsCost | 0 | [6 empty] | 0.49363 | 0
LCP_Inputs_ON_Electric_Howarth_2023_05_05 | 2038 | O/CCGT - CH4 New | Crossload | Electricity | WC | Dispatch-Crossload | FuelCost | 0 | [6 empty] | 0.49363 | 0
LCP_Inputs_ON_Electric_Howarth_2023_05_05 | 2038 | O/CCGT - CH4 New | Crossload | Electricity | WC | Dispatch-Crossload | VOM | 0 | [6 empty] | 0.49363 | 0
LCP_Inputs_ON_Electric_Howarth_2023_05_05 | 2038 | O/CCGT - H2 New | Crossload | Electricity | MI | Dispatch-Crossload | EmissionsCost | 0 | [6 empty] | 0.49363 | 0
LCP_Inputs_ON_Electric_Howarth_2023_05_05 | 2038 | O/CCGT - H2 New | Crossload | Electricity | MI | Dispatch-Crossload | FuelCost | 0 | [6 empty] | 0.49363 | 0
LCP_Inputs_ON_Electric_Howarth_2023_05_05 | 2038 | O/CCGT - H2 New | Crossload | Electricity | MI | Dispatch-Crossload | VOM | 0 | [6 empty] | 0.49363 | 0
LCP_Inputs_ON_Electric_Howarth_2023_05_05 | 2038 | O/CCGT - H2 New | Crossload | Electricity | NY | Dispatch-Crossload | EmissionsCost | 0 | [6 empty] | 0.49363 | 0
LCP_Inputs_ON_Electric_Howarth_2023_05_05 | 2038 | O/CCGT - H2 New | Crossload | Electricity | NY | Dispatch-Crossload | FuelCost | 0 | [6 empty] | 0.49363 | 0
LCP_Inputs_ON_Electric_Howarth_2023_05_05 | 2038 | O/CCGT - H2 New | Crossload | Electricity | NY | Dispatch-Crossload | VOM | 0 | [6 empty] | 0.49363 | 0
LCP_Inputs_ON_Electric_Howarth_2023_05_05 | 2038 | O/CCGT - H2 New | Crossload | Electricity | ON | Dispatch-Crossload | EmissionsCost | 0 | [6 empty] | 0.49363 | 0
LCP_Inputs_ON_Electric_Howarth_2023_05_05 | 2038 | O/CCGT - H2 New | Crossload | Electricity | ON | Dispatch-Crossload | FuelCost | 0 | [6 empty] | 0.49363 | 0
LCP_Inputs_ON_Electric_Howarth_2023_05_05 | 2038 | O/CCGT - H2 New | Crossload | Electricity | ON | Dispatch-Crossload | VOM | 13608.3219 | [6 empty] | 0.49363 | 6717.4504
LCP_Inputs_ON_Electric_Howarth_2023_05_05 | 2038 | O/CCGT - H2 New | Crossload | Electricity | PJ | Dispatch-Crossload | EmissionsCost | 0 | [6 empty] | 0.49363 | 0
LCP_Inputs_ON_Electric_Howarth_2023_05_05 | 2038 | O/CCGT - H2 New | Crossload | Electricity | PJ | Dispatch-Crossload | FuelCost | 0 | [6 empty] | 0.49363 | 0
LCP_Inputs_ON_Electric_Howarth_2023_05_05 | 2038 | O/CCGT - H2 New | Crossload | Electricity | PJ | Dispatch-Crossload | VOM | 0 | [6 empty] | 0.49363 | 0
LCP_Inputs_ON_Electric_Howarth_2023_05_05 | 2038 | O/CCGT - H2 New | Crossload | Electricity | QC | Dispatch-Crossload | EmissionsCost | 0 | [6 empty] | 0.49363 | 0
LCP_Inputs_ON_Electric_Howarth_2023_05_05 | 2038 | O/CCGT - H2 New | Crossload | Electricity | QC | Dispatch-Crossload | FuelCost | 0 | [6 empty] | 0.49363 | 0
LCP_Inputs_ON_Electric_Howarth_2023_05_05 | 2038 | O/CCGT - H2 New | Crossload | Electricity | QC | Dispatch-Crossload | VOM | 0 | [6 empty] | 0.49363 | 0
LCP_Inputs_ON_Electric_Howarth_2023_05_05 | 2038 | O/CCGT - H2 New | Crossload | Electricity | WC | Dispatch-Crossload | EmissionsCost | 0 | [6 empty] | 0.49363 | 0
LCP_Inputs_ON_Electric_Howarth_2023_05_05 | 2038 | O/CCGT - H2 New | Crossload | Electricity | WC | Dispatch-Crossload | FuelCost | 0 | [6 empty] | 0.49363 | 0
LCP_Inputs_ON_Electric_Howarth_2023_05_05 | 2038 | O/CCGT - H2 New | Crossload | Electricity | WC | Dispatch-Crossload | VOM | 0 | [6 empty] | 0.49363 | 0
LCP_Inputs_ON_Electric_Howarth_2023_05_05 | 2038 | SMR CCS | Generation | Hydrogen | MI | Dispatch-Generation | EmissionsCost | 0 | [6 empty] | 0.49363 | 0
LCP_Inputs_ON_Electric_Howarth_2023_05_05 | 2038 | SMR CCS | Generation | Hydrogen | MI | Dispatch-Generation | FuelCost | 0 | [6 empty] | 0.49363 | 0
LCP_Inputs_ON_Electric_Howarth_2023_05_05 | 2038 | SMR CCS | Generation | Hydrogen | MI | Dispatch-Generation | VOM | 0 | [6 empty] | 0.49363 | 0
LCP_Inputs_ON_Electric_Howarth_2023_05_05 | 2038 | SMR CCS | Generation | Hydrogen | NY | Dispatch-Generation | EmissionsCost | 0 | [6 empty] | 0.49363 | 0
LCP_Inputs_ON_Electric_Howarth_2023_05_05 | 2038 | SMR CCS | Generation | Hydrogen | NY | Dispatch-Generation | FuelCost | 0 | [6 empty] | 0.49363 | 0
LCP_Inputs_ON_Electric_Howarth_2023_05_05 | 2038 | SMR CCS | Generation | Hydrogen | NY | Dispatch-Generation | VOM | 0 | [6 empty] | 0.49363 | 0
LCP_Inputs_ON_Electric_Howarth_2023_05_05 | 2038 | SMR CCS | Generation | Hydrogen | ON | Dispatch-Generation | EmissionsCost | 534562683.9116 | [6 empty] | 0.49363 | 263875173.222
LCP_Inputs_ON_Electric_Howarth_2023_05_05 | 2038 | SMR CCS | Generation | Hydrogen | ON | Dispatch-Generation | FuelCost | 210670439.8621 | [6 empty] | 0.49363 | 103992853.3818
LCP_Inputs_ON_Electric_Howarth_2023_05_05 | 2038 | SMR CCS | Generation | Hydrogen | ON | Dispatch-Generation | VOM | 0 | [6 empty] | 0.49363 | 0
LCP_Inputs_ON_Electric_Howarth_2023_05_05 | 2038 | SMR CCS | Generation | Hydrogen | PJ | Dispatch-Generation | EmissionsCost | 0 | [6 empty] | 0.49363 | 0
LCP_Inputs_ON_Electric_Howarth_2023_05_05 | 2038 | SMR CCS | Generation | Hydrogen | PJ | Dispatch-Generation | FuelCost | 0 | [6 empty] | 0.49363 | 0
LCP_Inputs_ON_Electric_Howarth_2023_05_05 | 2038 | SMR CCS | Generation | Hydrogen | PJ | Dispatch-Generation | VOM | 0 | [6 empty] | 0.49363 | 0
LCP_Inputs_ON_Electric_Howarth_2023_05_05 | 2038 | SMR CCS | Generation | Hydrogen | QC | Dispatch-Generation | EmissionsCost | 0 | [6 empty] | 0.49363 | 0
LCP_Inputs_ON_Electric_Howarth_2023_05_05 | 2038 | SMR CCS | Generation | Hydrogen | QC | Dispatch-Generation | FuelCost | 0 | [6 empty] | 0.49363 | 0
LCP_Inputs_ON_Electric_Howarth_2023_05_05 | 2038 | SMR CCS | Generation | Hydrogen | QC | Dispatch-Generation | VOM | 0 | [6 empty] | 0.49363 | 0
LCP_Inputs_ON_Electric_Howarth_2023_05_05 | 2038 | SMR CCS | Generation | Hydrogen | WC | Dispatch-Generation | EmissionsCost | 0 | [6 empty] | 0.49363 | 0
LCP_Inputs_ON_Electric_Howarth_2023_05_05 | 2038 | SMR CCS | Generation | Hydrogen | WC | Dispatch-Generation | FuelCost | 0 | [6 empty] | 0.49363 | 0
LCP_Inputs_ON_Electric_Howarth_2023_05_05 | 2038 | SMR CCS | Generation | Hydrogen | WC | Dispatch-Generation | VOM | 0 | [6 empty] | 0.49363 | 0
LCP_Inputs_ON_Electric_Howarth_2023_05_05 | 2038 | Solar PV | Generation | Electricity | MI | Dispatch-Generation | EmissionsCost | 0 | [6 empty] | 0.49363 | 0
LCP_Inputs_ON_Electric_Howarth_2023_05_05 | 2038 | Solar PV | Generation | Electricity | MI | Dispatch-Generation | FuelCost | 0 | [6 empty] | 0.49363 | 0
LCP_Inputs_ON_Electric_Howarth_2023_05_05 | 2038 | Solar PV | Generation | Electricity | MI | Dispatch-Generation | VOM | 0 | [6 empty] | 0.49363 | 0
LCP_Inputs_ON_Electric_Howarth_2023_05_05 | 2038 | Solar PV | Generation | Electricity | NY | Dispatch-Generation | EmissionsCost | 0 | [6 empty] | 0.49363 | 0
LCP_Inputs_ON_Electric_Howarth_2023_05_05 | 2038 | Solar PV | Generation | Electricity | NY | Dispatch-Generation | FuelCost | 0 | [6 empty] | 0.49363 | 0
LCP_Inputs_ON_Electric_Howarth_2023_05_05 | 2038 | Solar PV | Generation | Electricity | NY | Dispatch-Generation | VOM | 0 | [6 empty] | 0.49363 | 0
LCP_Inputs_ON_Electric_Howarth_2023_05_05 | 2038 | Solar PV | Generation | Electricity | ON | Dispatch-Generation | EmissionsCost | 0 | [6 empty] | 0.49363 | 0
LCP_Inputs_ON_Electric_Howarth_2023_05_05 | 2038 | Solar PV | Generation | Electricity | ON | Dispatch-Generation | FuelCost | 0 | [6 empty] | 0.49363 | 0
LCP_Inputs_ON_Electric_Howarth_2023_05_05 | 2038 | Solar PV | Generation | Electricity | ON | Dispatch-Generation | VOM | 0 | [6 empty] | 0.49363 | 0
LCP_Inputs_ON_Electric_Howarth_2023_05_05 | 2038 | Solar PV | Generation | Electricity | PJ | Dispatch-Generation | EmissionsCost | 0 | [6 empty] | 0.49363 | 0
LCP_Inputs_ON_Electric_Howarth_2023_05_05 | 2038 | Solar PV | Generation | Electricity | PJ | Dispatch-Generation | FuelCost | 0 | [6 empty] | 0.49363 | 0
LCP_Inputs_ON_Electric_Howarth_2023_05_05 | 2038 | Solar PV | Generation | Electricity | PJ | Dispatch-Generation | VOM | 0 | [6 empty] | 0.49363 | 0
LCP_Inputs_ON_Electric_Howarth_2023_05_05 | 2038 | Solar PV | Generation | Electricity | QC | Dispatch-Generation | EmissionsCost | 0 | [6 empty] | 0.49363 | 0
LCP_Inputs_ON_Electric_Howarth_2023_05_05 | 2038 | Solar PV | Generation | Electricity | QC | Dispatch-Generation | FuelCost | 0 | [6 empty] | 0.49363 | 0
LCP_Inputs_ON_Electric_Howarth_2023_05_05 | 2038 | Solar PV | Generation | Electricity | QC | Dispatch-Generation | VOM | 0 | [6 empty] | 0.49363 | 0
LCP_Inputs_ON_Electric_Howarth_2023_05_05 | 2038 | Solar PV | Generation | Electricity | WC | Dispatch-Generation | EmissionsCost | 0 | [6 empty] | 0.49363 | 0
LCP_Inputs_ON_Electric_Howarth_2023_05_05 | 2038 | Solar PV | Generation | Electricity | WC | Dispatch-Generation | FuelCost | 0 | [6 empty] | 0.49363 | 0
LCP_Inputs_ON_Electric_Howarth_2023_05_05 | 2038 | Solar PV | Generation | Electricity | WC | Dispatch-Generation | VOM | 0 | [6 empty] | 0.49363 | 0
LCP_Inputs_ON_Electric_Howarth_2023_05_05 | 2038 | Wind Offshore | Generation | Electricity | MI | Dispatch-Generation | EmissionsCost | 0 | [6 empty] | 0.49363 | 0
LCP_Inputs_ON_Electric_Howarth_2023_05_05 | 2038 | Wind Offshore | Generation | Electricity | MI | Dispatch-Generation | FuelCost | 0 | [6 empty] | 0.49363 | 0
LCP_Inputs_ON_Electric_Howarth_2023_05_05 | 2038 | Wind Offshore | Generation | Electricity | MI | Dispatch-Generation | VOM | 0 | [6 empty] | 0.49363 | 0
LCP_Inputs_ON_Electric_Howarth_2023_05_05 | 2038 | Wind Offshore | Generation | Electricity | NY | Dispatch-Generation | EmissionsCost | 0 | [6 empty] | 0.49363 | 0
LCP_Inputs_ON_Electric_Howarth_2023_05_05 | 2038 | Wind Offshore | Generation | Electricity | NY | Dispatch-Generation | FuelCost | 0 | [6 empty] | 0.49363 | 0
LCP_Inputs_ON_Electric_Howarth_2023_05_05 | 2038 | Wind Offshore | Generation | Electricity | NY | Dispatch-Generation | VOM | 0 | [6 empty] | 0.49363 | 0
LCP_Inputs_ON_Electric_Howarth_2023_05_05 | 2038 | Wind Offshore | Generation | Electricity | ON | Dispatch-Generation | EmissionsCost | 0 | [6 empty] | 0.49363 | 0
LCP_Inputs_ON_Electric_Howarth_2023_05_05 | 2038 | Wind Offshore | Generation | Electricity | ON | Dispatch-Generation | FuelCost | 0 | [6 empty] | 0.49363 | 0
LCP_Inputs_ON_Electric_Howarth_2023_05_05 | 2038 | Wind Offshore | Generation | Electricity | ON | Dispatch-Generation | VOM | 0 | [6 empty] | 0.49363 | 0
LCP_Inputs_ON_Electric_Howarth_2023_05_05 | 2038 | Wind Offshore | Generation | Electricity | PJ | Dispatch-Generation | EmissionsCost | 0 | [6 empty] | 0.49363 | 0
LCP_Inputs_ON_Electric_Howarth_2023_05_05 | 2038 | Wind Offshore | Generation | Electricity | PJ | Dispatch-Generation | FuelCost | 0 | [6 empty] | 0.49363 | 0
LCP_Inputs_ON_Electric_Howarth_2023_05_05 | 2038 | Wind Offshore | Generation | Electricity | PJ | Dispatch-Generation | VOM | 0 | [6 empty] | 0.49363 | 0
LCP_Inputs_ON_Electric_Howarth_2023_05_05 | 2038 | Wind Offshore | Generation | Electricity | QC | Dispatch-Generation | EmissionsCost | 0 | [6 empty] | 0.49363 | 0
LCP_Inputs_ON_Electric_Howarth_2023_05_05 | 2038 | Wind Offshore | Generation | Electricity | QC | Dispatch-Generation | FuelCost | 0 | [6 empty] | 0.49363 | 0
LCP_Inputs_ON_Electric_Howarth_2023_05_05 | 2038 | Wind Offshore | Generation | Electricity | QC | Dispatch-Generation | VOM | 0 | [6 empty] | 0.49363 | 0
LCP_Inputs_ON_Electric_Howarth_2023_05_05 | 2038 | Wind Offshore | Generation | Electricity | WC | Dispatch-Generation | EmissionsCost | 0 | [6 empty] | 0.49363 | 0
LCP_Inputs_ON_Electric_Howarth_2023_05_05 | 2038 | Wind Offshore | Generation | Electricity | WC | Dispatch-Generation | FuelCost | 0 | [6 empty] | 0.49363 | 0
LCP_Inputs_ON_Electric_Howarth_2023_05_05 | 2038 | Wind Offshore | Generation | Electricity | WC | Dispatch-Generation | VOM | 0 | [6 empty] | 0.49363 | 0
LCP_Inputs_ON_Electric_Howarth_2023_05_05 | 2038 | Wind Onshore | Generation | Electricity | MI | Dispatch-Generation | EmissionsCost | 0 | [6 empty] | 0.49363 | 0
LCP_Inputs_ON_Electric_Howarth_2023_05_05 | 2038 | Wind Onshore | Generation | Electricity | MI | Dispatch-Generation | FuelCost | 0 | [6 empty] | 0.49363 | 0
LCP_Inputs_ON_Electric_Howarth_2023_05_05 | 2038 | Wind Onshore | Generation | Electricity | MI | Dispatch-Generation | VOM | 0 | [6 empty] | 0.49363 | 0
LCP_Inputs_ON_Electric_Howarth_2023_05_05 | 2038 | Wind Onshore | Generation | Electricity | NY | Dispatch-Generation | EmissionsCost | 0 | [6 empty] | 0.49363 | 0
LCP_Inputs_ON_Electric_Howarth_2023_05_05 | 2038 | Wind Onshore | Generation | Electricity | NY | Dispatch-Generation | FuelCost | 0 | [6 empty] | 0.49363 | 0
LCP_Inputs_ON_Electric_Howarth_2023_05_05 | 2038 | Wind Onshore | Generation | Electricity | NY | Dispatch-Generation | VOM | 0 | [6 empty] | 0.49363 | 0
LCP_Inputs_ON_Electric_Howarth_2023_05_05 | 2038 | Wind Onshore | Generation | Electricity | ON | Dispatch-Generation | EmissionsCost | 0 | [6 empty] | 0.49363 | 0
LCP_Inputs_ON_Electric_Howarth_2023_05_05 | 2038 | Wind Onshore | Generation | Electricity | ON | Dispatch-Generation | FuelCost | 0 | [6 empty] | 0.49363 | 0
LCP_Inputs_ON_Electric_Howarth_2023_05_05 | 2038 | Wind Onshore | Generation | Electricity | ON | Dispatch-Generation | VOM | 0 | [6 empty] | 0.49363 | 0
LCP_Inputs_ON_Electric_Howarth_2023_05_05 | 2038 | Wind Onshore | Generation | Electricity | PJ | Dispatch-Generation | EmissionsCost | 0 | [6 empty] | 0.49363 | 0
LCP_Inputs_ON_Electric_Howarth_2023_05_05 | 2038 | Wind Onshore | Generation | Electricity | PJ | Dispatch-Generation | FuelCost | 0 | [6 empty] | 0.49363 | 0
LCP_Inputs_ON_Electric_Howarth_2023_05_05 | 2038 | Wind Onshore | Generation | Electricity | PJ | Dispatch-Generation | VOM | 0 | [6 empty] | 0.49363 | 0
LCP_Inputs_ON_Electric_Howarth_2023_05_05 | 2038 | Wind Onshore | Generation | Electricity | QC | Dispatch-Generation | EmissionsCost | 0 | [6 empty] | 0.49363 | 0
LCP_Inputs_ON_Electric_Howarth_2023_05_05 | 2038 | Wind Onshore | Generation | Electricity | QC | Dispatch-Generation | FuelCost | 0 | [6 empty] | 0.49363 | 0
LCP_Inputs_ON_Electric_Howarth_2023_05_05 | 2038 | Wind Onshore | Generation | Electricity | QC | Dispatch-Generation | VOM | 0 | [6 empty] | 0.49363 | 0
LCP_Inputs_ON_Electric_Howarth_2023_05_05 | 2038 | Wind Onshore | Generation | Electricity | WC | Dispatch-Generation | EmissionsCost | 0 | [6 empty] | 0.49363 | 0
LCP_Inputs_ON_Electric_Howarth_2023_05_05 | 2038 | Wind Onshore | Generation | Electricity | WC | Dispatch-Generation | FuelCost | 0 | [6 empty] | 0.49363 | 0
LCP_Inputs_ON_Electric_Howarth_2023_05_05 | 2038 | Wind Onshore | Generation | Electricity | WC | Dispatch-Generation | VOM | 0 | [6 empty] | 0.49363 | 0
LCP_Inputs_ON_Electric_Howarth_2023_05_05 | 2039 | Anaerobic Digestion | Generation | Methane | MI | Dispatch-Generation | EmissionsCost | 0 | [6 empty] | 0.47464 | 0
LCP_Inputs_ON_Electric_Howarth_2023_05_05 | 2039 | Anaerobic Digestion | Generation | Methane | MI | Dispatch-Generation | FuelCost | 0 | [6 empty] | 0.47464 | 0
LCP_Inputs_ON_Electric_Howarth_2023_05_05 | 2039 | Anaerobic Digestion | Generation | Methane | MI | Dispatch-Generation | VOM | 0 | [6 empty] | 0.47464 | 0
LCP_Inputs_ON_Electric_Howarth_2023_05_05 | 2039 | Anaerobic Digestion | Generation | Methane | NY | Dispatch-Generation | EmissionsCost | 0 | [6 empty] | 0.47464 | 0
LCP_Inputs_ON_Electric_Howarth_2023_05_05 | 2039 | Anaerobic Digestion | Generation | Methane | NY | Dispatch-Generation | FuelCost | 0 | [6 empty] | 0.47464 | 0
LCP_Inputs_ON_Electric_Howarth_2023_05_05 | 2039 | Anaerobic Digestion | Generation | Methane | NY | Dispatch-Generation | VOM | 0 | [6 empty] | 0.47464 | 0
LCP_Inputs_ON_Electric_Howarth_2023_05_05 | 2039 | Anaerobic Digestion | Generation | Methane | ON | Dispatch-Generation | EmissionsCost | 0 | [6 empty] | 0.47464 | 0
LCP_Inputs_ON_Electric_Howarth_2023_05_05 | 2039 | Anaerobic Digestion | Generation | Methane | ON | Dispatch-Generation | FuelCost | 0 | [6 empty] | 0.47464 | 0
LCP_Inputs_ON_Electric_Howarth_2023_05_05 | 2039 | Anaerobic Digestion | Generation | Methane | ON | Dispatch-Generation | VOM | 0 | [6 empty] | 0.47464 | 0
LCP_Inputs_ON_Electric_Howarth_2023_05_05 | 2039 | Anaerobic Digestion | Generation | Methane | PJ | Dispatch-Generation | EmissionsCost | 0 | [6 empty] | 0.47464 | 0
LCP_Inputs_ON_Electric_Howarth_2023_05_05 | 2039 | Anaerobic Digestion | Generation | Methane | PJ | Dispatch-Generation | FuelCost | 0 | [6 empty] | 0.47464 | 0
LCP_Inputs_ON_Electric_Howarth_2023_05_05 | 2039 | Anaerobic Digestion | Generation | Methane | PJ | Dispatch-Generation | VOM | 0 | [6 empty] | 0.47464 | 0
LCP_Inputs_ON_Electric_Howarth_2023_05_05 | 2039 | Anaerobic Digestion | Generation | Methane | QC | Dispatch-Generation | EmissionsCost | 0 | [6 empty] | 0.47464 | 0
LCP_Inputs_ON_Electric_Howarth_2023_05_05 | 2039 | Anaerobic Digestion | Generation | Methane | QC | Dispatch-Generation | FuelCost | 0 | [6 empty] | 0.47464 | 0
LCP_Inputs_ON_Electric_Howarth_2023_05_05 | 2039 | Anaerobic Digestion | Generation | Methane | QC | Dispatch-Generation | VOM | 0 | [6 empty] | 0.47464 | 0
LCP_Inputs_ON_Electric_Howarth_2023_05_05 | 2039 | Anaerobic Digestion | Generation | Methane | WC | Dispatch-Generation | EmissionsCost | 0 | [6 empty] | 0.47464 | 0
LCP_Inputs_ON_Electric_Howarth_2023_05_05 | 2039 | Anaerobic Digestion | Generation | Methane | WC | Dispatch-Generation | FuelCost | 0 | [6 empty] | 0.47464 | 0
LCP_Inputs_ON_Electric_Howarth_2023_05_05 | 2039 | Anaerobic Digestion | Generation | Methane | WC | Dispatch-Generation | VOM | 0 | [6 empty] | 0.47464 | 0
LCP_Inputs_ON_Electric_Howarth_2023_05_05 | 2039 | Battery Storage | Storage | Electricity | MI | Dispatch-Storage | EmissionsCost | 0 | [6 empty] | 0.47464 | 0
LCP_Inputs_ON_Electric_Howarth_2023_05_05 | 2039 | Battery Storage | Storage | Electricity | MI | Dispatch-Storage | FuelCost | 0 | [6 empty] | 0.47464 | 0
LCP_Inputs_ON_Electric_Howarth_2023_05_05 | 2039 | Battery Storage | Storage | Electricity | MI | Dispatch-Storage | VOM | 0 | [6 empty] | 0.47464 | 0
LCP_Inputs_ON_Electric_Howarth_2023_05_05 | 2039 | Battery Storage | Storage | Electricity | NY | Dispatch-Storage | EmissionsCost | 0 | [6 empty] | 0.47464 | 0
LCP_Inputs_ON_Electric_Howarth_2023_05_05 | 2039 | Battery Storage | Storage | Electricity | NY | Dispatch-Storage | FuelCost | 0 | [6 empty] | 0.47464 | 0
LCP_Inputs_ON_Electric_Howarth_2023_05_05 | 2039 | Battery Storage | Storage | Electricity | NY | Dispatch-Storage | VOM | 0 | [6 empty] | 0.47464 | 0
LCP_Inputs_ON_Electric_Howarth_2023_05_05 | 2039 | Battery Storage | Storage | Electricity | ON | Dispatch-Storage | EmissionsCost | 0 | [6 empty] | 0.47464 | 0
LCP_Inputs_ON_Electric_Howarth_2023_05_05 | 2039 | Battery Storage | Storage | Electricity | ON | Dispatch-Storage | FuelCost | 0 | [6 empty] | 0.47464 | 0
LCP_Inputs_ON_Electric_Howarth_2023_05_05 | 2039 | Battery Storage | Storage | Electricity | ON | Dispatch-Storage | VOM | 0 | [6 empty] | 0.47464 | 0
LCP_Inputs_ON_Electric_Howarth_2023_05_05 | 2039 | Battery Storage | Storage | Electricity | PJ | Dispatch-Storage | EmissionsCost | 0 | [6 empty] | 0.47464 | 0
LCP_Inputs_ON_Electric_Howarth_2023_05_05 | 2039 | Battery Storage | Storage | Electricity | PJ | Dispatch-Storage | FuelCost | 0 | [6 empty] | 0.47464 | 0
LCP_Inputs_ON_Electric_Howarth_2023_05_05 | 2039 | Battery Storage | Storage | Electricity | PJ | Dispatch-Storage | VOM | 0 | [6 empty] | 0.47464 | 0
LCP_Inputs_ON_Electric_Howarth_2023_05_05 | 2039 | Battery Storage | Storage | Electricity | QC | Dispatch-Storage | EmissionsCost | 0 | [6 empty] | 0.47464 | 0
LCP_Inputs_ON_Electric_Howarth_2023_05_05 | 2039 | Battery Storage | Storage | Electricity | QC | Dispatch-Storage | FuelCost | 0 | [6 empty] | 0.47464 | 0
LCP_Inputs_ON_Electric_Howarth_2023_05_05 | 2039 | Battery Storage | Storage | Electricity | QC | Dispatch-Storage | VOM | 0 | [6 empty] | 0.47464 | 0
LCP_Inputs_ON_Electric_Howarth_2023_05_05 | 2039 | Battery Storage | Storage | Electricity | WC | Dispatch-Storage | EmissionsCost | 0 | [6 empty] | 0.47464 | 0
LCP_Inputs_ON_Electric_Howarth_2023_05_05 | 2039 | Battery Storage | Storage | Electricity | WC | Dispatch-Storage | FuelCost | 0 | [6 empty] | 0.47464 | 0
LCP_Inputs_ON_Electric_Howarth_2023_05_05 | 2039 | Battery Storage | Storage | Electricity | WC | Dispatch-Storage | VOM | 0 | [6 empty] | 0.47464 | 0
LCP_Inputs_ON_Electric_Howarth_2023_05_05 | 2039 | Biomass | Generation | Electricity | MI | Dispatch-Generation | EmissionsCost | 0 | [6 empty] | 0.47464 | 0
LCP_Inputs_ON_Electric_Howarth_2023_05_05 | 2039 | Biomass | Generation | Electricity | MI | Dispatch-Generation | FuelCost | 0 | [6 empty] | 0.47464 | 0
LCP_Inputs_ON_Electric_Howarth_2023_05_05 | 2039 | Biomass | Generation | Electricity | MI | Dispatch-Generation | VOM | 0 | [6 empty] | 0.47464 | 0
LCP_Inputs_ON_Electric_Howarth_2023_05_05 | 2039 | Biomass | Generation | Electricity | NY | Dispatch-Generation | EmissionsCost | 0 | [6 empty] | 0.47464 | 0
LCP_Inputs_ON_Electric_Howarth_2023_05_05 | 2039 | Biomass | Generation | Electricity | NY | Dispatch-Generation | FuelCost | 0 | [6 empty] | 0.47464 | 0
LCP_Inputs_ON_Electric_Howarth_2023_05_05 | 2039 | Biomass | Generation | Electricity | NY | Dispatch-Generation | VOM | 0 | [6 empty] | 0.47464 | 0
LCP_Inputs_ON_Electric_Howarth_2023_05_05 | 2039 | Biomass | Generation | Electricity | ON | Dispatch-Generation | EmissionsCost | 0 | [6 empty] | 0.47464 | 0
LCP_Inputs_ON_Electric_Howarth_2023_05_05 | 2039 | Biomass | Generation | Electricity | ON | Dispatch-Generation | FuelCost | 2498962.9091 | [6 empty] | 0.47464 | 1186113.8128
LCP_Inputs_ON_Electric_Howarth_2023_05_05 | 2039 | Biomass | Generation | Electricity | ON | Dispatch-Generation | VOM | 32070.024 | [6 empty] | 0.47464 | 15221.7939
LCP_Inputs_ON_Electric_Howarth_2023_05_05 | 2039 | Biomass | Generation | Electricity | PJ | Dispatch-Generation | EmissionsCost | 0 | [6 empty] | 0.47464 | 0
LCP_Inputs_ON_Electric_Howarth_2023_05_05 | 2039 | Biomass | Generation | Electricity | PJ | Dispatch-Generation | FuelCost | 0 | [6 empty] | 0.47464 | 0
LCP_Inputs_ON_Electric_Howarth_2023_05_05 | 2039 | Biomass | Generation | Electricity | PJ | Dispatch-Generation | VOM | 0 | [6 empty] | 0.47464 | 0
LCP_Inputs_ON_Electric_Howarth_2023_05_05 | 2039 | Biomass | Generation | Electricity | QC | Dispatch-Generation | EmissionsCost | 0 | [6 empty] | 0.47464 | 0
LCP_Inputs_ON_Electric_Howarth_2023_05_05 | 2039 | Biomass | Generation | Electricity | QC | Dispatch-Generation | FuelCost | 468241.9815 | [6 empty] | 0.47464 | 222247.5092
LCP_Inputs_ON_Electric_Howarth_2023_05_05 | 2039 | Biomass | Generation | Electricity | QC | Dispatch-Generation | VOM | 6009.1054 | [6 empty] | 0.47464 | 2852.1764
LCP_Inputs_ON_Electric_Howarth_2023_05_05 | 2039 | Biomass | Generation | Electricity | WC | Dispatch-Generation | EmissionsCost | 0 | [6 empty] | 0.47464 | 0
LCP_Inputs_ON_Electric_Howarth_2023_05_05 | 2039 | Biomass | Generation | Electricity | WC | Dispatch-Generation | FuelCost | 0 | [6 empty] | 0.47464 | 0
LCP_Inputs_ON_Electric_Howarth_2023_05_05 | 2039 | Biomass | Generation | Electricity | WC | Dispatch-Generation | VOM | 0 | [6 empty] | 0.47464 | 0
LCP_Inputs_ON_Electric_Howarth_2023_05_05 | 2039 | Biomass + CCS | Generation | Electricity | MI | Dispatch-Generation | EmissionsCost | 0 | [6 empty] | 0.47464 | 0
LCP_Inputs_ON_Electric_Howarth_2023_05_05 | 2039 | Biomass + CCS | Generation | Electricity | MI | Dispatch-Generation | FuelCost | 0 | [6 empty] | 0.47464 | 0
LCP_Inputs_ON_Electric_Howarth_2023_05_05 | 2039 | Biomass + CCS | Generation | Electricity | MI | Dispatch-Generation | VOM | 0 | [6 empty] | 0.47464 | 0
LCP_Inputs_ON_Electric_Howarth_2023_05_05 | 2039 | Biomass + CCS | Generation | Electricity | NY | Dispatch-Generation | EmissionsCost | 0 | [6 empty] | 0.47464 | 0
LCP_Inputs_ON_Electric_Howarth_2023_05_05 | 2039 | Biomass + CCS | Generation | Electricity | NY | Dispatch-Generation | FuelCost | 0 | [6 empty] | 0.47464 | 0
LCP_Inputs_ON_Electric_Howarth_2023_05_05 | 2039 | Biomass + CCS | Generation | Electricity | NY | Dispatch-Generation | VOM | 0 | [6 empty] | 0.47464 | 0
LCP_Inputs_ON_Electric_Howarth_2023_05_05 | 2039 | Biomass + CCS | Generation | Electricity | ON | Dispatch-Generation | EmissionsCost | 0 | [6 empty] | 0.47464 | 0
LCP_Inputs_ON_Electric_Howarth_2023_05_05 | 2039 | Biomass + CCS | Generation | Electricity | ON | Dispatch-Generation | FuelCost | 0 | [6 empty] | 0.47464 | 0
LCP_Inputs_ON_Electric_Howarth_2023_05_05 | 2039 | Biomass + CCS | Generation | Electricity | ON | Dispatch-Generation | VOM | 0 | [6 empty] | 0.47464 | 0
LCP_Inputs_ON_Electric_Howarth_2023_05_05 | 2039 | Biomass + CCS | Generation | Electricity | PJ | Dispatch-Generation | EmissionsCost | 0 | [6 empty] | 0.47464 | 0
LCP_Inputs_ON_Electric_Howarth_2023_05_05 | 2039 | Biomass + CCS | Generation | Electricity | PJ | Dispatch-Generation | FuelCost | 0 | [6 empty] | 0.47464 | 0
LCP_Inputs_ON_Electric_Howarth_2023_05_05 | 2039 | Biomass + CCS | Generation | Electricity | PJ | Dispatch-Generation | VOM | 0 | [6 empty] | 0.47464 | 0
LCP_Inputs_ON_Electric_Howarth_2023_05_05 | 2039 | Biomass + CCS | Generation | Electricity | QC | Dispatch-Generation | EmissionsCost | 0 | [6 empty] | 0.47464 | 0
LCP_Inputs_ON_Electric_Howarth_2023_05_05 | 2039 | Biomass + CCS | Generation | Electricity | QC | Dispatch-Generation | FuelCost | 0 | [6 empty] | 0.47464 | 0
LCP_Inputs_ON_Electric_Howarth_2023_05_05 | 2039 | Biomass + CCS | Generation | Electricity | QC | Dispatch-Generation | VOM | 0 | [6 empty] | 0.47464 | 0
LCP_Inputs_ON_Electric_Howarth_2023_05_05 | 2039 | Biomass + CCS | Generation | Electricity | WC | Dispatch-Generation | EmissionsCost | 0 | [6 empty] | 0.47464 | 0
LCP_Inputs_ON_Electric_Howarth_2023_05_05 | 2039 | Biomass + CCS | Generation | Electricity | WC | Dispatch-Generation | FuelCost | 0 | [6 empty] | 0.47464 | 0
LCP_Inputs_ON_Electric_Howarth_2023_05_05 | 2039 | Biomass + CCS | Generation | Electricity | WC | Dispatch-Generation | VOM | 0 | [6 empty] | 0.47464 | 0
LCP_Inputs_ON_Electric_Howarth_2023_05_05 | 2039 | CH4 + CCS | Generation | Methane | MI | Dispatch-Generation | EmissionsCost | 0 | [6 empty] | 0.47464 | 0
LCP_Inputs_ON_Electric_Howarth_2023_05_05 | 2039 | CH4 + CCS | Generation | Methane | MI | Dispatch-Generation | FuelCost | 0 | [6 empty] | 0.47464 | 0
LCP_Inputs_ON_Electric_Howarth_2023_05_05 | 2039 | CH4 + CCS | Generation | Methane | MI | Dispatch-Generation | VOM | 0 | [6 empty] | 0.47464 | 0
LCP_Inputs_ON_Electric_Howarth_2023_05_05 | 2039 | CH4 + CCS | Generation | Methane | NY | Dispatch-Generation | EmissionsCost | 0 | [6 empty] | 0.47464 | 0
LCP_Inputs_ON_Electric_Howarth_2023_05_05 | 2039 | CH4 + CCS | Generation | Methane | NY | Dispatch-Generation | FuelCost | 0 | [6 empty] | 0.47464 | 0
LCP_Inputs_ON_Electric_Howarth_2023_05_05 | 2039 | CH4 + CCS | Generation | Methane | NY | Dispatch-Generation | VOM | 0 | [6 empty] | 0.47464 | 0
LCP_Inputs_ON_Electric_Howarth_2023_05_05 | 2039 | CH4 + CCS | Generation | Methane | ON | Dispatch-Generation | EmissionsCost | 0 | [6 empty] | 0.47464 | 0
LCP_Inputs_ON_Electric_Howarth_2023_05_05 | 2039 | CH4 + CCS | Generation | Methane | ON | Dispatch-Generation | FuelCost | 0 | [6 empty] | 0.47464 | 0
LCP_Inputs_ON_Electric_Howarth_2023_05_05 | 2039 | CH4 + CCS | Generation | Methane | ON | Dispatch-Generation | VOM | 0 | [6 empty] | 0.47464 | 0
LCP_Inputs_ON_Electric_Howarth_2023_05_05 | 2039 | CH4 + CCS | Generation | Methane | PJ | Dispatch-Generation | EmissionsCost | 0 | [6 empty] | 0.47464 | 0
LCP_Inputs_ON_Electric_Howarth_2023_05_05 | 2039 | CH4 + CCS | Generation | Methane | PJ | Dispatch-Generation | FuelCost | 0 | [6 empty] | 0.47464 | 0
LCP_Inputs_ON_Electric_Howarth_2023_05_05 | 2039 | CH4 + CCS | Generation | Methane | PJ | Dispatch-Generation | VOM | 0 | [6 empty] | 0.47464 | 0
LCP_Inputs_ON_Electric_Howarth_2023_05_05 | 2039 | CH4 + CCS | Generation | Methane | QC | Dispatch-Generation | EmissionsCost | 0 | [6 empty] | 0.47464 | 0
LCP_Inputs_ON_Electric_Howarth_2023_05_05 | 2039 | CH4 + CCS | Generation | Methane | QC | Dispatch-Generation | FuelCost | 0 | [6 empty] | 0.47464 | 0
LCP_Inputs_ON_Electric_Howarth_2023_05_05 | 2039 | CH4 + CCS | Generation | Methane | QC | Dispatch-Generation | VOM | 0 | [6 empty] | 0.47464 | 0
LCP_Inputs_ON_Electric_Howarth_2023_05_05 | 2039 | CH4 + CCS | Generation | Methane | WC | Dispatch-Generation | EmissionsCost | 0 | [6 empty] | 0.47464 | 0
LCP_Inputs_ON_Electric_Howarth_2023_05_05 | 2039 | CH4 + CCS | Generation | Methane | WC | Dispatch-Generation | FuelCost | 0 | [6 empty] | 0.47464 | 0
LCP_Inputs_ON_Electric_Howarth_2023_05_05 | 2039 | CH4 + CCS | Generation | Methane | WC | Dispatch-Generation | VOM | 0 | [6 empty] | 0.47464 | 0
LCP_Inputs_ON_Electric_Howarth_2023_05_05 | 2039 | CH4 Import - NY 2020 | Import | Methane | MI | Dispatch-Import | EmissionsCost | 0 | [6 empty] | 0.47464 | 0
LCP_Inputs_ON_Electric_Howarth_2023_05_05 | 2039 | CH4 Import - NY 2020 | Import | Methane | MI | Dispatch-Import | FuelCost | 0 | [6 empty] | 0.47464 | 0
LCP_Inputs_ON_Electric_Howarth_2023_05_05 | 2039 | CH4 Import - NY 2020 | Import | Methane | MI | Dispatch-Import | VOM | 0 | [6 empty] | 0.47464 | 0
LCP_Inputs_ON_Electric_Howarth_2023_05_05 | 2039 | CH4 Import - NY 2020 | Import | Methane | NY | Dispatch-Import | EmissionsCost | 0 | [6 empty] | 0.47464 | 0
LCP_Inputs_ON_Electric_Howarth_2023_05_05 | 2039 | CH4 Import - NY 2020 | Import | Methane | NY | Dispatch-Import | FuelCost | 0 | [6 empty] | 0.47464 | 0
LCP_Inputs_ON_Electric_Howarth_2023_05_05 | 2039 | CH4 Import - NY 2020 | Import | Methane | NY | Dispatch-Import | VOM | 0 | [6 empty] | 0.47464 | 0
LCP_Inputs_ON_Electric_Howarth_2023_05_05 | 2039 | CH4 Import - NY 2020 | Import | Methane | ON | Dispatch-Import | EmissionsCost | 0 | [6 empty] | 0.47464 | 0
LCP_Inputs_ON_Electric_Howarth_2023_05_05 | 2039 | CH4 Import - NY 2020 | Import | Methane | ON | Dispatch-Import | FuelCost | 0 | [6 empty] | 0.47464 | 0
LCP_Inputs_ON_Electric_Howarth_2023_05_05 | 2039 | CH4 Import - NY 2020 | Import | Methane | ON | Dispatch-Import | VOM | 0 | [6 empty] | 0.47464 | 0
LCP_Inputs_ON_Electric_Howarth_2023_05_05 | 2039 | CH4 Import - NY 2020 | Import | Methane | PJ | Dispatch-Import | EmissionsCost | 0 | [6 empty] | 0.47464 | 0
LCP_Inputs_ON_Electric_Howarth_2023_05_05 | 2039 | CH4 Import - NY 2020 | Import | Methane | PJ | Dispatch-Import | FuelCost | 0 | [6 empty] | 0.47464 | 0
LCP_Inputs_ON_Electric_Howarth_2023_05_05 | 2039 | CH4 Import - NY 2020 | Import | Methane | PJ | Dispatch-Import | VOM | 0 | [6 empty] | 0.47464 | 0
LCP_Inputs_ON_Electric_Howarth_2023_05_05 | 2039 | CH4 Import - NY 2020 | Import | Methane | QC | Dispatch-Import | EmissionsCost | 0 | [6 empty] | 0.47464 | 0
LCP_Inputs_ON_Electric_Howarth_2023_05_05 | 2039 | CH4 Import - NY 2020 | Import | Methane | QC | Dispatch-Import | FuelCost | 0 | [6 empty] | 0.47464 | 0
LCP_Inputs_ON_Electric_Howarth_2023_05_05 | 2039 | CH4 Import - NY 2020 | Import | Methane | QC | Dispatch-Import | VOM | 0 | [6 empty] | 0.47464 | 0
LCP_Inputs_ON_Electric_Howarth_2023_05_05 | 2039 | CH4 Import - NY 2020 | Import | Methane | WC | Dispatch-Import | EmissionsCost | 0 | [6 empty] | 0.47464 | 0
LCP_Inputs_ON_Electric_Howarth_2023_05_05 | 2039 | CH4 Import - NY 2020 | Import | Methane | WC | Dispatch-Import | FuelCost | 0 | [6 empty] | 0.47464 | 0
LCP_Inputs_ON_Electric_Howarth_2023_05_05 | 2039 | CH4 Import - NY 2020 | Import | Methane | WC | Dispatch-Import | VOM | 0 | [6 empty] | 0.47464 | 0
LCP_Inputs_ON_Electric_Howarth_2023_05_05 | 2039 | CH4 Import - NY 2030 | Import | Methane | MI | Dispatch-Import | EmissionsCost | 0 | [6 empty] | 0.47464 | 0
LCP_Inputs_ON_Electric_Howarth_2023_05_05 | 2039 | CH4 Import - NY 2030 | Import | Methane | MI | Dispatch-Import | FuelCost | 0 | [6 empty] | 0.47464 | 0
LCP_Inputs_ON_Electric_Howarth_2023_05_05 | 2039 | CH4 Import - NY 2030 | Import | Methane | MI | Dispatch-Import | VOM | 0 | [6 empty] | 0.47464 | 0
LCP_Inputs_ON_Electric_Howarth_2023_05_05 | 2039 | CH4 Import - NY 2030 | Import | Methane | NY | Dispatch-Import | EmissionsCost | 2371206202.7872 | [6 empty] | 0.47464 | 1125475060.0118
LCP_Inputs_ON_Electric_Howarth_2023_05_05 | 2039 | CH4 Import - NY 2030 | Import | Methane | NY | Dispatch-Import | FuelCost | 644356120.8267 | [6 empty] | 0.47464 | 305838751.1402
LCP_Inputs_ON_Electric_Howarth_2023_05_05 | 2039 | CH4 Import - NY 2030 | Import | Methane | NY | Dispatch-Import | VOM | 0 | [6 empty] | 0.47464 | 0
LCP_Inputs_ON_Electric_Howarth_2023_05_05 | 2039 | CH4 Import - NY 2030 | Import | Methane | ON | Dispatch-Import | EmissionsCost | 0 | [6 empty] | 0.47464 | 0
LCP_Inputs_ON_Electric_Howarth_2023_05_05 | 2039 | CH4 Import - NY 2030 | Import | Methane | ON | Dispatch-Import | FuelCost | 0 | [6 empty] | 0.47464 | 0
LCP_Inputs_ON_Electric_Howarth_2023_05_05 | 2039 | CH4 Import - NY 2030 | Import | Methane | ON | Dispatch-Import | VOM | 0 | [6 empty] | 0.47464 | 0
LCP_Inputs_ON_Electric_Howarth_2023_05_05 | 2039 | CH4 Import - NY 2030 | Import | Methane | PJ | Dispatch-Import | EmissionsCost | 0 | [6 empty] | 0.47464 | 0
LCP_Inputs_ON_Electric_Howarth_2023_05_05 | 2039 | CH4 Import - NY 2030 | Import | Methane | PJ | Dispatch-Import | FuelCost | 0 | [6 empty] | 0.47464 | 0
LCP_Inputs_ON_Electric_Howarth_2023_05_05 | 2039 | CH4 Import - NY 2030 | Import | Methane | PJ | Dispatch-Import | VOM | 0 | [6 empty] | 0.47464 | 0
LCP_Inputs_ON_Electric_Howarth_2023_05_05 | 2039 | CH4 Import - NY 2030 | Import | Methane | QC | Dispatch-Import | EmissionsCost | 0 | [6 empty] | 0.47464 | 0
LCP_Inputs_ON_Electric_Howarth_2023_05_05 | 2039 | CH4 Import - NY 2030 | Import | Methane | QC | Dispatch-Import | FuelCost | 0 | [6 empty] | 0.47464 | 0
LCP_Inputs_ON_Electric_Howarth_2023_05_05 | 2039 | CH4 Import - NY 2030 | Import | Methane | QC | Dispatch-Import | VOM | 0 | [6 empty] | 0.47464 | 0
LCP_Inputs_ON_Electric_Howarth_2023_05_05 | 2039 | CH4 Import - NY 2030 | Import | Methane | WC | Dispatch-Import | EmissionsCost | 0 | [6 empty] | 0.47464 | 0
LCP_Inputs_ON_Electric_Howarth_2023_05_05 | 2039 | CH4 Import - NY 2030 | Import | Methane | WC | Dispatch-Import | FuelCost | 0 | [6 empty] | 0.47464 | 0
LCP_Inputs_ON_Electric_Howarth_2023_05_05 | 2039 | CH4 Import - NY 2030 | Import | Methane | WC | Dispatch-Import | VOM | 0 | [6 empty] | 0.47464 | 0
LCP_Inputs_ON_Electric_Howarth_2023_05_05 | 2039 | CH4 Import - NY 2040 | Import | Methane | MI | Dispatch-Import | EmissionsCost | 0 | [6 empty] | 0.47464 | 0
LCP_Inputs_ON_Electric_Howarth_2023_05_05 | 2039 | CH4 Import - NY 2040 | Import | Methane | MI | Dispatch-Import | FuelCost | 0 | [6 empty] | 0.47464 | 0
LCP_Inputs_ON_Electric_Howarth_2023_05_05 | 2039 | CH4 Import - NY 2040 | Import | Methane | MI | Dispatch-Import | VOM | 0 | [6 empty] | 0.47464 | 0
LCP_Inputs_ON_Electric_Howarth_2023_05_05 | 2039 | CH4 Import - NY 2040 | Import | Methane | NY | Dispatch-Import | EmissionsCost | 0 | [6 empty] | 0.47464 | 0
LCP_Inputs_ON_Electric_Howarth_2023_05_05 | 2039 | CH4 Import - NY 2040 | Import | Methane | NY | Dispatch-Import | FuelCost | 0 | [6 empty] | 0.47464 | 0
LCP_Inputs_ON_Electric_Howarth_2023_05_05 | 2039 | CH4 Import - NY 2040 | Import | Methane | NY | Dispatch-Import | VOM | 0 | [6 empty] | 0.47464 | 0
LCP_Inputs_ON_Electric_Howarth_2023_05_05 | 2039 | CH4 Import - NY 2040 | Import | Methane | ON | Dispatch-Import | EmissionsCost | 0 | [6 empty] | 0.47464 | 0
LCP_Inputs_ON_Electric_Howarth_2023_05_05 | 2039 | CH4 Import - NY 2040 | Import | Methane | ON | Dispatch-Import | FuelCost | 0 | [6 empty] | 0.47464 | 0
LCP_Inputs_ON_Electric_Howarth_2023_05_05 | 2039 | CH4 Import - NY 2040 | Import | Methane | ON | Dispatch-Import | VOM | 0 | [6 empty] | 0.47464 | 0
LCP_Inputs_ON_Electric_Howarth_2023_05_05 | 2039 | CH4 Import - NY 2040 | Import | Methane | PJ | Dispatch-Import | EmissionsCost | 0 | [6 empty] | 0.47464 | 0
LCP_Inputs_ON_Electric_Howarth_2023_05_05 | 2039 | CH4 Import - NY 2040 | Import | Methane | PJ | Dispatch-Import | FuelCost | 0 | [6 empty] | 0.47464 | 0
LCP_Inputs_ON_Electric_Howarth_2023_05_05 | 2039 | CH4 Import - NY 2040 | Import | Methane | PJ | Dispatch-Import | VOM | 0 | [6 empty] | 0.47464 | 0
LCP_Inputs_ON_Electric_Howarth_2023_05_05 | 2039 | CH4 Import - NY 2040 | Import | Methane | QC | Dispatch-Import | EmissionsCost | 0 | [6 empty] | 0.47464 | 0
LCP_Inputs_ON_Electric_Howarth_2023_05_05 | 2039 | CH4 Import - NY 2040 | Import | Methane | QC | Dispatch-Import | FuelCost | 0 | [6 empty] | 0.47464 | 0
LCP_Inputs_ON_Electric_Howarth_2023_05_05 | 2039 | CH4 Import - NY 2040 | Import | Methane | QC | Dispatch-Import | VOM | 0 | [6 empty] | 0.47464 | 0
LCP_Inputs_ON_Electric_Howarth_2023_05_05 | 2039 | CH4 Import - NY 2040 | Import | Methane | WC | Dispatch-Import | EmissionsCost | 0 | [6 empty] | 0.47464 | 0
LCP_Inputs_ON_Electric_Howarth_2023_05_05 | 2039 | CH4 Import - NY 2040 | Import | Methane | WC | Dispatch-Import | FuelCost | 0 | [6 empty] | 0.47464 | 0
LCP_Inputs_ON_Electric_Howarth_2023_05_05 | 2039 | CH4 Import - NY 2040 | Import | Methane | WC | Dispatch-Import | VOM | 0 | [6 empty] | 0.47464 | 0
LCP_Inputs_ON_Electric_Howarth_2023_05_05 | 2039 | CH4 Import - NY 2050 | Import | Methane | MI | Dispatch-Import | EmissionsCost | 0 | [6 empty] | 0.47464 | 0
LCP_Inputs_ON_Electric_Howarth_2023_05_05 | 2039 | CH4 Import - NY 2050 | Import | Methane | MI | Dispatch-Import | FuelCost | 0 | [6 empty] | 0.47464 | 0
LCP_Inputs_ON_Electric_Howarth_2023_05_05 | 2039 | CH4 Import - NY 2050 | Import | Methane | MI | Dispatch-Import | VOM | 0 | [6 empty] | 0.47464 | 0
LCP_Inputs_ON_Electric_Howarth_2023_05_05 | 2039 | CH4 Import - NY 2050 | Import | Methane | NY | Dispatch-Import | EmissionsCost | 0 | [6 empty] | 0.47464 | 0
LCP_Inputs_ON_Electric_Howarth_2023_05_05 | 2039 | CH4 Import - NY 2050 | Import | Methane | NY | Dispatch-Import | FuelCost | 0 | [6 empty] | 0.47464 | 0
LCP_Inputs_ON_Electric_Howarth_2023_05_05 | 2039 | CH4 Import - NY 2050 | Import | Methane | NY | Dispatch-Import | VOM | 0 | [6 empty] | 0.47464 | 0
LCP_Inputs_ON_Electric_Howarth_2023_05_05 | 2039 | CH4 Import - NY 2050 | Import | Methane | ON | Dispatch-Import | EmissionsCost | 0 | [6 empty] | 0.47464 | 0
LCP_Inputs_ON_Electric_Howarth_2023_05_05 | 2039 | CH4 Import - NY 2050 | Import | Methane | ON | Dispatch-Import | FuelCost | 0 | [6 empty] | 0.47464 | 0
LCP_Inputs_ON_Electric_Howarth_2023_05_05 | 2039 | CH4 Import - NY 2050 | Import | Methane | ON | Dispatch-Import | VOM | 0 | [6 empty] | 0.47464 | 0
LCP_Inputs_ON_Electric_Howarth_2023_05_05 | 2039 | CH4 Import - NY 2050 | Import | Methane | PJ | Dispatch-Import | EmissionsCost | 0 | [6 empty] | 0.47464 | 0
LCP_Inputs_ON_Electric_Howarth_2023_05_05 | 2039 | CH4 Import - NY 2050 | Import | Methane | PJ | Dispatch-Import | FuelCost | 0 | [6 empty] | 0.47464 | 0
LCP_Inputs_ON_Electric_Howarth_2023_05_05 | 2039 | CH4 Import - NY 2050 | Import | Methane | PJ | Dispatch-Import | VOM | 0 | [6 empty] | 0.47464 | 0
LCP_Inputs_ON_Electric_Howarth_2023_05_05 | 2039 | CH4 Import - NY 2050 | Import | Methane | QC | Dispatch-Import | EmissionsCost | 0 | [6 empty] | 0.47464 | 0
LCP_Inputs_ON_Electric_Howarth_2023_05_05 | 2039 | CH4 Import - NY 2050 | Import | Methane | QC | Dispatch-Import | FuelCost | 0 | [6 empty] | 0.47464 | 0
LCP_Inputs_ON_Electric_Howarth_2023_05_05 | 2039 | CH4 Import - NY 2050 | Import | Methane | QC | Dispatch-Import | VOM | 0 | [6 empty] | 0.47464 | 0
LCP_Inputs_ON_Electric_Howarth_2023_05_05 | 2039 | CH4 Import - NY 2050 | Import | Methane | WC | Dispatch-Import | EmissionsCost | 0 | [6 empty] | 0.47464 | 0
LCP_Inputs_ON_Electric_Howarth_2023_05_05 | 2039 | CH4 Import - NY 2050 | Import | Methane | WC | Dispatch-Import | FuelCost | 0 | [6 empty] | 0.47464 | 0
LCP_Inputs_ON_Electric_Howarth_2023_05_05 | 2039 | CH4 Import - NY 2050 | Import | Methane | WC | Dispatch-Import | VOM | 0 | [6 empty] | 0.47464 | 0
LCP_Inputs_ON_Electric_Howarth_2023_05_05 | 2039 | CH4 Import - WC 2020 | Import | Methane | MI | Dispatch-Import | EmissionsCost | 0 | [6 empty] | 0.47464 | 0
LCP_Inputs_ON_Electric_Howarth_2023_05_05 | 2039 | CH4 Import - WC 2020 | Import | Methane | MI | Dispatch-Import | FuelCost | 0 | [6 empty] | 0.47464 | 0
LCP_Inputs_ON_Electric_Howarth_2023_05_05 | 2039 | CH4 Import - WC 2020 | Import | Methane | MI | Dispatch-Import | VOM | 0 | [6 empty] | 0.47464 | 0
LCP_Inputs_ON_Electric_Howarth_2023_05_05 | 2039 | CH4 Import - WC 2020 | Import | Methane | NY | Dispatch-Import | EmissionsCost | 0 | [6 empty] | 0.47464 | 0
LCP_Inputs_ON_Electric_Howarth_2023_05_05 | 2039 | CH4 Import - WC 2020 | Import | Methane | NY | Dispatch-Import | FuelCost | 0 | [6 empty] | 0.47464 | 0
LCP_Inputs_ON_Electric_Howarth_2023_05_05 | 2039 | CH4 Import - WC 2020 | Import | Methane | NY | Dispatch-Import | VOM | 0 | [6 empty] | 0.47464 | 0
LCP_Inputs_ON_Electric_Howarth_2023_05_05 | 2039 | CH4 Import - WC 2020 | Import | Methane | ON | Dispatch-Import | EmissionsCost | 0 | [6 empty] | 0.47464 | 0
LCP_Inputs_ON_Electric_Howarth_2023_05_05 | 2039 | CH4 Import - WC 2020 | Import | Methane | ON | Dispatch-Import | FuelCost | 0 | [6 empty] | 0.47464 | 0
LCP_Inputs_ON_Electric_Howarth_2023_05_05 | 2039 | CH4 Import - WC 2020 | Import | Methane | ON | Dispatch-Import | VOM | 0 | [6 empty] | 0.47464 | 0
LCP_Inputs_ON_Electric_Howarth_2023_05_05 | 2039 | CH4 Import - WC 2020 | Import | Methane | PJ | Dispatch-Import | EmissionsCost | 0 | [6 empty] | 0.47464 | 0
LCP_Inputs_ON_Electric_Howarth_2023_05_05 | 2039 | CH4 Import - WC 2020 | Import | Methane | PJ | Dispatch-Import | FuelCost | 0 | [6 empty] | 0.47464 | 0
LCP_Inputs_ON_Electric_Howarth_2023_05_05 | 2039 | CH4 Import - WC 2020 | Import | Methane | PJ | Dispatch-Import | VOM | 0 | [6 empty] | 0.47464 | 0
LCP_Inputs_ON_Electric_Howarth_2023_05_05 | 2039 | CH4 Import - WC 2020 | Import | Methane | QC | Dispatch-Import | EmissionsCost | 0 | [6 empty] | 0.47464 | 0
LCP_Inputs_ON_Electric_Howarth_2023_05_05 | 2039 | CH4 Import - WC 2020 | Import | Methane | QC | Dispatch-Import | FuelCost | 0 | [6 empty] | 0.47464 | 0
LCP_Inputs_ON_Electric_Howarth_2023_05_05 | 2039 | CH4 Import - WC 2020 | Import | Methane | QC | Dispatch-Import | VOM | 0 | [6 empty] | 0.47464 | 0
LCP_Inputs_ON_Electric_Howarth_2023_05_05 | 2039 | CH4 Import - WC 2020 | Import | Methane | WC | Dispatch-Import | EmissionsCost | 0 | [6 empty] | 0.47464 | 0
LCP_Inputs_ON_Electric_Howarth_2023_05_05 | 2039 | CH4 Import - WC 2020 | Import | Methane | WC | Dispatch-Import | FuelCost | 0 | [6 empty] | 0.47464 | 0
LCP_Inputs_ON_Electric_Howarth_2023_05_05 | 2039 | CH4 Import - WC 2020 | Import | Methane | WC | Dispatch-Import | VOM | 0 | [6 empty] | 0.47464 | 0
LCP_Inputs_ON_Electric_Howarth_2023_05_05 | 2039 | CH4 Import - WC 2030 | Import | Methane | MI | Dispatch-Import | EmissionsCost | 0 | [6 empty] | 0.47464 | 0
LCP_Inputs_ON_Electric_Howarth_2023_05_05 | 2039 | CH4 Import - WC 2030 | Import | Methane | MI | Dispatch-Import | FuelCost | 0 | [6 empty] | 0.47464 | 0
LCP_Inputs_ON_Electric_Howarth_2023_05_05 | 2039 | CH4 Import - WC 2030 | Import | Methane | MI | Dispatch-Import | VOM | 0 | [6 empty] | 0.47464 | 0
LCP_Inputs_ON_Electric_Howarth_2023_05_05 | 2039 | CH4 Import - WC 2030 | Import | Methane | NY | Dispatch-Import | EmissionsCost | 0 | [6 empty] | 0.47464 | 0
LCP_Inputs_ON_Electric_Howarth_2023_05_05 | 2039 | CH4 Import - WC 2030 | Import | Methane | NY | Dispatch-Import | FuelCost | 0 | [6 empty] | 0.47464 | 0
LCP_Inputs_ON_Electric_Howarth_2023_05_05 | 2039 | CH4 Import - WC 2030 | Import | Methane | NY | Dispatch-Import | VOM | 0 | [6 empty] | 0.47464 | 0
LCP_Inputs_ON_Electric_Howarth_2023_05_05 | 2039 | CH4 Import - WC 2030 | Import | Methane | ON | Dispatch-Import | EmissionsCost | 0 | [6 empty] | 0.47464 | 0
LCP_Inputs_ON_Electric_Howarth_2023_05_05 | 2039 | CH4 Import - WC 2030 | Import | Methane | ON | Dispatch-Import | FuelCost | 0 | [6 empty] | 0.47464 | 0
LCP_Inputs_ON_Electric_Howarth_2023_05_05 | 2039 | CH4 Import - WC 2030 | Import | Methane | ON | Dispatch-Import | VOM | 0 | [6 empty] | 0.47464 | 0
LCP_Inputs_ON_Electric_Howarth_2023_05_05 | 2039 | CH4 Import - WC 2030 | Import | Methane | PJ | Dispatch-Import | EmissionsCost | 0 | [6 empty] | 0.47464 | 0
LCP_Inputs_ON_Electric_Howarth_2023_05_05 | 2039 | CH4 Import - WC 2030 | Import | Methane | PJ | Dispatch-Import | FuelCost | 0 | [6 empty] | 0.47464 | 0
LCP_Inputs_ON_Electric_Howarth_2023_05_05 | 2039 | CH4 Import - WC 2030 | Import | Methane | PJ | Dispatch-Import | VOM | 0 | [6 empty] | 0.47464 | 0
LCP_Inputs_ON_Electric_Howarth_2023_05_05 | 2039 | CH4 Import - WC 2030 | Import | Methane | QC | Dispatch-Import | EmissionsCost | 0 | [6 empty] | 0.47464 | 0
LCP_Inputs_ON_Electric_Howarth_2023_05_05 | 2039 | CH4 Import - WC 2030 | Import | Methane | QC | Dispatch-Import | FuelCost | 0 | [6 empty] | 0.47464 | 0
LCP_Inputs_ON_Electric_Howarth_2023_05_05 | 2039 | CH4 Import - WC 2030 | Import | Methane | QC | Dispatch-Import | VOM | 0 | [6 empty] | 0.47464 | 0
LCP_Inputs_ON_Electric_Howarth_2023_05_05 | 2039 | CH4 Import - WC 2030 | Import | Methane | WC | Dispatch-Import | EmissionsCost | 9015931375.1371 | [6 empty] | 0.47464 | 4279343522.9576
LCP_Inputs_ON_Electric_Howarth_2023_05_05 | 2039 | CH4 Import - WC 2030 | Import | Methane | WC | Dispatch-Import | FuelCost | 2450006481.8043 | [6 empty] | 0.47464 | 1162877015.4602
LCP_Inputs_ON_Electric_Howarth_2023_05_05 | 2039 | CH4 Import - WC 2030 | Import | Methane | WC | Dispatch-Import | VOM | 0 | [6 empty] | 0.47464 | 0
LCP_Inputs_ON_Electric_Howarth_2023_05_05 | 2039 | CH4 Import - WC 2040 | Import | Methane | MI | Dispatch-Import | EmissionsCost | 0 | [6 empty] | 0.47464 | 0
LCP_Inputs_ON_Electric_Howarth_2023_05_05 | 2039 | CH4 Import - WC 2040 | Import | Methane | MI | Dispatch-Import | FuelCost | 0 | [6 empty] | 0.47464 | 0
LCP_Inputs_ON_Electric_Howarth_2023_05_05 | 2039 | CH4 Import - WC 2040 | Import | Methane | MI | Dispatch-Import | VOM | 0 | [6 empty] | 0.47464 | 0
LCP_Inputs_ON_Electric_Howarth_2023_05_05 | 2039 | CH4 Import - WC 2040 | Import | Methane | NY | Dispatch-Import | EmissionsCost | 0 | [6 empty] | 0.47464 | 0
LCP_Inputs_ON_Electric_Howarth_2023_05_05 | 2039 | CH4 Import - WC 2040 | Import | Methane | NY | Dispatch-Import | FuelCost | 0 | [6 empty] | 0.47464 | 0
LCP_Inputs_ON_Electric_Howarth_2023_05_05 | 2039 | CH4 Import - WC 2040 | Import | Methane | NY | Dispatch-Import | VOM | 0 | [6 empty] | 0.47464 | 0
LCP_Inputs_ON_Electric_Howarth_2023_05_05 | 2039 | CH4 Import - WC 2040 | Import | Methane | ON | Dispatch-Import | EmissionsCost | 0 | [6 empty] | 0.47464 | 0
LCP_Inputs_ON_Electric_Howarth_2023_05_05 | 2039 | CH4 Import - WC 2040 | Import | Methane | ON | Dispatch-Import | FuelCost | 0 | [6 empty] | 0.47464 | 0
LCP_Inputs_ON_Electric_Howarth_2023_05_05 | 2039 | CH4 Import - WC 2040 | Import | Methane | ON | Dispatch-Import | VOM | 0 | [6 empty] | 0.47464 | 0
LCP_Inputs_ON_Electric_Howarth_2023_05_05 | 2039 | CH4 Import - WC 2040 | Import | Methane | PJ | Dispatch-Import | EmissionsCost | 0 | [6 empty] | 0.47464 | 0
LCP_Inputs_ON_Electric_Howarth_2023_05_05 | 2039 | CH4 Import - WC 2040 | Import | Methane | PJ | Dispatch-Import | FuelCost | 0 | [6 empty] | 0.47464 | 0
LCP_Inputs_ON_Electric_Howarth_2023_05_05 | 2039 | CH4 Import - WC 2040 | Import | Methane | PJ | Dispatch-Import | VOM | 0 | [6 empty] | 0.47464 | 0
LCP_Inputs_ON_Electric_Howarth_2023_05_05 | 2039 | CH4 Import - WC 2040 | Import | Methane | QC | Dispatch-Import | EmissionsCost | 0 | [6 empty] | 0.47464 | 0
LCP_Inputs_ON_Electric_Howarth_2023_05_05 | 2039 | CH4 Import - WC 2040 | Import | Methane | QC | Dispatch-Import | FuelCost | 0 | [6 empty] | 0.47464 | 0
LCP_Inputs_ON_Electric_Howarth_2023_05_05 | 2039 | CH4 Import - WC 2040 | Import | Methane | QC | Dispatch-Import | VOM | 0 | [6 empty] | 0.47464 | 0
LCP_Inputs_ON_Electric_Howarth_2023_05_05 | 2039 | CH4 Import - WC 2040 | Import | Methane | WC | Dispatch-Import | EmissionsCost | 0 | [6 empty] | 0.47464 | 0
LCP_Inputs_ON_Electric_Howarth_2023_05_05 | 2039 | CH4 Import - WC 2040 | Import | Methane | WC | Dispatch-Import | FuelCost | 0 | [6 empty] | 0.47464 | 0
LCP_Inputs_ON_Electric_Howarth_2023_05_05 | 2039 | CH4 Import - WC 2040 | Import | Methane | WC | Dispatch-Import | VOM | 0 | [6 empty] | 0.47464 | 0
LCP_Inputs_ON_Electric_Howarth_2023_05_05 | 2039 | CH4 Import - WC 2050 | Import | Methane | MI | Dispatch-Import | EmissionsCost | 0 | [6 empty] | 0.47464 | 0
LCP_Inputs_ON_Electric_Howarth_2023_05_05 | 2039 | CH4 Import - WC 2050 | Import | Methane | MI | Dispatch-Import | FuelCost | 0 | [6 empty] | 0.47464 | 0
LCP_Inputs_ON_Electric_Howarth_2023_05_05 | 2039 | CH4 Import - WC 2050 | Import | Methane | MI | Dispatch-Import | VOM | 0 | [6 empty] | 0.47464 | 0
LCP_Inputs_ON_Electric_Howarth_2023_05_05 | 2039 | CH4 Import - WC 2050 | Import | Methane | NY | Dispatch-Import | EmissionsCost | 0 | [6 empty] | 0.47464 | 0
LCP_Inputs_ON_Electric_Howarth_2023_05_05 | 2039 | CH4 Import - WC 2050 | Import | Methane | NY | Dispatch-Import | FuelCost | 0 | [6 empty] | 0.47464 | 0
LCP_Inputs_ON_Electric_Howarth_2023_05_05 | 2039 | CH4 Import - WC 2050 | Import | Methane | NY | Dispatch-Import | VOM | 0 | [6 empty] | 0.47464 | 0
LCP_Inputs_ON_Electric_Howarth_2023_05_05 | 2039 | CH4 Import - WC 2050 | Import | Methane | ON | Dispatch-Import | EmissionsCost | 0 | [6 empty] | 0.47464 | 0
LCP_Inputs_ON_Electric_Howarth_2023_05_05 | 2039 | CH4 Import - WC 2050 | Import | Methane | ON | Dispatch-Import | FuelCost | 0 | [6 empty] | 0.47464 | 0
LCP_Inputs_ON_Electric_Howarth_2023_05_05 | 2039 | CH4 Import - WC 2050 | Import | Methane | ON | Dispatch-Import | VOM | 0 | [6 empty] | 0.47464 | 0
LCP_Inputs_ON_Electric_Howarth_2023_05_05 | 2039 | CH4 Import - WC 2050 | Import | Methane | PJ | Dispatch-Import | EmissionsCost | 0 | [6 empty] | 0.47464 | 0
LCP_Inputs_ON_Electric_Howarth_2023_05_05 | 2039 | CH4 Import - WC 2050 | Import | Methane | PJ | Dispatch-Import | FuelCost | 0 | [6 empty] | 0.47464 | 0
LCP_Inputs_ON_Electric_Howarth_2023_05_05 | 2039 | CH4 Import - WC 2050 | Import | Methane | PJ | Dispatch-Import | VOM | 0 | [6 empty] | 0.47464 | 0
LCP_Inputs_ON_Electric_Howarth_2023_05_05 | 2039 | CH4 Import - WC 2050 | Import | Methane | QC | Dispatch-Import | EmissionsCost | 0 | [6 empty] | 0.47464 | 0
LCP_Inputs_ON_Electric_Howarth_2023_05_05 | 2039 | CH4 Import - WC 2050 | Import | Methane | QC | Dispatch-Import | FuelCost | 0 | [6 empty] | 0.47464 | 0
LCP_Inputs_ON_Electric_Howarth_2023_05_05 | 2039 | CH4 Import - WC 2050 | Import | Methane | QC | Dispatch-Import | VOM | 0 | [6 empty] | 0.47464 | 0
LCP_Inputs_ON_Electric_Howarth_2023_05_05 | 2039 | CH4 Import - WC 2050 | Import | Methane | WC | Dispatch-Import | EmissionsCost | 0 | [6 empty] | 0.47464 | 0
LCP_Inputs_ON_Electric_Howarth_2023_05_05 | 2039 | CH4 Import - WC 2050 | Import | Methane | WC | Dispatch-Import | FuelCost | 0 | [6 empty] | 0.47464 | 0
LCP_Inputs_ON_Electric_Howarth_2023_05_05 | 2039 | CH4 Import - WC 2050 | Import | Methane | WC | Dispatch-Import | VOM | 0 | [6 empty] | 0.47464 | 0
LCP_Inputs_ON_Electric_Howarth_2023_05_05 | 2039 | CH4 Salt Cavern Storage - ON | Storage | Methane | MI | Dispatch-Storage | EmissionsCost | 0 | [6 empty] | 0.47464 | 0
LCP_Inputs_ON_Electric_Howarth_2023_05_05 | 2039 | CH4 Salt Cavern Storage - ON | Storage | Methane | MI | Dispatch-Storage | FuelCost | 0 | [6 empty] | 0.47464 | 0
LCP_Inputs_ON_Electric_Howarth_2023_05_05 | 2039 | CH4 Salt Cavern Storage - ON | Storage | Methane | MI | Dispatch-Storage | VOM | 0 | [6 empty] | 0.47464 | 0
LCP_Inputs_ON_Electric_Howarth_2023_05_05 | 2039 | CH4 Salt Cavern Storage - ON | Storage | Methane | NY | Dispatch-Storage | EmissionsCost | 0 | [6 empty] | 0.47464 | 0
LCP_Inputs_ON_Electric_Howarth_2023_05_05 | 2039 | CH4 Salt Cavern Storage - ON | Storage | Methane | NY | Dispatch-Storage | FuelCost | 0 | [6 empty] | 0.47464 | 0
LCP_Inputs_ON_Electric_Howarth_2023_05_05 | 2039 | CH4 Salt Cavern Storage - ON | Storage | Methane | NY | Dispatch-Storage | VOM | 0 | [6 empty] | 0.47464 | 0
LCP_Inputs_ON_Electric_Howarth_2023_05_05 | 2039 | CH4 Salt Cavern Storage - ON | Storage | Methane | ON | Dispatch-Storage | EmissionsCost | 0 | [6 empty] | 0.47464 | 0
LCP_Inputs_ON_Electric_Howarth_2023_05_05 | 2039 | CH4 Salt Cavern Storage - ON | Storage | Methane | ON | Dispatch-Storage | FuelCost | 0 | [6 empty] | 0.47464 | 0
LCP_Inputs_ON_Electric_Howarth_2023_05_05 | 2039 | CH4 Salt Cavern Storage - ON | Storage | Methane | ON | Dispatch-Storage | VOM | 2275232.4049 | [6 empty] | 0.47464 | 1079921.824
LCP_Inputs_ON_Electric_Howarth_2023_05_05 | 2039 | CH4 Salt Cavern Storage - ON | Storage | Methane | PJ | Dispatch-Storage | EmissionsCost | 0 | [6 empty] | 0.47464 | 0
LCP_Inputs_ON_Electric_Howarth_2023_05_05 | 2039 | CH4 Salt Cavern Storage - ON | Storage | Methane | PJ | Dispatch-Storage | FuelCost | 0 | [6 empty] | 0.47464 | 0
LCP_Inputs_ON_Electric_Howarth_2023_05_05 | 2039 | CH4 Salt Cavern Storage - ON | Storage | Methane | PJ | Dispatch-Storage | VOM | 0 | [6 empty] | 0.47464 | 0
LCP_Inputs_ON_Electric_Howarth_2023_05_05 | 2039 | CH4 Salt Cavern Storage - ON | Storage | Methane | QC | Dispatch-Storage | EmissionsCost | 0 | [6 empty] | 0.47464 | 0
LCP_Inputs_ON_Electric_Howarth_2023_05_05 | 2039 | CH4 Salt Cavern Storage - ON | Storage | Methane | QC | Dispatch-Storage | FuelCost | 0 | [6 empty] | 0.47464 | 0
LCP_Inputs_ON_Electric_Howarth_2023_05_05 | 2039 | CH4 Salt Cavern Storage - ON | Storage | Methane | QC | Dispatch-Storage | VOM | 0 | [6 empty] | 0.47464 | 0
LCP_Inputs_ON_Electric_Howarth_2023_05_05 | 2039 | CH4 Salt Cavern Storage - ON | Storage | Methane | WC | Dispatch-Storage | EmissionsCost | 0 | [6 empty] | 0.47464 | 0
LCP_Inputs_ON_Electric_Howarth_2023_05_05 | 2039 | CH4 Salt Cavern Storage - ON | Storage | Methane | WC | Dispatch-Storage | FuelCost | 0 | [6 empty] | 0.47464 | 0
LCP_Inputs_ON_Electric_Howarth_2023_05_05 | 2039 | CH4 Salt Cavern Storage - ON | Storage | Methane | WC | Dispatch-Storage | VOM | 0 | [6 empty] | 0.47464 | 0
LCP_Inputs_ON_Electric_Howarth_2023_05_05 | 2039 | Electrolyser 2020/2030 | Crossload | Hydrogen | MI | Dispatch-Crossload | EmissionsCost | 0 | [6 empty] | 0.47464 | 0
LCP_Inputs_ON_Electric_Howarth_2023_05_05 | 2039 | Electrolyser 2020/2030 | Crossload | Hydrogen | MI | Dispatch-Crossload | FuelCost | 0 | [6 empty] | 0.47464 | 0
LCP_Inputs_ON_Electric_Howarth_2023_05_05 | 2039 | Electrolyser 2020/2030 | Crossload | Hydrogen | MI | Dispatch-Crossload | VOM | 0 | [6 empty] | 0.47464 | 0
LCP_Inputs_ON_Electric_Howarth_2023_05_05 | 2039 | Electrolyser 2020/2030 | Crossload | Hydrogen | NY | Dispatch-Crossload | EmissionsCost | 0 | [6 empty] | 0.47464 | 0
LCP_Inputs_ON_Electric_Howarth_2023_05_05 | 2039 | Electrolyser 2020/2030 | Crossload | Hydrogen | NY | Dispatch-Crossload | FuelCost | 0 | [6 empty] | 0.47464 | 0
LCP_Inputs_ON_Electric_Howarth_2023_05_05 | 2039 | Electrolyser 2020/2030 | Crossload | Hydrogen | NY | Dispatch-Crossload | VOM | 0 | [6 empty] | 0.47464 | 0
LCP_Inputs_ON_Electric_Howarth_2023_05_05 | 2039 | Electrolyser 2020/2030 | Crossload | Hydrogen | ON | Dispatch-Crossload | EmissionsCost | 0 | [6 empty] | 0.47464 | 0
LCP_Inputs_ON_Electric_Howarth_2023_05_05 | 2039 | Electrolyser 2020/2030 | Crossload | Hydrogen | ON | Dispatch-Crossload | FuelCost | 0 | [6 empty] | 0.47464 | 0
LCP_Inputs_ON_Electric_Howarth_2023_05_05 | 2039 | Electrolyser 2020/2030 | Crossload | Hydrogen | ON | Dispatch-Crossload | VOM | 0 | [6 empty] | 0.47464 | 0
LCP_Inputs_ON_Electric_Howarth_2023_05_05 | 2039 | Electrolyser 2020/2030 | Crossload | Hydrogen | PJ | Dispatch-Crossload | EmissionsCost | 0 | [6 empty] | 0.47464 | 0
LCP_Inputs_ON_Electric_Howarth_2023_05_05 | 2039 | Electrolyser 2020/2030 | Crossload | Hydrogen | PJ | Dispatch-Crossload | FuelCost | 0 | [6 empty] | 0.47464 | 0
LCP_Inputs_ON_Electric_Howarth_2023_05_05 | 2039 | Electrolyser 2020/2030 | Crossload | Hydrogen | PJ | Dispatch-Crossload | VOM | 0 | [6 empty] | 0.47464 | 0
LCP_Inputs_ON_Electric_Howarth_2023_05_05 | 2039 | Electrolyser 2020/2030 | Crossload | Hydrogen | QC | Dispatch-Crossload | EmissionsCost | 0 | [6 empty] | 0.47464 | 0
LCP_Inputs_ON_Electric_Howarth_2023_05_05 | 2039 | Electrolyser 2020/2030 | Crossload | Hydrogen | QC | Dispatch-Crossload | FuelCost | 0 | [6 empty] | 0.47464 | 0
LCP_Inputs_ON_Electric_Howarth_2023_05_05 | 2039 | Electrolyser 2020/2030 | Crossload | Hydrogen | QC | Dispatch-Crossload | VOM | 0 | [6 empty] | 0.47464 | 0
LCP_Inputs_ON_Electric_Howarth_2023_05_05 | 2039 | Electrolyser 2020/2030 | Crossload | Hydrogen | WC | Dispatch-Crossload | EmissionsCost | 0 | [6 empty] | 0.47464 | 0
LCP_Inputs_ON_Electric_Howarth_2023_05_05 | 2039 | Electrolyser 2020/2030 | Crossload | Hydrogen | WC | Dispatch-Crossload | FuelCost | 0 | [6 empty] | 0.47464 | 0
LCP_Inputs_ON_Electric_Howarth_2023_05_05 | 2039 | Electrolyser 2020/2030 | Crossload | Hydrogen | WC | Dispatch-Crossload | VOM | 0 | [6 empty] | 0.47464 | 0
LCP_Inputs_ON_Electric_Howarth_2023_05_05 | 2039 | Electrolyser 2040 | Crossload | Hydrogen | MI | Dispatch-Crossload | EmissionsCost | 0 | [6 empty] | 0.47464 | 0
LCP_Inputs_ON_Electric_Howarth_2023_05_05 | 2039 | Electrolyser 2040 | Crossload | Hydrogen | MI | Dispatch-Crossload | FuelCost | 0 | [6 empty] | 0.47464 | 0
LCP_Inputs_ON_Electric_Howarth_2023_05_05 | 2039 | Electrolyser 2040 | Crossload | Hydrogen | MI | Dispatch-Crossload | VOM | 0 | [6 empty] | 0.47464 | 0
LCP_Inputs_ON_Electric_Howarth_2023_05_05 | 2039 | Electrolyser 2040 | Crossload | Hydrogen | NY | Dispatch-Crossload | EmissionsCost | 0 | [6 empty] | 0.47464 | 0
LCP_Inputs_ON_Electric_Howarth_2023_05_05 | 2039 | Electrolyser 2040 | Crossload | Hydrogen | NY | Dispatch-Crossload | FuelCost | 0 | [6 empty] | 0.47464 | 0
LCP_Inputs_ON_Electric_Howarth_2023_05_05 | 2039 | Electrolyser 2040 | Crossload | Hydrogen | NY | Dispatch-Crossload | VOM | 0 | [6 empty] | 0.47464 | 0
LCP_Inputs_ON_Electric_Howarth_2023_05_05 | 2039 | Electrolyser 2040 | Crossload | Hydrogen | ON | Dispatch-Crossload | EmissionsCost | 0 | [6 empty] | 0.47464 | 0
LCP_Inputs_ON_Electric_Howarth_2023_05_05 | 2039 | Electrolyser 2040 | Crossload | Hydrogen | ON | Dispatch-Crossload | FuelCost | 0 | [6 empty] | 0.47464 | 0
LCP_Inputs_ON_Electric_Howarth_2023_05_05 | 2039 | Electrolyser 2040 | Crossload | Hydrogen | ON | Dispatch-Crossload | VOM | 0 | [6 empty] | 0.47464 | 0
LCP_Inputs_ON_Electric_Howarth_2023_05_05 | 2039 | Electrolyser 2040 | Crossload | Hydrogen | PJ | Dispatch-Crossload | EmissionsCost | 0 | [6 empty] | 0.47464 | 0
LCP_Inputs_ON_Electric_Howarth_2023_05_05 | 2039 | Electrolyser 2040 | Crossload | Hydrogen | PJ | Dispatch-Crossload | FuelCost | 0 | [6 empty] | 0.47464 | 0
LCP_Inputs_ON_Electric_Howarth_2023_05_05 | 2039 | Electrolyser 2040 | Crossload | Hydrogen | PJ | Dispatch-Crossload | VOM | 0 | [6 empty] | 0.47464 | 0
LCP_Inputs_ON_Electric_Howarth_2023_05_05 | 2039 | Electrolyser 2040 | Crossload | Hydrogen | QC | Dispatch-Crossload | EmissionsCost | 0 | [6 empty] | 0.47464 | 0
LCP_Inputs_ON_Electric_Howarth_2023_05_05 | 2039 | Electrolyser 2040 | Crossload | Hydrogen | QC | Dispatch-Crossload | FuelCost | 0 | [6 empty] | 0.47464 | 0
LCP_Inputs_ON_Electric_Howarth_2023_05_05 | 2039 | Electrolyser 2040 | Crossload | Hydrogen | QC | Dispatch-Crossload | VOM | 0 | [6 empty] | 0.47464 | 0
LCP_Inputs_ON_Electric_Howarth_2023_05_05 | 2039 | Electrolyser 2040 | Crossload | Hydrogen | WC | Dispatch-Crossload | EmissionsCost | 0 | [6 empty] | 0.47464 | 0
LCP_Inputs_ON_Electric_Howarth_2023_05_05 | 2039 | Electrolyser 2040 | Crossload | Hydrogen | WC | Dispatch-Crossload | FuelCost | 0 | [6 empty] | 0.47464 | 0
LCP_Inputs_ON_Electric_Howarth_2023_05_05 | 2039 | Electrolyser 2040 | Crossload | Hydrogen | WC | Dispatch-Crossload | VOM | 0 | [6 empty] | 0.47464 | 0
LCP_Inputs_ON_Electric_Howarth_2023_05_05 | 2039 | Electrolyser 2050 | Crossload | Hydrogen | MI | Dispatch-Crossload | EmissionsCost | 0 | [6 empty] | 0.47464 | 0
LCP_Inputs_ON_Electric_Howarth_2023_05_05 | 2039 | Electrolyser 2050 | Crossload | Hydrogen | MI | Dispatch-Crossload | FuelCost | 0 | [6 empty] | 0.47464 | 0
LCP_Inputs_ON_Electric_Howarth_2023_05_05 | 2039 | Electrolyser 2050 | Crossload | Hydrogen | MI | Dispatch-Crossload | VOM | 0 | [6 empty] | 0.47464 | 0
LCP_Inputs_ON_Electric_Howarth_2023_05_05 | 2039 | Electrolyser 2050 | Crossload | Hydrogen | NY | Dispatch-Crossload | EmissionsCost | 0 | [6 empty] | 0.47464 | 0
LCP_Inputs_ON_Electric_Howarth_2023_05_05 | 2039 | Electrolyser 2050 | Crossload | Hydrogen | NY | Dispatch-Crossload | FuelCost | 0 | [6 empty] | 0.47464 | 0
LCP_Inputs_ON_Electric_Howarth_2023_05_05 | 2039 | Electrolyser 2050 | Crossload | Hydrogen | NY | Dispatch-Crossload | VOM | 0 | [6 empty] | 0.47464 | 0
LCP_Inputs_ON_Electric_Howarth_2023_05_05 | 2039 | Electrolyser 2050 | Crossload | Hydrogen | ON | Dispatch-Crossload | EmissionsCost | 0 | [6 empty] | 0.47464 | 0
LCP_Inputs_ON_Electric_Howarth_2023_05_05 | 2039 | Electrolyser 2050 | Crossload | Hydrogen | ON | Dispatch-Crossload | FuelCost | 0 | [6 empty] | 0.47464 | 0
LCP_Inputs_ON_Electric_Howarth_2023_05_05 | 2039 | Electrolyser 2050 | Crossload | Hydrogen | ON | Dispatch-Crossload | VOM | 0 | [6 empty] | 0.47464 | 0
LCP_Inputs_ON_Electric_Howarth_2023_05_05 | 2039 | Electrolyser 2050 | Crossload | Hydrogen | PJ | Dispatch-Crossload | EmissionsCost | 0 | [6 empty] | 0.47464 | 0
LCP_Inputs_ON_Electric_Howarth_2023_05_05 | 2039 | Electrolyser 2050 | Crossload | Hydrogen | PJ | Dispatch-Crossload | FuelCost | 0 | [6 empty] | 0.47464 | 0
LCP_Inputs_ON_Electric_Howarth_2023_05_05 | 2039 | Electrolyser 2050 | Crossload | Hydrogen | PJ | Dispatch-Crossload | VOM | 0 | [6 empty] | 0.47464 | 0
LCP_Inputs_ON_Electric_Howarth_2023_05_05 | 2039 | Electrolyser 2050 | Crossload | Hydrogen | QC | Dispatch-Crossload | EmissionsCost | 0 | [6 empty] | 0.47464 | 0
LCP_Inputs_ON_Electric_Howarth_2023_05_05 | 2039 | Electrolyser 2050 | Crossload | Hydrogen | QC | Dispatch-Crossload | FuelCost | 0 | [6 empty] | 0.47464 | 0
LCP_Inputs_ON_Electric_Howarth_2023_05_05 | 2039 | Electrolyser 2050 | Crossload | Hydrogen | QC | Dispatch-Crossload | VOM | 0 | [6 empty] | 0.47464 | 0
LCP_Inputs_ON_Electric_Howarth_2023_05_05 | 2039 | Electrolyser 2050 | Crossload | Hydrogen | WC | Dispatch-Crossload | EmissionsCost | 0 | [6 empty] | 0.47464 | 0
LCP_Inputs_ON_Electric_Howarth_2023_05_05 | 2039 | Electrolyser 2050 | Crossload | Hydrogen | WC | Dispatch-Crossload | FuelCost | 0 | [6 empty] | 0.47464 | 0
LCP_Inputs_ON_Electric_Howarth_2023_05_05 | 2039 | Electrolyser 2050 | Crossload | Hydrogen | WC | Dispatch-Crossload | VOM | 0 | [6 empty] | 0.47464 | 0
LCP_Inputs_ON_Electric_Howarth_2023_05_05 | 2039 | Fossil Fuel Thermal (Coal, Peat, Oil) | Generation | Electricity | MI | Dispatch-Generation | EmissionsCost | 0 | [6 empty] | 0.47464 | 0
LCP_Inputs_ON_Electric_Howarth_2023_05_05 | 2039 | Fossil Fuel Thermal (Coal, Peat, Oil) | Generation | Electricity | MI | Dispatch-Generation | FuelCost | 0 | [6 empty] | 0.47464 | 0
LCP_Inputs_ON_Electric_Howarth_2023_05_05 | 2039 | Fossil Fuel Thermal (Coal, Peat, Oil) | Generation | Electricity | MI | Dispatch-Generation | VOM | 0 | [6 empty] | 0.47464 | 0
LCP_Inputs_ON_Electric_Howarth_2023_05_05 | 2039 | Fossil Fuel Thermal (Coal, Peat, Oil) | Generation | Electricity | NY | Dispatch-Generation | EmissionsCost | 0 | [6 empty] | 0.47464 | 0
LCP_Inputs_ON_Electric_Howarth_2023_05_05 | 2039 | Fossil Fuel Thermal (Coal, Peat, Oil) | Generation | Electricity | NY | Dispatch-Generation | FuelCost | 0 | [6 empty] | 0.47464 | 0
LCP_Inputs_ON_Electric_Howarth_2023_05_05 | 2039 | Fossil Fuel Thermal (Coal, Peat, Oil) | Generation | Electricity | NY | Dispatch-Generation | VOM | 0 | [6 empty] | 0.47464 | 0
LCP_Inputs_ON_Electric_Howarth_2023_05_05 | 2039 | Fossil Fuel Thermal (Coal, Peat, Oil) | Generation | Electricity | ON | Dispatch-Generation | EmissionsCost | 0 | [6 empty] | 0.47464 | 0
LCP_Inputs_ON_Electric_Howarth_2023_05_05 | 2039 | Fossil Fuel Thermal (Coal, Peat, Oil) | Generation | Electricity | ON | Dispatch-Generation | FuelCost | 0 | [6 empty] | 0.47464 | 0
LCP_Inputs_ON_Electric_Howarth_2023_05_05 | 2039 | Fossil Fuel Thermal (Coal, Peat, Oil) | Generation | Electricity | ON | Dispatch-Generation | VOM | 0 | [6 empty] | 0.47464 | 0
LCP_Inputs_ON_Electric_Howarth_2023_05_05 | 2039 | Fossil Fuel Thermal (Coal, Peat, Oil) | Generation | Electricity | PJ | Dispatch-Generation | EmissionsCost | 0 | [6 empty] | 0.47464 | 0
LCP_Inputs_ON_Electric_Howarth_2023_05_05 | 2039 | Fossil Fuel Thermal (Coal, Peat, Oil) | Generation | Electricity | PJ | Dispatch-Generation | FuelCost | 0 | [6 empty] | 0.47464 | 0
LCP_Inputs_ON_Electric_Howarth_2023_05_05 | 2039 | Fossil Fuel Thermal (Coal, Peat, Oil) | Generation | Electricity | PJ | Dispatch-Generation | VOM | 0 | [6 empty] | 0.47464 | 0
LCP_Inputs_ON_Electric_Howarth_2023_05_05 | 2039 | Fossil Fuel Thermal (Coal, Peat, Oil) | Generation | Electricity | QC | Dispatch-Generation | EmissionsCost | 0 | [6 empty] | 0.47464 | 0
LCP_Inputs_ON_Electric_Howarth_2023_05_05 | 2039 | Fossil Fuel Thermal (Coal, Peat, Oil) | Generation | Electricity | QC | Dispatch-Generation | FuelCost | 0 | [6 empty] | 0.47464 | 0
LCP_Inputs_ON_Electric_Howarth_2023_05_05 | 2039 | Fossil Fuel Thermal (Coal, Peat, Oil) | Generation | Electricity | QC | Dispatch-Generation | VOM | 0 | [6 empty] | 0.47464 | 0
LCP_Inputs_ON_Electric_Howarth_2023_05_05 | 2039 | Fossil Fuel Thermal (Coal, Peat, Oil) | Generation | Electricity | WC | Dispatch-Generation | EmissionsCost | 0 | [6 empty] | 0.47464 | 0
LCP_Inputs_ON_Electric_Howarth_2023_05_05 | 2039 | Fossil Fuel Thermal (Coal, Peat, Oil) | Generation | Electricity | WC | Dispatch-Generation | FuelCost | 0 | [6 empty] | 0.47464 | 0
LCP_Inputs_ON_Electric_Howarth_2023_05_05 | 2039 | Fossil Fuel Thermal (Coal, Peat, Oil) | Generation | Electricity | WC | Dispatch-Generation | VOM | 0 | [6 empty] | 0.47464 | 0
LCP_Inputs_ON_Electric_Howarth_2023_05_05 | 2039 | Generic - Generator | Generation | Electricity | MI | Dispatch-Generation | EmissionsCost | 0 | [6 empty] | 0.47464 | 0
LCP_Inputs_ON_Electric_Howarth_2023_05_05 | 2039 | Generic - Generator | Generation | Electricity | MI | Dispatch-Generation | FuelCost | 1914828256.8349 | [6 empty] | 0.47464 | 908858725.4623
LCP_Inputs_ON_Electric_Howarth_2023_05_05 | 2039 | Generic - Generator | Generation | Electricity | MI | Dispatch-Generation | VOM | 66868135.5263 | [6 empty] | 0.47464 | 31738453.9378
LCP_Inputs_ON_Electric_Howarth_2023_05_05 | 2039 | Generic - Generator | Generation | Electricity | NY | Dispatch-Generation | EmissionsCost | 0 | [6 empty] | 0.47464 | 0
LCP_Inputs_ON_Electric_Howarth_2023_05_05 | 2039 | Generic - Generator | Generation | Electricity | NY | Dispatch-Generation | FuelCost | 745132168.0451 | [6 empty] | 0.47464 | 353671338.4781
LCP_Inputs_ON_Electric_Howarth_2023_05_05 | 2039 | Generic - Generator | Generation | Electricity | NY | Dispatch-Generation | VOM | 26020923.088 | [6 empty] | 0.47464 | 12350634.0105
LCP_Inputs_ON_Electric_Howarth_2023_05_05 | 2039 | Generic - Generator | Generation | Electricity | ON | Dispatch-Generation | EmissionsCost | 0 | [6 empty] | 0.47464 | 0
LCP_Inputs_ON_Electric_Howarth_2023_05_05 | 2039 | Generic - Generator | Generation | Electricity | ON | Dispatch-Generation | FuelCost | 0 | [6 empty] | 0.47464 | 0
LCP_Inputs_ON_Electric_Howarth_2023_05_05 | 2039 | Generic - Generator | Generation | Electricity | ON | Dispatch-Generation | VOM | 0 | [6 empty] | 0.47464 | 0
LCP_Inputs_ON_Electric_Howarth_2023_05_05 | 2039 | Generic - Generator | Generation | Electricity | PJ | Dispatch-Generation | EmissionsCost | 0 | [6 empty] | 0.47464 | 0
LCP_Inputs_ON_Electric_Howarth_2023_05_05 | 2039 | Generic - Generator | Generation | Electricity | PJ | Dispatch-Generation | FuelCost | 7324771896.2137 | [6 empty] | 0.47464 | 3476647488.4274
LCP_Inputs_ON_Electric_Howarth_2023_05_05 | 2039 | Generic - Generator | Generation | Electricity | PJ | Dispatch-Generation | VOM | 255789958.2413 | [6 empty] | 0.47464 | 121408765.8271
LCP_Inputs_ON_Electric_Howarth_2023_05_05 | 2039 | Generic - Generator | Generation | Electricity | QC | Dispatch-Generation | EmissionsCost | 0 | [6 empty] | 0.47464 | 0
LCP_Inputs_ON_Electric_Howarth_2023_05_05 | 2039 | Generic - Generator | Generation | Electricity | QC | Dispatch-Generation | FuelCost | 0 | [6 empty] | 0.47464 | 0
LCP_Inputs_ON_Electric_Howarth_2023_05_05 | 2039 | Generic - Generator | Generation | Electricity | QC | Dispatch-Generation | VOM | 0 | [6 empty] | 0.47464 | 0
LCP_Inputs_ON_Electric_Howarth_2023_05_05 | 2039 | Generic - Generator | Generation | Electricity | WC | Dispatch-Generation | EmissionsCost | 0 | [6 empty] | 0.47464 | 0
LCP_Inputs_ON_Electric_Howarth_2023_05_05 | 2039 | Generic - Generator | Generation | Electricity | WC | Dispatch-Generation | FuelCost | 1737227.6587 | [6 empty] | 0.47464 | 824561.9471
LCP_Inputs_ON_Electric_Howarth_2023_05_05 | 2039 | Generic - Generator | Generation | Electricity | WC | Dispatch-Generation | VOM | 60666.1063 | [6 empty] | 0.47464 | 28794.7077
LCP_Inputs_ON_Electric_Howarth_2023_05_05 | 2039 | H2 Import - QC | Import | Hydrogen | MI | Dispatch-Import | EmissionsCost | 0 | [6 empty] | 0.47464 | 0
LCP_Inputs_ON_Electric_Howarth_2023_05_05 | 2039 | H2 Import - QC | Import | Hydrogen | MI | Dispatch-Import | FuelCost | 0 | [6 empty] | 0.47464 | 0
LCP_Inputs_ON_Electric_Howarth_2023_05_05 | 2039 | H2 Import - QC | Import | Hydrogen | MI | Dispatch-Import | VOM | 0 | [6 empty] | 0.47464 | 0
LCP_Inputs_ON_Electric_Howarth_2023_05_05 | 2039 | H2 Import - QC | Import | Hydrogen | NY | Dispatch-Import | EmissionsCost | 0 | [6 empty] | 0.47464 | 0
LCP_Inputs_ON_Electric_Howarth_2023_05_05 | 2039 | H2 Import - QC | Import | Hydrogen | NY | Dispatch-Import | FuelCost | 0 | [6 empty] | 0.47464 | 0
LCP_Inputs_ON_Electric_Howarth_2023_05_05 | 2039 | H2 Import - QC | Import | Hydrogen | NY | Dispatch-Import | VOM | 0 | [6 empty] | 0.47464 | 0
LCP_Inputs_ON_Electric_Howarth_2023_05_05 | 2039 | H2 Import - QC | Import | Hydrogen | ON | Dispatch-Import | EmissionsCost | 0 | [6 empty] | 0.47464 | 0
LCP_Inputs_ON_Electric_Howarth_2023_05_05 | 2039 | H2 Import - QC | Import | Hydrogen | ON | Dispatch-Import | FuelCost | 0 | [6 empty] | 0.47464 | 0
LCP_Inputs_ON_Electric_Howarth_2023_05_05 | 2039 | H2 Import - QC | Import | Hydrogen | ON | Dispatch-Import | VOM | 0 | [6 empty] | 0.47464 | 0
LCP_Inputs_ON_Electric_Howarth_2023_05_05 | 2039 | H2 Import - QC | Import | Hydrogen | PJ | Dispatch-Import | EmissionsCost | 0 | [6 empty] | 0.47464 | 0
LCP_Inputs_ON_Electric_Howarth_2023_05_05 | 2039 | H2 Import - QC | Import | Hydrogen | PJ | Dispatch-Import | FuelCost | 0 | [6 empty] | 0.47464 | 0
LCP_Inputs_ON_Electric_Howarth_2023_05_05 | 2039 | H2 Import - QC | Import | Hydrogen | PJ | Dispatch-Import | VOM | 0 | [6 empty] | 0.47464 | 0
LCP_Inputs_ON_Electric_Howarth_2023_05_05 | 2039 | H2 Import - QC | Import | Hydrogen | QC | Dispatch-Import | EmissionsCost | 0 | [6 empty] | 0.47464 | 0
LCP_Inputs_ON_Electric_Howarth_2023_05_05 | 2039 | H2 Import - QC | Import | Hydrogen | QC | Dispatch-Import | FuelCost | 0 | [6 empty] | 0.47464 | 0
LCP_Inputs_ON_Electric_Howarth_2023_05_05 | 2039 | H2 Import - QC | Import | Hydrogen | QC | Dispatch-Import | VOM | 0 | [6 empty] | 0.47464 | 0
LCP_Inputs_ON_Electric_Howarth_2023_05_05 | 2039 | H2 Import - QC | Import | Hydrogen | WC | Dispatch-Import | EmissionsCost | 0 | [6 empty] | 0.47464 | 0
LCP_Inputs_ON_Electric_Howarth_2023_05_05 | 2039 | H2 Import - QC | Import | Hydrogen | WC | Dispatch-Import | FuelCost | 0 | [6 empty] | 0.47464 | 0
LCP_Inputs_ON_Electric_Howarth_2023_05_05 | 2039 | H2 Import - QC | Import | Hydrogen | WC | Dispatch-Import | VOM | 0 | [6 empty] | 0.47464 | 0
LCP_Inputs_ON_Electric_Howarth_2023_05_05 | 2039 | H2 Import - WC | Import | Hydrogen | MI | Dispatch-Import | EmissionsCost | 0 | [6 empty] | 0.47464 | 0
LCP_Inputs_ON_Electric_Howarth_2023_05_05 | 2039 | H2 Import - WC | Import | Hydrogen | MI | Dispatch-Import | FuelCost | 0 | [6 empty] | 0.47464 | 0
LCP_Inputs_ON_Electric_Howarth_2023_05_05 | 2039 | H2 Import - WC | Import | Hydrogen | MI | Dispatch-Import | VOM | 0 | [6 empty] | 0.47464 | 0
LCP_Inputs_ON_Electric_Howarth_2023_05_05 | 2039 | H2 Import - WC | Import | Hydrogen | NY | Dispatch-Import | EmissionsCost | 0 | [6 empty] | 0.47464 | 0
LCP_Inputs_ON_Electric_Howarth_2023_05_05 | 2039 | H2 Import - WC | Import | Hydrogen | NY | Dispatch-Import | FuelCost | 0 | [6 empty] | 0.47464 | 0
LCP_Inputs_ON_Electric_Howarth_2023_05_05 | 2039 | H2 Import - WC | Import | Hydrogen | NY | Dispatch-Import | VOM | 0 | [6 empty] | 0.47464 | 0
LCP_Inputs_ON_Electric_Howarth_2023_05_05 | 2039 | H2 Import - WC | Import | Hydrogen | ON | Dispatch-Import | EmissionsCost | 0 | [6 empty] | 0.47464 | 0
LCP_Inputs_ON_Electric_Howarth_2023_05_05 | 2039 | H2 Import - WC | Import | Hydrogen | ON | Dispatch-Import | FuelCost | 0 | [6 empty] | 0.47464 | 0
LCP_Inputs_ON_Electric_Howarth_2023_05_05 | 2039 | H2 Import - WC | Import | Hydrogen | ON | Dispatch-Import | VOM | 0 | [6 empty] | 0.47464 | 0
LCP_Inputs_ON_Electric_Howarth_2023_05_05 | 2039 | H2 Import - WC | Import | Hydrogen | PJ | Dispatch-Import | EmissionsCost | 0 | [6 empty] | 0.47464 | 0
LCP_Inputs_ON_Electric_Howarth_2023_05_05 | 2039 | H2 Import - WC | Import | Hydrogen | PJ | Dispatch-Import | FuelCost | 0 | [6 empty] | 0.47464 | 0
LCP_Inputs_ON_Electric_Howarth_2023_05_05 | 2039 | H2 Import - WC | Import | Hydrogen | PJ | Dispatch-Import | VOM | 0 | [6 empty] | 0.47464 | 0
LCP_Inputs_ON_Electric_Howarth_2023_05_05 | 2039 | H2 Import - WC | Import | Hydrogen | QC | Dispatch-Import | EmissionsCost | 0 | [6 empty] | 0.47464 | 0
LCP_Inputs_ON_Electric_Howarth_2023_05_05 | 2039 | H2 Import - WC | Import | Hydrogen | QC | Dispatch-Import | FuelCost | 0 | [6 empty] | 0.47464 | 0
LCP_Inputs_ON_Electric_Howarth_2023_05_05 | 2039 | H2 Import - WC | Import | Hydrogen | QC | Dispatch-Import | VOM | 0 | [6 empty] | 0.47464 | 0
LCP_Inputs_ON_Electric_Howarth_2023_05_05 | 2039 | H2 Import - WC | Import | Hydrogen | WC | Dispatch-Import | EmissionsCost | 0 | [6 empty] | 0.47464 | 0
LCP_Inputs_ON_Electric_Howarth_2023_05_05 | 2039 | H2 Import - WC | Import | Hydrogen | WC | Dispatch-Import | FuelCost | 0 | [6 empty] | 0.47464 | 0
LCP_Inputs_ON_Electric_Howarth_2023_05_05 | 2039 | H2 Import - WC | Import | Hydrogen | WC | Dispatch-Import | VOM | 0 | [6 empty] | 0.47464 | 0
LCP_Inputs_ON_Electric_Howarth_2023_05_05 | 2039 | H2 Salt Cavern Storage - ON | Storage | Hydrogen | MI | Dispatch-Storage | EmissionsCost | 0 | [6 empty] | 0.47464 | 0
LCP_Inputs_ON_Electric_Howarth_2023_05_05 | 2039 | H2 Salt Cavern Storage - ON | Storage | Hydrogen | MI | Dispatch-Storage | FuelCost | 0 | [6 empty] | 0.47464 | 0
LCP_Inputs_ON_Electric_Howarth_2023_05_05 | 2039 | H2 Salt Cavern Storage - ON | Storage | Hydrogen | MI | Dispatch-Storage | VOM | 0 | [6 empty] | 0.47464 | 0
LCP_Inputs_ON_Electric_Howarth_2023_05_05 | 2039 | H2 Salt Cavern Storage - ON | Storage | Hydrogen | NY | Dispatch-Storage | EmissionsCost | 0 | [6 empty] | 0.47464 | 0
LCP_Inputs_ON_Electric_Howarth_2023_05_05 | 2039 | H2 Salt Cavern Storage - ON | Storage | Hydrogen | NY | Dispatch-Storage | FuelCost | 0 | [6 empty] | 0.47464 | 0
LCP_Inputs_ON_Electric_Howarth_2023_05_05 | 2039 | H2 Salt Cavern Storage - ON | Storage | Hydrogen | NY | Dispatch-Storage | VOM | 0 | [6 empty] | 0.47464 | 0
LCP_Inputs_ON_Electric_Howarth_2023_05_05 | 2039 | H2 Salt Cavern Storage - ON | Storage | Hydrogen | ON | Dispatch-Storage | EmissionsCost | 0 | [6 empty] | 0.47464 | 0
LCP_Inputs_ON_Electric_Howarth_2023_05_05 | 2039 | H2 Salt Cavern Storage - ON | Storage | Hydrogen | ON | Dispatch-Storage | FuelCost | 0 | [6 empty] | 0.47464 | 0
LCP_Inputs_ON_Electric_Howarth_2023_05_05 | 2039 | H2 Salt Cavern Storage - ON | Storage | Hydrogen | ON | Dispatch-Storage | VOM | 12116975.9484 | [6 empty] | 0.47464 | 5751230.8363
LCP_Inputs_ON_Electric_Howarth_2023_05_05 | 2039 | H2 Salt Cavern Storage - ON | Storage | Hydrogen | PJ | Dispatch-Storage | EmissionsCost | 0 | [6 empty] | 0.47464 | 0
LCP_Inputs_ON_Electric_Howarth_2023_05_05 | 2039 | H2 Salt Cavern Storage - ON | Storage | Hydrogen | PJ | Dispatch-Storage | FuelCost | 0 | [6 empty] | 0.47464 | 0
LCP_Inputs_ON_Electric_Howarth_2023_05_05 | 2039 | H2 Salt Cavern Storage - ON | Storage | Hydrogen | PJ | Dispatch-Storage | VOM | 0 | [6 empty] | 0.47464 | 0
LCP_Inputs_ON_Electric_Howarth_2023_05_05 | 2039 | H2 Salt Cavern Storage - ON | Storage | Hydrogen | QC | Dispatch-Storage | EmissionsCost | 0 | [6 empty] | 0.47464 | 0
LCP_Inputs_ON_Electric_Howarth_2023_05_05 | 2039 | H2 Salt Cavern Storage - ON | Storage | Hydrogen | QC | Dispatch-Storage | FuelCost | 0 | [6 empty] | 0.47464 | 0
LCP_Inputs_ON_Electric_Howarth_2023_05_05 | 2039 | H2 Salt Cavern Storage - ON | Storage | Hydrogen | QC | Dispatch-Storage | VOM | 0 | [6 empty] | 0.47464 | 0
LCP_Inputs_ON_Electric_Howarth_2023_05_05 | 2039 | H2 Salt Cavern Storage - ON | Storage | Hydrogen | WC | Dispatch-Storage | EmissionsCost | 0 | [6 empty] | 0.47464 | 0
LCP_Inputs_ON_Electric_Howarth_2023_05_05 | 2039 | H2 Salt Cavern Storage - ON | Storage | Hydrogen | WC | Dispatch-Storage | FuelCost | 0 | [6 empty] | 0.47464 | 0
LCP_Inputs_ON_Electric_Howarth_2023_05_05 | 2039 | H2 Salt Cavern Storage - ON | Storage | Hydrogen | WC | Dispatch-Storage | VOM | 0 | [6 empty] | 0.47464 | 0
LCP_Inputs_ON_Electric_Howarth_2023_05_05 | 2039 | Hydro | Generation | Electricity | MI | Dispatch-Generation | EmissionsCost | 0 | [6 empty] | 0.47464 | 0
LCP_Inputs_ON_Electric_Howarth_2023_05_05 | 2039 | Hydro | Generation | Electricity | MI | Dispatch-Generation | FuelCost | 0 | [6 empty] | 0.47464 | 0
LCP_Inputs_ON_Electric_Howarth_2023_05_05 | 2039 | Hydro | Generation | Electricity | MI | Dispatch-Generation | VOM | 0 | [6 empty] | 0.47464 | 0
LCP_Inputs_ON_Electric_Howarth_2023_05_05 | 2039 | Hydro | Generation | Electricity | NY | Dispatch-Generation | EmissionsCost | 0 | [6 empty] | 0.47464 | 0
LCP_Inputs_ON_Electric_Howarth_2023_05_05 | 2039 | Hydro | Generation | Electricity | NY | Dispatch-Generation | FuelCost | 0 | [6 empty] | 0.47464 | 0
LCP_Inputs_ON_Electric_Howarth_2023_05_05 | 2039 | Hydro | Generation | Electricity | NY | Dispatch-Generation | VOM | 0 | [6 empty] | 0.47464 | 0
LCP_Inputs_ON_Electric_Howarth_2023_05_05 | 2039 | Hydro | Generation | Electricity | ON | Dispatch-Generation | EmissionsCost | 0 | [6 empty] | 0.47464 | 0
LCP_Inputs_ON_Electric_Howarth_2023_05_05 | 2039 | Hydro | Generation | Electricity | ON | Dispatch-Generation | FuelCost | 0 | [6 empty] | 0.47464 | 0
LCP_Inputs_ON_Electric_Howarth_2023_05_05 | 2039 | Hydro | Generation | Electricity | ON | Dispatch-Generation | VOM | 0 | [6 empty] | 0.47464 | 0
LCP_Inputs_ON_Electric_Howarth_2023_05_05 | 2039 | Hydro | Generation | Electricity | PJ | Dispatch-Generation | EmissionsCost | 0 | [6 empty] | 0.47464 | 0
LCP_Inputs_ON_Electric_Howarth_2023_05_05 | 2039 | Hydro | Generation | Electricity | PJ | Dispatch-Generation | FuelCost | 0 | [6 empty] | 0.47464 | 0
LCP_Inputs_ON_Electric_Howarth_2023_05_05 | 2039 | Hydro | Generation | Electricity | PJ | Dispatch-Generation | VOM | 0 | [6 empty] | 0.47464 | 0
LCP_Inputs_ON_Electric_Howarth_2023_05_05 | 2039 | Hydro | Generation | Electricity | QC | Dispatch-Generation | EmissionsCost | 0 | [6 empty] | 0.47464 | 0
LCP_Inputs_ON_Electric_Howarth_2023_05_05 | 2039 | Hydro | Generation | Electricity | QC | Dispatch-Generation | FuelCost | 0 | [6 empty] | 0.47464 | 0
LCP_Inputs_ON_Electric_Howarth_2023_05_05 | 2039 | Hydro | Generation | Electricity | QC | Dispatch-Generation | VOM | 0 | [6 empty] | 0.47464 | 0
LCP_Inputs_ON_Electric_Howarth_2023_05_05 | 2039 | Hydro | Generation | Electricity | WC | Dispatch-Generation | EmissionsCost | 0 | [6 empty] | 0.47464 | 0
LCP_Inputs_ON_Electric_Howarth_2023_05_05 | 2039 | Hydro | Generation | Electricity | WC | Dispatch-Generation | FuelCost | 0 | [6 empty] | 0.47464 | 0
LCP_Inputs_ON_Electric_Howarth_2023_05_05 | 2039 | Hydro | Generation | Electricity | WC | Dispatch-Generation | VOM | 0 | [6 empty] | 0.47464 | 0
LCP_Inputs_ON_Electric_Howarth_2023_05_05 | 2039 | Hydro Pumped Storage | Storage | Electricity | MI | Dispatch-Storage | EmissionsCost | 0 | [6 empty] | 0.47464 | 0
LCP_Inputs_ON_Electric_Howarth_2023_05_05 | 2039 | Hydro Pumped Storage | Storage | Electricity | MI | Dispatch-Storage | FuelCost | 0 | [6 empty] | 0.47464 | 0
LCP_Inputs_ON_Electric_Howarth_2023_05_05 | 2039 | Hydro Pumped Storage | Storage | Electricity | MI | Dispatch-Storage | VOM | 0 | [6 empty] | 0.47464 | 0
LCP_Inputs_ON_Electric_Howarth_2023_05_05 | 2039 | Hydro Pumped Storage | Storage | Electricity | NY | Dispatch-Storage | EmissionsCost | 0 | [6 empty] | 0.47464 | 0
LCP_Inputs_ON_Electric_Howarth_2023_05_05 | 2039 | Hydro Pumped Storage | Storage | Electricity | NY | Dispatch-Storage | FuelCost | 0 | [6 empty] | 0.47464 | 0
LCP_Inputs_ON_Electric_Howarth_2023_05_05 | 2039 | Hydro Pumped Storage | Storage | Electricity | NY | Dispatch-Storage | VOM | 0 | [6 empty] | 0.47464 | 0
LCP_Inputs_ON_Electric_Howarth_2023_05_05 | 2039 | Hydro Pumped Storage | Storage | Electricity | ON | Dispatch-Storage | EmissionsCost | 0 | [6 empty] | 0.47464 | 0
LCP_Inputs_ON_Electric_Howarth_2023_05_05 | 2039 | Hydro Pumped Storage | Storage | Electricity | ON | Dispatch-Storage | FuelCost | 0 | [6 empty] | 0.47464 | 0
LCP_Inputs_ON_Electric_Howarth_2023_05_05 | 2039 | Hydro Pumped Storage | Storage | Electricity | ON | Dispatch-Storage | VOM | 0 | [6 empty] | 0.47464 | 0
LCP_Inputs_ON_Electric_Howarth_2023_05_05 | 2039 | Hydro Pumped Storage | Storage | Electricity | PJ | Dispatch-Storage | EmissionsCost | 0 | [6 empty] | 0.47464 | 0
LCP_Inputs_ON_Electric_Howarth_2023_05_05 | 2039 | Hydro Pumped Storage | Storage | Electricity | PJ | Dispatch-Storage | FuelCost | 0 | [6 empty] | 0.47464 | 0
LCP_Inputs_ON_Electric_Howarth_2023_05_05 | 2039 | Hydro Pumped Storage | Storage | Electricity | PJ | Dispatch-Storage | VOM | 0 | [6 empty] | 0.47464 | 0
LCP_Inputs_ON_Electric_Howarth_2023_05_05 | 2039 | Hydro Pumped Storage | Storage | Electricity | QC | Dispatch-Storage | EmissionsCost | 0 | [6 empty] | 0.47464 | 0
LCP_Inputs_ON_Electric_Howarth_2023_05_05 | 2039 | Hydro Pumped Storage | Storage | Electricity | QC | Dispatch-Storage | FuelCost | 0 | [6 empty] | 0.47464 | 0
LCP_Inputs_ON_Electric_Howarth_2023_05_05 | 2039 | Hydro Pumped Storage | Storage | Electricity | QC | Dispatch-Storage | VOM | 0 | [6 empty] | 0.47464 | 0
LCP_Inputs_ON_Electric_Howarth_2023_05_05 | 2039 | Hydro Pumped Storage | Storage | Electricity | WC | Dispatch-Storage | EmissionsCost | 0 | [6 empty] | 0.47464 | 0
LCP_Inputs_ON_Electric_Howarth_2023_05_05 | 2039 | Hydro Pumped Storage | Storage | Electricity | WC | Dispatch-Storage | FuelCost | 0 | [6 empty] | 0.47464 | 0
LCP_Inputs_ON_Electric_Howarth_2023_05_05 | 2039 | Hydro Pumped Storage | Storage | Electricity | WC | Dispatch-Storage | VOM | 0 | [6 empty] | 0.47464 | 0
LCP_Inputs_ON_Electric_Howarth_2023_05_05 | 2039 | Nuclear | Generation | Electricity | MI | Dispatch-Generation | EmissionsCost | 0 | [6 empty] | 0.47464 | 0
LCP_Inputs_ON_Electric_Howarth_2023_05_05 | 2039 | Nuclear | Generation | Electricity | MI | Dispatch-Generation | FuelCost | 0 | [6 empty] | 0.47464 | 0
LCP_Inputs_ON_Electric_Howarth_2023_05_05 | 2039 | Nuclear | Generation | Electricity | MI | Dispatch-Generation | VOM | 2762866296.96 | [6 empty] | 0.47464 | 1311373556.5133
LCP_Inputs_ON_Electric_Howarth_2023_05_05 | 2039 | Nuclear | Generation | Electricity | NY | Dispatch-Generation | EmissionsCost | 0 | [6 empty] | 0.47464 | 0
LCP_Inputs_ON_Electric_Howarth_2023_05_05 | 2039 | Nuclear | Generation | Electricity | NY | Dispatch-Generation | FuelCost | 0 | [6 empty] | 0.47464 | 0
LCP_Inputs_ON_Electric_Howarth_2023_05_05 | 2039 | Nuclear | Generation | Electricity | NY | Dispatch-Generation | VOM | 2246155230.144 | [6 empty] | 0.47464 | 1066120563.2267
LCP_Inputs_ON_Electric_Howarth_2023_05_05 | 2039 | Nuclear | Generation | Electricity | ON | Dispatch-Generation | EmissionsCost | 0 | [6 empty] | 0.47464 | 0
LCP_Inputs_ON_Electric_Howarth_2023_05_05 | 2039 | Nuclear | Generation | Electricity | ON | Dispatch-Generation | FuelCost | 0 | [6 empty] | 0.47464 | 0
LCP_Inputs_ON_Electric_Howarth_2023_05_05 | 2039 | Nuclear | Generation | Electricity | ON | Dispatch-Generation | VOM | 7240796912.4466 | [6 empty] | 0.47464 | 3436789398.5727
LCP_Inputs_ON_Electric_Howarth_2023_05_05 | 2039 | Nuclear | Generation | Electricity | PJ | Dispatch-Generation | EmissionsCost | 0 | [6 empty] | 0.47464 | 0
LCP_Inputs_ON_Electric_Howarth_2023_05_05 | 2039 | Nuclear | Generation | Electricity | PJ | Dispatch-Generation | FuelCost | 0 | [6 empty] | 0.47464 | 0
LCP_Inputs_ON_Electric_Howarth_2023_05_05 | 2039 | Nuclear | Generation | Electricity | PJ | Dispatch-Generation | VOM | 6401347648.6848 | [6 empty] | 0.47464 | 3038351165.1543
LCP_Inputs_ON_Electric_Howarth_2023_05_05 | 2039 | Nuclear | Generation | Electricity | QC | Dispatch-Generation | EmissionsCost | 0 | [6 empty] | 0.47464 | 0
LCP_Inputs_ON_Electric_Howarth_2023_05_05 | 2039 | Nuclear | Generation | Electricity | QC | Dispatch-Generation | FuelCost | 0 | [6 empty] | 0.47464 | 0
LCP_Inputs_ON_Electric_Howarth_2023_05_05 | 2039 | Nuclear | Generation | Electricity | QC | Dispatch-Generation | VOM | 0 | [6 empty] | 0.47464 | 0
LCP_Inputs_ON_Electric_Howarth_2023_05_05 | 2039 | Nuclear | Generation | Electricity | WC | Dispatch-Generation | EmissionsCost | 0 | [6 empty] | 0.47464 | 0
LCP_Inputs_ON_Electric_Howarth_2023_05_05 | 2039 | Nuclear | Generation | Electricity | WC | Dispatch-Generation | FuelCost | 0 | [6 empty] | 0.47464 | 0
LCP_Inputs_ON_Electric_Howarth_2023_05_05 | 2039 | Nuclear | Generation | Electricity | WC | Dispatch-Generation | VOM | 0 | [6 empty] | 0.47464 | 0
LCP_Inputs_ON_Electric_Howarth_2023_05_05 | 2039 | Nuclear SMR | Generation | Electricity | MI | Dispatch-Generation | EmissionsCost | 0 | [6 empty] | 0.47464 | 0
LCP_Inputs_ON_Electric_Howarth_2023_05_05 | 2039 | Nuclear SMR | Generation | Electricity | MI | Dispatch-Generation | FuelCost | 0 | [6 empty] | 0.47464 | 0
LCP_Inputs_ON_Electric_Howarth_2023_05_05 | 2039 | Nuclear SMR | Generation | Electricity | MI | Dispatch-Generation | VOM | 0 | [6 empty] | 0.47464 | 0
LCP_Inputs_ON_Electric_Howarth_2023_05_05 | 2039 | Nuclear SMR | Generation | Electricity | NY | Dispatch-Generation | EmissionsCost | 0 | [6 empty] | 0.47464 | 0
LCP_Inputs_ON_Electric_Howarth_2023_05_05 | 2039 | Nuclear SMR | Generation | Electricity | NY | Dispatch-Generation | FuelCost | 0 | [6 empty] | 0.47464 | 0
LCP_Inputs_ON_Electric_Howarth_2023_05_05 | 2039 | Nuclear SMR | Generation | Electricity | NY | Dispatch-Generation | VOM | 0 | [6 empty] | 0.47464 | 0
LCP_Inputs_ON_Electric_Howarth_2023_05_05 | 2039 | Nuclear SMR | Generation | Electricity | ON | Dispatch-Generation | EmissionsCost | 0 | [6 empty] | 0.47464 | 0
LCP_Inputs_ON_Electric_Howarth_2023_05_05 | 2039 | Nuclear SMR | Generation | Electricity | ON | Dispatch-Generation | FuelCost | 0 | [6 empty] | 0.47464 | 0
LCP_Inputs_ON_Electric_Howarth_2023_05_05 | 2039 | Nuclear SMR | Generation | Electricity | ON | Dispatch-Generation | VOM | 19039640.4 | [6 empty] | 0.47464 | 9037021.0725
LCP_Inputs_ON_Electric_Howarth_2023_05_05 | 2039 | Nuclear SMR | Generation | Electricity | PJ | Dispatch-Generation | EmissionsCost | 0 | [6 empty] | 0.47464 | 0
LCP_Inputs_ON_Electric_Howarth_2023_05_05 | 2039 | Nuclear SMR | Generation | Electricity | PJ | Dispatch-Generation | FuelCost | 0 | [6 empty] | 0.47464 | 0
LCP_Inputs_ON_Electric_Howarth_2023_05_05 | 2039 | Nuclear SMR | Generation | Electricity | PJ | Dispatch-Generation | VOM | 0 | [6 empty] | 0.47464 | 0
LCP_Inputs_ON_Electric_Howarth_2023_05_05 | 2039 | Nuclear SMR | Generation | Electricity | QC | Dispatch-Generation | EmissionsCost | 0 | [6 empty] | 0.47464 | 0
LCP_Inputs_ON_Electric_Howarth_2023_05_05 | 2039 | Nuclear SMR | Generation | Electricity | QC | Dispatch-Generation | FuelCost | 0 | [6 empty] | 0.47464 | 0
LCP_Inputs_ON_Electric_Howarth_2023_05_05 | 2039 | Nuclear SMR | Generation | Electricity | QC | Dispatch-Generation | VOM | 0 | [6 empty] | 0.47464 | 0
LCP_Inputs_ON_Electric_Howarth_2023_05_05 | 2039 | Nuclear SMR | Generation | Electricity | WC | Dispatch-Generation | EmissionsCost | 0 | [6 empty] | 0.47464 | 0
LCP_Inputs_ON_Electric_Howarth_2023_05_05 | 2039 | Nuclear SMR | Generation | Electricity | WC | Dispatch-Generation | FuelCost | 0 | [6 empty] | 0.47464 | 0
LCP_Inputs_ON_Electric_Howarth_2023_05_05 | 2039 | Nuclear SMR | Generation | Electricity | WC | Dispatch-Generation | VOM | 0 | [6 empty] | 0.47464 | 0
LCP_Inputs_ON_Electric_Howarth_2023_05_05 | 2039 | O/CCGT - CH4 Existing | Crossload | Electricity | MI | Dispatch-Crossload | EmissionsCost | 0 | [6 empty] | 0.47464 | 0
LCP_Inputs_ON_Electric_Howarth_2023_05_05 | 2039 | O/CCGT - CH4 Existing | Crossload | Electricity | MI | Dispatch-Crossload | FuelCost | 0 | [6 empty] | 0.47464 | 0
LCP_Inputs_ON_Electric_Howarth_2023_05_05 | 2039 | O/CCGT - CH4 Existing | Crossload | Electricity | MI | Dispatch-Crossload | VOM | 0 | [6 empty] | 0.47464 | 0
LCP_Inputs_ON_Electric_Howarth_2023_05_05 | 2039 | O/CCGT - CH4 Existing | Crossload | Electricity | NY | Dispatch-Crossload | EmissionsCost | 0 | [6 empty] | 0.47464 | 0
LCP_Inputs_ON_Electric_Howarth_2023_05_05 | 2039 | O/CCGT - CH4 Existing | Crossload | Electricity | NY | Dispatch-Crossload | FuelCost | 0 | [6 empty] | 0.47464 | 0
LCP_Inputs_ON_Electric_Howarth_2023_05_05 | 2039 | O/CCGT - CH4 Existing | Crossload | Electricity | NY | Dispatch-Crossload | VOM | 0 | [6 empty] | 0.47464 | 0
LCP_Inputs_ON_Electric_Howarth_2023_05_05 | 2039 | O/CCGT - CH4 Existing | Crossload | Electricity | ON | Dispatch-Crossload | EmissionsCost | 11165878.9802 | [6 empty] | 0.47464 | 5299799.8658
LCP_Inputs_ON_Electric_Howarth_2023_05_05 | 2039 | O/CCGT - CH4 Existing | Crossload | Electricity | ON | Dispatch-Crossload | FuelCost | 0 | [6 empty] | 0.47464 | 0
LCP_Inputs_ON_Electric_Howarth_2023_05_05 | 2039 | O/CCGT - CH4 Existing | Crossload | Electricity | ON | Dispatch-Crossload | VOM | 405781.1348 | [6 empty] | 0.47464 | 192600.9415
LCP_Inputs_ON_Electric_Howarth_2023_05_05 | 2039 | O/CCGT - CH4 Existing | Crossload | Electricity | PJ | Dispatch-Crossload | EmissionsCost | 0 | [6 empty] | 0.47464 | 0
LCP_Inputs_ON_Electric_Howarth_2023_05_05 | 2039 | O/CCGT - CH4 Existing | Crossload | Electricity | PJ | Dispatch-Crossload | FuelCost | 0 | [6 empty] | 0.47464 | 0
LCP_Inputs_ON_Electric_Howarth_2023_05_05 | 2039 | O/CCGT - CH4 Existing | Crossload | Electricity | PJ | Dispatch-Crossload | VOM | 0 | [6 empty] | 0.47464 | 0
LCP_Inputs_ON_Electric_Howarth_2023_05_05 | 2039 | O/CCGT - CH4 Existing | Crossload | Electricity | QC | Dispatch-Crossload | EmissionsCost | 0 | [6 empty] | 0.47464 | 0
LCP_Inputs_ON_Electric_Howarth_2023_05_05 | 2039 | O/CCGT - CH4 Existing | Crossload | Electricity | QC | Dispatch-Crossload | FuelCost | 0 | [6 empty] | 0.47464 | 0
LCP_Inputs_ON_Electric_Howarth_2023_05_05 | 2039 | O/CCGT - CH4 Existing | Crossload | Electricity | QC | Dispatch-Crossload | VOM | 0 | [6 empty] | 0.47464 | 0
LCP_Inputs_ON_Electric_Howarth_2023_05_05 | 2039 | O/CCGT - CH4 Existing | Crossload | Electricity | WC | Dispatch-Crossload | EmissionsCost | 0 | [6 empty] | 0.47464 | 0
LCP_Inputs_ON_Electric_Howarth_2023_05_05 | 2039 | O/CCGT - CH4 Existing | Crossload | Electricity | WC | Dispatch-Crossload | FuelCost | 0 | [6 empty] | 0.47464 | 0
LCP_Inputs_ON_Electric_Howarth_2023_05_05 | 2039 | O/CCGT - CH4 Existing | Crossload | Electricity | WC | Dispatch-Crossload | VOM | 0 | [6 empty] | 0.47464 | 0
LCP_Inputs_ON_Electric_Howarth_2023_05_05 | 2039 | O/CCGT - CH4 New | Crossload | Electricity | MI | Dispatch-Crossload | EmissionsCost | 0 | [6 empty] | 0.47464 | 0
LCP_Inputs_ON_Electric_Howarth_2023_05_05 | 2039 | O/CCGT - CH4 New | Crossload | Electricity | MI | Dispatch-Crossload | FuelCost | 0 | [6 empty] | 0.47464 | 0
LCP_Inputs_ON_Electric_Howarth_2023_05_05 | 2039 | O/CCGT - CH4 New | Crossload | Electricity | MI | Dispatch-Crossload | VOM | 0 | [6 empty] | 0.47464 | 0
LCP_Inputs_ON_Electric_Howarth_2023_05_05 | 2039 | O/CCGT - CH4 New | Crossload | Electricity | NY | Dispatch-Crossload | EmissionsCost | 0 | [6 empty] | 0.47464 | 0
LCP_Inputs_ON_Electric_Howarth_2023_05_05 | 2039 | O/CCGT - CH4 New | Crossload | Electricity | NY | Dispatch-Crossload | FuelCost | 0 | [6 empty] | 0.47464 | 0
LCP_Inputs_ON_Electric_Howarth_2023_05_05 | 2039 | O/CCGT - CH4 New | Crossload | Electricity | NY | Dispatch-Crossload | VOM | 0 | [6 empty] | 0.47464 | 0
LCP_Inputs_ON_Electric_Howarth_2023_05_05 | 2039 | O/CCGT - CH4 New | Crossload | Electricity | ON | Dispatch-Crossload | EmissionsCost | 1023543.3464 | [6 empty] | 0.47464 | 485817.095
LCP_Inputs_ON_Electric_Howarth_2023_05_05 | 2039 | O/CCGT - CH4 New | Crossload | Electricity | ON | Dispatch-Crossload | FuelCost | 0 | [6 empty] | 0.47464 | 0
LCP_Inputs_ON_Electric_Howarth_2023_05_05 | 2039 | O/CCGT - CH4 New | Crossload | Electricity | ON | Dispatch-Crossload | VOM | 37196.7654 | [6 empty] | 0.47464 | 17655.1629
LCP_Inputs_ON_Electric_Howarth_2023_05_05 | 2039 | O/CCGT - CH4 New | Crossload | Electricity | PJ | Dispatch-Crossload | EmissionsCost | 0 | [6 empty] | 0.47464 | 0
LCP_Inputs_ON_Electric_Howarth_2023_05_05 | 2039 | O/CCGT - CH4 New | Crossload | Electricity | PJ | Dispatch-Crossload | FuelCost | 0 | [6 empty] | 0.47464 | 0
LCP_Inputs_ON_Electric_Howarth_2023_05_05 | 2039 | O/CCGT - CH4 New | Crossload | Electricity | PJ | Dispatch-Crossload | VOM | 0 | [6 empty] | 0.47464 | 0
LCP_Inputs_ON_Electric_Howarth_2023_05_05 | 2039 | O/CCGT - CH4 New | Crossload | Electricity | QC | Dispatch-Crossload | EmissionsCost | 0 | [6 empty] | 0.47464 | 0
LCP_Inputs_ON_Electric_Howarth_2023_05_05 | 2039 | O/CCGT - CH4 New | Crossload | Electricity | QC | Dispatch-Crossload | FuelCost | 0 | [6 empty] | 0.47464 | 0
LCP_Inputs_ON_Electric_Howarth_2023_05_05 | 2039 | O/CCGT - CH4 New | Crossload | Electricity | QC | Dispatch-Crossload | VOM | 0 | [6 empty] | 0.47464 | 0
LCP_Inputs_ON_Electric_Howarth_2023_05_05 | 2039 | O/CCGT - CH4 New | Crossload | Electricity | WC | Dispatch-Crossload | EmissionsCost | 0 | [6 empty] | 0.47464 | 0
LCP_Inputs_ON_Electric_Howarth_2023_05_05 | 2039 | O/CCGT - CH4 New | Crossload | Electricity | WC | Dispatch-Crossload | FuelCost | 0 | [6 empty] | 0.47464 | 0
LCP_Inputs_ON_Electric_Howarth_2023_05_05 | 2039 | O/CCGT - CH4 New | Crossload | Electricity | WC | Dispatch-Crossload | VOM | 0 | [6 empty] | 0.47464 | 0
LCP_Inputs_ON_Electric_Howarth_2023_05_05 | 2039 | O/CCGT - H2 New | Crossload | Electricity | MI | Dispatch-Crossload | EmissionsCost | 0 | [6 empty] | 0.47464 | 0
LCP_Inputs_ON_Electric_Howarth_2023_05_05 | 2039 | O/CCGT - H2 New | Crossload | Electricity | MI | Dispatch-Crossload | FuelCost | 0 | [6 empty] | 0.47464 | 0
LCP_Inputs_ON_Electric_Howarth_2023_05_05 | 2039 | O/CCGT - H2 New | Crossload | Electricity | MI | Dispatch-Crossload | VOM | 0 | [6 empty] | 0.47464 | 0
LCP_Inputs_ON_Electric_Howarth_2023_05_05 | 2039 | O/CCGT - H2 New | Crossload | Electricity | NY | Dispatch-Crossload | EmissionsCost | 0 | [6 empty] | 0.47464 | 0
LCP_Inputs_ON_Electric_Howarth_2023_05_05 | 2039 | O/CCGT - H2 New | Crossload | Electricity | NY | Dispatch-Crossload | FuelCost | 0 | [6 empty] | 0.47464 | 0
LCP_Inputs_ON_Electric_Howarth_2023_05_05 | 2039 | O/CCGT - H2 New | Crossload | Electricity | NY | Dispatch-Crossload | VOM | 0 | [6 empty] | 0.47464 | 0
LCP_Inputs_ON_Electric_Howarth_2023_05_05 | 2039 | O/CCGT - H2 New | Crossload | Electricity | ON | Dispatch-Crossload | EmissionsCost | 0 | [6 empty] | 0.47464 | 0
LCP_Inputs_ON_Electric_Howarth_2023_05_05 | 2039 | O/CCGT - H2 New | Crossload | Electricity | ON | Dispatch-Crossload | FuelCost | 0 | [6 empty] | 0.47464 | 0
LCP_Inputs_ON_Electric_Howarth_2023_05_05 | 2039 | O/CCGT - H2 New | Crossload | Electricity | ON | Dispatch-Crossload | VOM | 13608.3219 | [6 empty] | 0.47464 | 6459.0869
LCP_Inputs_ON_Electric_Howarth_2023_05_05 | 2039 | O/CCGT - H2 New | Crossload | Electricity | PJ | Dispatch-Crossload | EmissionsCost | 0 | [6 empty] | 0.47464 | 0
LCP_Inputs_ON_Electric_Howarth_2023_05_05 | 2039 | O/CCGT - H2 New | Crossload | Electricity | PJ | Dispatch-Crossload | FuelCost | 0 | [6 empty] | 0.47464 | 0
LCP_Inputs_ON_Electric_Howarth_2023_05_05 | 2039 | O/CCGT - H2 New | Crossload | Electricity | PJ | Dispatch-Crossload | VOM | 0 | [6 empty] | 0.47464 | 0
LCP_Inputs_ON_Electric_Howarth_2023_05_05 | 2039 | O/CCGT - H2 New | Crossload | Electricity | QC | Dispatch-Crossload | EmissionsCost | 0 | [6 empty] | 0.47464 | 0
LCP_Inputs_ON_Electric_Howarth_2023_05_05 | 2039 | O/CCGT - H2 New | Crossload | Electricity | QC | Dispatch-Crossload | FuelCost | 0 | [6 empty] | 0.47464 | 0
LCP_Inputs_ON_Electric_Howarth_2023_05_05 | 2039 | O/CCGT - H2 New | Crossload | Electricity | QC | Dispatch-Crossload | VOM | 0 | [6 empty] | 0.47464 | 0
LCP_Inputs_ON_Electric_Howarth_2023_05_05 | 2039 | O/CCGT - H2 New | Crossload | Electricity | WC | Dispatch-Crossload | EmissionsCost | 0 | [6 empty] | 0.47464 | 0
LCP_Inputs_ON_Electric_Howarth_2023_05_05 | 2039 | O/CCGT - H2 New | Crossload | Electricity | WC | Dispatch-Crossload | FuelCost | 0 | [6 empty] | 0.47464 | 0
LCP_Inputs_ON_Electric_Howarth_2023_05_05 | 2039 | O/CCGT - H2 New | Crossload | Electricity | WC | Dispatch-Crossload | VOM | 0 | [6 empty] | 0.47464 | 0
LCP_Inputs_ON_Electric_Howarth_2023_05_05 | 2039 | SMR CCS | Generation | Hydrogen | MI | Dispatch-Generation | EmissionsCost | 0 | [6 empty] | 0.47464 | 0
LCP_Inputs_ON_Electric_Howarth_2023_05_05 | 2039 | SMR CCS | Generation | Hydrogen | MI | Dispatch-Generation | FuelCost | 0 | [6 empty] | 0.47464 | 0
LCP_Inputs_ON_Electric_Howarth_2023_05_05 | 2039 | SMR CCS | Generation | Hydrogen | MI | Dispatch-Generation | VOM | 0 | [6 empty] | 0.47464 | 0
LCP_Inputs_ON_Electric_Howarth_2023_05_05 | 2039 | SMR CCS | Generation | Hydrogen | NY | Dispatch-Generation | EmissionsCost | 0 | [6 empty] | 0.47464 | 0
LCP_Inputs_ON_Electric_Howarth_2023_05_05 | 2039 | SMR CCS | Generation | Hydrogen | NY | Dispatch-Generation | FuelCost | 0 | [6 empty] | 0.47464 | 0
LCP_Inputs_ON_Electric_Howarth_2023_05_05 | 2039 | SMR CCS | Generation | Hydrogen | NY | Dispatch-Generation | VOM | 0 | [6 empty] | 0.47464 | 0
LCP_Inputs_ON_Electric_Howarth_2023_05_05 | 2039 | SMR CCS | Generation | Hydrogen | ON | Dispatch-Generation | EmissionsCost | 534562683.9116 | [6 empty] | 0.47464 | 253726128.0981
LCP_Inputs_ON_Electric_Howarth_2023_05_05 | 2039 | SMR CCS | Generation | Hydrogen | ON | Dispatch-Generation | FuelCost | 210670439.8621 | [6 empty] | 0.47464 | 99993128.2517
LCP_Inputs_ON_Electric_Howarth_2023_05_05 | 2039 | SMR CCS | Generation | Hydrogen | ON | Dispatch-Generation | VOM | 0 | [6 empty] | 0.47464 | 0
LCP_Inputs_ON_Electric_Howarth_2023_05_05 | 2039 | SMR CCS | Generation | Hydrogen | PJ | Dispatch-Generation | EmissionsCost | 0 | [6 empty] | 0.47464 | 0
LCP_Inputs_ON_Electric_Howarth_2023_05_05 | 2039 | SMR CCS | Generation | Hydrogen | PJ | Dispatch-Generation | FuelCost | 0 | [6 empty] | 0.47464 | 0
LCP_Inputs_ON_Electric_Howarth_2023_05_05 | 2039 | SMR CCS | Generation | Hydrogen | PJ | Dispatch-Generation | VOM | 0 | [6 empty] | 0.47464 | 0
LCP_Inputs_ON_Electric_Howarth_2023_05_05 | 2039 | SMR CCS | Generation | Hydrogen | QC | Dispatch-Generation | EmissionsCost | 0 | [6 empty] | 0.47464 | 0
LCP_Inputs_ON_Electric_Howarth_2023_05_05 | 2039 | SMR CCS | Generation | Hydrogen | QC | Dispatch-Generation | FuelCost | 0 | [6 empty] | 0.47464 | 0
LCP_Inputs_ON_Electric_Howarth_2023_05_05 | 2039 | SMR CCS | Generation | Hydrogen | QC | Dispatch-Generation | VOM | 0 | [6 empty] | 0.47464 | 0
LCP_Inputs_ON_Electric_Howarth_2023_05_05 | 2039 | SMR CCS | Generation | Hydrogen | WC | Dispatch-Generation | EmissionsCost | 0 | [6 empty] | 0.47464 | 0
LCP_Inputs_ON_Electric_Howarth_2023_05_05 | 2039 | SMR CCS | Generation | Hydrogen | WC | Dispatch-Generation | FuelCost | 0 | [6 empty] | 0.47464 | 0
LCP_Inputs_ON_Electric_Howarth_2023_05_05 | 2039 | SMR CCS | Generation | Hydrogen | WC | Dispatch-Generation | VOM | 0 | [6 empty] | 0.47464 | 0
LCP_Inputs_ON_Electric_Howarth_2023_05_05 | 2039 | Solar PV | Generation | Electricity | MI | Dispatch-Generation | EmissionsCost | 0 | [6 empty] | 0.47464 | 0
LCP_Inputs_ON_Electric_Howarth_2023_05_05 | 2039 | Solar PV | Generation | Electricity | MI | Dispatch-Generation | FuelCost | 0 | [6 empty] | 0.47464 | 0
LCP_Inputs_ON_Electric_Howarth_2023_05_05 | 2039 | Solar PV | Generation | Electricity | MI | Dispatch-Generation | VOM | 0 | [6 empty] | 0.47464 | 0
LCP_Inputs_ON_Electric_Howarth_2023_05_05 | 2039 | Solar PV | Generation | Electricity | NY | Dispatch-Generation | EmissionsCost | 0 | [6 empty] | 0.47464 | 0
LCP_Inputs_ON_Electric_Howarth_2023_05_05 | 2039 | Solar PV | Generation | Electricity | NY | Dispatch-Generation | FuelCost | 0 | [6 empty] | 0.47464 | 0
LCP_Inputs_ON_Electric_Howarth_2023_05_05 | 2039 | Solar PV | Generation | Electricity | NY | Dispatch-Generation | VOM | 0 | [6 empty] | 0.47464 | 0
LCP_Inputs_ON_Electric_Howarth_2023_05_05 | 2039 | Solar PV | Generation | Electricity | ON | Dispatch-Generation | EmissionsCost | 0 | [6 empty] | 0.47464 | 0
LCP_Inputs_ON_Electric_Howarth_2023_05_05 | 2039 | Solar PV | Generation | Electricity | ON | Dispatch-Generation | FuelCost | 0 | [6 empty] | 0.47464 | 0
LCP_Inputs_ON_Electric_Howarth_2023_05_05 | 2039 | Solar PV | Generation | Electricity | ON | Dispatch-Generation | VOM | 0 | [6 empty] | 0.47464 | 0
LCP_Inputs_ON_Electric_Howarth_2023_05_05 | 2039 | Solar PV | Generation | Electricity | PJ | Dispatch-Generation | EmissionsCost | 0 | [6 empty] | 0.47464 | 0
LCP_Inputs_ON_Electric_Howarth_2023_05_05 | 2039 | Solar PV | Generation | Electricity | PJ | Dispatch-Generation | FuelCost | 0 | [6 empty] | 0.47464 | 0
LCP_Inputs_ON_Electric_Howarth_2023_05_05 | 2039 | Solar PV | Generation | Electricity | PJ | Dispatch-Generation | VOM | 0 | [6 empty] | 0.47464 | 0
LCP_Inputs_ON_Electric_Howarth_2023_05_05 | 2039 | Solar PV | Generation | Electricity | QC | Dispatch-Generation | EmissionsCost | 0 | [6 empty] | 0.47464 | 0
LCP_Inputs_ON_Electric_Howarth_2023_05_05 | 2039 | Solar PV | Generation | Electricity | QC | Dispatch-Generation | FuelCost | 0 | [6 empty] | 0.47464 | 0
LCP_Inputs_ON_Electric_Howarth_2023_05_05 | 2039 | Solar PV | Generation | Electricity | QC | Dispatch-Generation | VOM | 0 | [6 empty] | 0.47464 | 0
LCP_Inputs_ON_Electric_Howarth_2023_05_05 | 2039 | Solar PV | Generation | Electricity | WC | Dispatch-Generation | EmissionsCost | 0 | [6 empty] | 0.47464 | 0
LCP_Inputs_ON_Electric_Howarth_2023_05_05 | 2039 | Solar PV | Generation | Electricity | WC | Dispatch-Generation | FuelCost | 0 | [6 empty] | 0.47464 | 0
LCP_Inputs_ON_Electric_Howarth_2023_05_05 | 2039 | Solar PV | Generation | Electricity | WC | Dispatch-Generation | VOM | 0 | [6 empty] | 0.47464 | 0
LCP_Inputs_ON_Electric_Howarth_2023_05_05 | 2039 | Wind Offshore | Generation | Electricity | MI | Dispatch-Generation | EmissionsCost | 0 | [6 empty] | 0.47464 | 0
LCP_Inputs_ON_Electric_Howarth_2023_05_05 | 2039 | Wind Offshore | Generation | Electricity | MI | Dispatch-Generation | FuelCost | 0 | [6 empty] | 0.47464 | 0
LCP_Inputs_ON_Electric_Howarth_2023_05_05 | 2039 | Wind Offshore | Generation | Electricity | MI | Dispatch-Generation | VOM | 0 | [6 empty] | 0.47464 | 0
LCP_Inputs_ON_Electric_Howarth_2023_05_05 | 2039 | Wind Offshore | Generation | Electricity | NY | Dispatch-Generation | EmissionsCost | 0 | [6 empty] | 0.47464 | 0
LCP_Inputs_ON_Electric_Howarth_2023_05_05 | 2039 | Wind Offshore | Generation | Electricity | NY | Dispatch-Generation | FuelCost | 0 | [6 empty] | 0.47464 | 0
LCP_Inputs_ON_Electric_Howarth_2023_05_05 | 2039 | Wind Offshore | Generation | Electricity | NY | Dispatch-Generation | VOM | 0 | [6 empty] | 0.47464 | 0
LCP_Inputs_ON_Electric_Howarth_2023_05_05 | 2039 | Wind Offshore | Generation | Electricity | ON | Dispatch-Generation | EmissionsCost | 0 | [6 empty] | 0.47464 | 0
LCP_Inputs_ON_Electric_Howarth_2023_05_05 | 2039 | Wind Offshore | Generation | Electricity | ON | Dispatch-Generation | FuelCost | 0 | [6 empty] | 0.47464 | 0
LCP_Inputs_ON_Electric_Howarth_2023_05_05 | 2039 | Wind Offshore | Generation | Electricity | ON | Dispatch-Generation | VOM | 0 | [6 empty] | 0.47464 | 0
LCP_Inputs_ON_Electric_Howarth_2023_05_05 | 2039 | Wind Offshore | Generation | Electricity | PJ | Dispatch-Generation | EmissionsCost | 0 | [6 empty] | 0.47464 | 0
LCP_Inputs_ON_Electric_Howarth_2023_05_05 | 2039 | Wind Offshore | Generation | Electricity | PJ | Dispatch-Generation | FuelCost | 0 | [6 empty] | 0.47464 | 0
LCP_Inputs_ON_Electric_Howarth_2023_05_05 | 2039 | Wind Offshore | Generation | Electricity | PJ | Dispatch-Generation | VOM | 0 | [6 empty] | 0.47464 | 0
LCP_Inputs_ON_Electric_Howarth_2023_05_05 | 2039 | Wind Offshore | Generation | Electricity | QC | Dispatch-Generation | EmissionsCost | 0 | [6 empty] | 0.47464 | 0
LCP_Inputs_ON_Electric_Howarth_2023_05_05 | 2039 | Wind Offshore | Generation | Electricity | QC | Dispatch-Generation | FuelCost | 0 | [6 empty] | 0.47464 | 0
LCP_Inputs_ON_Electric_Howarth_2023_05_05 | 2039 | Wind Offshore | Generation | Electricity | QC | Dispatch-Generation | VOM | 0 | [6 empty] | 0.47464 | 0
LCP_Inputs_ON_Electric_Howarth_2023_05_05 | 2039 | Wind Offshore | Generation | Electricity | WC | Dispatch-Generation | EmissionsCost | 0 | [6 empty] | 0.47464 | 0
LCP_Inputs_ON_Electric_Howarth_2023_05_05 | 2039 | Wind Offshore | Generation | Electricity | WC | Dispatch-Generation | FuelCost | 0 | [6 empty] | 0.47464 | 0
LCP_Inputs_ON_Electric_Howarth_2023_05_05 | 2039 | Wind Offshore | Generation | Electricity | WC | Dispatch-Generation | VOM | 0 | [6 empty] | 0.47464 | 0
LCP_Inputs_ON_Electric_Howarth_2023_05_05 | 2039 | Wind Onshore | Generation | Electricity | MI | Dispatch-Generation | EmissionsCost | 0 | [6 empty] | 0.47464 | 0
LCP_Inputs_ON_Electric_Howarth_2023_05_05 | 2039 | Wind Onshore | Generation | Electricity | MI | Dispatch-Generation | FuelCost | 0 | [6 empty] | 0.47464 | 0
LCP_Inputs_ON_Electric_Howarth_2023_05_05 | 2039 | Wind Onshore | Generation | Electricity | MI | Dispatch-Generation | VOM | 0 | [6 empty] | 0.47464 | 0
LCP_Inputs_ON_Electric_Howarth_2023_05_05 | 2039 | Wind Onshore | Generation | Electricity | NY | Dispatch-Generation | EmissionsCost | 0 | [6 empty] | 0.47464 | 0
LCP_Inputs_ON_Electric_Howarth_2023_05_05 | 2039 | Wind Onshore | Generation | Electricity | NY | Dispatch-Generation | FuelCost | 0 | [6 empty] | 0.47464 | 0
LCP_Inputs_ON_Electric_Howarth_2023_05_05 | 2039 | Wind Onshore | Generation | Electricity | NY | Dispatch-Generation | VOM | 0 | [6 empty] | 0.47464 | 0
LCP_Inputs_ON_Electric_Howarth_2023_05_05 | 2039 | Wind Onshore | Generation | Electricity | ON | Dispatch-Generation | EmissionsCost | 0 | [6 empty] | 0.47464 | 0
LCP_Inputs_ON_Electric_Howarth_2023_05_05 | 2039 | Wind Onshore | Generation | Electricity | ON | Dispatch-Generation | FuelCost | 0 | [6 empty] | 0.47464 | 0
LCP_Inputs_ON_Electric_Howarth_2023_05_05 | 2039 | Wind Onshore | Generation | Electricity | ON | Dispatch-Generation | VOM | 0 | [6 empty] | 0.47464 | 0
LCP_Inputs_ON_Electric_Howarth_2023_05_05 | 2039 | Wind Onshore | Generation | Electricity | PJ | Dispatch-Generation | EmissionsCost | 0 | [6 empty] | 0.47464 | 0
LCP_Inputs_ON_Electric_Howarth_2023_05_05 | 2039 | Wind Onshore | Generation | Electricity | PJ | Dispatch-Generation | FuelCost | 0 | [6 empty] | 0.47464 | 0
LCP_Inputs_ON_Electric_Howarth_2023_05_05 | 2039 | Wind Onshore | Generation | Electricity | PJ | Dispatch-Generation | VOM | 0 | [6 empty] | 0.47464 | 0
LCP_Inputs_ON_Electric_Howarth_2023_05_05 | 2039 | Wind Onshore | Generation | Electricity | QC | Dispatch-Generation | EmissionsCost | 0 | [6 empty] | 0.47464 | 0
LCP_Inputs_ON_Electric_Howarth_2023_05_05 | 2039 | Wind Onshore | Generation | Electricity | QC | Dispatch-Generation | FuelCost | 0 | [6 empty] | 0.47464 | 0
LCP_Inputs_ON_Electric_Howarth_2023_05_05 | 2039 | Wind Onshore | Generation | Electricity | QC | Dispatch-Generation | VOM | 0 | [6 empty] | 0.47464 | 0
LCP_Inputs_ON_Electric_Howarth_2023_05_05 | 2039 | Wind Onshore | Generation | Electricity | WC | Dispatch-Generation | EmissionsCost | 0 | [6 empty] | 0.47464 | 0
LCP_Inputs_ON_Electric_Howarth_2023_05_05 | 2039 | Wind Onshore | Generation | Electricity | WC | Dispatch-Generation | FuelCost | 0 | [6 empty] | 0.47464 | 0
LCP_Inputs_ON_Electric_Howarth_2023_05_05 | 2039 | Wind Onshore | Generation | Electricity | WC | Dispatch-Generation | VOM | 0 | [6 empty] | 0.47464 | 0
LCP_Inputs_ON_Electric_Howarth_2023_05_05 | 2040 | Anaerobic Digestion | Generation | Methane | MI | Dispatch-Generation | EmissionsCost | 0 | [6 empty] | 0.45639 | 0
LCP_Inputs_ON_Electric_Howarth_2023_05_05 | 2040 | Anaerobic Digestion | Generation | Methane | MI | Dispatch-Generation | FuelCost | 0 | [6 empty] | 0.45639 | 0
LCP_Inputs_ON_Electric_Howarth_2023_05_05 | 2040 | Anaerobic Digestion | Generation | Methane | MI | Dispatch-Generation | VOM | 0 | [6 empty] | 0.45639 | 0
LCP_Inputs_ON_Electric_Howarth_2023_05_05 | 2040 | Anaerobic Digestion | Generation | Methane | NY | Dispatch-Generation | EmissionsCost | 0 | [6 empty] | 0.45639 | 0
LCP_Inputs_ON_Electric_Howarth_2023_05_05 | 2040 | Anaerobic Digestion | Generation | Methane | NY | Dispatch-Generation | FuelCost | 0 | [6 empty] | 0.45639 | 0
LCP_Inputs_ON_Electric_Howarth_2023_05_05 | 2040 | Anaerobic Digestion | Generation | Methane | NY | Dispatch-Generation | VOM | 0 | [6 empty] | 0.45639 | 0
LCP_Inputs_ON_Electric_Howarth_2023_05_05 | 2040 | Anaerobic Digestion | Generation | Methane | ON | Dispatch-Generation | EmissionsCost | 4244873.9669 | [6 empty] | 0.45639 | 1937305.0668
LCP_Inputs_ON_Electric_Howarth_2023_05_05 | 2040 | Anaerobic Digestion | Generation | Methane | ON | Dispatch-Generation | FuelCost | 0 | [6 empty] | 0.45639 | 0
LCP_Inputs_ON_Electric_Howarth_2023_05_05 | 2040 | Anaerobic Digestion | Generation | Methane | ON | Dispatch-Generation | VOM | 1125040000 | [6 empty] | 0.45639 | 513453569.9543
LCP_Inputs_ON_Electric_Howarth_2023_05_05 | 2040 | Anaerobic Digestion | Generation | Methane | PJ | Dispatch-Generation | EmissionsCost | 0 | [6 empty] | 0.45639 | 0
LCP_Inputs_ON_Electric_Howarth_2023_05_05 | 2040 | Anaerobic Digestion | Generation | Methane | PJ | Dispatch-Generation | FuelCost | 0 | [6 empty] | 0.45639 | 0
LCP_Inputs_ON_Electric_Howarth_2023_05_05 | 2040 | Anaerobic Digestion | Generation | Methane | PJ | Dispatch-Generation | VOM | 0 | [6 empty] | 0.45639 | 0
LCP_Inputs_ON_Electric_Howarth_2023_05_05 | 2040 | Anaerobic Digestion | Generation | Methane | QC | Dispatch-Generation | EmissionsCost | 0 | [6 empty] | 0.45639 | 0
LCP_Inputs_ON_Electric_Howarth_2023_05_05 | 2040 | Anaerobic Digestion | Generation | Methane | QC | Dispatch-Generation | FuelCost | 0 | [6 empty] | 0.45639 | 0
LCP_Inputs_ON_Electric_Howarth_2023_05_05 | 2040 | Anaerobic Digestion | Generation | Methane | QC | Dispatch-Generation | VOM | 0 | [6 empty] | 0.45639 | 0
LCP_Inputs_ON_Electric_Howarth_2023_05_05 | 2040 | Anaerobic Digestion | Generation | Methane | WC | Dispatch-Generation | EmissionsCost | 0 | [6 empty] | 0.45639 | 0
LCP_Inputs_ON_Electric_Howarth_2023_05_05 | 2040 | Anaerobic Digestion | Generation | Methane | WC | Dispatch-Generation | FuelCost | 0 | [6 empty] | 0.45639 | 0
LCP_Inputs_ON_Electric_Howarth_2023_05_05 | 2040 | Anaerobic Digestion | Generation | Methane | WC | Dispatch-Generation | VOM | 0 | [6 empty] | 0.45639 | 0
LCP_Inputs_ON_Electric_Howarth_2023_05_05 | 2040 | Battery Storage | Storage | Electricity | MI | Dispatch-Storage | EmissionsCost | 0 | [6 empty] | 0.45639 | 0
LCP_Inputs_ON_Electric_Howarth_2023_05_05 | 2040 | Battery Storage | Storage | Electricity | MI | Dispatch-Storage | FuelCost | 0 | [6 empty] | 0.45639 | 0
LCP_Inputs_ON_Electric_Howarth_2023_05_05 | 2040 | Battery Storage | Storage | Electricity | MI | Dispatch-Storage | VOM | 0 | [6 empty] | 0.45639 | 0
LCP_Inputs_ON_Electric_Howarth_2023_05_05 | 2040 | Battery Storage | Storage | Electricity | NY | Dispatch-Storage | EmissionsCost | 0 | [6 empty] | 0.45639 | 0
LCP_Inputs_ON_Electric_Howarth_2023_05_05 | 2040 | Battery Storage | Storage | Electricity | NY | Dispatch-Storage | FuelCost | 0 | [6 empty] | 0.45639 | 0
LCP_Inputs_ON_Electric_Howarth_2023_05_05 | 2040 | Battery Storage | Storage | Electricity | NY | Dispatch-Storage | VOM | 0 | [6 empty] | 0.45639 | 0
LCP_Inputs_ON_Electric_Howarth_2023_05_05 | 2040 | Battery Storage | Storage | Electricity | ON | Dispatch-Storage | EmissionsCost | 0 | [6 empty] | 0.45639 | 0
LCP_Inputs_ON_Electric_Howarth_2023_05_05 | 2040 | Battery Storage | Storage | Electricity | ON | Dispatch-Storage | FuelCost | 0 | [6 empty] | 0.45639 | 0
LCP_Inputs_ON_Electric_Howarth_2023_05_05 | 2040 | Battery Storage | Storage | Electricity | ON | Dispatch-Storage | VOM | 0 | [6 empty] | 0.45639 | 0
LCP_Inputs_ON_Electric_Howarth_2023_05_05 | 2040 | Battery Storage | Storage | Electricity | PJ | Dispatch-Storage | EmissionsCost | 0 | [6 empty] | 0.45639 | 0
LCP_Inputs_ON_Electric_Howarth_2023_05_05 | 2040 | Battery Storage | Storage | Electricity | PJ | Dispatch-Storage | FuelCost | 0 | [6 empty] | 0.45639 | 0
LCP_Inputs_ON_Electric_Howarth_2023_05_05 | 2040 | Battery Storage | Storage | Electricity | PJ | Dispatch-Storage | VOM | 0 | [6 empty] | 0.45639 | 0
LCP_Inputs_ON_Electric_Howarth_2023_05_05 | 2040 | Battery Storage | Storage | Electricity | QC | Dispatch-Storage | EmissionsCost | 0 | [6 empty] | 0.45639 | 0
LCP_Inputs_ON_Electric_Howarth_2023_05_05 | 2040 | Battery Storage | Storage | Electricity | QC | Dispatch-Storage | FuelCost | 0 | [6 empty] | 0.45639 | 0
LCP_Inputs_ON_Electric_Howarth_2023_05_05 | 2040 | Battery Storage | Storage | Electricity | QC | Dispatch-Storage | VOM | 0 | [6 empty] | 0.45639 | 0
LCP_Inputs_ON_Electric_Howarth_2023_05_05 | 2040 | Battery Storage | Storage | Electricity | WC | Dispatch-Storage | EmissionsCost | 0 | [6 empty] | 0.45639 | 0
LCP_Inputs_ON_Electric_Howarth_2023_05_05 | 2040 | Battery Storage | Storage | Electricity | WC | Dispatch-Storage | FuelCost | 0 | [6 empty] | 0.45639 | 0
LCP_Inputs_ON_Electric_Howarth_2023_05_05 | 2040 | Battery Storage | Storage | Electricity | WC | Dispatch-Storage | VOM | 0 | [6 empty] | 0.45639 | 0
LCP_Inputs_ON_Electric_Howarth_2023_05_05 | 2040 | Biomass | Generation | Electricity | MI | Dispatch-Generation | EmissionsCost | 0 | [6 empty] | 0.45639 | 0
LCP_Inputs_ON_Electric_Howarth_2023_05_05 | 2040 | Biomass | Generation | Electricity | MI | Dispatch-Generation | FuelCost | 0 | [6 empty] | 0.45639 | 0
LCP_Inputs_ON_Electric_Howarth_2023_05_05 | 2040 | Biomass | Generation | Electricity | MI | Dispatch-Generation | VOM | 0 | [6 empty] | 0.45639 | 0
LCP_Inputs_ON_Electric_Howarth_2023_05_05 | 2040 | Biomass | Generation | Electricity | NY | Dispatch-Generation | EmissionsCost | 0 | [6 empty] | 0.45639 | 0
LCP_Inputs_ON_Electric_Howarth_2023_05_05 | 2040 | Biomass | Generation | Electricity | NY | Dispatch-Generation | FuelCost | 0 | [6 empty] | 0.45639 | 0
LCP_Inputs_ON_Electric_Howarth_2023_05_05 | 2040 | Biomass | Generation | Electricity | NY | Dispatch-Generation | VOM | 0 | [6 empty] | 0.45639 | 0
LCP_Inputs_ON_Electric_Howarth_2023_05_05 | 2040 | Biomass | Generation | Electricity | ON | Dispatch-Generation | EmissionsCost | 0 | [6 empty] | 0.45639 | 0
LCP_Inputs_ON_Electric_Howarth_2023_05_05 | 2040 | Biomass | Generation | Electricity | ON | Dispatch-Generation | FuelCost | 2449112.7273 | [6 empty] | 0.45639 | 1117743.0785
LCP_Inputs_ON_Electric_Howarth_2023_05_05 | 2040 | Biomass | Generation | Electricity | ON | Dispatch-Generation | VOM | 31430.28 | [6 empty] | 0.45639 | 14344.3695
LCP_Inputs_ON_Electric_Howarth_2023_05_05 | 2040 | Biomass | Generation | Electricity | PJ | Dispatch-Generation | EmissionsCost | 0 | [6 empty] | 0.45639 | 0
LCP_Inputs_ON_Electric_Howarth_2023_05_05 | 2040 | Biomass | Generation | Electricity | PJ | Dispatch-Generation | FuelCost | 0 | [6 empty] | 0.45639 | 0
LCP_Inputs_ON_Electric_Howarth_2023_05_05 | 2040 | Biomass | Generation | Electricity | PJ | Dispatch-Generation | VOM | 0 | [6 empty] | 0.45639 | 0
LCP_Inputs_ON_Electric_Howarth_2023_05_05 | 2040 | Biomass | Generation | Electricity | QC | Dispatch-Generation | EmissionsCost | 0 | [6 empty] | 0.45639 | 0
LCP_Inputs_ON_Electric_Howarth_2023_05_05 | 2040 | Biomass | Generation | Electricity | QC | Dispatch-Generation | FuelCost | 128334.5455 | [6 empty] | 0.45639 | 58570.2113
LCP_Inputs_ON_Electric_Howarth_2023_05_05 | 2040 | Biomass | Generation | Electricity | QC | Dispatch-Generation | VOM | 1646.96 | [6 empty] | 0.45639 | 751.651
LCP_Inputs_ON_Electric_Howarth_2023_05_05 | 2040 | Biomass | Generation | Electricity | WC | Dispatch-Generation | EmissionsCost | 0 | [6 empty] | 0.45639 | 0
LCP_Inputs_ON_Electric_Howarth_2023_05_05 | 2040 | Biomass | Generation | Electricity | WC | Dispatch-Generation | FuelCost | 0 | [6 empty] | 0.45639 | 0
LCP_Inputs_ON_Electric_Howarth_2023_05_05 | 2040 | Biomass | Generation | Electricity | WC | Dispatch-Generation | VOM | 0 | [6 empty] | 0.45639 | 0
LCP_Inputs_ON_Electric_Howarth_2023_05_05 | 2040 | Biomass + CCS | Generation | Electricity | MI | Dispatch-Generation | EmissionsCost | 0 | [6 empty] | 0.45639 | 0
LCP_Inputs_ON_Electric_Howarth_2023_05_05 | 2040 | Biomass + CCS | Generation | Electricity | MI | Dispatch-Generation | FuelCost | 0 | [6 empty] | 0.45639 | 0
LCP_Inputs_ON_Electric_Howarth_2023_05_05 | 2040 | Biomass + CCS | Generation | Electricity | MI | Dispatch-Generation | VOM | 0 | [6 empty] | 0.45639 | 0
LCP_Inputs_ON_Electric_Howarth_2023_05_05 | 2040 | Biomass + CCS | Generation | Electricity | NY | Dispatch-Generation | EmissionsCost | 0 | [6 empty] | 0.45639 | 0
LCP_Inputs_ON_Electric_Howarth_2023_05_05 | 2040 | Biomass + CCS | Generation | Electricity | NY | Dispatch-Generation | FuelCost | 0 | [6 empty] | 0.45639 | 0
LCP_Inputs_ON_Electric_Howarth_2023_05_05 | 2040 | Biomass + CCS | Generation | Electricity | NY | Dispatch-Generation | VOM | 0 | [6 empty] | 0.45639 | 0
LCP_Inputs_ON_Electric_Howarth_2023_05_05 | 2040 | Biomass + CCS | Generation | Electricity | ON | Dispatch-Generation | EmissionsCost | -566815549.8142 | [6 empty] | 0.45639 | -258687217.8391
LCP_Inputs_ON_Electric_Howarth_2023_05_05 | 2040 | Biomass + CCS | Generation | Electricity | ON | Dispatch-Generation | FuelCost | 456060730.9091 | [6 empty] | 0.45639 | 208140164.2619
LCP_Inputs_ON_Electric_Howarth_2023_05_05 | 2040 | Biomass + CCS | Generation | Electricity | ON | Dispatch-Generation | VOM | 3546136.7278 | [6 empty] | 0.45639 | 1618410.512
LCP_Inputs_ON_Electric_Howarth_2023_05_05 | 2040 | Biomass + CCS | Generation | Electricity | PJ | Dispatch-Generation | EmissionsCost | 0 | [6 empty] | 0.45639 | 0
LCP_Inputs_ON_Electric_Howarth_2023_05_05 | 2040 | Biomass + CCS | Generation | Electricity | PJ | Dispatch-Generation | FuelCost | 0 | [6 empty] | 0.45639 | 0
LCP_Inputs_ON_Electric_Howarth_2023_05_05 | 2040 | Biomass + CCS | Generation | Electricity | PJ | Dispatch-Generation | VOM | 0 | [6 empty] | 0.45639 | 0
LCP_Inputs_ON_Electric_Howarth_2023_05_05 | 2040 | Biomass + CCS | Generation | Electricity | QC | Dispatch-Generation | EmissionsCost | 0 | [6 empty] | 0.45639 | 0
LCP_Inputs_ON_Electric_Howarth_2023_05_05 | 2040 | Biomass + CCS | Generation | Electricity | QC | Dispatch-Generation | FuelCost | 0 | [6 empty] | 0.45639 | 0
LCP_Inputs_ON_Electric_Howarth_2023_05_05 | 2040 | Biomass + CCS | Generation | Electricity | QC | Dispatch-Generation | VOM | 0 | [6 empty] | 0.45639 | 0
LCP_Inputs_ON_Electric_Howarth_2023_05_05 | 2040 | Biomass + CCS | Generation | Electricity | WC | Dispatch-Generation | EmissionsCost | 0 | [6 empty] | 0.45639 | 0
LCP_Inputs_ON_Electric_Howarth_2023_05_05 | 2040 | Biomass + CCS | Generation | Electricity | WC | Dispatch-Generation | FuelCost | 0 | [6 empty] | 0.45639 | 0
LCP_Inputs_ON_Electric_Howarth_2023_05_05 | 2040 | Biomass + CCS | Generation | Electricity | WC | Dispatch-Generation | VOM | 0 | [6 empty] | 0.45639 | 0
LCP_Inputs_ON_Electric_Howarth_2023_05_05 | 2040 | CH4 + CCS | Generation | Methane | MI | Dispatch-Generation | EmissionsCost | 0 | [6 empty] | 0.45639 | 0
LCP_Inputs_ON_Electric_Howarth_2023_05_05 | 2040 | CH4 + CCS | Generation | Methane | MI | Dispatch-Generation | FuelCost | 0 | [6 empty] | 0.45639 | 0
LCP_Inputs_ON_Electric_Howarth_2023_05_05 | 2040 | CH4 + CCS | Generation | Methane | MI | Dispatch-Generation | VOM | 0 | [6 empty] | 0.45639 | 0
LCP_Inputs_ON_Electric_Howarth_2023_05_05 | 2040 | CH4 + CCS | Generation | Methane | NY | Dispatch-Generation | EmissionsCost | 0 | [6 empty] | 0.45639 | 0
LCP_Inputs_ON_Electric_Howarth_2023_05_05 | 2040 | CH4 + CCS | Generation | Methane | NY | Dispatch-Generation | FuelCost | 0 | [6 empty] | 0.45639 | 0
LCP_Inputs_ON_Electric_Howarth_2023_05_05 | 2040 | CH4 + CCS | Generation | Methane | NY | Dispatch-Generation | VOM | 0 | [6 empty] | 0.45639 | 0
LCP_Inputs_ON_Electric_Howarth_2023_05_05 | 2040 | CH4 + CCS | Generation | Methane | ON | Dispatch-Generation | EmissionsCost | 84395478.3721 | [6 empty] | 0.45639 | 38516994.6474
LCP_Inputs_ON_Electric_Howarth_2023_05_05 | 2040 | CH4 + CCS | Generation | Methane | ON | Dispatch-Generation | FuelCost | 271488076.3116 | [6 empty] | 0.45639 | 123903614.0779
LCP_Inputs_ON_Electric_Howarth_2023_05_05 | 2040 | CH4 + CCS | Generation | Methane | ON | Dispatch-Generation | VOM | 25812098.3333 | [6 empty] | 0.45639 | 11780304.7334
LCP_Inputs_ON_Electric_Howarth_2023_05_05 | 2040 | CH4 + CCS | Generation | Methane | PJ | Dispatch-Generation | EmissionsCost | 0 | [6 empty] | 0.45639 | 0
LCP_Inputs_ON_Electric_Howarth_2023_05_05 | 2040 | CH4 + CCS | Generation | Methane | PJ | Dispatch-Generation | FuelCost | 0 | [6 empty] | 0.45639 | 0
LCP_Inputs_ON_Electric_Howarth_2023_05_05 | 2040 | CH4 + CCS | Generation | Methane | PJ | Dispatch-Generation | VOM | 0 | [6 empty] | 0.45639 | 0
LCP_Inputs_ON_Electric_Howarth_2023_05_05 | 2040 | CH4 + CCS | Generation | Methane | QC | Dispatch-Generation | EmissionsCost | 0 | [6 empty] | 0.45639 | 0
LCP_Inputs_ON_Electric_Howarth_2023_05_05 | 2040 | CH4 + CCS | Generation | Methane | QC | Dispatch-Generation | FuelCost | 0 | [6 empty] | 0.45639 | 0
LCP_Inputs_ON_Electric_Howarth_2023_05_05 | 2040 | CH4 + CCS | Generation | Methane | QC | Dispatch-Generation | VOM | 0 | [6 empty] | 0.45639 | 0
LCP_Inputs_ON_Electric_Howarth_2023_05_05 | 2040 | CH4 + CCS | Generation | Methane | WC | Dispatch-Generation | EmissionsCost | 0 | [6 empty] | 0.45639 | 0
LCP_Inputs_ON_Electric_Howarth_2023_05_05 | 2040 | CH4 + CCS | Generation | Methane | WC | Dispatch-Generation | FuelCost | 0 | [6 empty] | 0.45639 | 0
LCP_Inputs_ON_Electric_Howarth_2023_05_05 | 2040 | CH4 + CCS | Generation | Methane | WC | Dispatch-Generation | VOM | 0 | [6 empty] | 0.45639 | 0
LCP_Inputs_ON_Electric_Howarth_2023_05_05 | 2040 | CH4 Import - NY 2020 | Import | Methane | MI | Dispatch-Import | EmissionsCost | 0 | [6 empty] | 0.45639 | 0
LCP_Inputs_ON_Electric_Howarth_2023_05_05 | 2040 | CH4 Import - NY 2020 | Import | Methane | MI | Dispatch-Import | FuelCost | 0 | [6 empty] | 0.45639 | 0
LCP_Inputs_ON_Electric_Howarth_2023_05_05 | 2040 | CH4 Import - NY 2020 | Import | Methane | MI | Dispatch-Import | VOM | 0 | [6 empty] | 0.45639 | 0
LCP_Inputs_ON_Electric_Howarth_2023_05_05 | 2040 | CH4 Import - NY 2020 | Import | Methane | NY | Dispatch-Import | EmissionsCost | 0 | [6 empty] | 0.45639 | 0
LCP_Inputs_ON_Electric_Howarth_2023_05_05 | 2040 | CH4 Import - NY 2020 | Import | Methane | NY | Dispatch-Import | FuelCost | 0 | [6 empty] | 0.45639 | 0
LCP_Inputs_ON_Electric_Howarth_2023_05_05 | 2040 | CH4 Import - NY 2020 | Import | Methane | NY | Dispatch-Import | VOM | 0 | [6 empty] | 0.45639 | 0
LCP_Inputs_ON_Electric_Howarth_2023_05_05 | 2040 | CH4 Import - NY 2020 | Import | Methane | ON | Dispatch-Import | EmissionsCost | 0 | [6 empty] | 0.45639 | 0
LCP_Inputs_ON_Electric_Howarth_2023_05_05 | 2040 | CH4 Import - NY 2020 | Import | Methane | ON | Dispatch-Import | FuelCost | 0 | [6 empty] | 0.45639 | 0
LCP_Inputs_ON_Electric_Howarth_2023_05_05 | 2040 | CH4 Import - NY 2020 | Import | Methane | ON | Dispatch-Import | VOM | 0 | [6 empty] | 0.45639 | 0
LCP_Inputs_ON_Electric_Howarth_2023_05_05 | 2040 | CH4 Import - NY 2020 | Import | Methane | PJ | Dispatch-Import | EmissionsCost | 0 | [6 empty] | 0.45639 | 0
LCP_Inputs_ON_Electric_Howarth_2023_05_05 | 2040 | CH4 Import - NY 2020 | Import | Methane | PJ | Dispatch-Import | FuelCost | 0 | [6 empty] | 0.45639 | 0
LCP_Inputs_ON_Electric_Howarth_2023_05_05 | 2040 | CH4 Import - NY 2020 | Import | Methane | PJ | Dispatch-Import | VOM | 0 | [6 empty] | 0.45639 | 0
LCP_Inputs_ON_Electric_Howarth_2023_05_05 | 2040 | CH4 Import - NY 2020 | Import | Methane | QC | Dispatch-Import | EmissionsCost | 0 | [6 empty] | 0.45639 | 0
LCP_Inputs_ON_Electric_Howarth_2023_05_05 | 2040 | CH4 Import - NY 2020 | Import | Methane | QC | Dispatch-Import | FuelCost | 0 | [6 empty] | 0.45639 | 0
LCP_Inputs_ON_Electric_Howarth_2023_05_05 | 2040 | CH4 Import - NY 2020 | Import | Methane | QC | Dispatch-Import | VOM | 0 | [6 empty] | 0.45639 | 0
LCP_Inputs_ON_Electric_Howarth_2023_05_05 | 2040 | CH4 Import - NY 2020 | Import | Methane | WC | Dispatch-Import | EmissionsCost | 0 | [6 empty] | 0.45639 | 0
LCP_Inputs_ON_Electric_Howarth_2023_05_05 | 2040 | CH4 Import - NY 2020 | Import | Methane | WC | Dispatch-Import | FuelCost | 0 | [6 empty] | 0.45639 | 0
LCP_Inputs_ON_Electric_Howarth_2023_05_05 | 2040 | CH4 Import - NY 2020 | Import | Methane | WC | Dispatch-Import | VOM | 0 | [6 empty] | 0.45639 | 0
LCP_Inputs_ON_Electric_Howarth_2023_05_05 | 2040 | CH4 Import - NY 2030 | Import | Methane | MI | Dispatch-Import | EmissionsCost | 0 | [6 empty] | 0.45639 | 0
LCP_Inputs_ON_Electric_Howarth_2023_05_05 | 2040 | CH4 Import - NY 2030 | Import | Methane | MI | Dispatch-Import | FuelCost | 0 | [6 empty] | 0.45639 | 0
LCP_Inputs_ON_Electric_Howarth_2023_05_05 | 2040 | CH4 Import - NY 2030 | Import | Methane | MI | Dispatch-Import | VOM | 0 | [6 empty] | 0.45639 | 0
LCP_Inputs_ON_Electric_Howarth_2023_05_05 | 2040 | CH4 Import - NY 2030 | Import | Methane | NY | Dispatch-Import | EmissionsCost | 0 | [6 empty] | 0.45639 | 0
LCP_Inputs_ON_Electric_Howarth_2023_05_05 | 2040 | CH4 Import - NY 2030 | Import | Methane | NY | Dispatch-Import | FuelCost | 0 | [6 empty] | 0.45639 | 0
LCP_Inputs_ON_Electric_Howarth_2023_05_05 | 2040 | CH4 Import - NY 2030 | Import | Methane | NY | Dispatch-Import | VOM | 0 | [6 empty] | 0.45639 | 0
LCP_Inputs_ON_Electric_Howarth_2023_05_05 | 2040 | CH4 Import - NY 2030 | Import | Methane | ON | Dispatch-Import | EmissionsCost | 0 | [6 empty] | 0.45639 | 0
LCP_Inputs_ON_Electric_Howarth_2023_05_05 | 2040 | CH4 Import - NY 2030 | Import | Methane | ON | Dispatch-Import | FuelCost | 0 | [6 empty] | 0.45639 | 0
LCP_Inputs_ON_Electric_Howarth_2023_05_05 | 2040 | CH4 Import - NY 2030 | Import | Methane | ON | Dispatch-Import | VOM | 0 | [6 empty] | 0.45639 | 0
LCP_Inputs_ON_Electric_Howarth_2023_05_05 | 2040 | CH4 Import - NY 2030 | Import | Methane | PJ | Dispatch-Import | EmissionsCost | 0 | [6 empty] | 0.45639 | 0
LCP_Inputs_ON_Electric_Howarth_2023_05_05 | 2040 | CH4 Import - NY 2030 | Import | Methane | PJ | Dispatch-Import | FuelCost | 0 | [6 empty] | 0.45639 | 0
LCP_Inputs_ON_Electric_Howarth_2023_05_05 | 2040 | CH4 Import - NY 2030 | Import | Methane | PJ | Dispatch-Import | VOM | 0 | [6 empty] | 0.45639 | 0
LCP_Inputs_ON_Electric_Howarth_2023_05_05 | 2040 | CH4 Import - NY 2030 | Import | Methane | QC | Dispatch-Import | EmissionsCost | 0 | [6 empty] | 0.45639 | 0
LCP_Inputs_ON_Electric_Howarth_2023_05_05 | 2040 | CH4 Import - NY 2030 | Import | Methane | QC | Dispatch-Import | FuelCost | 0 | [6 empty] | 0.45639 | 0
LCP_Inputs_ON_Electric_Howarth_2023_05_05 | 2040 | CH4 Import - NY 2030 | Import | Methane | QC | Dispatch-Import | VOM | 0 | [6 empty] | 0.45639 | 0
LCP_Inputs_ON_Electric_Howarth_2023_05_05 | 2040 | CH4 Import - NY 2030 | Import | Methane | WC | Dispatch-Import | EmissionsCost | 0 | [6 empty] | 0.45639 | 0
LCP_Inputs_ON_Electric_Howarth_2023_05_05 | 2040 | CH4 Import - NY 2030 | Import | Methane | WC | Dispatch-Import | FuelCost | 0 | [6 empty] | 0.45639 | 0
LCP_Inputs_ON_Electric_Howarth_2023_05_05 | 2040 | CH4 Import - NY 2030 | Import | Methane | WC | Dispatch-Import | VOM | 0 | [6 empty] | 0.45639 | 0
LCP_Inputs_ON_Electric_Howarth_2023_05_05 | 2040 | CH4 Import - NY 2040 | Import | Methane | MI | Dispatch-Import | EmissionsCost | 0 | [6 empty] | 0.45639 | 0
LCP_Inputs_ON_Electric_Howarth_2023_05_05 | 2040 | CH4 Import - NY 2040 | Import | Methane | MI | Dispatch-Import | FuelCost | 0 | [6 empty] | 0.45639 | 0
LCP_Inputs_ON_Electric_Howarth_2023_05_05 | 2040 | CH4 Import - NY 2040 | Import | Methane | MI | Dispatch-Import | VOM | 0 | [6 empty] | 0.45639 | 0
LCP_Inputs_ON_Electric_Howarth_2023_05_05 | 2040 | CH4 Import - NY 2040 | Import | Methane | NY | Dispatch-Import | EmissionsCost | 2422180073.5024 | [6 empty] | 0.45639 | 1105451366.8954
LCP_Inputs_ON_Electric_Howarth_2023_05_05 | 2040 | CH4 Import - NY 2040 | Import | Methane | NY | Dispatch-Import | FuelCost | 758346581.876 | [6 empty] | 0.45639 | 346099480.6646
LCP_Inputs_ON_Electric_Howarth_2023_05_05 | 2040 | CH4 Import - NY 2040 | Import | Methane | NY | Dispatch-Import | VOM | 0 | [6 empty] | 0.45639 | 0
LCP_Inputs_ON_Electric_Howarth_2023_05_05 | 2040 | CH4 Import - NY 2040 | Import | Methane | ON | Dispatch-Import | EmissionsCost | 0 | [6 empty] | 0.45639 | 0
LCP_Inputs_ON_Electric_Howarth_2023_05_05 | 2040 | CH4 Import - NY 2040 | Import | Methane | ON | Dispatch-Import | FuelCost | 0 | [6 empty] | 0.45639 | 0
LCP_Inputs_ON_Electric_Howarth_2023_05_05 | 2040 | CH4 Import - NY 2040 | Import | Methane | ON | Dispatch-Import | VOM | 0 | [6 empty] | 0.45639 | 0
LCP_Inputs_ON_Electric_Howarth_2023_05_05 | 2040 | CH4 Import - NY 2040 | Import | Methane | PJ | Dispatch-Import | EmissionsCost | 0 | [6 empty] | 0.45639 | 0
LCP_Inputs_ON_Electric_Howarth_2023_05_05 | 2040 | CH4 Import - NY 2040 | Import | Methane | PJ | Dispatch-Import | FuelCost | 0 | [6 empty] | 0.45639 | 0
LCP_Inputs_ON_Electric_Howarth_2023_05_05 | 2040 | CH4 Import - NY 2040 | Import | Methane | PJ | Dispatch-Import | VOM | 0 | [6 empty] | 0.45639 | 0
LCP_Inputs_ON_Electric_Howarth_2023_05_05 | 2040 | CH4 Import - NY 2040 | Import | Methane | QC | Dispatch-Import | EmissionsCost | 0 | [6 empty] | 0.45639 | 0
LCP_Inputs_ON_Electric_Howarth_2023_05_05 | 2040 | CH4 Import - NY 2040 | Import | Methane | QC | Dispatch-Import | FuelCost | 0 | [6 empty] | 0.45639 | 0
LCP_Inputs_ON_Electric_Howarth_2023_05_05 | 2040 | CH4 Import - NY 2040 | Import | Methane | QC | Dispatch-Import | VOM | 0 | [6 empty] | 0.45639 | 0
LCP_Inputs_ON_Electric_Howarth_2023_05_05 | 2040 | CH4 Import - NY 2040 | Import | Methane | WC | Dispatch-Import | EmissionsCost | 0 | [6 empty] | 0.45639 | 0
LCP_Inputs_ON_Electric_Howarth_2023_05_05 | 2040 | CH4 Import - NY 2040 | Import | Methane | WC | Dispatch-Import | FuelCost | 0 | [6 empty] | 0.45639 | 0
LCP_Inputs_ON_Electric_Howarth_2023_05_05 | 2040 | CH4 Import - NY 2040 | Import | Methane | WC | Dispatch-Import | VOM | 0 | [6 empty] | 0.45639 | 0
LCP_Inputs_ON_Electric_Howarth_2023_05_05 | 2040 | CH4 Import - NY 2050 | Import | Methane | MI | Dispatch-Import | EmissionsCost | 0 | [6 empty] | 0.45639 | 0
LCP_Inputs_ON_Electric_Howarth_2023_05_05 | 2040 | CH4 Import - NY 2050 | Import | Methane | MI | Dispatch-Import | FuelCost | 0 | [6 empty] | 0.45639 | 0
LCP_Inputs_ON_Electric_Howarth_2023_05_05 | 2040 | CH4 Import - NY 2050 | Import | Methane | MI | Dispatch-Import | VOM | 0 | [6 empty] | 0.45639 | 0
LCP_Inputs_ON_Electric_Howarth_2023_05_05 | 2040 | CH4 Import - NY 2050 | Import | Methane | NY | Dispatch-Import | EmissionsCost | 0 | [6 empty] | 0.45639 | 0
LCP_Inputs_ON_Electric_Howarth_2023_05_05 | 2040 | CH4 Import - NY 2050 | Import | Methane | NY | Dispatch-Import | FuelCost | 0 | [6 empty] | 0.45639 | 0
LCP_Inputs_ON_Electric_Howarth_2023_05_05 | 2040 | CH4 Import - NY 2050 | Import | Methane | NY | Dispatch-Import | VOM | 0 | [6 empty] | 0.45639 | 0
LCP_Inputs_ON_Electric_Howarth_2023_05_05 | 2040 | CH4 Import - NY 2050 | Import | Methane | ON | Dispatch-Import | EmissionsCost | 0 | [6 empty] | 0.45639 | 0
LCP_Inputs_ON_Electric_Howarth_2023_05_05 | 2040 | CH4 Import - NY 2050 | Import | Methane | ON | Dispatch-Import | FuelCost | 0 | [6 empty] | 0.45639 | 0
LCP_Inputs_ON_Electric_Howarth_2023_05_05 | 2040 | CH4 Import - NY 2050 | Import | Methane | ON | Dispatch-Import | VOM | 0 | [6 empty] | 0.45639 | 0
LCP_Inputs_ON_Electric_Howarth_2023_05_05 | 2040 | CH4 Import - NY 2050 | Import | Methane | PJ | Dispatch-Import | EmissionsCost | 0 | [6 empty] | 0.45639 | 0
LCP_Inputs_ON_Electric_Howarth_2023_05_05 | 2040 | CH4 Import - NY 2050 | Import | Methane | PJ | Dispatch-Import | FuelCost | 0 | [6 empty] | 0.45639 | 0
LCP_Inputs_ON_Electric_Howarth_2023_05_05 | 2040 | CH4 Import - NY 2050 | Import | Methane | PJ | Dispatch-Import | VOM | 0 | [6 empty] | 0.45639 | 0
LCP_Inputs_ON_Electric_Howarth_2023_05_05 | 2040 | CH4 Import - NY 2050 | Import | Methane | QC | Dispatch-Import | EmissionsCost | 0 | [6 empty] | 0.45639 | 0
LCP_Inputs_ON_Electric_Howarth_2023_05_05 | 2040 | CH4 Import - NY 2050 | Import | Methane | QC | Dispatch-Import | FuelCost | 0 | [6 empty] | 0.45639 | 0
LCP_Inputs_ON_Electric_Howarth_2023_05_05 | 2040 | CH4 Import - NY 2050 | Import | Methane | QC | Dispatch-Import | VOM | 0 | [6 empty] | 0.45639 | 0
LCP_Inputs_ON_Electric_Howarth_2023_05_05 | 2040 | CH4 Import - NY 2050 | Import | Methane | WC | Dispatch-Import | EmissionsCost | 0 | [6 empty] | 0.45639 | 0
LCP_Inputs_ON_Electric_Howarth_2023_05_05 | 2040 | CH4 Import - NY 2050 | Import | Methane | WC | Dispatch-Import | FuelCost | 0 | [6 empty] | 0.45639 | 0
LCP_Inputs_ON_Electric_Howarth_2023_05_05 | 2040 | CH4 Import - NY 2050 | Import | Methane | WC | Dispatch-Import | VOM | 0 | [6 empty] | 0.45639 | 0
LCP_Inputs_ON_Electric_Howarth_2023_05_05 | 2040 | CH4 Import - WC 2020 | Import | Methane | MI | Dispatch-Import | EmissionsCost | 0 | [6 empty] | 0.45639 | 0
LCP_Inputs_ON_Electric_Howarth_2023_05_05 | 2040 | CH4 Import - WC 2020 | Import | Methane | MI | Dispatch-Import | FuelCost | 0 | [6 empty] | 0.45639 | 0
LCP_Inputs_ON_Electric_Howarth_2023_05_05 | 2040 | CH4 Import - WC 2020 | Import | Methane | MI | Dispatch-Import | VOM | 0 | [6 empty] | 0.45639 | 0
LCP_Inputs_ON_Electric_Howarth_2023_05_05 | 2040 | CH4 Import - WC 2020 | Import | Methane | NY | Dispatch-Import | EmissionsCost | 0 | [6 empty] | 0.45639 | 0
LCP_Inputs_ON_Electric_Howarth_2023_05_05 | 2040 | CH4 Import - WC 2020 | Import | Methane | NY | Dispatch-Import | FuelCost | 0 | [6 empty] | 0.45639 | 0
LCP_Inputs_ON_Electric_Howarth_2023_05_05 | 2040 | CH4 Import - WC 2020 | Import | Methane | NY | Dispatch-Import | VOM | 0 | [6 empty] | 0.45639 | 0
LCP_Inputs_ON_Electric_Howarth_2023_05_05 | 2040 | CH4 Import - WC 2020 | Import | Methane | ON | Dispatch-Import | EmissionsCost | 0 | [6 empty] | 0.45639 | 0
LCP_Inputs_ON_Electric_Howarth_2023_05_05 | 2040 | CH4 Import - WC 2020 | Import | Methane | ON | Dispatch-Import | FuelCost | 0 | [6 empty] | 0.45639 | 0
LCP_Inputs_ON_Electric_Howarth_2023_05_05 | 2040 | CH4 Import - WC 2020 | Import | Methane | ON | Dispatch-Import | VOM | 0 | [6 empty] | 0.45639 | 0
LCP_Inputs_ON_Electric_Howarth_2023_05_05 | 2040 | CH4 Import - WC 2020 | Import | Methane | PJ | Dispatch-Import | EmissionsCost | 0 | [6 empty] | 0.45639 | 0
LCP_Inputs_ON_Electric_Howarth_2023_05_05 | 2040 | CH4 Import - WC 2020 | Import | Methane | PJ | Dispatch-Import | FuelCost | 0 | [6 empty] | 0.45639 | 0
LCP_Inputs_ON_Electric_Howarth_2023_05_05 | 2040 | CH4 Import - WC 2020 | Import | Methane | PJ | Dispatch-Import | VOM | 0 | [6 empty] | 0.45639 | 0
LCP_Inputs_ON_Electric_Howarth_2023_05_05 | 2040 | CH4 Import - WC 2020 | Import | Methane | QC | Dispatch-Import | EmissionsCost | 0 | [6 empty] | 0.45639 | 0
LCP_Inputs_ON_Electric_Howarth_2023_05_05 | 2040 | CH4 Import - WC 2020 | Import | Methane | QC | Dispatch-Import | FuelCost | 0 | [6 empty] | 0.45639 | 0
LCP_Inputs_ON_Electric_Howarth_2023_05_05 | 2040 | CH4 Import - WC 2020 | Import | Methane | QC | Dispatch-Import | VOM | 0 | [6 empty] | 0.45639 | 0
LCP_Inputs_ON_Electric_Howarth_2023_05_05 | 2040 | CH4 Import - WC 2020 | Import | Methane | WC | Dispatch-Import | EmissionsCost | 0 | [6 empty] | 0.45639 | 0
LCP_Inputs_ON_Electric_Howarth_2023_05_05 | 2040 | CH4 Import - WC 2020 | Import | Methane | WC | Dispatch-Import | FuelCost | 0 | [6 empty] | 0.45639 | 0
LCP_Inputs_ON_Electric_Howarth_2023_05_05 | 2040 | CH4 Import - WC 2020 | Import | Methane | WC | Dispatch-Import | VOM | 0 | [6 empty] | 0.45639 | 0
LCP_Inputs_ON_Electric_Howarth_2023_05_05 | 2040 | CH4 Import - WC 2030 | Import | Methane | MI | Dispatch-Import | EmissionsCost | 0 | [6 empty] | 0.45639 | 0
LCP_Inputs_ON_Electric_Howarth_2023_05_05 | 2040 | CH4 Import - WC 2030 | Import | Methane | MI | Dispatch-Import | FuelCost | 0 | [6 empty] | 0.45639 | 0
LCP_Inputs_ON_Electric_Howarth_2023_05_05 | 2040 | CH4 Import - WC 2030 | Import | Methane | MI | Dispatch-Import | VOM | 0 | [6 empty] | 0.45639 | 0
LCP_Inputs_ON_Electric_Howarth_2023_05_05 | 2040 | CH4 Import - WC 2030 | Import | Methane | NY | Dispatch-Import | EmissionsCost | 0 | [6 empty] | 0.45639 | 0
LCP_Inputs_ON_Electric_Howarth_2023_05_05 | 2040 | CH4 Import - WC 2030 | Import | Methane | NY | Dispatch-Import | FuelCost | 0 | [6 empty] | 0.45639 | 0
LCP_Inputs_ON_Electric_Howarth_2023_05_05 | 2040 | CH4 Import - WC 2030 | Import | Methane | NY | Dispatch-Import | VOM | 0 | [6 empty] | 0.45639 | 0
LCP_Inputs_ON_Electric_Howarth_2023_05_05 | 2040 | CH4 Import - WC 2030 | Import | Methane | ON | Dispatch-Import | EmissionsCost | 0 | [6 empty] | 0.45639 | 0
LCP_Inputs_ON_Electric_Howarth_2023_05_05 | 2040 | CH4 Import - WC 2030 | Import | Methane | ON | Dispatch-Import | FuelCost | 0 | [6 empty] | 0.45639 | 0
LCP_Inputs_ON_Electric_Howarth_2023_05_05 | 2040 | CH4 Import - WC 2030 | Import | Methane | ON | Dispatch-Import | VOM | 0 | [6 empty] | 0.45639 | 0
LCP_Inputs_ON_Electric_Howarth_2023_05_05 | 2040 | CH4 Import - WC 2030 | Import | Methane | PJ | Dispatch-Import | EmissionsCost | 0 | [6 empty] | 0.45639 | 0
LCP_Inputs_ON_Electric_Howarth_2023_05_05 | 2040 | CH4 Import - WC 2030 | Import | Methane | PJ | Dispatch-Import | FuelCost | 0 | [6 empty] | 0.45639 | 0
LCP_Inputs_ON_Electric_Howarth_2023_05_05 | 2040 | CH4 Import - WC 2030 | Import | Methane | PJ | Dispatch-Import | VOM | 0 | [6 empty] | 0.45639 | 0
LCP_Inputs_ON_Electric_Howarth_2023_05_05 | 2040 | CH4 Import - WC 2030 | Import | Methane | QC | Dispatch-Import | EmissionsCost | 0 | [6 empty] | 0.45639 | 0
LCP_Inputs_ON_Electric_Howarth_2023_05_05 | 2040 | CH4 Import - WC 2030 | Import | Methane | QC | Dispatch-Import | FuelCost | 0 | [6 empty] | 0.45639 | 0
LCP_Inputs_ON_Electric_Howarth_2023_05_05 | 2040 | CH4 Import - WC 2030 | Import | Methane | QC | Dispatch-Import | VOM | 0 | [6 empty] | 0.45639 | 0
LCP_Inputs_ON_Electric_Howarth_2023_05_05 | 2040 | CH4 Import - WC 2030 | Import | Methane | WC | Dispatch-Import | EmissionsCost | 0 | [6 empty] | 0.45639 | 0
LCP_Inputs_ON_Electric_Howarth_2023_05_05 | 2040 | CH4 Import - WC 2030 | Import | Methane | WC | Dispatch-Import | FuelCost | 0 | [6 empty] | 0.45639 | 0
LCP_Inputs_ON_Electric_Howarth_2023_05_05 | 2040 | CH4 Import - WC 2030 | Import | Methane | WC | Dispatch-Import | VOM | 0 | [6 empty] | 0.45639 | 0
LCP_Inputs_ON_Electric_Howarth_2023_05_05 | 2040 | CH4 Import - WC 2040 | Import | Methane | MI | Dispatch-Import | EmissionsCost | 0 | [6 empty] | 0.45639 | 0
LCP_Inputs_ON_Electric_Howarth_2023_05_05 | 2040 | CH4 Import - WC 2040 | Import | Methane | MI | Dispatch-Import | FuelCost | 0 | [6 empty] | 0.45639 | 0
LCP_Inputs_ON_Electric_Howarth_2023_05_05 | 2040 | CH4 Import - WC 2040 | Import | Methane | MI | Dispatch-Import | VOM | 0 | [6 empty] | 0.45639 | 0
LCP_Inputs_ON_Electric_Howarth_2023_05_05 | 2040 | CH4 Import - WC 2040 | Import | Methane | NY | Dispatch-Import | EmissionsCost | 0 | [6 empty] | 0.45639 | 0
LCP_Inputs_ON_Electric_Howarth_2023_05_05 | 2040 | CH4 Import - WC 2040 | Import | Methane | NY | Dispatch-Import | FuelCost | 0 | [6 empty] | 0.45639 | 0
LCP_Inputs_ON_Electric_Howarth_2023_05_05 | 2040 | CH4 Import - WC 2040 | Import | Methane | NY | Dispatch-Import | VOM | 0 | [6 empty] | 0.45639 | 0
LCP_Inputs_ON_Electric_Howarth_2023_05_05 | 2040 | CH4 Import - WC 2040 | Import | Methane | ON | Dispatch-Import | EmissionsCost | 0 | [6 empty] | 0.45639 | 0
LCP_Inputs_ON_Electric_Howarth_2023_05_05 | 2040 | CH4 Import - WC 2040 | Import | Methane | ON | Dispatch-Import | FuelCost | 0 | [6 empty] | 0.45639 | 0
LCP_Inputs_ON_Electric_Howarth_2023_05_05 | 2040 | CH4 Import - WC 2040 | Import | Methane | ON | Dispatch-Import | VOM | 0 | [6 empty] | 0.45639 | 0
LCP_Inputs_ON_Electric_Howarth_2023_05_05 | 2040 | CH4 Import - WC 2040 | Import | Methane | PJ | Dispatch-Import | EmissionsCost | 0 | [6 empty] | 0.45639 | 0
LCP_Inputs_ON_Electric_Howarth_2023_05_05 | 2040 | CH4 Import - WC 2040 | Import | Methane | PJ | Dispatch-Import | FuelCost | 0 | [6 empty] | 0.45639 | 0
LCP_Inputs_ON_Electric_Howarth_2023_05_05 | 2040 | CH4 Import - WC 2040 | Import | Methane | PJ | Dispatch-Import | VOM | 0 | [6 empty] | 0.45639 | 0
LCP_Inputs_ON_Electric_Howarth_2023_05_05 | 2040 | CH4 Import - WC 2040 | Import | Methane | QC | Dispatch-Import | EmissionsCost | 0 | [6 empty] | 0.45639 | 0
LCP_Inputs_ON_Electric_Howarth_2023_05_05 | 2040 | CH4 Import - WC 2040 | Import | Methane | QC | Dispatch-Import | FuelCost | 0 | [6 empty] | 0.45639 | 0
LCP_Inputs_ON_Electric_Howarth_2023_05_05 | 2040 | CH4 Import - WC 2040 | Import | Methane | QC | Dispatch-Import | VOM | 0 | [6 empty] | 0.45639 | 0
LCP_Inputs_ON_Electric_Howarth_2023_05_05 | 2040 | CH4 Import - WC 2040 | Import | Methane | WC | Dispatch-Import | EmissionsCost | 2104121392.2192 | [6 empty] | 0.45639 | 960293536.6317
LCP_Inputs_ON_Electric_Howarth_2023_05_05 | 2040 | CH4 Import - WC 2040 | Import | Methane | WC | Dispatch-Import | FuelCost | 658767398.4677 | [6 empty] | 0.45639 | 300652841.2437
LCP_Inputs_ON_Electric_Howarth_2023_05_05 | 2040 | CH4 Import - WC 2040 | Import | Methane | WC | Dispatch-Import | VOM | 0 | [6 empty] | 0.45639 | 0
LCP_Inputs_ON_Electric_Howarth_2023_05_05 | 2040 | CH4 Import - WC 2050 | Import | Methane | MI | Dispatch-Import | EmissionsCost | 0 | [6 empty] | 0.45639 | 0
LCP_Inputs_ON_Electric_Howarth_2023_05_05 | 2040 | CH4 Import - WC 2050 | Import | Methane | MI | Dispatch-Import | FuelCost | 0 | [6 empty] | 0.45639 | 0
LCP_Inputs_ON_Electric_Howarth_2023_05_05 | 2040 | CH4 Import - WC 2050 | Import | Methane | MI | Dispatch-Import | VOM | 0 | [6 empty] | 0.45639 | 0
LCP_Inputs_ON_Electric_Howarth_2023_05_05 | 2040 | CH4 Import - WC 2050 | Import | Methane | NY | Dispatch-Import | EmissionsCost | 0 | [6 empty] | 0.45639 | 0
LCP_Inputs_ON_Electric_Howarth_2023_05_05 | 2040 | CH4 Import - WC 2050 | Import | Methane | NY | Dispatch-Import | FuelCost | 0 | [6 empty] | 0.45639 | 0
LCP_Inputs_ON_Electric_Howarth_2023_05_05 | 2040 | CH4 Import - WC 2050 | Import | Methane | NY | Dispatch-Import | VOM | 0 | [6 empty] | 0.45639 | 0
LCP_Inputs_ON_Electric_Howarth_2023_05_05 | 2040 | CH4 Import - WC 2050 | Import | Methane | ON | Dispatch-Import | EmissionsCost | 0 | [6 empty] | 0.45639 | 0
LCP_Inputs_ON_Electric_Howarth_2023_05_05 | 2040 | CH4 Import - WC 2050 | Import | Methane | ON | Dispatch-Import | FuelCost | 0 | [6 empty] | 0.45639 | 0
LCP_Inputs_ON_Electric_Howarth_2023_05_05 | 2040 | CH4 Import - WC 2050 | Import | Methane | ON | Dispatch-Import | VOM | 0 | [6 empty] | 0.45639 | 0
LCP_Inputs_ON_Electric_Howarth_2023_05_05 | 2040 | CH4 Import - WC 2050 | Import | Methane | PJ | Dispatch-Import | EmissionsCost | 0 | [6 empty] | 0.45639 | 0
LCP_Inputs_ON_Electric_Howarth_2023_05_05 | 2040 | CH4 Import - WC 2050 | Import | Methane | PJ | Dispatch-Import | FuelCost | 0 | [6 empty] | 0.45639 | 0
LCP_Inputs_ON_Electric_Howarth_2023_05_05 | 2040 | CH4 Import - WC 2050 | Import | Methane | PJ | Dispatch-Import | VOM | 0 | [6 empty] | 0.45639 | 0
LCP_Inputs_ON_Electric_Howarth_2023_05_05 | 2040 | CH4 Import - WC 2050 | Import | Methane | QC | Dispatch-Import | EmissionsCost | 0 | [6 empty] | 0.45639 | 0
LCP_Inputs_ON_Electric_Howarth_2023_05_05 | 2040 | CH4 Import - WC 2050 | Import | Methane | QC | Dispatch-Import | FuelCost | 0 | [6 empty] | 0.45639 | 0
LCP_Inputs_ON_Electric_Howarth_2023_05_05 | 2040 | CH4 Import - WC 2050 | Import | Methane | QC | Dispatch-Import | VOM | 0 | [6 empty] | 0.45639 | 0
LCP_Inputs_ON_Electric_Howarth_2023_05_05 | 2040 | CH4 Import - WC 2050 | Import | Methane | WC | Dispatch-Import | EmissionsCost | 0 | [6 empty] | 0.45639 | 0
LCP_Inputs_ON_Electric_Howarth_2023_05_05 | 2040 | CH4 Import - WC 2050 | Import | Methane | WC | Dispatch-Import | FuelCost | 0 | [6 empty] | 0.45639 | 0
LCP_Inputs_ON_Electric_Howarth_2023_05_05 | 2040 | CH4 Import - WC 2050 | Import | Methane | WC | Dispatch-Import | VOM | 0 | [6 empty] | 0.45639 | 0
LCP_Inputs_ON_Electric_Howarth_2023_05_05 | 2040 | CH4 Salt Cavern Storage - ON | Storage | Methane | MI | Dispatch-Storage | EmissionsCost | 0 | [6 empty] | 0.45639 | 0
LCP_Inputs_ON_Electric_Howarth_2023_05_05 | 2040 | CH4 Salt Cavern Storage - ON | Storage | Methane | MI | Dispatch-Storage | FuelCost | 0 | [6 empty] | 0.45639 | 0
LCP_Inputs_ON_Electric_Howarth_2023_05_05 | 2040 | CH4 Salt Cavern Storage - ON | Storage | Methane | MI | Dispatch-Storage | VOM | 0 | [6 empty] | 0.45639 | 0
LCP_Inputs_ON_Electric_Howarth_2023_05_05 | 2040 | CH4 Salt Cavern Storage - ON | Storage | Methane | NY | Dispatch-Storage | EmissionsCost | 0 | [6 empty] | 0.45639 | 0
LCP_Inputs_ON_Electric_Howarth_2023_05_05 | 2040 | CH4 Salt Cavern Storage - ON | Storage | Methane | NY | Dispatch-Storage | FuelCost | 0 | [6 empty] | 0.45639 | 0
LCP_Inputs_ON_Electric_Howarth_2023_05_05 | 2040 | CH4 Salt Cavern Storage - ON | Storage | Methane | NY | Dispatch-Storage | VOM | 0 | [6 empty] | 0.45639 | 0
LCP_Inputs_ON_Electric_Howarth_2023_05_05 | 2040 | CH4 Salt Cavern Storage - ON | Storage | Methane | ON | Dispatch-Storage | EmissionsCost | 0 | [6 empty] | 0.45639 | 0
LCP_Inputs_ON_Electric_Howarth_2023_05_05 | 2040 | CH4 Salt Cavern Storage - ON | Storage | Methane | ON | Dispatch-Storage | FuelCost | 0 | [6 empty] | 0.45639 | 0
LCP_Inputs_ON_Electric_Howarth_2023_05_05 | 2040 | CH4 Salt Cavern Storage - ON | Storage | Methane | ON | Dispatch-Storage | VOM | 0 | [6 empty] | 0.45639 | 0
LCP_Inputs_ON_Electric_Howarth_2023_05_05 | 2040 | CH4 Salt Cavern Storage - ON | Storage | Methane | PJ | Dispatch-Storage | EmissionsCost | 0 | [6 empty] | 0.45639 | 0
LCP_Inputs_ON_Electric_Howarth_2023_05_05 | 2040 | CH4 Salt Cavern Storage - ON | Storage | Methane | PJ | Dispatch-Storage | FuelCost | 0 | [6 empty] | 0.45639 | 0
LCP_Inputs_ON_Electric_Howarth_2023_05_05 | 2040 | CH4 Salt Cavern Storage - ON | Storage | Methane | PJ | Dispatch-Storage | VOM | 0 | [6 empty] | 0.45639 | 0
LCP_Inputs_ON_Electric_Howarth_2023_05_05 | 2040 | CH4 Salt Cavern Storage - ON | Storage | Methane | QC | Dispatch-Storage | EmissionsCost | 0 | [6 empty] | 0.45639 | 0
LCP_Inputs_ON_Electric_Howarth_2023_05_05 | 2040 | CH4 Salt Cavern Storage - ON | Storage | Methane | QC | Dispatch-Storage | FuelCost | 0 | [6 empty] | 0.45639 | 0
LCP_Inputs_ON_Electric_Howarth_2023_05_05 | 2040 | CH4 Salt Cavern Storage - ON | Storage | Methane | QC | Dispatch-Storage | VOM | 0 | [6 empty] | 0.45639 | 0
LCP_Inputs_ON_Electric_Howarth_2023_05_05 | 2040 | CH4 Salt Cavern Storage - ON | Storage | Methane | WC | Dispatch-Storage | EmissionsCost | 0 | [6 empty] | 0.45639 | 0
LCP_Inputs_ON_Electric_Howarth_2023_05_05 | 2040 | CH4 Salt Cavern Storage - ON | Storage | Methane | WC | Dispatch-Storage | FuelCost | 0 | [6 empty] | 0.45639 | 0
LCP_Inputs_ON_Electric_Howarth_2023_05_05 | 2040 | CH4 Salt Cavern Storage - ON | Storage | Methane | WC | Dispatch-Storage | VOM | 0 | [6 empty] | 0.45639 | 0
LCP_Inputs_ON_Electric_Howarth_2023_05_05 | 2040 | Electrolyser 2020/2030 | Crossload | Hydrogen | MI | Dispatch-Crossload | EmissionsCost | 0 | [6 empty] | 0.45639 | 0
LCP_Inputs_ON_Electric_Howarth_2023_05_05 | 2040 | Electrolyser 2020/2030 | Crossload | Hydrogen | MI | Dispatch-Crossload | FuelCost | 0 | [6 empty] | 0.45639 | 0
LCP_Inputs_ON_Electric_Howarth_2023_05_05 | 2040 | Electrolyser 2020/2030 | Crossload | Hydrogen | MI | Dispatch-Crossload | VOM | 0 | [6 empty] | 0.45639 | 0
LCP_Inputs_ON_Electric_Howarth_2023_05_05 | 2040 | Electrolyser 2020/2030 | Crossload | Hydrogen | NY | Dispatch-Crossload | EmissionsCost | 0 | [6 empty] | 0.45639 | 0
LCP_Inputs_ON_Electric_Howarth_2023_05_05 | 2040 | Electrolyser 2020/2030 | Crossload | Hydrogen | NY | Dispatch-Crossload | FuelCost | 0 | [6 empty] | 0.45639 | 0
LCP_Inputs_ON_Electric_Howarth_2023_05_05 | 2040 | Electrolyser 2020/2030 | Crossload | Hydrogen | NY | Dispatch-Crossload | VOM | 0 | [6 empty] | 0.45639 | 0
LCP_Inputs_ON_Electric_Howarth_2023_05_05 | 2040 | Electrolyser 2020/2030 | Crossload | Hydrogen | ON | Dispatch-Crossload | EmissionsCost | 0 | [6 empty] | 0.45639 | 0
LCP_Inputs_ON_Electric_Howarth_2023_05_05 | 2040 | Electrolyser 2020/2030 | Crossload | Hydrogen | ON | Dispatch-Crossload | FuelCost | 0 | [6 empty] | 0.45639 | 0
LCP_Inputs_ON_Electric_Howarth_2023_05_05 | 2040 | Electrolyser 2020/2030 | Crossload | Hydrogen | ON | Dispatch-Crossload | VOM | 0 | [6 empty] | 0.45639 | 0
LCP_Inputs_ON_Electric_Howarth_2023_05_05 | 2040 | Electrolyser 2020/2030 | Crossload | Hydrogen | PJ | Dispatch-Crossload | EmissionsCost | 0 | [6 empty] | 0.45639 | 0
LCP_Inputs_ON_Electric_Howarth_2023_05_05 | 2040 | Electrolyser 2020/2030 | Crossload | Hydrogen | PJ | Dispatch-Crossload | FuelCost | 0 | [6 empty] | 0.45639 | 0
LCP_Inputs_ON_Electric_Howarth_2023_05_05 | 2040 | Electrolyser 2020/2030 | Crossload | Hydrogen | PJ | Dispatch-Crossload | VOM | 0 | [6 empty] | 0.45639 | 0
LCP_Inputs_ON_Electric_Howarth_2023_05_05 | 2040 | Electrolyser 2020/2030 | Crossload | Hydrogen | QC | Dispatch-Crossload | EmissionsCost | 0 | [6 empty] | 0.45639 | 0
LCP_Inputs_ON_Electric_Howarth_2023_05_05 | 2040 | Electrolyser 2020/2030 | Crossload | Hydrogen | QC | Dispatch-Crossload | FuelCost | 0 | [6 empty] | 0.45639 | 0
LCP_Inputs_ON_Electric_Howarth_2023_05_05 | 2040 | Electrolyser 2020/2030 | Crossload | Hydrogen | QC | Dispatch-Crossload | VOM | 0 | [6 empty] | 0.45639 | 0
LCP_Inputs_ON_Electric_Howarth_2023_05_05 | 2040 | Electrolyser 2020/2030 | Crossload | Hydrogen | WC | Dispatch-Crossload | EmissionsCost | 0 | [6 empty] | 0.45639 | 0
LCP_Inputs_ON_Electric_Howarth_2023_05_05 | 2040 | Electrolyser 2020/2030 | Crossload | Hydrogen | WC | Dispatch-Crossload | FuelCost | 0 | [6 empty] | 0.45639 | 0
LCP_Inputs_ON_Electric_Howarth_2023_05_05 | 2040 | Electrolyser 2020/2030 | Crossload | Hydrogen | WC | Dispatch-Crossload | VOM | 0 | [6 empty] | 0.45639 | 0
LCP_Inputs_ON_Electric_Howarth_2023_05_05 | 2040 | Electrolyser 2040 | Crossload | Hydrogen | MI | Dispatch-Crossload | EmissionsCost | 0 | [6 empty] | 0.45639 | 0
LCP_Inputs_ON_Electric_Howarth_2023_05_05 | 2040 | Electrolyser 2040 | Crossload | Hydrogen | MI | Dispatch-Crossload | FuelCost | 0 | [6 empty] | 0.45639 | 0
LCP_Inputs_ON_Electric_Howarth_2023_05_05 | 2040 | Electrolyser 2040 | Crossload | Hydrogen | MI | Dispatch-Crossload | VOM | 0 | [6 empty] | 0.45639 | 0
LCP_Inputs_ON_Electric_Howarth_2023_05_05 | 2040 | Electrolyser 2040 | Crossload | Hydrogen | NY | Dispatch-Crossload | EmissionsCost | 0 | [6 empty] | 0.45639 | 0
LCP_Inputs_ON_Electric_Howarth_2023_05_05 | 2040 | Electrolyser 2040 | Crossload | Hydrogen | NY | Dispatch-Crossload | FuelCost | 0 | [6 empty] | 0.45639 | 0
LCP_Inputs_ON_Electric_Howarth_2023_05_05 | 2040 | Electrolyser 2040 | Crossload | Hydrogen | NY | Dispatch-Crossload | VOM | 0 | [6 empty] | 0.45639 | 0
LCP_Inputs_ON_Electric_Howarth_2023_05_05 | 2040 | Electrolyser 2040 | Crossload | Hydrogen | ON | Dispatch-Crossload | EmissionsCost | 0 | [6 empty] | 0.45639 | 0
LCP_Inputs_ON_Electric_Howarth_2023_05_05 | 2040 | Electrolyser 2040 | Crossload | Hydrogen | ON | Dispatch-Crossload | FuelCost | 0 | [6 empty] | 0.45639 | 0
LCP_Inputs_ON_Electric_Howarth_2023_05_05 | 2040 | Electrolyser 2040 | Crossload | Hydrogen | ON | Dispatch-Crossload | VOM | 0 | [6 empty] | 0.45639 | 0
LCP_Inputs_ON_Electric_Howarth_2023_05_05 | 2040 | Electrolyser 2040 | Crossload | Hydrogen | PJ | Dispatch-Crossload | EmissionsCost | 0 | [6 empty] | 0.45639 | 0
LCP_Inputs_ON_Electric_Howarth_2023_05_05 | 2040 | Electrolyser 2040 | Crossload | Hydrogen | PJ | Dispatch-Crossload | FuelCost | 0 | [6 empty] | 0.45639 | 0
LCP_Inputs_ON_Electric_Howarth_2023_05_05 | 2040 | Electrolyser 2040 | Crossload | Hydrogen | PJ | Dispatch-Crossload | VOM | 0 | [6 empty] | 0.45639 | 0
LCP_Inputs_ON_Electric_Howarth_2023_05_05 | 2040 | Electrolyser 2040 | Crossload | Hydrogen | QC | Dispatch-Crossload | EmissionsCost | 0 | [6 empty] | 0.45639 | 0
LCP_Inputs_ON_Electric_Howarth_2023_05_05 | 2040 | Electrolyser 2040 | Crossload | Hydrogen | QC | Dispatch-Crossload | FuelCost | 0 | [6 empty] | 0.45639 | 0
LCP_Inputs_ON_Electric_Howarth_2023_05_05 | 2040 | Electrolyser 2040 | Crossload | Hydrogen | QC | Dispatch-Crossload | VOM | 0 | [6 empty] | 0.45639 | 0
LCP_Inputs_ON_Electric_Howarth_2023_05_05 | 2040 | Electrolyser 2040 | Crossload | Hydrogen | WC | Dispatch-Crossload | EmissionsCost | 0 | [6 empty] | 0.45639 | 0
LCP_Inputs_ON_Electric_Howarth_2023_05_05 | 2040 | Electrolyser 2040 | Crossload | Hydrogen | WC | Dispatch-Crossload | FuelCost | 0 | [6 empty] | 0.45639 | 0
LCP_Inputs_ON_Electric_Howarth_2023_05_05 | 2040 | Electrolyser 2040 | Crossload | Hydrogen | WC | Dispatch-Crossload | VOM | 0 | [6 empty] | 0.45639 | 0
LCP_Inputs_ON_Electric_Howarth_2023_05_05 | 2040 | Electrolyser 2050 | Crossload | Hydrogen | MI | Dispatch-Crossload | EmissionsCost | 0 | [6 empty] | 0.45639 | 0
LCP_Inputs_ON_Electric_Howarth_2023_05_05 | 2040 | Electrolyser 2050 | Crossload | Hydrogen | MI | Dispatch-Crossload | FuelCost | 0 | [6 empty] | 0.45639 | 0
LCP_Inputs_ON_Electric_Howarth_2023_05_05 | 2040 | Electrolyser 2050 | Crossload | Hydrogen | MI | Dispatch-Crossload | VOM | 0 | [6 empty] | 0.45639 | 0
LCP_Inputs_ON_Electric_Howarth_2023_05_05 | 2040 | Electrolyser 2050 | Crossload | Hydrogen | NY | Dispatch-Crossload | EmissionsCost | 0 | [6 empty] | 0.45639 | 0
LCP_Inputs_ON_Electric_Howarth_2023_05_05 | 2040 | Electrolyser 2050 | Crossload | Hydrogen | NY | Dispatch-Crossload | FuelCost | 0 | [6 empty] | 0.45639 | 0
LCP_Inputs_ON_Electric_Howarth_2023_05_05 | 2040 | Electrolyser 2050 | Crossload | Hydrogen | NY | Dispatch-Crossload | VOM | 0 | [6 empty] | 0.45639 | 0
LCP_Inputs_ON_Electric_Howarth_2023_05_05 | 2040 | Electrolyser 2050 | Crossload | Hydrogen | ON | Dispatch-Crossload | EmissionsCost | 0 | [6 empty] | 0.45639 | 0
LCP_Inputs_ON_Electric_Howarth_2023_05_05 | 2040 | Electrolyser 2050 | Crossload | Hydrogen | ON | Dispatch-Crossload | FuelCost | 0 | [6 empty] | 0.45639 | 0
LCP_Inputs_ON_Electric_Howarth_2023_05_05 | 2040 | Electrolyser 2050 | Crossload | Hydrogen | ON | Dispatch-Crossload | VOM | 0 | [6 empty] | 0.45639 | 0
LCP_Inputs_ON_Electric_Howarth_2023_05_05 | 2040 | Electrolyser 2050 | Crossload | Hydrogen | PJ | Dispatch-Crossload | EmissionsCost | 0 | [6 empty] | 0.45639 | 0
LCP_Inputs_ON_Electric_Howarth_2023_05_05 | 2040 | Electrolyser 2050 | Crossload | Hydrogen | PJ | Dispatch-Crossload | FuelCost | 0 | [6 empty] | 0.45639 | 0
LCP_Inputs_ON_Electric_Howarth_2023_05_05 | 2040 | Electrolyser 2050 | Crossload | Hydrogen | PJ | Dispatch-Crossload | VOM | 0 | [6 empty] | 0.45639 | 0
LCP_Inputs_ON_Electric_Howarth_2023_05_05 | 2040 | Electrolyser 2050 | Crossload | Hydrogen | QC | Dispatch-Crossload | EmissionsCost | 0 | [6 empty] | 0.45639 | 0
LCP_Inputs_ON_Electric_Howarth_2023_05_05 | 2040 | Electrolyser 2050 | Crossload | Hydrogen | QC | Dispatch-Crossload | FuelCost | 0 | [6 empty] | 0.45639 | 0
LCP_Inputs_ON_Electric_Howarth_2023_05_05 | 2040 | Electrolyser 2050 | Crossload | Hydrogen | QC | Dispatch-Crossload | VOM | 0 | [6 empty] | 0.45639 | 0
LCP_Inputs_ON_Electric_Howarth_2023_05_05 | 2040 | Electrolyser 2050 | Crossload | Hydrogen | WC | Dispatch-Crossload | EmissionsCost | 0 | [6 empty] | 0.45639 | 0
LCP_Inputs_ON_Electric_Howarth_2023_05_05 | 2040 | Electrolyser 2050 | Crossload | Hydrogen | WC | Dispatch-Crossload | FuelCost | 0 | [6 empty] | 0.45639 | 0
LCP_Inputs_ON_Electric_Howarth_2023_05_05 | 2040 | Electrolyser 2050 | Crossload | Hydrogen | WC | Dispatch-Crossload | VOM | 0 | [6 empty] | 0.45639 | 0
LCP_Inputs_ON_Electric_Howarth_2023_05_05 | 2040 | Fossil Fuel Thermal (Coal, Peat, Oil) | Generation | Electricity | MI | Dispatch-Generation | EmissionsCost | 0 | [6 empty] | 0.45639 | 0
LCP_Inputs_ON_Electric_Howarth_2023_05_05 | 2040 | Fossil Fuel Thermal (Coal, Peat, Oil) | Generation | Electricity | MI | Dispatch-Generation | FuelCost | 0 | [6 empty] | 0.45639 | 0
LCP_Inputs_ON_Electric_Howarth_2023_05_05 | 2040 | Fossil Fuel Thermal (Coal, Peat, Oil) | Generation | Electricity | MI | Dispatch-Generation | VOM | 0 | [6 empty] | 0.45639 | 0
LCP_Inputs_ON_Electric_Howarth_2023_05_05 | 2040 | Fossil Fuel Thermal (Coal, Peat, Oil) | Generation | Electricity | NY | Dispatch-Generation | EmissionsCost | 0 | [6 empty] | 0.45639 | 0
LCP_Inputs_ON_Electric_Howarth_2023_05_05 | 2040 | Fossil Fuel Thermal (Coal, Peat, Oil) | Generation | Electricity | NY | Dispatch-Generation | FuelCost | 0 | [6 empty] | 0.45639 | 0
LCP_Inputs_ON_Electric_Howarth_2023_05_05 | 2040 | Fossil Fuel Thermal (Coal, Peat, Oil) | Generation | Electricity | NY | Dispatch-Generation | VOM | 0 | [6 empty] | 0.45639 | 0
LCP_Inputs_ON_Electric_Howarth_2023_05_05 | 2040 | Fossil Fuel Thermal (Coal, Peat, Oil) | Generation | Electricity | ON | Dispatch-Generation | EmissionsCost | 0 | [6 empty] | 0.45639 | 0
LCP_Inputs_ON_Electric_Howarth_2023_05_05 | 2040 | Fossil Fuel Thermal (Coal, Peat, Oil) | Generation | Electricity | ON | Dispatch-Generation | FuelCost | 0 | [6 empty] | 0.45639 | 0
LCP_Inputs_ON_Electric_Howarth_2023_05_05 | 2040 | Fossil Fuel Thermal (Coal, Peat, Oil) | Generation | Electricity | ON | Dispatch-Generation | VOM | 0 | [6 empty] | 0.45639 | 0
LCP_Inputs_ON_Electric_Howarth_2023_05_05 | 2040 | Fossil Fuel Thermal (Coal, Peat, Oil) | Generation | Electricity | PJ | Dispatch-Generation | EmissionsCost | 0 | [6 empty] | 0.45639 | 0
LCP_Inputs_ON_Electric_Howarth_2023_05_05 | 2040 | Fossil Fuel Thermal (Coal, Peat, Oil) | Generation | Electricity | PJ | Dispatch-Generation | FuelCost | 0 | [6 empty] | 0.45639 | 0
LCP_Inputs_ON_Electric_Howarth_2023_05_05 | 2040 | Fossil Fuel Thermal (Coal, Peat, Oil) | Generation | Electricity | PJ | Dispatch-Generation | VOM | 0 | [6 empty] | 0.45639 | 0
LCP_Inputs_ON_Electric_Howarth_2023_05_05 | 2040 | Fossil Fuel Thermal (Coal, Peat, Oil) | Generation | Electricity | QC | Dispatch-Generation | EmissionsCost | 0 | [6 empty] | 0.45639 | 0
LCP_Inputs_ON_Electric_Howarth_2023_05_05 | 2040 | Fossil Fuel Thermal (Coal, Peat, Oil) | Generation | Electricity | QC | Dispatch-Generation | FuelCost | 0 | [6 empty] | 0.45639 | 0
LCP_Inputs_ON_Electric_Howarth_2023_05_05 | 2040 | Fossil Fuel Thermal (Coal, Peat, Oil) | Generation | Electricity | QC | Dispatch-Generation | VOM | 0 | [6 empty] | 0.45639 | 0
LCP_Inputs_ON_Electric_Howarth_2023_05_05 | 2040 | Fossil Fuel Thermal (Coal, Peat, Oil) | Generation | Electricity | WC | Dispatch-Generation | EmissionsCost | 0 | [6 empty] | 0.45639 | 0
LCP_Inputs_ON_Electric_Howarth_2023_05_05 | 2040 | Fossil Fuel Thermal (Coal, Peat, Oil) | Generation | Electricity | WC | Dispatch-Generation | FuelCost | 0 | [6 empty] | 0.45639 | 0
LCP_Inputs_ON_Electric_Howarth_2023_05_05 | 2040 | Fossil Fuel Thermal (Coal, Peat, Oil) | Generation | Electricity | WC | Dispatch-Generation | VOM | 0 | [6 empty] | 0.45639 | 0
LCP_Inputs_ON_Electric_Howarth_2023_05_05 | 2040 | Generic - Generator | Generation | Electricity | MI | Dispatch-Generation | EmissionsCost | 0 | [6 empty] | 0.45639 | 0
LCP_Inputs_ON_Electric_Howarth_2023_05_05 | 2040 | Generic - Generator | Generation | Electricity | MI | Dispatch-Generation | FuelCost | 822908408.9569 | [6 empty] | 0.45639 | 375564655.7672
LCP_Inputs_ON_Electric_Howarth_2023_05_05 | 2040 | Generic - Generator | Generation | Electricity | MI | Dispatch-Generation | VOM | 26913145.9602 | [6 empty] | 0.45639 | 12282808.4975
LCP_Inputs_ON_Electric_Howarth_2023_05_05 | 2040 | Generic - Generator | Generation | Electricity | NY | Dispatch-Generation | EmissionsCost | 0 | [6 empty] | 0.45639 | 0
LCP_Inputs_ON_Electric_Howarth_2023_05_05 | 2040 | Generic - Generator | Generation | Electricity | NY | Dispatch-Generation | FuelCost | 74454029.7701 | [6 empty] | 0.45639 | 33979847.2792
LCP_Inputs_ON_Electric_Howarth_2023_05_05 | 2040 | Generic - Generator | Generation | Electricity | NY | Dispatch-Generation | VOM | 2435012.3886 | [6 empty] | 0.45639 | 1111307.868
LCP_Inputs_ON_Electric_Howarth_2023_05_05 | 2040 | Generic - Generator | Generation | Electricity | ON | Dispatch-Generation | EmissionsCost | 0 | [6 empty] | 0.45639 | 0
LCP_Inputs_ON_Electric_Howarth_2023_05_05 | 2040 | Generic - Generator | Generation | Electricity | ON | Dispatch-Generation | FuelCost | 0 | [6 empty] | 0.45639 | 0
LCP_Inputs_ON_Electric_Howarth_2023_05_05 | 2040 | Generic - Generator | Generation | Electricity | ON | Dispatch-Generation | VOM | 0 | [6 empty] | 0.45639 | 0
LCP_Inputs_ON_Electric_Howarth_2023_05_05 | 2040 | Generic - Generator | Generation | Electricity | PJ | Dispatch-Generation | EmissionsCost | 0 | [6 empty] | 0.45639 | 0
LCP_Inputs_ON_Electric_Howarth_2023_05_05 | 2040 | Generic - Generator | Generation | Electricity | PJ | Dispatch-Generation | FuelCost | 5362895327.8205 | [6 empty] | 0.45639 | 2447555421.4612
LCP_Inputs_ON_Electric_Howarth_2023_05_05 | 2040 | Generic - Generator | Generation | Electricity | PJ | Dispatch-Generation | VOM | 175393012.3403 | [6 empty] | 0.45639 | 80047081.2871
LCP_Inputs_ON_Electric_Howarth_2023_05_05 | 2040 | Generic - Generator | Generation | Electricity | QC | Dispatch-Generation | EmissionsCost | 0 | [6 empty] | 0.45639 | 0
LCP_Inputs_ON_Electric_Howarth_2023_05_05 | 2040 | Generic - Generator | Generation | Electricity | QC | Dispatch-Generation | FuelCost | 0 | [6 empty] | 0.45639 | 0
LCP_Inputs_ON_Electric_Howarth_2023_05_05 | 2040 | Generic - Generator | Generation | Electricity | QC | Dispatch-Generation | VOM | 0 | [6 empty] | 0.45639 | 0
LCP_Inputs_ON_Electric_Howarth_2023_05_05 | 2040 | Generic - Generator | Generation | Electricity | WC | Dispatch-Generation | EmissionsCost | 0 | [6 empty] | 0.45639 | 0
LCP_Inputs_ON_Electric_Howarth_2023_05_05 | 2040 | Generic - Generator | Generation | Electricity | WC | Dispatch-Generation | FuelCost | 0 | [6 empty] | 0.45639 | 0
LCP_Inputs_ON_Electric_Howarth_2023_05_05 | 2040 | Generic - Generator | Generation | Electricity | WC | Dispatch-Generation | VOM | 0 | [6 empty] | 0.45639 | 0
LCP_Inputs_ON_Electric_Howarth_2023_05_05 | 2040 | H2 Import - QC | Import | Hydrogen | MI | Dispatch-Import | EmissionsCost | 0 | [6 empty] | 0.45639 | 0
LCP_Inputs_ON_Electric_Howarth_2023_05_05 | 2040 | H2 Import - QC | Import | Hydrogen | MI | Dispatch-Import | FuelCost | 0 | [6 empty] | 0.45639 | 0
LCP_Inputs_ON_Electric_Howarth_2023_05_05 | 2040 | H2 Import - QC | Import | Hydrogen | MI | Dispatch-Import | VOM | 0 | [6 empty] | 0.45639 | 0
LCP_Inputs_ON_Electric_Howarth_2023_05_05 | 2040 | H2 Import - QC | Import | Hydrogen | NY | Dispatch-Import | EmissionsCost | 0 | [6 empty] | 0.45639 | 0
LCP_Inputs_ON_Electric_Howarth_2023_05_05 | 2040 | H2 Import - QC | Import | Hydrogen | NY | Dispatch-Import | FuelCost | 0 | [6 empty] | 0.45639 | 0
LCP_Inputs_ON_Electric_Howarth_2023_05_05 | 2040 | H2 Import - QC | Import | Hydrogen | NY | Dispatch-Import | VOM | 0 | [6 empty] | 0.45639 | 0
LCP_Inputs_ON_Electric_Howarth_2023_05_05 | 2040 | H2 Import - QC | Import | Hydrogen | ON | Dispatch-Import | EmissionsCost | 0 | [6 empty] | 0.45639 | 0
LCP_Inputs_ON_Electric_Howarth_2023_05_05 | 2040 | H2 Import - QC | Import | Hydrogen | ON | Dispatch-Import | FuelCost | 0 | [6 empty] | 0.45639 | 0
LCP_Inputs_ON_Electric_Howarth_2023_05_05 | 2040 | H2 Import - QC | Import | Hydrogen | ON | Dispatch-Import | VOM | 0 | [6 empty] | 0.45639 | 0
LCP_Inputs_ON_Electric_Howarth_2023_05_05 | 2040 | H2 Import - QC | Import | Hydrogen | PJ | Dispatch-Import | EmissionsCost | 0 | [6 empty] | 0.45639 | 0
LCP_Inputs_ON_Electric_Howarth_2023_05_05 | 2040 | H2 Import - QC | Import | Hydrogen | PJ | Dispatch-Import | FuelCost | 0 | [6 empty] | 0.45639 | 0
LCP_Inputs_ON_Electric_Howarth_2023_05_05 | 2040 | H2 Import - QC | Import | Hydrogen | PJ | Dispatch-Import | VOM | 0 | [6 empty] | 0.45639 | 0
LCP_Inputs_ON_Electric_Howarth_2023_05_05 | 2040 | H2 Import - QC | Import | Hydrogen | QC | Dispatch-Import | EmissionsCost | 0 | [6 empty] | 0.45639 | 0
LCP_Inputs_ON_Electric_Howarth_2023_05_05 | 2040 | H2 Import - QC | Import | Hydrogen | QC | Dispatch-Import | FuelCost | 0 | [6 empty] | 0.45639 | 0
LCP_Inputs_ON_Electric_Howarth_2023_05_05 | 2040 | H2 Import - QC | Import | Hydrogen | QC | Dispatch-Import | VOM | 0 | [6 empty] | 0.45639 | 0
LCP_Inputs_ON_Electric_Howarth_2023_05_05 | 2040 | H2 Import - QC | Import | Hydrogen | WC | Dispatch-Import | EmissionsCost | 0 | [6 empty] | 0.45639 | 0
LCP_Inputs_ON_Electric_Howarth_2023_05_05 | 2040 | H2 Import - QC | Import | Hydrogen | WC | Dispatch-Import | FuelCost | 0 | [6 empty] | 0.45639 | 0
LCP_Inputs_ON_Electric_Howarth_2023_05_05 | 2040 | H2 Import - QC | Import | Hydrogen | WC | Dispatch-Import | VOM | 0 | [6 empty] | 0.45639 | 0
LCP_Inputs_ON_Electric_Howarth_2023_05_05 | 2040 | H2 Import - WC | Import | Hydrogen | MI | Dispatch-Import | EmissionsCost | 0 | [6 empty] | 0.45639 | 0
LCP_Inputs_ON_Electric_Howarth_2023_05_05 | 2040 | H2 Import - WC | Import | Hydrogen | MI | Dispatch-Import | FuelCost | 0 | [6 empty] | 0.45639 | 0
LCP_Inputs_ON_Electric_Howarth_2023_05_05 | 2040 | H2 Import - WC | Import | Hydrogen | MI | Dispatch-Import | VOM | 0 | [6 empty] | 0.45639 | 0
LCP_Inputs_ON_Electric_Howarth_2023_05_05 | 2040 | H2 Import - WC | Import | Hydrogen | NY | Dispatch-Import | EmissionsCost | 0 | [6 empty] | 0.45639 | 0
LCP_Inputs_ON_Electric_Howarth_2023_05_05 | 2040 | H2 Import - WC | Import | Hydrogen | NY | Dispatch-Import | FuelCost | 0 | [6 empty] | 0.45639 | 0
LCP_Inputs_ON_Electric_Howarth_2023_05_05 | 2040 | H2 Import - WC | Import | Hydrogen | NY | Dispatch-Import | VOM | 0 | [6 empty] | 0.45639 | 0
LCP_Inputs_ON_Electric_Howarth_2023_05_05 | 2040 | H2 Import - WC | Import | Hydrogen | ON | Dispatch-Import | EmissionsCost | 0 | [6 empty] | 0.45639 | 0
LCP_Inputs_ON_Electric_Howarth_2023_05_05 | 2040 | H2 Import - WC | Import | Hydrogen | ON | Dispatch-Import | FuelCost | 0 | [6 empty] | 0.45639 | 0
LCP_Inputs_ON_Electric_Howarth_2023_05_05 | 2040 | H2 Import - WC | Import | Hydrogen | ON | Dispatch-Import | VOM | 0 | [6 empty] | 0.45639 | 0
LCP_Inputs_ON_Electric_Howarth_2023_05_05 | 2040 | H2 Import - WC | Import | Hydrogen | PJ | Dispatch-Import | EmissionsCost | 0 | [6 empty] | 0.45639 | 0
LCP_Inputs_ON_Electric_Howarth_2023_05_05 | 2040 | H2 Import - WC | Import | Hydrogen | PJ | Dispatch-Import | FuelCost | 0 | [6 empty] | 0.45639 | 0
LCP_Inputs_ON_Electric_Howarth_2023_05_05 | 2040 | H2 Import - WC | Import | Hydrogen | PJ | Dispatch-Import | VOM | 0 | [6 empty] | 0.45639 | 0
LCP_Inputs_ON_Electric_Howarth_2023_05_05 | 2040 | H2 Import - WC | Import | Hydrogen | QC | Dispatch-Import | EmissionsCost | 0 | [6 empty] | 0.45639 | 0
LCP_Inputs_ON_Electric_Howarth_2023_05_05 | 2040 | H2 Import - WC | Import | Hydrogen | QC | Dispatch-Import | FuelCost | 0 | [6 empty] | 0.45639 | 0
LCP_Inputs_ON_Electric_Howarth_2023_05_05 | 2040 | H2 Import - WC | Import | Hydrogen | QC | Dispatch-Import | VOM | 0 | [6 empty] | 0.45639 | 0
LCP_Inputs_ON_Electric_Howarth_2023_05_05 | 2040 | H2 Import - WC | Import | Hydrogen | WC | Dispatch-Import | EmissionsCost | 0 | [6 empty] | 0.45639 | 0
LCP_Inputs_ON_Electric_Howarth_2023_05_05 | 2040 | H2 Import - WC | Import | Hydrogen | WC | Dispatch-Import | FuelCost | 264354475.5194 | [6 empty] | 0.45639 | 120647931.7969
LCP_Inputs_ON_Electric_Howarth_2023_05_05 | 2040 | H2 Import - WC | Import | Hydrogen | WC | Dispatch-Import | VOM | 0 | [6 empty] | 0.45639 | 0
LCP_Inputs_ON_Electric_Howarth_2023_05_05 | 2040 | H2 Salt Cavern Storage - ON | Storage | Hydrogen | MI | Dispatch-Storage | EmissionsCost | 0 | [6 empty] | 0.45639 | 0
LCP_Inputs_ON_Electric_Howarth_2023_05_05 | 2040 | H2 Salt Cavern Storage - ON | Storage | Hydrogen | MI | Dispatch-Storage | FuelCost | 0 | [6 empty] | 0.45639 | 0
LCP_Inputs_ON_Electric_Howarth_2023_05_05 | 2040 | H2 Salt Cavern Storage - ON | Storage | Hydrogen | MI | Dispatch-Storage | VOM | 0 | [6 empty] | 0.45639 | 0
LCP_Inputs_ON_Electric_Howarth_2023_05_05 | 2040 | H2 Salt Cavern Storage - ON | Storage | Hydrogen | NY | Dispatch-Storage | EmissionsCost | 0 | [6 empty] | 0.45639 | 0
LCP_Inputs_ON_Electric_Howarth_2023_05_05 | 2040 | H2 Salt Cavern Storage - ON | Storage | Hydrogen | NY | Dispatch-Storage | FuelCost | 0 | [6 empty] | 0.45639 | 0
LCP_Inputs_ON_Electric_Howarth_2023_05_05 | 2040 | H2 Salt Cavern Storage - ON | Storage | Hydrogen | NY | Dispatch-Storage | VOM | 0 | [6 empty] | 0.45639 | 0
LCP_Inputs_ON_Electric_Howarth_2023_05_05 | 2040 | H2 Salt Cavern Storage - ON | Storage | Hydrogen | ON | Dispatch-Storage | EmissionsCost | 0 | [6 empty] | 0.45639 | 0
LCP_Inputs_ON_Electric_Howarth_2023_05_05 | 2040 | H2 Salt Cavern Storage - ON | Storage | Hydrogen | ON | Dispatch-Storage | FuelCost | 0 | [6 empty] | 0.45639 | 0
LCP_Inputs_ON_Electric_Howarth_2023_05_05 | 2040 | H2 Salt Cavern Storage - ON | Storage | Hydrogen | ON | Dispatch-Storage | VOM | 29987486.9081 | [6 empty] | 0.45639 | 13685897.5743
LCP_Inputs_ON_Electric_Howarth_2023_05_05 | 2040 | H2 Salt Cavern Storage - ON | Storage | Hydrogen | PJ | Dispatch-Storage | EmissionsCost | 0 | [6 empty] | 0.45639 | 0
LCP_Inputs_ON_Electric_Howarth_2023_05_05 | 2040 | H2 Salt Cavern Storage - ON | Storage | Hydrogen | PJ | Dispatch-Storage | FuelCost | 0 | [6 empty] | 0.45639 | 0
LCP_Inputs_ON_Electric_Howarth_2023_05_05 | 2040 | H2 Salt Cavern Storage - ON | Storage | Hydrogen | PJ | Dispatch-Storage | VOM | 0 | [6 empty] | 0.45639 | 0
LCP_Inputs_ON_Electric_Howarth_2023_05_05 | 2040 | H2 Salt Cavern Storage - ON | Storage | Hydrogen | QC | Dispatch-Storage | EmissionsCost | 0 | [6 empty] | 0.45639 | 0
LCP_Inputs_ON_Electric_Howarth_2023_05_05 | 2040 | H2 Salt Cavern Storage - ON | Storage | Hydrogen | QC | Dispatch-Storage | FuelCost | 0 | [6 empty] | 0.45639 | 0
LCP_Inputs_ON_Electric_Howarth_2023_05_05 | 2040 | H2 Salt Cavern Storage - ON | Storage | Hydrogen | QC | Dispatch-Storage | VOM | 0 | [6 empty] | 0.45639 | 0
LCP_Inputs_ON_Electric_Howarth_2023_05_05 | 2040 | H2 Salt Cavern Storage - ON | Storage | Hydrogen | WC | Dispatch-Storage | EmissionsCost | 0 | [6 empty] | 0.45639 | 0
LCP_Inputs_ON_Electric_Howarth_2023_05_05 | 2040 | H2 Salt Cavern Storage - ON | Storage | Hydrogen | WC | Dispatch-Storage | FuelCost | 0 | [6 empty] | 0.45639 | 0
LCP_Inputs_ON_Electric_Howarth_2023_05_05 | 2040 | H2 Salt Cavern Storage - ON | Storage | Hydrogen | WC | Dispatch-Storage | VOM | 0 | [6 empty] | 0.45639 | 0
LCP_Inputs_ON_Electric_Howarth_2023_05_05 | 2040 | Hydro | Generation | Electricity | MI | Dispatch-Generation | EmissionsCost | 0 | [6 empty] | 0.45639 | 0
LCP_Inputs_ON_Electric_Howarth_2023_05_05 | 2040 | Hydro | Generation | Electricity | MI | Dispatch-Generation | FuelCost | 0 | [6 empty] | 0.45639 | 0
LCP_Inputs_ON_Electric_Howarth_2023_05_05 | 2040 | Hydro | Generation | Electricity | MI | Dispatch-Generation | VOM | 0 | [6 empty] | 0.45639 | 0
LCP_Inputs_ON_Electric_Howarth_2023_05_05 | 2040 | Hydro | Generation | Electricity | NY | Dispatch-Generation | EmissionsCost | 0 | [6 empty] | 0.45639 | 0
LCP_Inputs_ON_Electric_Howarth_2023_05_05 | 2040 | Hydro | Generation | Electricity | NY | Dispatch-Generation | FuelCost | 0 | [6 empty] | 0.45639 | 0
LCP_Inputs_ON_Electric_Howarth_2023_05_05 | 2040 | Hydro | Generation | Electricity | NY | Dispatch-Generation | VOM | 0 | [6 empty] | 0.45639 | 0
LCP_Inputs_ON_Electric_Howarth_2023_05_05 | 2040 | Hydro | Generation | Electricity | ON | Dispatch-Generation | EmissionsCost | 0 | [6 empty] | 0.45639 | 0
LCP_Inputs_ON_Electric_Howarth_2023_05_05 | 2040 | Hydro | Generation | Electricity | ON | Dispatch-Generation | FuelCost | 0 | [6 empty] | 0.45639 | 0
LCP_Inputs_ON_Electric_Howarth_2023_05_05 | 2040 | Hydro | Generation | Electricity | ON | Dispatch-Generation | VOM | 0 | [6 empty] | 0.45639 | 0
LCP_Inputs_ON_Electric_Howarth_2023_05_05 | 2040 | Hydro | Generation | Electricity | PJ | Dispatch-Generation | EmissionsCost | 0 | [6 empty] | 0.45639 | 0
LCP_Inputs_ON_Electric_Howarth_2023_05_05 | 2040 | Hydro | Generation | Electricity | PJ | Dispatch-Generation | FuelCost | 0 | [6 empty] | 0.45639 | 0
LCP_Inputs_ON_Electric_Howarth_2023_05_05 | 2040 | Hydro | Generation | Electricity | PJ | Dispatch-Generation | VOM | 0 | [6 empty] | 0.45639 | 0
LCP_Inputs_ON_Electric_Howarth_2023_05_05 | 2040 | Hydro | Generation | Electricity | QC | Dispatch-Generation | EmissionsCost | 0 | [6 empty] | 0.45639 | 0
LCP_Inputs_ON_Electric_Howarth_2023_05_05 | 2040 | Hydro | Generation | Electricity | QC | Dispatch-Generation | FuelCost | 0 | [6 empty] | 0.45639 | 0
LCP_Inputs_ON_Electric_Howarth_2023_05_05 | 2040 | Hydro | Generation | Electricity | QC | Dispatch-Generation | VOM | 0 | [6 empty] | 0.45639 | 0
LCP_Inputs_ON_Electric_Howarth_2023_05_05 | 2040 | Hydro | Generation | Electricity | WC | Dispatch-Generation | EmissionsCost | 0 | [6 empty] | 0.45639 | 0
LCP_Inputs_ON_Electric_Howarth_2023_05_05 | 2040 | Hydro | Generation | Electricity | WC | Dispatch-Generation | FuelCost | 0 | [6 empty] | 0.45639 | 0
LCP_Inputs_ON_Electric_Howarth_2023_05_05 | 2040 | Hydro | Generation | Electricity | WC | Dispatch-Generation | VOM | 0 | [6 empty] | 0.45639 | 0
LCP_Inputs_ON_Electric_Howarth_2023_05_05 | 2040 | Hydro Pumped Storage | Storage | Electricity | MI | Dispatch-Storage | EmissionsCost | 0 | [6 empty] | 0.45639 | 0
LCP_Inputs_ON_Electric_Howarth_2023_05_05 | 2040 | Hydro Pumped Storage | Storage | Electricity | MI | Dispatch-Storage | FuelCost | 0 | [6 empty] | 0.45639 | 0
LCP_Inputs_ON_Electric_Howarth_2023_05_05 | 2040 | Hydro Pumped Storage | Storage | Electricity | MI | Dispatch-Storage | VOM | 0 | [6 empty] | 0.45639 | 0
LCP_Inputs_ON_Electric_Howarth_2023_05_05 | 2040 | Hydro Pumped Storage | Storage | Electricity | NY | Dispatch-Storage | EmissionsCost | 0 | [6 empty] | 0.45639 | 0
LCP_Inputs_ON_Electric_Howarth_2023_05_05 | 2040 | Hydro Pumped Storage | Storage | Electricity | NY | Dispatch-Storage | FuelCost | 0 | [6 empty] | 0.45639 | 0
LCP_Inputs_ON_Electric_Howarth_2023_05_05 | 2040 | Hydro Pumped Storage | Storage | Electricity | NY | Dispatch-Storage | VOM | 0 | [6 empty] | 0.45639 | 0
LCP_Inputs_ON_Electric_Howarth_2023_05_05 | 2040 | Hydro Pumped Storage | Storage | Electricity | ON | Dispatch-Storage | EmissionsCost | 0 | [6 empty] | 0.45639 | 0
LCP_Inputs_ON_Electric_Howarth_2023_05_05 | 2040 | Hydro Pumped Storage | Storage | Electricity | ON | Dispatch-Storage | FuelCost | 0 | [6 empty] | 0.45639 | 0
LCP_Inputs_ON_Electric_Howarth_2023_05_05 | 2040 | Hydro Pumped Storage | Storage | Electricity | ON | Dispatch-Storage | VOM | 0 | [6 empty] | 0.45639 | 0
LCP_Inputs_ON_Electric_Howarth_2023_05_05 | 2040 | Hydro Pumped Storage | Storage | Electricity | PJ | Dispatch-Storage | EmissionsCost | 0 | [6 empty] | 0.45639 | 0
LCP_Inputs_ON_Electric_Howarth_2023_05_05 | 2040 | Hydro Pumped Storage | Storage | Electricity | PJ | Dispatch-Storage | FuelCost | 0 | [6 empty] | 0.45639 | 0
LCP_Inputs_ON_Electric_Howarth_2023_05_05 | 2040 | Hydro Pumped Storage | Storage | Electricity | PJ | Dispatch-Storage | VOM | 0 | [6 empty] | 0.45639 | 0
LCP_Inputs_ON_Electric_Howarth_2023_05_05 | 2040 | Hydro Pumped Storage | Storage | Electricity | QC | Dispatch-Storage | EmissionsCost | 0 | [6 empty] | 0.45639 | 0
LCP_Inputs_ON_Electric_Howarth_2023_05_05 | 2040 | Hydro Pumped Storage | Storage | Electricity | QC | Dispatch-Storage | FuelCost | 0 | [6 empty] | 0.45639 | 0
LCP_Inputs_ON_Electric_Howarth_2023_05_05 | 2040 | Hydro Pumped Storage | Storage | Electricity | QC | Dispatch-Storage | VOM | 0 | [6 empty] | 0.45639 | 0
LCP_Inputs_ON_Electric_Howarth_2023_05_05 | 2040 | Hydro Pumped Storage | Storage | Electricity | WC | Dispatch-Storage | EmissionsCost | 0 | [6 empty] | 0.45639 | 0
LCP_Inputs_ON_Electric_Howarth_2023_05_05 | 2040 | Hydro Pumped Storage | Storage | Electricity | WC | Dispatch-Storage | FuelCost | 0 | [6 empty] | 0.45639 | 0
LCP_Inputs_ON_Electric_Howarth_2023_05_05 | 2040 | Hydro Pumped Storage | Storage | Electricity | WC | Dispatch-Storage | VOM | 0 | [6 empty] | 0.45639 | 0
LCP_Inputs_ON_Electric_Howarth_2023_05_05 | 2040 | Nuclear | Generation | Electricity | MI | Dispatch-Generation | EmissionsCost | 0 | [6 empty] | 0.45639 | 0
LCP_Inputs_ON_Electric_Howarth_2023_05_05 | 2040 | Nuclear | Generation | Electricity | MI | Dispatch-Generation | FuelCost | 0 | [6 empty] | 0.45639 | 0
LCP_Inputs_ON_Electric_Howarth_2023_05_05 | 2040 | Nuclear | Generation | Electricity | MI | Dispatch-Generation | VOM | 2762866296.96 | [6 empty] | 0.45639 | 1260936112.032
LCP_Inputs_ON_Electric_Howarth_2023_05_05 | 2040 | Nuclear | Generation | Electricity | NY | Dispatch-Generation | EmissionsCost | 0 | [6 empty] | 0.45639 | 0
LCP_Inputs_ON_Electric_Howarth_2023_05_05 | 2040 | Nuclear | Generation | Electricity | NY | Dispatch-Generation | FuelCost | 0 | [6 empty] | 0.45639 | 0
LCP_Inputs_ON_Electric_Howarth_2023_05_05 | 2040 | Nuclear | Generation | Electricity | NY | Dispatch-Generation | VOM | 2246155230.144 | [6 empty] | 0.45639 | 1025115926.1795
LCP_Inputs_ON_Electric_Howarth_2023_05_05 | 2040 | Nuclear | Generation | Electricity | ON | Dispatch-Generation | EmissionsCost | 0 | [6 empty] | 0.45639 | 0
LCP_Inputs_ON_Electric_Howarth_2023_05_05 | 2040 | Nuclear | Generation | Electricity | ON | Dispatch-Generation | FuelCost | 0 | [6 empty] | 0.45639 | 0
LCP_Inputs_ON_Electric_Howarth_2023_05_05 | 2040 | Nuclear | Generation | Electricity | ON | Dispatch-Generation | VOM | 7838119223.6803 | [6 empty] | 0.45639 | 3577215296.4571
LCP_Inputs_ON_Electric_Howarth_2023_05_05 | 2040 | Nuclear | Generation | Electricity | PJ | Dispatch-Generation | EmissionsCost | 0 | [6 empty] | 0.45639 | 0
LCP_Inputs_ON_Electric_Howarth_2023_05_05 | 2040 | Nuclear | Generation | Electricity | PJ | Dispatch-Generation | FuelCost | 0 | [6 empty] | 0.45639 | 0
LCP_Inputs_ON_Electric_Howarth_2023_05_05 | 2040 | Nuclear | Generation | Electricity | PJ | Dispatch-Generation | VOM | 6401347648.6848 | [6 empty] | 0.45639 | 2921491504.9561
LCP_Inputs_ON_Electric_Howarth_2023_05_05 | 2040 | Nuclear | Generation | Electricity | QC | Dispatch-Generation | EmissionsCost | 0 | [6 empty] | 0.45639 | 0
LCP_Inputs_ON_Electric_Howarth_2023_05_05 | 2040 | Nuclear | Generation | Electricity | QC | Dispatch-Generation | FuelCost | 0 | [6 empty] | 0.45639 | 0
LCP_Inputs_ON_Electric_Howarth_2023_05_05 | 2040 | Nuclear | Generation | Electricity | QC | Dispatch-Generation | VOM | 0 | [6 empty] | 0.45639 | 0
LCP_Inputs_ON_Electric_Howarth_2023_05_05 | 2040 | Nuclear | Generation | Electricity | WC | Dispatch-Generation | EmissionsCost | 0 | [6 empty] | 0.45639 | 0
LCP_Inputs_ON_Electric_Howarth_2023_05_05 | 2040 | Nuclear | Generation | Electricity | WC | Dispatch-Generation | FuelCost | 0 | [6 empty] | 0.45639 | 0
LCP_Inputs_ON_Electric_Howarth_2023_05_05 | 2040 | Nuclear | Generation | Electricity | WC | Dispatch-Generation | VOM | 0 | [6 empty] | 0.45639 | 0
LCP_Inputs_ON_Electric_Howarth_2023_05_05 | 2040 | Nuclear SMR | Generation | Electricity | MI | Dispatch-Generation | EmissionsCost | 0 | [6 empty] | 0.45639 | 0
LCP_Inputs_ON_Electric_Howarth_2023_05_05 | 2040 | Nuclear SMR | Generation | Electricity | MI | Dispatch-Generation | FuelCost | 0 | [6 empty] | 0.45639 | 0
LCP_Inputs_ON_Electric_Howarth_2023_05_05 | 2040 | Nuclear SMR | Generation | Electricity | MI | Dispatch-Generation | VOM | 0 | [6 empty] | 0.45639 | 0
LCP_Inputs_ON_Electric_Howarth_2023_05_05 | 2040 | Nuclear SMR | Generation | Electricity | NY | Dispatch-Generation | EmissionsCost | 0 | [6 empty] | 0.45639 | 0
LCP_Inputs_ON_Electric_Howarth_2023_05_05 | 2040 | Nuclear SMR | Generation | Electricity | NY | Dispatch-Generation | FuelCost | 0 | [6 empty] | 0.45639 | 0
LCP_Inputs_ON_Electric_Howarth_2023_05_05 | 2040 | Nuclear SMR | Generation | Electricity | NY | Dispatch-Generation | VOM | 0 | [6 empty] | 0.45639 | 0
LCP_Inputs_ON_Electric_Howarth_2023_05_05 | 2040 | Nuclear SMR | Generation | Electricity | ON | Dispatch-Generation | EmissionsCost | 0 | [6 empty] | 0.45639 | 0
LCP_Inputs_ON_Electric_Howarth_2023_05_05 | 2040 | Nuclear SMR | Generation | Electricity | ON | Dispatch-Generation | FuelCost | 0 | [6 empty] | 0.45639 | 0
LCP_Inputs_ON_Electric_Howarth_2023_05_05 | 2040 | Nuclear SMR | Generation | Electricity | ON | Dispatch-Generation | VOM | 209027402.6763 | [6 empty] | 0.45639 | 95397377.9798
LCP_Inputs_ON_Electric_Howarth_2023_05_05 | 2040 | Nuclear SMR | Generation | Electricity | PJ | Dispatch-Generation | EmissionsCost | 0 | [6 empty] | 0.45639 | 0
LCP_Inputs_ON_Electric_Howarth_2023_05_05 | 2040 | Nuclear SMR | Generation | Electricity | PJ | Dispatch-Generation | FuelCost | 0 | [6 empty] | 0.45639 | 0
LCP_Inputs_ON_Electric_Howarth_2023_05_05 | 2040 | Nuclear SMR | Generation | Electricity | PJ | Dispatch-Generation | VOM | 0 | [6 empty] | 0.45639 | 0
LCP_Inputs_ON_Electric_Howarth_2023_05_05 | 2040 | Nuclear SMR | Generation | Electricity | QC | Dispatch-Generation | EmissionsCost | 0 | [6 empty] | 0.45639 | 0
LCP_Inputs_ON_Electric_Howarth_2023_05_05 | 2040 | Nuclear SMR | Generation | Electricity | QC | Dispatch-Generation | FuelCost | 0 | [6 empty] | 0.45639 | 0
LCP_Inputs_ON_Electric_Howarth_2023_05_05 | 2040 | Nuclear SMR | Generation | Electricity | QC | Dispatch-Generation | VOM | 0 | [6 empty] | 0.45639 | 0
LCP_Inputs_ON_Electric_Howarth_2023_05_05 | 2040 | Nuclear SMR | Generation | Electricity | WC | Dispatch-Generation | EmissionsCost | 0 | [6 empty] | 0.45639 | 0
LCP_Inputs_ON_Electric_Howarth_2023_05_05 | 2040 | Nuclear SMR | Generation | Electricity | WC | Dispatch-Generation | FuelCost | 0 | [6 empty] | 0.45639 | 0
LCP_Inputs_ON_Electric_Howarth_2023_05_05 | 2040 | Nuclear SMR | Generation | Electricity | WC | Dispatch-Generation | VOM | 0 | [6 empty] | 0.45639 | 0
LCP_Inputs_ON_Electric_Howarth_2023_05_05 | 2040 | O/CCGT - CH4 Existing | Crossload | Electricity | MI | Dispatch-Crossload | EmissionsCost | 0 | [6 empty] | 0.45639 | 0
LCP_Inputs_ON_Electric_Howarth_2023_05_05 | 2040 | O/CCGT - CH4 Existing | Crossload | Electricity | MI | Dispatch-Crossload | FuelCost | 0 | [6 empty] | 0.45639 | 0
LCP_Inputs_ON_Electric_Howarth_2023_05_05 | 2040 | O/CCGT - CH4 Existing | Crossload | Electricity | MI | Dispatch-Crossload | VOM | 0 | [6 empty] | 0.45639 | 0
LCP_Inputs_ON_Electric_Howarth_2023_05_05 | 2040 | O/CCGT - CH4 Existing | Crossload | Electricity | NY | Dispatch-Crossload | EmissionsCost | 0 | [6 empty] | 0.45639 | 0
LCP_Inputs_ON_Electric_Howarth_2023_05_05 | 2040 | O/CCGT - CH4 Existing | Crossload | Electricity | NY | Dispatch-Crossload | FuelCost | 0 | [6 empty] | 0.45639 | 0
LCP_Inputs_ON_Electric_Howarth_2023_05_05 | 2040 | O/CCGT - CH4 Existing | Crossload | Electricity | NY | Dispatch-Crossload | VOM | 0 | [6 empty] | 0.45639 | 0
LCP_Inputs_ON_Electric_Howarth_2023_05_05 | 2040 | O/CCGT - CH4 Existing | Crossload | Electricity | ON | Dispatch-Crossload | EmissionsCost | 4102217.4246 | [6 empty] | 0.45639 | 1872198.4831
LCP_Inputs_ON_Electric_Howarth_2023_05_05 | 2040 | O/CCGT - CH4 Existing | Crossload | Electricity | ON | Dispatch-Crossload | FuelCost | 0 | [6 empty] | 0.45639 | 0
LCP_Inputs_ON_Electric_Howarth_2023_05_05 | 2040 | O/CCGT - CH4 Existing | Crossload | Electricity | ON | Dispatch-Crossload | VOM | 145942.0715 | [6 empty] | 0.45639 | 66606.0563
LCP_Inputs_ON_Electric_Howarth_2023_05_05 | 2040 | O/CCGT - CH4 Existing | Crossload | Electricity | PJ | Dispatch-Crossload | EmissionsCost | 0 | [6 empty] | 0.45639 | 0
LCP_Inputs_ON_Electric_Howarth_2023_05_05 | 2040 | O/CCGT - CH4 Existing | Crossload | Electricity | PJ | Dispatch-Crossload | FuelCost | 0 | [6 empty] | 0.45639 | 0
LCP_Inputs_ON_Electric_Howarth_2023_05_05 | 2040 | O/CCGT - CH4 Existing | Crossload | Electricity | PJ | Dispatch-Crossload | VOM | 0 | [6 empty] | 0.45639 | 0
LCP_Inputs_ON_Electric_Howarth_2023_05_05 | 2040 | O/CCGT - CH4 Existing | Crossload | Electricity | QC | Dispatch-Crossload | EmissionsCost | 0 | [6 empty] | 0.45639 | 0
LCP_Inputs_ON_Electric_Howarth_2023_05_05 | 2040 | O/CCGT - CH4 Existing | Crossload | Electricity | QC | Dispatch-Crossload | FuelCost | 0 | [6 empty] | 0.45639 | 0
LCP_Inputs_ON_Electric_Howarth_2023_05_05 | 2040 | O/CCGT - CH4 Existing | Crossload | Electricity | QC | Dispatch-Crossload | VOM | 0 | [6 empty] | 0.45639 | 0
LCP_Inputs_ON_Electric_Howarth_2023_05_05 | 2040 | O/CCGT - CH4 Existing | Crossload | Electricity | WC | Dispatch-Crossload | EmissionsCost | 0 | [6 empty] | 0.45639 | 0
LCP_Inputs_ON_Electric_Howarth_2023_05_05 | 2040 | O/CCGT - CH4 Existing | Crossload | Electricity | WC | Dispatch-Crossload | FuelCost | 0 | [6 empty] | 0.45639 | 0
LCP_Inputs_ON_Electric_Howarth_2023_05_05 | 2040 | O/CCGT - CH4 Existing | Crossload | Electricity | WC | Dispatch-Crossload | VOM | 0 | [6 empty] | 0.45639 | 0
LCP_Inputs_ON_Electric_Howarth_2023_05_05 | 2040 | O/CCGT - CH4 New | Crossload | Electricity | MI | Dispatch-Crossload | EmissionsCost | 0 | [6 empty] | 0.45639 | 0
LCP_Inputs_ON_Electric_Howarth_2023_05_05 | 2040 | O/CCGT - CH4 New | Crossload | Electricity | MI | Dispatch-Crossload | FuelCost | 0 | [6 empty] | 0.45639 | 0
LCP_Inputs_ON_Electric_Howarth_2023_05_05 | 2040 | O/CCGT - CH4 New | Crossload | Electricity | MI | Dispatch-Crossload | VOM | 0 | [6 empty] | 0.45639 | 0
LCP_Inputs_ON_Electric_Howarth_2023_05_05 | 2040 | O/CCGT - CH4 New | Crossload | Electricity | NY | Dispatch-Crossload | EmissionsCost | 0 | [6 empty] | 0.45639 | 0
LCP_Inputs_ON_Electric_Howarth_2023_05_05 | 2040 | O/CCGT - CH4 New | Crossload | Electricity | NY | Dispatch-Crossload | FuelCost | 0 | [6 empty] | 0.45639 | 0
LCP_Inputs_ON_Electric_Howarth_2023_05_05 | 2040 | O/CCGT - CH4 New | Crossload | Electricity | NY | Dispatch-Crossload | VOM | 0 | [6 empty] | 0.45639 | 0
LCP_Inputs_ON_Electric_Howarth_2023_05_05 | 2040 | O/CCGT - CH4 New | Crossload | Electricity | ON | Dispatch-Crossload | EmissionsCost | 1412953.2475 | [6 empty] | 0.45639 | 644853.4178
LCP_Inputs_ON_Electric_Howarth_2023_05_05 | 2040 | O/CCGT - CH4 New | Crossload | Electricity | ON | Dispatch-Crossload | FuelCost | 0 | [6 empty] | 0.45639 | 0
LCP_Inputs_ON_Electric_Howarth_2023_05_05 | 2040 | O/CCGT - CH4 New | Crossload | Electricity | ON | Dispatch-Crossload | VOM | 50267.7704 | [6 empty] | 0.45639 | 22941.5542
LCP_Inputs_ON_Electric_Howarth_2023_05_05 | 2040 | O/CCGT - CH4 New | Crossload | Electricity | PJ | Dispatch-Crossload | EmissionsCost | 0 | [6 empty] | 0.45639 | 0
LCP_Inputs_ON_Electric_Howarth_2023_05_05 | 2040 | O/CCGT - CH4 New | Crossload | Electricity | PJ | Dispatch-Crossload | FuelCost | 0 | [6 empty] | 0.45639 | 0
LCP_Inputs_ON_Electric_Howarth_2023_05_05 | 2040 | O/CCGT - CH4 New | Crossload | Electricity | PJ | Dispatch-Crossload | VOM | 0 | [6 empty] | 0.45639 | 0
LCP_Inputs_ON_Electric_Howarth_2023_05_05 | 2040 | O/CCGT - CH4 New | Crossload | Electricity | QC | Dispatch-Crossload | EmissionsCost | 0 | [6 empty] | 0.45639 | 0
LCP_Inputs_ON_Electric_Howarth_2023_05_05 | 2040 | O/CCGT - CH4 New | Crossload | Electricity | QC | Dispatch-Crossload | FuelCost | 0 | [6 empty] | 0.45639 | 0
LCP_Inputs_ON_Electric_Howarth_2023_05_05 | 2040 | O/CCGT - CH4 New | Crossload | Electricity | QC | Dispatch-Crossload | VOM | 0 | [6 empty] | 0.45639 | 0
LCP_Inputs_ON_Electric_Howarth_2023_05_05 | 2040 | O/CCGT - CH4 New | Crossload | Electricity | WC | Dispatch-Crossload | EmissionsCost | 0 | [6 empty] | 0.45639 | 0
LCP_Inputs_ON_Electric_Howarth_2023_05_05 | 2040 | O/CCGT - CH4 New | Crossload | Electricity | WC | Dispatch-Crossload | FuelCost | 0 | [6 empty] | 0.45639 | 0
LCP_Inputs_ON_Electric_Howarth_2023_05_05 | 2040 | O/CCGT - CH4 New | Crossload | Electricity | WC | Dispatch-Crossload | VOM | 0 | [6 empty] | 0.45639 | 0
LCP_Inputs_ON_Electric_Howarth_2023_05_05 | 2040 | O/CCGT - H2 New | Crossload | Electricity | MI | Dispatch-Crossload | EmissionsCost | 0 | [6 empty] | 0.45639 | 0
LCP_Inputs_ON_Electric_Howarth_2023_05_05 | 2040 | O/CCGT - H2 New | Crossload | Electricity | MI | Dispatch-Crossload | FuelCost | 0 | [6 empty] | 0.45639 | 0
LCP_Inputs_ON_Electric_Howarth_2023_05_05 | 2040 | O/CCGT - H2 New | Crossload | Electricity | MI | Dispatch-Crossload | VOM | 0 | [6 empty] | 0.45639 | 0
LCP_Inputs_ON_Electric_Howarth_2023_05_05 | 2040 | O/CCGT - H2 New | Crossload | Electricity | NY | Dispatch-Crossload | EmissionsCost | 0 | [6 empty] | 0.45639 | 0
LCP_Inputs_ON_Electric_Howarth_2023_05_05 | 2040 | O/CCGT - H2 New | Crossload | Electricity | NY | Dispatch-Crossload | FuelCost | 0 | [6 empty] | 0.45639 | 0
LCP_Inputs_ON_Electric_Howarth_2023_05_05 | 2040 | O/CCGT - H2 New | Crossload | Electricity | NY | Dispatch-Crossload | VOM | 0 | [6 empty] | 0.45639 | 0
LCP_Inputs_ON_Electric_Howarth_2023_05_05 | 2040 | O/CCGT - H2 New | Crossload | Electricity | ON | Dispatch-Crossload | EmissionsCost | 0 | [6 empty] | 0.45639 | 0
LCP_Inputs_ON_Electric_Howarth_2023_05_05 | 2040 | O/CCGT - H2 New | Crossload | Electricity | ON | Dispatch-Crossload | FuelCost | 0 | [6 empty] | 0.45639 | 0
LCP_Inputs_ON_Electric_Howarth_2023_05_05 | 2040 | O/CCGT - H2 New | Crossload | Electricity | ON | Dispatch-Crossload | VOM | 1216577.8169 | [6 empty] | 0.45639 | 555230.2347
LCP_Inputs_ON_Electric_Howarth_2023_05_05 | 2040 | O/CCGT - H2 New | Crossload | Electricity | PJ | Dispatch-Crossload | EmissionsCost | 0 | [6 empty] | 0.45639 | 0
LCP_Inputs_ON_Electric_Howarth_2023_05_05 | 2040 | O/CCGT - H2 New | Crossload | Electricity | PJ | Dispatch-Crossload | FuelCost | 0 | [6 empty] | 0.45639 | 0
LCP_Inputs_ON_Electric_Howarth_2023_05_05 | 2040 | O/CCGT - H2 New | Crossload | Electricity | PJ | Dispatch-Crossload | VOM | 0 | [6 empty] | 0.45639 | 0
LCP_Inputs_ON_Electric_Howarth_2023_05_05 | 2040 | O/CCGT - H2 New | Crossload | Electricity | QC | Dispatch-Crossload | EmissionsCost | 0 | [6 empty] | 0.45639 | 0
LCP_Inputs_ON_Electric_Howarth_2023_05_05 | 2040 | O/CCGT - H2 New | Crossload | Electricity | QC | Dispatch-Crossload | FuelCost | 0 | [6 empty] | 0.45639 | 0
LCP_Inputs_ON_Electric_Howarth_2023_05_05 | 2040 | O/CCGT - H2 New | Crossload | Electricity | QC | Dispatch-Crossload | VOM | 0 | [6 empty] | 0.45639 | 0
LCP_Inputs_ON_Electric_Howarth_2023_05_05 | 2040 | O/CCGT - H2 New | Crossload | Electricity | WC | Dispatch-Crossload | EmissionsCost | 0 | [6 empty] | 0.45639 | 0
LCP_Inputs_ON_Electric_Howarth_2023_05_05 | 2040 | O/CCGT - H2 New | Crossload | Electricity | WC | Dispatch-Crossload | FuelCost | 0 | [6 empty] | 0.45639 | 0
LCP_Inputs_ON_Electric_Howarth_2023_05_05 | 2040 | O/CCGT - H2 New | Crossload | Electricity | WC | Dispatch-Crossload | VOM | 0 | [6 empty] | 0.45639 | 0
LCP_Inputs_ON_Electric_Howarth_2023_05_05 | 2040 | SMR CCS | Generation | Hydrogen | MI | Dispatch-Generation | EmissionsCost | 0 | [6 empty] | 0.45639 | 0
LCP_Inputs_ON_Electric_Howarth_2023_05_05 | 2040 | SMR CCS | Generation | Hydrogen | MI | Dispatch-Generation | FuelCost | 0 | [6 empty] | 0.45639 | 0
LCP_Inputs_ON_Electric_Howarth_2023_05_05 | 2040 | SMR CCS | Generation | Hydrogen | MI | Dispatch-Generation | VOM | 0 | [6 empty] | 0.45639 | 0
LCP_Inputs_ON_Electric_Howarth_2023_05_05 | 2040 | SMR CCS | Generation | Hydrogen | NY | Dispatch-Generation | EmissionsCost | 0 | [6 empty] | 0.45639 | 0
LCP_Inputs_ON_Electric_Howarth_2023_05_05 | 2040 | SMR CCS | Generation | Hydrogen | NY | Dispatch-Generation | FuelCost | 0 | [6 empty] | 0.45639 | 0
LCP_Inputs_ON_Electric_Howarth_2023_05_05 | 2040 | SMR CCS | Generation | Hydrogen | NY | Dispatch-Generation | VOM | 0 | [6 empty] | 0.45639 | 0
LCP_Inputs_ON_Electric_Howarth_2023_05_05 | 2040 | SMR CCS | Generation | Hydrogen | ON | Dispatch-Generation | EmissionsCost | 1007144.5083 | [6 empty] | 0.45639 | 459647.6065
LCP_Inputs_ON_Electric_Howarth_2023_05_05 | 2040 | SMR CCS | Generation | Hydrogen | ON | Dispatch-Generation | FuelCost | 457300.2332 | [6 empty] | 0.45639 | 208705.8569
LCP_Inputs_ON_Electric_Howarth_2023_05_05 | 2040 | SMR CCS | Generation | Hydrogen | ON | Dispatch-Generation | VOM | 0 | [6 empty] | 0.45639 | 0
LCP_Inputs_ON_Electric_Howarth_2023_05_05 | 2040 | SMR CCS | Generation | Hydrogen | PJ | Dispatch-Generation | EmissionsCost | 0 | [6 empty] | 0.45639 | 0
LCP_Inputs_ON_Electric_Howarth_2023_05_05 | 2040 | SMR CCS | Generation | Hydrogen | PJ | Dispatch-Generation | FuelCost | 0 | [6 empty] | 0.45639 | 0
LCP_Inputs_ON_Electric_Howarth_2023_05_05 | 2040 | SMR CCS | Generation | Hydrogen | PJ | Dispatch-Generation | VOM | 0 | [6 empty] | 0.45639 | 0
LCP_Inputs_ON_Electric_Howarth_2023_05_05 | 2040 | SMR CCS | Generation | Hydrogen | QC | Dispatch-Generation | EmissionsCost | 0 | [6 empty] | 0.45639 | 0
LCP_Inputs_ON_Electric_Howarth_2023_05_05 | 2040 | SMR CCS | Generation | Hydrogen | QC | Dispatch-Generation | FuelCost | 0 | [6 empty] | 0.45639 | 0
LCP_Inputs_ON_Electric_Howarth_2023_05_05 | 2040 | SMR CCS | Generation | Hydrogen | QC | Dispatch-Generation | VOM | 0 | [6 empty] | 0.45639 | 0
LCP_Inputs_ON_Electric_Howarth_2023_05_05 | 2040 | SMR CCS | Generation | Hydrogen | WC | Dispatch-Generation | EmissionsCost | 0 | [6 empty] | 0.45639 | 0
LCP_Inputs_ON_Electric_Howarth_2023_05_05 | 2040 | SMR CCS | Generation | Hydrogen | WC | Dispatch-Generation | FuelCost | 0 | [6 empty] | 0.45639 | 0
LCP_Inputs_ON_Electric_Howarth_2023_05_05 | 2040 | SMR CCS | Generation | Hydrogen | WC | Dispatch-Generation | VOM | 0 | [6 empty] | 0.45639 | 0
LCP_Inputs_ON_Electric_Howarth_2023_05_05 | 2040 | Solar PV | Generation | Electricity | MI | Dispatch-Generation | EmissionsCost | 0 | [6 empty] | 0.45639 | 0
LCP_Inputs_ON_Electric_Howarth_2023_05_05 | 2040 | Solar PV | Generation | Electricity | MI | Dispatch-Generation | FuelCost | 0 | [6 empty] | 0.45639 | 0
LCP_Inputs_ON_Electric_Howarth_2023_05_05 | 2040 | Solar PV | Generation | Electricity | MI | Dispatch-Generation | VOM | 0 | [6 empty] | 0.45639 | 0
LCP_Inputs_ON_Electric_Howarth_2023_05_05 | 2040 | Solar PV | Generation | Electricity | NY | Dispatch-Generation | EmissionsCost | 0 | [6 empty] | 0.45639 | 0
LCP_Inputs_ON_Electric_Howarth_2023_05_05 | 2040 | Solar PV | Generation | Electricity | NY | Dispatch-Generation | FuelCost | 0 | [6 empty] | 0.45639 | 0
LCP_Inputs_ON_Electric_Howarth_2023_05_05 | 2040 | Solar PV | Generation | Electricity | NY | Dispatch-Generation | VOM | 0 | [6 empty] | 0.45639 | 0
LCP_Inputs_ON_Electric_Howarth_2023_05_05 | 2040 | Solar PV | Generation | Electricity | ON | Dispatch-Generation | EmissionsCost | 0 | [6 empty] | 0.45639 | 0
LCP_Inputs_ON_Electric_Howarth_2023_05_05 | 2040 | Solar PV | Generation | Electricity | ON | Dispatch-Generation | FuelCost | 0 | [6 empty] | 0.45639 | 0
LCP_Inputs_ON_Electric_Howarth_2023_05_05 | 2040 | Solar PV | Generation | Electricity | ON | Dispatch-Generation | VOM | 0 | [6 empty] | 0.45639 | 0
LCP_Inputs_ON_Electric_Howarth_2023_05_05 | 2040 | Solar PV | Generation | Electricity | PJ | Dispatch-Generation | EmissionsCost | 0 | [6 empty] | 0.45639 | 0
LCP_Inputs_ON_Electric_Howarth_2023_05_05 | 2040 | Solar PV | Generation | Electricity | PJ | Dispatch-Generation | FuelCost | 0 | [6 empty] | 0.45639 | 0
LCP_Inputs_ON_Electric_Howarth_2023_05_05 | 2040 | Solar PV | Generation | Electricity | PJ | Dispatch-Generation | VOM | 0 | [6 empty] | 0.45639 | 0
LCP_Inputs_ON_Electric_Howarth_2023_05_05 | 2040 | Solar PV | Generation | Electricity | QC | Dispatch-Generation | EmissionsCost | 0 | [6 empty] | 0.45639 | 0
LCP_Inputs_ON_Electric_Howarth_2023_05_05 | 2040 | Solar PV | Generation | Electricity | QC | Dispatch-Generation | FuelCost | 0 | [6 empty] | 0.45639 | 0
LCP_Inputs_ON_Electric_Howarth_2023_05_05 | 2040 | Solar PV | Generation | Electricity | QC | Dispatch-Generation | VOM | 0 | [6 empty] | 0.45639 | 0
LCP_Inputs_ON_Electric_Howarth_2023_05_05 | 2040 | Solar PV | Generation | Electricity | WC | Dispatch-Generation | EmissionsCost | 0 | [6 empty] | 0.45639 | 0
LCP_Inputs_ON_Electric_Howarth_2023_05_05 | 2040 | Solar PV | Generation | Electricity | WC | Dispatch-Generation | FuelCost | 0 | [6 empty] | 0.45639 | 0
LCP_Inputs_ON_Electric_Howarth_2023_05_05 | 2040 | Solar PV | Generation | Electricity | WC | Dispatch-Generation | VOM | 0 | [6 empty] | 0.45639 | 0
LCP_Inputs_ON_Electric_Howarth_2023_05_05 | 2040 | Wind Offshore | Generation | Electricity | MI | Dispatch-Generation | EmissionsCost | 0 | [6 empty] | 0.45639 | 0
LCP_Inputs_ON_Electric_Howarth_2023_05_05 | 2040 | Wind Offshore | Generation | Electricity | MI | Dispatch-Generation | FuelCost | 0 | [6 empty] | 0.45639 | 0
LCP_Inputs_ON_Electric_Howarth_2023_05_05 | 2040 | Wind Offshore | Generation | Electricity | MI | Dispatch-Generation | VOM | 0 | [6 empty] | 0.45639 | 0
LCP_Inputs_ON_Electric_Howarth_2023_05_05 | 2040 | Wind Offshore | Generation | Electricity | NY | Dispatch-Generation | EmissionsCost | 0 | [6 empty] | 0.45639 | 0
LCP_Inputs_ON_Electric_Howarth_2023_05_05 | 2040 | Wind Offshore | Generation | Electricity | NY | Dispatch-Generation | FuelCost | 0 | [6 empty] | 0.45639 | 0
LCP_Inputs_ON_Electric_Howarth_2023_05_05 | 2040 | Wind Offshore | Generation | Electricity | NY | Dispatch-Generation | VOM | 0 | [6 empty] | 0.45639 | 0
LCP_Inputs_ON_Electric_Howarth_2023_05_05 | 2040 | Wind Offshore | Generation | Electricity | ON | Dispatch-Generation | EmissionsCost | 0 | [6 empty] | 0.45639 | 0
LCP_Inputs_ON_Electric_Howarth_2023_05_05 | 2040 | Wind Offshore | Generation | Electricity | ON | Dispatch-Generation | FuelCost | 0 | [6 empty] | 0.45639 | 0
LCP_Inputs_ON_Electric_Howarth_2023_05_05 | 2040 | Wind Offshore | Generation | Electricity | ON | Dispatch-Generation | VOM | 0 | [6 empty] | 0.45639 | 0
LCP_Inputs_ON_Electric_Howarth_2023_05_05 | 2040 | Wind Offshore | Generation | Electricity | PJ | Dispatch-Generation | EmissionsCost | 0 | [6 empty] | 0.45639 | 0
LCP_Inputs_ON_Electric_Howarth_2023_05_05 | 2040 | Wind Offshore | Generation | Electricity | PJ | Dispatch-Generation | FuelCost | 0 | [6 empty] | 0.45639 | 0
LCP_Inputs_ON_Electric_Howarth_2023_05_05 | 2040 | Wind Offshore | Generation | Electricity | PJ | Dispatch-Generation | VOM | 0 | [6 empty] | 0.45639 | 0
LCP_Inputs_ON_Electric_Howarth_2023_05_05 | 2040 | Wind Offshore | Generation | Electricity | QC | Dispatch-Generation | EmissionsCost | 0 | [6 empty] | 0.45639 | 0
LCP_Inputs_ON_Electric_Howarth_2023_05_05 | 2040 | Wind Offshore | Generation | Electricity | QC | Dispatch-Generation | FuelCost | 0 | [6 empty] | 0.45639 | 0
LCP_Inputs_ON_Electric_Howarth_2023_05_05 | 2040 | Wind Offshore | Generation | Electricity | QC | Dispatch-Generation | VOM | 0 | [6 empty] | 0.45639 | 0
LCP_Inputs_ON_Electric_Howarth_2023_05_05 | 2040 | Wind Offshore | Generation | Electricity | WC | Dispatch-Generation | EmissionsCost | 0 | [6 empty] | 0.45639 | 0
LCP_Inputs_ON_Electric_Howarth_2023_05_05 | 2040 | Wind Offshore | Generation | Electricity | WC | Dispatch-Generation | FuelCost | 0 | [6 empty] | 0.45639 | 0
LCP_Inputs_ON_Electric_Howarth_2023_05_05 | 2040 | Wind Offshore | Generation | Electricity | WC | Dispatch-Generation | VOM | 0 | [6 empty] | 0.45639 | 0
LCP_Inputs_ON_Electric_Howarth_2023_05_05 | 2040 | Wind Onshore | Generation | Electricity | MI | Dispatch-Generation | EmissionsCost | 0 | [6 empty] | 0.45639 | 0
LCP_Inputs_ON_Electric_Howarth_2023_05_05 | 2040 | Wind Onshore | Generation | Electricity | MI | Dispatch-Generation | FuelCost | 0 | [6 empty] | 0.45639 | 0
LCP_Inputs_ON_Electric_Howarth_2023_05_05 | 2040 | Wind Onshore | Generation | Electricity | MI | Dispatch-Generation | VOM | 0 | [6 empty] | 0.45639 | 0
LCP_Inputs_ON_Electric_Howarth_2023_05_05 | 2040 | Wind Onshore | Generation | Electricity | NY | Dispatch-Generation | EmissionsCost | 0 | [6 empty] | 0.45639 | 0
LCP_Inputs_ON_Electric_Howarth_2023_05_05 | 2040 | Wind Onshore | Generation | Electricity | NY | Dispatch-Generation | FuelCost | 0 | [6 empty] | 0.45639 | 0
LCP_Inputs_ON_Electric_Howarth_2023_05_05 | 2040 | Wind Onshore | Generation | Electricity | NY | Dispatch-Generation | VOM | 0 | [6 empty] | 0.45639 | 0
LCP_Inputs_ON_Electric_Howarth_2023_05_05 | 2040 | Wind Onshore | Generation | Electricity | ON | Dispatch-Generation | EmissionsCost | 0 | [6 empty] | 0.45639 | 0
LCP_Inputs_ON_Electric_Howarth_2023_05_05 | 2040 | Wind Onshore | Generation | Electricity | ON | Dispatch-Generation | FuelCost | 0 | [6 empty] | 0.45639 | 0
LCP_Inputs_ON_Electric_Howarth_2023_05_05 | 2040 | Wind Onshore | Generation | Electricity | ON | Dispatch-Generation | VOM | 0 | [6 empty] | 0.45639 | 0
LCP_Inputs_ON_Electric_Howarth_2023_05_05 | 2040 | Wind Onshore | Generation | Electricity | PJ | Dispatch-Generation | EmissionsCost | 0 | [6 empty] | 0.45639 | 0
LCP_Inputs_ON_Electric_Howarth_2023_05_05 | 2040 | Wind Onshore | Generation | Electricity | PJ | Dispatch-Generation | FuelCost | 0 | [6 empty] | 0.45639 | 0
LCP_Inputs_ON_Electric_Howarth_2023_05_05 | 2040 | Wind Onshore | Generation | Electricity | PJ | Dispatch-Generation | VOM | 0 | [6 empty] | 0.45639 | 0
LCP_Inputs_ON_Electric_Howarth_2023_05_05 | 2040 | Wind Onshore | Generation | Electricity | QC | Dispatch-Generation | EmissionsCost | 0 | [6 empty] | 0.45639 | 0
LCP_Inputs_ON_Electric_Howarth_2023_05_05 | 2040 | Wind Onshore | Generation | Electricity | QC | Dispatch-Generation | FuelCost | 0 | [6 empty] | 0.45639 | 0
LCP_Inputs_ON_Electric_Howarth_2023_05_05 | 2040 | Wind Onshore | Generation | Electricity | QC | Dispatch-Generation | VOM | 0 | [6 empty] | 0.45639 | 0
LCP_Inputs_ON_Electric_Howarth_2023_05_05 | 2040 | Wind Onshore | Generation | Electricity | WC | Dispatch-Generation | EmissionsCost | 0 | [6 empty] | 0.45639 | 0
LCP_Inputs_ON_Electric_Howarth_2023_05_05 | 2040 | Wind Onshore | Generation | Electricity | WC | Dispatch-Generation | FuelCost | 0 | [6 empty] | 0.45639 | 0
LCP_Inputs_ON_Electric_Howarth_2023_05_05 | 2040 | Wind Onshore | Generation | Electricity | WC | Dispatch-Generation | VOM | 0 | [6 empty] | 0.45639 | 0
LCP_Inputs_ON_Electric_Howarth_2023_05_05 | 2041 | Anaerobic Digestion | Generation | Methane | MI | Dispatch-Generation | EmissionsCost | 0 | [6 empty] | 0.43883 | 0
LCP_Inputs_ON_Electric_Howarth_2023_05_05 | 2041 | Anaerobic Digestion | Generation | Methane | MI | Dispatch-Generation | FuelCost | 0 | [6 empty] | 0.43883 | 0
LCP_Inputs_ON_Electric_Howarth_2023_05_05 | 2041 | Anaerobic Digestion | Generation | Methane | MI | Dispatch-Generation | VOM | 0 | [6 empty] | 0.43883 | 0
LCP_Inputs_ON_Electric_Howarth_2023_05_05 | 2041 | Anaerobic Digestion | Generation | Methane | NY | Dispatch-Generation | EmissionsCost | 0 | [6 empty] | 0.43883 | 0
LCP_Inputs_ON_Electric_Howarth_2023_05_05 | 2041 | Anaerobic Digestion | Generation | Methane | NY | Dispatch-Generation | FuelCost | 0 | [6 empty] | 0.43883 | 0
LCP_Inputs_ON_Electric_Howarth_2023_05_05 | 2041 | Anaerobic Digestion | Generation | Methane | NY | Dispatch-Generation | VOM | 0 | [6 empty] | 0.43883 | 0
LCP_Inputs_ON_Electric_Howarth_2023_05_05 | 2041 | Anaerobic Digestion | Generation | Methane | ON | Dispatch-Generation | EmissionsCost | 4244873.9669 | [6 empty] | 0.43883 | 1862793.3334
LCP_Inputs_ON_Electric_Howarth_2023_05_05 | 2041 | Anaerobic Digestion | Generation | Methane | ON | Dispatch-Generation | FuelCost | 0 | [6 empty] | 0.43883 | 0
LCP_Inputs_ON_Electric_Howarth_2023_05_05 | 2041 | Anaerobic Digestion | Generation | Methane | ON | Dispatch-Generation | VOM | 1125040000 | [6 empty] | 0.43883 | 493705355.7253
LCP_Inputs_ON_Electric_Howarth_2023_05_05 | 2041 | Anaerobic Digestion | Generation | Methane | PJ | Dispatch-Generation | EmissionsCost | 0 | [6 empty] | 0.43883 | 0
LCP_Inputs_ON_Electric_Howarth_2023_05_05 | 2041 | Anaerobic Digestion | Generation | Methane | PJ | Dispatch-Generation | FuelCost | 0 | [6 empty] | 0.43883 | 0
LCP_Inputs_ON_Electric_Howarth_2023_05_05 | 2041 | Anaerobic Digestion | Generation | Methane | PJ | Dispatch-Generation | VOM | 0 | [6 empty] | 0.43883 | 0
LCP_Inputs_ON_Electric_Howarth_2023_05_05 | 2041 | Anaerobic Digestion | Generation | Methane | QC | Dispatch-Generation | EmissionsCost | 0 | [6 empty] | 0.43883 | 0
LCP_Inputs_ON_Electric_Howarth_2023_05_05 | 2041 | Anaerobic Digestion | Generation | Methane | QC | Dispatch-Generation | FuelCost | 0 | [6 empty] | 0.43883 | 0
LCP_Inputs_ON_Electric_Howarth_2023_05_05 | 2041 | Anaerobic Digestion | Generation | Methane | QC | Dispatch-Generation | VOM | 0 | [6 empty] | 0.43883 | 0
LCP_Inputs_ON_Electric_Howarth_2023_05_05 | 2041 | Anaerobic Digestion | Generation | Methane | WC | Dispatch-Generation | EmissionsCost | 0 | [6 empty] | 0.43883 | 0
LCP_Inputs_ON_Electric_Howarth_2023_05_05 | 2041 | Anaerobic Digestion | Generation | Methane | WC | Dispatch-Generation | FuelCost | 0 | [6 empty] | 0.43883 | 0
LCP_Inputs_ON_Electric_Howarth_2023_05_05 | 2041 | Anaerobic Digestion | Generation | Methane | WC | Dispatch-Generation | VOM | 0 | [6 empty] | 0.43883 | 0
LCP_Inputs_ON_Electric_Howarth_2023_05_05 | 2041 | Battery Storage | Storage | Electricity | MI | Dispatch-Storage | EmissionsCost | 0 | [6 empty] | 0.43883 | 0
LCP_Inputs_ON_Electric_Howarth_2023_05_05 | 2041 | Battery Storage | Storage | Electricity | MI | Dispatch-Storage | FuelCost | 0 | [6 empty] | 0.43883 | 0
LCP_Inputs_ON_Electric_Howarth_2023_05_05 | 2041 | Battery Storage | Storage | Electricity | MI | Dispatch-Storage | VOM | 0 | [6 empty] | 0.43883 | 0
LCP_Inputs_ON_Electric_Howarth_2023_05_05 | 2041 | Battery Storage | Storage | Electricity | NY | Dispatch-Storage | EmissionsCost | 0 | [6 empty] | 0.43883 | 0
LCP_Inputs_ON_Electric_Howarth_2023_05_05 | 2041 | Battery Storage | Storage | Electricity | NY | Dispatch-Storage | FuelCost | 0 | [6 empty] | 0.43883 | 0
LCP_Inputs_ON_Electric_Howarth_2023_05_05 | 2041 | Battery Storage | Storage | Electricity | NY | Dispatch-Storage | VOM | 0 | [6 empty] | 0.43883 | 0
LCP_Inputs_ON_Electric_Howarth_2023_05_05 | 2041 | Battery Storage | Storage | Electricity | ON | Dispatch-Storage | EmissionsCost | 0 | [6 empty] | 0.43883 | 0
LCP_Inputs_ON_Electric_Howarth_2023_05_05 | 2041 | Battery Storage | Storage | Electricity | ON | Dispatch-Storage | FuelCost | 0 | [6 empty] | 0.43883 | 0
LCP_Inputs_ON_Electric_Howarth_2023_05_05 | 2041 | Battery Storage | Storage | Electricity | ON | Dispatch-Storage | VOM | 0 | [6 empty] | 0.43883 | 0
LCP_Inputs_ON_Electric_Howarth_2023_05_05 | 2041 | Battery Storage | Storage | Electricity | PJ | Dispatch-Storage | EmissionsCost | 0 | [6 empty] | 0.43883 | 0
LCP_Inputs_ON_Electric_Howarth_2023_05_05 | 2041 | Battery Storage | Storage | Electricity | PJ | Dispatch-Storage | FuelCost | 0 | [6 empty] | 0.43883 | 0
LCP_Inputs_ON_Electric_Howarth_2023_05_05 | 2041 | Battery Storage | Storage | Electricity | PJ | Dispatch-Storage | VOM | 0 | [6 empty] | 0.43883 | 0
LCP_Inputs_ON_Electric_Howarth_2023_05_05 | 2041 | Battery Storage | Storage | Electricity | QC | Dispatch-Storage | EmissionsCost | 0 | [6 empty] | 0.43883 | 0
LCP_Inputs_ON_Electric_Howarth_2023_05_05 | 2041 | Battery Storage | Storage | Electricity | QC | Dispatch-Storage | FuelCost | 0 | [6 empty] | 0.43883 | 0
LCP_Inputs_ON_Electric_Howarth_2023_05_05 | 2041 | Battery Storage | Storage | Electricity | QC | Dispatch-Storage | VOM | 0 | [6 empty] | 0.43883 | 0
LCP_Inputs_ON_Electric_Howarth_2023_05_05 | 2041 | Battery Storage | Storage | Electricity | WC | Dispatch-Storage | EmissionsCost | 0 | [6 empty] | 0.43883 | 0
LCP_Inputs_ON_Electric_Howarth_2023_05_05 | 2041 | Battery Storage | Storage | Electricity | WC | Dispatch-Storage | FuelCost | 0 | [6 empty] | 0.43883 | 0
LCP_Inputs_ON_Electric_Howarth_2023_05_05 | 2041 | Battery Storage | Storage | Electricity | WC | Dispatch-Storage | VOM | 0 | [6 empty] | 0.43883 | 0
LCP_Inputs_ON_Electric_Howarth_2023_05_05 | 2041 | Biomass | Generation | Electricity | MI | Dispatch-Generation | EmissionsCost | 0 | [6 empty] | 0.43883 | 0
LCP_Inputs_ON_Electric_Howarth_2023_05_05 | 2041 | Biomass | Generation | Electricity | MI | Dispatch-Generation | FuelCost | 0 | [6 empty] | 0.43883 | 0
LCP_Inputs_ON_Electric_Howarth_2023_05_05 | 2041 | Biomass | Generation | Electricity | MI | Dispatch-Generation | VOM | 0 | [6 empty] | 0.43883 | 0
LCP_Inputs_ON_Electric_Howarth_2023_05_05 | 2041 | Biomass | Generation | Electricity | NY | Dispatch-Generation | EmissionsCost | 0 | [6 empty] | 0.43883 | 0
LCP_Inputs_ON_Electric_Howarth_2023_05_05 | 2041 | Biomass | Generation | Electricity | NY | Dispatch-Generation | FuelCost | 0 | [6 empty] | 0.43883 | 0
LCP_Inputs_ON_Electric_Howarth_2023_05_05 | 2041 | Biomass | Generation | Electricity | NY | Dispatch-Generation | VOM | 0 | [6 empty] | 0.43883 | 0
LCP_Inputs_ON_Electric_Howarth_2023_05_05 | 2041 | Biomass | Generation | Electricity | ON | Dispatch-Generation | EmissionsCost | 0 | [6 empty] | 0.43883 | 0
LCP_Inputs_ON_Electric_Howarth_2023_05_05 | 2041 | Biomass | Generation | Electricity | ON | Dispatch-Generation | FuelCost | 2449112.7273 | [6 empty] | 0.43883 | 1074752.9601
LCP_Inputs_ON_Electric_Howarth_2023_05_05 | 2041 | Biomass | Generation | Electricity | ON | Dispatch-Generation | VOM | 31430.28 | [6 empty] | 0.43883 | 13792.663
LCP_Inputs_ON_Electric_Howarth_2023_05_05 | 2041 | Biomass | Generation | Electricity | PJ | Dispatch-Generation | EmissionsCost | 0 | [6 empty] | 0.43883 | 0
LCP_Inputs_ON_Electric_Howarth_2023_05_05 | 2041 | Biomass | Generation | Electricity | PJ | Dispatch-Generation | FuelCost | 0 | [6 empty] | 0.43883 | 0
LCP_Inputs_ON_Electric_Howarth_2023_05_05 | 2041 | Biomass | Generation | Electricity | PJ | Dispatch-Generation | VOM | 0 | [6 empty] | 0.43883 | 0
LCP_Inputs_ON_Electric_Howarth_2023_05_05 | 2041 | Biomass | Generation | Electricity | QC | Dispatch-Generation | EmissionsCost | 0 | [6 empty] | 0.43883 | 0
LCP_Inputs_ON_Electric_Howarth_2023_05_05 | 2041 | Biomass | Generation | Electricity | QC | Dispatch-Generation | FuelCost | 128334.5455 | [6 empty] | 0.43883 | 56317.5109
LCP_Inputs_ON_Electric_Howarth_2023_05_05 | 2041 | Biomass | Generation | Electricity | QC | Dispatch-Generation | VOM | 1646.96 | [6 empty] | 0.43883 | 722.7414
LCP_Inputs_ON_Electric_Howarth_2023_05_05 | 2041 | Biomass | Generation | Electricity | WC | Dispatch-Generation | EmissionsCost | 0 | [6 empty] | 0.43883 | 0
LCP_Inputs_ON_Electric_Howarth_2023_05_05 | 2041 | Biomass | Generation | Electricity | WC | Dispatch-Generation | FuelCost | 0 | [6 empty] | 0.43883 | 0
LCP_Inputs_ON_Electric_Howarth_2023_05_05 | 2041 | Biomass | Generation | Electricity | WC | Dispatch-Generation | VOM | 0 | [6 empty] | 0.43883 | 0
LCP_Inputs_ON_Electric_Howarth_2023_05_05 | 2041 | Biomass + CCS | Generation | Electricity | MI | Dispatch-Generation | EmissionsCost | 0 | [6 empty] | 0.43883 | 0
LCP_Inputs_ON_Electric_Howarth_2023_05_05 | 2041 | Biomass + CCS | Generation | Electricity | MI | Dispatch-Generation | FuelCost | 0 | [6 empty] | 0.43883 | 0
LCP_Inputs_ON_Electric_Howarth_2023_05_05 | 2041 | Biomass + CCS | Generation | Electricity | MI | Dispatch-Generation | VOM | 0 | [6 empty] | 0.43883 | 0
LCP_Inputs_ON_Electric_Howarth_2023_05_05 | 2041 | Biomass + CCS | Generation | Electricity | NY | Dispatch-Generation | EmissionsCost | 0 | [6 empty] | 0.43883 | 0
LCP_Inputs_ON_Electric_Howarth_2023_05_05 | 2041 | Biomass + CCS | Generation | Electricity | NY | Dispatch-Generation | FuelCost | 0 | [6 empty] | 0.43883 | 0
LCP_Inputs_ON_Electric_Howarth_2023_05_05 | 2041 | Biomass + CCS | Generation | Electricity | NY | Dispatch-Generation | VOM | 0 | [6 empty] | 0.43883 | 0
LCP_Inputs_ON_Electric_Howarth_2023_05_05 | 2041 | Biomass + CCS | Generation | Electricity | ON | Dispatch-Generation | EmissionsCost | -566815549.8142 | [6 empty] | 0.43883 | -248737709.4607
LCP_Inputs_ON_Electric_Howarth_2023_05_05 | 2041 | Biomass + CCS | Generation | Electricity | ON | Dispatch-Generation | FuelCost | 456060730.9091 | [6 empty] | 0.43883 | 200134773.3288
LCP_Inputs_ON_Electric_Howarth_2023_05_05 | 2041 | Biomass + CCS | Generation | Electricity | ON | Dispatch-Generation | VOM | 3546136.7278 | [6 empty] | 0.43883 | 1556163.9539
LCP_Inputs_ON_Electric_Howarth_2023_05_05 | 2041 | Biomass + CCS | Generation | Electricity | PJ | Dispatch-Generation | EmissionsCost | 0 | [6 empty] | 0.43883 | 0
LCP_Inputs_ON_Electric_Howarth_2023_05_05 | 2041 | Biomass + CCS | Generation | Electricity | PJ | Dispatch-Generation | FuelCost | 0 | [6 empty] | 0.43883 | 0
LCP_Inputs_ON_Electric_Howarth_2023_05_05 | 2041 | Biomass + CCS | Generation | Electricity | PJ | Dispatch-Generation | VOM | 0 | [6 empty] | 0.43883 | 0
LCP_Inputs_ON_Electric_Howarth_2023_05_05 | 2041 | Biomass + CCS | Generation | Electricity | QC | Dispatch-Generation | EmissionsCost | 0 | [6 empty] | 0.43883 | 0
LCP_Inputs_ON_Electric_Howarth_2023_05_05 | 2041 | Biomass + CCS | Generation | Electricity | QC | Dispatch-Generation | FuelCost | 0 | [6 empty] | 0.43883 | 0
LCP_Inputs_ON_Electric_Howarth_2023_05_05 | 2041 | Biomass + CCS | Generation | Electricity | QC | Dispatch-Generation | VOM | 0 | [6 empty] | 0.43883 | 0
LCP_Inputs_ON_Electric_Howarth_2023_05_05 | 2041 | Biomass + CCS | Generation | Electricity | WC | Dispatch-Generation | EmissionsCost | 0 | [6 empty] | 0.43883 | 0
LCP_Inputs_ON_Electric_Howarth_2023_05_05 | 2041 | Biomass + CCS | Generation | Electricity | WC | Dispatch-Generation | FuelCost | 0 | [6 empty] | 0.43883 | 0
LCP_Inputs_ON_Electric_Howarth_2023_05_05 | 2041 | Biomass + CCS | Generation | Electricity | WC | Dispatch-Generation | VOM | 0 | [6 empty] | 0.43883 | 0
LCP_Inputs_ON_Electric_Howarth_2023_05_05 | 2041 | CH4 + CCS | Generation | Methane | MI | Dispatch-Generation | EmissionsCost | 0 | [6 empty] | 0.43883 | 0
LCP_Inputs_ON_Electric_Howarth_2023_05_05 | 2041 | CH4 + CCS | Generation | Methane | MI | Dispatch-Generation | FuelCost | 0 | [6 empty] | 0.43883 | 0
LCP_Inputs_ON_Electric_Howarth_2023_05_05 | 2041 | CH4 + CCS | Generation | Methane | MI | Dispatch-Generation | VOM | 0 | [6 empty] | 0.43883 | 0
LCP_Inputs_ON_Electric_Howarth_2023_05_05 | 2041 | CH4 + CCS | Generation | Methane | NY | Dispatch-Generation | EmissionsCost | 0 | [6 empty] | 0.43883 | 0
LCP_Inputs_ON_Electric_Howarth_2023_05_05 | 2041 | CH4 + CCS | Generation | Methane | NY | Dispatch-Generation | FuelCost | 0 | [6 empty] | 0.43883 | 0
LCP_Inputs_ON_Electric_Howarth_2023_05_05 | 2041 | CH4 + CCS | Generation | Methane | NY | Dispatch-Generation | VOM | 0 | [6 empty] | 0.43883 | 0
LCP_Inputs_ON_Electric_Howarth_2023_05_05 | 2041 | CH4 + CCS | Generation | Methane | ON | Dispatch-Generation | EmissionsCost | 84395478.3721 | [6 empty] | 0.43883 | 37035571.7764
LCP_Inputs_ON_Electric_Howarth_2023_05_05 | 2041 | CH4 + CCS | Generation | Methane | ON | Dispatch-Generation | FuelCost | 271488076.3116 | [6 empty] | 0.43883 | 119138090.4595
LCP_Inputs_ON_Electric_Howarth_2023_05_05 | 2041 | CH4 + CCS | Generation | Methane | ON | Dispatch-Generation | VOM | 25812098.3333 | [6 empty] | 0.43883 | 11327216.0898
LCP_Inputs_ON_Electric_Howarth_2023_05_05 | 2041 | CH4 + CCS | Generation | Methane | PJ | Dispatch-Generation | EmissionsCost | 0 | [6 empty] | 0.43883 | 0
LCP_Inputs_ON_Electric_Howarth_2023_05_05 | 2041 | CH4 + CCS | Generation | Methane | PJ | Dispatch-Generation | FuelCost | 0 | [6 empty] | 0.43883 | 0
LCP_Inputs_ON_Electric_Howarth_2023_05_05 | 2041 | CH4 + CCS | Generation | Methane | PJ | Dispatch-Generation | VOM | 0 | [6 empty] | 0.43883 | 0
LCP_Inputs_ON_Electric_Howarth_2023_05_05 | 2041 | CH4 + CCS | Generation | Methane | QC | Dispatch-Generation | EmissionsCost | 0 | [6 empty] | 0.43883 | 0
LCP_Inputs_ON_Electric_Howarth_2023_05_05 | 2041 | CH4 + CCS | Generation | Methane | QC | Dispatch-Generation | FuelCost | 0 | [6 empty] | 0.43883 | 0
LCP_Inputs_ON_Electric_Howarth_2023_05_05 | 2041 | CH4 + CCS | Generation | Methane | QC | Dispatch-Generation | VOM | 0 | [6 empty] | 0.43883 | 0
LCP_Inputs_ON_Electric_Howarth_2023_05_05 | 2041 | CH4 + CCS | Generation | Methane | WC | Dispatch-Generation | EmissionsCost | 0 | [6 empty] | 0.43883 | 0
LCP_Inputs_ON_Electric_Howarth_2023_05_05 | 2041 | CH4 + CCS | Generation | Methane | WC | Dispatch-Generation | FuelCost | 0 | [6 empty] | 0.43883 | 0
LCP_Inputs_ON_Electric_Howarth_2023_05_05 | 2041 | CH4 + CCS | Generation | Methane | WC | Dispatch-Generation | VOM | 0 | [6 empty] | 0.43883 | 0
LCP_Inputs_ON_Electric_Howarth_2023_05_05 | 2041 | CH4 Import - NY 2020 | Import | Methane | MI | Dispatch-Import | EmissionsCost | 0 | [6 empty] | 0.43883 | 0
LCP_Inputs_ON_Electric_Howarth_2023_05_05 | 2041 | CH4 Import - NY 2020 | Import | Methane | MI | Dispatch-Import | FuelCost | 0 | [6 empty] | 0.43883 | 0
LCP_Inputs_ON_Electric_Howarth_2023_05_05 | 2041 | CH4 Import - NY 2020 | Import | Methane | MI | Dispatch-Import | VOM | 0 | [6 empty] | 0.43883 | 0
LCP_Inputs_ON_Electric_Howarth_2023_05_05 | 2041 | CH4 Import - NY 2020 | Import | Methane | NY | Dispatch-Import | EmissionsCost | 0 | [6 empty] | 0.43883 | 0
LCP_Inputs_ON_Electric_Howarth_2023_05_05 | 2041 | CH4 Import - NY 2020 | Import | Methane | NY | Dispatch-Import | FuelCost | 0 | [6 empty] | 0.43883 | 0
LCP_Inputs_ON_Electric_Howarth_2023_05_05 | 2041 | CH4 Import - NY 2020 | Import | Methane | NY | Dispatch-Import | VOM | 0 | [6 empty] | 0.43883 | 0
LCP_Inputs_ON_Electric_Howarth_2023_05_05 | 2041 | CH4 Import - NY 2020 | Import | Methane | ON | Dispatch-Import | EmissionsCost | 0 | [6 empty] | 0.43883 | 0
LCP_Inputs_ON_Electric_Howarth_2023_05_05 | 2041 | CH4 Import - NY 2020 | Import | Methane | ON | Dispatch-Import | FuelCost | 0 | [6 empty] | 0.43883 | 0
LCP_Inputs_ON_Electric_Howarth_2023_05_05 | 2041 | CH4 Import - NY 2020 | Import | Methane | ON | Dispatch-Import | VOM | 0 | [6 empty] | 0.43883 | 0
LCP_Inputs_ON_Electric_Howarth_2023_05_05 | 2041 | CH4 Import - NY 2020 | Import | Methane | PJ | Dispatch-Import | EmissionsCost | 0 | [6 empty] | 0.43883 | 0
LCP_Inputs_ON_Electric_Howarth_2023_05_05 | 2041 | CH4 Import - NY 2020 | Import | Methane | PJ | Dispatch-Import | FuelCost | 0 | [6 empty] | 0.43883 | 0
LCP_Inputs_ON_Electric_Howarth_2023_05_05 | 2041 | CH4 Import - NY 2020 | Import | Methane | PJ | Dispatch-Import | VOM | 0 | [6 empty] | 0.43883 | 0
LCP_Inputs_ON_Electric_Howarth_2023_05_05 | 2041 | CH4 Import - NY 2020 | Import | Methane | QC | Dispatch-Import | EmissionsCost | 0 | [6 empty] | 0.43883 | 0
LCP_Inputs_ON_Electric_Howarth_2023_05_05 | 2041 | CH4 Import - NY 2020 | Import | Methane | QC | Dispatch-Import | FuelCost | 0 | [6 empty] | 0.43883 | 0
LCP_Inputs_ON_Electric_Howarth_2023_05_05 | 2041 | CH4 Import - NY 2020 | Import | Methane | QC | Dispatch-Import | VOM | 0 | [6 empty] | 0.43883 | 0
LCP_Inputs_ON_Electric_Howarth_2023_05_05 | 2041 | CH4 Import - NY 2020 | Import | Methane | WC | Dispatch-Import | EmissionsCost | 0 | [6 empty] | 0.43883 | 0
LCP_Inputs_ON_Electric_Howarth_2023_05_05 | 2041 | CH4 Import - NY 2020 | Import | Methane | WC | Dispatch-Import | FuelCost | 0 | [6 empty] | 0.43883 | 0
LCP_Inputs_ON_Electric_Howarth_2023_05_05 | 2041 | CH4 Import - NY 2020 | Import | Methane | WC | Dispatch-Import | VOM | 0 | [6 empty] | 0.43883 | 0
LCP_Inputs_ON_Electric_Howarth_2023_05_05 | 2041 | CH4 Import - NY 2030 | Import | Methane | MI | Dispatch-Import | EmissionsCost | 0 | [6 empty] | 0.43883 | 0
LCP_Inputs_ON_Electric_Howarth_2023_05_05 | 2041 | CH4 Import - NY 2030 | Import | Methane | MI | Dispatch-Import | FuelCost | 0 | [6 empty] | 0.43883 | 0
LCP_Inputs_ON_Electric_Howarth_2023_05_05 | 2041 | CH4 Import - NY 2030 | Import | Methane | MI | Dispatch-Import | VOM | 0 | [6 empty] | 0.43883 | 0
LCP_Inputs_ON_Electric_Howarth_2023_05_05 | 2041 | CH4 Import - NY 2030 | Import | Methane | NY | Dispatch-Import | EmissionsCost | 0 | [6 empty] | 0.43883 | 0
LCP_Inputs_ON_Electric_Howarth_2023_05_05 | 2041 | CH4 Import - NY 2030 | Import | Methane | NY | Dispatch-Import | FuelCost | 0 | [6 empty] | 0.43883 | 0
LCP_Inputs_ON_Electric_Howarth_2023_05_05 | 2041 | CH4 Import - NY 2030 | Import | Methane | NY | Dispatch-Import | VOM | 0 | [6 empty] | 0.43883 | 0
LCP_Inputs_ON_Electric_Howarth_2023_05_05 | 2041 | CH4 Import - NY 2030 | Import | Methane | ON | Dispatch-Import | EmissionsCost | 0 | [6 empty] | 0.43883 | 0
LCP_Inputs_ON_Electric_Howarth_2023_05_05 | 2041 | CH4 Import - NY 2030 | Import | Methane | ON | Dispatch-Import | FuelCost | 0 | [6 empty] | 0.43883 | 0
LCP_Inputs_ON_Electric_Howarth_2023_05_05 | 2041 | CH4 Import - NY 2030 | Import | Methane | ON | Dispatch-Import | VOM | 0 | [6 empty] | 0.43883 | 0
LCP_Inputs_ON_Electric_Howarth_2023_05_05 | 2041 | CH4 Import - NY 2030 | Import | Methane | PJ | Dispatch-Import | EmissionsCost | 0 | [6 empty] | 0.43883 | 0
LCP_Inputs_ON_Electric_Howarth_2023_05_05 | 2041 | CH4 Import - NY 2030 | Import | Methane | PJ | Dispatch-Import | FuelCost | 0 | [6 empty] | 0.43883 | 0
LCP_Inputs_ON_Electric_Howarth_2023_05_05 | 2041 | CH4 Import - NY 2030 | Import | Methane | PJ | Dispatch-Import | VOM | 0 | [6 empty] | 0.43883 | 0
LCP_Inputs_ON_Electric_Howarth_2023_05_05 | 2041 | CH4 Import - NY 2030 | Import | Methane | QC | Dispatch-Import | EmissionsCost | 0 | [6 empty] | 0.43883 | 0
LCP_Inputs_ON_Electric_Howarth_2023_05_05 | 2041 | CH4 Import - NY 2030 | Import | Methane | QC | Dispatch-Import | FuelCost | 0 | [6 empty] | 0.43883 | 0
LCP_Inputs_ON_Electric_Howarth_2023_05_05 | 2041 | CH4 Import - NY 2030 | Import | Methane | QC | Dispatch-Import | VOM | 0 | [6 empty] | 0.43883 | 0
LCP_Inputs_ON_Electric_Howarth_2023_05_05 | 2041 | CH4 Import - NY 2030 | Import | Methane | WC | Dispatch-Import | EmissionsCost | 0 | [6 empty] | 0.43883 | 0
LCP_Inputs_ON_Electric_Howarth_2023_05_05 | 2041 | CH4 Import - NY 2030 | Import | Methane | WC | Dispatch-Import | FuelCost | 0 | [6 empty] | 0.43883 | 0
LCP_Inputs_ON_Electric_Howarth_2023_05_05 | 2041 | CH4 Import - NY 2030 | Import | Methane | WC | Dispatch-Import | VOM | 0 | [6 empty] | 0.43883 | 0
LCP_Inputs_ON_Electric_Howarth_2023_05_05 | 2041 | CH4 Import - NY 2040 | Import | Methane | MI | Dispatch-Import | EmissionsCost | 0 | [6 empty] | 0.43883 | 0
LCP_Inputs_ON_Electric_Howarth_2023_05_05 | 2041 | CH4 Import - NY 2040 | Import | Methane | MI | Dispatch-Import | FuelCost | 0 | [6 empty] | 0.43883 | 0
LCP_Inputs_ON_Electric_Howarth_2023_05_05 | 2041 | CH4 Import - NY 2040 | Import | Methane | MI | Dispatch-Import | VOM | 0 | [6 empty] | 0.43883 | 0
LCP_Inputs_ON_Electric_Howarth_2023_05_05 | 2041 | CH4 Import - NY 2040 | Import | Methane | NY | Dispatch-Import | EmissionsCost | 2422180073.5024 | [6 empty] | 0.43883 | 1062934006.6302
LCP_Inputs_ON_Electric_Howarth_2023_05_05 | 2041 | CH4 Import - NY 2040 | Import | Methane | NY | Dispatch-Import | FuelCost | 758346581.876 | [6 empty] | 0.43883 | 332787962.1775
LCP_Inputs_ON_Electric_Howarth_2023_05_05 | 2041 | CH4 Import - NY 2040 | Import | Methane | NY | Dispatch-Import | VOM | 0 | [6 empty] | 0.43883 | 0
LCP_Inputs_ON_Electric_Howarth_2023_05_05 | 2041 | CH4 Import - NY 2040 | Import | Methane | ON | Dispatch-Import | EmissionsCost | 0 | [6 empty] | 0.43883 | 0
LCP_Inputs_ON_Electric_Howarth_2023_05_05 | 2041 | CH4 Import - NY 2040 | Import | Methane | ON | Dispatch-Import | FuelCost | 0 | [6 empty] | 0.43883 | 0
LCP_Inputs_ON_Electric_Howarth_2023_05_05 | 2041 | CH4 Import - NY 2040 | Import | Methane | ON | Dispatch-Import | VOM | 0 | [6 empty] | 0.43883 | 0
LCP_Inputs_ON_Electric_Howarth_2023_05_05 | 2041 | CH4 Import - NY 2040 | Import | Methane | PJ | Dispatch-Import | EmissionsCost | 0 | [6 empty] | 0.43883 | 0
LCP_Inputs_ON_Electric_Howarth_2023_05_05 | 2041 | CH4 Import - NY 2040 | Import | Methane | PJ | Dispatch-Import | FuelCost | 0 | [6 empty] | 0.43883 | 0
LCP_Inputs_ON_Electric_Howarth_2023_05_05 | 2041 | CH4 Import - NY 2040 | Import | Methane | PJ | Dispatch-Import | VOM | 0 | [6 empty] | 0.43883 | 0
LCP_Inputs_ON_Electric_Howarth_2023_05_05 | 2041 | CH4 Import - NY 2040 | Import | Methane | QC | Dispatch-Import | EmissionsCost | 0 | [6 empty] | 0.43883 | 0
LCP_Inputs_ON_Electric_Howarth_2023_05_05 | 2041 | CH4 Import - NY 2040 | Import | Methane | QC | Dispatch-Import | FuelCost | 0 | [6 empty] | 0.43883 | 0
LCP_Inputs_ON_Electric_Howarth_2023_05_05 | 2041 | CH4 Import - NY 2040 | Import | Methane | QC | Dispatch-Import | VOM | 0 | [6 empty] | 0.43883 | 0
LCP_Inputs_ON_Electric_Howarth_2023_05_05 | 2041 | CH4 Import - NY 2040 | Import | Methane | WC | Dispatch-Import | EmissionsCost | 0 | [6 empty] | 0.43883 | 0
LCP_Inputs_ON_Electric_Howarth_2023_05_05 | 2041 | CH4 Import - NY 2040 | Import | Methane | WC | Dispatch-Import | FuelCost | 0 | [6 empty] | 0.43883 | 0
LCP_Inputs_ON_Electric_Howarth_2023_05_05 | 2041 | CH4 Import - NY 2040 | Import | Methane | WC | Dispatch-Import | VOM | 0 | [6 empty] | 0.43883 | 0
LCP_Inputs_ON_Electric_Howarth_2023_05_05 | 2041 | CH4 Import - NY 2050 | Import | Methane | MI | Dispatch-Import | EmissionsCost | 0 | [6 empty] | 0.43883 | 0
LCP_Inputs_ON_Electric_Howarth_2023_05_05 | 2041 | CH4 Import - NY 2050 | Import | Methane | MI | Dispatch-Import | FuelCost | 0 | [6 empty] | 0.43883 | 0
LCP_Inputs_ON_Electric_Howarth_2023_05_05 | 2041 | CH4 Import - NY 2050 | Import | Methane | MI | Dispatch-Import | VOM | 0 | [6 empty] | 0.43883 | 0
LCP_Inputs_ON_Electric_Howarth_2023_05_05 | 2041 | CH4 Import - NY 2050 | Import | Methane | NY | Dispatch-Import | EmissionsCost | 0 | [6 empty] | 0.43883 | 0
LCP_Inputs_ON_Electric_Howarth_2023_05_05 | 2041 | CH4 Import - NY 2050 | Import | Methane | NY | Dispatch-Import | FuelCost | 0 | [6 empty] | 0.43883 | 0
LCP_Inputs_ON_Electric_Howarth_2023_05_05 | 2041 | CH4 Import - NY 2050 | Import | Methane | NY | Dispatch-Import | VOM | 0 | [6 empty] | 0.43883 | 0
LCP_Inputs_ON_Electric_Howarth_2023_05_05 | 2041 | CH4 Import - NY 2050 | Import | Methane | ON | Dispatch-Import | EmissionsCost | 0 | [6 empty] | 0.43883 | 0
LCP_Inputs_ON_Electric_Howarth_2023_05_05 | 2041 | CH4 Import - NY 2050 | Import | Methane | ON | Dispatch-Import | FuelCost | 0 | [6 empty] | 0.43883 | 0
LCP_Inputs_ON_Electric_Howarth_2023_05_05 | 2041 | CH4 Import - NY 2050 | Import | Methane | ON | Dispatch-Import | VOM | 0 | [6 empty] | 0.43883 | 0
LCP_Inputs_ON_Electric_Howarth_2023_05_05 | 2041 | CH4 Import - NY 2050 | Import | Methane | PJ | Dispatch-Import | EmissionsCost | 0 | [6 empty] | 0.43883 | 0
LCP_Inputs_ON_Electric_Howarth_2023_05_05 | 2041 | CH4 Import - NY 2050 | Import | Methane | PJ | Dispatch-Import | FuelCost | 0 | [6 empty] | 0.43883 | 0
LCP_Inputs_ON_Electric_Howarth_2023_05_05 | 2041 | CH4 Import - NY 2050 | Import | Methane | PJ | Dispatch-Import | VOM | 0 | [6 empty] | 0.43883 | 0
LCP_Inputs_ON_Electric_Howarth_2023_05_05 | 2041 | CH4 Import - NY 2050 | Import | Methane | QC | Dispatch-Import | EmissionsCost | 0 | [6 empty] | 0.43883 | 0
LCP_Inputs_ON_Electric_Howarth_2023_05_05 | 2041 | CH4 Import - NY 2050 | Import | Methane | QC | Dispatch-Import | FuelCost | 0 | [6 empty] | 0.43883 | 0
LCP_Inputs_ON_Electric_Howarth_2023_05_05 | 2041 | CH4 Import - NY 2050 | Import | Methane | QC | Dispatch-Import | VOM | 0 | [6 empty] | 0.43883 | 0
LCP_Inputs_ON_Electric_Howarth_2023_05_05 | 2041 | CH4 Import - NY 2050 | Import | Methane | WC | Dispatch-Import | EmissionsCost | 0 | [6 empty] | 0.43883 | 0
LCP_Inputs_ON_Electric_Howarth_2023_05_05 | 2041 | CH4 Import - NY 2050 | Import | Methane | WC | Dispatch-Import | FuelCost | 0 | [6 empty] | 0.43883 | 0
LCP_Inputs_ON_Electric_Howarth_2023_05_05 | 2041 | CH4 Import - NY 2050 | Import | Methane | WC | Dispatch-Import | VOM | 0 | [6 empty] | 0.43883 | 0
LCP_Inputs_ON_Electric_Howarth_2023_05_05 | 2041 | CH4 Import - WC 2020 | Import | Methane | MI | Dispatch-Import | EmissionsCost | 0 | [6 empty] | 0.43883 | 0
LCP_Inputs_ON_Electric_Howarth_2023_05_05 | 2041 | CH4 Import - WC 2020 | Import | Methane | MI | Dispatch-Import | FuelCost | 0 | [6 empty] | 0.43883 | 0
LCP_Inputs_ON_Electric_Howarth_2023_05_05 | 2041 | CH4 Import - WC 2020 | Import | Methane | MI | Dispatch-Import | VOM | 0 | [6 empty] | 0.43883 | 0
LCP_Inputs_ON_Electric_Howarth_2023_05_05 | 2041 | CH4 Import - WC 2020 | Import | Methane | NY | Dispatch-Import | EmissionsCost | 0 | [6 empty] | 0.43883 | 0
LCP_Inputs_ON_Electric_Howarth_2023_05_05 | 2041 | CH4 Import - WC 2020 | Import | Methane | NY | Dispatch-Import | FuelCost | 0 | [6 empty] | 0.43883 | 0
LCP_Inputs_ON_Electric_Howarth_2023_05_05 | 2041 | CH4 Import - WC 2020 | Import | Methane | NY | Dispatch-Import | VOM | 0 | [6 empty] | 0.43883 | 0
LCP_Inputs_ON_Electric_Howarth_2023_05_05 | 2041 | CH4 Import - WC 2020 | Import | Methane | ON | Dispatch-Import | EmissionsCost | 0 | [6 empty] | 0.43883 | 0
LCP_Inputs_ON_Electric_Howarth_2023_05_05 | 2041 | CH4 Import - WC 2020 | Import | Methane | ON | Dispatch-Import | FuelCost | 0 | [6 empty] | 0.43883 | 0
LCP_Inputs_ON_Electric_Howarth_2023_05_05 | 2041 | CH4 Import - WC 2020 | Import | Methane | ON | Dispatch-Import | VOM | 0 | [6 empty] | 0.43883 | 0
LCP_Inputs_ON_Electric_Howarth_2023_05_05 | 2041 | CH4 Import - WC 2020 | Import | Methane | PJ | Dispatch-Import | EmissionsCost | 0 | [6 empty] | 0.43883 | 0
LCP_Inputs_ON_Electric_Howarth_2023_05_05 | 2041 | CH4 Import - WC 2020 | Import | Methane | PJ | Dispatch-Import | FuelCost | 0 | [6 empty] | 0.43883 | 0
LCP_Inputs_ON_Electric_Howarth_2023_05_05 | 2041 | CH4 Import - WC 2020 | Import | Methane | PJ | Dispatch-Import | VOM | 0 | [6 empty] | 0.43883 | 0
LCP_Inputs_ON_Electric_Howarth_2023_05_05 | 2041 | CH4 Import - WC 2020 | Import | Methane | QC | Dispatch-Import | EmissionsCost | 0 | [6 empty] | 0.43883 | 0
LCP_Inputs_ON_Electric_Howarth_2023_05_05 | 2041 | CH4 Import - WC 2020 | Import | Methane | QC | Dispatch-Import | FuelCost | 0 | [6 empty] | 0.43883 | 0
LCP_Inputs_ON_Electric_Howarth_2023_05_05 | 2041 | CH4 Import - WC 2020 | Import | Methane | QC | Dispatch-Import | VOM | 0 | [6 empty] | 0.43883 | 0
LCP_Inputs_ON_Electric_Howarth_2023_05_05 | 2041 | CH4 Import - WC 2020 | Import | Methane | WC | Dispatch-Import | EmissionsCost | 0 | [6 empty] | 0.43883 | 0
LCP_Inputs_ON_Electric_Howarth_2023_05_05 | 2041 | CH4 Import - WC 2020 | Import | Methane | WC | Dispatch-Import | FuelCost | 0 | [6 empty] | 0.43883 | 0
LCP_Inputs_ON_Electric_Howarth_2023_05_05 | 2041 | CH4 Import - WC 2020 | Import | Methane | WC | Dispatch-Import | VOM | 0 | [6 empty] | 0.43883 | 0
LCP_Inputs_ON_Electric_Howarth_2023_05_05 | 2041 | CH4 Import - WC 2030 | Import | Methane | MI | Dispatch-Import | EmissionsCost | 0 | [6 empty] | 0.43883 | 0
LCP_Inputs_ON_Electric_Howarth_2023_05_05 | 2041 | CH4 Import - WC 2030 | Import | Methane | MI | Dispatch-Import | FuelCost | 0 | [6 empty] | 0.43883 | 0
LCP_Inputs_ON_Electric_Howarth_2023_05_05 | 2041 | CH4 Import - WC 2030 | Import | Methane | MI | Dispatch-Import | VOM | 0 | [6 empty] | 0.43883 | 0
LCP_Inputs_ON_Electric_Howarth_2023_05_05 | 2041 | CH4 Import - WC 2030 | Import | Methane | NY | Dispatch-Import | EmissionsCost | 0 | [6 empty] | 0.43883 | 0
LCP_Inputs_ON_Electric_Howarth_2023_05_05 | 2041 | CH4 Import - WC 2030 | Import | Methane | NY | Dispatch-Import | FuelCost | 0 | [6 empty] | 0.43883 | 0
LCP_Inputs_ON_Electric_Howarth_2023_05_05 | 2041 | CH4 Import - WC 2030 | Import | Methane | NY | Dispatch-Import | VOM | 0 | [6 empty] | 0.43883 | 0
LCP_Inputs_ON_Electric_Howarth_2023_05_05 | 2041 | CH4 Import - WC 2030 | Import | Methane | ON | Dispatch-Import | EmissionsCost | 0 | [6 empty] | 0.43883 | 0
LCP_Inputs_ON_Electric_Howarth_2023_05_05 | 2041 | CH4 Import - WC 2030 | Import | Methane | ON | Dispatch-Import | FuelCost | 0 | [6 empty] | 0.43883 | 0
LCP_Inputs_ON_Electric_Howarth_2023_05_05 | 2041 | CH4 Import - WC 2030 | Import | Methane | ON | Dispatch-Import | VOM | 0 | [6 empty] | 0.43883 | 0
LCP_Inputs_ON_Electric_Howarth_2023_05_05 | 2041 | CH4 Import - WC 2030 | Import | Methane | PJ | Dispatch-Import | EmissionsCost | 0 | [6 empty] | 0.43883 | 0
LCP_Inputs_ON_Electric_Howarth_2023_05_05 | 2041 | CH4 Import - WC 2030 | Import | Methane | PJ | Dispatch-Import | FuelCost | 0 | [6 empty] | 0.43883 | 0
LCP_Inputs_ON_Electric_Howarth_2023_05_05 | 2041 | CH4 Import - WC 2030 | Import | Methane | PJ | Dispatch-Import | VOM | 0 | [6 empty] | 0.43883 | 0
LCP_Inputs_ON_Electric_Howarth_2023_05_05 | 2041 | CH4 Import - WC 2030 | Import | Methane | QC | Dispatch-Import | EmissionsCost | 0 | [6 empty] | 0.43883 | 0
LCP_Inputs_ON_Electric_Howarth_2023_05_05 | 2041 | CH4 Import - WC 2030 | Import | Methane | QC | Dispatch-Import | FuelCost | 0 | [6 empty] | 0.43883 | 0
LCP_Inputs_ON_Electric_Howarth_2023_05_05 | 2041 | CH4 Import - WC 2030 | Import | Methane | QC | Dispatch-Import | VOM | 0 | [6 empty] | 0.43883 | 0
LCP_Inputs_ON_Electric_Howarth_2023_05_05 | 2041 | CH4 Import - WC 2030 | Import | Methane | WC | Dispatch-Import | EmissionsCost | 0 | [6 empty] | 0.43883 | 0
LCP_Inputs_ON_Electric_Howarth_2023_05_05 | 2041 | CH4 Import - WC 2030 | Import | Methane | WC | Dispatch-Import | FuelCost | 0 | [6 empty] | 0.43883 | 0
LCP_Inputs_ON_Electric_Howarth_2023_05_05 | 2041 | CH4 Import - WC 2030 | Import | Methane | WC | Dispatch-Import | VOM | 0 | [6 empty] | 0.43883 | 0
LCP_Inputs_ON_Electric_Howarth_2023_05_05 | 2041 | CH4 Import - WC 2040 | Import | Methane | MI | Dispatch-Import | EmissionsCost | 0 | [6 empty] | 0.43883 | 0
LCP_Inputs_ON_Electric_Howarth_2023_05_05 | 2041 | CH4 Import - WC 2040 | Import | Methane | MI | Dispatch-Import | FuelCost | 0 | [6 empty] | 0.43883 | 0
LCP_Inputs_ON_Electric_Howarth_2023_05_05 | 2041 | CH4 Import - WC 2040 | Import | Methane | MI | Dispatch-Import | VOM | 0 | [6 empty] | 0.43883 | 0
LCP_Inputs_ON_Electric_Howarth_2023_05_05 | 2041 | CH4 Import - WC 2040 | Import | Methane | NY | Dispatch-Import | EmissionsCost | 0 | [6 empty] | 0.43883 | 0
LCP_Inputs_ON_Electric_Howarth_2023_05_05 | 2041 | CH4 Import - WC 2040 | Import | Methane | NY | Dispatch-Import | FuelCost | 0 | [6 empty] | 0.43883 | 0
LCP_Inputs_ON_Electric_Howarth_2023_05_05 | 2041 | CH4 Import - WC 2040 | Import | Methane | NY | Dispatch-Import | VOM | 0 | [6 empty] | 0.43883 | 0
LCP_Inputs_ON_Electric_Howarth_2023_05_05 | 2041 | CH4 Import - WC 2040 | Import | Methane | ON | Dispatch-Import | EmissionsCost | 0 | [6 empty] | 0.43883 | 0
LCP_Inputs_ON_Electric_Howarth_2023_05_05 | 2041 | CH4 Import - WC 2040 | Import | Methane | ON | Dispatch-Import | FuelCost | 0 | [6 empty] | 0.43883 | 0
LCP_Inputs_ON_Electric_Howarth_2023_05_05 | 2041 | CH4 Import - WC 2040 | Import | Methane | ON | Dispatch-Import | VOM | 0 | [6 empty] | 0.43883 | 0
LCP_Inputs_ON_Electric_Howarth_2023_05_05 | 2041 | CH4 Import - WC 2040 | Import | Methane | PJ | Dispatch-Import | EmissionsCost | 0 | [6 empty] | 0.43883 | 0
LCP_Inputs_ON_Electric_Howarth_2023_05_05 | 2041 | CH4 Import - WC 2040 | Import | Methane | PJ | Dispatch-Import | FuelCost | 0 | [6 empty] | 0.43883 | 0
LCP_Inputs_ON_Electric_Howarth_2023_05_05 | 2041 | CH4 Import - WC 2040 | Import | Methane | PJ | Dispatch-Import | VOM | 0 | [6 empty] | 0.43883 | 0
LCP_Inputs_ON_Electric_Howarth_2023_05_05 | 2041 | CH4 Import - WC 2040 | Import | Methane | QC | Dispatch-Import | EmissionsCost | 0 | [6 empty] | 0.43883 | 0
LCP_Inputs_ON_Electric_Howarth_2023_05_05 | 2041 | CH4 Import - WC 2040 | Import | Methane | QC | Dispatch-Import | FuelCost | 0 | [6 empty] | 0.43883 | 0
LCP_Inputs_ON_Electric_Howarth_2023_05_05 | 2041 | CH4 Import - WC 2040 | Import | Methane | QC | Dispatch-Import | VOM | 0 | [6 empty] | 0.43883 | 0
LCP_Inputs_ON_Electric_Howarth_2023_05_05 | 2041 | CH4 Import - WC 2040 | Import | Methane | WC | Dispatch-Import | EmissionsCost | 2104121392.2192 | [6 empty] | 0.43883 | 923359169.8382
LCP_Inputs_ON_Electric_Howarth_2023_05_05 | 2041 | CH4 Import - WC 2040 | Import | Methane | WC | Dispatch-Import | FuelCost | 658767398.4677 | [6 empty] | 0.43883 | 289089270.4266
LCP_Inputs_ON_Electric_Howarth_2023_05_05 | 2041 | CH4 Import - WC 2040 | Import | Methane | WC | Dispatch-Import | VOM | 0 | [6 empty] | 0.43883 | 0
LCP_Inputs_ON_Electric_Howarth_2023_05_05 | 2041 | CH4 Import - WC 2050 | Import | Methane | MI | Dispatch-Import | EmissionsCost | 0 | [6 empty] | 0.43883 | 0
LCP_Inputs_ON_Electric_Howarth_2023_05_05 | 2041 | CH4 Import - WC 2050 | Import | Methane | MI | Dispatch-Import | FuelCost | 0 | [6 empty] | 0.43883 | 0
LCP_Inputs_ON_Electric_Howarth_2023_05_05 | 2041 | CH4 Import - WC 2050 | Import | Methane | MI | Dispatch-Import | VOM | 0 | [6 empty] | 0.43883 | 0
LCP_Inputs_ON_Electric_Howarth_2023_05_05 | 2041 | CH4 Import - WC 2050 | Import | Methane | NY | Dispatch-Import | EmissionsCost | 0 | [6 empty] | 0.43883 | 0
LCP_Inputs_ON_Electric_Howarth_2023_05_05 | 2041 | CH4 Import - WC 2050 | Import | Methane | NY | Dispatch-Import | FuelCost | 0 | [6 empty] | 0.43883 | 0
LCP_Inputs_ON_Electric_Howarth_2023_05_05 | 2041 | CH4 Import - WC 2050 | Import | Methane | NY | Dispatch-Import | VOM | 0 | [6 empty] | 0.43883 | 0
LCP_Inputs_ON_Electric_Howarth_2023_05_05 | 2041 | CH4 Import - WC 2050 | Import | Methane | ON | Dispatch-Import | EmissionsCost | 0 | [6 empty] | 0.43883 | 0
LCP_Inputs_ON_Electric_Howarth_2023_05_05 | 2041 | CH4 Import - WC 2050 | Import | Methane | ON | Dispatch-Import | FuelCost | 0 | [6 empty] | 0.43883 | 0
LCP_Inputs_ON_Electric_Howarth_2023_05_05 | 2041 | CH4 Import - WC 2050 | Import | Methane | ON | Dispatch-Import | VOM | 0 | [6 empty] | 0.43883 | 0
LCP_Inputs_ON_Electric_Howarth_2023_05_05 | 2041 | CH4 Import - WC 2050 | Import | Methane | PJ | Dispatch-Import | EmissionsCost | 0 | [6 empty] | 0.43883 | 0
LCP_Inputs_ON_Electric_Howarth_2023_05_05 | 2041 | CH4 Import - WC 2050 | Import | Methane | PJ | Dispatch-Import | FuelCost | 0 | [6 empty] | 0.43883 | 0
LCP_Inputs_ON_Electric_Howarth_2023_05_05 | 2041 | CH4 Import - WC 2050 | Import | Methane | PJ | Dispatch-Import | VOM | 0 | [6 empty] | 0.43883 | 0
LCP_Inputs_ON_Electric_Howarth_2023_05_05 | 2041 | CH4 Import - WC 2050 | Import | Methane | QC | Dispatch-Import | EmissionsCost | 0 | [6 empty] | 0.43883 | 0
LCP_Inputs_ON_Electric_Howarth_2023_05_05 | 2041 | CH4 Import - WC 2050 | Import | Methane | QC | Dispatch-Import | FuelCost | 0 | [6 empty] | 0.43883 | 0
LCP_Inputs_ON_Electric_Howarth_2023_05_05 | 2041 | CH4 Import - WC 2050 | Import | Methane | QC | Dispatch-Import | VOM | 0 | [6 empty] | 0.43883 | 0
LCP_Inputs_ON_Electric_Howarth_2023_05_05 | 2041 | CH4 Import - WC 2050 | Import | Methane | WC | Dispatch-Import | EmissionsCost | 0 | [6 empty] | 0.43883 | 0
LCP_Inputs_ON_Electric_Howarth_2023_05_05 | 2041 | CH4 Import - WC 2050 | Import | Methane | WC | Dispatch-Import | FuelCost | 0 | [6 empty] | 0.43883 | 0
LCP_Inputs_ON_Electric_Howarth_2023_05_05 | 2041 | CH4 Import - WC 2050 | Import | Methane | WC | Dispatch-Import | VOM | 0 | [6 empty] | 0.43883 | 0
LCP_Inputs_ON_Electric_Howarth_2023_05_05 | 2041 | CH4 Salt Cavern Storage - ON | Storage | Methane | MI | Dispatch-Storage | EmissionsCost | 0 | [6 empty] | 0.43883 | 0
LCP_Inputs_ON_Electric_Howarth_2023_05_05 | 2041 | CH4 Salt Cavern Storage - ON | Storage | Methane | MI | Dispatch-Storage | FuelCost | 0 | [6 empty] | 0.43883 | 0
LCP_Inputs_ON_Electric_Howarth_2023_05_05 | 2041 | CH4 Salt Cavern Storage - ON | Storage | Methane | MI | Dispatch-Storage | VOM | 0 | [6 empty] | 0.43883 | 0
LCP_Inputs_ON_Electric_Howarth_2023_05_05 | 2041 | CH4 Salt Cavern Storage - ON | Storage | Methane | NY | Dispatch-Storage | EmissionsCost | 0 | [6 empty] | 0.43883 | 0
LCP_Inputs_ON_Electric_Howarth_2023_05_05 | 2041 | CH4 Salt Cavern Storage - ON | Storage | Methane | NY | Dispatch-Storage | FuelCost | 0 | [6 empty] | 0.43883 | 0
LCP_Inputs_ON_Electric_Howarth_2023_05_05 | 2041 | CH4 Salt Cavern Storage - ON | Storage | Methane | NY | Dispatch-Storage | VOM | 0 | [6 empty] | 0.43883 | 0
LCP_Inputs_ON_Electric_Howarth_2023_05_05 | 2041 | CH4 Salt Cavern Storage - ON | Storage | Methane | ON | Dispatch-Storage | EmissionsCost | 0 | [6 empty] | 0.43883 | 0
LCP_Inputs_ON_Electric_Howarth_2023_05_05 | 2041 | CH4 Salt Cavern Storage - ON | Storage | Methane | ON | Dispatch-Storage | FuelCost | 0 | [6 empty] | 0.43883 | 0
LCP_Inputs_ON_Electric_Howarth_2023_05_05 | 2041 | CH4 Salt Cavern Storage - ON | Storage | Methane | ON | Dispatch-Storage | VOM | 0 | [6 empty] | 0.43883 | 0
LCP_Inputs_ON_Electric_Howarth_2023_05_05 | 2041 | CH4 Salt Cavern Storage - ON | Storage | Methane | PJ | Dispatch-Storage | EmissionsCost | 0 | [6 empty] | 0.43883 | 0
LCP_Inputs_ON_Electric_Howarth_2023_05_05 | 2041 | CH4 Salt Cavern Storage - ON | Storage | Methane | PJ | Dispatch-Storage | FuelCost | 0 | [6 empty] | 0.43883 | 0
LCP_Inputs_ON_Electric_Howarth_2023_05_05 | 2041 | CH4 Salt Cavern Storage - ON | Storage | Methane | PJ | Dispatch-Storage | VOM | 0 | [6 empty] | 0.43883 | 0
LCP_Inputs_ON_Electric_Howarth_2023_05_05 | 2041 | CH4 Salt Cavern Storage - ON | Storage | Methane | QC | Dispatch-Storage | EmissionsCost | 0 | [6 empty] | 0.43883 | 0
LCP_Inputs_ON_Electric_Howarth_2023_05_05 | 2041 | CH4 Salt Cavern Storage - ON | Storage | Methane | QC | Dispatch-Storage | FuelCost | 0 | [6 empty] | 0.43883 | 0
LCP_Inputs_ON_Electric_Howarth_2023_05_05 | 2041 | CH4 Salt Cavern Storage - ON | Storage | Methane | QC | Dispatch-Storage | VOM | 0 | [6 empty] | 0.43883 | 0
LCP_Inputs_ON_Electric_Howarth_2023_05_05 | 2041 | CH4 Salt Cavern Storage - ON | Storage | Methane | WC | Dispatch-Storage | EmissionsCost | 0 | [6 empty] | 0.43883 | 0
LCP_Inputs_ON_Electric_Howarth_2023_05_05 | 2041 | CH4 Salt Cavern Storage - ON | Storage | Methane | WC | Dispatch-Storage | FuelCost | 0 | [6 empty] | 0.43883 | 0
LCP_Inputs_ON_Electric_Howarth_2023_05_05 | 2041 | CH4 Salt Cavern Storage - ON | Storage | Methane | WC | Dispatch-Storage | VOM | 0 | [6 empty] | 0.43883 | 0
LCP_Inputs_ON_Electric_Howarth_2023_05_05 | 2041 | Electrolyser 2020/2030 | Crossload | Hydrogen | MI | Dispatch-Crossload | EmissionsCost | 0 | [6 empty] | 0.43883 | 0
LCP_Inputs_ON_Electric_Howarth_2023_05_05 | 2041 | Electrolyser 2020/2030 | Crossload | Hydrogen | MI | Dispatch-Crossload | FuelCost | 0 | [6 empty] | 0.43883 | 0
LCP_Inputs_ON_Electric_Howarth_2023_05_05 | 2041 | Electrolyser 2020/2030 | Crossload | Hydrogen | MI | Dispatch-Crossload | VOM | 0 | [6 empty] | 0.43883 | 0
LCP_Inputs_ON_Electric_Howarth_2023_05_05 | 2041 | Electrolyser 2020/2030 | Crossload | Hydrogen | NY | Dispatch-Crossload | EmissionsCost | 0 | [6 empty] | 0.43883 | 0
LCP_Inputs_ON_Electric_Howarth_2023_05_05 | 2041 | Electrolyser 2020/2030 | Crossload | Hydrogen | NY | Dispatch-Crossload | FuelCost | 0 | [6 empty] | 0.43883 | 0
LCP_Inputs_ON_Electric_Howarth_2023_05_05 | 2041 | Electrolyser 2020/2030 | Crossload | Hydrogen | NY | Dispatch-Crossload | VOM | 0 | [6 empty] | 0.43883 | 0
LCP_Inputs_ON_Electric_Howarth_2023_05_05 | 2041 | Electrolyser 2020/2030 | Crossload | Hydrogen | ON | Dispatch-Crossload | EmissionsCost | 0 | [6 empty] | 0.43883 | 0
LCP_Inputs_ON_Electric_Howarth_2023_05_05 | 2041 | Electrolyser 2020/2030 | Crossload | Hydrogen | ON | Dispatch-Crossload | FuelCost | 0 | [6 empty] | 0.43883 | 0
LCP_Inputs_ON_Electric_Howarth_2023_05_05 | 2041 | Electrolyser 2020/2030 | Crossload | Hydrogen | ON | Dispatch-Crossload | VOM | 0 | [6 empty] | 0.43883 | 0
LCP_Inputs_ON_Electric_Howarth_2023_05_05 | 2041 | Electrolyser 2020/2030 | Crossload | Hydrogen | PJ | Dispatch-Crossload | EmissionsCost | 0 | [6 empty] | 0.43883 | 0
LCP_Inputs_ON_Electric_Howarth_2023_05_05 | 2041 | Electrolyser 2020/2030 | Crossload | Hydrogen | PJ | Dispatch-Crossload | FuelCost | 0 | [6 empty] | 0.43883 | 0
LCP_Inputs_ON_Electric_Howarth_2023_05_05 | 2041 | Electrolyser 2020/2030 | Crossload | Hydrogen | PJ | Dispatch-Crossload | VOM | 0 | [6 empty] | 0.43883 | 0
LCP_Inputs_ON_Electric_Howarth_2023_05_05 | 2041 | Electrolyser 2020/2030 | Crossload | Hydrogen | QC | Dispatch-Crossload | EmissionsCost | 0 | [6 empty] | 0.43883 | 0
LCP_Inputs_ON_Electric_Howarth_2023_05_05 | 2041 | Electrolyser 2020/2030 | Crossload | Hydrogen | QC | Dispatch-Crossload | FuelCost | 0 | [6 empty] | 0.43883 | 0
LCP_Inputs_ON_Electric_Howarth_2023_05_05 | 2041 | Electrolyser 2020/2030 | Crossload | Hydrogen | QC | Dispatch-Crossload | VOM | 0 | [6 empty] | 0.43883 | 0
LCP_Inputs_ON_Electric_Howarth_2023_05_05 | 2041 | Electrolyser 2020/2030 | Crossload | Hydrogen | WC | Dispatch-Crossload | EmissionsCost | 0 | [6 empty] | 0.43883 | 0
LCP_Inputs_ON_Electric_Howarth_2023_05_05 | 2041 | Electrolyser 2020/2030 | Crossload | Hydrogen | WC | Dispatch-Crossload | FuelCost | 0 | [6 empty] | 0.43883 | 0
LCP_Inputs_ON_Electric_Howarth_2023_05_05 | 2041 | Electrolyser 2020/2030 | Crossload | Hydrogen | WC | Dispatch-Crossload | VOM | 0 | [6 empty] | 0.43883 | 0
LCP_Inputs_ON_Electric_Howarth_2023_05_05 | 2041 | Electrolyser 2040 | Crossload | Hydrogen | MI | Dispatch-Crossload | EmissionsCost | 0 | [6 empty] | 0.43883 | 0
LCP_Inputs_ON_Electric_Howarth_2023_05_05 | 2041 | Electrolyser 2040 | Crossload | Hydrogen | MI | Dispatch-Crossload | FuelCost | 0 | [6 empty] | 0.43883 | 0
LCP_Inputs_ON_Electric_Howarth_2023_05_05 | 2041 | Electrolyser 2040 | Crossload | Hydrogen | MI | Dispatch-Crossload | VOM | 0 | [6 empty] | 0.43883 | 0
LCP_Inputs_ON_Electric_Howarth_2023_05_05 | 2041 | Electrolyser 2040 | Crossload | Hydrogen | NY | Dispatch-Crossload | EmissionsCost | 0 | [6 empty] | 0.43883 | 0
LCP_Inputs_ON_Electric_Howarth_2023_05_05 | 2041 | Electrolyser 2040 | Crossload | Hydrogen | NY | Dispatch-Crossload | FuelCost | 0 | [6 empty] | 0.43883 | 0
LCP_Inputs_ON_Electric_Howarth_2023_05_05 | 2041 | Electrolyser 2040 | Crossload | Hydrogen | NY | Dispatch-Crossload | VOM | 0 | [6 empty] | 0.43883 | 0
LCP_Inputs_ON_Electric_Howarth_2023_05_05 | 2041 | Electrolyser 2040 | Crossload | Hydrogen | ON | Dispatch-Crossload | EmissionsCost | 0 | [6 empty] | 0.43883 | 0
LCP_Inputs_ON_Electric_Howarth_2023_05_05 | 2041 | Electrolyser 2040 | Crossload | Hydrogen | ON | Dispatch-Crossload | FuelCost | 0 | [6 empty] | 0.43883 | 0
LCP_Inputs_ON_Electric_Howarth_2023_05_05 | 2041 | Electrolyser 2040 | Crossload | Hydrogen | ON | Dispatch-Crossload | VOM | 0 | [6 empty] | 0.43883 | 0
LCP_Inputs_ON_Electric_Howarth_2023_05_05 | 2041 | Electrolyser 2040 | Crossload | Hydrogen | PJ | Dispatch-Crossload | EmissionsCost | 0 | [6 empty] | 0.43883 | 0
LCP_Inputs_ON_Electric_Howarth_2023_05_05 | 2041 | Electrolyser 2040 | Crossload | Hydrogen | PJ | Dispatch-Crossload | FuelCost | 0 | [6 empty] | 0.43883 | 0
LCP_Inputs_ON_Electric_Howarth_2023_05_05 | 2041 | Electrolyser 2040 | Crossload | Hydrogen | PJ | Dispatch-Crossload | VOM | 0 | [6 empty] | 0.43883 | 0
LCP_Inputs_ON_Electric_Howarth_2023_05_05 | 2041 | Electrolyser 2040 | Crossload | Hydrogen | QC | Dispatch-Crossload | EmissionsCost | 0 | [6 empty] | 0.43883 | 0
LCP_Inputs_ON_Electric_Howarth_2023_05_05 | 2041 | Electrolyser 2040 | Crossload | Hydrogen | QC | Dispatch-Crossload | FuelCost | 0 | [6 empty] | 0.43883 | 0
LCP_Inputs_ON_Electric_Howarth_2023_05_05 | 2041 | Electrolyser 2040 | Crossload | Hydrogen | QC | Dispatch-Crossload | VOM | 0 | [6 empty] | 0.43883 | 0
LCP_Inputs_ON_Electric_Howarth_2023_05_05 | 2041 | Electrolyser 2040 | Crossload | Hydrogen | WC | Dispatch-Crossload | EmissionsCost | 0 | [6 empty] | 0.43883 | 0
LCP_Inputs_ON_Electric_Howarth_2023_05_05 | 2041 | Electrolyser 2040 | Crossload | Hydrogen | WC | Dispatch-Crossload | FuelCost | 0 | [6 empty] | 0.43883 | 0
LCP_Inputs_ON_Electric_Howarth_2023_05_05 | 2041 | Electrolyser 2040 | Crossload | Hydrogen | WC | Dispatch-Crossload | VOM | 0 | [6 empty] | 0.43883 | 0
LCP_Inputs_ON_Electric_Howarth_2023_05_05 | 2041 | Electrolyser 2050 | Crossload | Hydrogen | MI | Dispatch-Crossload | EmissionsCost | 0 | [6 empty] | 0.43883 | 0
LCP_Inputs_ON_Electric_Howarth_2023_05_05 | 2041 | Electrolyser 2050 | Crossload | Hydrogen | MI | Dispatch-Crossload | FuelCost | 0 | [6 empty] | 0.43883 | 0
LCP_Inputs_ON_Electric_Howarth_2023_05_05 | 2041 | Electrolyser 2050 | Crossload | Hydrogen | MI | Dispatch-Crossload | VOM | 0 | [6 empty] | 0.43883 | 0
LCP_Inputs_ON_Electric_Howarth_2023_05_05 | 2041 | Electrolyser 2050 | Crossload | Hydrogen | NY | Dispatch-Crossload | EmissionsCost | 0 | [6 empty] | 0.43883 | 0
LCP_Inputs_ON_Electric_Howarth_2023_05_05 | 2041 | Electrolyser 2050 | Crossload | Hydrogen | NY | Dispatch-Crossload | FuelCost | 0 | [6 empty] | 0.43883 | 0
LCP_Inputs_ON_Electric_Howarth_2023_05_05 | 2041 | Electrolyser 2050 | Crossload | Hydrogen | NY | Dispatch-Crossload | VOM | 0 | [6 empty] | 0.43883 | 0
LCP_Inputs_ON_Electric_Howarth_2023_05_05 | 2041 | Electrolyser 2050 | Crossload | Hydrogen | ON | Dispatch-Crossload | EmissionsCost | 0 | [6 empty] | 0.43883 | 0
LCP_Inputs_ON_Electric_Howarth_2023_05_05 | 2041 | Electrolyser 2050 | Crossload | Hydrogen | ON | Dispatch-Crossload | FuelCost | 0 | [6 empty] | 0.43883 | 0
LCP_Inputs_ON_Electric_Howarth_2023_05_05 | 2041 | Electrolyser 2050 | Crossload | Hydrogen | ON | Dispatch-Crossload | VOM | 0 | [6 empty] | 0.43883 | 0
LCP_Inputs_ON_Electric_Howarth_2023_05_05 | 2041 | Electrolyser 2050 | Crossload | Hydrogen | PJ | Dispatch-Crossload | EmissionsCost | 0 | [6 empty] | 0.43883 | 0
LCP_Inputs_ON_Electric_Howarth_2023_05_05 | 2041 | Electrolyser 2050 | Crossload | Hydrogen | PJ | Dispatch-Crossload | FuelCost | 0 | [6 empty] | 0.43883 | 0
LCP_Inputs_ON_Electric_Howarth_2023_05_05 | 2041 | Electrolyser 2050 | Crossload | Hydrogen | PJ | Dispatch-Crossload | VOM | 0 | [6 empty] | 0.43883 | 0
LCP_Inputs_ON_Electric_Howarth_2023_05_05 | 2041 | Electrolyser 2050 | Crossload | Hydrogen | QC | Dispatch-Crossload | EmissionsCost | 0 | [6 empty] | 0.43883 | 0
LCP_Inputs_ON_Electric_Howarth_2023_05_05 | 2041 | Electrolyser 2050 | Crossload | Hydrogen | QC | Dispatch-Crossload | FuelCost | 0 | [6 empty] | 0.43883 | 0
LCP_Inputs_ON_Electric_Howarth_2023_05_05 | 2041 | Electrolyser 2050 | Crossload | Hydrogen | QC | Dispatch-Crossload | VOM | 0 | [6 empty] | 0.43883 | 0
LCP_Inputs_ON_Electric_Howarth_2023_05_05 | 2041 | Electrolyser 2050 | Crossload | Hydrogen | WC | Dispatch-Crossload | EmissionsCost | 0 | [6 empty] | 0.43883 | 0
LCP_Inputs_ON_Electric_Howarth_2023_05_05 | 2041 | Electrolyser 2050 | Crossload | Hydrogen | WC | Dispatch-Crossload | FuelCost | 0 | [6 empty] | 0.43883 | 0
LCP_Inputs_ON_Electric_Howarth_2023_05_05 | 2041 | Electrolyser 2050 | Crossload | Hydrogen | WC | Dispatch-Crossload | VOM | 0 | [6 empty] | 0.43883 | 0
LCP_Inputs_ON_Electric_Howarth_2023_05_05 | 2041 | Fossil Fuel Thermal (Coal, Peat, Oil) | Generation | Electricity | MI | Dispatch-Generation | EmissionsCost | 0 | [6 empty] | 0.43883 | 0
LCP_Inputs_ON_Electric_Howarth_2023_05_05 | 2041 | Fossil Fuel Thermal (Coal, Peat, Oil) | Generation | Electricity | MI | Dispatch-Generation | FuelCost | 0 | [6 empty] | 0.43883 | 0
LCP_Inputs_ON_Electric_Howarth_2023_05_05 | 2041 | Fossil Fuel Thermal (Coal, Peat, Oil) | Generation | Electricity | MI | Dispatch-Generation | VOM | 0 | [6 empty] | 0.43883 | 0
LCP_Inputs_ON_Electric_Howarth_2023_05_05 | 2041 | Fossil Fuel Thermal (Coal, Peat, Oil) | Generation | Electricity | NY | Dispatch-Generation | EmissionsCost | 0 | [6 empty] | 0.43883 | 0
LCP_Inputs_ON_Electric_Howarth_2023_05_05 | 2041 | Fossil Fuel Thermal (Coal, Peat, Oil) | Generation | Electricity | NY | Dispatch-Generation | FuelCost | 0 | [6 empty] | 0.43883 | 0
LCP_Inputs_ON_Electric_Howarth_2023_05_05 | 2041 | Fossil Fuel Thermal (Coal, Peat, Oil) | Generation | Electricity | NY | Dispatch-Generation | VOM | 0 | [6 empty] | 0.43883 | 0
LCP_Inputs_ON_Electric_Howarth_2023_05_05 | 2041 | Fossil Fuel Thermal (Coal, Peat, Oil) | Generation | Electricity | ON | Dispatch-Generation | EmissionsCost | 0 | [6 empty] | 0.43883 | 0
LCP_Inputs_ON_Electric_Howarth_2023_05_05 | 2041 | Fossil Fuel Thermal (Coal, Peat, Oil) | Generation | Electricity | ON | Dispatch-Generation | FuelCost | 0 | [6 empty] | 0.43883 | 0
LCP_Inputs_ON_Electric_Howarth_2023_05_05 | 2041 | Fossil Fuel Thermal (Coal, Peat, Oil) | Generation | Electricity | ON | Dispatch-Generation | VOM | 0 | [6 empty] | 0.43883 | 0
LCP_Inputs_ON_Electric_Howarth_2023_05_05 | 2041 | Fossil Fuel Thermal (Coal, Peat, Oil) | Generation | Electricity | PJ | Dispatch-Generation | EmissionsCost | 0 | [6 empty] | 0.43883 | 0
LCP_Inputs_ON_Electric_Howarth_2023_05_05 | 2041 | Fossil Fuel Thermal (Coal, Peat, Oil) | Generation | Electricity | PJ | Dispatch-Generation | FuelCost | 0 | [6 empty] | 0.43883 | 0
LCP_Inputs_ON_Electric_Howarth_2023_05_05 | 2041 | Fossil Fuel Thermal (Coal, Peat, Oil) | Generation | Electricity | PJ | Dispatch-Generation | VOM | 0 | [6 empty] | 0.43883 | 0
LCP_Inputs_ON_Electric_Howarth_2023_05_05 | 2041 | Fossil Fuel Thermal (Coal, Peat, Oil) | Generation | Electricity | QC | Dispatch-Generation | EmissionsCost | 0 | [6 empty] | 0.43883 | 0
LCP_Inputs_ON_Electric_Howarth_2023_05_05 | 2041 | Fossil Fuel Thermal (Coal, Peat, Oil) | Generation | Electricity | QC | Dispatch-Generation | FuelCost | 0 | [6 empty] | 0.43883 | 0
LCP_Inputs_ON_Electric_Howarth_2023_05_05 | 2041 | Fossil Fuel Thermal (Coal, Peat, Oil) | Generation | Electricity | QC | Dispatch-Generation | VOM | 0 | [6 empty] | 0.43883 | 0
LCP_Inputs_ON_Electric_Howarth_2023_05_05 | 2041 | Fossil Fuel Thermal (Coal, Peat, Oil) | Generation | Electricity | WC | Dispatch-Generation | EmissionsCost | 0 | [6 empty] | 0.43883 | 0
LCP_Inputs_ON_Electric_Howarth_2023_05_05 | 2041 | Fossil Fuel Thermal (Coal, Peat, Oil) | Generation | Electricity | WC | Dispatch-Generation | FuelCost | 0 | [6 empty] | 0.43883 | 0
LCP_Inputs_ON_Electric_Howarth_2023_05_05 | 2041 | Fossil Fuel Thermal (Coal, Peat, Oil) | Generation | Electricity | WC | Dispatch-Generation | VOM | 0 | [6 empty] | 0.43883 | 0
LCP_Inputs_ON_Electric_Howarth_2023_05_05 | 2041 | Generic - Generator | Generation | Electricity | MI | Dispatch-Generation | EmissionsCost | 0 | [6 empty] | 0.43883 | 0
LCP_Inputs_ON_Electric_Howarth_2023_05_05 | 2041 | Generic - Generator | Generation | Electricity | MI | Dispatch-Generation | FuelCost | 822908408.9569 | [6 empty] | 0.43883 | 361119861.3146
LCP_Inputs_ON_Electric_Howarth_2023_05_05 | 2041 | Generic - Generator | Generation | Electricity | MI | Dispatch-Generation | VOM | 26913145.9602 | [6 empty] | 0.43883 | 11810392.786
LCP_Inputs_ON_Electric_Howarth_2023_05_05 | 2041 | Generic - Generator | Generation | Electricity | NY | Dispatch-Generation | EmissionsCost | 0 | [6 empty] | 0.43883 | 0
LCP_Inputs_ON_Electric_Howarth_2023_05_05 | 2041 | Generic - Generator | Generation | Electricity | NY | Dispatch-Generation | FuelCost | 74454029.7701 | [6 empty] | 0.43883 | 32672930.0761
LCP_Inputs_ON_Electric_Howarth_2023_05_05 | 2041 | Generic - Generator | Generation | Electricity | NY | Dispatch-Generation | VOM | 2435012.3886 | [6 empty] | 0.43883 | 1068565.2577
LCP_Inputs_ON_Electric_Howarth_2023_05_05 | 2041 | Generic - Generator | Generation | Electricity | ON | Dispatch-Generation | EmissionsCost | 0 | [6 empty] | 0.43883 | 0
LCP_Inputs_ON_Electric_Howarth_2023_05_05 | 2041 | Generic - Generator | Generation | Electricity | ON | Dispatch-Generation | FuelCost | 0 | [6 empty] | 0.43883 | 0
LCP_Inputs_ON_Electric_Howarth_2023_05_05 | 2041 | Generic - Generator | Generation | Electricity | ON | Dispatch-Generation | VOM | 0 | [6 empty] | 0.43883 | 0
LCP_Inputs_ON_Electric_Howarth_2023_05_05 | 2041 | Generic - Generator | Generation | Electricity | PJ | Dispatch-Generation | EmissionsCost | 0 | [6 empty] | 0.43883 | 0
LCP_Inputs_ON_Electric_Howarth_2023_05_05 | 2041 | Generic - Generator | Generation | Electricity | PJ | Dispatch-Generation | FuelCost | 5362895327.8205 | [6 empty] | 0.43883 | 2353418674.4819
LCP_Inputs_ON_Electric_Howarth_2023_05_05 | 2041 | Generic - Generator | Generation | Electricity | PJ | Dispatch-Generation | VOM | 175393012.3403 | [6 empty] | 0.43883 | 76968347.3914
LCP_Inputs_ON_Electric_Howarth_2023_05_05 | 2041 | Generic - Generator | Generation | Electricity | QC | Dispatch-Generation | EmissionsCost | 0 | [6 empty] | 0.43883 | 0
LCP_Inputs_ON_Electric_Howarth_2023_05_05 | 2041 | Generic - Generator | Generation | Electricity | QC | Dispatch-Generation | FuelCost | 0 | [6 empty] | 0.43883 | 0
LCP_Inputs_ON_Electric_Howarth_2023_05_05 | 2041 | Generic - Generator | Generation | Electricity | QC | Dispatch-Generation | VOM | 0 | [6 empty] | 0.43883 | 0
LCP_Inputs_ON_Electric_Howarth_2023_05_05 | 2041 | Generic - Generator | Generation | Electricity | WC | Dispatch-Generation | EmissionsCost | 0 | [6 empty] | 0.43883 | 0
LCP_Inputs_ON_Electric_Howarth_2023_05_05 | 2041 | Generic - Generator | Generation | Electricity | WC | Dispatch-Generation | FuelCost | 0 | [6 empty] | 0.43883 | 0
LCP_Inputs_ON_Electric_Howarth_2023_05_05 | 2041 | Generic - Generator | Generation | Electricity | WC | Dispatch-Generation | VOM | 0 | [6 empty] | 0.43883 | 0
LCP_Inputs_ON_Electric_Howarth_2023_05_05 | 2041 | H2 Import - QC | Import | Hydrogen | MI | Dispatch-Import | EmissionsCost | 0 | [6 empty] | 0.43883 | 0
LCP_Inputs_ON_Electric_Howarth_2023_05_05 | 2041 | H2 Import - QC | Import | Hydrogen | MI | Dispatch-Import | FuelCost | 0 | [6 empty] | 0.43883 | 0
LCP_Inputs_ON_Electric_Howarth_2023_05_05 | 2041 | H2 Import - QC | Import | Hydrogen | MI | Dispatch-Import | VOM | 0 | [6 empty] | 0.43883 | 0
LCP_Inputs_ON_Electric_Howarth_2023_05_05 | 2041 | H2 Import - QC | Import | Hydrogen | NY | Dispatch-Import | EmissionsCost | 0 | [6 empty] | 0.43883 | 0
LCP_Inputs_ON_Electric_Howarth_2023_05_05 | 2041 | H2 Import - QC | Import | Hydrogen | NY | Dispatch-Import | FuelCost | 0 | [6 empty] | 0.43883 | 0
LCP_Inputs_ON_Electric_Howarth_2023_05_05 | 2041 | H2 Import - QC | Import | Hydrogen | NY | Dispatch-Import | VOM | 0 | [6 empty] | 0.43883 | 0
LCP_Inputs_ON_Electric_Howarth_2023_05_05 | 2041 | H2 Import - QC | Import | Hydrogen | ON | Dispatch-Import | EmissionsCost | 0 | [6 empty] | 0.43883 | 0
LCP_Inputs_ON_Electric_Howarth_2023_05_05 | 2041 | H2 Import - QC | Import | Hydrogen | ON | Dispatch-Import | FuelCost | 0 | [6 empty] | 0.43883 | 0
LCP_Inputs_ON_Electric_Howarth_2023_05_05 | 2041 | H2 Import - QC | Import | Hydrogen | ON | Dispatch-Import | VOM | 0 | [6 empty] | 0.43883 | 0
LCP_Inputs_ON_Electric_Howarth_2023_05_05 | 2041 | H2 Import - QC | Import | Hydrogen | PJ | Dispatch-Import | EmissionsCost | 0 | [6 empty] | 0.43883 | 0
LCP_Inputs_ON_Electric_Howarth_2023_05_05 | 2041 | H2 Import - QC | Import | Hydrogen | PJ | Dispatch-Import | FuelCost | 0 | [6 empty] | 0.43883 | 0
LCP_Inputs_ON_Electric_Howarth_2023_05_05 | 2041 | H2 Import - QC | Import | Hydrogen | PJ | Dispatch-Import | VOM | 0 | [6 empty] | 0.43883 | 0
LCP_Inputs_ON_Electric_Howarth_2023_05_05 | 2041 | H2 Import - QC | Import | Hydrogen | QC | Dispatch-Import | EmissionsCost | 0 | [6 empty] | 0.43883 | 0
LCP_Inputs_ON_Electric_Howarth_2023_05_05 | 2041 | H2 Import - QC | Import | Hydrogen | QC | Dispatch-Import | FuelCost | 0 | [6 empty] | 0.43883 | 0
LCP_Inputs_ON_Electric_Howarth_2023_05_05 | 2041 | H2 Import - QC | Import | Hydrogen | QC | Dispatch-Import | VOM | 0 | [6 empty] | 0.43883 | 0
LCP_Inputs_ON_Electric_Howarth_2023_05_05 | 2041 | H2 Import - QC | Import | Hydrogen | WC | Dispatch-Import | EmissionsCost | 0 | [6 empty] | 0.43883 | 0
LCP_Inputs_ON_Electric_Howarth_2023_05_05 | 2041 | H2 Import - QC | Import | Hydrogen | WC | Dispatch-Import | FuelCost | 0 | [6 empty] | 0.43883 | 0
LCP_Inputs_ON_Electric_Howarth_2023_05_05 | 2041 | H2 Import - QC | Import | Hydrogen | WC | Dispatch-Import | VOM | 0 | [6 empty] | 0.43883 | 0
LCP_Inputs_ON_Electric_Howarth_2023_05_05 | 2041 | H2 Import - WC | Import | Hydrogen | MI | Dispatch-Import | EmissionsCost | 0 | [6 empty] | 0.43883 | 0
LCP_Inputs_ON_Electric_Howarth_2023_05_05 | 2041 | H2 Import - WC | Import | Hydrogen | MI | Dispatch-Import | FuelCost | 0 | [6 empty] | 0.43883 | 0
LCP_Inputs_ON_Electric_Howarth_2023_05_05 | 2041 | H2 Import - WC | Import | Hydrogen | MI | Dispatch-Import | VOM | 0 | [6 empty] | 0.43883 | 0
LCP_Inputs_ON_Electric_Howarth_2023_05_05 | 2041 | H2 Import - WC | Import | Hydrogen | NY | Dispatch-Import | EmissionsCost | 0 | [6 empty] | 0.43883 | 0
LCP_Inputs_ON_Electric_Howarth_2023_05_05 | 2041 | H2 Import - WC | Import | Hydrogen | NY | Dispatch-Import | FuelCost | 0 | [6 empty] | 0.43883 | 0
LCP_Inputs_ON_Electric_Howarth_2023_05_05 | 2041 | H2 Import - WC | Import | Hydrogen | NY | Dispatch-Import | VOM | 0 | [6 empty] | 0.43883 | 0
LCP_Inputs_ON_Electric_Howarth_2023_05_05 | 2041 | H2 Import - WC | Import | Hydrogen | ON | Dispatch-Import | EmissionsCost | 0 | [6 empty] | 0.43883 | 0
LCP_Inputs_ON_Electric_Howarth_2023_05_05 | 2041 | H2 Import - WC | Import | Hydrogen | ON | Dispatch-Import | FuelCost | 0 | [6 empty] | 0.43883 | 0
LCP_Inputs_ON_Electric_Howarth_2023_05_05 | 2041 | H2 Import - WC | Import | Hydrogen | ON | Dispatch-Import | VOM | 0 | [6 empty] | 0.43883 | 0
LCP_Inputs_ON_Electric_Howarth_2023_05_05 | 2041 | H2 Import - WC | Import | Hydrogen | PJ | Dispatch-Import | EmissionsCost | 0 | [6 empty] | 0.43883 | 0
LCP_Inputs_ON_Electric_Howarth_2023_05_05 | 2041 | H2 Import - WC | Import | Hydrogen | PJ | Dispatch-Import | FuelCost | 0 | [6 empty] | 0.43883 | 0
LCP_Inputs_ON_Electric_Howarth_2023_05_05 | 2041 | H2 Import - WC | Import | Hydrogen | PJ | Dispatch-Import | VOM | 0 | [6 empty] | 0.43883 | 0
LCP_Inputs_ON_Electric_Howarth_2023_05_05 | 2041 | H2 Import - WC | Import | Hydrogen | QC | Dispatch-Import | EmissionsCost | 0 | [6 empty] | 0.43883 | 0
LCP_Inputs_ON_Electric_Howarth_2023_05_05 | 2041 | H2 Import - WC | Import | Hydrogen | QC | Dispatch-Import | FuelCost | 0 | [6 empty] | 0.43883 | 0
LCP_Inputs_ON_Electric_Howarth_2023_05_05 | 2041 | H2 Import - WC | Import | Hydrogen | QC | Dispatch-Import | VOM | 0 | [6 empty] | 0.43883 | 0
LCP_Inputs_ON_Electric_Howarth_2023_05_05 | 2041 | H2 Import - WC | Import | Hydrogen | WC | Dispatch-Import | EmissionsCost | 0 | [6 empty] | 0.43883 | 0
LCP_Inputs_ON_Electric_Howarth_2023_05_05 | 2041 | H2 Import - WC | Import | Hydrogen | WC | Dispatch-Import | FuelCost | 264354475.5194 | [6 empty] | 0.43883 | 116007626.7278
LCP_Inputs_ON_Electric_Howarth_2023_05_05 | 2041 | H2 Import - WC | Import | Hydrogen | WC | Dispatch-Import | VOM | 0 | [6 empty] | 0.43883 | 0
LCP_Inputs_ON_Electric_Howarth_2023_05_05 | 2041 | H2 Salt Cavern Storage - ON | Storage | Hydrogen | MI | Dispatch-Storage | EmissionsCost | 0 | [6 empty] | 0.43883 | 0
LCP_Inputs_ON_Electric_Howarth_2023_05_05 | 2041 | H2 Salt Cavern Storage - ON | Storage | Hydrogen | MI | Dispatch-Storage | FuelCost | 0 | [6 empty] | 0.43883 | 0
LCP_Inputs_ON_Electric_Howarth_2023_05_05 | 2041 | H2 Salt Cavern Storage - ON | Storage | Hydrogen | MI | Dispatch-Storage | VOM | 0 | [6 empty] | 0.43883 | 0
LCP_Inputs_ON_Electric_Howarth_2023_05_05 | 2041 | H2 Salt Cavern Storage - ON | Storage | Hydrogen | NY | Dispatch-Storage | EmissionsCost | 0 | [6 empty] | 0.43883 | 0
LCP_Inputs_ON_Electric_Howarth_2023_05_05 | 2041 | H2 Salt Cavern Storage - ON | Storage | Hydrogen | NY | Dispatch-Storage | FuelCost | 0 | [6 empty] | 0.43883 | 0
LCP_Inputs_ON_Electric_Howarth_2023_05_05 | 2041 | H2 Salt Cavern Storage - ON | Storage | Hydrogen | NY | Dispatch-Storage | VOM | 0 | [6 empty] | 0.43883 | 0
LCP_Inputs_ON_Electric_Howarth_2023_05_05 | 2041 | H2 Salt Cavern Storage - ON | Storage | Hydrogen | ON | Dispatch-Storage | EmissionsCost | 0 | [6 empty] | 0.43883 | 0
LCP_Inputs_ON_Electric_Howarth_2023_05_05 | 2041 | H2 Salt Cavern Storage - ON | Storage | Hydrogen | ON | Dispatch-Storage | FuelCost | 0 | [6 empty] | 0.43883 | 0
LCP_Inputs_ON_Electric_Howarth_2023_05_05 | 2041 | H2 Salt Cavern Storage - ON | Storage | Hydrogen | ON | Dispatch-Storage | VOM | 29987486.9081 | [6 empty] | 0.43883 | 13159516.8983
LCP_Inputs_ON_Electric_Howarth_2023_05_05 | 2041 | H2 Salt Cavern Storage - ON | Storage | Hydrogen | PJ | Dispatch-Storage | EmissionsCost | 0 | [6 empty] | 0.43883 | 0
LCP_Inputs_ON_Electric_Howarth_2023_05_05 | 2041 | H2 Salt Cavern Storage - ON | Storage | Hydrogen | PJ | Dispatch-Storage | FuelCost | 0 | [6 empty] | 0.43883 | 0
LCP_Inputs_ON_Electric_Howarth_2023_05_05 | 2041 | H2 Salt Cavern Storage - ON | Storage | Hydrogen | PJ | Dispatch-Storage | VOM | 0 | [6 empty] | 0.43883 | 0
LCP_Inputs_ON_Electric_Howarth_2023_05_05 | 2041 | H2 Salt Cavern Storage - ON | Storage | Hydrogen | QC | Dispatch-Storage | EmissionsCost | 0 | [6 empty] | 0.43883 | 0
LCP_Inputs_ON_Electric_Howarth_2023_05_05 | 2041 | H2 Salt Cavern Storage - ON | Storage | Hydrogen | QC | Dispatch-Storage | FuelCost | 0 | [6 empty] | 0.43883 | 0
LCP_Inputs_ON_Electric_Howarth_2023_05_05 | 2041 | H2 Salt Cavern Storage - ON | Storage | Hydrogen | QC | Dispatch-Storage | VOM | 0 | [6 empty] | 0.43883 | 0
LCP_Inputs_ON_Electric_Howarth_2023_05_05 | 2041 | H2 Salt Cavern Storage - ON | Storage | Hydrogen | WC | Dispatch-Storage | EmissionsCost | 0 | [6 empty] | 0.43883 | 0
LCP_Inputs_ON_Electric_Howarth_2023_05_05 | 2041 | H2 Salt Cavern Storage - ON | Storage | Hydrogen | WC | Dispatch-Storage | FuelCost | 0 | [6 empty] | 0.43883 | 0
LCP_Inputs_ON_Electric_Howarth_2023_05_05 | 2041 | H2 Salt Cavern Storage - ON | Storage | Hydrogen | WC | Dispatch-Storage | VOM | 0 | [6 empty] | 0.43883 | 0
LCP_Inputs_ON_Electric_Howarth_2023_05_05 | 2041 | Hydro | Generation | Electricity | MI | Dispatch-Generation | EmissionsCost | 0 | [6 empty] | 0.43883 | 0
LCP_Inputs_ON_Electric_Howarth_2023_05_05 | 2041 | Hydro | Generation | Electricity | MI | Dispatch-Generation | FuelCost | 0 | [6 empty] | 0.43883 | 0
LCP_Inputs_ON_Electric_Howarth_2023_05_05 | 2041 | Hydro | Generation | Electricity | MI | Dispatch-Generation | VOM | 0 | [6 empty] | 0.43883 | 0
LCP_Inputs_ON_Electric_Howarth_2023_05_05 | 2041 | Hydro | Generation | Electricity | NY | Dispatch-Generation | EmissionsCost | 0 | [6 empty] | 0.43883 | 0
LCP_Inputs_ON_Electric_Howarth_2023_05_05 | 2041 | Hydro | Generation | Electricity | NY | Dispatch-Generation | FuelCost | 0 | [6 empty] | 0.43883 | 0
LCP_Inputs_ON_Electric_Howarth_2023_05_05 | 2041 | Hydro | Generation | Electricity | NY | Dispatch-Generation | VOM | 0 | [6 empty] | 0.43883 | 0
LCP_Inputs_ON_Electric_Howarth_2023_05_05 | 2041 | Hydro | Generation | Electricity | ON | Dispatch-Generation | EmissionsCost | 0 | [6 empty] | 0.43883 | 0
LCP_Inputs_ON_Electric_Howarth_2023_05_05 | 2041 | Hydro | Generation | Electricity | ON | Dispatch-Generation | FuelCost | 0 | [6 empty] | 0.43883 | 0
LCP_Inputs_ON_Electric_Howarth_2023_05_05 | 2041 | Hydro | Generation | Electricity | ON | Dispatch-Generation | VOM | 0 | [6 empty] | 0.43883 | 0
LCP_Inputs_ON_Electric_Howarth_2023_05_05 | 2041 | Hydro | Generation | Electricity | PJ | Dispatch-Generation | EmissionsCost | 0 | [6 empty] | 0.43883 | 0
LCP_Inputs_ON_Electric_Howarth_2023_05_05 | 2041 | Hydro | Generation | Electricity | PJ | Dispatch-Generation | FuelCost | 0 | [6 empty] | 0.43883 | 0
LCP_Inputs_ON_Electric_Howarth_2023_05_05 | 2041 | Hydro | Generation | Electricity | PJ | Dispatch-Generation | VOM | 0 | [6 empty] | 0.43883 | 0
LCP_Inputs_ON_Electric_Howarth_2023_05_05 | 2041 | Hydro | Generation | Electricity | QC | Dispatch-Generation | EmissionsCost | 0 | [6 empty] | 0.43883 | 0
LCP_Inputs_ON_Electric_Howarth_2023_05_05 | 2041 | Hydro | Generation | Electricity | QC | Dispatch-Generation | FuelCost | 0 | [6 empty] | 0.43883 | 0
LCP_Inputs_ON_Electric_Howarth_2023_05_05 | 2041 | Hydro | Generation | Electricity | QC | Dispatch-Generation | VOM | 0 | [6 empty] | 0.43883 | 0
LCP_Inputs_ON_Electric_Howarth_2023_05_05 | 2041 | Hydro | Generation | Electricity | WC | Dispatch-Generation | EmissionsCost | 0 | [6 empty] | 0.43883 | 0
LCP_Inputs_ON_Electric_Howarth_2023_05_05 | 2041 | Hydro | Generation | Electricity | WC | Dispatch-Generation | FuelCost | 0 | [6 empty] | 0.43883 | 0
LCP_Inputs_ON_Electric_Howarth_2023_05_05 | 2041 | Hydro | Generation | Electricity | WC | Dispatch-Generation | VOM | 0 | [6 empty] | 0.43883 | 0
LCP_Inputs_ON_Electric_Howarth_2023_05_05 | 2041 | Hydro Pumped Storage | Storage | Electricity | MI | Dispatch-Storage | EmissionsCost | 0 | [6 empty] | 0.43883 | 0
LCP_Inputs_ON_Electric_Howarth_2023_05_05 | 2041 | Hydro Pumped Storage | Storage | Electricity | MI | Dispatch-Storage | FuelCost | 0 | [6 empty] | 0.43883 | 0
LCP_Inputs_ON_Electric_Howarth_2023_05_05 | 2041 | Hydro Pumped Storage | Storage | Electricity | MI | Dispatch-Storage | VOM | 0 | [6 empty] | 0.43883 | 0
LCP_Inputs_ON_Electric_Howarth_2023_05_05 | 2041 | Hydro Pumped Storage | Storage | Electricity | NY | Dispatch-Storage | EmissionsCost | 0 | [6 empty] | 0.43883 | 0
LCP_Inputs_ON_Electric_Howarth_2023_05_05 | 2041 | Hydro Pumped Storage | Storage | Electricity | NY | Dispatch-Storage | FuelCost | 0 | [6 empty] | 0.43883 | 0
LCP_Inputs_ON_Electric_Howarth_2023_05_05 | 2041 | Hydro Pumped Storage | Storage | Electricity | NY | Dispatch-Storage | VOM | 0 | [6 empty] | 0.43883 | 0
LCP_Inputs_ON_Electric_Howarth_2023_05_05 | 2041 | Hydro Pumped Storage | Storage | Electricity | ON | Dispatch-Storage | EmissionsCost | 0 | [6 empty] | 0.43883 | 0
LCP_Inputs_ON_Electric_Howarth_2023_05_05 | 2041 | Hydro Pumped Storage | Storage | Electricity | ON | Dispatch-Storage | FuelCost | 0 | [6 empty] | 0.43883 | 0
LCP_Inputs_ON_Electric_Howarth_2023_05_05 | 2041 | Hydro Pumped Storage | Storage | Electricity | ON | Dispatch-Storage | VOM | 0 | [6 empty] | 0.43883 | 0
LCP_Inputs_ON_Electric_Howarth_2023_05_05 | 2041 | Hydro Pumped Storage | Storage | Electricity | PJ | Dispatch-Storage | EmissionsCost | 0 | [6 empty] | 0.43883 | 0
LCP_Inputs_ON_Electric_Howarth_2023_05_05 | 2041 | Hydro Pumped Storage | Storage | Electricity | PJ | Dispatch-Storage | FuelCost | 0 | [6 empty] | 0.43883 | 0
LCP_Inputs_ON_Electric_Howarth_2023_05_05 | 2041 | Hydro Pumped Storage | Storage | Electricity | PJ | Dispatch-Storage | VOM | 0 | [6 empty] | 0.43883 | 0
LCP_Inputs_ON_Electric_Howarth_2023_05_05 | 2041 | Hydro Pumped Storage | Storage | Electricity | QC | Dispatch-Storage | EmissionsCost | 0 | [6 empty] | 0.43883 | 0
LCP_Inputs_ON_Electric_Howarth_2023_05_05 | 2041 | Hydro Pumped Storage | Storage | Electricity | QC | Dispatch-Storage | FuelCost | 0 | [6 empty] | 0.43883 | 0
LCP_Inputs_ON_Electric_Howarth_2023_05_05 | 2041 | Hydro Pumped Storage | Storage | Electricity | QC | Dispatch-Storage | VOM | 0 | [6 empty] | 0.43883 | 0
LCP_Inputs_ON_Electric_Howarth_2023_05_05 | 2041 | Hydro Pumped Storage | Storage | Electricity | WC | Dispatch-Storage | EmissionsCost | 0 | [6 empty] | 0.43883 | 0
LCP_Inputs_ON_Electric_Howarth_2023_05_05 | 2041 | Hydro Pumped Storage | Storage | Electricity | WC | Dispatch-Storage | FuelCost | 0 | [6 empty] | 0.43883 | 0
LCP_Inputs_ON_Electric_Howarth_2023_05_05 | 2041 | Hydro Pumped Storage | Storage | Electricity | WC | Dispatch-Storage | VOM | 0 | [6 empty] | 0.43883 | 0
LCP_Inputs_ON_Electric_Howarth_2023_05_05 | 2041 | Nuclear | Generation | Electricity | MI | Dispatch-Generation | EmissionsCost | 0 | [6 empty] | 0.43883 | 0
LCP_Inputs_ON_Electric_Howarth_2023_05_05 | 2041 | Nuclear | Generation | Electricity | MI | Dispatch-Generation | FuelCost | 0 | [6 empty] | 0.43883 | 0
LCP_Inputs_ON_Electric_Howarth_2023_05_05 | 2041 | Nuclear | Generation | Electricity | MI | Dispatch-Generation | VOM | 2762866296.96 | [6 empty] | 0.43883 | 1212438569.2616
LCP_Inputs_ON_Electric_Howarth_2023_05_05 | 2041 | Nuclear | Generation | Electricity | NY | Dispatch-Generation | EmissionsCost | 0 | [6 empty] | 0.43883 | 0
LCP_Inputs_ON_Electric_Howarth_2023_05_05 | 2041 | Nuclear | Generation | Electricity | NY | Dispatch-Generation | FuelCost | 0 | [6 empty] | 0.43883 | 0
LCP_Inputs_ON_Electric_Howarth_2023_05_05 | 2041 | Nuclear | Generation | Electricity | NY | Dispatch-Generation | VOM | 2246155230.144 | [6 empty] | 0.43883 | 985688390.5572
LCP_Inputs_ON_Electric_Howarth_2023_05_05 | 2041 | Nuclear | Generation | Electricity | ON | Dispatch-Generation | EmissionsCost | 0 | [6 empty] | 0.43883 | 0
LCP_Inputs_ON_Electric_Howarth_2023_05_05 | 2041 | Nuclear | Generation | Electricity | ON | Dispatch-Generation | FuelCost | 0 | [6 empty] | 0.43883 | 0
LCP_Inputs_ON_Electric_Howarth_2023_05_05 | 2041 | Nuclear | Generation | Electricity | ON | Dispatch-Generation | VOM | 7838119223.6803 | [6 empty] | 0.43883 | 3439630092.7472
LCP_Inputs_ON_Electric_Howarth_2023_05_05 | 2041 | Nuclear | Generation | Electricity | PJ | Dispatch-Generation | EmissionsCost | 0 | [6 empty] | 0.43883 | 0
LCP_Inputs_ON_Electric_Howarth_2023_05_05 | 2041 | Nuclear | Generation | Electricity | PJ | Dispatch-Generation | FuelCost | 0 | [6 empty] | 0.43883 | 0
LCP_Inputs_ON_Electric_Howarth_2023_05_05 | 2041 | Nuclear | Generation | Electricity | PJ | Dispatch-Generation | VOM | 6401347648.6848 | [6 empty] | 0.43883 | 2809126447.0732
LCP_Inputs_ON_Electric_Howarth_2023_05_05 | 2041 | Nuclear | Generation | Electricity | QC | Dispatch-Generation | EmissionsCost | 0 | [6 empty] | 0.43883 | 0
LCP_Inputs_ON_Electric_Howarth_2023_05_05 | 2041 | Nuclear | Generation | Electricity | QC | Dispatch-Generation | FuelCost | 0 | [6 empty] | 0.43883 | 0
LCP_Inputs_ON_Electric_Howarth_2023_05_05 | 2041 | Nuclear | Generation | Electricity | QC | Dispatch-Generation | VOM | 0 | [6 empty] | 0.43883 | 0
LCP_Inputs_ON_Electric_Howarth_2023_05_05 | 2041 | Nuclear | Generation | Electricity | WC | Dispatch-Generation | EmissionsCost | 0 | [6 empty] | 0.43883 | 0
LCP_Inputs_ON_Electric_Howarth_2023_05_05 | 2041 | Nuclear | Generation | Electricity | WC | Dispatch-Generation | FuelCost | 0 | [6 empty] | 0.43883 | 0
LCP_Inputs_ON_Electric_Howarth_2023_05_05 | 2041 | Nuclear | Generation | Electricity | WC | Dispatch-Generation | VOM | 0 | [6 empty] | 0.43883 | 0
LCP_Inputs_ON_Electric_Howarth_2023_05_05 | 2041 | Nuclear SMR | Generation | Electricity | MI | Dispatch-Generation | EmissionsCost | 0 | [6 empty] | 0.43883 | 0
LCP_Inputs_ON_Electric_Howarth_2023_05_05 | 2041 | Nuclear SMR | Generation | Electricity | MI | Dispatch-Generation | FuelCost | 0 | [6 empty] | 0.43883 | 0
LCP_Inputs_ON_Electric_Howarth_2023_05_05 | 2041 | Nuclear SMR | Generation | Electricity | MI | Dispatch-Generation | VOM | 0 | [6 empty] | 0.43883 | 0
LCP_Inputs_ON_Electric_Howarth_2023_05_05 | 2041 | Nuclear SMR | Generation | Electricity | NY | Dispatch-Generation | EmissionsCost | 0 | [6 empty] | 0.43883 | 0
LCP_Inputs_ON_Electric_Howarth_2023_05_05 | 2041 | Nuclear SMR | Generation | Electricity | NY | Dispatch-Generation | FuelCost | 0 | [6 empty] | 0.43883 | 0
LCP_Inputs_ON_Electric_Howarth_2023_05_05 | 2041 | Nuclear SMR | Generation | Electricity | NY | Dispatch-Generation | VOM | 0 | [6 empty] | 0.43883 | 0
LCP_Inputs_ON_Electric_Howarth_2023_05_05 | 2041 | Nuclear SMR | Generation | Electricity | ON | Dispatch-Generation | EmissionsCost | 0 | [6 empty] | 0.43883 | 0
LCP_Inputs_ON_Electric_Howarth_2023_05_05 | 2041 | Nuclear SMR | Generation | Electricity | ON | Dispatch-Generation | FuelCost | 0 | [6 empty] | 0.43883 | 0
LCP_Inputs_ON_Electric_Howarth_2023_05_05 | 2041 | Nuclear SMR | Generation | Electricity | ON | Dispatch-Generation | VOM | 209027402.6763 | [6 empty] | 0.43883 | 91728248.0575
LCP_Inputs_ON_Electric_Howarth_2023_05_05 | 2041 | Nuclear SMR | Generation | Electricity | PJ | Dispatch-Generation | EmissionsCost | 0 | [6 empty] | 0.43883 | 0
LCP_Inputs_ON_Electric_Howarth_2023_05_05 | 2041 | Nuclear SMR | Generation | Electricity | PJ | Dispatch-Generation | FuelCost | 0 | [6 empty] | 0.43883 | 0
LCP_Inputs_ON_Electric_Howarth_2023_05_05 | 2041 | Nuclear SMR | Generation | Electricity | PJ | Dispatch-Generation | VOM | 0 | [6 empty] | 0.43883 | 0
LCP_Inputs_ON_Electric_Howarth_2023_05_05 | 2041 | Nuclear SMR | Generation | Electricity | QC | Dispatch-Generation | EmissionsCost | 0 | [6 empty] | 0.43883 | 0
LCP_Inputs_ON_Electric_Howarth_2023_05_05 | 2041 | Nuclear SMR | Generation | Electricity | QC | Dispatch-Generation | FuelCost | 0 | [6 empty] | 0.43883 | 0
LCP_Inputs_ON_Electric_Howarth_2023_05_05 | 2041 | Nuclear SMR | Generation | Electricity | QC | Dispatch-Generation | VOM | 0 | [6 empty] | 0.43883 | 0
LCP_Inputs_ON_Electric_Howarth_2023_05_05 | 2041 | Nuclear SMR | Generation | Electricity | WC | Dispatch-Generation | EmissionsCost | 0 | [6 empty] | 0.43883 | 0
LCP_Inputs_ON_Electric_Howarth_2023_05_05 | 2041 | Nuclear SMR | Generation | Electricity | WC | Dispatch-Generation | FuelCost | 0 | [6 empty] | 0.43883 | 0
LCP_Inputs_ON_Electric_Howarth_2023_05_05 | 2041 | Nuclear SMR | Generation | Electricity | WC | Dispatch-Generation | VOM | 0 | [6 empty] | 0.43883 | 0
LCP_Inputs_ON_Electric_Howarth_2023_05_05 | 2041 | O/CCGT - CH4 Existing | Crossload | Electricity | MI | Dispatch-Crossload | EmissionsCost | 0 | [6 empty] | 0.43883 | 0
LCP_Inputs_ON_Electric_Howarth_2023_05_05 | 2041 | O/CCGT - CH4 Existing | Crossload | Electricity | MI | Dispatch-Crossload | FuelCost | 0 | [6 empty] | 0.43883 | 0
LCP_Inputs_ON_Electric_Howarth_2023_05_05 | 2041 | O/CCGT - CH4 Existing | Crossload | Electricity | MI | Dispatch-Crossload | VOM | 0 | [6 empty] | 0.43883 | 0
LCP_Inputs_ON_Electric_Howarth_2023_05_05 | 2041 | O/CCGT - CH4 Existing | Crossload | Electricity | NY | Dispatch-Crossload | EmissionsCost | 0 | [6 empty] | 0.43883 | 0
LCP_Inputs_ON_Electric_Howarth_2023_05_05 | 2041 | O/CCGT - CH4 Existing | Crossload | Electricity | NY | Dispatch-Crossload | FuelCost | 0 | [6 empty] | 0.43883 | 0
LCP_Inputs_ON_Electric_Howarth_2023_05_05 | 2041 | O/CCGT - CH4 Existing | Crossload | Electricity | NY | Dispatch-Crossload | VOM | 0 | [6 empty] | 0.43883 | 0
LCP_Inputs_ON_Electric_Howarth_2023_05_05 | 2041 | O/CCGT - CH4 Existing | Crossload | Electricity | ON | Dispatch-Crossload | EmissionsCost | 4102217.4246 | [6 empty] | 0.43883 | 1800190.8491
LCP_Inputs_ON_Electric_Howarth_2023_05_05 | 2041 | O/CCGT - CH4 Existing | Crossload | Electricity | ON | Dispatch-Crossload | FuelCost | 0 | [6 empty] | 0.43883 | 0
LCP_Inputs_ON_Electric_Howarth_2023_05_05 | 2041 | O/CCGT - CH4 Existing | Crossload | Electricity | ON | Dispatch-Crossload | VOM | 145942.0715 | [6 empty] | 0.43883 | 64044.2849
LCP_Inputs_ON_Electric_Howarth_2023_05_05 | 2041 | O/CCGT - CH4 Existing | Crossload | Electricity | PJ | Dispatch-Crossload | EmissionsCost | 0 | [6 empty] | 0.43883 | 0
LCP_Inputs_ON_Electric_Howarth_2023_05_05 | 2041 | O/CCGT - CH4 Existing | Crossload | Electricity | PJ | Dispatch-Crossload | FuelCost | 0 | [6 empty] | 0.43883 | 0
LCP_Inputs_ON_Electric_Howarth_2023_05_05 | 2041 | O/CCGT - CH4 Existing | Crossload | Electricity | PJ | Dispatch-Crossload | VOM | 0 | [6 empty] | 0.43883 | 0
LCP_Inputs_ON_Electric_Howarth_2023_05_05 | 2041 | O/CCGT - CH4 Existing | Crossload | Electricity | QC | Dispatch-Crossload | EmissionsCost | 0 | [6 empty] | 0.43883 | 0
LCP_Inputs_ON_Electric_Howarth_2023_05_05 | 2041 | O/CCGT - CH4 Existing | Crossload | Electricity | QC | Dispatch-Crossload | FuelCost | 0 | [6 empty] | 0.43883 | 0
LCP_Inputs_ON_Electric_Howarth_2023_05_05 | 2041 | O/CCGT - CH4 Existing | Crossload | Electricity | QC | Dispatch-Crossload | VOM | 0 | [6 empty] | 0.43883 | 0
LCP_Inputs_ON_Electric_Howarth_2023_05_05 | 2041 | O/CCGT - CH4 Existing | Crossload | Electricity | WC | Dispatch-Crossload | EmissionsCost | 0 | [6 empty] | 0.43883 | 0
LCP_Inputs_ON_Electric_Howarth_2023_05_05 | 2041 | O/CCGT - CH4 Existing | Crossload | Electricity | WC | Dispatch-Crossload | FuelCost | 0 | [6 empty] | 0.43883 | 0
LCP_Inputs_ON_Electric_Howarth_2023_05_05 | 2041 | O/CCGT - CH4 Existing | Crossload | Electricity | WC | Dispatch-Crossload | VOM | 0 | [6 empty] | 0.43883 | 0
LCP_Inputs_ON_Electric_Howarth_2023_05_05 | 2041 | O/CCGT - CH4 New | Crossload | Electricity | MI | Dispatch-Crossload | EmissionsCost | 0 | [6 empty] | 0.43883 | 0
LCP_Inputs_ON_Electric_Howarth_2023_05_05 | 2041 | O/CCGT - CH4 New | Crossload | Electricity | MI | Dispatch-Crossload | FuelCost | 0 | [6 empty] | 0.43883 | 0
LCP_Inputs_ON_Electric_Howarth_2023_05_05 | 2041 | O/CCGT - CH4 New | Crossload | Electricity | MI | Dispatch-Crossload | VOM | 0 | [6 empty] | 0.43883 | 0
LCP_Inputs_ON_Electric_Howarth_2023_05_05 | 2041 | O/CCGT - CH4 New | Crossload | Electricity | NY | Dispatch-Crossload | EmissionsCost | 0 | [6 empty] | 0.43883 | 0
LCP_Inputs_ON_Electric_Howarth_2023_05_05 | 2041 | O/CCGT - CH4 New | Crossload | Electricity | NY | Dispatch-Crossload | FuelCost | 0 | [6 empty] | 0.43883 | 0
LCP_Inputs_ON_Electric_Howarth_2023_05_05 | 2041 | O/CCGT - CH4 New | Crossload | Electricity | NY | Dispatch-Crossload | VOM | 0 | [6 empty] | 0.43883 | 0
LCP_Inputs_ON_Electric_Howarth_2023_05_05 | 2041 | O/CCGT - CH4 New | Crossload | Electricity | ON | Dispatch-Crossload | EmissionsCost | 1412953.2475 | [6 empty] | 0.43883 | 620051.3632
LCP_Inputs_ON_Electric_Howarth_2023_05_05 | 2041 | O/CCGT - CH4 New | Crossload | Electricity | ON | Dispatch-Crossload | FuelCost | 0 | [6 empty] | 0.43883 | 0
LCP_Inputs_ON_Electric_Howarth_2023_05_05 | 2041 | O/CCGT - CH4 New | Crossload | Electricity | ON | Dispatch-Crossload | VOM | 50267.7704 | [6 empty] | 0.43883 | 22059.1868
LCP_Inputs_ON_Electric_Howarth_2023_05_05 | 2041 | O/CCGT - CH4 New | Crossload | Electricity | PJ | Dispatch-Crossload | EmissionsCost | 0 | [6 empty] | 0.43883 | 0
LCP_Inputs_ON_Electric_Howarth_2023_05_05 | 2041 | O/CCGT - CH4 New | Crossload | Electricity | PJ | Dispatch-Crossload | FuelCost | 0 | [6 empty] | 0.43883 | 0
LCP_Inputs_ON_Electric_Howarth_2023_05_05 | 2041 | O/CCGT - CH4 New | Crossload | Electricity | PJ | Dispatch-Crossload | VOM | 0 | [6 empty] | 0.43883 | 0
LCP_Inputs_ON_Electric_Howarth_2023_05_05 | 2041 | O/CCGT - CH4 New | Crossload | Electricity | QC | Dispatch-Crossload | EmissionsCost | 0 | [6 empty] | 0.43883 | 0
LCP_Inputs_ON_Electric_Howarth_2023_05_05 | 2041 | O/CCGT - CH4 New | Crossload | Electricity | QC | Dispatch-Crossload | FuelCost | 0 | [6 empty] | 0.43883 | 0
LCP_Inputs_ON_Electric_Howarth_2023_05_05 | 2041 | O/CCGT - CH4 New | Crossload | Electricity | QC | Dispatch-Crossload | VOM | 0 | [6 empty] | 0.43883 | 0
LCP_Inputs_ON_Electric_Howarth_2023_05_05 | 2041 | O/CCGT - CH4 New | Crossload | Electricity | WC | Dispatch-Crossload | EmissionsCost | 0 | [6 empty] | 0.43883 | 0
LCP_Inputs_ON_Electric_Howarth_2023_05_05 | 2041 | O/CCGT - CH4 New | Crossload | Electricity | WC | Dispatch-Crossload | FuelCost | 0 | [6 empty] | 0.43883 | 0
LCP_Inputs_ON_Electric_Howarth_2023_05_05 | 2041 | O/CCGT - CH4 New | Crossload | Electricity | WC | Dispatch-Crossload | VOM | 0 | [6 empty] | 0.43883 | 0
LCP_Inputs_ON_Electric_Howarth_2023_05_05 | 2041 | O/CCGT - H2 New | Crossload | Electricity | MI | Dispatch-Crossload | EmissionsCost | 0 | [6 empty] | 0.43883 | 0
LCP_Inputs_ON_Electric_Howarth_2023_05_05 | 2041 | O/CCGT - H2 New | Crossload | Electricity | MI | Dispatch-Crossload | FuelCost | 0 | [6 empty] | 0.43883 | 0
LCP_Inputs_ON_Electric_Howarth_2023_05_05 | 2041 | O/CCGT - H2 New | Crossload | Electricity | MI | Dispatch-Crossload | VOM | 0 | [6 empty] | 0.43883 | 0
LCP_Inputs_ON_Electric_Howarth_2023_05_05 | 2041 | O/CCGT - H2 New | Crossload | Electricity | NY | Dispatch-Crossload | EmissionsCost | 0 | [6 empty] | 0.43883 | 0
LCP_Inputs_ON_Electric_Howarth_2023_05_05 | 2041 | O/CCGT - H2 New | Crossload | Electricity | NY | Dispatch-Crossload | FuelCost | 0 | [6 empty] | 0.43883 | 0
LCP_Inputs_ON_Electric_Howarth_2023_05_05 | 2041 | O/CCGT - H2 New | Crossload | Electricity | NY | Dispatch-Crossload | VOM | 0 | [6 empty] | 0.43883 | 0
LCP_Inputs_ON_Electric_Howarth_2023_05_05 | 2041 | O/CCGT - H2 New | Crossload | Electricity | ON | Dispatch-Crossload | EmissionsCost | 0 | [6 empty] | 0.43883 | 0
LCP_Inputs_ON_Electric_Howarth_2023_05_05 | 2041 | O/CCGT - H2 New | Crossload | Electricity | ON | Dispatch-Crossload | FuelCost | 0 | [6 empty] | 0.43883 | 0
LCP_Inputs_ON_Electric_Howarth_2023_05_05 | 2041 | O/CCGT - H2 New | Crossload | Electricity | ON | Dispatch-Crossload | VOM | 1216577.8169 | [6 empty] | 0.43883 | 533875.2257
LCP_Inputs_ON_Electric_Howarth_2023_05_05 | 2041 | O/CCGT - H2 New | Crossload | Electricity | PJ | Dispatch-Crossload | EmissionsCost | 0 | [6 empty] | 0.43883 | 0
LCP_Inputs_ON_Electric_Howarth_2023_05_05 | 2041 | O/CCGT - H2 New | Crossload | Electricity | PJ | Dispatch-Crossload | FuelCost | 0 | [6 empty] | 0.43883 | 0
LCP_Inputs_ON_Electric_Howarth_2023_05_05 | 2041 | O/CCGT - H2 New | Crossload | Electricity | PJ | Dispatch-Crossload | VOM | 0 | [6 empty] | 0.43883 | 0
LCP_Inputs_ON_Electric_Howarth_2023_05_05 | 2041 | O/CCGT - H2 New | Crossload | Electricity | QC | Dispatch-Crossload | EmissionsCost | 0 | [6 empty] | 0.43883 | 0
LCP_Inputs_ON_Electric_Howarth_2023_05_05 | 2041 | O/CCGT - H2 New | Crossload | Electricity | QC | Dispatch-Crossload | FuelCost | 0 | [6 empty] | 0.43883 | 0
LCP_Inputs_ON_Electric_Howarth_2023_05_05 | 2041 | O/CCGT - H2 New | Crossload | Electricity | QC | Dispatch-Crossload | VOM | 0 | [6 empty] | 0.43883 | 0
LCP_Inputs_ON_Electric_Howarth_2023_05_05 | 2041 | O/CCGT - H2 New | Crossload | Electricity | WC | Dispatch-Crossload | EmissionsCost | 0 | [6 empty] | 0.43883 | 0
LCP_Inputs_ON_Electric_Howarth_2023_05_05 | 2041 | O/CCGT - H2 New | Crossload | Electricity | WC | Dispatch-Crossload | FuelCost | 0 | [6 empty] | 0.43883 | 0
LCP_Inputs_ON_Electric_Howarth_2023_05_05 | 2041 | O/CCGT - H2 New | Crossload | Electricity | WC | Dispatch-Crossload | VOM | 0 | [6 empty] | 0.43883 | 0
LCP_Inputs_ON_Electric_Howarth_2023_05_05 | 2041 | SMR CCS | Generation | Hydrogen | MI | Dispatch-Generation | EmissionsCost | 0 | [6 empty] | 0.43883 | 0
LCP_Inputs_ON_Electric_Howarth_2023_05_05 | 2041 | SMR CCS | Generation | Hydrogen | MI | Dispatch-Generation | FuelCost | 0 | [6 empty] | 0.43883 | 0
LCP_Inputs_ON_Electric_Howarth_2023_05_05 | 2041 | SMR CCS | Generation | Hydrogen | MI | Dispatch-Generation | VOM | 0 | [6 empty] | 0.43883 | 0
LCP_Inputs_ON_Electric_Howarth_2023_05_05 | 2041 | SMR CCS | Generation | Hydrogen | NY | Dispatch-Generation | EmissionsCost | 0 | [6 empty] | 0.43883 | 0
LCP_Inputs_ON_Electric_Howarth_2023_05_05 | 2041 | SMR CCS | Generation | Hydrogen | NY | Dispatch-Generation | FuelCost | 0 | [6 empty] | 0.43883 | 0
LCP_Inputs_ON_Electric_Howarth_2023_05_05 | 2041 | SMR CCS | Generation | Hydrogen | NY | Dispatch-Generation | VOM | 0 | [6 empty] | 0.43883 | 0
LCP_Inputs_ON_Electric_Howarth_2023_05_05 | 2041 | SMR CCS | Generation | Hydrogen | ON | Dispatch-Generation | EmissionsCost | 1007144.5083 | [6 empty] | 0.43883 | 441968.8524
LCP_Inputs_ON_Electric_Howarth_2023_05_05 | 2041 | SMR CCS | Generation | Hydrogen | ON | Dispatch-Generation | FuelCost | 457300.2332 | [6 empty] | 0.43883 | 200678.7086
LCP_Inputs_ON_Electric_Howarth_2023_05_05 | 2041 | SMR CCS | Generation | Hydrogen | ON | Dispatch-Generation | VOM | 0 | [6 empty] | 0.43883 | 0
LCP_Inputs_ON_Electric_Howarth_2023_05_05 | 2041 | SMR CCS | Generation | Hydrogen | PJ | Dispatch-Generation | EmissionsCost | 0 | [6 empty] | 0.43883 | 0
LCP_Inputs_ON_Electric_Howarth_2023_05_05 | 2041 | SMR CCS | Generation | Hydrogen | PJ | Dispatch-Generation | FuelCost | 0 | [6 empty] | 0.43883 | 0
LCP_Inputs_ON_Electric_Howarth_2023_05_05 | 2041 | SMR CCS | Generation | Hydrogen | PJ | Dispatch-Generation | VOM | 0 | [6 empty] | 0.43883 | 0
LCP_Inputs_ON_Electric_Howarth_2023_05_05 | 2041 | SMR CCS | Generation | Hydrogen | QC | Dispatch-Generation | EmissionsCost | 0 | [6 empty] | 0.43883 | 0
LCP_Inputs_ON_Electric_Howarth_2023_05_05 | 2041 | SMR CCS | Generation | Hydrogen | QC | Dispatch-Generation | FuelCost | 0 | [6 empty] | 0.43883 | 0
LCP_Inputs_ON_Electric_Howarth_2023_05_05 | 2041 | SMR CCS | Generation | Hydrogen | QC | Dispatch-Generation | VOM | 0 | [6 empty] | 0.43883 | 0
LCP_Inputs_ON_Electric_Howarth_2023_05_05 | 2041 | SMR CCS | Generation | Hydrogen | WC | Dispatch-Generation | EmissionsCost | 0 | [6 empty] | 0.43883 | 0
LCP_Inputs_ON_Electric_Howarth_2023_05_05 | 2041 | SMR CCS | Generation | Hydrogen | WC | Dispatch-Generation | FuelCost | 0 | [6 empty] | 0.43883 | 0
LCP_Inputs_ON_Electric_Howarth_2023_05_05 | 2041 | SMR CCS | Generation | Hydrogen | WC | Dispatch-Generation | VOM | 0 | [6 empty] | 0.43883 | 0
LCP_Inputs_ON_Electric_Howarth_2023_05_05 | 2041 | Solar PV | Generation | Electricity | MI | Dispatch-Generation | EmissionsCost | 0 | [6 empty] | 0.43883 | 0
LCP_Inputs_ON_Electric_Howarth_2023_05_05 | 2041 | Solar PV | Generation | Electricity | MI | Dispatch-Generation | FuelCost | 0 | [6 empty] | 0.43883 | 0
LCP_Inputs_ON_Electric_Howarth_2023_05_05 | 2041 | Solar PV | Generation | Electricity | MI | Dispatch-Generation | VOM | 0 | [6 empty] | 0.43883 | 0
LCP_Inputs_ON_Electric_Howarth_2023_05_05 | 2041 | Solar PV | Generation | Electricity | NY | Dispatch-Generation | EmissionsCost | 0 | [6 empty] | 0.43883 | 0
LCP_Inputs_ON_Electric_Howarth_2023_05_05 | 2041 | Solar PV | Generation | Electricity | NY | Dispatch-Generation | FuelCost | 0 | [6 empty] | 0.43883 | 0
LCP_Inputs_ON_Electric_Howarth_2023_05_05 | 2041 | Solar PV | Generation | Electricity | NY | Dispatch-Generation | VOM | 0 | [6 empty] | 0.43883 | 0
LCP_Inputs_ON_Electric_Howarth_2023_05_05 | 2041 | Solar PV | Generation | Electricity | ON | Dispatch-Generation | EmissionsCost | 0 | [6 empty] | 0.43883 | 0
LCP_Inputs_ON_Electric_Howarth_2023_05_05 | 2041 | Solar PV | Generation | Electricity | ON | Dispatch-Generation | FuelCost | 0 | [6 empty] | 0.43883 | 0
LCP_Inputs_ON_Electric_Howarth_2023_05_05 | 2041 | Solar PV | Generation | Electricity | ON | Dispatch-Generation | VOM | 0 | [6 empty] | 0.43883 | 0
LCP_Inputs_ON_Electric_Howarth_2023_05_05 | 2041 | Solar PV | Generation | Electricity | PJ | Dispatch-Generation | EmissionsCost | 0 | [6 empty] | 0.43883 | 0
LCP_Inputs_ON_Electric_Howarth_2023_05_05 | 2041 | Solar PV | Generation | Electricity | PJ | Dispatch-Generation | FuelCost | 0 | [6 empty] | 0.43883 | 0
LCP_Inputs_ON_Electric_Howarth_2023_05_05 | 2041 | Solar PV | Generation | Electricity | PJ | Dispatch-Generation | VOM | 0 | [6 empty] | 0.43883 | 0
LCP_Inputs_ON_Electric_Howarth_2023_05_05 | 2041 | Solar PV | Generation | Electricity | QC | Dispatch-Generation | EmissionsCost | 0 | [6 empty] | 0.43883 | 0
LCP_Inputs_ON_Electric_Howarth_2023_05_05 | 2041 | Solar PV | Generation | Electricity | QC | Dispatch-Generation | FuelCost | 0 | [6 empty] | 0.43883 | 0
LCP_Inputs_ON_Electric_Howarth_2023_05_05 | 2041 | Solar PV | Generation | Electricity | QC | Dispatch-Generation | VOM | 0 | [6 empty] | 0.43883 | 0
LCP_Inputs_ON_Electric_Howarth_2023_05_05 | 2041 | Solar PV | Generation | Electricity | WC | Dispatch-Generation | EmissionsCost | 0 | [6 empty] | 0.43883 | 0
LCP_Inputs_ON_Electric_Howarth_2023_05_05 | 2041 | Solar PV | Generation | Electricity | WC | Dispatch-Generation | FuelCost | 0 | [6 empty] | 0.43883 | 0
LCP_Inputs_ON_Electric_Howarth_2023_05_05 | 2041 | Solar PV | Generation | Electricity | WC | Dispatch-Generation | VOM | 0 | [6 empty] | 0.43883 | 0
LCP_Inputs_ON_Electric_Howarth_2023_05_05 | 2041 | Wind Offshore | Generation | Electricity | MI | Dispatch-Generation | EmissionsCost | 0 | [6 empty] | 0.43883 | 0
LCP_Inputs_ON_Electric_Howarth_2023_05_05 | 2041 | Wind Offshore | Generation | Electricity | MI | Dispatch-Generation | FuelCost | 0 | [6 empty] | 0.43883 | 0
LCP_Inputs_ON_Electric_Howarth_2023_05_05 | 2041 | Wind Offshore | Generation | Electricity | MI | Dispatch-Generation | VOM | 0 | [6 empty] | 0.43883 | 0
LCP_Inputs_ON_Electric_Howarth_2023_05_05 | 2041 | Wind Offshore | Generation | Electricity | NY | Dispatch-Generation | EmissionsCost | 0 | [6 empty] | 0.43883 | 0
LCP_Inputs_ON_Electric_Howarth_2023_05_05 | 2041 | Wind Offshore | Generation | Electricity | NY | Dispatch-Generation | FuelCost | 0 | [6 empty] | 0.43883 | 0
LCP_Inputs_ON_Electric_Howarth_2023_05_05 | 2041 | Wind Offshore | Generation | Electricity | NY | Dispatch-Generation | VOM | 0 | [6 empty] | 0.43883 | 0
LCP_Inputs_ON_Electric_Howarth_2023_05_05 | 2041 | Wind Offshore | Generation | Electricity | ON | Dispatch-Generation | EmissionsCost | 0 | [6 empty] | 0.43883 | 0
LCP_Inputs_ON_Electric_Howarth_2023_05_05 | 2041 | Wind Offshore | Generation | Electricity | ON | Dispatch-Generation | FuelCost | 0 | [6 empty] | 0.43883 | 0
LCP_Inputs_ON_Electric_Howarth_2023_05_05 | 2041 | Wind Offshore | Generation | Electricity | ON | Dispatch-Generation | VOM | 0 | [6 empty] | 0.43883 | 0
LCP_Inputs_ON_Electric_Howarth_2023_05_05 | 2041 | Wind Offshore | Generation | Electricity | PJ | Dispatch-Generation | EmissionsCost | 0 | [6 empty] | 0.43883 | 0
LCP_Inputs_ON_Electric_Howarth_2023_05_05 | 2041 | Wind Offshore | Generation | Electricity | PJ | Dispatch-Generation | FuelCost | 0 | [6 empty] | 0.43883 | 0
LCP_Inputs_ON_Electric_Howarth_2023_05_05 | 2041 | Wind Offshore | Generation | Electricity | PJ | Dispatch-Generation | VOM | 0 | [6 empty] | 0.43883 | 0
LCP_Inputs_ON_Electric_Howarth_2023_05_05 | 2041 | Wind Offshore | Generation | Electricity | QC | Dispatch-Generation | EmissionsCost | 0 | [6 empty] | 0.43883 | 0
LCP_Inputs_ON_Electric_Howarth_2023_05_05 | 2041 | Wind Offshore | Generation | Electricity | QC | Dispatch-Generation | FuelCost | 0 | [6 empty] | 0.43883 | 0
LCP_Inputs_ON_Electric_Howarth_2023_05_05 | 2041 | Wind Offshore | Generation | Electricity | QC | Dispatch-Generation | VOM | 0 | [6 empty] | 0.43883 | 0
LCP_Inputs_ON_Electric_Howarth_2023_05_05 | 2041 | Wind Offshore | Generation | Electricity | WC | Dispatch-Generation | EmissionsCost | 0 | [6 empty] | 0.43883 | 0
LCP_Inputs_ON_Electric_Howarth_2023_05_05 | 2041 | Wind Offshore | Generation | Electricity | WC | Dispatch-Generation | FuelCost | 0 | [6 empty] | 0.43883 | 0
LCP_Inputs_ON_Electric_Howarth_2023_05_05 | 2041 | Wind Offshore | Generation | Electricity | WC | Dispatch-Generation | VOM | 0 | [6 empty] | 0.43883 | 0
LCP_Inputs_ON_Electric_Howarth_2023_05_05 | 2041 | Wind Onshore | Generation | Electricity | MI | Dispatch-Generation | EmissionsCost | 0 | [6 empty] | 0.43883 | 0
LCP_Inputs_ON_Electric_Howarth_2023_05_05 | 2041 | Wind Onshore | Generation | Electricity | MI | Dispatch-Generation | FuelCost | 0 | [6 empty] | 0.43883 | 0
LCP_Inputs_ON_Electric_Howarth_2023_05_05 | 2041 | Wind Onshore | Generation | Electricity | MI | Dispatch-Generation | VOM | 0 | [6 empty] | 0.43883 | 0
LCP_Inputs_ON_Electric_Howarth_2023_05_05 | 2041 | Wind Onshore | Generation | Electricity | NY | Dispatch-Generation | EmissionsCost | 0 | [6 empty] | 0.43883 | 0
LCP_Inputs_ON_Electric_Howarth_2023_05_05 | 2041 | Wind Onshore | Generation | Electricity | NY | Dispatch-Generation | FuelCost | 0 | [6 empty] | 0.43883 | 0
LCP_Inputs_ON_Electric_Howarth_2023_05_05 | 2041 | Wind Onshore | Generation | Electricity | NY | Dispatch-Generation | VOM | 0 | [6 empty] | 0.43883 | 0
LCP_Inputs_ON_Electric_Howarth_2023_05_05 | 2041 | Wind Onshore | Generation | Electricity | ON | Dispatch-Generation | EmissionsCost | 0 | [6 empty] | 0.43883 | 0
LCP_Inputs_ON_Electric_Howarth_2023_05_05 | 2041 | Wind Onshore | Generation | Electricity | ON | Dispatch-Generation | FuelCost | 0 | [6 empty] | 0.43883 | 0
LCP_Inputs_ON_Electric_Howarth_2023_05_05 | 2041 | Wind Onshore | Generation | Electricity | ON | Dispatch-Generation | VOM | 0 | [6 empty] | 0.43883 | 0
LCP_Inputs_ON_Electric_Howarth_2023_05_05 | 2041 | Wind Onshore | Generation | Electricity | PJ | Dispatch-Generation | EmissionsCost | 0 | [6 empty] | 0.43883 | 0
LCP_Inputs_ON_Electric_Howarth_2023_05_05 | 2041 | Wind Onshore | Generation | Electricity | PJ | Dispatch-Generation | FuelCost | 0 | [6 empty] | 0.43883 | 0
LCP_Inputs_ON_Electric_Howarth_2023_05_05 | 2041 | Wind Onshore | Generation | Electricity | PJ | Dispatch-Generation | VOM | 0 | [6 empty] | 0.43883 | 0
LCP_Inputs_ON_Electric_Howarth_2023_05_05 | 2041 | Wind Onshore | Generation | Electricity | QC | Dispatch-Generation | EmissionsCost | 0 | [6 empty] | 0.43883 | 0
LCP_Inputs_ON_Electric_Howarth_2023_05_05 | 2041 | Wind Onshore | Generation | Electricity | QC | Dispatch-Generation | FuelCost | 0 | [6 empty] | 0.43883 | 0
LCP_Inputs_ON_Electric_Howarth_2023_05_05 | 2041 | Wind Onshore | Generation | Electricity | QC | Dispatch-Generation | VOM | 0 | [6 empty] | 0.43883 | 0
LCP_Inputs_ON_Electric_Howarth_2023_05_05 | 2041 | Wind Onshore | Generation | Electricity | WC | Dispatch-Generation | EmissionsCost | 0 | [6 empty] | 0.43883 | 0
LCP_Inputs_ON_Electric_Howarth_2023_05_05 | 2041 | Wind Onshore | Generation | Electricity | WC | Dispatch-Generation | FuelCost | 0 | [6 empty] | 0.43883 | 0
LCP_Inputs_ON_Electric_Howarth_2023_05_05 | 2041 | Wind Onshore | Generation | Electricity | WC | Dispatch-Generation | VOM | 0 | [6 empty] | 0.43883 | 0
LCP_Inputs_ON_Electric_Howarth_2023_05_05 | 2042 | Anaerobic Digestion | Generation | Methane | MI | Dispatch-Generation | EmissionsCost | 0 | [6 empty] | 0.42196 | 0
LCP_Inputs_ON_Electric_Howarth_2023_05_05 | 2042 | Anaerobic Digestion | Generation | Methane | MI | Dispatch-Generation | FuelCost | 0 | [6 empty] | 0.42196 | 0
LCP_Inputs_ON_Electric_Howarth_2023_05_05 | 2042 | Anaerobic Digestion | Generation | Methane | MI | Dispatch-Generation | VOM | 0 | [6 empty] | 0.42196 | 0
LCP_Inputs_ON_Electric_Howarth_2023_05_05 | 2042 | Anaerobic Digestion | Generation | Methane | NY | Dispatch-Generation | EmissionsCost | 0 | [6 empty] | 0.42196 | 0
LCP_Inputs_ON_Electric_Howarth_2023_05_05 | 2042 | Anaerobic Digestion | Generation | Methane | NY | Dispatch-Generation | FuelCost | 0 | [6 empty] | 0.42196 | 0
LCP_Inputs_ON_Electric_Howarth_2023_05_05 | 2042 | Anaerobic Digestion | Generation | Methane | NY | Dispatch-Generation | VOM | 0 | [6 empty] | 0.42196 | 0
LCP_Inputs_ON_Electric_Howarth_2023_05_05 | 2042 | Anaerobic Digestion | Generation | Methane | ON | Dispatch-Generation | EmissionsCost | 4244873.9669 | [6 empty] | 0.42196 | 1791147.436
LCP_Inputs_ON_Electric_Howarth_2023_05_05 | 2042 | Anaerobic Digestion | Generation | Methane | ON | Dispatch-Generation | FuelCost | 0 | [6 empty] | 0.42196 | 0
LCP_Inputs_ON_Electric_Howarth_2023_05_05 | 2042 | Anaerobic Digestion | Generation | Methane | ON | Dispatch-Generation | VOM | 1125040000 | [6 empty] | 0.42196 | 474716688.1974
LCP_Inputs_ON_Electric_Howarth_2023_05_05 | 2042 | Anaerobic Digestion | Generation | Methane | PJ | Dispatch-Generation | EmissionsCost | 0 | [6 empty] | 0.42196 | 0
LCP_Inputs_ON_Electric_Howarth_2023_05_05 | 2042 | Anaerobic Digestion | Generation | Methane | PJ | Dispatch-Generation | FuelCost | 0 | [6 empty] | 0.42196 | 0
LCP_Inputs_ON_Electric_Howarth_2023_05_05 | 2042 | Anaerobic Digestion | Generation | Methane | PJ | Dispatch-Generation | VOM | 0 | [6 empty] | 0.42196 | 0
LCP_Inputs_ON_Electric_Howarth_2023_05_05 | 2042 | Anaerobic Digestion | Generation | Methane | QC | Dispatch-Generation | EmissionsCost | 0 | [6 empty] | 0.42196 | 0
LCP_Inputs_ON_Electric_Howarth_2023_05_05 | 2042 | Anaerobic Digestion | Generation | Methane | QC | Dispatch-Generation | FuelCost | 0 | [6 empty] | 0.42196 | 0
LCP_Inputs_ON_Electric_Howarth_2023_05_05 | 2042 | Anaerobic Digestion | Generation | Methane | QC | Dispatch-Generation | VOM | 0 | [6 empty] | 0.42196 | 0
LCP_Inputs_ON_Electric_Howarth_2023_05_05 | 2042 | Anaerobic Digestion | Generation | Methane | WC | Dispatch-Generation | EmissionsCost | 0 | [6 empty] | 0.42196 | 0
LCP_Inputs_ON_Electric_Howarth_2023_05_05 | 2042 | Anaerobic Digestion | Generation | Methane | WC | Dispatch-Generation | FuelCost | 0 | [6 empty] | 0.42196 | 0
LCP_Inputs_ON_Electric_Howarth_2023_05_05 | 2042 | Anaerobic Digestion | Generation | Methane | WC | Dispatch-Generation | VOM | 0 | [6 empty] | 0.42196 | 0
LCP_Inputs_ON_Electric_Howarth_2023_05_05 | 2042 | Battery Storage | Storage | Electricity | MI | Dispatch-Storage | EmissionsCost | 0 | [6 empty] | 0.42196 | 0
LCP_Inputs_ON_Electric_Howarth_2023_05_05 | 2042 | Battery Storage | Storage | Electricity | MI | Dispatch-Storage | FuelCost | 0 | [6 empty] | 0.42196 | 0
LCP_Inputs_ON_Electric_Howarth_2023_05_05 | 2042 | Battery Storage | Storage | Electricity | MI | Dispatch-Storage | VOM | 0 | [6 empty] | 0.42196 | 0
LCP_Inputs_ON_Electric_Howarth_2023_05_05 | 2042 | Battery Storage | Storage | Electricity | NY | Dispatch-Storage | EmissionsCost | 0 | [6 empty] | 0.42196 | 0
LCP_Inputs_ON_Electric_Howarth_2023_05_05 | 2042 | Battery Storage | Storage | Electricity | NY | Dispatch-Storage | FuelCost | 0 | [6 empty] | 0.42196 | 0
LCP_Inputs_ON_Electric_Howarth_2023_05_05 | 2042 | Battery Storage | Storage | Electricity | NY | Dispatch-Storage | VOM | 0 | [6 empty] | 0.42196 | 0
LCP_Inputs_ON_Electric_Howarth_2023_05_05 | 2042 | Battery Storage | Storage | Electricity | ON | Dispatch-Storage | EmissionsCost | 0 | [6 empty] | 0.42196 | 0
LCP_Inputs_ON_Electric_Howarth_2023_05_05 | 2042 | Battery Storage | Storage | Electricity | ON | Dispatch-Storage | FuelCost | 0 | [6 empty] | 0.42196 | 0
LCP_Inputs_ON_Electric_Howarth_2023_05_05 | 2042 | Battery Storage | Storage | Electricity | ON | Dispatch-Storage | VOM | 0 | [6 empty] | 0.42196 | 0
LCP_Inputs_ON_Electric_Howarth_2023_05_05 | 2042 | Battery Storage | Storage | Electricity | PJ | Dispatch-Storage | EmissionsCost | 0 | [6 empty] | 0.42196 | 0
LCP_Inputs_ON_Electric_Howarth_2023_05_05 | 2042 | Battery Storage | Storage | Electricity | PJ | Dispatch-Storage | FuelCost | 0 | [6 empty] | 0.42196 | 0
LCP_Inputs_ON_Electric_Howarth_2023_05_05 | 2042 | Battery Storage | Storage | Electricity | PJ | Dispatch-Storage | VOM | 0 | [6 empty] | 0.42196 | 0
LCP_Inputs_ON_Electric_Howarth_2023_05_05 | 2042 | Battery Storage | Storage | Electricity | QC | Dispatch-Storage | EmissionsCost | 0 | [6 empty] | 0.42196 | 0
LCP_Inputs_ON_Electric_Howarth_2023_05_05 | 2042 | Battery Storage | Storage | Electricity | QC | Dispatch-Storage | FuelCost | 0 | [6 empty] | 0.42196 | 0
LCP_Inputs_ON_Electric_Howarth_2023_05_05 | 2042 | Battery Storage | Storage | Electricity | QC | Dispatch-Storage | VOM | 0 | [6 empty] | 0.42196 | 0
LCP_Inputs_ON_Electric_Howarth_2023_05_05 | 2042 | Battery Storage | Storage | Electricity | WC | Dispatch-Storage | EmissionsCost | 0 | [6 empty] | 0.42196 | 0
LCP_Inputs_ON_Electric_Howarth_2023_05_05 | 2042 | Battery Storage | Storage | Electricity | WC | Dispatch-Storage | FuelCost | 0 | [6 empty] | 0.42196 | 0
LCP_Inputs_ON_Electric_Howarth_2023_05_05 | 2042 | Battery Storage | Storage | Electricity | WC | Dispatch-Storage | VOM | 0 | [6 empty] | 0.42196 | 0
LCP_Inputs_ON_Electric_Howarth_2023_05_05 | 2042 | Biomass | Generation | Electricity | MI | Dispatch-Generation | EmissionsCost | 0 | [6 empty] | 0.42196 | 0
LCP_Inputs_ON_Electric_Howarth_2023_05_05 | 2042 | Biomass | Generation | Electricity | MI | Dispatch-Generation | FuelCost | 0 | [6 empty] | 0.42196 | 0
LCP_Inputs_ON_Electric_Howarth_2023_05_05 | 2042 | Biomass | Generation | Electricity | MI | Dispatch-Generation | VOM | 0 | [6 empty] | 0.42196 | 0
LCP_Inputs_ON_Electric_Howarth_2023_05_05 | 2042 | Biomass | Generation | Electricity | NY | Dispatch-Generation | EmissionsCost | 0 | [6 empty] | 0.42196 | 0
LCP_Inputs_ON_Electric_Howarth_2023_05_05 | 2042 | Biomass | Generation | Electricity | NY | Dispatch-Generation | FuelCost | 0 | [6 empty] | 0.42196 | 0
LCP_Inputs_ON_Electric_Howarth_2023_05_05 | 2042 | Biomass | Generation | Electricity | NY | Dispatch-Generation | VOM | 0 | [6 empty] | 0.42196 | 0
LCP_Inputs_ON_Electric_Howarth_2023_05_05 | 2042 | Biomass | Generation | Electricity | ON | Dispatch-Generation | EmissionsCost | 0 | [6 empty] | 0.42196 | 0
LCP_Inputs_ON_Electric_Howarth_2023_05_05 | 2042 | Biomass | Generation | Electricity | ON | Dispatch-Generation | FuelCost | 2449112.7273 | [6 empty] | 0.42196 | 1033416.3078
LCP_Inputs_ON_Electric_Howarth_2023_05_05 | 2042 | Biomass | Generation | Electricity | ON | Dispatch-Generation | VOM | 31430.28 | [6 empty] | 0.42196 | 13262.1759
LCP_Inputs_ON_Electric_Howarth_2023_05_05 | 2042 | Biomass | Generation | Electricity | PJ | Dispatch-Generation | EmissionsCost | 0 | [6 empty] | 0.42196 | 0
LCP_Inputs_ON_Electric_Howarth_2023_05_05 | 2042 | Biomass | Generation | Electricity | PJ | Dispatch-Generation | FuelCost | 0 | [6 empty] | 0.42196 | 0
LCP_Inputs_ON_Electric_Howarth_2023_05_05 | 2042 | Biomass | Generation | Electricity | PJ | Dispatch-Generation | VOM | 0 | [6 empty] | 0.42196 | 0
LCP_Inputs_ON_Electric_Howarth_2023_05_05 | 2042 | Biomass | Generation | Electricity | QC | Dispatch-Generation | EmissionsCost | 0 | [6 empty] | 0.42196 | 0
LCP_Inputs_ON_Electric_Howarth_2023_05_05 | 2042 | Biomass | Generation | Electricity | QC | Dispatch-Generation | FuelCost | 128334.5455 | [6 empty] | 0.42196 | 54151.4527
LCP_Inputs_ON_Electric_Howarth_2023_05_05 | 2042 | Biomass | Generation | Electricity | QC | Dispatch-Generation | VOM | 1646.96 | [6 empty] | 0.42196 | 694.9436
LCP_Inputs_ON_Electric_Howarth_2023_05_05 | 2042 | Biomass | Generation | Electricity | WC | Dispatch-Generation | EmissionsCost | 0 | [6 empty] | 0.42196 | 0
LCP_Inputs_ON_Electric_Howarth_2023_05_05 | 2042 | Biomass | Generation | Electricity | WC | Dispatch-Generation | FuelCost | 0 | [6 empty] | 0.42196 | 0
LCP_Inputs_ON_Electric_Howarth_2023_05_05 | 2042 | Biomass | Generation | Electricity | WC | Dispatch-Generation | VOM | 0 | [6 empty] | 0.42196 | 0
LCP_Inputs_ON_Electric_Howarth_2023_05_05 | 2042 | Biomass + CCS | Generation | Electricity | MI | Dispatch-Generation | EmissionsCost | 0 | [6 empty] | 0.42196 | 0
LCP_Inputs_ON_Electric_Howarth_2023_05_05 | 2042 | Biomass + CCS | Generation | Electricity | MI | Dispatch-Generation | FuelCost | 0 | [6 empty] | 0.42196 | 0
LCP_Inputs_ON_Electric_Howarth_2023_05_05 | 2042 | Biomass + CCS | Generation | Electricity | MI | Dispatch-Generation | VOM | 0 | [6 empty] | 0.42196 | 0
LCP_Inputs_ON_Electric_Howarth_2023_05_05 | 2042 | Biomass + CCS | Generation | Electricity | NY | Dispatch-Generation | EmissionsCost | 0 | [6 empty] | 0.42196 | 0
LCP_Inputs_ON_Electric_Howarth_2023_05_05 | 2042 | Biomass + CCS | Generation | Electricity | NY | Dispatch-Generation | FuelCost | 0 | [6 empty] | 0.42196 | 0
LCP_Inputs_ON_Electric_Howarth_2023_05_05 | 2042 | Biomass + CCS | Generation | Electricity | NY | Dispatch-Generation | VOM | 0 | [6 empty] | 0.42196 | 0
LCP_Inputs_ON_Electric_Howarth_2023_05_05 | 2042 | Biomass + CCS | Generation | Electricity | ON | Dispatch-Generation | EmissionsCost | -566815549.8142 | [6 empty] | 0.42196 | -239170874.4814
LCP_Inputs_ON_Electric_Howarth_2023_05_05 | 2042 | Biomass + CCS | Generation | Electricity | ON | Dispatch-Generation | FuelCost | 456060730.9091 | [6 empty] | 0.42196 | 192437282.0469
LCP_Inputs_ON_Electric_Howarth_2023_05_05 | 2042 | Biomass + CCS | Generation | Electricity | ON | Dispatch-Generation | VOM | 3546136.7278 | [6 empty] | 0.42196 | 1496311.4941
LCP_Inputs_ON_Electric_Howarth_2023_05_05 | 2042 | Biomass + CCS | Generation | Electricity | PJ | Dispatch-Generation | EmissionsCost | 0 | [6 empty] | 0.42196 | 0
LCP_Inputs_ON_Electric_Howarth_2023_05_05 | 2042 | Biomass + CCS | Generation | Electricity | PJ | Dispatch-Generation | FuelCost | 0 | [6 empty] | 0.42196 | 0
LCP_Inputs_ON_Electric_Howarth_2023_05_05 | 2042 | Biomass + CCS | Generation | Electricity | PJ | Dispatch-Generation | VOM | 0 | [6 empty] | 0.42196 | 0
LCP_Inputs_ON_Electric_Howarth_2023_05_05 | 2042 | Biomass + CCS | Generation | Electricity | QC | Dispatch-Generation | EmissionsCost | 0 | [6 empty] | 0.42196 | 0
LCP_Inputs_ON_Electric_Howarth_2023_05_05 | 2042 | Biomass + CCS | Generation | Electricity | QC | Dispatch-Generation | FuelCost | 0 | [6 empty] | 0.42196 | 0
LCP_Inputs_ON_Electric_Howarth_2023_05_05 | 2042 | Biomass + CCS | Generation | Electricity | QC | Dispatch-Generation | VOM | 0 | [6 empty] | 0.42196 | 0
LCP_Inputs_ON_Electric_Howarth_2023_05_05 | 2042 | Biomass + CCS | Generation | Electricity | WC | Dispatch-Generation | EmissionsCost | 0 | [6 empty] | 0.42196 | 0
LCP_Inputs_ON_Electric_Howarth_2023_05_05 | 2042 | Biomass + CCS | Generation | Electricity | WC | Dispatch-Generation | FuelCost | 0 | [6 empty] | 0.42196 | 0
LCP_Inputs_ON_Electric_Howarth_2023_05_05 | 2042 | Biomass + CCS | Generation | Electricity | WC | Dispatch-Generation | VOM | 0 | [6 empty] | 0.42196 | 0
LCP_Inputs_ON_Electric_Howarth_2023_05_05 | 2042 | CH4 + CCS | Generation | Methane | MI | Dispatch-Generation | EmissionsCost | 0 | [6 empty] | 0.42196 | 0
LCP_Inputs_ON_Electric_Howarth_2023_05_05 | 2042 | CH4 + CCS | Generation | Methane | MI | Dispatch-Generation | FuelCost | 0 | [6 empty] | 0.42196 | 0
LCP_Inputs_ON_Electric_Howarth_2023_05_05 | 2042 | CH4 + CCS | Generation | Methane | MI | Dispatch-Generation | VOM | 0 | [6 empty] | 0.42196 | 0
LCP_Inputs_ON_Electric_Howarth_2023_05_05 | 2042 | CH4 + CCS | Generation | Methane | NY | Dispatch-Generation | EmissionsCost | 0 | [6 empty] | 0.42196 | 0
LCP_Inputs_ON_Electric_Howarth_2023_05_05 | 2042 | CH4 + CCS | Generation | Methane | NY | Dispatch-Generation | FuelCost | 0 | [6 empty] | 0.42196 | 0
LCP_Inputs_ON_Electric_Howarth_2023_05_05 | 2042 | CH4 + CCS | Generation | Methane | NY | Dispatch-Generation | VOM | 0 | [6 empty] | 0.42196 | 0
LCP_Inputs_ON_Electric_Howarth_2023_05_05 | 2042 | CH4 + CCS | Generation | Methane | ON | Dispatch-Generation | EmissionsCost | 84395478.3721 | [6 empty] | 0.42196 | 35611126.708
LCP_Inputs_ON_Electric_Howarth_2023_05_05 | 2042 | CH4 + CCS | Generation | Methane | ON | Dispatch-Generation | FuelCost | 271488076.3116 | [6 empty] | 0.42196 | 114555856.2111
LCP_Inputs_ON_Electric_Howarth_2023_05_05 | 2042 | CH4 + CCS | Generation | Methane | ON | Dispatch-Generation | VOM | 25812098.3333 | [6 empty] | 0.42196 | 10891553.9325
LCP_Inputs_ON_Electric_Howarth_2023_05_05 | 2042 | CH4 + CCS | Generation | Methane | PJ | Dispatch-Generation | EmissionsCost | 0 | [6 empty] | 0.42196 | 0
LCP_Inputs_ON_Electric_Howarth_2023_05_05 | 2042 | CH4 + CCS | Generation | Methane | PJ | Dispatch-Generation | FuelCost | 0 | [6 empty] | 0.42196 | 0
LCP_Inputs_ON_Electric_Howarth_2023_05_05 | 2042 | CH4 + CCS | Generation | Methane | PJ | Dispatch-Generation | VOM | 0 | [6 empty] | 0.42196 | 0
LCP_Inputs_ON_Electric_Howarth_2023_05_05 | 2042 | CH4 + CCS | Generation | Methane | QC | Dispatch-Generation | EmissionsCost | 0 | [6 empty] | 0.42196 | 0
LCP_Inputs_ON_Electric_Howarth_2023_05_05 | 2042 | CH4 + CCS | Generation | Methane | QC | Dispatch-Generation | FuelCost | 0 | [6 empty] | 0.42196 | 0
LCP_Inputs_ON_Electric_Howarth_2023_05_05 | 2042 | CH4 + CCS | Generation | Methane | QC | Dispatch-Generation | VOM | 0 | [6 empty] | 0.42196 | 0
LCP_Inputs_ON_Electric_Howarth_2023_05_05 | 2042 | CH4 + CCS | Generation | Methane | WC | Dispatch-Generation | EmissionsCost | 0 | [6 empty] | 0.42196 | 0
LCP_Inputs_ON_Electric_Howarth_2023_05_05 | 2042 | CH4 + CCS | Generation | Methane | WC | Dispatch-Generation | FuelCost | 0 | [6 empty] | 0.42196 | 0
LCP_Inputs_ON_Electric_Howarth_2023_05_05 | 2042 | CH4 + CCS | Generation | Methane | WC | Dispatch-Generation | VOM | 0 | [6 empty] | 0.42196 | 0
LCP_Inputs_ON_Electric_Howarth_2023_05_05 | 2042 | CH4 Import - NY 2020 | Import | Methane | MI | Dispatch-Import | EmissionsCost | 0 | [6 empty] | 0.42196 | 0
LCP_Inputs_ON_Electric_Howarth_2023_05_05 | 2042 | CH4 Import - NY 2020 | Import | Methane | MI | Dispatch-Import | FuelCost | 0 | [6 empty] | 0.42196 | 0
LCP_Inputs_ON_Electric_Howarth_2023_05_05 | 2042 | CH4 Import - NY 2020 | Import | Methane | MI | Dispatch-Import | VOM | 0 | [6 empty] | 0.42196 | 0
LCP_Inputs_ON_Electric_Howarth_2023_05_05 | 2042 | CH4 Import - NY 2020 | Import | Methane | NY | Dispatch-Import | EmissionsCost | 0 | [6 empty] | 0.42196 | 0
LCP_Inputs_ON_Electric_Howarth_2023_05_05 | 2042 | CH4 Import - NY 2020 | Import | Methane | NY | Dispatch-Import | FuelCost | 0 | [6 empty] | 0.42196 | 0
LCP_Inputs_ON_Electric_Howarth_2023_05_05 | 2042 | CH4 Import - NY 2020 | Import | Methane | NY | Dispatch-Import | VOM | 0 | [6 empty] | 0.42196 | 0
LCP_Inputs_ON_Electric_Howarth_2023_05_05 | 2042 | CH4 Import - NY 2020 | Import | Methane | ON | Dispatch-Import | EmissionsCost | 0 | [6 empty] | 0.42196 | 0
LCP_Inputs_ON_Electric_Howarth_2023_05_05 | 2042 | CH4 Import - NY 2020 | Import | Methane | ON | Dispatch-Import | FuelCost | 0 | [6 empty] | 0.42196 | 0
LCP_Inputs_ON_Electric_Howarth_2023_05_05 | 2042 | CH4 Import - NY 2020 | Import | Methane | ON | Dispatch-Import | VOM | 0 | [6 empty] | 0.42196 | 0
LCP_Inputs_ON_Electric_Howarth_2023_05_05 | 2042 | CH4 Import - NY 2020 | Import | Methane | PJ | Dispatch-Import | EmissionsCost | 0 | [6 empty] | 0.42196 | 0
LCP_Inputs_ON_Electric_Howarth_2023_05_05 | 2042 | CH4 Import - NY 2020 | Import | Methane | PJ | Dispatch-Import | FuelCost | 0 | [6 empty] | 0.42196 | 0
LCP_Inputs_ON_Electric_Howarth_2023_05_05 | 2042 | CH4 Import - NY 2020 | Import | Methane | PJ | Dispatch-Import | VOM | 0 | [6 empty] | 0.42196 | 0
LCP_Inputs_ON_Electric_Howarth_2023_05_05 | 2042 | CH4 Import - NY 2020 | Import | Methane | QC | Dispatch-Import | EmissionsCost | 0 | [6 empty] | 0.42196 | 0
LCP_Inputs_ON_Electric_Howarth_2023_05_05 | 2042 | CH4 Import - NY 2020 | Import | Methane | QC | Dispatch-Import | FuelCost | 0 | [6 empty] | 0.42196 | 0
LCP_Inputs_ON_Electric_Howarth_2023_05_05 | 2042 | CH4 Import - NY 2020 | Import | Methane | QC | Dispatch-Import | VOM | 0 | [6 empty] | 0.42196 | 0
LCP_Inputs_ON_Electric_Howarth_2023_05_05 | 2042 | CH4 Import - NY 2020 | Import | Methane | WC | Dispatch-Import | EmissionsCost | 0 | [6 empty] | 0.42196 | 0
LCP_Inputs_ON_Electric_Howarth_2023_05_05 | 2042 | CH4 Import - NY 2020 | Import | Methane | WC | Dispatch-Import | FuelCost | 0 | [6 empty] | 0.42196 | 0
LCP_Inputs_ON_Electric_Howarth_2023_05_05 | 2042 | CH4 Import - NY 2020 | Import | Methane | WC | Dispatch-Import | VOM | 0 | [6 empty] | 0.42196 | 0
LCP_Inputs_ON_Electric_Howarth_2023_05_05 | 2042 | CH4 Import - NY 2030 | Import | Methane | MI | Dispatch-Import | EmissionsCost | 0 | [6 empty] | 0.42196 | 0
LCP_Inputs_ON_Electric_Howarth_2023_05_05 | 2042 | CH4 Import - NY 2030 | Import | Methane | MI | Dispatch-Import | FuelCost | 0 | [6 empty] | 0.42196 | 0
LCP_Inputs_ON_Electric_Howarth_2023_05_05 | 2042 | CH4 Import - NY 2030 | Import | Methane | MI | Dispatch-Import | VOM | 0 | [6 empty] | 0.42196 | 0
LCP_Inputs_ON_Electric_Howarth_2023_05_05 | 2042 | CH4 Import - NY 2030 | Import | Methane | NY | Dispatch-Import | EmissionsCost | 0 | [6 empty] | 0.42196 | 0
LCP_Inputs_ON_Electric_Howarth_2023_05_05 | 2042 | CH4 Import - NY 2030 | Import | Methane | NY | Dispatch-Import | FuelCost | 0 | [6 empty] | 0.42196 | 0
LCP_Inputs_ON_Electric_Howarth_2023_05_05 | 2042 | CH4 Import - NY 2030 | Import | Methane | NY | Dispatch-Import | VOM | 0 | [6 empty] | 0.42196 | 0
LCP_Inputs_ON_Electric_Howarth_2023_05_05 | 2042 | CH4 Import - NY 2030 | Import | Methane | ON | Dispatch-Import | EmissionsCost | 0 | [6 empty] | 0.42196 | 0
LCP_Inputs_ON_Electric_Howarth_2023_05_05 | 2042 | CH4 Import - NY 2030 | Import | Methane | ON | Dispatch-Import | FuelCost | 0 | [6 empty] | 0.42196 | 0
LCP_Inputs_ON_Electric_Howarth_2023_05_05 | 2042 | CH4 Import - NY 2030 | Import | Methane | ON | Dispatch-Import | VOM | 0 | [6 empty] | 0.42196 | 0
LCP_Inputs_ON_Electric_Howarth_2023_05_05 | 2042 | CH4 Import - NY 2030 | Import | Methane | PJ | Dispatch-Import | EmissionsCost | 0 | [6 empty] | 0.42196 | 0
LCP_Inputs_ON_Electric_Howarth_2023_05_05 | 2042 | CH4 Import - NY 2030 | Import | Methane | PJ | Dispatch-Import | FuelCost | 0 | [6 empty] | 0.42196 | 0
LCP_Inputs_ON_Electric_Howarth_2023_05_05 | 2042 | CH4 Import - NY 2030 | Import | Methane | PJ | Dispatch-Import | VOM | 0 | [6 empty] | 0.42196 | 0
LCP_Inputs_ON_Electric_Howarth_2023_05_05 | 2042 | CH4 Import - NY 2030 | Import | Methane | QC | Dispatch-Import | EmissionsCost | 0 | [6 empty] | 0.42196 | 0
LCP_Inputs_ON_Electric_Howarth_2023_05_05 | 2042 | CH4 Import - NY 2030 | Import | Methane | QC | Dispatch-Import | FuelCost | 0 | [6 empty] | 0.42196 | 0
LCP_Inputs_ON_Electric_Howarth_2023_05_05 | 2042 | CH4 Import - NY 2030 | Import | Methane | QC | Dispatch-Import | VOM | 0 | [6 empty] | 0.42196 | 0
LCP_Inputs_ON_Electric_Howarth_2023_05_05 | 2042 | CH4 Import - NY 2030 | Import | Methane | WC | Dispatch-Import | EmissionsCost | 0 | [6 empty] | 0.42196 | 0
LCP_Inputs_ON_Electric_Howarth_2023_05_05 | 2042 | CH4 Import - NY 2030 | Import | Methane | WC | Dispatch-Import | FuelCost | 0 | [6 empty] | 0.42196 | 0
LCP_Inputs_ON_Electric_Howarth_2023_05_05 | 2042 | CH4 Import - NY 2030 | Import | Methane | WC | Dispatch-Import | VOM | 0 | [6 empty] | 0.42196 | 0
LCP_Inputs_ON_Electric_Howarth_2023_05_05 | 2042 | CH4 Import - NY 2040 | Import | Methane | MI | Dispatch-Import | EmissionsCost | 0 | [6 empty] | 0.42196 | 0
LCP_Inputs_ON_Electric_Howarth_2023_05_05 | 2042 | CH4 Import - NY 2040 | Import | Methane | MI | Dispatch-Import | FuelCost | 0 | [6 empty] | 0.42196 | 0
LCP_Inputs_ON_Electric_Howarth_2023_05_05 | 2042 | CH4 Import - NY 2040 | Import | Methane | MI | Dispatch-Import | VOM | 0 | [6 empty] | 0.42196 | 0
LCP_Inputs_ON_Electric_Howarth_2023_05_05 | 2042 | CH4 Import - NY 2040 | Import | Methane | NY | Dispatch-Import | EmissionsCost | 2422180073.5024 | [6 empty] | 0.42196 | 1022051929.4521
LCP_Inputs_ON_Electric_Howarth_2023_05_05 | 2042 | CH4 Import - NY 2040 | Import | Methane | NY | Dispatch-Import | FuelCost | 758346581.876 | [6 empty] | 0.42196 | 319988425.1706
LCP_Inputs_ON_Electric_Howarth_2023_05_05 | 2042 | CH4 Import - NY 2040 | Import | Methane | NY | Dispatch-Import | VOM | 0 | [6 empty] | 0.42196 | 0
LCP_Inputs_ON_Electric_Howarth_2023_05_05 | 2042 | CH4 Import - NY 2040 | Import | Methane | ON | Dispatch-Import | EmissionsCost | 0 | [6 empty] | 0.42196 | 0
LCP_Inputs_ON_Electric_Howarth_2023_05_05 | 2042 | CH4 Import - NY 2040 | Import | Methane | ON | Dispatch-Import | FuelCost | 0 | [6 empty] | 0.42196 | 0
LCP_Inputs_ON_Electric_Howarth_2023_05_05 | 2042 | CH4 Import - NY 2040 | Import | Methane | ON | Dispatch-Import | VOM | 0 | [6 empty] | 0.42196 | 0
LCP_Inputs_ON_Electric_Howarth_2023_05_05 | 2042 | CH4 Import - NY 2040 | Import | Methane | PJ | Dispatch-Import | EmissionsCost | 0 | [6 empty] | 0.42196 | 0
LCP_Inputs_ON_Electric_Howarth_2023_05_05 | 2042 | CH4 Import - NY 2040 | Import | Methane | PJ | Dispatch-Import | FuelCost | 0 | [6 empty] | 0.42196 | 0
LCP_Inputs_ON_Electric_Howarth_2023_05_05 | 2042 | CH4 Import - NY 2040 | Import | Methane | PJ | Dispatch-Import | VOM | 0 | [6 empty] | 0.42196 | 0
LCP_Inputs_ON_Electric_Howarth_2023_05_05 | 2042 | CH4 Import - NY 2040 | Import | Methane | QC | Dispatch-Import | EmissionsCost | 0 | [6 empty] | 0.42196 | 0
LCP_Inputs_ON_Electric_Howarth_2023_05_05 | 2042 | CH4 Import - NY 2040 | Import | Methane | QC | Dispatch-Import | FuelCost | 0 | [6 empty] | 0.42196 | 0
LCP_Inputs_ON_Electric_Howarth_2023_05_05 | 2042 | CH4 Import - NY 2040 | Import | Methane | QC | Dispatch-Import | VOM | 0 | [6 empty] | 0.42196 | 0
LCP_Inputs_ON_Electric_Howarth_2023_05_05 | 2042 | CH4 Import - NY 2040 | Import | Methane | WC | Dispatch-Import | EmissionsCost | 0 | [6 empty] | 0.42196 | 0
LCP_Inputs_ON_Electric_Howarth_2023_05_05 | 2042 | CH4 Import - NY 2040 | Import | Methane | WC | Dispatch-Import | FuelCost | 0 | [6 empty] | 0.42196 | 0
LCP_Inputs_ON_Electric_Howarth_2023_05_05 | 2042 | CH4 Import - NY 2040 | Import | Methane | WC | Dispatch-Import | VOM | 0 | [6 empty] | 0.42196 | 0
LCP_Inputs_ON_Electric_Howarth_2023_05_05 | 2042 | CH4 Import - NY 2050 | Import | Methane | MI | Dispatch-Import | EmissionsCost | 0 | [6 empty] | 0.42196 | 0
LCP_Inputs_ON_Electric_Howarth_2023_05_05 | 2042 | CH4 Import - NY 2050 | Import | Methane | MI | Dispatch-Import | FuelCost | 0 | [6 empty] | 0.42196 | 0
LCP_Inputs_ON_Electric_Howarth_2023_05_05 | 2042 | CH4 Import - NY 2050 | Import | Methane | MI | Dispatch-Import | VOM | 0 | [6 empty] | 0.42196 | 0
LCP_Inputs_ON_Electric_Howarth_2023_05_05 | 2042 | CH4 Import - NY 2050 | Import | Methane | NY | Dispatch-Import | EmissionsCost | 0 | [6 empty] | 0.42196 | 0
LCP_Inputs_ON_Electric_Howarth_2023_05_05 | 2042 | CH4 Import - NY 2050 | Import | Methane | NY | Dispatch-Import | FuelCost | 0 | [6 empty] | 0.42196 | 0
LCP_Inputs_ON_Electric_Howarth_2023_05_05 | 2042 | CH4 Import - NY 2050 | Import | Methane | NY | Dispatch-Import | VOM | 0 | [6 empty] | 0.42196 | 0
LCP_Inputs_ON_Electric_Howarth_2023_05_05 | 2042 | CH4 Import - NY 2050 | Import | Methane | ON | Dispatch-Import | EmissionsCost | 0 | [6 empty] | 0.42196 | 0
LCP_Inputs_ON_Electric_Howarth_2023_05_05 | 2042 | CH4 Import - NY 2050 | Import | Methane | ON | Dispatch-Import | FuelCost | 0 | [6 empty] | 0.42196 | 0
LCP_Inputs_ON_Electric_Howarth_2023_05_05 | 2042 | CH4 Import - NY 2050 | Import | Methane | ON | Dispatch-Import | VOM | 0 | [6 empty] | 0.42196 | 0
LCP_Inputs_ON_Electric_Howarth_2023_05_05 | 2042 | CH4 Import - NY 2050 | Import | Methane | PJ | Dispatch-Import | EmissionsCost | 0 | [6 empty] | 0.42196 | 0
LCP_Inputs_ON_Electric_Howarth_2023_05_05 | 2042 | CH4 Import - NY 2050 | Import | Methane | PJ | Dispatch-Import | FuelCost | 0 | [6 empty] | 0.42196 | 0
LCP_Inputs_ON_Electric_Howarth_2023_05_05 | 2042 | CH4 Import - NY 2050 | Import | Methane | PJ | Dispatch-Import | VOM | 0 | [6 empty] | 0.42196 | 0
LCP_Inputs_ON_Electric_Howarth_2023_05_05 | 2042 | CH4 Import - NY 2050 | Import | Methane | QC | Dispatch-Import | EmissionsCost | 0 | [6 empty] | 0.42196 | 0
LCP_Inputs_ON_Electric_Howarth_2023_05_05 | 2042 | CH4 Import - NY 2050 | Import | Methane | QC | Dispatch-Import | FuelCost | 0 | [6 empty] | 0.42196 | 0
LCP_Inputs_ON_Electric_Howarth_2023_05_05 | 2042 | CH4 Import - NY 2050 | Import | Methane | QC | Dispatch-Import | VOM | 0 | [6 empty] | 0.42196 | 0
LCP_Inputs_ON_Electric_Howarth_2023_05_05 | 2042 | CH4 Import - NY 2050 | Import | Methane | WC | Dispatch-Import | EmissionsCost | 0 | [6 empty] | 0.42196 | 0
LCP_Inputs_ON_Electric_Howarth_2023_05_05 | 2042 | CH4 Import - NY 2050 | Import | Methane | WC | Dispatch-Import | FuelCost | 0 | [6 empty] | 0.42196 | 0
LCP_Inputs_ON_Electric_Howarth_2023_05_05 | 2042 | CH4 Import - NY 2050 | Import | Methane | WC | Dispatch-Import | VOM | 0 | [6 empty] | 0.42196 | 0
LCP_Inputs_ON_Electric_Howarth_2023_05_05 | 2042 | CH4 Import - WC 2020 | Import | Methane | MI | Dispatch-Import | EmissionsCost | 0 | [6 empty] | 0.42196 | 0
LCP_Inputs_ON_Electric_Howarth_2023_05_05 | 2042 | CH4 Import - WC 2020 | Import | Methane | MI | Dispatch-Import | FuelCost | 0 | [6 empty] | 0.42196 | 0
LCP_Inputs_ON_Electric_Howarth_2023_05_05 | 2042 | CH4 Import - WC 2020 | Import | Methane | MI | Dispatch-Import | VOM | 0 | [6 empty] | 0.42196 | 0
LCP_Inputs_ON_Electric_Howarth_2023_05_05 | 2042 | CH4 Import - WC 2020 | Import | Methane | NY | Dispatch-Import | EmissionsCost | 0 | [6 empty] | 0.42196 | 0
LCP_Inputs_ON_Electric_Howarth_2023_05_05 | 2042 | CH4 Import - WC 2020 | Import | Methane | NY | Dispatch-Import | FuelCost | 0 | [6 empty] | 0.42196 | 0
LCP_Inputs_ON_Electric_Howarth_2023_05_05 | 2042 | CH4 Import - WC 2020 | Import | Methane | NY | Dispatch-Import | VOM | 0 | [6 empty] | 0.42196 | 0
LCP_Inputs_ON_Electric_Howarth_2023_05_05 | 2042 | CH4 Import - WC 2020 | Import | Methane | ON | Dispatch-Import | EmissionsCost | 0 | [6 empty] | 0.42196 | 0
LCP_Inputs_ON_Electric_Howarth_2023_05_05 | 2042 | CH4 Import - WC 2020 | Import | Methane | ON | Dispatch-Import | FuelCost | 0 | [6 empty] | 0.42196 | 0
LCP_Inputs_ON_Electric_Howarth_2023_05_05 | 2042 | CH4 Import - WC 2020 | Import | Methane | ON | Dispatch-Import | VOM | 0 | [6 empty] | 0.42196 | 0
LCP_Inputs_ON_Electric_Howarth_2023_05_05 | 2042 | CH4 Import - WC 2020 | Import | Methane | PJ | Dispatch-Import | EmissionsCost | 0 | [6 empty] | 0.42196 | 0
LCP_Inputs_ON_Electric_Howarth_2023_05_05 | 2042 | CH4 Import - WC 2020 | Import | Methane | PJ | Dispatch-Import | FuelCost | 0 | [6 empty] | 0.42196 | 0
LCP_Inputs_ON_Electric_Howarth_2023_05_05 | 2042 | CH4 Import - WC 2020 | Import | Methane | PJ | Dispatch-Import | VOM | 0 | [6 empty] | 0.42196 | 0
LCP_Inputs_ON_Electric_Howarth_2023_05_05 | 2042 | CH4 Import - WC 2020 | Import | Methane | QC | Dispatch-Import | EmissionsCost | 0 | [6 empty] | 0.42196 | 0
LCP_Inputs_ON_Electric_Howarth_2023_05_05 | 2042 | CH4 Import - WC 2020 | Import | Methane | QC | Dispatch-Import | FuelCost | 0 | [6 empty] | 0.42196 | 0
LCP_Inputs_ON_Electric_Howarth_2023_05_05 | 2042 | CH4 Import - WC 2020 | Import | Methane | QC | Dispatch-Import | VOM | 0 | [6 empty] | 0.42196 | 0
LCP_Inputs_ON_Electric_Howarth_2023_05_05 | 2042 | CH4 Import - WC 2020 | Import | Methane | WC | Dispatch-Import | EmissionsCost | 0 | [6 empty] | 0.42196 | 0
LCP_Inputs_ON_Electric_Howarth_2023_05_05 | 2042 | CH4 Import - WC 2020 | Import | Methane | WC | Dispatch-Import | FuelCost | 0 | [6 empty] | 0.42196 | 0
LCP_Inputs_ON_Electric_Howarth_2023_05_05 | 2042 | CH4 Import - WC 2020 | Import | Methane | WC | Dispatch-Import | VOM | 0 | [6 empty] | 0.42196 | 0
LCP_Inputs_ON_Electric_Howarth_2023_05_05 | 2042 | CH4 Import - WC 2030 | Import | Methane | MI | Dispatch-Import | EmissionsCost | 0 | [6 empty] | 0.42196 | 0
LCP_Inputs_ON_Electric_Howarth_2023_05_05 | 2042 | CH4 Import - WC 2030 | Import | Methane | MI | Dispatch-Import | FuelCost | 0 | [6 empty] | 0.42196 | 0
LCP_Inputs_ON_Electric_Howarth_2023_05_05 | 2042 | CH4 Import - WC 2030 | Import | Methane | MI | Dispatch-Import | VOM | 0 | [6 empty] | 0.42196 | 0
LCP_Inputs_ON_Electric_Howarth_2023_05_05 | 2042 | CH4 Import - WC 2030 | Import | Methane | NY | Dispatch-Import | EmissionsCost | 0 | [6 empty] | 0.42196 | 0
LCP_Inputs_ON_Electric_Howarth_2023_05_05 | 2042 | CH4 Import - WC 2030 | Import | Methane | NY | Dispatch-Import | FuelCost | 0 | [6 empty] | 0.42196 | 0
LCP_Inputs_ON_Electric_Howarth_2023_05_05 | 2042 | CH4 Import - WC 2030 | Import | Methane | NY | Dispatch-Import | VOM | 0 | [6 empty] | 0.42196 | 0
LCP_Inputs_ON_Electric_Howarth_2023_05_05 | 2042 | CH4 Import - WC 2030 | Import | Methane | ON | Dispatch-Import | EmissionsCost | 0 | [6 empty] | 0.42196 | 0
LCP_Inputs_ON_Electric_Howarth_2023_05_05 | 2042 | CH4 Import - WC 2030 | Import | Methane | ON | Dispatch-Import | FuelCost | 0 | [6 empty] | 0.42196 | 0
LCP_Inputs_ON_Electric_Howarth_2023_05_05 | 2042 | CH4 Import - WC 2030 | Import | Methane | ON | Dispatch-Import | VOM | 0 | [6 empty] | 0.42196 | 0
LCP_Inputs_ON_Electric_Howarth_2023_05_05 | 2042 | CH4 Import - WC 2030 | Import | Methane | PJ | Dispatch-Import | EmissionsCost | 0 | [6 empty] | 0.42196 | 0
LCP_Inputs_ON_Electric_Howarth_2023_05_05 | 2042 | CH4 Import - WC 2030 | Import | Methane | PJ | Dispatch-Import | FuelCost | 0 | [6 empty] | 0.42196 | 0
LCP_Inputs_ON_Electric_Howarth_2023_05_05 | 2042 | CH4 Import - WC 2030 | Import | Methane | PJ | Dispatch-Import | VOM | 0 | [6 empty] | 0.42196 | 0
LCP_Inputs_ON_Electric_Howarth_2023_05_05 | 2042 | CH4 Import - WC 2030 | Import | Methane | QC | Dispatch-Import | EmissionsCost | 0 | [6 empty] | 0.42196 | 0
LCP_Inputs_ON_Electric_Howarth_2023_05_05 | 2042 | CH4 Import - WC 2030 | Import | Methane | QC | Dispatch-Import | FuelCost | 0 | [6 empty] | 0.42196 | 0
LCP_Inputs_ON_Electric_Howarth_2023_05_05 | 2042 | CH4 Import - WC 2030 | Import | Methane | QC | Dispatch-Import | VOM | 0 | [6 empty] | 0.42196 | 0
LCP_Inputs_ON_Electric_Howarth_2023_05_05 | 2042 | CH4 Import - WC 2030 | Import | Methane | WC | Dispatch-Import | EmissionsCost | 0 | [6 empty] | 0.42196 | 0
LCP_Inputs_ON_Electric_Howarth_2023_05_05 | 2042 | CH4 Import - WC 2030 | Import | Methane | WC | Dispatch-Import | FuelCost | 0 | [6 empty] | 0.42196 | 0
LCP_Inputs_ON_Electric_Howarth_2023_05_05 | 2042 | CH4 Import - WC 2030 | Import | Methane | WC | Dispatch-Import | VOM | 0 | [6 empty] | 0.42196 | 0
LCP_Inputs_ON_Electric_Howarth_2023_05_05 | 2042 | CH4 Import - WC 2040 | Import | Methane | MI | Dispatch-Import | EmissionsCost | 0 | [6 empty] | 0.42196 | 0
LCP_Inputs_ON_Electric_Howarth_2023_05_05 | 2042 | CH4 Import - WC 2040 | Import | Methane | MI | Dispatch-Import | FuelCost | 0 | [6 empty] | 0.42196 | 0
LCP_Inputs_ON_Electric_Howarth_2023_05_05 | 2042 | CH4 Import - WC 2040 | Import | Methane | MI | Dispatch-Import | VOM | 0 | [6 empty] | 0.42196 | 0
LCP_Inputs_ON_Electric_Howarth_2023_05_05 | 2042 | CH4 Import - WC 2040 | Import | Methane | NY | Dispatch-Import | EmissionsCost | 0 | [6 empty] | 0.42196 | 0
LCP_Inputs_ON_Electric_Howarth_2023_05_05 | 2042 | CH4 Import - WC 2040 | Import | Methane | NY | Dispatch-Import | FuelCost | 0 | [6 empty] | 0.42196 | 0
LCP_Inputs_ON_Electric_Howarth_2023_05_05 | 2042 | CH4 Import - WC 2040 | Import | Methane | NY | Dispatch-Import | VOM | 0 | [6 empty] | 0.42196 | 0
LCP_Inputs_ON_Electric_Howarth_2023_05_05 | 2042 | CH4 Import - WC 2040 | Import | Methane | ON | Dispatch-Import | EmissionsCost | 0 | [6 empty] | 0.42196 | 0
LCP_Inputs_ON_Electric_Howarth_2023_05_05 | 2042 | CH4 Import - WC 2040 | Import | Methane | ON | Dispatch-Import | FuelCost | 0 | [6 empty] | 0.42196 | 0
LCP_Inputs_ON_Electric_Howarth_2023_05_05 | 2042 | CH4 Import - WC 2040 | Import | Methane | ON | Dispatch-Import | VOM | 0 | [6 empty] | 0.42196 | 0
LCP_Inputs_ON_Electric_Howarth_2023_05_05 | 2042 | CH4 Import - WC 2040 | Import | Methane | PJ | Dispatch-Import | EmissionsCost | 0 | [6 empty] | 0.42196 | 0
LCP_Inputs_ON_Electric_Howarth_2023_05_05 | 2042 | CH4 Import - WC 2040 | Import | Methane | PJ | Dispatch-Import | FuelCost | 0 | [6 empty] | 0.42196 | 0
LCP_Inputs_ON_Electric_Howarth_2023_05_05 | 2042 | CH4 Import - WC 2040 | Import | Methane | PJ | Dispatch-Import | VOM | 0 | [6 empty] | 0.42196 | 0
LCP_Inputs_ON_Electric_Howarth_2023_05_05 | 2042 | CH4 Import - WC 2040 | Import | Methane | QC | Dispatch-Import | EmissionsCost | 0 | [6 empty] | 0.42196 | 0
LCP_Inputs_ON_Electric_Howarth_2023_05_05 | 2042 | CH4 Import - WC 2040 | Import | Methane | QC | Dispatch-Import | FuelCost | 0 | [6 empty] | 0.42196 | 0
LCP_Inputs_ON_Electric_Howarth_2023_05_05 | 2042 | CH4 Import - WC 2040 | Import | Methane | QC | Dispatch-Import | VOM | 0 | [6 empty] | 0.42196 | 0
LCP_Inputs_ON_Electric_Howarth_2023_05_05 | 2042 | CH4 Import - WC 2040 | Import | Methane | WC | Dispatch-Import | EmissionsCost | 2104121392.2192 | [6 empty] | 0.42196 | 887845355.6137
LCP_Inputs_ON_Electric_Howarth_2023_05_05 | 2042 | CH4 Import - WC 2040 | Import | Methane | WC | Dispatch-Import | FuelCost | 658767398.4677 | [6 empty] | 0.42196 | 277970452.3333
LCP_Inputs_ON_Electric_Howarth_2023_05_05 | 2042 | CH4 Import - WC 2040 | Import | Methane | WC | Dispatch-Import | VOM | 0 | [6 empty] | 0.42196 | 0
LCP_Inputs_ON_Electric_Howarth_2023_05_05 | 2042 | CH4 Import - WC 2050 | Import | Methane | MI | Dispatch-Import | EmissionsCost | 0 | [6 empty] | 0.42196 | 0
LCP_Inputs_ON_Electric_Howarth_2023_05_05 | 2042 | CH4 Import - WC 2050 | Import | Methane | MI | Dispatch-Import | FuelCost | 0 | [6 empty] | 0.42196 | 0
LCP_Inputs_ON_Electric_Howarth_2023_05_05 | 2042 | CH4 Import - WC 2050 | Import | Methane | MI | Dispatch-Import | VOM | 0 | [6 empty] | 0.42196 | 0
LCP_Inputs_ON_Electric_Howarth_2023_05_05 | 2042 | CH4 Import - WC 2050 | Import | Methane | NY | Dispatch-Import | EmissionsCost | 0 | [6 empty] | 0.42196 | 0
LCP_Inputs_ON_Electric_Howarth_2023_05_05 | 2042 | CH4 Import - WC 2050 | Import | Methane | NY | Dispatch-Import | FuelCost | 0 | [6 empty] | 0.42196 | 0
LCP_Inputs_ON_Electric_Howarth_2023_05_05 | 2042 | CH4 Import - WC 2050 | Import | Methane | NY | Dispatch-Import | VOM | 0 | [6 empty] | 0.42196 | 0
LCP_Inputs_ON_Electric_Howarth_2023_05_05 | 2042 | CH4 Import - WC 2050 | Import | Methane | ON | Dispatch-Import | EmissionsCost | 0 | [6 empty] | 0.42196 | 0
LCP_Inputs_ON_Electric_Howarth_2023_05_05 | 2042 | CH4 Import - WC 2050 | Import | Methane | ON | Dispatch-Import | FuelCost | 0 | [6 empty] | 0.42196 | 0
LCP_Inputs_ON_Electric_Howarth_2023_05_05 | 2042 | CH4 Import - WC 2050 | Import | Methane | ON | Dispatch-Import | VOM | 0 | [6 empty] | 0.42196 | 0
LCP_Inputs_ON_Electric_Howarth_2023_05_05 | 2042 | CH4 Import - WC 2050 | Import | Methane | PJ | Dispatch-Import | EmissionsCost | 0 | [6 empty] | 0.42196 | 0
LCP_Inputs_ON_Electric_Howarth_2023_05_05 | 2042 | CH4 Import - WC 2050 | Import | Methane | PJ | Dispatch-Import | FuelCost | 0 | [6 empty] | 0.42196 | 0
LCP_Inputs_ON_Electric_Howarth_2023_05_05 | 2042 | CH4 Import - WC 2050 | Import | Methane | PJ | Dispatch-Import | VOM | 0 | [6 empty] | 0.42196 | 0
LCP_Inputs_ON_Electric_Howarth_2023_05_05 | 2042 | CH4 Import - WC 2050 | Import | Methane | QC | Dispatch-Import | EmissionsCost | 0 | [6 empty] | 0.42196 | 0
LCP_Inputs_ON_Electric_Howarth_2023_05_05 | 2042 | CH4 Import - WC 2050 | Import | Methane | QC | Dispatch-Import | FuelCost | 0 | [6 empty] | 0.42196 | 0
LCP_Inputs_ON_Electric_Howarth_2023_05_05 | 2042 | CH4 Import - WC 2050 | Import | Methane | QC | Dispatch-Import | VOM | 0 | [6 empty] | 0.42196 | 0
LCP_Inputs_ON_Electric_Howarth_2023_05_05 | 2042 | CH4 Import - WC 2050 | Import | Methane | WC | Dispatch-Import | EmissionsCost | 0 | [6 empty] | 0.42196 | 0
LCP_Inputs_ON_Electric_Howarth_2023_05_05 | 2042 | CH4 Import - WC 2050 | Import | Methane | WC | Dispatch-Import | FuelCost | 0 | [6 empty] | 0.42196 | 0
LCP_Inputs_ON_Electric_Howarth_2023_05_05 | 2042 | CH4 Import - WC 2050 | Import | Methane | WC | Dispatch-Import | VOM | 0 | [6 empty] | 0.42196 | 0
LCP_Inputs_ON_Electric_Howarth_2023_05_05 | 2042 | CH4 Salt Cavern Storage - ON | Storage | Methane | MI | Dispatch-Storage | EmissionsCost | 0 | [6 empty] | 0.42196 | 0
LCP_Inputs_ON_Electric_Howarth_2023_05_05 | 2042 | CH4 Salt Cavern Storage - ON | Storage | Methane | MI | Dispatch-Storage | FuelCost | 0 | [6 empty] | 0.42196 | 0
LCP_Inputs_ON_Electric_Howarth_2023_05_05 | 2042 | CH4 Salt Cavern Storage - ON | Storage | Methane | MI | Dispatch-Storage | VOM | 0 | [6 empty] | 0.42196 | 0
LCP_Inputs_ON_Electric_Howarth_2023_05_05 | 2042 | CH4 Salt Cavern Storage - ON | Storage | Methane | NY | Dispatch-Storage | EmissionsCost | 0 | [6 empty] | 0.42196 | 0
LCP_Inputs_ON_Electric_Howarth_2023_05_05 | 2042 | CH4 Salt Cavern Storage - ON | Storage | Methane | NY | Dispatch-Storage | FuelCost | 0 | [6 empty] | 0.42196 | 0
LCP_Inputs_ON_Electric_Howarth_2023_05_05 | 2042 | CH4 Salt Cavern Storage - ON | Storage | Methane | NY | Dispatch-Storage | VOM | 0 | [6 empty] | 0.42196 | 0
LCP_Inputs_ON_Electric_Howarth_2023_05_05 | 2042 | CH4 Salt Cavern Storage - ON | Storage | Methane | ON | Dispatch-Storage | EmissionsCost | 0 | [6 empty] | 0.42196 | 0
LCP_Inputs_ON_Electric_Howarth_2023_05_05 | 2042 | CH4 Salt Cavern Storage - ON | Storage | Methane | ON | Dispatch-Storage | FuelCost | 0 | [6 empty] | 0.42196 | 0
LCP_Inputs_ON_Electric_Howarth_2023_05_05 | 2042 | CH4 Salt Cavern Storage - ON | Storage | Methane | ON | Dispatch-Storage | VOM | 0 | [6 empty] | 0.42196 | 0
LCP_Inputs_ON_Electric_Howarth_2023_05_05 | 2042 | CH4 Salt Cavern Storage - ON | Storage | Methane | PJ | Dispatch-Storage | EmissionsCost | 0 | [6 empty] | 0.42196 | 0
LCP_Inputs_ON_Electric_Howarth_2023_05_05 | 2042 | CH4 Salt Cavern Storage - ON | Storage | Methane | PJ | Dispatch-Storage | FuelCost | 0 | [6 empty] | 0.42196 | 0
LCP_Inputs_ON_Electric_Howarth_2023_05_05 | 2042 | CH4 Salt Cavern Storage - ON | Storage | Methane | PJ | Dispatch-Storage | VOM | 0 | [6 empty] | 0.42196 | 0
LCP_Inputs_ON_Electric_Howarth_2023_05_05 | 2042 | CH4 Salt Cavern Storage - ON | Storage | Methane | QC | Dispatch-Storage | EmissionsCost | 0 | [6 empty] | 0.42196 | 0
LCP_Inputs_ON_Electric_Howarth_2023_05_05 | 2042 | CH4 Salt Cavern Storage - ON | Storage | Methane | QC | Dispatch-Storage | FuelCost | 0 | [6 empty] | 0.42196 | 0
LCP_Inputs_ON_Electric_Howarth_2023_05_05 | 2042 | CH4 Salt Cavern Storage - ON | Storage | Methane | QC | Dispatch-Storage | VOM | 0 | [6 empty] | 0.42196 | 0
LCP_Inputs_ON_Electric_Howarth_2023_05_05 | 2042 | CH4 Salt Cavern Storage - ON | Storage | Methane | WC | Dispatch-Storage | EmissionsCost | 0 | [6 empty] | 0.42196 | 0
LCP_Inputs_ON_Electric_Howarth_2023_05_05 | 2042 | CH4 Salt Cavern Storage - ON | Storage | Methane | WC | Dispatch-Storage | FuelCost | 0 | [6 empty] | 0.42196 | 0
LCP_Inputs_ON_Electric_Howarth_2023_05_05 | 2042 | CH4 Salt Cavern Storage - ON | Storage | Methane | WC | Dispatch-Storage | VOM | 0 | [6 empty] | 0.42196 | 0
LCP_Inputs_ON_Electric_Howarth_2023_05_05 | 2042 | Electrolyser 2020/2030 | Crossload | Hydrogen | MI | Dispatch-Crossload | EmissionsCost | 0 | [6 empty] | 0.42196 | 0
LCP_Inputs_ON_Electric_Howarth_2023_05_05 | 2042 | Electrolyser 2020/2030 | Crossload | Hydrogen | MI | Dispatch-Crossload | FuelCost | 0 | [6 empty] | 0.42196 | 0
LCP_Inputs_ON_Electric_Howarth_2023_05_05 | 2042 | Electrolyser 2020/2030 | Crossload | Hydrogen | MI | Dispatch-Crossload | VOM | 0 | [6 empty] | 0.42196 | 0
LCP_Inputs_ON_Electric_Howarth_2023_05_05 | 2042 | Electrolyser 2020/2030 | Crossload | Hydrogen | NY | Dispatch-Crossload | EmissionsCost | 0 | [6 empty] | 0.42196 | 0
LCP_Inputs_ON_Electric_Howarth_2023_05_05 | 2042 | Electrolyser 2020/2030 | Crossload | Hydrogen | NY | Dispatch-Crossload | FuelCost | 0 | [6 empty] | 0.42196 | 0
LCP_Inputs_ON_Electric_Howarth_2023_05_05 | 2042 | Electrolyser 2020/2030 | Crossload | Hydrogen | NY | Dispatch-Crossload | VOM | 0 | [6 empty] | 0.42196 | 0
LCP_Inputs_ON_Electric_Howarth_2023_05_05 | 2042 | Electrolyser 2020/2030 | Crossload | Hydrogen | ON | Dispatch-Crossload | EmissionsCost | 0 | [6 empty] | 0.42196 | 0
LCP_Inputs_ON_Electric_Howarth_2023_05_05 | 2042 | Electrolyser 2020/2030 | Crossload | Hydrogen | ON | Dispatch-Crossload | FuelCost | 0 | [6 empty] | 0.42196 | 0
LCP_Inputs_ON_Electric_Howarth_2023_05_05 | 2042 | Electrolyser 2020/2030 | Crossload | Hydrogen | ON | Dispatch-Crossload | VOM | 0 | [6 empty] | 0.42196 | 0
LCP_Inputs_ON_Electric_Howarth_2023_05_05 | 2042 | Electrolyser 2020/2030 | Crossload | Hydrogen | PJ | Dispatch-Crossload | EmissionsCost | 0 | [6 empty] | 0.42196 | 0
LCP_Inputs_ON_Electric_Howarth_2023_05_05 | 2042 | Electrolyser 2020/2030 | Crossload | Hydrogen | PJ | Dispatch-Crossload | FuelCost | 0 | [6 empty] | 0.42196 | 0
LCP_Inputs_ON_Electric_Howarth_2023_05_05 | 2042 | Electrolyser 2020/2030 | Crossload | Hydrogen | PJ | Dispatch-Crossload | VOM | 0 | [6 empty] | 0.42196 | 0
LCP_Inputs_ON_Electric_Howarth_2023_05_05 | 2042 | Electrolyser 2020/2030 | Crossload | Hydrogen | QC | Dispatch-Crossload | EmissionsCost | 0 | [6 empty] | 0.42196 | 0
LCP_Inputs_ON_Electric_Howarth_2023_05_05 | 2042 | Electrolyser 2020/2030 | Crossload | Hydrogen | QC | Dispatch-Crossload | FuelCost | 0 | [6 empty] | 0.42196 | 0
LCP_Inputs_ON_Electric_Howarth_2023_05_05 | 2042 | Electrolyser 2020/2030 | Crossload | Hydrogen | QC | Dispatch-Crossload | VOM | 0 | [6 empty] | 0.42196 | 0
LCP_Inputs_ON_Electric_Howarth_2023_05_05 | 2042 | Electrolyser 2020/2030 | Crossload | Hydrogen | WC | Dispatch-Crossload | EmissionsCost | 0 | [6 empty] | 0.42196 | 0
LCP_Inputs_ON_Electric_Howarth_2023_05_05 | 2042 | Electrolyser 2020/2030 | Crossload | Hydrogen | WC | Dispatch-Crossload | FuelCost | 0 | [6 empty] | 0.42196 | 0
LCP_Inputs_ON_Electric_Howarth_2023_05_05 | 2042 | Electrolyser 2020/2030 | Crossload | Hydrogen | WC | Dispatch-Crossload | VOM | 0 | [6 empty] | 0.42196 | 0
LCP_Inputs_ON_Electric_Howarth_2023_05_05 | 2042 | Electrolyser 2040 | Crossload | Hydrogen | MI | Dispatch-Crossload | EmissionsCost | 0 | [6 empty] | 0.42196 | 0
LCP_Inputs_ON_Electric_Howarth_2023_05_05 | 2042 | Electrolyser 2040 | Crossload | Hydrogen | MI | Dispatch-Crossload | FuelCost | 0 | [6 empty] | 0.42196 | 0
LCP_Inputs_ON_Electric_Howarth_2023_05_05 | 2042 | Electrolyser 2040 | Crossload | Hydrogen | MI | Dispatch-Crossload | VOM | 0 | [6 empty] | 0.42196 | 0
LCP_Inputs_ON_Electric_Howarth_2023_05_05 | 2042 | Electrolyser 2040 | Crossload | Hydrogen | NY | Dispatch-Crossload | EmissionsCost | 0 | [6 empty] | 0.42196 | 0
LCP_Inputs_ON_Electric_Howarth_2023_05_05 | 2042 | Electrolyser 2040 | Crossload | Hydrogen | NY | Dispatch-Crossload | FuelCost | 0 | [6 empty] | 0.42196 | 0
LCP_Inputs_ON_Electric_Howarth_2023_05_05 | 2042 | Electrolyser 2040 | Crossload | Hydrogen | NY | Dispatch-Crossload | VOM | 0 | [6 empty] | 0.42196 | 0
LCP_Inputs_ON_Electric_Howarth_2023_05_05 | 2042 | Electrolyser 2040 | Crossload | Hydrogen | ON | Dispatch-Crossload | EmissionsCost | 0 | [6 empty] | 0.42196 | 0
LCP_Inputs_ON_Electric_Howarth_2023_05_05 | 2042 | Electrolyser 2040 | Crossload | Hydrogen | ON | Dispatch-Crossload | FuelCost | 0 | [6 empty] | 0.42196 | 0
LCP_Inputs_ON_Electric_Howarth_2023_05_05 | 2042 | Electrolyser 2040 | Crossload | Hydrogen | ON | Dispatch-Crossload | VOM | 0 | [6 empty] | 0.42196 | 0
LCP_Inputs_ON_Electric_Howarth_2023_05_05 | 2042 | Electrolyser 2040 | Crossload | Hydrogen | PJ | Dispatch-Crossload | EmissionsCost | 0 | [6 empty] | 0.42196 | 0
LCP_Inputs_ON_Electric_Howarth_2023_05_05 | 2042 | Electrolyser 2040 | Crossload | Hydrogen | PJ | Dispatch-Crossload | FuelCost | 0 | [6 empty] | 0.42196 | 0
LCP_Inputs_ON_Electric_Howarth_2023_05_05 | 2042 | Electrolyser 2040 | Crossload | Hydrogen | PJ | Dispatch-Crossload | VOM | 0 | [6 empty] | 0.42196 | 0
LCP_Inputs_ON_Electric_Howarth_2023_05_05 | 2042 | Electrolyser 2040 | Crossload | Hydrogen | QC | Dispatch-Crossload | EmissionsCost | 0 | [6 empty] | 0.42196 | 0
LCP_Inputs_ON_Electric_Howarth_2023_05_05 | 2042 | Electrolyser 2040 | Crossload | Hydrogen | QC | Dispatch-Crossload | FuelCost | 0 | [6 empty] | 0.42196 | 0
LCP_Inputs_ON_Electric_Howarth_2023_05_05 | 2042 | Electrolyser 2040 | Crossload | Hydrogen | QC | Dispatch-Crossload | VOM | 0 | [6 empty] | 0.42196 | 0
LCP_Inputs_ON_Electric_Howarth_2023_05_05 | 2042 | Electrolyser 2040 | Crossload | Hydrogen | WC | Dispatch-Crossload | EmissionsCost | 0 | [6 empty] | 0.42196 | 0
LCP_Inputs_ON_Electric_Howarth_2023_05_05 | 2042 | Electrolyser 2040 | Crossload | Hydrogen | WC | Dispatch-Crossload | FuelCost | 0 | [6 empty] | 0.42196 | 0
LCP_Inputs_ON_Electric_Howarth_2023_05_05 | 2042 | Electrolyser 2040 | Crossload | Hydrogen | WC | Dispatch-Crossload | VOM | 0 | [6 empty] | 0.42196 | 0
LCP_Inputs_ON_Electric_Howarth_2023_05_05 | 2042 | Electrolyser 2050 | Crossload | Hydrogen | MI | Dispatch-Crossload | EmissionsCost | 0 | [6 empty] | 0.42196 | 0
LCP_Inputs_ON_Electric_Howarth_2023_05_05 | 2042 | Electrolyser 2050 | Crossload | Hydrogen | MI | Dispatch-Crossload | FuelCost | 0 | [6 empty] | 0.42196 | 0
LCP_Inputs_ON_Electric_Howarth_2023_05_05 | 2042 | Electrolyser 2050 | Crossload | Hydrogen | MI | Dispatch-Crossload | VOM | 0 | [6 empty] | 0.42196 | 0
LCP_Inputs_ON_Electric_Howarth_2023_05_05 | 2042 | Electrolyser 2050 | Crossload | Hydrogen | NY | Dispatch-Crossload | EmissionsCost | 0 | [6 empty] | 0.42196 | 0
LCP_Inputs_ON_Electric_Howarth_2023_05_05 | 2042 | Electrolyser 2050 | Crossload | Hydrogen | NY | Dispatch-Crossload | FuelCost | 0 | [6 empty] | 0.42196 | 0
LCP_Inputs_ON_Electric_Howarth_2023_05_05 | 2042 | Electrolyser 2050 | Crossload | Hydrogen | NY | Dispatch-Crossload | VOM | 0 | [6 empty] | 0.42196 | 0
LCP_Inputs_ON_Electric_Howarth_2023_05_05 | 2042 | Electrolyser 2050 | Crossload | Hydrogen | ON | Dispatch-Crossload | EmissionsCost | 0 | [6 empty] | 0.42196 | 0
LCP_Inputs_ON_Electric_Howarth_2023_05_05 | 2042 | Electrolyser 2050 | Crossload | Hydrogen | ON | Dispatch-Crossload | FuelCost | 0 | [6 empty] | 0.42196 | 0
LCP_Inputs_ON_Electric_Howarth_2023_05_05 | 2042 | Electrolyser 2050 | Crossload | Hydrogen | ON | Dispatch-Crossload | VOM | 0 | [6 empty] | 0.42196 | 0
LCP_Inputs_ON_Electric_Howarth_2023_05_05 | 2042 | Electrolyser 2050 | Crossload | Hydrogen | PJ | Dispatch-Crossload | EmissionsCost | 0 | [6 empty] | 0.42196 | 0
LCP_Inputs_ON_Electric_Howarth_2023_05_05 | 2042 | Electrolyser 2050 | Crossload | Hydrogen | PJ | Dispatch-Crossload | FuelCost | 0 | [6 empty] | 0.42196 | 0
LCP_Inputs_ON_Electric_Howarth_2023_05_05 | 2042 | Electrolyser 2050 | Crossload | Hydrogen | PJ | Dispatch-Crossload | VOM | 0 | [6 empty] | 0.42196 | 0
LCP_Inputs_ON_Electric_Howarth_2023_05_05 | 2042 | Electrolyser 2050 | Crossload | Hydrogen | QC | Dispatch-Crossload | EmissionsCost | 0 | [6 empty] | 0.42196 | 0
LCP_Inputs_ON_Electric_Howarth_2023_05_05 | 2042 | Electrolyser 2050 | Crossload | Hydrogen | QC | Dispatch-Crossload | FuelCost | 0 | [6 empty] | 0.42196 | 0
LCP_Inputs_ON_Electric_Howarth_2023_05_05 | 2042 | Electrolyser 2050 | Crossload | Hydrogen | QC | Dispatch-Crossload | VOM | 0 | [6 empty] | 0.42196 | 0
LCP_Inputs_ON_Electric_Howarth_2023_05_05 | 2042 | Electrolyser 2050 | Crossload | Hydrogen | WC | Dispatch-Crossload | EmissionsCost | 0 | [6 empty] | 0.42196 | 0
LCP_Inputs_ON_Electric_Howarth_2023_05_05 | 2042 | Electrolyser 2050 | Crossload | Hydrogen | WC | Dispatch-Crossload | FuelCost | 0 | [6 empty] | 0.42196 | 0
LCP_Inputs_ON_Electric_Howarth_2023_05_05 | 2042 | Electrolyser 2050 | Crossload | Hydrogen | WC | Dispatch-Crossload | VOM | 0 | [6 empty] | 0.42196 | 0
LCP_Inputs_ON_Electric_Howarth_2023_05_05 | 2042 | Fossil Fuel Thermal (Coal, Peat, Oil) | Generation | Electricity | MI | Dispatch-Generation | EmissionsCost | 0 | [6 empty] | 0.42196 | 0
LCP_Inputs_ON_Electric_Howarth_2023_05_05 | 2042 | Fossil Fuel Thermal (Coal, Peat, Oil) | Generation | Electricity | MI | Dispatch-Generation | FuelCost | 0 | [6 empty] | 0.42196 | 0
LCP_Inputs_ON_Electric_Howarth_2023_05_05 | 2042 | Fossil Fuel Thermal (Coal, Peat, Oil) | Generation | Electricity | MI | Dispatch-Generation | VOM | 0 | [6 empty] | 0.42196 | 0
LCP_Inputs_ON_Electric_Howarth_2023_05_05 | 2042 | Fossil Fuel Thermal (Coal, Peat, Oil) | Generation | Electricity | NY | Dispatch-Generation | EmissionsCost | 0 | [6 empty] | 0.42196 | 0
LCP_Inputs_ON_Electric_Howarth_2023_05_05 | 2042 | Fossil Fuel Thermal (Coal, Peat, Oil) | Generation | Electricity | NY | Dispatch-Generation | FuelCost | 0 | [6 empty] | 0.42196 | 0
LCP_Inputs_ON_Electric_Howarth_2023_05_05 | 2042 | Fossil Fuel Thermal (Coal, Peat, Oil) | Generation | Electricity | NY | Dispatch-Generation | VOM | 0 | [6 empty] | 0.42196 | 0
LCP_Inputs_ON_Electric_Howarth_2023_05_05 | 2042 | Fossil Fuel Thermal (Coal, Peat, Oil) | Generation | Electricity | ON | Dispatch-Generation | EmissionsCost | 0 | [6 empty] | 0.42196 | 0
LCP_Inputs_ON_Electric_Howarth_2023_05_05 | 2042 | Fossil Fuel Thermal (Coal, Peat, Oil) | Generation | Electricity | ON | Dispatch-Generation | FuelCost | 0 | [6 empty] | 0.42196 | 0
LCP_Inputs_ON_Electric_Howarth_2023_05_05 | 2042 | Fossil Fuel Thermal (Coal, Peat, Oil) | Generation | Electricity | ON | Dispatch-Generation | VOM | 0 | [6 empty] | 0.42196 | 0
LCP_Inputs_ON_Electric_Howarth_2023_05_05 | 2042 | Fossil Fuel Thermal (Coal, Peat, Oil) | Generation | Electricity | PJ | Dispatch-Generation | EmissionsCost | 0 | [6 empty] | 0.42196 | 0
LCP_Inputs_ON_Electric_Howarth_2023_05_05 | 2042 | Fossil Fuel Thermal (Coal, Peat, Oil) | Generation | Electricity | PJ | Dispatch-Generation | FuelCost | 0 | [6 empty] | 0.42196 | 0
LCP_Inputs_ON_Electric_Howarth_2023_05_05 | 2042 | Fossil Fuel Thermal (Coal, Peat, Oil) | Generation | Electricity | PJ | Dispatch-Generation | VOM | 0 | [6 empty] | 0.42196 | 0
LCP_Inputs_ON_Electric_Howarth_2023_05_05 | 2042 | Fossil Fuel Thermal (Coal, Peat, Oil) | Generation | Electricity | QC | Dispatch-Generation | EmissionsCost | 0 | [6 empty] | 0.42196 | 0
LCP_Inputs_ON_Electric_Howarth_2023_05_05 | 2042 | Fossil Fuel Thermal (Coal, Peat, Oil) | Generation | Electricity | QC | Dispatch-Generation | FuelCost | 0 | [6 empty] | 0.42196 | 0
LCP_Inputs_ON_Electric_Howarth_2023_05_05 | 2042 | Fossil Fuel Thermal (Coal, Peat, Oil) | Generation | Electricity | QC | Dispatch-Generation | VOM | 0 | [6 empty] | 0.42196 | 0
LCP_Inputs_ON_Electric_Howarth_2023_05_05 | 2042 | Fossil Fuel Thermal (Coal, Peat, Oil) | Generation | Electricity | WC | Dispatch-Generation | EmissionsCost | 0 | [6 empty] | 0.42196 | 0
LCP_Inputs_ON_Electric_Howarth_2023_05_05 | 2042 | Fossil Fuel Thermal (Coal, Peat, Oil) | Generation | Electricity | WC | Dispatch-Generation | FuelCost | 0 | [6 empty] | 0.42196 | 0
LCP_Inputs_ON_Electric_Howarth_2023_05_05 | 2042 | Fossil Fuel Thermal (Coal, Peat, Oil) | Generation | Electricity | WC | Dispatch-Generation | VOM | 0 | [6 empty] | 0.42196 | 0
LCP_Inputs_ON_Electric_Howarth_2023_05_05 | 2042 | Generic - Generator | Generation | Electricity | MI | Dispatch-Generation | EmissionsCost | 0 | [6 empty] | 0.42196 | 0
LCP_Inputs_ON_Electric_Howarth_2023_05_05 | 2042 | Generic - Generator | Generation | Electricity | MI | Dispatch-Generation | FuelCost | 822908408.9569 | [6 empty] | 0.42196 | 347230635.8794
LCP_Inputs_ON_Electric_Howarth_2023_05_05 | 2042 | Generic - Generator | Generation | Electricity | MI | Dispatch-Generation | VOM | 26913145.9602 | [6 empty] | 0.42196 | 11356146.9096
LCP_Inputs_ON_Electric_Howarth_2023_05_05 | 2042 | Generic - Generator | Generation | Electricity | NY | Dispatch-Generation | EmissionsCost | 0 | [6 empty] | 0.42196 | 0
LCP_Inputs_ON_Electric_Howarth_2023_05_05 | 2042 | Generic - Generator | Generation | Electricity | NY | Dispatch-Generation | FuelCost | 74454029.7701 | [6 empty] | 0.42196 | 31416278.9193
LCP_Inputs_ON_Electric_Howarth_2023_05_05 | 2042 | Generic - Generator | Generation | Electricity | NY | Dispatch-Generation | VOM | 2435012.3886 | [6 empty] | 0.42196 | 1027466.594
LCP_Inputs_ON_Electric_Howarth_2023_05_05 | 2042 | Generic - Generator | Generation | Electricity | ON | Dispatch-Generation | EmissionsCost | 0 | [6 empty] | 0.42196 | 0
LCP_Inputs_ON_Electric_Howarth_2023_05_05 | 2042 | Generic - Generator | Generation | Electricity | ON | Dispatch-Generation | FuelCost | 0 | [6 empty] | 0.42196 | 0
LCP_Inputs_ON_Electric_Howarth_2023_05_05 | 2042 | Generic - Generator | Generation | Electricity | ON | Dispatch-Generation | VOM | 0 | [6 empty] | 0.42196 | 0
LCP_Inputs_ON_Electric_Howarth_2023_05_05 | 2042 | Generic - Generator | Generation | Electricity | PJ | Dispatch-Generation | EmissionsCost | 0 | [6 empty] | 0.42196 | 0
LCP_Inputs_ON_Electric_Howarth_2023_05_05 | 2042 | Generic - Generator | Generation | Electricity | PJ | Dispatch-Generation | FuelCost | 5362895327.8205 | [6 empty] | 0.42196 | 2262902571.6172
LCP_Inputs_ON_Electric_Howarth_2023_05_05 | 2042 | Generic - Generator | Generation | Electricity | PJ | Dispatch-Generation | VOM | 175393012.3403 | [6 empty] | 0.42196 | 74008026.3379
LCP_Inputs_ON_Electric_Howarth_2023_05_05 | 2042 | Generic - Generator | Generation | Electricity | QC | Dispatch-Generation | EmissionsCost | 0 | [6 empty] | 0.42196 | 0
LCP_Inputs_ON_Electric_Howarth_2023_05_05 | 2042 | Generic - Generator | Generation | Electricity | QC | Dispatch-Generation | FuelCost | 0 | [6 empty] | 0.42196 | 0
LCP_Inputs_ON_Electric_Howarth_2023_05_05 | 2042 | Generic - Generator | Generation | Electricity | QC | Dispatch-Generation | VOM | 0 | [6 empty] | 0.42196 | 0
LCP_Inputs_ON_Electric_Howarth_2023_05_05 | 2042 | Generic - Generator | Generation | Electricity | WC | Dispatch-Generation | EmissionsCost | 0 | [6 empty] | 0.42196 | 0
LCP_Inputs_ON_Electric_Howarth_2023_05_05 | 2042 | Generic - Generator | Generation | Electricity | WC | Dispatch-Generation | FuelCost | 0 | [6 empty] | 0.42196 | 0
LCP_Inputs_ON_Electric_Howarth_2023_05_05 | 2042 | Generic - Generator | Generation | Electricity | WC | Dispatch-Generation | VOM | 0 | [6 empty] | 0.42196 | 0
LCP_Inputs_ON_Electric_Howarth_2023_05_05 | 2042 | H2 Import - QC | Import | Hydrogen | MI | Dispatch-Import | EmissionsCost | 0 | [6 empty] | 0.42196 | 0
LCP_Inputs_ON_Electric_Howarth_2023_05_05 | 2042 | H2 Import - QC | Import | Hydrogen | MI | Dispatch-Import | FuelCost | 0 | [6 empty] | 0.42196 | 0
LCP_Inputs_ON_Electric_Howarth_2023_05_05 | 2042 | H2 Import - QC | Import | Hydrogen | MI | Dispatch-Import | VOM | 0 | [6 empty] | 0.42196 | 0
LCP_Inputs_ON_Electric_Howarth_2023_05_05 | 2042 | H2 Import - QC | Import | Hydrogen | NY | Dispatch-Import | EmissionsCost | 0 | [6 empty] | 0.42196 | 0
LCP_Inputs_ON_Electric_Howarth_2023_05_05 | 2042 | H2 Import - QC | Import | Hydrogen | NY | Dispatch-Import | FuelCost | 0 | [6 empty] | 0.42196 | 0
LCP_Inputs_ON_Electric_Howarth_2023_05_05 | 2042 | H2 Import - QC | Import | Hydrogen | NY | Dispatch-Import | VOM | 0 | [6 empty] | 0.42196 | 0
LCP_Inputs_ON_Electric_Howarth_2023_05_05 | 2042 | H2 Import - QC | Import | Hydrogen | ON | Dispatch-Import | EmissionsCost | 0 | [6 empty] | 0.42196 | 0
LCP_Inputs_ON_Electric_Howarth_2023_05_05 | 2042 | H2 Import - QC | Import | Hydrogen | ON | Dispatch-Import | FuelCost | 0 | [6 empty] | 0.42196 | 0
LCP_Inputs_ON_Electric_Howarth_2023_05_05 | 2042 | H2 Import - QC | Import | Hydrogen | ON | Dispatch-Import | VOM | 0 | [6 empty] | 0.42196 | 0
LCP_Inputs_ON_Electric_Howarth_2023_05_05 | 2042 | H2 Import - QC | Import | Hydrogen | PJ | Dispatch-Import | EmissionsCost | 0 | [6 empty] | 0.42196 | 0
LCP_Inputs_ON_Electric_Howarth_2023_05_05 | 2042 | H2 Import - QC | Import | Hydrogen | PJ | Dispatch-Import | FuelCost | 0 | [6 empty] | 0.42196 | 0
LCP_Inputs_ON_Electric_Howarth_2023_05_05 | 2042 | H2 Import - QC | Import | Hydrogen | PJ | Dispatch-Import | VOM | 0 | [6 empty] | 0.42196 | 0
LCP_Inputs_ON_Electric_Howarth_2023_05_05 | 2042 | H2 Import - QC | Import | Hydrogen | QC | Dispatch-Import | EmissionsCost | 0 | [6 empty] | 0.42196 | 0
LCP_Inputs_ON_Electric_Howarth_2023_05_05 | 2042 | H2 Import - QC | Import | Hydrogen | QC | Dispatch-Import | FuelCost | 0 | [6 empty] | 0.42196 | 0
LCP_Inputs_ON_Electric_Howarth_2023_05_05 | 2042 | H2 Import - QC | Import | Hydrogen | QC | Dispatch-Import | VOM | 0 | [6 empty] | 0.42196 | 0
LCP_Inputs_ON_Electric_Howarth_2023_05_05 | 2042 | H2 Import - QC | Import | Hydrogen | WC | Dispatch-Import | EmissionsCost | 0 | [6 empty] | 0.42196 | 0
LCP_Inputs_ON_Electric_Howarth_2023_05_05 | 2042 | H2 Import - QC | Import | Hydrogen | WC | Dispatch-Import | FuelCost | 0 | [6 empty] | 0.42196 | 0
LCP_Inputs_ON_Electric_Howarth_2023_05_05 | 2042 | H2 Import - QC | Import | Hydrogen | WC | Dispatch-Import | VOM | 0 | [6 empty] | 0.42196 | 0
LCP_Inputs_ON_Electric_Howarth_2023_05_05 | 2042 | H2 Import - WC | Import | Hydrogen | MI | Dispatch-Import | EmissionsCost | 0 | [6 empty] | 0.42196 | 0
LCP_Inputs_ON_Electric_Howarth_2023_05_05 | 2042 | H2 Import - WC | Import | Hydrogen | MI | Dispatch-Import | FuelCost | 0 | [6 empty] | 0.42196 | 0
LCP_Inputs_ON_Electric_Howarth_2023_05_05 | 2042 | H2 Import - WC | Import | Hydrogen | MI | Dispatch-Import | VOM | 0 | [6 empty] | 0.42196 | 0
LCP_Inputs_ON_Electric_Howarth_2023_05_05 | 2042 | H2 Import - WC | Import | Hydrogen | NY | Dispatch-Import | EmissionsCost | 0 | [6 empty] | 0.42196 | 0
LCP_Inputs_ON_Electric_Howarth_2023_05_05 | 2042 | H2 Import - WC | Import | Hydrogen | NY | Dispatch-Import | FuelCost | 0 | [6 empty] | 0.42196 | 0
LCP_Inputs_ON_Electric_Howarth_2023_05_05 | 2042 | H2 Import - WC | Import | Hydrogen | NY | Dispatch-Import | VOM | 0 | [6 empty] | 0.42196 | 0
LCP_Inputs_ON_Electric_Howarth_2023_05_05 | 2042 | H2 Import - WC | Import | Hydrogen | ON | Dispatch-Import | EmissionsCost | 0 | [6 empty] | 0.42196 | 0
LCP_Inputs_ON_Electric_Howarth_2023_05_05 | 2042 | H2 Import - WC | Import | Hydrogen | ON | Dispatch-Import | FuelCost | 0 | [6 empty] | 0.42196 | 0
LCP_Inputs_ON_Electric_Howarth_2023_05_05 | 2042 | H2 Import - WC | Import | Hydrogen | ON | Dispatch-Import | VOM | 0 | [6 empty] | 0.42196 | 0
LCP_Inputs_ON_Electric_Howarth_2023_05_05 | 2042 | H2 Import - WC | Import | Hydrogen | PJ | Dispatch-Import | EmissionsCost | 0 | [6 empty] | 0.42196 | 0
LCP_Inputs_ON_Electric_Howarth_2023_05_05 | 2042 | H2 Import - WC | Import | Hydrogen | PJ | Dispatch-Import | FuelCost | 0 | [6 empty] | 0.42196 | 0
LCP_Inputs_ON_Electric_Howarth_2023_05_05 | 2042 | H2 Import - WC | Import | Hydrogen | PJ | Dispatch-Import | VOM | 0 | [6 empty] | 0.42196 | 0
LCP_Inputs_ON_Electric_Howarth_2023_05_05 | 2042 | H2 Import - WC | Import | Hydrogen | QC | Dispatch-Import | EmissionsCost | 0 | [6 empty] | 0.42196 | 0
LCP_Inputs_ON_Electric_Howarth_2023_05_05 | 2042 | H2 Import - WC | Import | Hydrogen | QC | Dispatch-Import | FuelCost | 0 | [6 empty] | 0.42196 | 0
LCP_Inputs_ON_Electric_Howarth_2023_05_05 | 2042 | H2 Import - WC | Import | Hydrogen | QC | Dispatch-Import | VOM | 0 | [6 empty] | 0.42196 | 0
LCP_Inputs_ON_Electric_Howarth_2023_05_05 | 2042 | H2 Import - WC | Import | Hydrogen | WC | Dispatch-Import | EmissionsCost | 0 | [6 empty] | 0.42196 | 0
LCP_Inputs_ON_Electric_Howarth_2023_05_05 | 2042 | H2 Import - WC | Import | Hydrogen | WC | Dispatch-Import | FuelCost | 264354475.5194 | [6 empty] | 0.42196 | 111545794.9306
LCP_Inputs_ON_Electric_Howarth_2023_05_05 | 2042 | H2 Import - WC | Import | Hydrogen | WC | Dispatch-Import | VOM | 0 | [6 empty] | 0.42196 | 0
LCP_Inputs_ON_Electric_Howarth_2023_05_05 | 2042 | H2 Salt Cavern Storage - ON | Storage | Hydrogen | MI | Dispatch-Storage | EmissionsCost | 0 | [6 empty] | 0.42196 | 0
LCP_Inputs_ON_Electric_Howarth_2023_05_05 | 2042 | H2 Salt Cavern Storage - ON | Storage | Hydrogen | MI | Dispatch-Storage | FuelCost | 0 | [6 empty] | 0.42196 | 0
LCP_Inputs_ON_Electric_Howarth_2023_05_05 | 2042 | H2 Salt Cavern Storage - ON | Storage | Hydrogen | MI | Dispatch-Storage | VOM | 0 | [6 empty] | 0.42196 | 0
LCP_Inputs_ON_Electric_Howarth_2023_05_05 | 2042 | H2 Salt Cavern Storage - ON | Storage | Hydrogen | NY | Dispatch-Storage | EmissionsCost | 0 | [6 empty] | 0.42196 | 0
LCP_Inputs_ON_Electric_Howarth_2023_05_05 | 2042 | H2 Salt Cavern Storage - ON | Storage | Hydrogen | NY | Dispatch-Storage | FuelCost | 0 | [6 empty] | 0.42196 | 0
LCP_Inputs_ON_Electric_Howarth_2023_05_05 | 2042 | H2 Salt Cavern Storage - ON | Storage | Hydrogen | NY | Dispatch-Storage | VOM | 0 | [6 empty] | 0.42196 | 0
LCP_Inputs_ON_Electric_Howarth_2023_05_05 | 2042 | H2 Salt Cavern Storage - ON | Storage | Hydrogen | ON | Dispatch-Storage | EmissionsCost | 0 | [6 empty] | 0.42196 | 0
LCP_Inputs_ON_Electric_Howarth_2023_05_05 | 2042 | H2 Salt Cavern Storage - ON | Storage | Hydrogen | ON | Dispatch-Storage | FuelCost | 0 | [6 empty] | 0.42196 | 0
LCP_Inputs_ON_Electric_Howarth_2023_05_05 | 2042 | H2 Salt Cavern Storage - ON | Storage | Hydrogen | ON | Dispatch-Storage | VOM | 29987486.9081 | [6 empty] | 0.42196 | 12653381.633
LCP_Inputs_ON_Electric_Howarth_2023_05_05 | 2042 | H2 Salt Cavern Storage - ON | Storage | Hydrogen | PJ | Dispatch-Storage | EmissionsCost | 0 | [6 empty] | 0.42196 | 0
LCP_Inputs_ON_Electric_Howarth_2023_05_05 | 2042 | H2 Salt Cavern Storage - ON | Storage | Hydrogen | PJ | Dispatch-Storage | FuelCost | 0 | [6 empty] | 0.42196 | 0
LCP_Inputs_ON_Electric_Howarth_2023_05_05 | 2042 | H2 Salt Cavern Storage - ON | Storage | Hydrogen | PJ | Dispatch-Storage | VOM | 0 | [6 empty] | 0.42196 | 0
LCP_Inputs_ON_Electric_Howarth_2023_05_05 | 2042 | H2 Salt Cavern Storage - ON | Storage | Hydrogen | QC | Dispatch-Storage | EmissionsCost | 0 | [6 empty] | 0.42196 | 0
LCP_Inputs_ON_Electric_Howarth_2023_05_05 | 2042 | H2 Salt Cavern Storage - ON | Storage | Hydrogen | QC | Dispatch-Storage | FuelCost | 0 | [6 empty] | 0.42196 | 0
LCP_Inputs_ON_Electric_Howarth_2023_05_05 | 2042 | H2 Salt Cavern Storage - ON | Storage | Hydrogen | QC | Dispatch-Storage | VOM | 0 | [6 empty] | 0.42196 | 0
LCP_Inputs_ON_Electric_Howarth_2023_05_05 | 2042 | H2 Salt Cavern Storage - ON | Storage | Hydrogen | WC | Dispatch-Storage | EmissionsCost | 0 | [6 empty] | 0.42196 | 0
LCP_Inputs_ON_Electric_Howarth_2023_05_05 | 2042 | H2 Salt Cavern Storage - ON | Storage | Hydrogen | WC | Dispatch-Storage | FuelCost | 0 | [6 empty] | 0.42196 | 0
LCP_Inputs_ON_Electric_Howarth_2023_05_05 | 2042 | H2 Salt Cavern Storage - ON | Storage | Hydrogen | WC | Dispatch-Storage | VOM | 0 | [6 empty] | 0.42196 | 0
LCP_Inputs_ON_Electric_Howarth_2023_05_05 | 2042 | Hydro | Generation | Electricity | MI | Dispatch-Generation | EmissionsCost | 0 | [6 empty] | 0.42196 | 0
LCP_Inputs_ON_Electric_Howarth_2023_05_05 | 2042 | Hydro | Generation | Electricity | MI | Dispatch-Generation | FuelCost | 0 | [6 empty] | 0.42196 | 0
LCP_Inputs_ON_Electric_Howarth_2023_05_05 | 2042 | Hydro | Generation | Electricity | MI | Dispatch-Generation | VOM | 0 | [6 empty] | 0.42196 | 0
LCP_Inputs_ON_Electric_Howarth_2023_05_05 | 2042 | Hydro | Generation | Electricity | NY | Dispatch-Generation | EmissionsCost | 0 | [6 empty] | 0.42196 | 0
LCP_Inputs_ON_Electric_Howarth_2023_05_05 | 2042 | Hydro | Generation | Electricity | NY | Dispatch-Generation | FuelCost | 0 | [6 empty] | 0.42196 | 0
LCP_Inputs_ON_Electric_Howarth_2023_05_05 | 2042 | Hydro | Generation | Electricity | NY | Dispatch-Generation | VOM | 0 | [6 empty] | 0.42196 | 0
LCP_Inputs_ON_Electric_Howarth_2023_05_05 | 2042 | Hydro | Generation | Electricity | ON | Dispatch-Generation | EmissionsCost | 0 | [6 empty] | 0.42196 | 0
LCP_Inputs_ON_Electric_Howarth_2023_05_05 | 2042 | Hydro | Generation | Electricity | ON | Dispatch-Generation | FuelCost | 0 | [6 empty] | 0.42196 | 0
LCP_Inputs_ON_Electric_Howarth_2023_05_05 | 2042 | Hydro | Generation | Electricity | ON | Dispatch-Generation | VOM | 0 | [6 empty] | 0.42196 | 0
LCP_Inputs_ON_Electric_Howarth_2023_05_05 | 2042 | Hydro | Generation | Electricity | PJ | Dispatch-Generation | EmissionsCost | 0 | [6 empty] | 0.42196 | 0
LCP_Inputs_ON_Electric_Howarth_2023_05_05 | 2042 | Hydro | Generation | Electricity | PJ | Dispatch-Generation | FuelCost | 0 | [6 empty] | 0.42196 | 0
LCP_Inputs_ON_Electric_Howarth_2023_05_05 | 2042 | Hydro | Generation | Electricity | PJ | Dispatch-Generation | VOM | 0 | [6 empty] | 0.42196 | 0
LCP_Inputs_ON_Electric_Howarth_2023_05_05 | 2042 | Hydro | Generation | Electricity | QC | Dispatch-Generation | EmissionsCost | 0 | [6 empty] | 0.42196 | 0
LCP_Inputs_ON_Electric_Howarth_2023_05_05 | 2042 | Hydro | Generation | Electricity | QC | Dispatch-Generation | FuelCost | 0 | [6 empty] | 0.42196 | 0
LCP_Inputs_ON_Electric_Howarth_2023_05_05 | 2042 | Hydro | Generation | Electricity | QC | Dispatch-Generation | VOM | 0 | [6 empty] | 0.42196 | 0
LCP_Inputs_ON_Electric_Howarth_2023_05_05 | 2042 | Hydro | Generation | Electricity | WC | Dispatch-Generation | EmissionsCost | 0 | [6 empty] | 0.42196 | 0
LCP_Inputs_ON_Electric_Howarth_2023_05_05 | 2042 | Hydro | Generation | Electricity | WC | Dispatch-Generation | FuelCost | 0 | [6 empty] | 0.42196 | 0
LCP_Inputs_ON_Electric_Howarth_2023_05_05 | 2042 | Hydro | Generation | Electricity | WC | Dispatch-Generation | VOM | 0 | [6 empty] | 0.42196 | 0
LCP_Inputs_ON_Electric_Howarth_2023_05_05 | 2042 | Hydro Pumped Storage | Storage | Electricity | MI | Dispatch-Storage | EmissionsCost | 0 | [6 empty] | 0.42196 | 0
LCP_Inputs_ON_Electric_Howarth_2023_05_05 | 2042 | Hydro Pumped Storage | Storage | Electricity | MI | Dispatch-Storage | FuelCost | 0 | [6 empty] | 0.42196 | 0
LCP_Inputs_ON_Electric_Howarth_2023_05_05 | 2042 | Hydro Pumped Storage | Storage | Electricity | MI | Dispatch-Storage | VOM | 0 | [6 empty] | 0.42196 | 0
LCP_Inputs_ON_Electric_Howarth_2023_05_05 | 2042 | Hydro Pumped Storage | Storage | Electricity | NY | Dispatch-Storage | EmissionsCost | 0 | [6 empty] | 0.42196 | 0
LCP_Inputs_ON_Electric_Howarth_2023_05_05 | 2042 | Hydro Pumped Storage | Storage | Electricity | NY | Dispatch-Storage | FuelCost | 0 | [6 empty] | 0.42196 | 0
LCP_Inputs_ON_Electric_Howarth_2023_05_05 | 2042 | Hydro Pumped Storage | Storage | Electricity | NY | Dispatch-Storage | VOM | 0 | [6 empty] | 0.42196 | 0
LCP_Inputs_ON_Electric_Howarth_2023_05_05 | 2042 | Hydro Pumped Storage | Storage | Electricity | ON | Dispatch-Storage | EmissionsCost | 0 | [6 empty] | 0.42196 | 0
LCP_Inputs_ON_Electric_Howarth_2023_05_05 | 2042 | Hydro Pumped Storage | Storage | Electricity | ON | Dispatch-Storage | FuelCost | 0 | [6 empty] | 0.42196 | 0
LCP_Inputs_ON_Electric_Howarth_2023_05_05 | 2042 | Hydro Pumped Storage | Storage | Electricity | ON | Dispatch-Storage | VOM | 0 | [6 empty] | 0.42196 | 0
LCP_Inputs_ON_Electric_Howarth_2023_05_05 | 2042 | Hydro Pumped Storage | Storage | Electricity | PJ | Dispatch-Storage | EmissionsCost | 0 | [6 empty] | 0.42196 | 0
LCP_Inputs_ON_Electric_Howarth_2023_05_05 | 2042 | Hydro Pumped Storage | Storage | Electricity | PJ | Dispatch-Storage | FuelCost | 0 | [6 empty] | 0.42196 | 0
LCP_Inputs_ON_Electric_Howarth_2023_05_05 | 2042 | Hydro Pumped Storage | Storage | Electricity | PJ | Dispatch-Storage | VOM | 0 | [6 empty] | 0.42196 | 0
LCP_Inputs_ON_Electric_Howarth_2023_05_05 | 2042 | Hydro Pumped Storage | Storage | Electricity | QC | Dispatch-Storage | EmissionsCost | 0 | [6 empty] | 0.42196 | 0
LCP_Inputs_ON_Electric_Howarth_2023_05_05 | 2042 | Hydro Pumped Storage | Storage | Electricity | QC | Dispatch-Storage | FuelCost | 0 | [6 empty] | 0.42196 | 0
LCP_Inputs_ON_Electric_Howarth_2023_05_05 | 2042 | Hydro Pumped Storage | Storage | Electricity | QC | Dispatch-Storage | VOM | 0 | [6 empty] | 0.42196 | 0
LCP_Inputs_ON_Electric_Howarth_2023_05_05 | 2042 | Hydro Pumped Storage | Storage | Electricity | WC | Dispatch-Storage | EmissionsCost | 0 | [6 empty] | 0.42196 | 0
LCP_Inputs_ON_Electric_Howarth_2023_05_05 | 2042 | Hydro Pumped Storage | Storage | Electricity | WC | Dispatch-Storage | FuelCost | 0 | [6 empty] | 0.42196 | 0
LCP_Inputs_ON_Electric_Howarth_2023_05_05 | 2042 | Hydro Pumped Storage | Storage | Electricity | WC | Dispatch-Storage | VOM | 0 | [6 empty] | 0.42196 | 0
LCP_Inputs_ON_Electric_Howarth_2023_05_05 | 2042 | Nuclear | Generation | Electricity | MI | Dispatch-Generation | EmissionsCost | 0 | [6 empty] | 0.42196 | 0
LCP_Inputs_ON_Electric_Howarth_2023_05_05 | 2042 | Nuclear | Generation | Electricity | MI | Dispatch-Generation | FuelCost | 0 | [6 empty] | 0.42196 | 0
LCP_Inputs_ON_Electric_Howarth_2023_05_05 | 2042 | Nuclear | Generation | Electricity | MI | Dispatch-Generation | VOM | 2762866296.96 | [6 empty] | 0.42196 | 1165806316.5977
LCP_Inputs_ON_Electric_Howarth_2023_05_05 | 2042 | Nuclear | Generation | Electricity | NY | Dispatch-Generation | EmissionsCost | 0 | [6 empty] | 0.42196 | 0
LCP_Inputs_ON_Electric_Howarth_2023_05_05 | 2042 | Nuclear | Generation | Electricity | NY | Dispatch-Generation | FuelCost | 0 | [6 empty] | 0.42196 | 0
LCP_Inputs_ON_Electric_Howarth_2023_05_05 | 2042 | Nuclear | Generation | Electricity | NY | Dispatch-Generation | VOM | 2246155230.144 | [6 empty] | 0.42196 | 947777298.6127
LCP_Inputs_ON_Electric_Howarth_2023_05_05 | 2042 | Nuclear | Generation | Electricity | ON | Dispatch-Generation | EmissionsCost | 0 | [6 empty] | 0.42196 | 0
LCP_Inputs_ON_Electric_Howarth_2023_05_05 | 2042 | Nuclear | Generation | Electricity | ON | Dispatch-Generation | FuelCost | 0 | [6 empty] | 0.42196 | 0
LCP_Inputs_ON_Electric_Howarth_2023_05_05 | 2042 | Nuclear | Generation | Electricity | ON | Dispatch-Generation | VOM | 7838119223.6803 | [6 empty] | 0.42196 | 3307336627.6415
LCP_Inputs_ON_Electric_Howarth_2023_05_05 | 2042 | Nuclear | Generation | Electricity | PJ | Dispatch-Generation | EmissionsCost | 0 | [6 empty] | 0.42196 | 0
LCP_Inputs_ON_Electric_Howarth_2023_05_05 | 2042 | Nuclear | Generation | Electricity | PJ | Dispatch-Generation | FuelCost | 0 | [6 empty] | 0.42196 | 0
LCP_Inputs_ON_Electric_Howarth_2023_05_05 | 2042 | Nuclear | Generation | Electricity | PJ | Dispatch-Generation | VOM | 6401347648.6848 | [6 empty] | 0.42196 | 2701083122.1857
LCP_Inputs_ON_Electric_Howarth_2023_05_05 | 2042 | Nuclear | Generation | Electricity | QC | Dispatch-Generation | EmissionsCost | 0 | [6 empty] | 0.42196 | 0
LCP_Inputs_ON_Electric_Howarth_2023_05_05 | 2042 | Nuclear | Generation | Electricity | QC | Dispatch-Generation | FuelCost | 0 | [6 empty] | 0.42196 | 0
LCP_Inputs_ON_Electric_Howarth_2023_05_05 | 2042 | Nuclear | Generation | Electricity | QC | Dispatch-Generation | VOM | 0 | [6 empty] | 0.42196 | 0
LCP_Inputs_ON_Electric_Howarth_2023_05_05 | 2042 | Nuclear | Generation | Electricity | WC | Dispatch-Generation | EmissionsCost | 0 | [6 empty] | 0.42196 | 0
LCP_Inputs_ON_Electric_Howarth_2023_05_05 | 2042 | Nuclear | Generation | Electricity | WC | Dispatch-Generation | FuelCost | 0 | [6 empty] | 0.42196 | 0
LCP_Inputs_ON_Electric_Howarth_2023_05_05 | 2042 | Nuclear | Generation | Electricity | WC | Dispatch-Generation | VOM | 0 | [6 empty] | 0.42196 | 0
LCP_Inputs_ON_Electric_Howarth_2023_05_05 | 2042 | Nuclear SMR | Generation | Electricity | MI | Dispatch-Generation | EmissionsCost | 0 | [6 empty] | 0.42196 | 0
LCP_Inputs_ON_Electric_Howarth_2023_05_05 | 2042 | Nuclear SMR | Generation | Electricity | MI | Dispatch-Generation | FuelCost | 0 | [6 empty] | 0.42196 | 0
LCP_Inputs_ON_Electric_Howarth_2023_05_05 | 2042 | Nuclear SMR | Generation | Electricity | MI | Dispatch-Generation | VOM | 0 | [6 empty] | 0.42196 | 0
LCP_Inputs_ON_Electric_Howarth_2023_05_05 | 2042 | Nuclear SMR | Generation | Electricity | NY | Dispatch-Generation | EmissionsCost | 0 | [6 empty] | 0.42196 | 0
LCP_Inputs_ON_Electric_Howarth_2023_05_05 | 2042 | Nuclear SMR | Generation | Electricity | NY | Dispatch-Generation | FuelCost | 0 | [6 empty] | 0.42196 | 0
LCP_Inputs_ON_Electric_Howarth_2023_05_05 | 2042 | Nuclear SMR | Generation | Electricity | NY | Dispatch-Generation | VOM | 0 | [6 empty] | 0.42196 | 0
LCP_Inputs_ON_Electric_Howarth_2023_05_05 | 2042 | Nuclear SMR | Generation | Electricity | ON | Dispatch-Generation | EmissionsCost | 0 | [6 empty] | 0.42196 | 0
LCP_Inputs_ON_Electric_Howarth_2023_05_05 | 2042 | Nuclear SMR | Generation | Electricity | ON | Dispatch-Generation | FuelCost | 0 | [6 empty] | 0.42196 | 0
LCP_Inputs_ON_Electric_Howarth_2023_05_05 | 2042 | Nuclear SMR | Generation | Electricity | ON | Dispatch-Generation | VOM | 209027402.6763 | [6 empty] | 0.42196 | 88200238.5168
LCP_Inputs_ON_Electric_Howarth_2023_05_05 | 2042 | Nuclear SMR | Generation | Electricity | PJ | Dispatch-Generation | EmissionsCost | 0 | [6 empty] | 0.42196 | 0
LCP_Inputs_ON_Electric_Howarth_2023_05_05 | 2042 | Nuclear SMR | Generation | Electricity | PJ | Dispatch-Generation | FuelCost | 0 | [6 empty] | 0.42196 | 0
LCP_Inputs_ON_Electric_Howarth_2023_05_05 | 2042 | Nuclear SMR | Generation | Electricity | PJ | Dispatch-Generation | VOM | 0 | [6 empty] | 0.42196 | 0
LCP_Inputs_ON_Electric_Howarth_2023_05_05 | 2042 | Nuclear SMR | Generation | Electricity | QC | Dispatch-Generation | EmissionsCost | 0 | [6 empty] | 0.42196 | 0
LCP_Inputs_ON_Electric_Howarth_2023_05_05 | 2042 | Nuclear SMR | Generation | Electricity | QC | Dispatch-Generation | FuelCost | 0 | [6 empty] | 0.42196 | 0
LCP_Inputs_ON_Electric_Howarth_2023_05_05 | 2042 | Nuclear SMR | Generation | Electricity | QC | Dispatch-Generation | VOM | 0 | [6 empty] | 0.42196 | 0
LCP_Inputs_ON_Electric_Howarth_2023_05_05 | 2042 | Nuclear SMR | Generation | Electricity | WC | Dispatch-Generation | EmissionsCost | 0 | [6 empty] | 0.42196 | 0
LCP_Inputs_ON_Electric_Howarth_2023_05_05 | 2042 | Nuclear SMR | Generation | Electricity | WC | Dispatch-Generation | FuelCost | 0 | [6 empty] | 0.42196 | 0
LCP_Inputs_ON_Electric_Howarth_2023_05_05 | 2042 | Nuclear SMR | Generation | Electricity | WC | Dispatch-Generation | VOM | 0 | [6 empty] | 0.42196 | 0
LCP_Inputs_ON_Electric_Howarth_2023_05_05 | 2042 | O/CCGT - CH4 Existing | Crossload | Electricity | MI | Dispatch-Crossload | EmissionsCost | 0 | [6 empty] | 0.42196 | 0
LCP_Inputs_ON_Electric_Howarth_2023_05_05 | 2042 | O/CCGT - CH4 Existing | Crossload | Electricity | MI | Dispatch-Crossload | FuelCost | 0 | [6 empty] | 0.42196 | 0
LCP_Inputs_ON_Electric_Howarth_2023_05_05 | 2042 | O/CCGT - CH4 Existing | Crossload | Electricity | MI | Dispatch-Crossload | VOM | 0 | [6 empty] | 0.42196 | 0
LCP_Inputs_ON_Electric_Howarth_2023_05_05 | 2042 | O/CCGT - CH4 Existing | Crossload | Electricity | NY | Dispatch-Crossload | EmissionsCost | 0 | [6 empty] | 0.42196 | 0
LCP_Inputs_ON_Electric_Howarth_2023_05_05 | 2042 | O/CCGT - CH4 Existing | Crossload | Electricity | NY | Dispatch-Crossload | FuelCost | 0 | [6 empty] | 0.42196 | 0
LCP_Inputs_ON_Electric_Howarth_2023_05_05 | 2042 | O/CCGT - CH4 Existing | Crossload | Electricity | NY | Dispatch-Crossload | VOM | 0 | [6 empty] | 0.42196 | 0
LCP_Inputs_ON_Electric_Howarth_2023_05_05 | 2042 | O/CCGT - CH4 Existing | Crossload | Electricity | ON | Dispatch-Crossload | EmissionsCost | 4102217.4246 | [6 empty] | 0.42196 | 1730952.7395
LCP_Inputs_ON_Electric_Howarth_2023_05_05 | 2042 | O/CCGT - CH4 Existing | Crossload | Electricity | ON | Dispatch-Crossload | FuelCost | 0 | [6 empty] | 0.42196 | 0
LCP_Inputs_ON_Electric_Howarth_2023_05_05 | 2042 | O/CCGT - CH4 Existing | Crossload | Electricity | ON | Dispatch-Crossload | VOM | 145942.0715 | [6 empty] | 0.42196 | 61581.0432
LCP_Inputs_ON_Electric_Howarth_2023_05_05 | 2042 | O/CCGT - CH4 Existing | Crossload | Electricity | PJ | Dispatch-Crossload | EmissionsCost | 0 | [6 empty] | 0.42196 | 0
LCP_Inputs_ON_Electric_Howarth_2023_05_05 | 2042 | O/CCGT - CH4 Existing | Crossload | Electricity | PJ | Dispatch-Crossload | FuelCost | 0 | [6 empty] | 0.42196 | 0
LCP_Inputs_ON_Electric_Howarth_2023_05_05 | 2042 | O/CCGT - CH4 Existing | Crossload | Electricity | PJ | Dispatch-Crossload | VOM | 0 | [6 empty] | 0.42196 | 0
LCP_Inputs_ON_Electric_Howarth_2023_05_05 | 2042 | O/CCGT - CH4 Existing | Crossload | Electricity | QC | Dispatch-Crossload | EmissionsCost | 0 | [6 empty] | 0.42196 | 0
LCP_Inputs_ON_Electric_Howarth_2023_05_05 | 2042 | O/CCGT - CH4 Existing | Crossload | Electricity | QC | Dispatch-Crossload | FuelCost | 0 | [6 empty] | 0.42196 | 0
LCP_Inputs_ON_Electric_Howarth_2023_05_05 | 2042 | O/CCGT - CH4 Existing | Crossload | Electricity | QC | Dispatch-Crossload | VOM | 0 | [6 empty] | 0.42196 | 0
LCP_Inputs_ON_Electric_Howarth_2023_05_05 | 2042 | O/CCGT - CH4 Existing | Crossload | Electricity | WC | Dispatch-Crossload | EmissionsCost | 0 | [6 empty] | 0.42196 | 0
LCP_Inputs_ON_Electric_Howarth_2023_05_05 | 2042 | O/CCGT - CH4 Existing | Crossload | Electricity | WC | Dispatch-Crossload | FuelCost | 0 | [6 empty] | 0.42196 | 0
LCP_Inputs_ON_Electric_Howarth_2023_05_05 | 2042 | O/CCGT - CH4 Existing | Crossload | Electricity | WC | Dispatch-Crossload | VOM | 0 | [6 empty] | 0.42196 | 0
LCP_Inputs_ON_Electric_Howarth_2023_05_05 | 2042 | O/CCGT - CH4 New | Crossload | Electricity | MI | Dispatch-Crossload | EmissionsCost | 0 | [6 empty] | 0.42196 | 0
LCP_Inputs_ON_Electric_Howarth_2023_05_05 | 2042 | O/CCGT - CH4 New | Crossload | Electricity | MI | Dispatch-Crossload | FuelCost | 0 | [6 empty] | 0.42196 | 0
LCP_Inputs_ON_Electric_Howarth_2023_05_05 | 2042 | O/CCGT - CH4 New | Crossload | Electricity | MI | Dispatch-Crossload | VOM | 0 | [6 empty] | 0.42196 | 0
LCP_Inputs_ON_Electric_Howarth_2023_05_05 | 2042 | O/CCGT - CH4 New | Crossload | Electricity | NY | Dispatch-Crossload | EmissionsCost | 0 | [6 empty] | 0.42196 | 0
LCP_Inputs_ON_Electric_Howarth_2023_05_05 | 2042 | O/CCGT - CH4 New | Crossload | Electricity | NY | Dispatch-Crossload | FuelCost | 0 | [6 empty] | 0.42196 | 0
LCP_Inputs_ON_Electric_Howarth_2023_05_05 | 2042 | O/CCGT - CH4 New | Crossload | Electricity | NY | Dispatch-Crossload | VOM | 0 | [6 empty] | 0.42196 | 0
LCP_Inputs_ON_Electric_Howarth_2023_05_05 | 2042 | O/CCGT - CH4 New | Crossload | Electricity | ON | Dispatch-Crossload | EmissionsCost | 1412953.2475 | [6 empty] | 0.42196 | 596203.2339
LCP_Inputs_ON_Electric_Howarth_2023_05_05 | 2042 | O/CCGT - CH4 New | Crossload | Electricity | ON | Dispatch-Crossload | FuelCost | 0 | [6 empty] | 0.42196 | 0
LCP_Inputs_ON_Electric_Howarth_2023_05_05 | 2042 | O/CCGT - CH4 New | Crossload | Electricity | ON | Dispatch-Crossload | VOM | 50267.7704 | [6 empty] | 0.42196 | 21210.7565
LCP_Inputs_ON_Electric_Howarth_2023_05_05 | 2042 | O/CCGT - CH4 New | Crossload | Electricity | PJ | Dispatch-Crossload | EmissionsCost | 0 | [6 empty] | 0.42196 | 0
LCP_Inputs_ON_Electric_Howarth_2023_05_05 | 2042 | O/CCGT - CH4 New | Crossload | Electricity | PJ | Dispatch-Crossload | FuelCost | 0 | [6 empty] | 0.42196 | 0
LCP_Inputs_ON_Electric_Howarth_2023_05_05 | 2042 | O/CCGT - CH4 New | Crossload | Electricity | PJ | Dispatch-Crossload | VOM | 0 | [6 empty] | 0.42196 | 0
LCP_Inputs_ON_Electric_Howarth_2023_05_05 | 2042 | O/CCGT - CH4 New | Crossload | Electricity | QC | Dispatch-Crossload | EmissionsCost | 0 | [6 empty] | 0.42196 | 0
LCP_Inputs_ON_Electric_Howarth_2023_05_05 | 2042 | O/CCGT - CH4 New | Crossload | Electricity | QC | Dispatch-Crossload | FuelCost | 0 | [6 empty] | 0.42196 | 0
LCP_Inputs_ON_Electric_Howarth_2023_05_05 | 2042 | O/CCGT - CH4 New | Crossload | Electricity | QC | Dispatch-Crossload | VOM | 0 | [6 empty] | 0.42196 | 0
LCP_Inputs_ON_Electric_Howarth_2023_05_05 | 2042 | O/CCGT - CH4 New | Crossload | Electricity | WC | Dispatch-Crossload | EmissionsCost | 0 | [6 empty] | 0.42196 | 0
LCP_Inputs_ON_Electric_Howarth_2023_05_05 | 2042 | O/CCGT - CH4 New | Crossload | Electricity | WC | Dispatch-Crossload | FuelCost | 0 | [6 empty] | 0.42196 | 0
LCP_Inputs_ON_Electric_Howarth_2023_05_05 | 2042 | O/CCGT - CH4 New | Crossload | Electricity | WC | Dispatch-Crossload | VOM | 0 | [6 empty] | 0.42196 | 0
LCP_Inputs_ON_Electric_Howarth_2023_05_05 | 2042 | O/CCGT - H2 New | Crossload | Electricity | MI | Dispatch-Crossload | EmissionsCost | 0 | [6 empty] | 0.42196 | 0
LCP_Inputs_ON_Electric_Howarth_2023_05_05 | 2042 | O/CCGT - H2 New | Crossload | Electricity | MI | Dispatch-Crossload | FuelCost | 0 | [6 empty] | 0.42196 | 0
LCP_Inputs_ON_Electric_Howarth_2023_05_05 | 2042 | O/CCGT - H2 New | Crossload | Electricity | MI | Dispatch-Crossload | VOM | 0 | [6 empty] | 0.42196 | 0
LCP_Inputs_ON_Electric_Howarth_2023_05_05 | 2042 | O/CCGT - H2 New | Crossload | Electricity | NY | Dispatch-Crossload | EmissionsCost | 0 | [6 empty] | 0.42196 | 0
LCP_Inputs_ON_Electric_Howarth_2023_05_05 | 2042 | O/CCGT - H2 New | Crossload | Electricity | NY | Dispatch-Crossload | FuelCost | 0 | [6 empty] | 0.42196 | 0
LCP_Inputs_ON_Electric_Howarth_2023_05_05 | 2042 | O/CCGT - H2 New | Crossload | Electricity | NY | Dispatch-Crossload | VOM | 0 | [6 empty] | 0.42196 | 0
LCP_Inputs_ON_Electric_Howarth_2023_05_05 | 2042 | O/CCGT - H2 New | Crossload | Electricity | ON | Dispatch-Crossload | EmissionsCost | 0 | [6 empty] | 0.42196 | 0
LCP_Inputs_ON_Electric_Howarth_2023_05_05 | 2042 | O/CCGT - H2 New | Crossload | Electricity | ON | Dispatch-Crossload | FuelCost | 0 | [6 empty] | 0.42196 | 0
LCP_Inputs_ON_Electric_Howarth_2023_05_05 | 2042 | O/CCGT - H2 New | Crossload | Electricity | ON | Dispatch-Crossload | VOM | 1216577.8169 | [6 empty] | 0.42196 | 513341.5631
LCP_Inputs_ON_Electric_Howarth_2023_05_05 | 2042 | O/CCGT - H2 New | Crossload | Electricity | PJ | Dispatch-Crossload | EmissionsCost | 0 | [6 empty] | 0.42196 | 0
LCP_Inputs_ON_Electric_Howarth_2023_05_05 | 2042 | O/CCGT - H2 New | Crossload | Electricity | PJ | Dispatch-Crossload | FuelCost | 0 | [6 empty] | 0.42196 | 0
LCP_Inputs_ON_Electric_Howarth_2023_05_05 | 2042 | O/CCGT - H2 New | Crossload | Electricity | PJ | Dispatch-Crossload | VOM | 0 | [6 empty] | 0.42196 | 0
LCP_Inputs_ON_Electric_Howarth_2023_05_05 | 2042 | O/CCGT - H2 New | Crossload | Electricity | QC | Dispatch-Crossload | EmissionsCost | 0 | [6 empty] | 0.42196 | 0
LCP_Inputs_ON_Electric_Howarth_2023_05_05 | 2042 | O/CCGT - H2 New | Crossload | Electricity | QC | Dispatch-Crossload | FuelCost | 0 | [6 empty] | 0.42196 | 0
LCP_Inputs_ON_Electric_Howarth_2023_05_05 | 2042 | O/CCGT - H2 New | Crossload | Electricity | QC | Dispatch-Crossload | VOM | 0 | [6 empty] | 0.42196 | 0
LCP_Inputs_ON_Electric_Howarth_2023_05_05 | 2042 | O/CCGT - H2 New | Crossload | Electricity | WC | Dispatch-Crossload | EmissionsCost | 0 | [6 empty] | 0.42196 | 0
LCP_Inputs_ON_Electric_Howarth_2023_05_05 | 2042 | O/CCGT - H2 New | Crossload | Electricity | WC | Dispatch-Crossload | FuelCost | 0 | [6 empty] | 0.42196 | 0
LCP_Inputs_ON_Electric_Howarth_2023_05_05 | 2042 | O/CCGT - H2 New | Crossload | Electricity | WC | Dispatch-Crossload | VOM | 0 | [6 empty] | 0.42196 | 0
LCP_Inputs_ON_Electric_Howarth_2023_05_05 | 2042 | SMR CCS | Generation | Hydrogen | MI | Dispatch-Generation | EmissionsCost | 0 | [6 empty] | 0.42196 | 0
LCP_Inputs_ON_Electric_Howarth_2023_05_05 | 2042 | SMR CCS | Generation | Hydrogen | MI | Dispatch-Generation | FuelCost | 0 | [6 empty] | 0.42196 | 0
LCP_Inputs_ON_Electric_Howarth_2023_05_05 | 2042 | SMR CCS | Generation | Hydrogen | MI | Dispatch-Generation | VOM | 0 | [6 empty] | 0.42196 | 0
LCP_Inputs_ON_Electric_Howarth_2023_05_05 | 2042 | SMR CCS | Generation | Hydrogen | NY | Dispatch-Generation | EmissionsCost | 0 | [6 empty] | 0.42196 | 0
LCP_Inputs_ON_Electric_Howarth_2023_05_05 | 2042 | SMR CCS | Generation | Hydrogen | NY | Dispatch-Generation | FuelCost | 0 | [6 empty] | 0.42196 | 0
LCP_Inputs_ON_Electric_Howarth_2023_05_05 | 2042 | SMR CCS | Generation | Hydrogen | NY | Dispatch-Generation | VOM | 0 | [6 empty] | 0.42196 | 0
LCP_Inputs_ON_Electric_Howarth_2023_05_05 | 2042 | SMR CCS | Generation | Hydrogen | ON | Dispatch-Generation | EmissionsCost | 1007144.5083 | [6 empty] | 0.42196 | 424970.0504
LCP_Inputs_ON_Electric_Howarth_2023_05_05 | 2042 | SMR CCS | Generation | Hydrogen | ON | Dispatch-Generation | FuelCost | 457300.2332 | [6 empty] | 0.42196 | 192960.2967
LCP_Inputs_ON_Electric_Howarth_2023_05_05 | 2042 | SMR CCS | Generation | Hydrogen | ON | Dispatch-Generation | VOM | 0 | [6 empty] | 0.42196 | 0
LCP_Inputs_ON_Electric_Howarth_2023_05_05 | 2042 | SMR CCS | Generation | Hydrogen | PJ | Dispatch-Generation | EmissionsCost | 0 | [6 empty] | 0.42196 | 0
LCP_Inputs_ON_Electric_Howarth_2023_05_05 | 2042 | SMR CCS | Generation | Hydrogen | PJ | Dispatch-Generation | FuelCost | 0 | [6 empty] | 0.42196 | 0
LCP_Inputs_ON_Electric_Howarth_2023_05_05 | 2042 | SMR CCS | Generation | Hydrogen | PJ | Dispatch-Generation | VOM | 0 | [6 empty] | 0.42196 | 0
LCP_Inputs_ON_Electric_Howarth_2023_05_05 | 2042 | SMR CCS | Generation | Hydrogen | QC | Dispatch-Generation | EmissionsCost | 0 | [6 empty] | 0.42196 | 0
LCP_Inputs_ON_Electric_Howarth_2023_05_05 | 2042 | SMR CCS | Generation | Hydrogen | QC | Dispatch-Generation | FuelCost | 0 | [6 empty] | 0.42196 | 0
LCP_Inputs_ON_Electric_Howarth_2023_05_05 | 2042 | SMR CCS | Generation | Hydrogen | QC | Dispatch-Generation | VOM | 0 | [6 empty] | 0.42196 | 0
LCP_Inputs_ON_Electric_Howarth_2023_05_05 | 2042 | SMR CCS | Generation | Hydrogen | WC | Dispatch-Generation | EmissionsCost | 0 | [6 empty] | 0.42196 | 0
LCP_Inputs_ON_Electric_Howarth_2023_05_05 | 2042 | SMR CCS | Generation | Hydrogen | WC | Dispatch-Generation | FuelCost | 0 | [6 empty] | 0.42196 | 0
LCP_Inputs_ON_Electric_Howarth_2023_05_05 | 2042 | SMR CCS | Generation | Hydrogen | WC | Dispatch-Generation | VOM | 0 | [6 empty] | 0.42196 | 0
LCP_Inputs_ON_Electric_Howarth_2023_05_05 | 2042 | Solar PV | Generation | Electricity | MI | Dispatch-Generation | EmissionsCost | 0 | [6 empty] | 0.42196 | 0
LCP_Inputs_ON_Electric_Howarth_2023_05_05 | 2042 | Solar PV | Generation | Electricity | MI | Dispatch-Generation | FuelCost | 0 | [6 empty] | 0.42196 | 0
LCP_Inputs_ON_Electric_Howarth_2023_05_05 | 2042 | Solar PV | Generation | Electricity | MI | Dispatch-Generation | VOM | 0 | [6 empty] | 0.42196 | 0
LCP_Inputs_ON_Electric_Howarth_2023_05_05 | 2042 | Solar PV | Generation | Electricity | NY | Dispatch-Generation | EmissionsCost | 0 | [6 empty] | 0.42196 | 0
LCP_Inputs_ON_Electric_Howarth_2023_05_05 | 2042 | Solar PV | Generation | Electricity | NY | Dispatch-Generation | FuelCost | 0 | [6 empty] | 0.42196 | 0
LCP_Inputs_ON_Electric_Howarth_2023_05_05 | 2042 | Solar PV | Generation | Electricity | NY | Dispatch-Generation | VOM | 0 | [6 empty] | 0.42196 | 0
LCP_Inputs_ON_Electric_Howarth_2023_05_05 | 2042 | Solar PV | Generation | Electricity | ON | Dispatch-Generation | EmissionsCost | 0 | [6 empty] | 0.42196 | 0
LCP_Inputs_ON_Electric_Howarth_2023_05_05 | 2042 | Solar PV | Generation | Electricity | ON | Dispatch-Generation | FuelCost | 0 | [6 empty] | 0.42196 | 0
LCP_Inputs_ON_Electric_Howarth_2023_05_05 | 2042 | Solar PV | Generation | Electricity | ON | Dispatch-Generation | VOM | 0 | [6 empty] | 0.42196 | 0
LCP_Inputs_ON_Electric_Howarth_2023_05_05 | 2042 | Solar PV | Generation | Electricity | PJ | Dispatch-Generation | EmissionsCost | 0 | [6 empty] | 0.42196 | 0
LCP_Inputs_ON_Electric_Howarth_2023_05_05 | 2042 | Solar PV | Generation | Electricity | PJ | Dispatch-Generation | FuelCost | 0 | [6 empty] | 0.42196 | 0
LCP_Inputs_ON_Electric_Howarth_2023_05_05 | 2042 | Solar PV | Generation | Electricity | PJ | Dispatch-Generation | VOM | 0 | [6 empty] | 0.42196 | 0
LCP_Inputs_ON_Electric_Howarth_2023_05_05 | 2042 | Solar PV | Generation | Electricity | QC | Dispatch-Generation | EmissionsCost | 0 | [6 empty] | 0.42196 | 0
LCP_Inputs_ON_Electric_Howarth_2023_05_05 | 2042 | Solar PV | Generation | Electricity | QC | Dispatch-Generation | FuelCost | 0 | [6 empty] | 0.42196 | 0
LCP_Inputs_ON_Electric_Howarth_2023_05_05 | 2042 | Solar PV | Generation | Electricity | QC | Dispatch-Generation | VOM | 0 | [6 empty] | 0.42196 | 0
LCP_Inputs_ON_Electric_Howarth_2023_05_05 | 2042 | Solar PV | Generation | Electricity | WC | Dispatch-Generation | EmissionsCost | 0 | [6 empty] | 0.42196 | 0
LCP_Inputs_ON_Electric_Howarth_2023_05_05 | 2042 | Solar PV | Generation | Electricity | WC | Dispatch-Generation | FuelCost | 0 | [6 empty] | 0.42196 | 0
LCP_Inputs_ON_Electric_Howarth_2023_05_05 | 2042 | Solar PV | Generation | Electricity | WC | Dispatch-Generation | VOM | 0 | [6 empty] | 0.42196 | 0
LCP_Inputs_ON_Electric_Howarth_2023_05_05 | 2042 | Wind Offshore | Generation | Electricity | MI | Dispatch-Generation | EmissionsCost | 0 | [6 empty] | 0.42196 | 0
LCP_Inputs_ON_Electric_Howarth_2023_05_05 | 2042 | Wind Offshore | Generation | Electricity | MI | Dispatch-Generation | FuelCost | 0 | [6 empty] | 0.42196 | 0
LCP_Inputs_ON_Electric_Howarth_2023_05_05 | 2042 | Wind Offshore | Generation | Electricity | MI | Dispatch-Generation | VOM | 0 | [6 empty] | 0.42196 | 0
LCP_Inputs_ON_Electric_Howarth_2023_05_05 | 2042 | Wind Offshore | Generation | Electricity | NY | Dispatch-Generation | EmissionsCost | 0 | [6 empty] | 0.42196 | 0
LCP_Inputs_ON_Electric_Howarth_2023_05_05 | 2042 | Wind Offshore | Generation | Electricity | NY | Dispatch-Generation | FuelCost | 0 | [6 empty] | 0.42196 | 0
LCP_Inputs_ON_Electric_Howarth_2023_05_05 | 2042 | Wind Offshore | Generation | Electricity | NY | Dispatch-Generation | VOM | 0 | [6 empty] | 0.42196 | 0
LCP_Inputs_ON_Electric_Howarth_2023_05_05 | 2042 | Wind Offshore | Generation | Electricity | ON | Dispatch-Generation | EmissionsCost | 0 | [6 empty] | 0.42196 | 0
LCP_Inputs_ON_Electric_Howarth_2023_05_05 | 2042 | Wind Offshore | Generation | Electricity | ON | Dispatch-Generation | FuelCost | 0 | [6 empty] | 0.42196 | 0
LCP_Inputs_ON_Electric_Howarth_2023_05_05 | 2042 | Wind Offshore | Generation | Electricity | ON | Dispatch-Generation | VOM | 0 | [6 empty] | 0.42196 | 0
LCP_Inputs_ON_Electric_Howarth_2023_05_05 | 2042 | Wind Offshore | Generation | Electricity | PJ | Dispatch-Generation | EmissionsCost | 0 | [6 empty] | 0.42196 | 0
LCP_Inputs_ON_Electric_Howarth_2023_05_05 | 2042 | Wind Offshore | Generation | Electricity | PJ | Dispatch-Generation | FuelCost | 0 | [6 empty] | 0.42196 | 0
LCP_Inputs_ON_Electric_Howarth_2023_05_05 | 2042 | Wind Offshore | Generation | Electricity | PJ | Dispatch-Generation | VOM | 0 | [6 empty] | 0.42196 | 0
LCP_Inputs_ON_Electric_Howarth_2023_05_05 | 2042 | Wind Offshore | Generation | Electricity | QC | Dispatch-Generation | EmissionsCost | 0 | [6 empty] | 0.42196 | 0
LCP_Inputs_ON_Electric_Howarth_2023_05_05 | 2042 | Wind Offshore | Generation | Electricity | QC | Dispatch-Generation | FuelCost | 0 | [6 empty] | 0.42196 | 0
LCP_Inputs_ON_Electric_Howarth_2023_05_05 | 2042 | Wind Offshore | Generation | Electricity | QC | Dispatch-Generation | VOM | 0 | [6 empty] | 0.42196 | 0
LCP_Inputs_ON_Electric_Howarth_2023_05_05 | 2042 | Wind Offshore | Generation | Electricity | WC | Dispatch-Generation | EmissionsCost | 0 | [6 empty] | 0.42196 | 0
LCP_Inputs_ON_Electric_Howarth_2023_05_05 | 2042 | Wind Offshore | Generation | Electricity | WC | Dispatch-Generation | FuelCost | 0 | [6 empty] | 0.42196 | 0
LCP_Inputs_ON_Electric_Howarth_2023_05_05 | 2042 | Wind Offshore | Generation | Electricity | WC | Dispatch-Generation | VOM | 0 | [6 empty] | 0.42196 | 0
LCP_Inputs_ON_Electric_Howarth_2023_05_05 | 2042 | Wind Onshore | Generation | Electricity | MI | Dispatch-Generation | EmissionsCost | 0 | [6 empty] | 0.42196 | 0
LCP_Inputs_ON_Electric_Howarth_2023_05_05 | 2042 | Wind Onshore | Generation | Electricity | MI | Dispatch-Generation | FuelCost | 0 | [6 empty] | 0.42196 | 0
LCP_Inputs_ON_Electric_Howarth_2023_05_05 | 2042 | Wind Onshore | Generation | Electricity | MI | Dispatch-Generation | VOM | 0 | [6 empty] | 0.42196 | 0
LCP_Inputs_ON_Electric_Howarth_2023_05_05 | 2042 | Wind Onshore | Generation | Electricity | NY | Dispatch-Generation | EmissionsCost | 0 | [6 empty] | 0.42196 | 0
LCP_Inputs_ON_Electric_Howarth_2023_05_05 | 2042 | Wind Onshore | Generation | Electricity | NY | Dispatch-Generation | FuelCost | 0 | [6 empty] | 0.42196 | 0
LCP_Inputs_ON_Electric_Howarth_2023_05_05 | 2042 | Wind Onshore | Generation | Electricity | NY | Dispatch-Generation | VOM | 0 | [6 empty] | 0.42196 | 0
LCP_Inputs_ON_Electric_Howarth_2023_05_05 | 2042 | Wind Onshore | Generation | Electricity | ON | Dispatch-Generation | EmissionsCost | 0 | [6 empty] | 0.42196 | 0
LCP_Inputs_ON_Electric_Howarth_2023_05_05 | 2042 | Wind Onshore | Generation | Electricity | ON | Dispatch-Generation | FuelCost | 0 | [6 empty] | 0.42196 | 0
LCP_Inputs_ON_Electric_Howarth_2023_05_05 | 2042 | Wind Onshore | Generation | Electricity | ON | Dispatch-Generation | VOM | 0 | [6 empty] | 0.42196 | 0
LCP_Inputs_ON_Electric_Howarth_2023_05_05 | 2042 | Wind Onshore | Generation | Electricity | PJ | Dispatch-Generation | EmissionsCost | 0 | [6 empty] | 0.42196 | 0
LCP_Inputs_ON_Electric_Howarth_2023_05_05 | 2042 | Wind Onshore | Generation | Electricity | PJ | Dispatch-Generation | FuelCost | 0 | [6 empty] | 0.42196 | 0
LCP_Inputs_ON_Electric_Howarth_2023_05_05 | 2042 | Wind Onshore | Generation | Electricity | PJ | Dispatch-Generation | VOM | 0 | [6 empty] | 0.42196 | 0
LCP_Inputs_ON_Electric_Howarth_2023_05_05 | 2042 | Wind Onshore | Generation | Electricity | QC | Dispatch-Generation | EmissionsCost | 0 | [6 empty] | 0.42196 | 0
LCP_Inputs_ON_Electric_Howarth_2023_05_05 | 2042 | Wind Onshore | Generation | Electricity | QC | Dispatch-Generation | FuelCost | 0 | [6 empty] | 0.42196 | 0
LCP_Inputs_ON_Electric_Howarth_2023_05_05 | 2042 | Wind Onshore | Generation | Electricity | QC | Dispatch-Generation | VOM | 0 | [6 empty] | 0.42196 | 0
LCP_Inputs_ON_Electric_Howarth_2023_05_05 | 2042 | Wind Onshore | Generation | Electricity | WC | Dispatch-Generation | EmissionsCost | 0 | [6 empty] | 0.42196 | 0
LCP_Inputs_ON_Electric_Howarth_2023_05_05 | 2042 | Wind Onshore | Generation | Electricity | WC | Dispatch-Generation | FuelCost | 0 | [6 empty] | 0.42196 | 0
LCP_Inputs_ON_Electric_Howarth_2023_05_05 | 2042 | Wind Onshore | Generation | Electricity | WC | Dispatch-Generation | VOM | 0 | [6 empty] | 0.42196 | 0
LCP_Inputs_ON_Electric_Howarth_2023_05_05 | 2043 | Anaerobic Digestion | Generation | Methane | MI | Dispatch-Generation | EmissionsCost | 0 | [6 empty] | 0.40573 | 0
LCP_Inputs_ON_Electric_Howarth_2023_05_05 | 2043 | Anaerobic Digestion | Generation | Methane | MI | Dispatch-Generation | FuelCost | 0 | [6 empty] | 0.40573 | 0
LCP_Inputs_ON_Electric_Howarth_2023_05_05 | 2043 | Anaerobic Digestion | Generation | Methane | MI | Dispatch-Generation | VOM | 0 | [6 empty] | 0.40573 | 0
LCP_Inputs_ON_Electric_Howarth_2023_05_05 | 2043 | Anaerobic Digestion | Generation | Methane | NY | Dispatch-Generation | EmissionsCost | 0 | [6 empty] | 0.40573 | 0
LCP_Inputs_ON_Electric_Howarth_2023_05_05 | 2043 | Anaerobic Digestion | Generation | Methane | NY | Dispatch-Generation | FuelCost | 0 | [6 empty] | 0.40573 | 0
LCP_Inputs_ON_Electric_Howarth_2023_05_05 | 2043 | Anaerobic Digestion | Generation | Methane | NY | Dispatch-Generation | VOM | 0 | [6 empty] | 0.40573 | 0
LCP_Inputs_ON_Electric_Howarth_2023_05_05 | 2043 | Anaerobic Digestion | Generation | Methane | ON | Dispatch-Generation | EmissionsCost | 4244873.9669 | [6 empty] | 0.40573 | 1722257.15
LCP_Inputs_ON_Electric_Howarth_2023_05_05 | 2043 | Anaerobic Digestion | Generation | Methane | ON | Dispatch-Generation | FuelCost | 0 | [6 empty] | 0.40573 | 0
LCP_Inputs_ON_Electric_Howarth_2023_05_05 | 2043 | Anaerobic Digestion | Generation | Methane | ON | Dispatch-Generation | VOM | 1125040000 | [6 empty] | 0.40573 | 456458354.036
LCP_Inputs_ON_Electric_Howarth_2023_05_05 | 2043 | Anaerobic Digestion | Generation | Methane | PJ | Dispatch-Generation | EmissionsCost | 0 | [6 empty] | 0.40573 | 0
LCP_Inputs_ON_Electric_Howarth_2023_05_05 | 2043 | Anaerobic Digestion | Generation | Methane | PJ | Dispatch-Generation | FuelCost | 0 | [6 empty] | 0.40573 | 0
LCP_Inputs_ON_Electric_Howarth_2023_05_05 | 2043 | Anaerobic Digestion | Generation | Methane | PJ | Dispatch-Generation | VOM | 0 | [6 empty] | 0.40573 | 0
LCP_Inputs_ON_Electric_Howarth_2023_05_05 | 2043 | Anaerobic Digestion | Generation | Methane | QC | Dispatch-Generation | EmissionsCost | 0 | [6 empty] | 0.40573 | 0
LCP_Inputs_ON_Electric_Howarth_2023_05_05 | 2043 | Anaerobic Digestion | Generation | Methane | QC | Dispatch-Generation | FuelCost | 0 | [6 empty] | 0.40573 | 0
LCP_Inputs_ON_Electric_Howarth_2023_05_05 | 2043 | Anaerobic Digestion | Generation | Methane | QC | Dispatch-Generation | VOM | 0 | [6 empty] | 0.40573 | 0
LCP_Inputs_ON_Electric_Howarth_2023_05_05 | 2043 | Anaerobic Digestion | Generation | Methane | WC | Dispatch-Generation | EmissionsCost | 0 | [6 empty] | 0.40573 | 0
LCP_Inputs_ON_Electric_Howarth_2023_05_05 | 2043 | Anaerobic Digestion | Generation | Methane | WC | Dispatch-Generation | FuelCost | 0 | [6 empty] | 0.40573 | 0
LCP_Inputs_ON_Electric_Howarth_2023_05_05 | 2043 | Anaerobic Digestion | Generation | Methane | WC | Dispatch-Generation | VOM | 0 | [6 empty] | 0.40573 | 0
LCP_Inputs_ON_Electric_Howarth_2023_05_05 | 2043 | Battery Storage | Storage | Electricity | MI | Dispatch-Storage | EmissionsCost | 0 | [6 empty] | 0.40573 | 0
LCP_Inputs_ON_Electric_Howarth_2023_05_05 | 2043 | Battery Storage | Storage | Electricity | MI | Dispatch-Storage | FuelCost | 0 | [6 empty] | 0.40573 | 0
LCP_Inputs_ON_Electric_Howarth_2023_05_05 | 2043 | Battery Storage | Storage | Electricity | MI | Dispatch-Storage | VOM | 0 | [6 empty] | 0.40573 | 0
LCP_Inputs_ON_Electric_Howarth_2023_05_05 | 2043 | Battery Storage | Storage | Electricity | NY | Dispatch-Storage | EmissionsCost | 0 | [6 empty] | 0.40573 | 0
LCP_Inputs_ON_Electric_Howarth_2023_05_05 | 2043 | Battery Storage | Storage | Electricity | NY | Dispatch-Storage | FuelCost | 0 | [6 empty] | 0.40573 | 0
LCP_Inputs_ON_Electric_Howarth_2023_05_05 | 2043 | Battery Storage | Storage | Electricity | NY | Dispatch-Storage | VOM | 0 | [6 empty] | 0.40573 | 0
LCP_Inputs_ON_Electric_Howarth_2023_05_05 | 2043 | Battery Storage | Storage | Electricity | ON | Dispatch-Storage | EmissionsCost | 0 | [6 empty] | 0.40573 | 0
LCP_Inputs_ON_Electric_Howarth_2023_05_05 | 2043 | Battery Storage | Storage | Electricity | ON | Dispatch-Storage | FuelCost | 0 | [6 empty] | 0.40573 | 0
LCP_Inputs_ON_Electric_Howarth_2023_05_05 | 2043 | Battery Storage | Storage | Electricity | ON | Dispatch-Storage | VOM | 0 | [6 empty] | 0.40573 | 0
LCP_Inputs_ON_Electric_Howarth_2023_05_05 | 2043 | Battery Storage | Storage | Electricity | PJ | Dispatch-Storage | EmissionsCost | 0 | [6 empty] | 0.40573 | 0
LCP_Inputs_ON_Electric_Howarth_2023_05_05 | 2043 | Battery Storage | Storage | Electricity | PJ | Dispatch-Storage | FuelCost | 0 | [6 empty] | 0.40573 | 0
LCP_Inputs_ON_Electric_Howarth_2023_05_05 | 2043 | Battery Storage | Storage | Electricity | PJ | Dispatch-Storage | VOM | 0 | [6 empty] | 0.40573 | 0
LCP_Inputs_ON_Electric_Howarth_2023_05_05 | 2043 | Battery Storage | Storage | Electricity | QC | Dispatch-Storage | EmissionsCost | 0 | [6 empty] | 0.40573 | 0
LCP_Inputs_ON_Electric_Howarth_2023_05_05 | 2043 | Battery Storage | Storage | Electricity | QC | Dispatch-Storage | FuelCost | 0 | [6 empty] | 0.40573 | 0
LCP_Inputs_ON_Electric_Howarth_2023_05_05 | 2043 | Battery Storage | Storage | Electricity | QC | Dispatch-Storage | VOM | 0 | [6 empty] | 0.40573 | 0
LCP_Inputs_ON_Electric_Howarth_2023_05_05 | 2043 | Battery Storage | Storage | Electricity | WC | Dispatch-Storage | EmissionsCost | 0 | [6 empty] | 0.40573 | 0
LCP_Inputs_ON_Electric_Howarth_2023_05_05 | 2043 | Battery Storage | Storage | Electricity | WC | Dispatch-Storage | FuelCost | 0 | [6 empty] | 0.40573 | 0
LCP_Inputs_ON_Electric_Howarth_2023_05_05 | 2043 | Battery Storage | Storage | Electricity | WC | Dispatch-Storage | VOM | 0 | [6 empty] | 0.40573 | 0
LCP_Inputs_ON_Electric_Howarth_2023_05_05 | 2043 | Biomass | Generation | Electricity | MI | Dispatch-Generation | EmissionsCost | 0 | [6 empty] | 0.40573 | 0
LCP_Inputs_ON_Electric_Howarth_2023_05_05 | 2043 | Biomass | Generation | Electricity | MI | Dispatch-Generation | FuelCost | 0 | [6 empty] | 0.40573 | 0
LCP_Inputs_ON_Electric_Howarth_2023_05_05 | 2043 | Biomass | Generation | Electricity | MI | Dispatch-Generation | VOM | 0 | [6 empty] | 0.40573 | 0
LCP_Inputs_ON_Electric_Howarth_2023_05_05 | 2043 | Biomass | Generation | Electricity | NY | Dispatch-Generation | EmissionsCost | 0 | [6 empty] | 0.40573 | 0
LCP_Inputs_ON_Electric_Howarth_2023_05_05 | 2043 | Biomass | Generation | Electricity | NY | Dispatch-Generation | FuelCost | 0 | [6 empty] | 0.40573 | 0
LCP_Inputs_ON_Electric_Howarth_2023_05_05 | 2043 | Biomass | Generation | Electricity | NY | Dispatch-Generation | VOM | 0 | [6 empty] | 0.40573 | 0
LCP_Inputs_ON_Electric_Howarth_2023_05_05 | 2043 | Biomass | Generation | Electricity | ON | Dispatch-Generation | EmissionsCost | 0 | [6 empty] | 0.40573 | 0
LCP_Inputs_ON_Electric_Howarth_2023_05_05 | 2043 | Biomass | Generation | Electricity | ON | Dispatch-Generation | FuelCost | 2449112.7273 | [6 empty] | 0.40573 | 993669.5267
LCP_Inputs_ON_Electric_Howarth_2023_05_05 | 2043 | Biomass | Generation | Electricity | ON | Dispatch-Generation | VOM | 31430.28 | [6 empty] | 0.40573 | 12752.0923
LCP_Inputs_ON_Electric_Howarth_2023_05_05 | 2043 | Biomass | Generation | Electricity | PJ | Dispatch-Generation | EmissionsCost | 0 | [6 empty] | 0.40573 | 0
LCP_Inputs_ON_Electric_Howarth_2023_05_05 | 2043 | Biomass | Generation | Electricity | PJ | Dispatch-Generation | FuelCost | 0 | [6 empty] | 0.40573 | 0
LCP_Inputs_ON_Electric_Howarth_2023_05_05 | 2043 | Biomass | Generation | Electricity | PJ | Dispatch-Generation | VOM | 0 | [6 empty] | 0.40573 | 0
LCP_Inputs_ON_Electric_Howarth_2023_05_05 | 2043 | Biomass | Generation | Electricity | QC | Dispatch-Generation | EmissionsCost | 0 | [6 empty] | 0.40573 | 0
LCP_Inputs_ON_Electric_Howarth_2023_05_05 | 2043 | Biomass | Generation | Electricity | QC | Dispatch-Generation | FuelCost | 128334.5455 | [6 empty] | 0.40573 | 52068.7046
LCP_Inputs_ON_Electric_Howarth_2023_05_05 | 2043 | Biomass | Generation | Electricity | QC | Dispatch-Generation | VOM | 1646.96 | [6 empty] | 0.40573 | 668.215
LCP_Inputs_ON_Electric_Howarth_2023_05_05 | 2043 | Biomass | Generation | Electricity | WC | Dispatch-Generation | EmissionsCost | 0 | [6 empty] | 0.40573 | 0
LCP_Inputs_ON_Electric_Howarth_2023_05_05 | 2043 | Biomass | Generation | Electricity | WC | Dispatch-Generation | FuelCost | 0 | [6 empty] | 0.40573 | 0
LCP_Inputs_ON_Electric_Howarth_2023_05_05 | 2043 | Biomass | Generation | Electricity | WC | Dispatch-Generation | VOM | 0 | [6 empty] | 0.40573 | 0
LCP_Inputs_ON_Electric_Howarth_2023_05_05 | 2043 | Biomass + CCS | Generation | Electricity | MI | Dispatch-Generation | EmissionsCost | 0 | [6 empty] | 0.40573 | 0
LCP_Inputs_ON_Electric_Howarth_2023_05_05 | 2043 | Biomass + CCS | Generation | Electricity | MI | Dispatch-Generation | FuelCost | 0 | [6 empty] | 0.40573 | 0
LCP_Inputs_ON_Electric_Howarth_2023_05_05 | 2043 | Biomass + CCS | Generation | Electricity | MI | Dispatch-Generation | VOM | 0 | [6 empty] | 0.40573 | 0
LCP_Inputs_ON_Electric_Howarth_2023_05_05 | 2043 | Biomass + CCS | Generation | Electricity | NY | Dispatch-Generation | EmissionsCost | 0 | [6 empty] | 0.40573 | 0
LCP_Inputs_ON_Electric_Howarth_2023_05_05 | 2043 | Biomass + CCS | Generation | Electricity | NY | Dispatch-Generation | FuelCost | 0 | [6 empty] | 0.40573 | 0
LCP_Inputs_ON_Electric_Howarth_2023_05_05 | 2043 | Biomass + CCS | Generation | Electricity | NY | Dispatch-Generation | VOM | 0 | [6 empty] | 0.40573 | 0
LCP_Inputs_ON_Electric_Howarth_2023_05_05 | 2043 | Biomass + CCS | Generation | Electricity | ON | Dispatch-Generation | EmissionsCost | -566815549.8142 | [6 empty] | 0.40573 | -229971994.6937
LCP_Inputs_ON_Electric_Howarth_2023_05_05 | 2043 | Biomass + CCS | Generation | Electricity | ON | Dispatch-Generation | FuelCost | 456060730.9091 | [6 empty] | 0.40573 | 185035848.122
LCP_Inputs_ON_Electric_Howarth_2023_05_05 | 2043 | Biomass + CCS | Generation | Electricity | ON | Dispatch-Generation | VOM | 3546136.7278 | [6 empty] | 0.40573 | 1438761.052
LCP_Inputs_ON_Electric_Howarth_2023_05_05 | 2043 | Biomass + CCS | Generation | Electricity | PJ | Dispatch-Generation | EmissionsCost | 0 | [6 empty] | 0.40573 | 0
LCP_Inputs_ON_Electric_Howarth_2023_05_05 | 2043 | Biomass + CCS | Generation | Electricity | PJ | Dispatch-Generation | FuelCost | 0 | [6 empty] | 0.40573 | 0
LCP_Inputs_ON_Electric_Howarth_2023_05_05 | 2043 | Biomass + CCS | Generation | Electricity | PJ | Dispatch-Generation | VOM | 0 | [6 empty] | 0.40573 | 0
LCP_Inputs_ON_Electric_Howarth_2023_05_05 | 2043 | Biomass + CCS | Generation | Electricity | QC | Dispatch-Generation | EmissionsCost | 0 | [6 empty] | 0.40573 | 0
LCP_Inputs_ON_Electric_Howarth_2023_05_05 | 2043 | Biomass + CCS | Generation | Electricity | QC | Dispatch-Generation | FuelCost | 0 | [6 empty] | 0.40573 | 0
LCP_Inputs_ON_Electric_Howarth_2023_05_05 | 2043 | Biomass + CCS | Generation | Electricity | QC | Dispatch-Generation | VOM | 0 | [6 empty] | 0.40573 | 0
LCP_Inputs_ON_Electric_Howarth_2023_05_05 | 2043 | Biomass + CCS | Generation | Electricity | WC | Dispatch-Generation | EmissionsCost | 0 | [6 empty] | 0.40573 | 0
LCP_Inputs_ON_Electric_Howarth_2023_05_05 | 2043 | Biomass + CCS | Generation | Electricity | WC | Dispatch-Generation | FuelCost | 0 | [6 empty] | 0.40573 | 0
LCP_Inputs_ON_Electric_Howarth_2023_05_05 | 2043 | Biomass + CCS | Generation | Electricity | WC | Dispatch-Generation | VOM | 0 | [6 empty] | 0.40573 | 0
LCP_Inputs_ON_Electric_Howarth_2023_05_05 | 2043 | CH4 + CCS | Generation | Methane | MI | Dispatch-Generation | EmissionsCost | 0 | [6 empty] | 0.40573 | 0
LCP_Inputs_ON_Electric_Howarth_2023_05_05 | 2043 | CH4 + CCS | Generation | Methane | MI | Dispatch-Generation | FuelCost | 0 | [6 empty] | 0.40573 | 0
LCP_Inputs_ON_Electric_Howarth_2023_05_05 | 2043 | CH4 + CCS | Generation | Methane | MI | Dispatch-Generation | VOM | 0 | [6 empty] | 0.40573 | 0
LCP_Inputs_ON_Electric_Howarth_2023_05_05 | 2043 | CH4 + CCS | Generation | Methane | NY | Dispatch-Generation | EmissionsCost | 0 | [6 empty] | 0.40573 | 0
LCP_Inputs_ON_Electric_Howarth_2023_05_05 | 2043 | CH4 + CCS | Generation | Methane | NY | Dispatch-Generation | FuelCost | 0 | [6 empty] | 0.40573 | 0
LCP_Inputs_ON_Electric_Howarth_2023_05_05 | 2043 | CH4 + CCS | Generation | Methane | NY | Dispatch-Generation | VOM | 0 | [6 empty] | 0.40573 | 0
LCP_Inputs_ON_Electric_Howarth_2023_05_05 | 2043 | CH4 + CCS | Generation | Methane | ON | Dispatch-Generation | EmissionsCost | 84395478.3721 | [6 empty] | 0.40573 | 34241467.9885
LCP_Inputs_ON_Electric_Howarth_2023_05_05 | 2043 | CH4 + CCS | Generation | Methane | ON | Dispatch-Generation | FuelCost | 271488076.3116 | [6 empty] | 0.40573 | 110149861.7414
LCP_Inputs_ON_Electric_Howarth_2023_05_05 | 2043 | CH4 + CCS | Generation | Methane | ON | Dispatch-Generation | VOM | 25812098.3333 | [6 empty] | 0.40573 | 10472648.012
LCP_Inputs_ON_Electric_Howarth_2023_05_05 | 2043 | CH4 + CCS | Generation | Methane | PJ | Dispatch-Generation | EmissionsCost | 0 | [6 empty] | 0.40573 | 0
LCP_Inputs_ON_Electric_Howarth_2023_05_05 | 2043 | CH4 + CCS | Generation | Methane | PJ | Dispatch-Generation | FuelCost | 0 | [6 empty] | 0.40573 | 0
LCP_Inputs_ON_Electric_Howarth_2023_05_05 | 2043 | CH4 + CCS | Generation | Methane | PJ | Dispatch-Generation | VOM | 0 | [6 empty] | 0.40573 | 0
LCP_Inputs_ON_Electric_Howarth_2023_05_05 | 2043 | CH4 + CCS | Generation | Methane | QC | Dispatch-Generation | EmissionsCost | 0 | [6 empty] | 0.40573 | 0
LCP_Inputs_ON_Electric_Howarth_2023_05_05 | 2043 | CH4 + CCS | Generation | Methane | QC | Dispatch-Generation | FuelCost | 0 | [6 empty] | 0.40573 | 0
LCP_Inputs_ON_Electric_Howarth_2023_05_05 | 2043 | CH4 + CCS | Generation | Methane | QC | Dispatch-Generation | VOM | 0 | [6 empty] | 0.40573 | 0
LCP_Inputs_ON_Electric_Howarth_2023_05_05 | 2043 | CH4 + CCS | Generation | Methane | WC | Dispatch-Generation | EmissionsCost | 0 | [6 empty] | 0.40573 | 0
LCP_Inputs_ON_Electric_Howarth_2023_05_05 | 2043 | CH4 + CCS | Generation | Methane | WC | Dispatch-Generation | FuelCost | 0 | [6 empty] | 0.40573 | 0
LCP_Inputs_ON_Electric_Howarth_2023_05_05 | 2043 | CH4 + CCS | Generation | Methane | WC | Dispatch-Generation | VOM | 0 | [6 empty] | 0.40573 | 0
LCP_Inputs_ON_Electric_Howarth_2023_05_05 | 2043 | CH4 Import - NY 2020 | Import | Methane | MI | Dispatch-Import | EmissionsCost | 0 | [6 empty] | 0.40573 | 0
LCP_Inputs_ON_Electric_Howarth_2023_05_05 | 2043 | CH4 Import - NY 2020 | Import | Methane | MI | Dispatch-Import | FuelCost | 0 | [6 empty] | 0.40573 | 0
LCP_Inputs_ON_Electric_Howarth_2023_05_05 | 2043 | CH4 Import - NY 2020 | Import | Methane | MI | Dispatch-Import | VOM | 0 | [6 empty] | 0.40573 | 0
LCP_Inputs_ON_Electric_Howarth_2023_05_05 | 2043 | CH4 Import - NY 2020 | Import | Methane | NY | Dispatch-Import | EmissionsCost | 0 | [6 empty] | 0.40573 | 0
LCP_Inputs_ON_Electric_Howarth_2023_05_05 | 2043 | CH4 Import - NY 2020 | Import | Methane | NY | Dispatch-Import | FuelCost | 0 | [6 empty] | 0.40573 | 0
LCP_Inputs_ON_Electric_Howarth_2023_05_05 | 2043 | CH4 Import - NY 2020 | Import | Methane | NY | Dispatch-Import | VOM | 0 | [6 empty] | 0.40573 | 0
LCP_Inputs_ON_Electric_Howarth_2023_05_05 | 2043 | CH4 Import - NY 2020 | Import | Methane | ON | Dispatch-Import | EmissionsCost | 0 | [6 empty] | 0.40573 | 0
LCP_Inputs_ON_Electric_Howarth_2023_05_05 | 2043 | CH4 Import - NY 2020 | Import | Methane | ON | Dispatch-Import | FuelCost | 0 | [6 empty] | 0.40573 | 0
LCP_Inputs_ON_Electric_Howarth_2023_05_05 | 2043 | CH4 Import - NY 2020 | Import | Methane | ON | Dispatch-Import | VOM | 0 | [6 empty] | 0.40573 | 0
LCP_Inputs_ON_Electric_Howarth_2023_05_05 | 2043 | CH4 Import - NY 2020 | Import | Methane | PJ | Dispatch-Import | EmissionsCost | 0 | [6 empty] | 0.40573 | 0
LCP_Inputs_ON_Electric_Howarth_2023_05_05 | 2043 | CH4 Import - NY 2020 | Import | Methane | PJ | Dispatch-Import | FuelCost | 0 | [6 empty] | 0.40573 | 0
LCP_Inputs_ON_Electric_Howarth_2023_05_05 | 2043 | CH4 Import - NY 2020 | Import | Methane | PJ | Dispatch-Import | VOM | 0 | [6 empty] | 0.40573 | 0
LCP_Inputs_ON_Electric_Howarth_2023_05_05 | 2043 | CH4 Import - NY 2020 | Import | Methane | QC | Dispatch-Import | EmissionsCost | 0 | [6 empty] | 0.40573 | 0
LCP_Inputs_ON_Electric_Howarth_2023_05_05 | 2043 | CH4 Import - NY 2020 | Import | Methane | QC | Dispatch-Import | FuelCost | 0 | [6 empty] | 0.40573 | 0
LCP_Inputs_ON_Electric_Howarth_2023_05_05 | 2043 | CH4 Import - NY 2020 | Import | Methane | QC | Dispatch-Import | VOM | 0 | [6 empty] | 0.40573 | 0
LCP_Inputs_ON_Electric_Howarth_2023_05_05 | 2043 | CH4 Import - NY 2020 | Import | Methane | WC | Dispatch-Import | EmissionsCost | 0 | [6 empty] | 0.40573 | 0
LCP_Inputs_ON_Electric_Howarth_2023_05_05 | 2043 | CH4 Import - NY 2020 | Import | Methane | WC | Dispatch-Import | FuelCost | 0 | [6 empty] | 0.40573 | 0
LCP_Inputs_ON_Electric_Howarth_2023_05_05 | 2043 | CH4 Import - NY 2020 | Import | Methane | WC | Dispatch-Import | VOM | 0 | [6 empty] | 0.40573 | 0
LCP_Inputs_ON_Electric_Howarth_2023_05_05 | 2043 | CH4 Import - NY 2030 | Import | Methane | MI | Dispatch-Import | EmissionsCost | 0 | [6 empty] | 0.40573 | 0
LCP_Inputs_ON_Electric_Howarth_2023_05_05 | 2043 | CH4 Import - NY 2030 | Import | Methane | MI | Dispatch-Import | FuelCost | 0 | [6 empty] | 0.40573 | 0
LCP_Inputs_ON_Electric_Howarth_2023_05_05 | 2043 | CH4 Import - NY 2030 | Import | Methane | MI | Dispatch-Import | VOM | 0 | [6 empty] | 0.40573 | 0
LCP_Inputs_ON_Electric_Howarth_2023_05_05 | 2043 | CH4 Import - NY 2030 | Import | Methane | NY | Dispatch-Import | EmissionsCost | 0 | [6 empty] | 0.40573 | 0
LCP_Inputs_ON_Electric_Howarth_2023_05_05 | 2043 | CH4 Import - NY 2030 | Import | Methane | NY | Dispatch-Import | FuelCost | 0 | [6 empty] | 0.40573 | 0
LCP_Inputs_ON_Electric_Howarth_2023_05_05 | 2043 | CH4 Import - NY 2030 | Import | Methane | NY | Dispatch-Import | VOM | 0 | [6 empty] | 0.40573 | 0
LCP_Inputs_ON_Electric_Howarth_2023_05_05 | 2043 | CH4 Import - NY 2030 | Import | Methane | ON | Dispatch-Import | EmissionsCost | 0 | [6 empty] | 0.40573 | 0
LCP_Inputs_ON_Electric_Howarth_2023_05_05 | 2043 | CH4 Import - NY 2030 | Import | Methane | ON | Dispatch-Import | FuelCost | 0 | [6 empty] | 0.40573 | 0
LCP_Inputs_ON_Electric_Howarth_2023_05_05 | 2043 | CH4 Import - NY 2030 | Import | Methane | ON | Dispatch-Import | VOM | 0 | [6 empty] | 0.40573 | 0
LCP_Inputs_ON_Electric_Howarth_2023_05_05 | 2043 | CH4 Import - NY 2030 | Import | Methane | PJ | Dispatch-Import | EmissionsCost | 0 | [6 empty] | 0.40573 | 0
LCP_Inputs_ON_Electric_Howarth_2023_05_05 | 2043 | CH4 Import - NY 2030 | Import | Methane | PJ | Dispatch-Import | FuelCost | 0 | [6 empty] | 0.40573 | 0
LCP_Inputs_ON_Electric_Howarth_2023_05_05 | 2043 | CH4 Import - NY 2030 | Import | Methane | PJ | Dispatch-Import | VOM | 0 | [6 empty] | 0.40573 | 0
LCP_Inputs_ON_Electric_Howarth_2023_05_05 | 2043 | CH4 Import - NY 2030 | Import | Methane | QC | Dispatch-Import | EmissionsCost | 0 | [6 empty] | 0.40573 | 0
LCP_Inputs_ON_Electric_Howarth_2023_05_05 | 2043 | CH4 Import - NY 2030 | Import | Methane | QC | Dispatch-Import | FuelCost | 0 | [6 empty] | 0.40573 | 0
LCP_Inputs_ON_Electric_Howarth_2023_05_05 | 2043 | CH4 Import - NY 2030 | Import | Methane | QC | Dispatch-Import | VOM | 0 | [6 empty] | 0.40573 | 0
LCP_Inputs_ON_Electric_Howarth_2023_05_05 | 2043 | CH4 Import - NY 2030 | Import | Methane | WC | Dispatch-Import | EmissionsCost | 0 | [6 empty] | 0.40573 | 0
LCP_Inputs_ON_Electric_Howarth_2023_05_05 | 2043 | CH4 Import - NY 2030 | Import | Methane | WC | Dispatch-Import | FuelCost | 0 | [6 empty] | 0.40573 | 0
LCP_Inputs_ON_Electric_Howarth_2023_05_05 | 2043 | CH4 Import - NY 2030 | Import | Methane | WC | Dispatch-Import | VOM | 0 | [6 empty] | 0.40573 | 0
LCP_Inputs_ON_Electric_Howarth_2023_05_05 | 2043 | CH4 Import - NY 2040 | Import | Methane | MI | Dispatch-Import | EmissionsCost | 0 | [6 empty] | 0.40573 | 0
LCP_Inputs_ON_Electric_Howarth_2023_05_05 | 2043 | CH4 Import - NY 2040 | Import | Methane | MI | Dispatch-Import | FuelCost | 0 | [6 empty] | 0.40573 | 0
LCP_Inputs_ON_Electric_Howarth_2023_05_05 | 2043 | CH4 Import - NY 2040 | Import | Methane | MI | Dispatch-Import | VOM | 0 | [6 empty] | 0.40573 | 0
LCP_Inputs_ON_Electric_Howarth_2023_05_05 | 2043 | CH4 Import - NY 2040 | Import | Methane | NY | Dispatch-Import | EmissionsCost | 2422180073.5024 | [6 empty] | 0.40573 | 982742239.8578
LCP_Inputs_ON_Electric_Howarth_2023_05_05 | 2043 | CH4 Import - NY 2040 | Import | Methane | NY | Dispatch-Import | FuelCost | 758346581.876 | [6 empty] | 0.40573 | 307681178.0487
LCP_Inputs_ON_Electric_Howarth_2023_05_05 | 2043 | CH4 Import - NY 2040 | Import | Methane | NY | Dispatch-Import | VOM | 0 | [6 empty] | 0.40573 | 0
LCP_Inputs_ON_Electric_Howarth_2023_05_05 | 2043 | CH4 Import - NY 2040 | Import | Methane | ON | Dispatch-Import | EmissionsCost | 0 | [6 empty] | 0.40573 | 0
LCP_Inputs_ON_Electric_Howarth_2023_05_05 | 2043 | CH4 Import - NY 2040 | Import | Methane | ON | Dispatch-Import | FuelCost | 0 | [6 empty] | 0.40573 | 0
LCP_Inputs_ON_Electric_Howarth_2023_05_05 | 2043 | CH4 Import - NY 2040 | Import | Methane | ON | Dispatch-Import | VOM | 0 | [6 empty] | 0.40573 | 0
LCP_Inputs_ON_Electric_Howarth_2023_05_05 | 2043 | CH4 Import - NY 2040 | Import | Methane | PJ | Dispatch-Import | EmissionsCost | 0 | [6 empty] | 0.40573 | 0
LCP_Inputs_ON_Electric_Howarth_2023_05_05 | 2043 | CH4 Import - NY 2040 | Import | Methane | PJ | Dispatch-Import | FuelCost | 0 | [6 empty] | 0.40573 | 0
LCP_Inputs_ON_Electric_Howarth_2023_05_05 | 2043 | CH4 Import - NY 2040 | Import | Methane | PJ | Dispatch-Import | VOM | 0 | [6 empty] | 0.40573 | 0
LCP_Inputs_ON_Electric_Howarth_2023_05_05 | 2043 | CH4 Import - NY 2040 | Import | Methane | QC | Dispatch-Import | EmissionsCost | 0 | [6 empty] | 0.40573 | 0
LCP_Inputs_ON_Electric_Howarth_2023_05_05 | 2043 | CH4 Import - NY 2040 | Import | Methane | QC | Dispatch-Import | FuelCost | 0 | [6 empty] | 0.40573 | 0
LCP_Inputs_ON_Electric_Howarth_2023_05_05 | 2043 | CH4 Import - NY 2040 | Import | Methane | QC | Dispatch-Import | VOM | 0 | [6 empty] | 0.40573 | 0
LCP_Inputs_ON_Electric_Howarth_2023_05_05 | 2043 | CH4 Import - NY 2040 | Import | Methane | WC | Dispatch-Import | EmissionsCost | 0 | [6 empty] | 0.40573 | 0
LCP_Inputs_ON_Electric_Howarth_2023_05_05 | 2043 | CH4 Import - NY 2040 | Import | Methane | WC | Dispatch-Import | FuelCost | 0 | [6 empty] | 0.40573 | 0
LCP_Inputs_ON_Electric_Howarth_2023_05_05 | 2043 | CH4 Import - NY 2040 | Import | Methane | WC | Dispatch-Import | VOM | 0 | [6 empty] | 0.40573 | 0
LCP_Inputs_ON_Electric_Howarth_2023_05_05 | 2043 | CH4 Import - NY 2050 | Import | Methane | MI | Dispatch-Import | EmissionsCost | 0 | [6 empty] | 0.40573 | 0
LCP_Inputs_ON_Electric_Howarth_2023_05_05 | 2043 | CH4 Import - NY 2050 | Import | Methane | MI | Dispatch-Import | FuelCost | 0 | [6 empty] | 0.40573 | 0
LCP_Inputs_ON_Electric_Howarth_2023_05_05 | 2043 | CH4 Import - NY 2050 | Import | Methane | MI | Dispatch-Import | VOM | 0 | [6 empty] | 0.40573 | 0
LCP_Inputs_ON_Electric_Howarth_2023_05_05 | 2043 | CH4 Import - NY 2050 | Import | Methane | NY | Dispatch-Import | EmissionsCost | 0 | [6 empty] | 0.40573 | 0
LCP_Inputs_ON_Electric_Howarth_2023_05_05 | 2043 | CH4 Import - NY 2050 | Import | Methane | NY | Dispatch-Import | FuelCost | 0 | [6 empty] | 0.40573 | 0
LCP_Inputs_ON_Electric_Howarth_2023_05_05 | 2043 | CH4 Import - NY 2050 | Import | Methane | NY | Dispatch-Import | VOM | 0 | [6 empty] | 0.40573 | 0
LCP_Inputs_ON_Electric_Howarth_2023_05_05 | 2043 | CH4 Import - NY 2050 | Import | Methane | ON | Dispatch-Import | EmissionsCost | 0 | [6 empty] | 0.40573 | 0
LCP_Inputs_ON_Electric_Howarth_2023_05_05 | 2043 | CH4 Import - NY 2050 | Import | Methane | ON | Dispatch-Import | FuelCost | 0 | [6 empty] | 0.40573 | 0
LCP_Inputs_ON_Electric_Howarth_2023_05_05 | 2043 | CH4 Import - NY 2050 | Import | Methane | ON | Dispatch-Import | VOM | 0 | [6 empty] | 0.40573 | 0
LCP_Inputs_ON_Electric_Howarth_2023_05_05 | 2043 | CH4 Import - NY 2050 | Import | Methane | PJ | Dispatch-Import | EmissionsCost | 0 | [6 empty] | 0.40573 | 0
LCP_Inputs_ON_Electric_Howarth_2023_05_05 | 2043 | CH4 Import - NY 2050 | Import | Methane | PJ | Dispatch-Import | FuelCost | 0 | [6 empty] | 0.40573 | 0
LCP_Inputs_ON_Electric_Howarth_2023_05_05 | 2043 | CH4 Import - NY 2050 | Import | Methane | PJ | Dispatch-Import | VOM | 0 | [6 empty] | 0.40573 | 0
LCP_Inputs_ON_Electric_Howarth_2023_05_05 | 2043 | CH4 Import - NY 2050 | Import | Methane | QC | Dispatch-Import | EmissionsCost | 0 | [6 empty] | 0.40573 | 0
LCP_Inputs_ON_Electric_Howarth_2023_05_05 | 2043 | CH4 Import - NY 2050 | Import | Methane | QC | Dispatch-Import | FuelCost | 0 | [6 empty] | 0.40573 | 0
LCP_Inputs_ON_Electric_Howarth_2023_05_05 | 2043 | CH4 Import - NY 2050 | Import | Methane | QC | Dispatch-Import | VOM | 0 | [6 empty] | 0.40573 | 0
LCP_Inputs_ON_Electric_Howarth_2023_05_05 | 2043 | CH4 Import - NY 2050 | Import | Methane | WC | Dispatch-Import | EmissionsCost | 0 | [6 empty] | 0.40573 | 0
LCP_Inputs_ON_Electric_Howarth_2023_05_05 | 2043 | CH4 Import - NY 2050 | Import | Methane | WC | Dispatch-Import | FuelCost | 0 | [6 empty] | 0.40573 | 0
LCP_Inputs_ON_Electric_Howarth_2023_05_05 | 2043 | CH4 Import - NY 2050 | Import | Methane | WC | Dispatch-Import | VOM | 0 | [6 empty] | 0.40573 | 0
LCP_Inputs_ON_Electric_Howarth_2023_05_05 | 2043 | CH4 Import - WC 2020 | Import | Methane | MI | Dispatch-Import | EmissionsCost | 0 | [6 empty] | 0.40573 | 0
LCP_Inputs_ON_Electric_Howarth_2023_05_05 | 2043 | CH4 Import - WC 2020 | Import | Methane | MI | Dispatch-Import | FuelCost | 0 | [6 empty] | 0.40573 | 0
LCP_Inputs_ON_Electric_Howarth_2023_05_05 | 2043 | CH4 Import - WC 2020 | Import | Methane | MI | Dispatch-Import | VOM | 0 | [6 empty] | 0.40573 | 0
LCP_Inputs_ON_Electric_Howarth_2023_05_05 | 2043 | CH4 Import - WC 2020 | Import | Methane | NY | Dispatch-Import | EmissionsCost | 0 | [6 empty] | 0.40573 | 0
LCP_Inputs_ON_Electric_Howarth_2023_05_05 | 2043 | CH4 Import - WC 2020 | Import | Methane | NY | Dispatch-Import | FuelCost | 0 | [6 empty] | 0.40573 | 0
LCP_Inputs_ON_Electric_Howarth_2023_05_05 | 2043 | CH4 Import - WC 2020 | Import | Methane | NY | Dispatch-Import | VOM | 0 | [6 empty] | 0.40573 | 0
LCP_Inputs_ON_Electric_Howarth_2023_05_05 | 2043 | CH4 Import - WC 2020 | Import | Methane | ON | Dispatch-Import | EmissionsCost | 0 | [6 empty] | 0.40573 | 0
LCP_Inputs_ON_Electric_Howarth_2023_05_05 | 2043 | CH4 Import - WC 2020 | Import | Methane | ON | Dispatch-Import | FuelCost | 0 | [6 empty] | 0.40573 | 0
LCP_Inputs_ON_Electric_Howarth_2023_05_05 | 2043 | CH4 Import - WC 2020 | Import | Methane | ON | Dispatch-Import | VOM | 0 | [6 empty] | 0.40573 | 0
LCP_Inputs_ON_Electric_Howarth_2023_05_05 | 2043 | CH4 Import - WC 2020 | Import | Methane | PJ | Dispatch-Import | EmissionsCost | 0 | [6 empty] | 0.40573 | 0
LCP_Inputs_ON_Electric_Howarth_2023_05_05 | 2043 | CH4 Import - WC 2020 | Import | Methane | PJ | Dispatch-Import | FuelCost | 0 | [6 empty] | 0.40573 | 0
LCP_Inputs_ON_Electric_Howarth_2023_05_05 | 2043 | CH4 Import - WC 2020 | Import | Methane | PJ | Dispatch-Import | VOM | 0 | [6 empty] | 0.40573 | 0
LCP_Inputs_ON_Electric_Howarth_2023_05_05 | 2043 | CH4 Import - WC 2020 | Import | Methane | QC | Dispatch-Import | EmissionsCost | 0 | [6 empty] | 0.40573 | 0
LCP_Inputs_ON_Electric_Howarth_2023_05_05 | 2043 | CH4 Import - WC 2020 | Import | Methane | QC | Dispatch-Import | FuelCost | 0 | [6 empty] | 0.40573 | 0
LCP_Inputs_ON_Electric_Howarth_2023_05_05 | 2043 | CH4 Import - WC 2020 | Import | Methane | QC | Dispatch-Import | VOM | 0 | [6 empty] | 0.40573 | 0
LCP_Inputs_ON_Electric_Howarth_2023_05_05 | 2043 | CH4 Import - WC 2020 | Import | Methane | WC | Dispatch-Import | EmissionsCost | 0 | [6 empty] | 0.40573 | 0
LCP_Inputs_ON_Electric_Howarth_2023_05_05 | 2043 | CH4 Import - WC 2020 | Import | Methane | WC | Dispatch-Import | FuelCost | 0 | [6 empty] | 0.40573 | 0
LCP_Inputs_ON_Electric_Howarth_2023_05_05 | 2043 | CH4 Import - WC 2020 | Import | Methane | WC | Dispatch-Import | VOM | 0 | [6 empty] | 0.40573 | 0
LCP_Inputs_ON_Electric_Howarth_2023_05_05 | 2043 | CH4 Import - WC 2030 | Import | Methane | MI | Dispatch-Import | EmissionsCost | 0 | [6 empty] | 0.40573 | 0
LCP_Inputs_ON_Electric_Howarth_2023_05_05 | 2043 | CH4 Import - WC 2030 | Import | Methane | MI | Dispatch-Import | FuelCost | 0 | [6 empty] | 0.40573 | 0
LCP_Inputs_ON_Electric_Howarth_2023_05_05 | 2043 | CH4 Import - WC 2030 | Import | Methane | MI | Dispatch-Import | VOM | 0 | [6 empty] | 0.40573 | 0
LCP_Inputs_ON_Electric_Howarth_2023_05_05 | 2043 | CH4 Import - WC 2030 | Import | Methane | NY | Dispatch-Import | EmissionsCost | 0 | [6 empty] | 0.40573 | 0
LCP_Inputs_ON_Electric_Howarth_2023_05_05 | 2043 | CH4 Import - WC 2030 | Import | Methane | NY | Dispatch-Import | FuelCost | 0 | [6 empty] | 0.40573 | 0
LCP_Inputs_ON_Electric_Howarth_2023_05_05 | 2043 | CH4 Import - WC 2030 | Import | Methane | NY | Dispatch-Import | VOM | 0 | [6 empty] | 0.40573 | 0
LCP_Inputs_ON_Electric_Howarth_2023_05_05 | 2043 | CH4 Import - WC 2030 | Import | Methane | ON | Dispatch-Import | EmissionsCost | 0 | [6 empty] | 0.40573 | 0
LCP_Inputs_ON_Electric_Howarth_2023_05_05 | 2043 | CH4 Import - WC 2030 | Import | Methane | ON | Dispatch-Import | FuelCost | 0 | [6 empty] | 0.40573 | 0
LCP_Inputs_ON_Electric_Howarth_2023_05_05 | 2043 | CH4 Import - WC 2030 | Import | Methane | ON | Dispatch-Import | VOM | 0 | [6 empty] | 0.40573 | 0
LCP_Inputs_ON_Electric_Howarth_2023_05_05 | 2043 | CH4 Import - WC 2030 | Import | Methane | PJ | Dispatch-Import | EmissionsCost | 0 | [6 empty] | 0.40573 | 0
LCP_Inputs_ON_Electric_Howarth_2023_05_05 | 2043 | CH4 Import - WC 2030 | Import | Methane | PJ | Dispatch-Import | FuelCost | 0 | [6 empty] | 0.40573 | 0
LCP_Inputs_ON_Electric_Howarth_2023_05_05 | 2043 | CH4 Import - WC 2030 | Import | Methane | PJ | Dispatch-Import | VOM | 0 | [6 empty] | 0.40573 | 0
LCP_Inputs_ON_Electric_Howarth_2023_05_05 | 2043 | CH4 Import - WC 2030 | Import | Methane | QC | Dispatch-Import | EmissionsCost | 0 | [6 empty] | 0.40573 | 0
LCP_Inputs_ON_Electric_Howarth_2023_05_05 | 2043 | CH4 Import - WC 2030 | Import | Methane | QC | Dispatch-Import | FuelCost | 0 | [6 empty] | 0.40573 | 0
LCP_Inputs_ON_Electric_Howarth_2023_05_05 | 2043 | CH4 Import - WC 2030 | Import | Methane | QC | Dispatch-Import | VOM | 0 | [6 empty] | 0.40573 | 0
LCP_Inputs_ON_Electric_Howarth_2023_05_05 | 2043 | CH4 Import - WC 2030 | Import | Methane | WC | Dispatch-Import | EmissionsCost | 0 | [6 empty] | 0.40573 | 0
LCP_Inputs_ON_Electric_Howarth_2023_05_05 | 2043 | CH4 Import - WC 2030 | Import | Methane | WC | Dispatch-Import | FuelCost | 0 | [6 empty] | 0.40573 | 0
LCP_Inputs_ON_Electric_Howarth_2023_05_05 | 2043 | CH4 Import - WC 2030 | Import | Methane | WC | Dispatch-Import | VOM | 0 | [6 empty] | 0.40573 | 0
LCP_Inputs_ON_Electric_Howarth_2023_05_05 | 2043 | CH4 Import - WC 2040 | Import | Methane | MI | Dispatch-Import | EmissionsCost | 0 | [6 empty] | 0.40573 | 0
LCP_Inputs_ON_Electric_Howarth_2023_05_05 | 2043 | CH4 Import - WC 2040 | Import | Methane | MI | Dispatch-Import | FuelCost | 0 | [6 empty] | 0.40573 | 0
LCP_Inputs_ON_Electric_Howarth_2023_05_05 | 2043 | CH4 Import - WC 2040 | Import | Methane | MI | Dispatch-Import | VOM | 0 | [6 empty] | 0.40573 | 0
LCP_Inputs_ON_Electric_Howarth_2023_05_05 | 2043 | CH4 Import - WC 2040 | Import | Methane | NY | Dispatch-Import | EmissionsCost | 0 | [6 empty] | 0.40573 | 0
LCP_Inputs_ON_Electric_Howarth_2023_05_05 | 2043 | CH4 Import - WC 2040 | Import | Methane | NY | Dispatch-Import | FuelCost | 0 | [6 empty] | 0.40573 | 0
LCP_Inputs_ON_Electric_Howarth_2023_05_05 | 2043 | CH4 Import - WC 2040 | Import | Methane | NY | Dispatch-Import | VOM | 0 | [6 empty] | 0.40573 | 0
LCP_Inputs_ON_Electric_Howarth_2023_05_05 | 2043 | CH4 Import - WC 2040 | Import | Methane | ON | Dispatch-Import | EmissionsCost | 0 | [6 empty] | 0.40573 | 0
LCP_Inputs_ON_Electric_Howarth_2023_05_05 | 2043 | CH4 Import - WC 2040 | Import | Methane | ON | Dispatch-Import | FuelCost | 0 | [6 empty] | 0.40573 | 0
LCP_Inputs_ON_Electric_Howarth_2023_05_05 | 2043 | CH4 Import - WC 2040 | Import | Methane | ON | Dispatch-Import | VOM | 0 | [6 empty] | 0.40573 | 0
LCP_Inputs_ON_Electric_Howarth_2023_05_05 | 2043 | CH4 Import - WC 2040 | Import | Methane | PJ | Dispatch-Import | EmissionsCost | 0 | [6 empty] | 0.40573 | 0
LCP_Inputs_ON_Electric_Howarth_2023_05_05 | 2043 | CH4 Import - WC 2040 | Import | Methane | PJ | Dispatch-Import | FuelCost | 0 | [6 empty] | 0.40573 | 0
LCP_Inputs_ON_Electric_Howarth_2023_05_05 | 2043 | CH4 Import - WC 2040 | Import | Methane | PJ | Dispatch-Import | VOM | 0 | [6 empty] | 0.40573 | 0
LCP_Inputs_ON_Electric_Howarth_2023_05_05 | 2043 | CH4 Import - WC 2040 | Import | Methane | QC | Dispatch-Import | EmissionsCost | 0 | [6 empty] | 0.40573 | 0
LCP_Inputs_ON_Electric_Howarth_2023_05_05 | 2043 | CH4 Import - WC 2040 | Import | Methane | QC | Dispatch-Import | FuelCost | 0 | [6 empty] | 0.40573 | 0
LCP_Inputs_ON_Electric_Howarth_2023_05_05 | 2043 | CH4 Import - WC 2040 | Import | Methane | QC | Dispatch-Import | VOM | 0 | [6 empty] | 0.40573 | 0
LCP_Inputs_ON_Electric_Howarth_2023_05_05 | 2043 | CH4 Import - WC 2040 | Import | Methane | WC | Dispatch-Import | EmissionsCost | 2104121392.2192 | [6 empty] | 0.40573 | 853697457.3208
LCP_Inputs_ON_Electric_Howarth_2023_05_05 | 2043 | CH4 Import - WC 2040 | Import | Methane | WC | Dispatch-Import | FuelCost | 658767398.4677 | [6 empty] | 0.40573 | 267279281.0897
LCP_Inputs_ON_Electric_Howarth_2023_05_05 | 2043 | CH4 Import - WC 2040 | Import | Methane | WC | Dispatch-Import | VOM | 0 | [6 empty] | 0.40573 | 0
LCP_Inputs_ON_Electric_Howarth_2023_05_05 | 2043 | CH4 Import - WC 2050 | Import | Methane | MI | Dispatch-Import | EmissionsCost | 0 | [6 empty] | 0.40573 | 0
LCP_Inputs_ON_Electric_Howarth_2023_05_05 | 2043 | CH4 Import - WC 2050 | Import | Methane | MI | Dispatch-Import | FuelCost | 0 | [6 empty] | 0.40573 | 0
LCP_Inputs_ON_Electric_Howarth_2023_05_05 | 2043 | CH4 Import - WC 2050 | Import | Methane | MI | Dispatch-Import | VOM | 0 | [6 empty] | 0.40573 | 0
LCP_Inputs_ON_Electric_Howarth_2023_05_05 | 2043 | CH4 Import - WC 2050 | Import | Methane | NY | Dispatch-Import | EmissionsCost | 0 | [6 empty] | 0.40573 | 0
LCP_Inputs_ON_Electric_Howarth_2023_05_05 | 2043 | CH4 Import - WC 2050 | Import | Methane | NY | Dispatch-Import | FuelCost | 0 | [6 empty] | 0.40573 | 0
LCP_Inputs_ON_Electric_Howarth_2023_05_05 | 2043 | CH4 Import - WC 2050 | Import | Methane | NY | Dispatch-Import | VOM | 0 | [6 empty] | 0.40573 | 0
LCP_Inputs_ON_Electric_Howarth_2023_05_05 | 2043 | CH4 Import - WC 2050 | Import | Methane | ON | Dispatch-Import | EmissionsCost | 0 | [6 empty] | 0.40573 | 0
LCP_Inputs_ON_Electric_Howarth_2023_05_05 | 2043 | CH4 Import - WC 2050 | Import | Methane | ON | Dispatch-Import | FuelCost | 0 | [6 empty] | 0.40573 | 0
LCP_Inputs_ON_Electric_Howarth_2023_05_05 | 2043 | CH4 Import - WC 2050 | Import | Methane | ON | Dispatch-Import | VOM | 0 | [6 empty] | 0.40573 | 0
LCP_Inputs_ON_Electric_Howarth_2023_05_05 | 2043 | CH4 Import - WC 2050 | Import | Methane | PJ | Dispatch-Import | EmissionsCost | 0 | [6 empty] | 0.40573 | 0
LCP_Inputs_ON_Electric_Howarth_2023_05_05 | 2043 | CH4 Import - WC 2050 | Import | Methane | PJ | Dispatch-Import | FuelCost | 0 | [6 empty] | 0.40573 | 0
LCP_Inputs_ON_Electric_Howarth_2023_05_05 | 2043 | CH4 Import - WC 2050 | Import | Methane | PJ | Dispatch-Import | VOM | 0 | [6 empty] | 0.40573 | 0
LCP_Inputs_ON_Electric_Howarth_2023_05_05 | 2043 | CH4 Import - WC 2050 | Import | Methane | QC | Dispatch-Import | EmissionsCost | 0 | [6 empty] | 0.40573 | 0
LCP_Inputs_ON_Electric_Howarth_2023_05_05 | 2043 | CH4 Import - WC 2050 | Import | Methane | QC | Dispatch-Import | FuelCost | 0 | [6 empty] | 0.40573 | 0
LCP_Inputs_ON_Electric_Howarth_2023_05_05 | 2043 | CH4 Import - WC 2050 | Import | Methane | QC | Dispatch-Import | VOM | 0 | [6 empty] | 0.40573 | 0
LCP_Inputs_ON_Electric_Howarth_2023_05_05 | 2043 | CH4 Import - WC 2050 | Import | Methane | WC | Dispatch-Import | EmissionsCost | 0 | [6 empty] | 0.40573 | 0
LCP_Inputs_ON_Electric_Howarth_2023_05_05 | 2043 | CH4 Import - WC 2050 | Import | Methane | WC | Dispatch-Import | FuelCost | 0 | [6 empty] | 0.40573 | 0
LCP_Inputs_ON_Electric_Howarth_2023_05_05 | 2043 | CH4 Import - WC 2050 | Import | Methane | WC | Dispatch-Import | VOM | 0 | [6 empty] | 0.40573 | 0
LCP_Inputs_ON_Electric_Howarth_2023_05_05 | 2043 | CH4 Salt Cavern Storage - ON | Storage | Methane | MI | Dispatch-Storage | EmissionsCost | 0 | [6 empty] | 0.40573 | 0
LCP_Inputs_ON_Electric_Howarth_2023_05_05 | 2043 | CH4 Salt Cavern Storage - ON | Storage | Methane | MI | Dispatch-Storage | FuelCost | 0 | [6 empty] | 0.40573 | 0
LCP_Inputs_ON_Electric_Howarth_2023_05_05 | 2043 | CH4 Salt Cavern Storage - ON | Storage | Methane | MI | Dispatch-Storage | VOM | 0 | [6 empty] | 0.40573 | 0
LCP_Inputs_ON_Electric_Howarth_2023_05_05 | 2043 | CH4 Salt Cavern Storage - ON | Storage | Methane | NY | Dispatch-Storage | EmissionsCost | 0 | [6 empty] | 0.40573 | 0
LCP_Inputs_ON_Electric_Howarth_2023_05_05 | 2043 | CH4 Salt Cavern Storage - ON | Storage | Methane | NY | Dispatch-Storage | FuelCost | 0 | [6 empty] | 0.40573 | 0
LCP_Inputs_ON_Electric_Howarth_2023_05_05 | 2043 | CH4 Salt Cavern Storage - ON | Storage | Methane | NY | Dispatch-Storage | VOM | 0 | [6 empty] | 0.40573 | 0
LCP_Inputs_ON_Electric_Howarth_2023_05_05 | 2043 | CH4 Salt Cavern Storage - ON | Storage | Methane | ON | Dispatch-Storage | EmissionsCost | 0 | [6 empty] | 0.40573 | 0
LCP_Inputs_ON_Electric_Howarth_2023_05_05 | 2043 | CH4 Salt Cavern Storage - ON | Storage | Methane | ON | Dispatch-Storage | FuelCost | 0 | [6 empty] | 0.40573 | 0
LCP_Inputs_ON_Electric_Howarth_2023_05_05 | 2043 | CH4 Salt Cavern Storage - ON | Storage | Methane | ON | Dispatch-Storage | VOM | 0 | [6 empty] | 0.40573 | 0
LCP_Inputs_ON_Electric_Howarth_2023_05_05 | 2043 | CH4 Salt Cavern Storage - ON | Storage | Methane | PJ | Dispatch-Storage | EmissionsCost | 0 | [6 empty] | 0.40573 | 0
LCP_Inputs_ON_Electric_Howarth_2023_05_05 | 2043 | CH4 Salt Cavern Storage - ON | Storage | Methane | PJ | Dispatch-Storage | FuelCost | 0 | [6 empty] | 0.40573 | 0
LCP_Inputs_ON_Electric_Howarth_2023_05_05 | 2043 | CH4 Salt Cavern Storage - ON | Storage | Methane | PJ | Dispatch-Storage | VOM | 0 | [6 empty] | 0.40573 | 0
LCP_Inputs_ON_Electric_Howarth_2023_05_05 | 2043 | CH4 Salt Cavern Storage - ON | Storage | Methane | QC | Dispatch-Storage | EmissionsCost | 0 | [6 empty] | 0.40573 | 0
LCP_Inputs_ON_Electric_Howarth_2023_05_05 | 2043 | CH4 Salt Cavern Storage - ON | Storage | Methane | QC | Dispatch-Storage | FuelCost | 0 | [6 empty] | 0.40573 | 0
LCP_Inputs_ON_Electric_Howarth_2023_05_05 | 2043 | CH4 Salt Cavern Storage - ON | Storage | Methane | QC | Dispatch-Storage | VOM | 0 | [6 empty] | 0.40573 | 0
LCP_Inputs_ON_Electric_Howarth_2023_05_05 | 2043 | CH4 Salt Cavern Storage - ON | Storage | Methane | WC | Dispatch-Storage | EmissionsCost | 0 | [6 empty] | 0.40573 | 0
LCP_Inputs_ON_Electric_Howarth_2023_05_05 | 2043 | CH4 Salt Cavern Storage - ON | Storage | Methane | WC | Dispatch-Storage | FuelCost | 0 | [6 empty] | 0.40573 | 0
LCP_Inputs_ON_Electric_Howarth_2023_05_05 | 2043 | CH4 Salt Cavern Storage - ON | Storage | Methane | WC | Dispatch-Storage | VOM | 0 | [6 empty] | 0.40573 | 0
LCP_Inputs_ON_Electric_Howarth_2023_05_05 | 2043 | Electrolyser 2020/2030 | Crossload | Hydrogen | MI | Dispatch-Crossload | EmissionsCost | 0 | [6 empty] | 0.40573 | 0
LCP_Inputs_ON_Electric_Howarth_2023_05_05 | 2043 | Electrolyser 2020/2030 | Crossload | Hydrogen | MI | Dispatch-Crossload | FuelCost | 0 | [6 empty] | 0.40573 | 0
LCP_Inputs_ON_Electric_Howarth_2023_05_05 | 2043 | Electrolyser 2020/2030 | Crossload | Hydrogen | MI | Dispatch-Crossload | VOM | 0 | [6 empty] | 0.40573 | 0
LCP_Inputs_ON_Electric_Howarth_2023_05_05 | 2043 | Electrolyser 2020/2030 | Crossload | Hydrogen | NY | Dispatch-Crossload | EmissionsCost | 0 | [6 empty] | 0.40573 | 0
LCP_Inputs_ON_Electric_Howarth_2023_05_05 | 2043 | Electrolyser 2020/2030 | Crossload | Hydrogen | NY | Dispatch-Crossload | FuelCost | 0 | [6 empty] | 0.40573 | 0
LCP_Inputs_ON_Electric_Howarth_2023_05_05 | 2043 | Electrolyser 2020/2030 | Crossload | Hydrogen | NY | Dispatch-Crossload | VOM | 0 | [6 empty] | 0.40573 | 0
LCP_Inputs_ON_Electric_Howarth_2023_05_05 | 2043 | Electrolyser 2020/2030 | Crossload | Hydrogen | ON | Dispatch-Crossload | EmissionsCost | 0 | [6 empty] | 0.40573 | 0
LCP_Inputs_ON_Electric_Howarth_2023_05_05 | 2043 | Electrolyser 2020/2030 | Crossload | Hydrogen | ON | Dispatch-Crossload | FuelCost | 0 | [6 empty] | 0.40573 | 0
LCP_Inputs_ON_Electric_Howarth_2023_05_05 | 2043 | Electrolyser 2020/2030 | Crossload | Hydrogen | ON | Dispatch-Crossload | VOM | 0 | [6 empty] | 0.40573 | 0
LCP_Inputs_ON_Electric_Howarth_2023_05_05 | 2043 | Electrolyser 2020/2030 | Crossload | Hydrogen | PJ | Dispatch-Crossload | EmissionsCost | 0 | [6 empty] | 0.40573 | 0
LCP_Inputs_ON_Electric_Howarth_2023_05_05 | 2043 | Electrolyser 2020/2030 | Crossload | Hydrogen | PJ | Dispatch-Crossload | FuelCost | 0 | [6 empty] | 0.40573 | 0
LCP_Inputs_ON_Electric_Howarth_2023_05_05 | 2043 | Electrolyser 2020/2030 | Crossload | Hydrogen | PJ | Dispatch-Crossload | VOM | 0 | [6 empty] | 0.40573 | 0
LCP_Inputs_ON_Electric_Howarth_2023_05_05 | 2043 | Electrolyser 2020/2030 | Crossload | Hydrogen | QC | Dispatch-Crossload | EmissionsCost | 0 | [6 empty] | 0.40573 | 0
LCP_Inputs_ON_Electric_Howarth_2023_05_05 | 2043 | Electrolyser 2020/2030 | Crossload | Hydrogen | QC | Dispatch-Crossload | FuelCost | 0 | [6 empty] | 0.40573 | 0
LCP_Inputs_ON_Electric_Howarth_2023_05_05 | 2043 | Electrolyser 2020/2030 | Crossload | Hydrogen | QC | Dispatch-Crossload | VOM | 0 | [6 empty] | 0.40573 | 0
LCP_Inputs_ON_Electric_Howarth_2023_05_05 | 2043 | Electrolyser 2020/2030 | Crossload | Hydrogen | WC | Dispatch-Crossload | EmissionsCost | 0 | [6 empty] | 0.40573 | 0
LCP_Inputs_ON_Electric_Howarth_2023_05_05 | 2043 | Electrolyser 2020/2030 | Crossload | Hydrogen | WC | Dispatch-Crossload | FuelCost | 0 | [6 empty] | 0.40573 | 0
LCP_Inputs_ON_Electric_Howarth_2023_05_05 | 2043 | Electrolyser 2020/2030 | Crossload | Hydrogen | WC | Dispatch-Crossload | VOM | 0 | [6 empty] | 0.40573 | 0
LCP_Inputs_ON_Electric_Howarth_2023_05_05 | 2043 | Electrolyser 2040 | Crossload | Hydrogen | MI | Dispatch-Crossload | EmissionsCost | 0 | [6 empty] | 0.40573 | 0
LCP_Inputs_ON_Electric_Howarth_2023_05_05 | 2043 | Electrolyser 2040 | Crossload | Hydrogen | MI | Dispatch-Crossload | FuelCost | 0 | [6 empty] | 0.40573 | 0
LCP_Inputs_ON_Electric_Howarth_2023_05_05 | 2043 | Electrolyser 2040 | Crossload | Hydrogen | MI | Dispatch-Crossload | VOM | 0 | [6 empty] | 0.40573 | 0
LCP_Inputs_ON_Electric_Howarth_2023_05_05 | 2043 | Electrolyser 2040 | Crossload | Hydrogen | NY | Dispatch-Crossload | EmissionsCost | 0 | [6 empty] | 0.40573 | 0
LCP_Inputs_ON_Electric_Howarth_2023_05_05 | 2043 | Electrolyser 2040 | Crossload | Hydrogen | NY | Dispatch-Crossload | FuelCost | 0 | [6 empty] | 0.40573 | 0
LCP_Inputs_ON_Electric_Howarth_2023_05_05 | 2043 | Electrolyser 2040 | Crossload | Hydrogen | NY | Dispatch-Crossload | VOM | 0 | [6 empty] | 0.40573 | 0
LCP_Inputs_ON_Electric_Howarth_2023_05_05 | 2043 | Electrolyser 2040 | Crossload | Hydrogen | ON | Dispatch-Crossload | EmissionsCost | 0 | [6 empty] | 0.40573 | 0
LCP_Inputs_ON_Electric_Howarth_2023_05_05 | 2043 | Electrolyser 2040 | Crossload | Hydrogen | ON | Dispatch-Crossload | FuelCost | 0 | [6 empty] | 0.40573 | 0
LCP_Inputs_ON_Electric_Howarth_2023_05_05 | 2043 | Electrolyser 2040 | Crossload | Hydrogen | ON | Dispatch-Crossload | VOM | 0 | [6 empty] | 0.40573 | 0
LCP_Inputs_ON_Electric_Howarth_2023_05_05 | 2043 | Electrolyser 2040 | Crossload | Hydrogen | PJ | Dispatch-Crossload | EmissionsCost | 0 | [6 empty] | 0.40573 | 0
LCP_Inputs_ON_Electric_Howarth_2023_05_05 | 2043 | Electrolyser 2040 | Crossload | Hydrogen | PJ | Dispatch-Crossload | FuelCost | 0 | [6 empty] | 0.40573 | 0
LCP_Inputs_ON_Electric_Howarth_2023_05_05 | 2043 | Electrolyser 2040 | Crossload | Hydrogen | PJ | Dispatch-Crossload | VOM | 0 | [6 empty] | 0.40573 | 0
LCP_Inputs_ON_Electric_Howarth_2023_05_05 | 2043 | Electrolyser 2040 | Crossload | Hydrogen | QC | Dispatch-Crossload | EmissionsCost | 0 | [6 empty] | 0.40573 | 0
LCP_Inputs_ON_Electric_Howarth_2023_05_05 | 2043 | Electrolyser 2040 | Crossload | Hydrogen | QC | Dispatch-Crossload | FuelCost | 0 | [6 empty] | 0.40573 | 0
LCP_Inputs_ON_Electric_Howarth_2023_05_05 | 2043 | Electrolyser 2040 | Crossload | Hydrogen | QC | Dispatch-Crossload | VOM | 0 | [6 empty] | 0.40573 | 0
LCP_Inputs_ON_Electric_Howarth_2023_05_05 | 2043 | Electrolyser 2040 | Crossload | Hydrogen | WC | Dispatch-Crossload | EmissionsCost | 0 | [6 empty] | 0.40573 | 0
LCP_Inputs_ON_Electric_Howarth_2023_05_05 | 2043 | Electrolyser 2040 | Crossload | Hydrogen | WC | Dispatch-Crossload | FuelCost | 0 | [6 empty] | 0.40573 | 0
LCP_Inputs_ON_Electric_Howarth_2023_05_05 | 2043 | Electrolyser 2040 | Crossload | Hydrogen | WC | Dispatch-Crossload | VOM | 0 | [6 empty] | 0.40573 | 0
LCP_Inputs_ON_Electric_Howarth_2023_05_05 | 2043 | Electrolyser 2050 | Crossload | Hydrogen | MI | Dispatch-Crossload | EmissionsCost | 0 | [6 empty] | 0.40573 | 0
LCP_Inputs_ON_Electric_Howarth_2023_05_05 | 2043 | Electrolyser 2050 | Crossload | Hydrogen | MI | Dispatch-Crossload | FuelCost | 0 | [6 empty] | 0.40573 | 0
LCP_Inputs_ON_Electric_Howarth_2023_05_05 | 2043 | Electrolyser 2050 | Crossload | Hydrogen | MI | Dispatch-Crossload | VOM | 0 | [6 empty] | 0.40573 | 0
LCP_Inputs_ON_Electric_Howarth_2023_05_05 | 2043 | Electrolyser 2050 | Crossload | Hydrogen | NY | Dispatch-Crossload | EmissionsCost | 0 | [6 empty] | 0.40573 | 0
LCP_Inputs_ON_Electric_Howarth_2023_05_05 | 2043 | Electrolyser 2050 | Crossload | Hydrogen | NY | Dispatch-Crossload | FuelCost | 0 | [6 empty] | 0.40573 | 0
LCP_Inputs_ON_Electric_Howarth_2023_05_05 | 2043 | Electrolyser 2050 | Crossload | Hydrogen | NY | Dispatch-Crossload | VOM | 0 | [6 empty] | 0.40573 | 0
LCP_Inputs_ON_Electric_Howarth_2023_05_05 | 2043 | Electrolyser 2050 | Crossload | Hydrogen | ON | Dispatch-Crossload | EmissionsCost | 0 | [6 empty] | 0.40573 | 0
LCP_Inputs_ON_Electric_Howarth_2023_05_05 | 2043 | Electrolyser 2050 | Crossload | Hydrogen | ON | Dispatch-Crossload | FuelCost | 0 | [6 empty] | 0.40573 | 0
LCP_Inputs_ON_Electric_Howarth_2023_05_05 | 2043 | Electrolyser 2050 | Crossload | Hydrogen | ON | Dispatch-Crossload | VOM | 0 | [6 empty] | 0.40573 | 0
LCP_Inputs_ON_Electric_Howarth_2023_05_05 | 2043 | Electrolyser 2050 | Crossload | Hydrogen | PJ | Dispatch-Crossload | EmissionsCost | 0 | [6 empty] | 0.40573 | 0
LCP_Inputs_ON_Electric_Howarth_2023_05_05 | 2043 | Electrolyser 2050 | Crossload | Hydrogen | PJ | Dispatch-Crossload | FuelCost | 0 | [6 empty] | 0.40573 | 0
LCP_Inputs_ON_Electric_Howarth_2023_05_05 | 2043 | Electrolyser 2050 | Crossload | Hydrogen | PJ | Dispatch-Crossload | VOM | 0 | [6 empty] | 0.40573 | 0
LCP_Inputs_ON_Electric_Howarth_2023_05_05 | 2043 | Electrolyser 2050 | Crossload | Hydrogen | QC | Dispatch-Crossload | EmissionsCost | 0 | [6 empty] | 0.40573 | 0
LCP_Inputs_ON_Electric_Howarth_2023_05_05 | 2043 | Electrolyser 2050 | Crossload | Hydrogen | QC | Dispatch-Crossload | FuelCost | 0 | [6 empty] | 0.40573 | 0
LCP_Inputs_ON_Electric_Howarth_2023_05_05 | 2043 | Electrolyser 2050 | Crossload | Hydrogen | QC | Dispatch-Crossload | VOM | 0 | [6 empty] | 0.40573 | 0
LCP_Inputs_ON_Electric_Howarth_2023_05_05 | 2043 | Electrolyser 2050 | Crossload | Hydrogen | WC | Dispatch-Crossload | EmissionsCost | 0 | [6 empty] | 0.40573 | 0
LCP_Inputs_ON_Electric_Howarth_2023_05_05 | 2043 | Electrolyser 2050 | Crossload | Hydrogen | WC | Dispatch-Crossload | FuelCost | 0 | [6 empty] | 0.40573 | 0
LCP_Inputs_ON_Electric_Howarth_2023_05_05 | 2043 | Electrolyser 2050 | Crossload | Hydrogen | WC | Dispatch-Crossload | VOM | 0 | [6 empty] | 0.40573 | 0
LCP_Inputs_ON_Electric_Howarth_2023_05_05 | 2043 | Fossil Fuel Thermal (Coal, Peat, Oil) | Generation | Electricity | MI | Dispatch-Generation | EmissionsCost | 0 | [6 empty] | 0.40573 | 0
LCP_Inputs_ON_Electric_Howarth_2023_05_05 | 2043 | Fossil Fuel Thermal (Coal, Peat, Oil) | Generation | Electricity | MI | Dispatch-Generation | FuelCost | 0 | [6 empty] | 0.40573 | 0
LCP_Inputs_ON_Electric_Howarth_2023_05_05 | 2043 | Fossil Fuel Thermal (Coal, Peat, Oil) | Generation | Electricity | MI | Dispatch-Generation | VOM | 0 | [6 empty] | 0.40573 | 0
LCP_Inputs_ON_Electric_Howarth_2023_05_05 | 2043 | Fossil Fuel Thermal (Coal, Peat, Oil) | Generation | Electricity | NY | Dispatch-Generation | EmissionsCost | 0 | [6 empty] | 0.40573 | 0
LCP_Inputs_ON_Electric_Howarth_2023_05_05 | 2043 | Fossil Fuel Thermal (Coal, Peat, Oil) | Generation | Electricity | NY | Dispatch-Generation | FuelCost | 0 | [6 empty] | 0.40573 | 0
LCP_Inputs_ON_Electric_Howarth_2023_05_05 | 2043 | Fossil Fuel Thermal (Coal, Peat, Oil) | Generation | Electricity | NY | Dispatch-Generation | VOM | 0 | [6 empty] | 0.40573 | 0
LCP_Inputs_ON_Electric_Howarth_2023_05_05 | 2043 | Fossil Fuel Thermal (Coal, Peat, Oil) | Generation | Electricity | ON | Dispatch-Generation | EmissionsCost | 0 | [6 empty] | 0.40573 | 0
LCP_Inputs_ON_Electric_Howarth_2023_05_05 | 2043 | Fossil Fuel Thermal (Coal, Peat, Oil) | Generation | Electricity | ON | Dispatch-Generation | FuelCost | 0 | [6 empty] | 0.40573 | 0
LCP_Inputs_ON_Electric_Howarth_2023_05_05 | 2043 | Fossil Fuel Thermal (Coal, Peat, Oil) | Generation | Electricity | ON | Dispatch-Generation | VOM | 0 | [6 empty] | 0.40573 | 0
LCP_Inputs_ON_Electric_Howarth_2023_05_05 | 2043 | Fossil Fuel Thermal (Coal, Peat, Oil) | Generation | Electricity | PJ | Dispatch-Generation | EmissionsCost | 0 | [6 empty] | 0.40573 | 0
LCP_Inputs_ON_Electric_Howarth_2023_05_05 | 2043 | Fossil Fuel Thermal (Coal, Peat, Oil) | Generation | Electricity | PJ | Dispatch-Generation | FuelCost | 0 | [6 empty] | 0.40573 | 0
LCP_Inputs_ON_Electric_Howarth_2023_05_05 | 2043 | Fossil Fuel Thermal (Coal, Peat, Oil) | Generation | Electricity | PJ | Dispatch-Generation | VOM | 0 | [6 empty] | 0.40573 | 0
LCP_Inputs_ON_Electric_Howarth_2023_05_05 | 2043 | Fossil Fuel Thermal (Coal, Peat, Oil) | Generation | Electricity | QC | Dispatch-Generation | EmissionsCost | 0 | [6 empty] | 0.40573 | 0
LCP_Inputs_ON_Electric_Howarth_2023_05_05 | 2043 | Fossil Fuel Thermal (Coal, Peat, Oil) | Generation | Electricity | QC | Dispatch-Generation | FuelCost | 0 | [6 empty] | 0.40573 | 0
LCP_Inputs_ON_Electric_Howarth_2023_05_05 | 2043 | Fossil Fuel Thermal (Coal, Peat, Oil) | Generation | Electricity | QC | Dispatch-Generation | VOM | 0 | [6 empty] | 0.40573 | 0
LCP_Inputs_ON_Electric_Howarth_2023_05_05 | 2043 | Fossil Fuel Thermal (Coal, Peat, Oil) | Generation | Electricity | WC | Dispatch-Generation | EmissionsCost | 0 | [6 empty] | 0.40573 | 0
LCP_Inputs_ON_Electric_Howarth_2023_05_05 | 2043 | Fossil Fuel Thermal (Coal, Peat, Oil) | Generation | Electricity | WC | Dispatch-Generation | FuelCost | 0 | [6 empty] | 0.40573 | 0
LCP_Inputs_ON_Electric_Howarth_2023_05_05 | 2043 | Fossil Fuel Thermal (Coal, Peat, Oil) | Generation | Electricity | WC | Dispatch-Generation | VOM | 0 | [6 empty] | 0.40573 | 0
LCP_Inputs_ON_Electric_Howarth_2023_05_05 | 2043 | Generic - Generator | Generation | Electricity | MI | Dispatch-Generation | EmissionsCost | 0 | [6 empty] | 0.40573 | 0
LCP_Inputs_ON_Electric_Howarth_2023_05_05 | 2043 | Generic - Generator | Generation | Electricity | MI | Dispatch-Generation | FuelCost | 822908408.9569 | [6 empty] | 0.40573 | 333875611.4225
LCP_Inputs_ON_Electric_Howarth_2023_05_05 | 2043 | Generic - Generator | Generation | Electricity | MI | Dispatch-Generation | VOM | 26913145.9602 | [6 empty] | 0.40573 | 10919372.0285
LCP_Inputs_ON_Electric_Howarth_2023_05_05 | 2043 | Generic - Generator | Generation | Electricity | NY | Dispatch-Generation | EmissionsCost | 0 | [6 empty] | 0.40573 | 0
LCP_Inputs_ON_Electric_Howarth_2023_05_05 | 2043 | Generic - Generator | Generation | Electricity | NY | Dispatch-Generation | FuelCost | 74454029.7701 | [6 empty] | 0.40573 | 30207960.4994
LCP_Inputs_ON_Electric_Howarth_2023_05_05 | 2043 | Generic - Generator | Generation | Electricity | NY | Dispatch-Generation | VOM | 2435012.3886 | [6 empty] | 0.40573 | 987948.648
LCP_Inputs_ON_Electric_Howarth_2023_05_05 | 2043 | Generic - Generator | Generation | Electricity | ON | Dispatch-Generation | EmissionsCost | 0 | [6 empty] | 0.40573 | 0
LCP_Inputs_ON_Electric_Howarth_2023_05_05 | 2043 | Generic - Generator | Generation | Electricity | ON | Dispatch-Generation | FuelCost | 0 | [6 empty] | 0.40573 | 0
LCP_Inputs_ON_Electric_Howarth_2023_05_05 | 2043 | Generic - Generator | Generation | Electricity | ON | Dispatch-Generation | VOM | 0 | [6 empty] | 0.40573 | 0
LCP_Inputs_ON_Electric_Howarth_2023_05_05 | 2043 | Generic - Generator | Generation | Electricity | PJ | Dispatch-Generation | EmissionsCost | 0 | [6 empty] | 0.40573 | 0
LCP_Inputs_ON_Electric_Howarth_2023_05_05 | 2043 | Generic - Generator | Generation | Electricity | PJ | Dispatch-Generation | FuelCost | 5362895327.8205 | [6 empty] | 0.40573 | 2175867857.3243
LCP_Inputs_ON_Electric_Howarth_2023_05_05 | 2043 | Generic - Generator | Generation | Electricity | PJ | Dispatch-Generation | VOM | 175393012.3403 | [6 empty] | 0.40573 | 71161563.7864
LCP_Inputs_ON_Electric_Howarth_2023_05_05 | 2043 | Generic - Generator | Generation | Electricity | QC | Dispatch-Generation | EmissionsCost | 0 | [6 empty] | 0.40573 | 0
LCP_Inputs_ON_Electric_Howarth_2023_05_05 | 2043 | Generic - Generator | Generation | Electricity | QC | Dispatch-Generation | FuelCost | 0 | [6 empty] | 0.40573 | 0
LCP_Inputs_ON_Electric_Howarth_2023_05_05 | 2043 | Generic - Generator | Generation | Electricity | QC | Dispatch-Generation | VOM | 0 | [6 empty] | 0.40573 | 0
LCP_Inputs_ON_Electric_Howarth_2023_05_05 | 2043 | Generic - Generator | Generation | Electricity | WC | Dispatch-Generation | EmissionsCost | 0 | [6 empty] | 0.40573 | 0
LCP_Inputs_ON_Electric_Howarth_2023_05_05 | 2043 | Generic - Generator | Generation | Electricity | WC | Dispatch-Generation | FuelCost | 0 | [6 empty] | 0.40573 | 0
LCP_Inputs_ON_Electric_Howarth_2023_05_05 | 2043 | Generic - Generator | Generation | Electricity | WC | Dispatch-Generation | VOM | 0 | [6 empty] | 0.40573 | 0
LCP_Inputs_ON_Electric_Howarth_2023_05_05 | 2043 | H2 Import - QC | Import | Hydrogen | MI | Dispatch-Import | EmissionsCost | 0 | [6 empty] | 0.40573 | 0
LCP_Inputs_ON_Electric_Howarth_2023_05_05 | 2043 | H2 Import - QC | Import | Hydrogen | MI | Dispatch-Import | FuelCost | 0 | [6 empty] | 0.40573 | 0
LCP_Inputs_ON_Electric_Howarth_2023_05_05 | 2043 | H2 Import - QC | Import | Hydrogen | MI | Dispatch-Import | VOM | 0 | [6 empty] | 0.40573 | 0
LCP_Inputs_ON_Electric_Howarth_2023_05_05 | 2043 | H2 Import - QC | Import | Hydrogen | NY | Dispatch-Import | EmissionsCost | 0 | [6 empty] | 0.40573 | 0
LCP_Inputs_ON_Electric_Howarth_2023_05_05 | 2043 | H2 Import - QC | Import | Hydrogen | NY | Dispatch-Import | FuelCost | 0 | [6 empty] | 0.40573 | 0
LCP_Inputs_ON_Electric_Howarth_2023_05_05 | 2043 | H2 Import - QC | Import | Hydrogen | NY | Dispatch-Import | VOM | 0 | [6 empty] | 0.40573 | 0
LCP_Inputs_ON_Electric_Howarth_2023_05_05 | 2043 | H2 Import - QC | Import | Hydrogen | ON | Dispatch-Import | EmissionsCost | 0 | [6 empty] | 0.40573 | 0
LCP_Inputs_ON_Electric_Howarth_2023_05_05 | 2043 | H2 Import - QC | Import | Hydrogen | ON | Dispatch-Import | FuelCost | 0 | [6 empty] | 0.40573 | 0
LCP_Inputs_ON_Electric_Howarth_2023_05_05 | 2043 | H2 Import - QC | Import | Hydrogen | ON | Dispatch-Import | VOM | 0 | [6 empty] | 0.40573 | 0
LCP_Inputs_ON_Electric_Howarth_2023_05_05 | 2043 | H2 Import - QC | Import | Hydrogen | PJ | Dispatch-Import | EmissionsCost | 0 | [6 empty] | 0.40573 | 0
LCP_Inputs_ON_Electric_Howarth_2023_05_05 | 2043 | H2 Import - QC | Import | Hydrogen | PJ | Dispatch-Import | FuelCost | 0 | [6 empty] | 0.40573 | 0
LCP_Inputs_ON_Electric_Howarth_2023_05_05 | 2043 | H2 Import - QC | Import | Hydrogen | PJ | Dispatch-Import | VOM | 0 | [6 empty] | 0.40573 | 0
LCP_Inputs_ON_Electric_Howarth_2023_05_05 | 2043 | H2 Import - QC | Import | Hydrogen | QC | Dispatch-Import | EmissionsCost | 0 | [6 empty] | 0.40573 | 0
LCP_Inputs_ON_Electric_Howarth_2023_05_05 | 2043 | H2 Import - QC | Import | Hydrogen | QC | Dispatch-Import | FuelCost | 0 | [6 empty] | 0.40573 | 0
LCP_Inputs_ON_Electric_Howarth_2023_05_05 | 2043 | H2 Import - QC | Import | Hydrogen | QC | Dispatch-Import | VOM | 0 | [6 empty] | 0.40573 | 0
LCP_Inputs_ON_Electric_Howarth_2023_05_05 | 2043 | H2 Import - QC | Import | Hydrogen | WC | Dispatch-Import | EmissionsCost | 0 | [6 empty] | 0.40573 | 0
LCP_Inputs_ON_Electric_Howarth_2023_05_05 | 2043 | H2 Import - QC | Import | Hydrogen | WC | Dispatch-Import | FuelCost | 0 | [6 empty] | 0.40573 | 0
LCP_Inputs_ON_Electric_Howarth_2023_05_05 | 2043 | H2 Import - QC | Import | Hydrogen | WC | Dispatch-Import | VOM | 0 | [6 empty] | 0.40573 | 0
LCP_Inputs_ON_Electric_Howarth_2023_05_05 | 2043 | H2 Import - WC | Import | Hydrogen | MI | Dispatch-Import | EmissionsCost | 0 | [6 empty] | 0.40573 | 0
LCP_Inputs_ON_Electric_Howarth_2023_05_05 | 2043 | H2 Import - WC | Import | Hydrogen | MI | Dispatch-Import | FuelCost | 0 | [6 empty] | 0.40573 | 0
LCP_Inputs_ON_Electric_Howarth_2023_05_05 | 2043 | H2 Import - WC | Import | Hydrogen | MI | Dispatch-Import | VOM | 0 | [6 empty] | 0.40573 | 0
LCP_Inputs_ON_Electric_Howarth_2023_05_05 | 2043 | H2 Import - WC | Import | Hydrogen | NY | Dispatch-Import | EmissionsCost | 0 | [6 empty] | 0.40573 | 0
LCP_Inputs_ON_Electric_Howarth_2023_05_05 | 2043 | H2 Import - WC | Import | Hydrogen | NY | Dispatch-Import | FuelCost | 0 | [6 empty] | 0.40573 | 0
LCP_Inputs_ON_Electric_Howarth_2023_05_05 | 2043 | H2 Import - WC | Import | Hydrogen | NY | Dispatch-Import | VOM | 0 | [6 empty] | 0.40573 | 0
LCP_Inputs_ON_Electric_Howarth_2023_05_05 | 2043 | H2 Import - WC | Import | Hydrogen | ON | Dispatch-Import | EmissionsCost | 0 | [6 empty] | 0.40573 | 0
LCP_Inputs_ON_Electric_Howarth_2023_05_05 | 2043 | H2 Import - WC | Import | Hydrogen | ON | Dispatch-Import | FuelCost | 0 | [6 empty] | 0.40573 | 0
LCP_Inputs_ON_Electric_Howarth_2023_05_05 | 2043 | H2 Import - WC | Import | Hydrogen | ON | Dispatch-Import | VOM | 0 | [6 empty] | 0.40573 | 0
LCP_Inputs_ON_Electric_Howarth_2023_05_05 | 2043 | H2 Import - WC | Import | Hydrogen | PJ | Dispatch-Import | EmissionsCost | 0 | [6 empty] | 0.40573 | 0
LCP_Inputs_ON_Electric_Howarth_2023_05_05 | 2043 | H2 Import - WC | Import | Hydrogen | PJ | Dispatch-Import | FuelCost | 0 | [6 empty] | 0.40573 | 0
LCP_Inputs_ON_Electric_Howarth_2023_05_05 | 2043 | H2 Import - WC | Import | Hydrogen | PJ | Dispatch-Import | VOM | 0 | [6 empty] | 0.40573 | 0
LCP_Inputs_ON_Electric_Howarth_2023_05_05 | 2043 | H2 Import - WC | Import | Hydrogen | QC | Dispatch-Import | EmissionsCost | 0 | [6 empty] | 0.40573 | 0
LCP_Inputs_ON_Electric_Howarth_2023_05_05 | 2043 | H2 Import - WC | Import | Hydrogen | QC | Dispatch-Import | FuelCost | 0 | [6 empty] | 0.40573 | 0
LCP_Inputs_ON_Electric_Howarth_2023_05_05 | 2043 | H2 Import - WC | Import | Hydrogen | QC | Dispatch-Import | VOM | 0 | [6 empty] | 0.40573 | 0
LCP_Inputs_ON_Electric_Howarth_2023_05_05 | 2043 | H2 Import - WC | Import | Hydrogen | WC | Dispatch-Import | EmissionsCost | 0 | [6 empty] | 0.40573 | 0
LCP_Inputs_ON_Electric_Howarth_2023_05_05 | 2043 | H2 Import - WC | Import | Hydrogen | WC | Dispatch-Import | FuelCost | 264354475.5194 | [6 empty] | 0.40573 | 107255572.0487
LCP_Inputs_ON_Electric_Howarth_2023_05_05 | 2043 | H2 Import - WC | Import | Hydrogen | WC | Dispatch-Import | VOM | 0 | [6 empty] | 0.40573 | 0
LCP_Inputs_ON_Electric_Howarth_2023_05_05 | 2043 | H2 Salt Cavern Storage - ON | Storage | Hydrogen | MI | Dispatch-Storage | EmissionsCost | 0 | [6 empty] | 0.40573 | 0
LCP_Inputs_ON_Electric_Howarth_2023_05_05 | 2043 | H2 Salt Cavern Storage - ON | Storage | Hydrogen | MI | Dispatch-Storage | FuelCost | 0 | [6 empty] | 0.40573 | 0
LCP_Inputs_ON_Electric_Howarth_2023_05_05 | 2043 | H2 Salt Cavern Storage - ON | Storage | Hydrogen | MI | Dispatch-Storage | VOM | 0 | [6 empty] | 0.40573 | 0
LCP_Inputs_ON_Electric_Howarth_2023_05_05 | 2043 | H2 Salt Cavern Storage - ON | Storage | Hydrogen | NY | Dispatch-Storage | EmissionsCost | 0 | [6 empty] | 0.40573 | 0
LCP_Inputs_ON_Electric_Howarth_2023_05_05 | 2043 | H2 Salt Cavern Storage - ON | Storage | Hydrogen | NY | Dispatch-Storage | FuelCost | 0 | [6 empty] | 0.40573 | 0
LCP_Inputs_ON_Electric_Howarth_2023_05_05 | 2043 | H2 Salt Cavern Storage - ON | Storage | Hydrogen | NY | Dispatch-Storage | VOM | 0 | [6 empty] | 0.40573 | 0
LCP_Inputs_ON_Electric_Howarth_2023_05_05 | 2043 | H2 Salt Cavern Storage - ON | Storage | Hydrogen | ON | Dispatch-Storage | EmissionsCost | 0 | [6 empty] | 0.40573 | 0
LCP_Inputs_ON_Electric_Howarth_2023_05_05 | 2043 | H2 Salt Cavern Storage - ON | Storage | Hydrogen | ON | Dispatch-Storage | FuelCost | 0 | [6 empty] | 0.40573 | 0
LCP_Inputs_ON_Electric_Howarth_2023_05_05 | 2043 | H2 Salt Cavern Storage - ON | Storage | Hydrogen | ON | Dispatch-Storage | VOM | 29987486.9081 | [6 empty] | 0.40573 | 12166713.1087
LCP_Inputs_ON_Electric_Howarth_2023_05_05 | 2043 | H2 Salt Cavern Storage - ON | Storage | Hydrogen | PJ | Dispatch-Storage | EmissionsCost | 0 | [6 empty] | 0.40573 | 0
LCP_Inputs_ON_Electric_Howarth_2023_05_05 | 2043 | H2 Salt Cavern Storage - ON | Storage | Hydrogen | PJ | Dispatch-Storage | FuelCost | 0 | [6 empty] | 0.40573 | 0
LCP_Inputs_ON_Electric_Howarth_2023_05_05 | 2043 | H2 Salt Cavern Storage - ON | Storage | Hydrogen | PJ | Dispatch-Storage | VOM | 0 | [6 empty] | 0.40573 | 0
LCP_Inputs_ON_Electric_Howarth_2023_05_05 | 2043 | H2 Salt Cavern Storage - ON | Storage | Hydrogen | QC | Dispatch-Storage | EmissionsCost | 0 | [6 empty] | 0.40573 | 0
LCP_Inputs_ON_Electric_Howarth_2023_05_05 | 2043 | H2 Salt Cavern Storage - ON | Storage | Hydrogen | QC | Dispatch-Storage | FuelCost | 0 | [6 empty] | 0.40573 | 0
LCP_Inputs_ON_Electric_Howarth_2023_05_05 | 2043 | H2 Salt Cavern Storage - ON | Storage | Hydrogen | QC | Dispatch-Storage | VOM | 0 | [6 empty] | 0.40573 | 0
LCP_Inputs_ON_Electric_Howarth_2023_05_05 | 2043 | H2 Salt Cavern Storage - ON | Storage | Hydrogen | WC | Dispatch-Storage | EmissionsCost | 0 | [6 empty] | 0.40573 | 0
LCP_Inputs_ON_Electric_Howarth_2023_05_05 | 2043 | H2 Salt Cavern Storage - ON | Storage | Hydrogen | WC | Dispatch-Storage | FuelCost | 0 | [6 empty] | 0.40573 | 0
LCP_Inputs_ON_Electric_Howarth_2023_05_05 | 2043 | H2 Salt Cavern Storage - ON | Storage | Hydrogen | WC | Dispatch-Storage | VOM | 0 | [6 empty] | 0.40573 | 0
LCP_Inputs_ON_Electric_Howarth_2023_05_05 | 2043 | Hydro | Generation | Electricity | MI | Dispatch-Generation | EmissionsCost | 0 | [6 empty] | 0.40573 | 0
LCP_Inputs_ON_Electric_Howarth_2023_05_05 | 2043 | Hydro | Generation | Electricity | MI | Dispatch-Generation | FuelCost | 0 | [6 empty] | 0.40573 | 0
LCP_Inputs_ON_Electric_Howarth_2023_05_05 | 2043 | Hydro | Generation | Electricity | MI | Dispatch-Generation | VOM | 0 | [6 empty] | 0.40573 | 0
LCP_Inputs_ON_Electric_Howarth_2023_05_05 | 2043 | Hydro | Generation | Electricity | NY | Dispatch-Generation | EmissionsCost | 0 | [6 empty] | 0.40573 | 0
LCP_Inputs_ON_Electric_Howarth_2023_05_05 | 2043 | Hydro | Generation | Electricity | NY | Dispatch-Generation | FuelCost | 0 | [6 empty] | 0.40573 | 0
LCP_Inputs_ON_Electric_Howarth_2023_05_05 | 2043 | Hydro | Generation | Electricity | NY | Dispatch-Generation | VOM | 0 | [6 empty] | 0.40573 | 0
LCP_Inputs_ON_Electric_Howarth_2023_05_05 | 2043 | Hydro | Generation | Electricity | ON | Dispatch-Generation | EmissionsCost | 0 | [6 empty] | 0.40573 | 0
LCP_Inputs_ON_Electric_Howarth_2023_05_05 | 2043 | Hydro | Generation | Electricity | ON | Dispatch-Generation | FuelCost | 0 | [6 empty] | 0.40573 | 0
LCP_Inputs_ON_Electric_Howarth_2023_05_05 | 2043 | Hydro | Generation | Electricity | ON | Dispatch-Generation | VOM | 0 | [6 empty] | 0.40573 | 0
LCP_Inputs_ON_Electric_Howarth_2023_05_05 | 2043 | Hydro | Generation | Electricity | PJ | Dispatch-Generation | EmissionsCost | 0 | [6 empty] | 0.40573 | 0
LCP_Inputs_ON_Electric_Howarth_2023_05_05 | 2043 | Hydro | Generation | Electricity | PJ | Dispatch-Generation | FuelCost | 0 | [6 empty] | 0.40573 | 0
LCP_Inputs_ON_Electric_Howarth_2023_05_05 | 2043 | Hydro | Generation | Electricity | PJ | Dispatch-Generation | VOM | 0 | [6 empty] | 0.40573 | 0
LCP_Inputs_ON_Electric_Howarth_2023_05_05 | 2043 | Hydro | Generation | Electricity | QC | Dispatch-Generation | EmissionsCost | 0 | [6 empty] | 0.40573 | 0
LCP_Inputs_ON_Electric_Howarth_2023_05_05 | 2043 | Hydro | Generation | Electricity | QC | Dispatch-Generation | FuelCost | 0 | [6 empty] | 0.40573 | 0
LCP_Inputs_ON_Electric_Howarth_2023_05_05 | 2043 | Hydro | Generation | Electricity | QC | Dispatch-Generation | VOM | 0 | [6 empty] | 0.40573 | 0
LCP_Inputs_ON_Electric_Howarth_2023_05_05 | 2043 | Hydro | Generation | Electricity | WC | Dispatch-Generation | EmissionsCost | 0 | [6 empty] | 0.40573 | 0
LCP_Inputs_ON_Electric_Howarth_2023_05_05 | 2043 | Hydro | Generation | Electricity | WC | Dispatch-Generation | FuelCost | 0 | [6 empty] | 0.40573 | 0
LCP_Inputs_ON_Electric_Howarth_2023_05_05 | 2043 | Hydro | Generation | Electricity | WC | Dispatch-Generation | VOM | 0 | [6 empty] | 0.40573 | 0
LCP_Inputs_ON_Electric_Howarth_2023_05_05 | 2043 | Hydro Pumped Storage | Storage | Electricity | MI | Dispatch-Storage | EmissionsCost | 0 | [6 empty] | 0.40573 | 0
LCP_Inputs_ON_Electric_Howarth_2023_05_05 | 2043 | Hydro Pumped Storage | Storage | Electricity | MI | Dispatch-Storage | FuelCost | 0 | [6 empty] | 0.40573 | 0
LCP_Inputs_ON_Electric_Howarth_2023_05_05 | 2043 | Hydro Pumped Storage | Storage | Electricity | MI | Dispatch-Storage | VOM | 0 | [6 empty] | 0.40573 | 0
LCP_Inputs_ON_Electric_Howarth_2023_05_05 | 2043 | Hydro Pumped Storage | Storage | Electricity | NY | Dispatch-Storage | EmissionsCost | 0 | [6 empty] | 0.40573 | 0
LCP_Inputs_ON_Electric_Howarth_2023_05_05 | 2043 | Hydro Pumped Storage | Storage | Electricity | NY | Dispatch-Storage | FuelCost | 0 | [6 empty] | 0.40573 | 0
LCP_Inputs_ON_Electric_Howarth_2023_05_05 | 2043 | Hydro Pumped Storage | Storage | Electricity | NY | Dispatch-Storage | VOM | 0 | [6 empty] | 0.40573 | 0
LCP_Inputs_ON_Electric_Howarth_2023_05_05 | 2043 | Hydro Pumped Storage | Storage | Electricity | ON | Dispatch-Storage | EmissionsCost | 0 | [6 empty] | 0.40573 | 0
LCP_Inputs_ON_Electric_Howarth_2023_05_05 | 2043 | Hydro Pumped Storage | Storage | Electricity | ON | Dispatch-Storage | FuelCost | 0 | [6 empty] | 0.40573 | 0
LCP_Inputs_ON_Electric_Howarth_2023_05_05 | 2043 | Hydro Pumped Storage | Storage | Electricity | ON | Dispatch-Storage | VOM | 0 | [6 empty] | 0.40573 | 0
LCP_Inputs_ON_Electric_Howarth_2023_05_05 | 2043 | Hydro Pumped Storage | Storage | Electricity | PJ | Dispatch-Storage | EmissionsCost | 0 | [6 empty] | 0.40573 | 0
LCP_Inputs_ON_Electric_Howarth_2023_05_05 | 2043 | Hydro Pumped Storage | Storage | Electricity | PJ | Dispatch-Storage | FuelCost | 0 | [6 empty] | 0.40573 | 0
LCP_Inputs_ON_Electric_Howarth_2023_05_05 | 2043 | Hydro Pumped Storage | Storage | Electricity | PJ | Dispatch-Storage | VOM | 0 | [6 empty] | 0.40573 | 0
LCP_Inputs_ON_Electric_Howarth_2023_05_05 | 2043 | Hydro Pumped Storage | Storage | Electricity | QC | Dispatch-Storage | EmissionsCost | 0 | [6 empty] | 0.40573 | 0
LCP_Inputs_ON_Electric_Howarth_2023_05_05 | 2043 | Hydro Pumped Storage | Storage | Electricity | QC | Dispatch-Storage | FuelCost | 0 | [6 empty] | 0.40573 | 0
LCP_Inputs_ON_Electric_Howarth_2023_05_05 | 2043 | Hydro Pumped Storage | Storage | Electricity | QC | Dispatch-Storage | VOM | 0 | [6 empty] | 0.40573 | 0
LCP_Inputs_ON_Electric_Howarth_2023_05_05 | 2043 | Hydro Pumped Storage | Storage | Electricity | WC | Dispatch-Storage | EmissionsCost | 0 | [6 empty] | 0.40573 | 0
LCP_Inputs_ON_Electric_Howarth_2023_05_05 | 2043 | Hydro Pumped Storage | Storage | Electricity | WC | Dispatch-Storage | FuelCost | 0 | [6 empty] | 0.40573 | 0
LCP_Inputs_ON_Electric_Howarth_2023_05_05 | 2043 | Hydro Pumped Storage | Storage | Electricity | WC | Dispatch-Storage | VOM | 0 | [6 empty] | 0.40573 | 0
LCP_Inputs_ON_Electric_Howarth_2023_05_05 | 2043 | Nuclear | Generation | Electricity | MI | Dispatch-Generation | EmissionsCost | 0 | [6 empty] | 0.40573 | 0
LCP_Inputs_ON_Electric_Howarth_2023_05_05 | 2043 | Nuclear | Generation | Electricity | MI | Dispatch-Generation | FuelCost | 0 | [6 empty] | 0.40573 | 0
LCP_Inputs_ON_Electric_Howarth_2023_05_05 | 2043 | Nuclear | Generation | Electricity | MI | Dispatch-Generation | VOM | 2762866296.96 | [6 empty] | 0.40573 | 1120967612.1131
LCP_Inputs_ON_Electric_Howarth_2023_05_05 | 2043 | Nuclear | Generation | Electricity | NY | Dispatch-Generation | EmissionsCost | 0 | [6 empty] | 0.40573 | 0
LCP_Inputs_ON_Electric_Howarth_2023_05_05 | 2043 | Nuclear | Generation | Electricity | NY | Dispatch-Generation | FuelCost | 0 | [6 empty] | 0.40573 | 0
LCP_Inputs_ON_Electric_Howarth_2023_05_05 | 2043 | Nuclear | Generation | Electricity | NY | Dispatch-Generation | VOM | 2246155230.144 | [6 empty] | 0.40573 | 911324325.5891
LCP_Inputs_ON_Electric_Howarth_2023_05_05 | 2043 | Nuclear | Generation | Electricity | ON | Dispatch-Generation | EmissionsCost | 0 | [6 empty] | 0.40573 | 0
LCP_Inputs_ON_Electric_Howarth_2023_05_05 | 2043 | Nuclear | Generation | Electricity | ON | Dispatch-Generation | FuelCost | 0 | [6 empty] | 0.40573 | 0
LCP_Inputs_ON_Electric_Howarth_2023_05_05 | 2043 | Nuclear | Generation | Electricity | ON | Dispatch-Generation | VOM | 7838119223.6803 | [6 empty] | 0.40573 | 3180131372.7323
LCP_Inputs_ON_Electric_Howarth_2023_05_05 | 2043 | Nuclear | Generation | Electricity | PJ | Dispatch-Generation | EmissionsCost | 0 | [6 empty] | 0.40573 | 0
LCP_Inputs_ON_Electric_Howarth_2023_05_05 | 2043 | Nuclear | Generation | Electricity | PJ | Dispatch-Generation | FuelCost | 0 | [6 empty] | 0.40573 | 0
LCP_Inputs_ON_Electric_Howarth_2023_05_05 | 2043 | Nuclear | Generation | Electricity | PJ | Dispatch-Generation | VOM | 6401347648.6848 | [6 empty] | 0.40573 | 2597195309.794
LCP_Inputs_ON_Electric_Howarth_2023_05_05 | 2043 | Nuclear | Generation | Electricity | QC | Dispatch-Generation | EmissionsCost | 0 | [6 empty] | 0.40573 | 0
LCP_Inputs_ON_Electric_Howarth_2023_05_05 | 2043 | Nuclear | Generation | Electricity | QC | Dispatch-Generation | FuelCost | 0 | [6 empty] | 0.40573 | 0
LCP_Inputs_ON_Electric_Howarth_2023_05_05 | 2043 | Nuclear | Generation | Electricity | QC | Dispatch-Generation | VOM | 0 | [6 empty] | 0.40573 | 0
LCP_Inputs_ON_Electric_Howarth_2023_05_05 | 2043 | Nuclear | Generation | Electricity | WC | Dispatch-Generation | EmissionsCost | 0 | [6 empty] | 0.40573 | 0
LCP_Inputs_ON_Electric_Howarth_2023_05_05 | 2043 | Nuclear | Generation | Electricity | WC | Dispatch-Generation | FuelCost | 0 | [6 empty] | 0.40573 | 0
LCP_Inputs_ON_Electric_Howarth_2023_05_05 | 2043 | Nuclear | Generation | Electricity | WC | Dispatch-Generation | VOM | 0 | [6 empty] | 0.40573 | 0
LCP_Inputs_ON_Electric_Howarth_2023_05_05 | 2043 | Nuclear SMR | Generation | Electricity | MI | Dispatch-Generation | EmissionsCost | 0 | [6 empty] | 0.40573 | 0
LCP_Inputs_ON_Electric_Howarth_2023_05_05 | 2043 | Nuclear SMR | Generation | Electricity | MI | Dispatch-Generation | FuelCost | 0 | [6 empty] | 0.40573 | 0
LCP_Inputs_ON_Electric_Howarth_2023_05_05 | 2043 | Nuclear SMR | Generation | Electricity | MI | Dispatch-Generation | VOM | 0 | [6 empty] | 0.40573 | 0
LCP_Inputs_ON_Electric_Howarth_2023_05_05 | 2043 | Nuclear SMR | Generation | Electricity | NY | Dispatch-Generation | EmissionsCost | 0 | [6 empty] | 0.40573 | 0
LCP_Inputs_ON_Electric_Howarth_2023_05_05 | 2043 | Nuclear SMR | Generation | Electricity | NY | Dispatch-Generation | FuelCost | 0 | [6 empty] | 0.40573 | 0
LCP_Inputs_ON_Electric_Howarth_2023_05_05 | 2043 | Nuclear SMR | Generation | Electricity | NY | Dispatch-Generation | VOM | 0 | [6 empty] | 0.40573 | 0
LCP_Inputs_ON_Electric_Howarth_2023_05_05 | 2043 | Nuclear SMR | Generation | Electricity | ON | Dispatch-Generation | EmissionsCost | 0 | [6 empty] | 0.40573 | 0
LCP_Inputs_ON_Electric_Howarth_2023_05_05 | 2043 | Nuclear SMR | Generation | Electricity | ON | Dispatch-Generation | FuelCost | 0 | [6 empty] | 0.40573 | 0
LCP_Inputs_ON_Electric_Howarth_2023_05_05 | 2043 | Nuclear SMR | Generation | Electricity | ON | Dispatch-Generation | VOM | 209027402.6763 | [6 empty] | 0.40573 | 84807921.6508
LCP_Inputs_ON_Electric_Howarth_2023_05_05 | 2043 | Nuclear SMR | Generation | Electricity | PJ | Dispatch-Generation | EmissionsCost | 0 | [6 empty] | 0.40573 | 0
LCP_Inputs_ON_Electric_Howarth_2023_05_05 | 2043 | Nuclear SMR | Generation | Electricity | PJ | Dispatch-Generation | FuelCost | 0 | [6 empty] | 0.40573 | 0
LCP_Inputs_ON_Electric_Howarth_2023_05_05 | 2043 | Nuclear SMR | Generation | Electricity | PJ | Dispatch-Generation | VOM | 0 | [6 empty] | 0.40573 | 0
LCP_Inputs_ON_Electric_Howarth_2023_05_05 | 2043 | Nuclear SMR | Generation | Electricity | QC | Dispatch-Generation | EmissionsCost | 0 | [6 empty] | 0.40573 | 0
LCP_Inputs_ON_Electric_Howarth_2023_05_05 | 2043 | Nuclear SMR | Generation | Electricity | QC | Dispatch-Generation | FuelCost | 0 | [6 empty] | 0.40573 | 0
LCP_Inputs_ON_Electric_Howarth_2023_05_05 | 2043 | Nuclear SMR | Generation | Electricity | QC | Dispatch-Generation | VOM | 0 | [6 empty] | 0.40573 | 0
LCP_Inputs_ON_Electric_Howarth_2023_05_05 | 2043 | Nuclear SMR | Generation | Electricity | WC | Dispatch-Generation | EmissionsCost | 0 | [6 empty] | 0.40573 | 0
LCP_Inputs_ON_Electric_Howarth_2023_05_05 | 2043 | Nuclear SMR | Generation | Electricity | WC | Dispatch-Generation | FuelCost | 0 | [6 empty] | 0.40573 | 0
LCP_Inputs_ON_Electric_Howarth_2023_05_05 | 2043 | Nuclear SMR | Generation | Electricity | WC | Dispatch-Generation | VOM | 0 | [6 empty] | 0.40573 | 0
LCP_Inputs_ON_Electric_Howarth_2023_05_05 | 2043 | O/CCGT - CH4 Existing | Crossload | Electricity | MI | Dispatch-Crossload | EmissionsCost | 0 | [6 empty] | 0.40573 | 0
LCP_Inputs_ON_Electric_Howarth_2023_05_05 | 2043 | O/CCGT - CH4 Existing | Crossload | Electricity | MI | Dispatch-Crossload | FuelCost | 0 | [6 empty] | 0.40573 | 0
LCP_Inputs_ON_Electric_Howarth_2023_05_05 | 2043 | O/CCGT - CH4 Existing | Crossload | Electricity | MI | Dispatch-Crossload | VOM | 0 | [6 empty] | 0.40573 | 0
LCP_Inputs_ON_Electric_Howarth_2023_05_05 | 2043 | O/CCGT - CH4 Existing | Crossload | Electricity | NY | Dispatch-Crossload | EmissionsCost | 0 | [6 empty] | 0.40573 | 0
LCP_Inputs_ON_Electric_Howarth_2023_05_05 | 2043 | O/CCGT - CH4 Existing | Crossload | Electricity | NY | Dispatch-Crossload | FuelCost | 0 | [6 empty] | 0.40573 | 0
LCP_Inputs_ON_Electric_Howarth_2023_05_05 | 2043 | O/CCGT - CH4 Existing | Crossload | Electricity | NY | Dispatch-Crossload | VOM | 0 | [6 empty] | 0.40573 | 0
LCP_Inputs_ON_Electric_Howarth_2023_05_05 | 2043 | O/CCGT - CH4 Existing | Crossload | Electricity | ON | Dispatch-Crossload | EmissionsCost | 4102217.4246 | [6 empty] | 0.40573 | 1664377.6342
LCP_Inputs_ON_Electric_Howarth_2023_05_05 | 2043 | O/CCGT - CH4 Existing | Crossload | Electricity | ON | Dispatch-Crossload | FuelCost | 0 | [6 empty] | 0.40573 | 0
LCP_Inputs_ON_Electric_Howarth_2023_05_05 | 2043 | O/CCGT - CH4 Existing | Crossload | Electricity | ON | Dispatch-Crossload | VOM | 145942.0715 | [6 empty] | 0.40573 | 59212.5415
LCP_Inputs_ON_Electric_Howarth_2023_05_05 | 2043 | O/CCGT - CH4 Existing | Crossload | Electricity | PJ | Dispatch-Crossload | EmissionsCost | 0 | [6 empty] | 0.40573 | 0
LCP_Inputs_ON_Electric_Howarth_2023_05_05 | 2043 | O/CCGT - CH4 Existing | Crossload | Electricity | PJ | Dispatch-Crossload | FuelCost | 0 | [6 empty] | 0.40573 | 0
LCP_Inputs_ON_Electric_Howarth_2023_05_05 | 2043 | O/CCGT - CH4 Existing | Crossload | Electricity | PJ | Dispatch-Crossload | VOM | 0 | [6 empty] | 0.40573 | 0
LCP_Inputs_ON_Electric_Howarth_2023_05_05 | 2043 | O/CCGT - CH4 Existing | Crossload | Electricity | QC | Dispatch-Crossload | EmissionsCost | 0 | [6 empty] | 0.40573 | 0
LCP_Inputs_ON_Electric_Howarth_2023_05_05 | 2043 | O/CCGT - CH4 Existing | Crossload | Electricity | QC | Dispatch-Crossload | FuelCost | 0 | [6 empty] | 0.40573 | 0
LCP_Inputs_ON_Electric_Howarth_2023_05_05 | 2043 | O/CCGT - CH4 Existing | Crossload | Electricity | QC | Dispatch-Crossload | VOM | 0 | [6 empty] | 0.40573 | 0
LCP_Inputs_ON_Electric_Howarth_2023_05_05 | 2043 | O/CCGT - CH4 Existing | Crossload | Electricity | WC | Dispatch-Crossload | EmissionsCost | 0 | [6 empty] | 0.40573 | 0
LCP_Inputs_ON_Electric_Howarth_2023_05_05 | 2043 | O/CCGT - CH4 Existing | Crossload | Electricity | WC | Dispatch-Crossload | FuelCost | 0 | [6 empty] | 0.40573 | 0
LCP_Inputs_ON_Electric_Howarth_2023_05_05 | 2043 | O/CCGT - CH4 Existing | Crossload | Electricity | WC | Dispatch-Crossload | VOM | 0 | [6 empty] | 0.40573 | 0
LCP_Inputs_ON_Electric_Howarth_2023_05_05 | 2043 | O/CCGT - CH4 New | Crossload | Electricity | MI | Dispatch-Crossload | EmissionsCost | 0 | [6 empty] | 0.40573 | 0
LCP_Inputs_ON_Electric_Howarth_2023_05_05 | 2043 | O/CCGT - CH4 New | Crossload | Electricity | MI | Dispatch-Crossload | FuelCost | 0 | [6 empty] | 0.40573 | 0
LCP_Inputs_ON_Electric_Howarth_2023_05_05 | 2043 | O/CCGT - CH4 New | Crossload | Electricity | MI | Dispatch-Crossload | VOM | 0 | [6 empty] | 0.40573 | 0
LCP_Inputs_ON_Electric_Howarth_2023_05_05 | 2043 | O/CCGT - CH4 New | Crossload | Electricity | NY | Dispatch-Crossload | EmissionsCost | 0 | [6 empty] | 0.40573 | 0
LCP_Inputs_ON_Electric_Howarth_2023_05_05 | 2043 | O/CCGT - CH4 New | Crossload | Electricity | NY | Dispatch-Crossload | FuelCost | 0 | [6 empty] | 0.40573 | 0
LCP_Inputs_ON_Electric_Howarth_2023_05_05 | 2043 | O/CCGT - CH4 New | Crossload | Electricity | NY | Dispatch-Crossload | VOM | 0 | [6 empty] | 0.40573 | 0
LCP_Inputs_ON_Electric_Howarth_2023_05_05 | 2043 | O/CCGT - CH4 New | Crossload | Electricity | ON | Dispatch-Crossload | EmissionsCost | 1412953.2475 | [6 empty] | 0.40573 | 573272.3403
LCP_Inputs_ON_Electric_Howarth_2023_05_05 | 2043 | O/CCGT - CH4 New | Crossload | Electricity | ON | Dispatch-Crossload | FuelCost | 0 | [6 empty] | 0.40573 | 0
LCP_Inputs_ON_Electric_Howarth_2023_05_05 | 2043 | O/CCGT - CH4 New | Crossload | Electricity | ON | Dispatch-Crossload | VOM | 50267.7704 | [6 empty] | 0.40573 | 20394.9582
LCP_Inputs_ON_Electric_Howarth_2023_05_05 | 2043 | O/CCGT - CH4 New | Crossload | Electricity | PJ | Dispatch-Crossload | EmissionsCost | 0 | [6 empty] | 0.40573 | 0
LCP_Inputs_ON_Electric_Howarth_2023_05_05 | 2043 | O/CCGT - CH4 New | Crossload | Electricity | PJ | Dispatch-Crossload | FuelCost | 0 | [6 empty] | 0.40573 | 0
LCP_Inputs_ON_Electric_Howarth_2023_05_05 | 2043 | O/CCGT - CH4 New | Crossload | Electricity | PJ | Dispatch-Crossload | VOM | 0 | [6 empty] | 0.40573 | 0
LCP_Inputs_ON_Electric_Howarth_2023_05_05 | 2043 | O/CCGT - CH4 New | Crossload | Electricity | QC | Dispatch-Crossload | EmissionsCost | 0 | [6 empty] | 0.40573 | 0
LCP_Inputs_ON_Electric_Howarth_2023_05_05 | 2043 | O/CCGT - CH4 New | Crossload | Electricity | QC | Dispatch-Crossload | FuelCost | 0 | [6 empty] | 0.40573 | 0
LCP_Inputs_ON_Electric_Howarth_2023_05_05 | 2043 | O/CCGT - CH4 New | Crossload | Electricity | QC | Dispatch-Crossload | VOM | 0 | [6 empty] | 0.40573 | 0
LCP_Inputs_ON_Electric_Howarth_2023_05_05 | 2043 | O/CCGT - CH4 New | Crossload | Electricity | WC | Dispatch-Crossload | EmissionsCost | 0 | [6 empty] | 0.40573 | 0
LCP_Inputs_ON_Electric_Howarth_2023_05_05 | 2043 | O/CCGT - CH4 New | Crossload | Electricity | WC | Dispatch-Crossload | FuelCost | 0 | [6 empty] | 0.40573 | 0
LCP_Inputs_ON_Electric_Howarth_2023_05_05 | 2043 | O/CCGT - CH4 New | Crossload | Electricity | WC | Dispatch-Crossload | VOM | 0 | [6 empty] | 0.40573 | 0
LCP_Inputs_ON_Electric_Howarth_2023_05_05 | 2043 | O/CCGT - H2 New | Crossload | Electricity | MI | Dispatch-Crossload | EmissionsCost | 0 | [6 empty] | 0.40573 | 0
LCP_Inputs_ON_Electric_Howarth_2023_05_05 | 2043 | O/CCGT - H2 New | Crossload | Electricity | MI | Dispatch-Crossload | FuelCost | 0 | [6 empty] | 0.40573 | 0
LCP_Inputs_ON_Electric_Howarth_2023_05_05 | 2043 | O/CCGT - H2 New | Crossload | Electricity | MI | Dispatch-Crossload | VOM | 0 | [6 empty] | 0.40573 | 0
LCP_Inputs_ON_Electric_Howarth_2023_05_05 | 2043 | O/CCGT - H2 New | Crossload | Electricity | NY | Dispatch-Crossload | EmissionsCost | 0 | [6 empty] | 0.40573 | 0
LCP_Inputs_ON_Electric_Howarth_2023_05_05 | 2043 | O/CCGT - H2 New | Crossload | Electricity | NY | Dispatch-Crossload | FuelCost | 0 | [6 empty] | 0.40573 | 0
LCP_Inputs_ON_Electric_Howarth_2023_05_05 | 2043 | O/CCGT - H2 New | Crossload | Electricity | NY | Dispatch-Crossload | VOM | 0 | [6 empty] | 0.40573 | 0
LCP_Inputs_ON_Electric_Howarth_2023_05_05 | 2043 | O/CCGT - H2 New | Crossload | Electricity | ON | Dispatch-Crossload | EmissionsCost | 0 | [6 empty] | 0.40573 | 0
LCP_Inputs_ON_Electric_Howarth_2023_05_05 | 2043 | O/CCGT - H2 New | Crossload | Electricity | ON | Dispatch-Crossload | FuelCost | 0 | [6 empty] | 0.40573 | 0
LCP_Inputs_ON_Electric_Howarth_2023_05_05 | 2043 | O/CCGT - H2 New | Crossload | Electricity | ON | Dispatch-Crossload | VOM | 1216577.8169 | [6 empty] | 0.40573 | 493597.6569
LCP_Inputs_ON_Electric_Howarth_2023_05_05 | 2043 | O/CCGT - H2 New | Crossload | Electricity | PJ | Dispatch-Crossload | EmissionsCost | 0 | [6 empty] | 0.40573 | 0
LCP_Inputs_ON_Electric_Howarth_2023_05_05 | 2043 | O/CCGT - H2 New | Crossload | Electricity | PJ | Dispatch-Crossload | FuelCost | 0 | [6 empty] | 0.40573 | 0
LCP_Inputs_ON_Electric_Howarth_2023_05_05 | 2043 | O/CCGT - H2 New | Crossload | Electricity | PJ | Dispatch-Crossload | VOM | 0 | [6 empty] | 0.40573 | 0
LCP_Inputs_ON_Electric_Howarth_2023_05_05 | 2043 | O/CCGT - H2 New | Crossload | Electricity | QC | Dispatch-Crossload | EmissionsCost | 0 | [6 empty] | 0.40573 | 0
LCP_Inputs_ON_Electric_Howarth_2023_05_05 | 2043 | O/CCGT - H2 New | Crossload | Electricity | QC | Dispatch-Crossload | FuelCost | 0 | [6 empty] | 0.40573 | 0
LCP_Inputs_ON_Electric_Howarth_2023_05_05 | 2043 | O/CCGT - H2 New | Crossload | Electricity | QC | Dispatch-Crossload | VOM | 0 | [6 empty] | 0.40573 | 0
LCP_Inputs_ON_Electric_Howarth_2023_05_05 | 2043 | O/CCGT - H2 New | Crossload | Electricity | WC | Dispatch-Crossload | EmissionsCost | 0 | [6 empty] | 0.40573 | 0
LCP_Inputs_ON_Electric_Howarth_2023_05_05 | 2043 | O/CCGT - H2 New | Crossload | Electricity | WC | Dispatch-Crossload | FuelCost | 0 | [6 empty] | 0.40573 | 0
LCP_Inputs_ON_Electric_Howarth_2023_05_05 | 2043 | O/CCGT - H2 New | Crossload | Electricity | WC | Dispatch-Crossload | VOM | 0 | [6 empty] | 0.40573 | 0
LCP_Inputs_ON_Electric_Howarth_2023_05_05 | 2043 | SMR CCS | Generation | Hydrogen | MI | Dispatch-Generation | EmissionsCost | 0 | [6 empty] | 0.40573 | 0
LCP_Inputs_ON_Electric_Howarth_2023_05_05 | 2043 | SMR CCS | Generation | Hydrogen | MI | Dispatch-Generation | FuelCost | 0 | [6 empty] | 0.40573 | 0
LCP_Inputs_ON_Electric_Howarth_2023_05_05 | 2043 | SMR CCS | Generation | Hydrogen | MI | Dispatch-Generation | VOM | 0 | [6 empty] | 0.40573 | 0
LCP_Inputs_ON_Electric_Howarth_2023_05_05 | 2043 | SMR CCS | Generation | Hydrogen | NY | Dispatch-Generation | EmissionsCost | 0 | [6 empty] | 0.40573 | 0
LCP_Inputs_ON_Electric_Howarth_2023_05_05 | 2043 | SMR CCS | Generation | Hydrogen | NY | Dispatch-Generation | FuelCost | 0 | [6 empty] | 0.40573 | 0
LCP_Inputs_ON_Electric_Howarth_2023_05_05 | 2043 | SMR CCS | Generation | Hydrogen | NY | Dispatch-Generation | VOM | 0 | [6 empty] | 0.40573 | 0
LCP_Inputs_ON_Electric_Howarth_2023_05_05 | 2043 | SMR CCS | Generation | Hydrogen | ON | Dispatch-Generation | EmissionsCost | 1007144.5083 | [6 empty] | 0.40573 | 408625.0485
LCP_Inputs_ON_Electric_Howarth_2023_05_05 | 2043 | SMR CCS | Generation | Hydrogen | ON | Dispatch-Generation | FuelCost | 457300.2332 | [6 empty] | 0.40573 | 185538.7468
LCP_Inputs_ON_Electric_Howarth_2023_05_05 | 2043 | SMR CCS | Generation | Hydrogen | ON | Dispatch-Generation | VOM | 0 | [6 empty] | 0.40573 | 0
LCP_Inputs_ON_Electric_Howarth_2023_05_05 | 2043 | SMR CCS | Generation | Hydrogen | PJ | Dispatch-Generation | EmissionsCost | 0 | [6 empty] | 0.40573 | 0
LCP_Inputs_ON_Electric_Howarth_2023_05_05 | 2043 | SMR CCS | Generation | Hydrogen | PJ | Dispatch-Generation | FuelCost | 0 | [6 empty] | 0.40573 | 0
LCP_Inputs_ON_Electric_Howarth_2023_05_05 | 2043 | SMR CCS | Generation | Hydrogen | PJ | Dispatch-Generation | VOM | 0 | [6 empty] | 0.40573 | 0
LCP_Inputs_ON_Electric_Howarth_2023_05_05 | 2043 | SMR CCS | Generation | Hydrogen | QC | Dispatch-Generation | EmissionsCost | 0 | [6 empty] | 0.40573 | 0
LCP_Inputs_ON_Electric_Howarth_2023_05_05 | 2043 | SMR CCS | Generation | Hydrogen | QC | Dispatch-Generation | FuelCost | 0 | [6 empty] | 0.40573 | 0
LCP_Inputs_ON_Electric_Howarth_2023_05_05 | 2043 | SMR CCS | Generation | Hydrogen | QC | Dispatch-Generation | VOM | 0 | [6 empty] | 0.40573 | 0
LCP_Inputs_ON_Electric_Howarth_2023_05_05 | 2043 | SMR CCS | Generation | Hydrogen | WC | Dispatch-Generation | EmissionsCost | 0 | [6 empty] | 0.40573 | 0
LCP_Inputs_ON_Electric_Howarth_2023_05_05 | 2043 | SMR CCS | Generation | Hydrogen | WC | Dispatch-Generation | FuelCost | 0 | [6 empty] | 0.40573 | 0
LCP_Inputs_ON_Electric_Howarth_2023_05_05 | 2043 | SMR CCS | Generation | Hydrogen | WC | Dispatch-Generation | VOM | 0 | [6 empty] | 0.40573 | 0
LCP_Inputs_ON_Electric_Howarth_2023_05_05 | 2043 | Solar PV | Generation | Electricity | MI | Dispatch-Generation | EmissionsCost | 0 | [6 empty] | 0.40573 | 0
LCP_Inputs_ON_Electric_Howarth_2023_05_05 | 2043 | Solar PV | Generation | Electricity | MI | Dispatch-Generation | FuelCost | 0 | [6 empty] | 0.40573 | 0
LCP_Inputs_ON_Electric_Howarth_2023_05_05 | 2043 | Solar PV | Generation | Electricity | MI | Dispatch-Generation | VOM | 0 | [6 empty] | 0.40573 | 0
LCP_Inputs_ON_Electric_Howarth_2023_05_05 | 2043 | Solar PV | Generation | Electricity | NY | Dispatch-Generation | EmissionsCost | 0 | [6 empty] | 0.40573 | 0
LCP_Inputs_ON_Electric_Howarth_2023_05_05 | 2043 | Solar PV | Generation | Electricity | NY | Dispatch-Generation | FuelCost | 0 | [6 empty] | 0.40573 | 0
LCP_Inputs_ON_Electric_Howarth_2023_05_05 | 2043 | Solar PV | Generation | Electricity | NY | Dispatch-Generation | VOM | 0 | [6 empty] | 0.40573 | 0
LCP_Inputs_ON_Electric_Howarth_2023_05_05 | 2043 | Solar PV | Generation | Electricity | ON | Dispatch-Generation | EmissionsCost | 0 | [6 empty] | 0.40573 | 0
LCP_Inputs_ON_Electric_Howarth_2023_05_05 | 2043 | Solar PV | Generation | Electricity | ON | Dispatch-Generation | FuelCost | 0 | [6 empty] | 0.40573 | 0
LCP_Inputs_ON_Electric_Howarth_2023_05_05 | 2043 | Solar PV | Generation | Electricity | ON | Dispatch-Generation | VOM | 0 | [6 empty] | 0.40573 | 0
LCP_Inputs_ON_Electric_Howarth_2023_05_05 | 2043 | Solar PV | Generation | Electricity | PJ | Dispatch-Generation | EmissionsCost | 0 | [6 empty] | 0.40573 | 0
LCP_Inputs_ON_Electric_Howarth_2023_05_05 | 2043 | Solar PV | Generation | Electricity | PJ | Dispatch-Generation | FuelCost | 0 | [6 empty] | 0.40573 | 0
LCP_Inputs_ON_Electric_Howarth_2023_05_05 | 2043 | Solar PV | Generation | Electricity | PJ | Dispatch-Generation | VOM | 0 | [6 empty] | 0.40573 | 0
LCP_Inputs_ON_Electric_Howarth_2023_05_05 | 2043 | Solar PV | Generation | Electricity | QC | Dispatch-Generation | EmissionsCost | 0 | [6 empty] | 0.40573 | 0
LCP_Inputs_ON_Electric_Howarth_2023_05_05 | 2043 | Solar PV | Generation | Electricity | QC | Dispatch-Generation | FuelCost | 0 | [6 empty] | 0.40573 | 0
LCP_Inputs_ON_Electric_Howarth_2023_05_05 | 2043 | Solar PV | Generation | Electricity | QC | Dispatch-Generation | VOM | 0 | [6 empty] | 0.40573 | 0
LCP_Inputs_ON_Electric_Howarth_2023_05_05 | 2043 | Solar PV | Generation | Electricity | WC | Dispatch-Generation | EmissionsCost | 0 | [6 empty] | 0.40573 | 0
LCP_Inputs_ON_Electric_Howarth_2023_05_05 | 2043 | Solar PV | Generation | Electricity | WC | Dispatch-Generation | FuelCost | 0 | [6 empty] | 0.40573 | 0
LCP_Inputs_ON_Electric_Howarth_2023_05_05 | 2043 | Solar PV | Generation | Electricity | WC | Dispatch-Generation | VOM | 0 | [6 empty] | 0.40573 | 0
LCP_Inputs_ON_Electric_Howarth_2023_05_05 | 2043 | Wind Offshore | Generation | Electricity | MI | Dispatch-Generation | EmissionsCost | 0 | [6 empty] | 0.40573 | 0
LCP_Inputs_ON_Electric_Howarth_2023_05_05 | 2043 | Wind Offshore | Generation | Electricity | MI | Dispatch-Generation | FuelCost | 0 | [6 empty] | 0.40573 | 0
LCP_Inputs_ON_Electric_Howarth_2023_05_05 | 2043 | Wind Offshore | Generation | Electricity | MI | Dispatch-Generation | VOM | 0 | [6 empty] | 0.40573 | 0
LCP_Inputs_ON_Electric_Howarth_2023_05_05 | 2043 | Wind Offshore | Generation | Electricity | NY | Dispatch-Generation | EmissionsCost | 0 | [6 empty] | 0.40573 | 0
LCP_Inputs_ON_Electric_Howarth_2023_05_05 | 2043 | Wind Offshore | Generation | Electricity | NY | Dispatch-Generation | FuelCost | 0 | [6 empty] | 0.40573 | 0
LCP_Inputs_ON_Electric_Howarth_2023_05_05 | 2043 | Wind Offshore | Generation | Electricity | NY | Dispatch-Generation | VOM | 0 | [6 empty] | 0.40573 | 0
LCP_Inputs_ON_Electric_Howarth_2023_05_05 | 2043 | Wind Offshore | Generation | Electricity | ON | Dispatch-Generation | EmissionsCost | 0 | [6 empty] | 0.40573 | 0
LCP_Inputs_ON_Electric_Howarth_2023_05_05 | 2043 | Wind Offshore | Generation | Electricity | ON | Dispatch-Generation | FuelCost | 0 | [6 empty] | 0.40573 | 0
LCP_Inputs_ON_Electric_Howarth_2023_05_05 | 2043 | Wind Offshore | Generation | Electricity | ON | Dispatch-Generation | VOM | 0 | [6 empty] | 0.40573 | 0
LCP_Inputs_ON_Electric_Howarth_2023_05_05 | 2043 | Wind Offshore | Generation | Electricity | PJ | Dispatch-Generation | EmissionsCost | 0 | [6 empty] | 0.40573 | 0
LCP_Inputs_ON_Electric_Howarth_2023_05_05 | 2043 | Wind Offshore | Generation | Electricity | PJ | Dispatch-Generation | FuelCost | 0 | [6 empty] | 0.40573 | 0
LCP_Inputs_ON_Electric_Howarth_2023_05_05 | 2043 | Wind Offshore | Generation | Electricity | PJ | Dispatch-Generation | VOM | 0 | [6 empty] | 0.40573 | 0
LCP_Inputs_ON_Electric_Howarth_2023_05_05 | 2043 | Wind Offshore | Generation | Electricity | QC | Dispatch-Generation | EmissionsCost | 0 | [6 empty] | 0.40573 | 0
LCP_Inputs_ON_Electric_Howarth_2023_05_05 | 2043 | Wind Offshore | Generation | Electricity | QC | Dispatch-Generation | FuelCost | 0 | [6 empty] | 0.40573 | 0
LCP_Inputs_ON_Electric_Howarth_2023_05_05 | 2043 | Wind Offshore | Generation | Electricity | QC | Dispatch-Generation | VOM | 0 | [6 empty] | 0.40573 | 0
LCP_Inputs_ON_Electric_Howarth_2023_05_05 | 2043 | Wind Offshore | Generation | Electricity | WC | Dispatch-Generation | EmissionsCost | 0 | [6 empty] | 0.40573 | 0
LCP_Inputs_ON_Electric_Howarth_2023_05_05 | 2043 | Wind Offshore | Generation | Electricity | WC | Dispatch-Generation | FuelCost | 0 | [6 empty] | 0.40573 | 0
LCP_Inputs_ON_Electric_Howarth_2023_05_05 | 2043 | Wind Offshore | Generation | Electricity | WC | Dispatch-Generation | VOM | 0 | [6 empty] | 0.40573 | 0
LCP_Inputs_ON_Electric_Howarth_2023_05_05 | 2043 | Wind Onshore | Generation | Electricity | MI | Dispatch-Generation | EmissionsCost | 0 | [6 empty] | 0.40573 | 0
LCP_Inputs_ON_Electric_Howarth_2023_05_05 | 2043 | Wind Onshore | Generation | Electricity | MI | Dispatch-Generation | FuelCost | 0 | [6 empty] | 0.40573 | 0
LCP_Inputs_ON_Electric_Howarth_2023_05_05 | 2043 | Wind Onshore | Generation | Electricity | MI | Dispatch-Generation | VOM | 0 | [6 empty] | 0.40573 | 0
LCP_Inputs_ON_Electric_Howarth_2023_05_05 | 2043 | Wind Onshore | Generation | Electricity | NY | Dispatch-Generation | EmissionsCost | 0 | [6 empty] | 0.40573 | 0
LCP_Inputs_ON_Electric_Howarth_2023_05_05 | 2043 | Wind Onshore | Generation | Electricity | NY | Dispatch-Generation | FuelCost | 0 | [6 empty] | 0.40573 | 0
LCP_Inputs_ON_Electric_Howarth_2023_05_05 | 2043 | Wind Onshore | Generation | Electricity | NY | Dispatch-Generation | VOM | 0 | [6 empty] | 0.40573 | 0
LCP_Inputs_ON_Electric_Howarth_2023_05_05 | 2043 | Wind Onshore | Generation | Electricity | ON | Dispatch-Generation | EmissionsCost | 0 | [6 empty] | 0.40573 | 0
LCP_Inputs_ON_Electric_Howarth_2023_05_05 | 2043 | Wind Onshore | Generation | Electricity | ON | Dispatch-Generation | FuelCost | 0 | [6 empty] | 0.40573 | 0
LCP_Inputs_ON_Electric_Howarth_2023_05_05 | 2043 | Wind Onshore | Generation | Electricity | ON | Dispatch-Generation | VOM | 0 | [6 empty] | 0.40573 | 0
LCP_Inputs_ON_Electric_Howarth_2023_05_05 | 2043 | Wind Onshore | Generation | Electricity | PJ | Dispatch-Generation | EmissionsCost | 0 | [6 empty] | 0.40573 | 0
LCP_Inputs_ON_Electric_Howarth_2023_05_05 | 2043 | Wind Onshore | Generation | Electricity | PJ | Dispatch-Generation | FuelCost | 0 | [6 empty] | 0.40573 | 0
LCP_Inputs_ON_Electric_Howarth_2023_05_05 | 2043 | Wind Onshore | Generation | Electricity | PJ | Dispatch-Generation | VOM | 0 | [6 empty] | 0.40573 | 0
LCP_Inputs_ON_Electric_Howarth_2023_05_05 | 2043 | Wind Onshore | Generation | Electricity | QC | Dispatch-Generation | EmissionsCost | 0 | [6 empty] | 0.40573 | 0
LCP_Inputs_ON_Electric_Howarth_2023_05_05 | 2043 | Wind Onshore | Generation | Electricity | QC | Dispatch-Generation | FuelCost | 0 | [6 empty] | 0.40573 | 0
LCP_Inputs_ON_Electric_Howarth_2023_05_05 | 2043 | Wind Onshore | Generation | Electricity | QC | Dispatch-Generation | VOM | 0 | [6 empty] | 0.40573 | 0
LCP_Inputs_ON_Electric_Howarth_2023_05_05 | 2043 | Wind Onshore | Generation | Electricity | WC | Dispatch-Generation | EmissionsCost | 0 | [6 empty] | 0.40573 | 0
LCP_Inputs_ON_Electric_Howarth_2023_05_05 | 2043 | Wind Onshore | Generation | Electricity | WC | Dispatch-Generation | FuelCost | 0 | [6 empty] | 0.40573 | 0
LCP_Inputs_ON_Electric_Howarth_2023_05_05 | 2043 | Wind Onshore | Generation | Electricity | WC | Dispatch-Generation | VOM | 0 | [6 empty] | 0.40573 | 0
LCP_Inputs_ON_Electric_Howarth_2023_05_05 | 2044 | Anaerobic Digestion | Generation | Methane | MI | Dispatch-Generation | EmissionsCost | 0 | [6 empty] | 0.39012 | 0
LCP_Inputs_ON_Electric_Howarth_2023_05_05 | 2044 | Anaerobic Digestion | Generation | Methane | MI | Dispatch-Generation | FuelCost | 0 | [6 empty] | 0.39012 | 0
LCP_Inputs_ON_Electric_Howarth_2023_05_05 | 2044 | Anaerobic Digestion | Generation | Methane | MI | Dispatch-Generation | VOM | 0 | [6 empty] | 0.39012 | 0
LCP_Inputs_ON_Electric_Howarth_2023_05_05 | 2044 | Anaerobic Digestion | Generation | Methane | NY | Dispatch-Generation | EmissionsCost | 0 | [6 empty] | 0.39012 | 0
LCP_Inputs_ON_Electric_Howarth_2023_05_05 | 2044 | Anaerobic Digestion | Generation | Methane | NY | Dispatch-Generation | FuelCost | 0 | [6 empty] | 0.39012 | 0
LCP_Inputs_ON_Electric_Howarth_2023_05_05 | 2044 | Anaerobic Digestion | Generation | Methane | NY | Dispatch-Generation | VOM | 0 | [6 empty] | 0.39012 | 0
LCP_Inputs_ON_Electric_Howarth_2023_05_05 | 2044 | Anaerobic Digestion | Generation | Methane | ON | Dispatch-Generation | EmissionsCost | 4244873.9669 | [6 empty] | 0.39012 | 1656016.4904
LCP_Inputs_ON_Electric_Howarth_2023_05_05 | 2044 | Anaerobic Digestion | Generation | Methane | ON | Dispatch-Generation | FuelCost | 0 | [6 empty] | 0.39012 | 0
LCP_Inputs_ON_Electric_Howarth_2023_05_05 | 2044 | Anaerobic Digestion | Generation | Methane | ON | Dispatch-Generation | VOM | 1125040000 | [6 empty] | 0.39012 | 438902263.4961
LCP_Inputs_ON_Electric_Howarth_2023_05_05 | 2044 | Anaerobic Digestion | Generation | Methane | PJ | Dispatch-Generation | EmissionsCost | 0 | [6 empty] | 0.39012 | 0
LCP_Inputs_ON_Electric_Howarth_2023_05_05 | 2044 | Anaerobic Digestion | Generation | Methane | PJ | Dispatch-Generation | FuelCost | 0 | [6 empty] | 0.39012 | 0
LCP_Inputs_ON_Electric_Howarth_2023_05_05 | 2044 | Anaerobic Digestion | Generation | Methane | PJ | Dispatch-Generation | VOM | 0 | [6 empty] | 0.39012 | 0
LCP_Inputs_ON_Electric_Howarth_2023_05_05 | 2044 | Anaerobic Digestion | Generation | Methane | QC | Dispatch-Generation | EmissionsCost | 0 | [6 empty] | 0.39012 | 0
LCP_Inputs_ON_Electric_Howarth_2023_05_05 | 2044 | Anaerobic Digestion | Generation | Methane | QC | Dispatch-Generation | FuelCost | 0 | [6 empty] | 0.39012 | 0
LCP_Inputs_ON_Electric_Howarth_2023_05_05 | 2044 | Anaerobic Digestion | Generation | Methane | QC | Dispatch-Generation | VOM | 0 | [6 empty] | 0.39012 | 0
LCP_Inputs_ON_Electric_Howarth_2023_05_05 | 2044 | Anaerobic Digestion | Generation | Methane | WC | Dispatch-Generation | EmissionsCost | 0 | [6 empty] | 0.39012 | 0
LCP_Inputs_ON_Electric_Howarth_2023_05_05 | 2044 | Anaerobic Digestion | Generation | Methane | WC | Dispatch-Generation | FuelCost | 0 | [6 empty] | 0.39012 | 0
LCP_Inputs_ON_Electric_Howarth_2023_05_05 | 2044 | Anaerobic Digestion | Generation | Methane | WC | Dispatch-Generation | VOM | 0 | [6 empty] | 0.39012 | 0
LCP_Inputs_ON_Electric_Howarth_2023_05_05 | 2044 | Battery Storage | Storage | Electricity | MI | Dispatch-Storage | EmissionsCost | 0 | [6 empty] | 0.39012 | 0
LCP_Inputs_ON_Electric_Howarth_2023_05_05 | 2044 | Battery Storage | Storage | Electricity | MI | Dispatch-Storage | FuelCost | 0 | [6 empty] | 0.39012 | 0
LCP_Inputs_ON_Electric_Howarth_2023_05_05 | 2044 | Battery Storage | Storage | Electricity | MI | Dispatch-Storage | VOM | 0 | [6 empty] | 0.39012 | 0
LCP_Inputs_ON_Electric_Howarth_2023_05_05 | 2044 | Battery Storage | Storage | Electricity | NY | Dispatch-Storage | EmissionsCost | 0 | [6 empty] | 0.39012 | 0
LCP_Inputs_ON_Electric_Howarth_2023_05_05 | 2044 | Battery Storage | Storage | Electricity | NY | Dispatch-Storage | FuelCost | 0 | [6 empty] | 0.39012 | 0
LCP_Inputs_ON_Electric_Howarth_2023_05_05 | 2044 | Battery Storage | Storage | Electricity | NY | Dispatch-Storage | VOM | 0 | [6 empty] | 0.39012 | 0
LCP_Inputs_ON_Electric_Howarth_2023_05_05 | 2044 | Battery Storage | Storage | Electricity | ON | Dispatch-Storage | EmissionsCost | 0 | [6 empty] | 0.39012 | 0
LCP_Inputs_ON_Electric_Howarth_2023_05_05 | 2044 | Battery Storage | Storage | Electricity | ON | Dispatch-Storage | FuelCost | 0 | [6 empty] | 0.39012 | 0
LCP_Inputs_ON_Electric_Howarth_2023_05_05 | 2044 | Battery Storage | Storage | Electricity | ON | Dispatch-Storage | VOM | 0 | [6 empty] | 0.39012 | 0
LCP_Inputs_ON_Electric_Howarth_2023_05_05 | 2044 | Battery Storage | Storage | Electricity | PJ | Dispatch-Storage | EmissionsCost | 0 | [6 empty] | 0.39012 | 0
LCP_Inputs_ON_Electric_Howarth_2023_05_05 | 2044 | Battery Storage | Storage | Electricity | PJ | Dispatch-Storage | FuelCost | 0 | [6 empty] | 0.39012 | 0
LCP_Inputs_ON_Electric_Howarth_2023_05_05 | 2044 | Battery Storage | Storage | Electricity | PJ | Dispatch-Storage | VOM | 0 | [6 empty] | 0.39012 | 0
LCP_Inputs_ON_Electric_Howarth_2023_05_05 | 2044 | Battery Storage | Storage | Electricity | QC | Dispatch-Storage | EmissionsCost | 0 | [6 empty] | 0.39012 | 0
LCP_Inputs_ON_Electric_Howarth_2023_05_05 | 2044 | Battery Storage | Storage | Electricity | QC | Dispatch-Storage | FuelCost | 0 | [6 empty] | 0.39012 | 0
LCP_Inputs_ON_Electric_Howarth_2023_05_05 | 2044 | Battery Storage | Storage | Electricity | QC | Dispatch-Storage | VOM | 0 | [6 empty] | 0.39012 | 0
LCP_Inputs_ON_Electric_Howarth_2023_05_05 | 2044 | Battery Storage | Storage | Electricity | WC | Dispatch-Storage | EmissionsCost | 0 | [6 empty] | 0.39012 | 0
LCP_Inputs_ON_Electric_Howarth_2023_05_05 | 2044 | Battery Storage | Storage | Electricity | WC | Dispatch-Storage | FuelCost | 0 | [6 empty] | 0.39012 | 0
LCP_Inputs_ON_Electric_Howarth_2023_05_05 | 2044 | Battery Storage | Storage | Electricity | WC | Dispatch-Storage | VOM | 0 | [6 empty] | 0.39012 | 0
LCP_Inputs_ON_Electric_Howarth_2023_05_05 | 2044 | Biomass | Generation | Electricity | MI | Dispatch-Generation | EmissionsCost | 0 | [6 empty] | 0.39012 | 0
LCP_Inputs_ON_Electric_Howarth_2023_05_05 | 2044 | Biomass | Generation | Electricity | MI | Dispatch-Generation | FuelCost | 0 | [6 empty] | 0.39012 | 0
LCP_Inputs_ON_Electric_Howarth_2023_05_05 | 2044 | Biomass | Generation | Electricity | MI | Dispatch-Generation | VOM | 0 | [6 empty] | 0.39012 | 0
LCP_Inputs_ON_Electric_Howarth_2023_05_05 | 2044 | Biomass | Generation | Electricity | NY | Dispatch-Generation | EmissionsCost | 0 | [6 empty] | 0.39012 | 0
LCP_Inputs_ON_Electric_Howarth_2023_05_05 | 2044 | Biomass | Generation | Electricity | NY | Dispatch-Generation | FuelCost | 0 | [6 empty] | 0.39012 | 0
LCP_Inputs_ON_Electric_Howarth_2023_05_05 | 2044 | Biomass | Generation | Electricity | NY | Dispatch-Generation | VOM | 0 | [6 empty] | 0.39012 | 0
LCP_Inputs_ON_Electric_Howarth_2023_05_05 | 2044 | Biomass | Generation | Electricity | ON | Dispatch-Generation | EmissionsCost | 0 | [6 empty] | 0.39012 | 0
LCP_Inputs_ON_Electric_Howarth_2023_05_05 | 2044 | Biomass | Generation | Electricity | ON | Dispatch-Generation | FuelCost | 2449112.7273 | [6 empty] | 0.39012 | 955451.468
LCP_Inputs_ON_Electric_Howarth_2023_05_05 | 2044 | Biomass | Generation | Electricity | ON | Dispatch-Generation | VOM | 31430.28 | [6 empty] | 0.39012 | 12261.6272
LCP_Inputs_ON_Electric_Howarth_2023_05_05 | 2044 | Biomass | Generation | Electricity | PJ | Dispatch-Generation | EmissionsCost | 0 | [6 empty] | 0.39012 | 0
LCP_Inputs_ON_Electric_Howarth_2023_05_05 | 2044 | Biomass | Generation | Electricity | PJ | Dispatch-Generation | FuelCost | 0 | [6 empty] | 0.39012 | 0
LCP_Inputs_ON_Electric_Howarth_2023_05_05 | 2044 | Biomass | Generation | Electricity | PJ | Dispatch-Generation | VOM | 0 | [6 empty] | 0.39012 | 0
LCP_Inputs_ON_Electric_Howarth_2023_05_05 | 2044 | Biomass | Generation | Electricity | QC | Dispatch-Generation | EmissionsCost | 0 | [6 empty] | 0.39012 | 0
LCP_Inputs_ON_Electric_Howarth_2023_05_05 | 2044 | Biomass | Generation | Electricity | QC | Dispatch-Generation | FuelCost | 128334.5455 | [6 empty] | 0.39012 | 50066.0621
LCP_Inputs_ON_Electric_Howarth_2023_05_05 | 2044 | Biomass | Generation | Electricity | QC | Dispatch-Generation | VOM | 1646.96 | [6 empty] | 0.39012 | 642.5145
LCP_Inputs_ON_Electric_Howarth_2023_05_05 | 2044 | Biomass | Generation | Electricity | WC | Dispatch-Generation | EmissionsCost | 0 | [6 empty] | 0.39012 | 0
LCP_Inputs_ON_Electric_Howarth_2023_05_05 | 2044 | Biomass | Generation | Electricity | WC | Dispatch-Generation | FuelCost | 0 | [6 empty] | 0.39012 | 0
LCP_Inputs_ON_Electric_Howarth_2023_05_05 | 2044 | Biomass | Generation | Electricity | WC | Dispatch-Generation | VOM | 0 | [6 empty] | 0.39012 | 0
LCP_Inputs_ON_Electric_Howarth_2023_05_05 | 2044 | Biomass + CCS | Generation | Electricity | MI | Dispatch-Generation | EmissionsCost | 0 | [6 empty] | 0.39012 | 0
LCP_Inputs_ON_Electric_Howarth_2023_05_05 | 2044 | Biomass + CCS | Generation | Electricity | MI | Dispatch-Generation | FuelCost | 0 | [6 empty] | 0.39012 | 0
LCP_Inputs_ON_Electric_Howarth_2023_05_05 | 2044 | Biomass + CCS | Generation | Electricity | MI | Dispatch-Generation | VOM | 0 | [6 empty] | 0.39012 | 0
LCP_Inputs_ON_Electric_Howarth_2023_05_05 | 2044 | Biomass + CCS | Generation | Electricity | NY | Dispatch-Generation | EmissionsCost | 0 | [6 empty] | 0.39012 | 0
LCP_Inputs_ON_Electric_Howarth_2023_05_05 | 2044 | Biomass + CCS | Generation | Electricity | NY | Dispatch-Generation | FuelCost | 0 | [6 empty] | 0.39012 | 0
LCP_Inputs_ON_Electric_Howarth_2023_05_05 | 2044 | Biomass + CCS | Generation | Electricity | NY | Dispatch-Generation | VOM | 0 | [6 empty] | 0.39012 | 0
LCP_Inputs_ON_Electric_Howarth_2023_05_05 | 2044 | Biomass + CCS | Generation | Electricity | ON | Dispatch-Generation | EmissionsCost | -566815549.8142 | [6 empty] | 0.39012 | -221126917.9747
LCP_Inputs_ON_Electric_Howarth_2023_05_05 | 2044 | Biomass + CCS | Generation | Electricity | ON | Dispatch-Generation | FuelCost | 456060730.9091 | [6 empty] | 0.39012 | 177919084.7327
LCP_Inputs_ON_Electric_Howarth_2023_05_05 | 2044 | Biomass + CCS | Generation | Electricity | ON | Dispatch-Generation | VOM | 3546136.7278 | [6 empty] | 0.39012 | 1383424.0885
LCP_Inputs_ON_Electric_Howarth_2023_05_05 | 2044 | Biomass + CCS | Generation | Electricity | PJ | Dispatch-Generation | EmissionsCost | 0 | [6 empty] | 0.39012 | 0
LCP_Inputs_ON_Electric_Howarth_2023_05_05 | 2044 | Biomass + CCS | Generation | Electricity | PJ | Dispatch-Generation | FuelCost | 0 | [6 empty] | 0.39012 | 0
LCP_Inputs_ON_Electric_Howarth_2023_05_05 | 2044 | Biomass + CCS | Generation | Electricity | PJ | Dispatch-Generation | VOM | 0 | [6 empty] | 0.39012 | 0
LCP_Inputs_ON_Electric_Howarth_2023_05_05 | 2044 | Biomass + CCS | Generation | Electricity | QC | Dispatch-Generation | EmissionsCost | 0 | [6 empty] | 0.39012 | 0
LCP_Inputs_ON_Electric_Howarth_2023_05_05 | 2044 | Biomass + CCS | Generation | Electricity | QC | Dispatch-Generation | FuelCost | 0 | [6 empty] | 0.39012 | 0
LCP_Inputs_ON_Electric_Howarth_2023_05_05 | 2044 | Biomass + CCS | Generation | Electricity | QC | Dispatch-Generation | VOM | 0 | [6 empty] | 0.39012 | 0
LCP_Inputs_ON_Electric_Howarth_2023_05_05 | 2044 | Biomass + CCS | Generation | Electricity | WC | Dispatch-Generation | EmissionsCost | 0 | [6 empty] | 0.39012 | 0
LCP_Inputs_ON_Electric_Howarth_2023_05_05 | 2044 | Biomass + CCS | Generation | Electricity | WC | Dispatch-Generation | FuelCost | 0 | [6 empty] | 0.39012 | 0
LCP_Inputs_ON_Electric_Howarth_2023_05_05 | 2044 | Biomass + CCS | Generation | Electricity | WC | Dispatch-Generation | VOM | 0 | [6 empty] | 0.39012 | 0
LCP_Inputs_ON_Electric_Howarth_2023_05_05 | 2044 | CH4 + CCS | Generation | Methane | MI | Dispatch-Generation | EmissionsCost | 0 | [6 empty] | 0.39012 | 0
LCP_Inputs_ON_Electric_Howarth_2023_05_05 | 2044 | CH4 + CCS | Generation | Methane | MI | Dispatch-Generation | FuelCost | 0 | [6 empty] | 0.39012 | 0
LCP_Inputs_ON_Electric_Howarth_2023_05_05 | 2044 | CH4 + CCS | Generation | Methane | MI | Dispatch-Generation | VOM | 0 | [6 empty] | 0.39012 | 0
LCP_Inputs_ON_Electric_Howarth_2023_05_05 | 2044 | CH4 + CCS | Generation | Methane | NY | Dispatch-Generation | EmissionsCost | 0 | [6 empty] | 0.39012 | 0
LCP_Inputs_ON_Electric_Howarth_2023_05_05 | 2044 | CH4 + CCS | Generation | Methane | NY | Dispatch-Generation | FuelCost | 0 | [6 empty] | 0.39012 | 0
LCP_Inputs_ON_Electric_Howarth_2023_05_05 | 2044 | CH4 + CCS | Generation | Methane | NY | Dispatch-Generation | VOM | 0 | [6 empty] | 0.39012 | 0
LCP_Inputs_ON_Electric_Howarth_2023_05_05 | 2044 | CH4 + CCS | Generation | Methane | ON | Dispatch-Generation | EmissionsCost | 84395478.3721 | [6 empty] | 0.39012 | 32924488.4505
LCP_Inputs_ON_Electric_Howarth_2023_05_05 | 2044 | CH4 + CCS | Generation | Methane | ON | Dispatch-Generation | FuelCost | 271488076.3116 | [6 empty] | 0.39012 | 105913328.5975
LCP_Inputs_ON_Electric_Howarth_2023_05_05 | 2044 | CH4 + CCS | Generation | Methane | ON | Dispatch-Generation | VOM | 25812098.3333 | [6 empty] | 0.39012 | 10069853.8577
LCP_Inputs_ON_Electric_Howarth_2023_05_05 | 2044 | CH4 + CCS | Generation | Methane | PJ | Dispatch-Generation | EmissionsCost | 0 | [6 empty] | 0.39012 | 0
LCP_Inputs_ON_Electric_Howarth_2023_05_05 | 2044 | CH4 + CCS | Generation | Methane | PJ | Dispatch-Generation | FuelCost | 0 | [6 empty] | 0.39012 | 0
LCP_Inputs_ON_Electric_Howarth_2023_05_05 | 2044 | CH4 + CCS | Generation | Methane | PJ | Dispatch-Generation | VOM | 0 | [6 empty] | 0.39012 | 0
LCP_Inputs_ON_Electric_Howarth_2023_05_05 | 2044 | CH4 + CCS | Generation | Methane | QC | Dispatch-Generation | EmissionsCost | 0 | [6 empty] | 0.39012 | 0
LCP_Inputs_ON_Electric_Howarth_2023_05_05 | 2044 | CH4 + CCS | Generation | Methane | QC | Dispatch-Generation | FuelCost | 0 | [6 empty] | 0.39012 | 0
LCP_Inputs_ON_Electric_Howarth_2023_05_05 | 2044 | CH4 + CCS | Generation | Methane | QC | Dispatch-Generation | VOM | 0 | [6 empty] | 0.39012 | 0
LCP_Inputs_ON_Electric_Howarth_2023_05_05 | 2044 | CH4 + CCS | Generation | Methane | WC | Dispatch-Generation | EmissionsCost | 0 | [6 empty] | 0.39012 | 0
LCP_Inputs_ON_Electric_Howarth_2023_05_05 | 2044 | CH4 + CCS | Generation | Methane | WC | Dispatch-Generation | FuelCost | 0 | [6 empty] | 0.39012 | 0
LCP_Inputs_ON_Electric_Howarth_2023_05_05 | 2044 | CH4 + CCS | Generation | Methane | WC | Dispatch-Generation | VOM | 0 | [6 empty] | 0.39012 | 0
LCP_Inputs_ON_Electric_Howarth_2023_05_05 | 2044 | CH4 Import - NY 2020 | Import | Methane | MI | Dispatch-Import | EmissionsCost | 0 | [6 empty] | 0.39012 | 0
LCP_Inputs_ON_Electric_Howarth_2023_05_05 | 2044 | CH4 Import - NY 2020 | Import | Methane | MI | Dispatch-Import | FuelCost | 0 | [6 empty] | 0.39012 | 0
LCP_Inputs_ON_Electric_Howarth_2023_05_05 | 2044 | CH4 Import - NY 2020 | Import | Methane | MI | Dispatch-Import | VOM | 0 | [6 empty] | 0.39012 | 0
LCP_Inputs_ON_Electric_Howarth_2023_05_05 | 2044 | CH4 Import - NY 2020 | Import | Methane | NY | Dispatch-Import | EmissionsCost | 0 | [6 empty] | 0.39012 | 0
LCP_Inputs_ON_Electric_Howarth_2023_05_05 | 2044 | CH4 Import - NY 2020 | Import | Methane | NY | Dispatch-Import | FuelCost | 0 | [6 empty] | 0.39012 | 0
LCP_Inputs_ON_Electric_Howarth_2023_05_05 | 2044 | CH4 Import - NY 2020 | Import | Methane | NY | Dispatch-Import | VOM | 0 | [6 empty] | 0.39012 | 0
LCP_Inputs_ON_Electric_Howarth_2023_05_05 | 2044 | CH4 Import - NY 2020 | Import | Methane | ON | Dispatch-Import | EmissionsCost | 0 | [6 empty] | 0.39012 | 0
LCP_Inputs_ON_Electric_Howarth_2023_05_05 | 2044 | CH4 Import - NY 2020 | Import | Methane | ON | Dispatch-Import | FuelCost | 0 | [6 empty] | 0.39012 | 0
LCP_Inputs_ON_Electric_Howarth_2023_05_05 | 2044 | CH4 Import - NY 2020 | Import | Methane | ON | Dispatch-Import | VOM | 0 | [6 empty] | 0.39012 | 0
LCP_Inputs_ON_Electric_Howarth_2023_05_05 | 2044 | CH4 Import - NY 2020 | Import | Methane | PJ | Dispatch-Import | EmissionsCost | 0 | [6 empty] | 0.39012 | 0
LCP_Inputs_ON_Electric_Howarth_2023_05_05 | 2044 | CH4 Import - NY 2020 | Import | Methane | PJ | Dispatch-Import | FuelCost | 0 | [6 empty] | 0.39012 | 0
LCP_Inputs_ON_Electric_Howarth_2023_05_05 | 2044 | CH4 Import - NY 2020 | Import | Methane | PJ | Dispatch-Import | VOM | 0 | [6 empty] | 0.39012 | 0
LCP_Inputs_ON_Electric_Howarth_2023_05_05 | 2044 | CH4 Import - NY 2020 | Import | Methane | QC | Dispatch-Import | EmissionsCost | 0 | [6 empty] | 0.39012 | 0
LCP_Inputs_ON_Electric_Howarth_2023_05_05 | 2044 | CH4 Import - NY 2020 | Import | Methane | QC | Dispatch-Import | FuelCost | 0 | [6 empty] | 0.39012 | 0
LCP_Inputs_ON_Electric_Howarth_2023_05_05 | 2044 | CH4 Import - NY 2020 | Import | Methane | QC | Dispatch-Import | VOM | 0 | [6 empty] | 0.39012 | 0
LCP_Inputs_ON_Electric_Howarth_2023_05_05 | 2044 | CH4 Import - NY 2020 | Import | Methane | WC | Dispatch-Import | EmissionsCost | 0 | [6 empty] | 0.39012 | 0
LCP_Inputs_ON_Electric_Howarth_2023_05_05 | 2044 | CH4 Import - NY 2020 | Import | Methane | WC | Dispatch-Import | FuelCost | 0 | [6 empty] | 0.39012 | 0
LCP_Inputs_ON_Electric_Howarth_2023_05_05 | 2044 | CH4 Import - NY 2020 | Import | Methane | WC | Dispatch-Import | VOM | 0 | [6 empty] | 0.39012 | 0
LCP_Inputs_ON_Electric_Howarth_2023_05_05 | 2044 | CH4 Import - NY 2030 | Import | Methane | MI | Dispatch-Import | EmissionsCost | 0 | [6 empty] | 0.39012 | 0
LCP_Inputs_ON_Electric_Howarth_2023_05_05 | 2044 | CH4 Import - NY 2030 | Import | Methane | MI | Dispatch-Import | FuelCost | 0 | [6 empty] | 0.39012 | 0
LCP_Inputs_ON_Electric_Howarth_2023_05_05 | 2044 | CH4 Import - NY 2030 | Import | Methane | MI | Dispatch-Import | VOM | 0 | [6 empty] | 0.39012 | 0
LCP_Inputs_ON_Electric_Howarth_2023_05_05 | 2044 | CH4 Import - NY 2030 | Import | Methane | NY | Dispatch-Import | EmissionsCost | 0 | [6 empty] | 0.39012 | 0
LCP_Inputs_ON_Electric_Howarth_2023_05_05 | 2044 | CH4 Import - NY 2030 | Import | Methane | NY | Dispatch-Import | FuelCost | 0 | [6 empty] | 0.39012 | 0
LCP_Inputs_ON_Electric_Howarth_2023_05_05 | 2044 | CH4 Import - NY 2030 | Import | Methane | NY | Dispatch-Import | VOM | 0 | [6 empty] | 0.39012 | 0
LCP_Inputs_ON_Electric_Howarth_2023_05_05 | 2044 | CH4 Import - NY 2030 | Import | Methane | ON | Dispatch-Import | EmissionsCost | 0 | [6 empty] | 0.39012 | 0
LCP_Inputs_ON_Electric_Howarth_2023_05_05 | 2044 | CH4 Import - NY 2030 | Import | Methane | ON | Dispatch-Import | FuelCost | 0 | [6 empty] | 0.39012 | 0
LCP_Inputs_ON_Electric_Howarth_2023_05_05 | 2044 | CH4 Import - NY 2030 | Import | Methane | ON | Dispatch-Import | VOM | 0 | [6 empty] | 0.39012 | 0
LCP_Inputs_ON_Electric_Howarth_2023_05_05 | 2044 | CH4 Import - NY 2030 | Import | Methane | PJ | Dispatch-Import | EmissionsCost | 0 | [6 empty] | 0.39012 | 0
LCP_Inputs_ON_Electric_Howarth_2023_05_05 | 2044 | CH4 Import - NY 2030 | Import | Methane | PJ | Dispatch-Import | FuelCost | 0 | [6 empty] | 0.39012 | 0
LCP_Inputs_ON_Electric_Howarth_2023_05_05 | 2044 | CH4 Import - NY 2030 | Import | Methane | PJ | Dispatch-Import | VOM | 0 | [6 empty] | 0.39012 | 0
LCP_Inputs_ON_Electric_Howarth_2023_05_05 | 2044 | CH4 Import - NY 2030 | Import | Methane | QC | Dispatch-Import | EmissionsCost | 0 | [6 empty] | 0.39012 | 0
LCP_Inputs_ON_Electric_Howarth_2023_05_05 | 2044 | CH4 Import - NY 2030 | Import | Methane | QC | Dispatch-Import | FuelCost | 0 | [6 empty] | 0.39012 | 0
LCP_Inputs_ON_Electric_Howarth_2023_05_05 | 2044 | CH4 Import - NY 2030 | Import | Methane | QC | Dispatch-Import | VOM | 0 | [6 empty] | 0.39012 | 0
LCP_Inputs_ON_Electric_Howarth_2023_05_05 | 2044 | CH4 Import - NY 2030 | Import | Methane | WC | Dispatch-Import | EmissionsCost | 0 | [6 empty] | 0.39012 | 0
LCP_Inputs_ON_Electric_Howarth_2023_05_05 | 2044 | CH4 Import - NY 2030 | Import | Methane | WC | Dispatch-Import | FuelCost | 0 | [6 empty] | 0.39012 | 0
LCP_Inputs_ON_Electric_Howarth_2023_05_05 | 2044 | CH4 Import - NY 2030 | Import | Methane | WC | Dispatch-Import | VOM | 0 | [6 empty] | 0.39012 | 0
LCP_Inputs_ON_Electric_Howarth_2023_05_05 | 2044 | CH4 Import - NY 2040 | Import | Methane | MI | Dispatch-Import | EmissionsCost | 0 | [6 empty] | 0.39012 | 0
LCP_Inputs_ON_Electric_Howarth_2023_05_05 | 2044 | CH4 Import - NY 2040 | Import | Methane | MI | Dispatch-Import | FuelCost | 0 | [6 empty] | 0.39012 | 0
LCP_Inputs_ON_Electric_Howarth_2023_05_05 | 2044 | CH4 Import - NY 2040 | Import | Methane | MI | Dispatch-Import | VOM | 0 | [6 empty] | 0.39012 | 0
LCP_Inputs_ON_Electric_Howarth_2023_05_05 | 2044 | CH4 Import - NY 2040 | Import | Methane | NY | Dispatch-Import | EmissionsCost | 2422180073.5024 | [6 empty] | 0.39012 | 944944461.4017
LCP_Inputs_ON_Electric_Howarth_2023_05_05 | 2044 | CH4 Import - NY 2040 | Import | Methane | NY | Dispatch-Import | FuelCost | 758346581.876 | [6 empty] | 0.39012 | 295847286.5853
LCP_Inputs_ON_Electric_Howarth_2023_05_05 | 2044 | CH4 Import - NY 2040 | Import | Methane | NY | Dispatch-Import | VOM | 0 | [6 empty] | 0.39012 | 0
LCP_Inputs_ON_Electric_Howarth_2023_05_05 | 2044 | CH4 Import - NY 2040 | Import | Methane | ON | Dispatch-Import | EmissionsCost | 0 | [6 empty] | 0.39012 | 0
LCP_Inputs_ON_Electric_Howarth_2023_05_05 | 2044 | CH4 Import - NY 2040 | Import | Methane | ON | Dispatch-Import | FuelCost | 0 | [6 empty] | 0.39012 | 0
LCP_Inputs_ON_Electric_Howarth_2023_05_05 | 2044 | CH4 Import - NY 2040 | Import | Methane | ON | Dispatch-Import | VOM | 0 | [6 empty] | 0.39012 | 0
LCP_Inputs_ON_Electric_Howarth_2023_05_05 | 2044 | CH4 Import - NY 2040 | Import | Methane | PJ | Dispatch-Import | EmissionsCost | 0 | [6 empty] | 0.39012 | 0
LCP_Inputs_ON_Electric_Howarth_2023_05_05 | 2044 | CH4 Import - NY 2040 | Import | Methane | PJ | Dispatch-Import | FuelCost | 0 | [6 empty] | 0.39012 | 0
LCP_Inputs_ON_Electric_Howarth_2023_05_05 | 2044 | CH4 Import - NY 2040 | Import | Methane | PJ | Dispatch-Import | VOM | 0 | [6 empty] | 0.39012 | 0
LCP_Inputs_ON_Electric_Howarth_2023_05_05 | 2044 | CH4 Import - NY 2040 | Import | Methane | QC | Dispatch-Import | EmissionsCost | 0 | [6 empty] | 0.39012 | 0
LCP_Inputs_ON_Electric_Howarth_2023_05_05 | 2044 | CH4 Import - NY 2040 | Import | Methane | QC | Dispatch-Import | FuelCost | 0 | [6 empty] | 0.39012 | 0
LCP_Inputs_ON_Electric_Howarth_2023_05_05 | 2044 | CH4 Import - NY 2040 | Import | Methane | QC | Dispatch-Import | VOM | 0 | [6 empty] | 0.39012 | 0
LCP_Inputs_ON_Electric_Howarth_2023_05_05 | 2044 | CH4 Import - NY 2040 | Import | Methane | WC | Dispatch-Import | EmissionsCost | 0 | [6 empty] | 0.39012 | 0
LCP_Inputs_ON_Electric_Howarth_2023_05_05 | 2044 | CH4 Import - NY 2040 | Import | Methane | WC | Dispatch-Import | FuelCost | 0 | [6 empty] | 0.39012 | 0
LCP_Inputs_ON_Electric_Howarth_2023_05_05 | 2044 | CH4 Import - NY 2040 | Import | Methane | WC | Dispatch-Import | VOM | 0 | [6 empty] | 0.39012 | 0
LCP_Inputs_ON_Electric_Howarth_2023_05_05 | 2044 | CH4 Import - NY 2050 | Import | Methane | MI | Dispatch-Import | EmissionsCost | 0 | [6 empty] | 0.39012 | 0
LCP_Inputs_ON_Electric_Howarth_2023_05_05 | 2044 | CH4 Import - NY 2050 | Import | Methane | MI | Dispatch-Import | FuelCost | 0 | [6 empty] | 0.39012 | 0
LCP_Inputs_ON_Electric_Howarth_2023_05_05 | 2044 | CH4 Import - NY 2050 | Import | Methane | MI | Dispatch-Import | VOM | 0 | [6 empty] | 0.39012 | 0
LCP_Inputs_ON_Electric_Howarth_2023_05_05 | 2044 | CH4 Import - NY 2050 | Import | Methane | NY | Dispatch-Import | EmissionsCost | 0 | [6 empty] | 0.39012 | 0
LCP_Inputs_ON_Electric_Howarth_2023_05_05 | 2044 | CH4 Import - NY 2050 | Import | Methane | NY | Dispatch-Import | FuelCost | 0 | [6 empty] | 0.39012 | 0
LCP_Inputs_ON_Electric_Howarth_2023_05_05 | 2044 | CH4 Import - NY 2050 | Import | Methane | NY | Dispatch-Import | VOM | 0 | [6 empty] | 0.39012 | 0
LCP_Inputs_ON_Electric_Howarth_2023_05_05 | 2044 | CH4 Import - NY 2050 | Import | Methane | ON | Dispatch-Import | EmissionsCost | 0 | [6 empty] | 0.39012 | 0
LCP_Inputs_ON_Electric_Howarth_2023_05_05 | 2044 | CH4 Import - NY 2050 | Import | Methane | ON | Dispatch-Import | FuelCost | 0 | [6 empty] | 0.39012 | 0
LCP_Inputs_ON_Electric_Howarth_2023_05_05 | 2044 | CH4 Import - NY 2050 | Import | Methane | ON | Dispatch-Import | VOM | 0 | [6 empty] | 0.39012 | 0
LCP_Inputs_ON_Electric_Howarth_2023_05_05 | 2044 | CH4 Import - NY 2050 | Import | Methane | PJ | Dispatch-Import | EmissionsCost | 0 | [6 empty] | 0.39012 | 0
LCP_Inputs_ON_Electric_Howarth_2023_05_05 | 2044 | CH4 Import - NY 2050 | Import | Methane | PJ | Dispatch-Import | FuelCost | 0 | [6 empty] | 0.39012 | 0
LCP_Inputs_ON_Electric_Howarth_2023_05_05 | 2044 | CH4 Import - NY 2050 | Import | Methane | PJ | Dispatch-Import | VOM | 0 | [6 empty] | 0.39012 | 0
LCP_Inputs_ON_Electric_Howarth_2023_05_05 | 2044 | CH4 Import - NY 2050 | Import | Methane | QC | Dispatch-Import | EmissionsCost | 0 | [6 empty] | 0.39012 | 0
LCP_Inputs_ON_Electric_Howarth_2023_05_05 | 2044 | CH4 Import - NY 2050 | Import | Methane | QC | Dispatch-Import | FuelCost | 0 | [6 empty] | 0.39012 | 0
LCP_Inputs_ON_Electric_Howarth_2023_05_05 | 2044 | CH4 Import - NY 2050 | Import | Methane | QC | Dispatch-Import | VOM | 0 | [6 empty] | 0.39012 | 0
LCP_Inputs_ON_Electric_Howarth_2023_05_05 | 2044 | CH4 Import - NY 2050 | Import | Methane | WC | Dispatch-Import | EmissionsCost | 0 | [6 empty] | 0.39012 | 0
LCP_Inputs_ON_Electric_Howarth_2023_05_05 | 2044 | CH4 Import - NY 2050 | Import | Methane | WC | Dispatch-Import | FuelCost | 0 | [6 empty] | 0.39012 | 0
LCP_Inputs_ON_Electric_Howarth_2023_05_05 | 2044 | CH4 Import - NY 2050 | Import | Methane | WC | Dispatch-Import | VOM | 0 | [6 empty] | 0.39012 | 0
LCP_Inputs_ON_Electric_Howarth_2023_05_05 | 2044 | CH4 Import - WC 2020 | Import | Methane | MI | Dispatch-Import | EmissionsCost | 0 | [6 empty] | 0.39012 | 0
LCP_Inputs_ON_Electric_Howarth_2023_05_05 | 2044 | CH4 Import - WC 2020 | Import | Methane | MI | Dispatch-Import | FuelCost | 0 | [6 empty] | 0.39012 | 0
LCP_Inputs_ON_Electric_Howarth_2023_05_05 | 2044 | CH4 Import - WC 2020 | Import | Methane | MI | Dispatch-Import | VOM | 0 | [6 empty] | 0.39012 | 0
LCP_Inputs_ON_Electric_Howarth_2023_05_05 | 2044 | CH4 Import - WC 2020 | Import | Methane | NY | Dispatch-Import | EmissionsCost | 0 | [6 empty] | 0.39012 | 0
LCP_Inputs_ON_Electric_Howarth_2023_05_05 | 2044 | CH4 Import - WC 2020 | Import | Methane | NY | Dispatch-Import | FuelCost | 0 | [6 empty] | 0.39012 | 0
LCP_Inputs_ON_Electric_Howarth_2023_05_05 | 2044 | CH4 Import - WC 2020 | Import | Methane | NY | Dispatch-Import | VOM | 0 | [6 empty] | 0.39012 | 0
LCP_Inputs_ON_Electric_Howarth_2023_05_05 | 2044 | CH4 Import - WC 2020 | Import | Methane | ON | Dispatch-Import | EmissionsCost | 0 | [6 empty] | 0.39012 | 0
LCP_Inputs_ON_Electric_Howarth_2023_05_05 | 2044 | CH4 Import - WC 2020 | Import | Methane | ON | Dispatch-Import | FuelCost | 0 | [6 empty] | 0.39012 | 0
LCP_Inputs_ON_Electric_Howarth_2023_05_05 | 2044 | CH4 Import - WC 2020 | Import | Methane | ON | Dispatch-Import | VOM | 0 | [6 empty] | 0.39012 | 0
LCP_Inputs_ON_Electric_Howarth_2023_05_05 | 2044 | CH4 Import - WC 2020 | Import | Methane | PJ | Dispatch-Import | EmissionsCost | 0 | [6 empty] | 0.39012 | 0
LCP_Inputs_ON_Electric_Howarth_2023_05_05 | 2044 | CH4 Import - WC 2020 | Import | Methane | PJ | Dispatch-Import | FuelCost | 0 | [6 empty] | 0.39012 | 0
LCP_Inputs_ON_Electric_Howarth_2023_05_05 | 2044 | CH4 Import - WC 2020 | Import | Methane | PJ | Dispatch-Import | VOM | 0 | [6 empty] | 0.39012 | 0
LCP_Inputs_ON_Electric_Howarth_2023_05_05 | 2044 | CH4 Import - WC 2020 | Import | Methane | QC | Dispatch-Import | EmissionsCost | 0 | [6 empty] | 0.39012 | 0
LCP_Inputs_ON_Electric_Howarth_2023_05_05 | 2044 | CH4 Import - WC 2020 | Import | Methane | QC | Dispatch-Import | FuelCost | 0 | [6 empty] | 0.39012 | 0
LCP_Inputs_ON_Electric_Howarth_2023_05_05 | 2044 | CH4 Import - WC 2020 | Import | Methane | QC | Dispatch-Import | VOM | 0 | [6 empty] | 0.39012 | 0
LCP_Inputs_ON_Electric_Howarth_2023_05_05 | 2044 | CH4 Import - WC 2020 | Import | Methane | WC | Dispatch-Import | EmissionsCost | 0 | [6 empty] | 0.39012 | 0
LCP_Inputs_ON_Electric_Howarth_2023_05_05 | 2044 | CH4 Import - WC 2020 | Import | Methane | WC | Dispatch-Import | FuelCost | 0 | [6 empty] | 0.39012 | 0
LCP_Inputs_ON_Electric_Howarth_2023_05_05 | 2044 | CH4 Import - WC 2020 | Import | Methane | WC | Dispatch-Import | VOM | 0 | [6 empty] | 0.39012 | 0
LCP_Inputs_ON_Electric_Howarth_2023_05_05 | 2044 | CH4 Import - WC 2030 | Import | Methane | MI | Dispatch-Import | EmissionsCost | 0 | [6 empty] | 0.39012 | 0
LCP_Inputs_ON_Electric_Howarth_2023_05_05 | 2044 | CH4 Import - WC 2030 | Import | Methane | MI | Dispatch-Import | FuelCost | 0 | [6 empty] | 0.39012 | 0
LCP_Inputs_ON_Electric_Howarth_2023_05_05 | 2044 | CH4 Import - WC 2030 | Import | Methane | MI | Dispatch-Import | VOM | 0 | [6 empty] | 0.39012 | 0
LCP_Inputs_ON_Electric_Howarth_2023_05_05 | 2044 | CH4 Import - WC 2030 | Import | Methane | NY | Dispatch-Import | EmissionsCost | 0 | [6 empty] | 0.39012 | 0
LCP_Inputs_ON_Electric_Howarth_2023_05_05 | 2044 | CH4 Import - WC 2030 | Import | Methane | NY | Dispatch-Import | FuelCost | 0 | [6 empty] | 0.39012 | 0
LCP_Inputs_ON_Electric_Howarth_2023_05_05 | 2044 | CH4 Import - WC 2030 | Import | Methane | NY | Dispatch-Import | VOM | 0 | [6 empty] | 0.39012 | 0
LCP_Inputs_ON_Electric_Howarth_2023_05_05 | 2044 | CH4 Import - WC 2030 | Import | Methane | ON | Dispatch-Import | EmissionsCost | 0 | [6 empty] | 0.39012 | 0
LCP_Inputs_ON_Electric_Howarth_2023_05_05 | 2044 | CH4 Import - WC 2030 | Import | Methane | ON | Dispatch-Import | FuelCost | 0 | [6 empty] | 0.39012 | 0
LCP_Inputs_ON_Electric_Howarth_2023_05_05 | 2044 | CH4 Import - WC 2030 | Import | Methane | ON | Dispatch-Import | VOM | 0 | [6 empty] | 0.39012 | 0
LCP_Inputs_ON_Electric_Howarth_2023_05_05 | 2044 | CH4 Import - WC 2030 | Import | Methane | PJ | Dispatch-Import | EmissionsCost | 0 | [6 empty] | 0.39012 | 0
LCP_Inputs_ON_Electric_Howarth_2023_05_05 | 2044 | CH4 Import - WC 2030 | Import | Methane | PJ | Dispatch-Import | FuelCost | 0 | [6 empty] | 0.39012 | 0
LCP_Inputs_ON_Electric_Howarth_2023_05_05 | 2044 | CH4 Import - WC 2030 | Import | Methane | PJ | Dispatch-Import | VOM | 0 | [6 empty] | 0.39012 | 0
LCP_Inputs_ON_Electric_Howarth_2023_05_05 | 2044 | CH4 Import - WC 2030 | Import | Methane | QC | Dispatch-Import | EmissionsCost | 0 | [6 empty] | 0.39012 | 0
LCP_Inputs_ON_Electric_Howarth_2023_05_05 | 2044 | CH4 Import - WC 2030 | Import | Methane | QC | Dispatch-Import | FuelCost | 0 | [6 empty] | 0.39012 | 0
LCP_Inputs_ON_Electric_Howarth_2023_05_05 | 2044 | CH4 Import - WC 2030 | Import | Methane | QC | Dispatch-Import | VOM | 0 | [6 empty] | 0.39012 | 0
LCP_Inputs_ON_Electric_Howarth_2023_05_05 | 2044 | CH4 Import - WC 2030 | Import | Methane | WC | Dispatch-Import | EmissionsCost | 0 | [6 empty] | 0.39012 | 0
LCP_Inputs_ON_Electric_Howarth_2023_05_05 | 2044 | CH4 Import - WC 2030 | Import | Methane | WC | Dispatch-Import | FuelCost | 0 | [6 empty] | 0.39012 | 0
LCP_Inputs_ON_Electric_Howarth_2023_05_05 | 2044 | CH4 Import - WC 2030 | Import | Methane | WC | Dispatch-Import | VOM | 0 | [6 empty] | 0.39012 | 0
LCP_Inputs_ON_Electric_Howarth_2023_05_05 | 2044 | CH4 Import - WC 2040 | Import | Methane | MI | Dispatch-Import | EmissionsCost | 0 | [6 empty] | 0.39012 | 0
LCP_Inputs_ON_Electric_Howarth_2023_05_05 | 2044 | CH4 Import - WC 2040 | Import | Methane | MI | Dispatch-Import | FuelCost | 0 | [6 empty] | 0.39012 | 0
LCP_Inputs_ON_Electric_Howarth_2023_05_05 | 2044 | CH4 Import - WC 2040 | Import | Methane | MI | Dispatch-Import | VOM | 0 | [6 empty] | 0.39012 | 0
LCP_Inputs_ON_Electric_Howarth_2023_05_05 | 2044 | CH4 Import - WC 2040 | Import | Methane | NY | Dispatch-Import | EmissionsCost | 0 | [6 empty] | 0.39012 | 0
LCP_Inputs_ON_Electric_Howarth_2023_05_05 | 2044 | CH4 Import - WC 2040 | Import | Methane | NY | Dispatch-Import | FuelCost | 0 | [6 empty] | 0.39012 | 0
LCP_Inputs_ON_Electric_Howarth_2023_05_05 | 2044 | CH4 Import - WC 2040 | Import | Methane | NY | Dispatch-Import | VOM | 0 | [6 empty] | 0.39012 | 0
LCP_Inputs_ON_Electric_Howarth_2023_05_05 | 2044 | CH4 Import - WC 2040 | Import | Methane | ON | Dispatch-Import | EmissionsCost | 0 | [6 empty] | 0.39012 | 0
LCP_Inputs_ON_Electric_Howarth_2023_05_05 | 2044 | CH4 Import - WC 2040 | Import | Methane | ON | Dispatch-Import | FuelCost | 0 | [6 empty] | 0.39012 | 0
LCP_Inputs_ON_Electric_Howarth_2023_05_05 | 2044 | CH4 Import - WC 2040 | Import | Methane | ON | Dispatch-Import | VOM | 0 | [6 empty] | 0.39012 | 0
LCP_Inputs_ON_Electric_Howarth_2023_05_05 | 2044 | CH4 Import - WC 2040 | Import | Methane | PJ | Dispatch-Import | EmissionsCost | 0 | [6 empty] | 0.39012 | 0
LCP_Inputs_ON_Electric_Howarth_2023_05_05 | 2044 | CH4 Import - WC 2040 | Import | Methane | PJ | Dispatch-Import | FuelCost | 0 | [6 empty] | 0.39012 | 0
LCP_Inputs_ON_Electric_Howarth_2023_05_05 | 2044 | CH4 Import - WC 2040 | Import | Methane | PJ | Dispatch-Import | VOM | 0 | [6 empty] | 0.39012 | 0
LCP_Inputs_ON_Electric_Howarth_2023_05_05 | 2044 | CH4 Import - WC 2040 | Import | Methane | QC | Dispatch-Import | EmissionsCost | 0 | [6 empty] | 0.39012 | 0
LCP_Inputs_ON_Electric_Howarth_2023_05_05 | 2044 | CH4 Import - WC 2040 | Import | Methane | QC | Dispatch-Import | FuelCost | 0 | [6 empty] | 0.39012 | 0
LCP_Inputs_ON_Electric_Howarth_2023_05_05 | 2044 | CH4 Import - WC 2040 | Import | Methane | QC | Dispatch-Import | VOM | 0 | [6 empty] | 0.39012 | 0
LCP_Inputs_ON_Electric_Howarth_2023_05_05 | 2044 | CH4 Import - WC 2040 | Import | Methane | WC | Dispatch-Import | EmissionsCost | 2104121392.2192 | [6 empty] | 0.39012 | 820862939.7316
LCP_Inputs_ON_Electric_Howarth_2023_05_05 | 2044 | CH4 Import - WC 2040 | Import | Methane | WC | Dispatch-Import | FuelCost | 658767398.4677 | [6 empty] | 0.39012 | 256999308.7401
LCP_Inputs_ON_Electric_Howarth_2023_05_05 | 2044 | CH4 Import - WC 2040 | Import | Methane | WC | Dispatch-Import | VOM | 0 | [6 empty] | 0.39012 | 0
LCP_Inputs_ON_Electric_Howarth_2023_05_05 | 2044 | CH4 Import - WC 2050 | Import | Methane | MI | Dispatch-Import | EmissionsCost | 0 | [6 empty] | 0.39012 | 0
LCP_Inputs_ON_Electric_Howarth_2023_05_05 | 2044 | CH4 Import - WC 2050 | Import | Methane | MI | Dispatch-Import | FuelCost | 0 | [6 empty] | 0.39012 | 0
LCP_Inputs_ON_Electric_Howarth_2023_05_05 | 2044 | CH4 Import - WC 2050 | Import | Methane | MI | Dispatch-Import | VOM | 0 | [6 empty] | 0.39012 | 0
LCP_Inputs_ON_Electric_Howarth_2023_05_05 | 2044 | CH4 Import - WC 2050 | Import | Methane | NY | Dispatch-Import | EmissionsCost | 0 | [6 empty] | 0.39012 | 0
LCP_Inputs_ON_Electric_Howarth_2023_05_05 | 2044 | CH4 Import - WC 2050 | Import | Methane | NY | Dispatch-Import | FuelCost | 0 | [6 empty] | 0.39012 | 0
LCP_Inputs_ON_Electric_Howarth_2023_05_05 | 2044 | CH4 Import - WC 2050 | Import | Methane | NY | Dispatch-Import | VOM | 0 | [6 empty] | 0.39012 | 0
LCP_Inputs_ON_Electric_Howarth_2023_05_05 | 2044 | CH4 Import - WC 2050 | Import | Methane | ON | Dispatch-Import | EmissionsCost | 0 | [6 empty] | 0.39012 | 0
LCP_Inputs_ON_Electric_Howarth_2023_05_05 | 2044 | CH4 Import - WC 2050 | Import | Methane | ON | Dispatch-Import | FuelCost | 0 | [6 empty] | 0.39012 | 0
LCP_Inputs_ON_Electric_Howarth_2023_05_05 | 2044 | CH4 Import - WC 2050 | Import | Methane | ON | Dispatch-Import | VOM | 0 | [6 empty] | 0.39012 | 0
LCP_Inputs_ON_Electric_Howarth_2023_05_05 | 2044 | CH4 Import - WC 2050 | Import | Methane | PJ | Dispatch-Import | EmissionsCost | 0 | [6 empty] | 0.39012 | 0
LCP_Inputs_ON_Electric_Howarth_2023_05_05 | 2044 | CH4 Import - WC 2050 | Import | Methane | PJ | Dispatch-Import | FuelCost | 0 | [6 empty] | 0.39012 | 0
LCP_Inputs_ON_Electric_Howarth_2023_05_05 | 2044 | CH4 Import - WC 2050 | Import | Methane | PJ | Dispatch-Import | VOM | 0 | [6 empty] | 0.39012 | 0
LCP_Inputs_ON_Electric_Howarth_2023_05_05 | 2044 | CH4 Import - WC 2050 | Import | Methane | QC | Dispatch-Import | EmissionsCost | 0 | [6 empty] | 0.39012 | 0
LCP_Inputs_ON_Electric_Howarth_2023_05_05 | 2044 | CH4 Import - WC 2050 | Import | Methane | QC | Dispatch-Import | FuelCost | 0 | [6 empty] | 0.39012 | 0
LCP_Inputs_ON_Electric_Howarth_2023_05_05 | 2044 | CH4 Import - WC 2050 | Import | Methane | QC | Dispatch-Import | VOM | 0 | [6 empty] | 0.39012 | 0
LCP_Inputs_ON_Electric_Howarth_2023_05_05 | 2044 | CH4 Import - WC 2050 | Import | Methane | WC | Dispatch-Import | EmissionsCost | 0 | [6 empty] | 0.39012 | 0
LCP_Inputs_ON_Electric_Howarth_2023_05_05 | 2044 | CH4 Import - WC 2050 | Import | Methane | WC | Dispatch-Import | FuelCost | 0 | [6 empty] | 0.39012 | 0
LCP_Inputs_ON_Electric_Howarth_2023_05_05 | 2044 | CH4 Import - WC 2050 | Import | Methane | WC | Dispatch-Import | VOM | 0 | [6 empty] | 0.39012 | 0
LCP_Inputs_ON_Electric_Howarth_2023_05_05 | 2044 | CH4 Salt Cavern Storage - ON | Storage | Methane | MI | Dispatch-Storage | EmissionsCost | 0 | [6 empty] | 0.39012 | 0
LCP_Inputs_ON_Electric_Howarth_2023_05_05 | 2044 | CH4 Salt Cavern Storage - ON | Storage | Methane | MI | Dispatch-Storage | FuelCost | 0 | [6 empty] | 0.39012 | 0
LCP_Inputs_ON_Electric_Howarth_2023_05_05 | 2044 | CH4 Salt Cavern Storage - ON | Storage | Methane | MI | Dispatch-Storage | VOM | 0 | [6 empty] | 0.39012 | 0
LCP_Inputs_ON_Electric_Howarth_2023_05_05 | 2044 | CH4 Salt Cavern Storage - ON | Storage | Methane | NY | Dispatch-Storage | EmissionsCost | 0 | [6 empty] | 0.39012 | 0
LCP_Inputs_ON_Electric_Howarth_2023_05_05 | 2044 | CH4 Salt Cavern Storage - ON | Storage | Methane | NY | Dispatch-Storage | FuelCost | 0 | [6 empty] | 0.39012 | 0
LCP_Inputs_ON_Electric_Howarth_2023_05_05 | 2044 | CH4 Salt Cavern Storage - ON | Storage | Methane | NY | Dispatch-Storage | VOM | 0 | [6 empty] | 0.39012 | 0
LCP_Inputs_ON_Electric_Howarth_2023_05_05 | 2044 | CH4 Salt Cavern Storage - ON | Storage | Methane | ON | Dispatch-Storage | EmissionsCost | 0 | [6 empty] | 0.39012 | 0
LCP_Inputs_ON_Electric_Howarth_2023_05_05 | 2044 | CH4 Salt Cavern Storage - ON | Storage | Methane | ON | Dispatch-Storage | FuelCost | 0 | [6 empty] | 0.39012 | 0
LCP_Inputs_ON_Electric_Howarth_2023_05_05 | 2044 | CH4 Salt Cavern Storage - ON | Storage | Methane | ON | Dispatch-Storage | VOM | 0 | [6 empty] | 0.39012 | 0
LCP_Inputs_ON_Electric_Howarth_2023_05_05 | 2044 | CH4 Salt Cavern Storage - ON | Storage | Methane | PJ | Dispatch-Storage | EmissionsCost | 0 | [6 empty] | 0.39012 | 0
LCP_Inputs_ON_Electric_Howarth_2023_05_05 | 2044 | CH4 Salt Cavern Storage - ON | Storage | Methane | PJ | Dispatch-Storage | FuelCost | 0 | [6 empty] | 0.39012 | 0
LCP_Inputs_ON_Electric_Howarth_2023_05_05 | 2044 | CH4 Salt Cavern Storage - ON | Storage | Methane | PJ | Dispatch-Storage | VOM | 0 | [6 empty] | 0.39012 | 0
LCP_Inputs_ON_Electric_Howarth_2023_05_05 | 2044 | CH4 Salt Cavern Storage - ON | Storage | Methane | QC | Dispatch-Storage | EmissionsCost | 0 | [6 empty] | 0.39012 | 0
LCP_Inputs_ON_Electric_Howarth_2023_05_05 | 2044 | CH4 Salt Cavern Storage - ON | Storage | Methane | QC | Dispatch-Storage | FuelCost | 0 | [6 empty] | 0.39012 | 0
LCP_Inputs_ON_Electric_Howarth_2023_05_05 | 2044 | CH4 Salt Cavern Storage - ON | Storage | Methane | QC | Dispatch-Storage | VOM | 0 | [6 empty] | 0.39012 | 0
LCP_Inputs_ON_Electric_Howarth_2023_05_05 | 2044 | CH4 Salt Cavern Storage - ON | Storage | Methane | WC | Dispatch-Storage | EmissionsCost | 0 | [6 empty] | 0.39012 | 0
LCP_Inputs_ON_Electric_Howarth_2023_05_05 | 2044 | CH4 Salt Cavern Storage - ON | Storage | Methane | WC | Dispatch-Storage | FuelCost | 0 | [6 empty] | 0.39012 | 0
LCP_Inputs_ON_Electric_Howarth_2023_05_05 | 2044 | CH4 Salt Cavern Storage - ON | Storage | Methane | WC | Dispatch-Storage | VOM | 0 | [6 empty] | 0.39012 | 0
LCP_Inputs_ON_Electric_Howarth_2023_05_05 | 2044 | Electrolyser 2020/2030 | Crossload | Hydrogen | MI | Dispatch-Crossload | EmissionsCost | 0 | [6 empty] | 0.39012 | 0
LCP_Inputs_ON_Electric_Howarth_2023_05_05 | 2044 | Electrolyser 2020/2030 | Crossload | Hydrogen | MI | Dispatch-Crossload | FuelCost | 0 | [6 empty] | 0.39012 | 0
LCP_Inputs_ON_Electric_Howarth_2023_05_05 | 2044 | Electrolyser 2020/2030 | Crossload | Hydrogen | MI | Dispatch-Crossload | VOM | 0 | [6 empty] | 0.39012 | 0
LCP_Inputs_ON_Electric_Howarth_2023_05_05 | 2044 | Electrolyser 2020/2030 | Crossload | Hydrogen | NY | Dispatch-Crossload | EmissionsCost | 0 | [6 empty] | 0.39012 | 0
LCP_Inputs_ON_Electric_Howarth_2023_05_05 | 2044 | Electrolyser 2020/2030 | Crossload | Hydrogen | NY | Dispatch-Crossload | FuelCost | 0 | [6 empty] | 0.39012 | 0
LCP_Inputs_ON_Electric_Howarth_2023_05_05 | 2044 | Electrolyser 2020/2030 | Crossload | Hydrogen | NY | Dispatch-Crossload | VOM | 0 | [6 empty] | 0.39012 | 0
LCP_Inputs_ON_Electric_Howarth_2023_05_05 | 2044 | Electrolyser 2020/2030 | Crossload | Hydrogen | ON | Dispatch-Crossload | EmissionsCost | 0 | [6 empty] | 0.39012 | 0
LCP_Inputs_ON_Electric_Howarth_2023_05_05 | 2044 | Electrolyser 2020/2030 | Crossload | Hydrogen | ON | Dispatch-Crossload | FuelCost | 0 | [6 empty] | 0.39012 | 0
LCP_Inputs_ON_Electric_Howarth_2023_05_05 | 2044 | Electrolyser 2020/2030 | Crossload | Hydrogen | ON | Dispatch-Crossload | VOM | 0 | [6 empty] | 0.39012 | 0
LCP_Inputs_ON_Electric_Howarth_2023_05_05 | 2044 | Electrolyser 2020/2030 | Crossload | Hydrogen | PJ | Dispatch-Crossload | EmissionsCost | 0 | [6 empty] | 0.39012 | 0
LCP_Inputs_ON_Electric_Howarth_2023_05_05 | 2044 | Electrolyser 2020/2030 | Crossload | Hydrogen | PJ | Dispatch-Crossload | FuelCost | 0 | [6 empty] | 0.39012 | 0
LCP_Inputs_ON_Electric_Howarth_2023_05_05 | 2044 | Electrolyser 2020/2030 | Crossload | Hydrogen | PJ | Dispatch-Crossload | VOM | 0 | [6 empty] | 0.39012 | 0
LCP_Inputs_ON_Electric_Howarth_2023_05_05 | 2044 | Electrolyser 2020/2030 | Crossload | Hydrogen | QC | Dispatch-Crossload | EmissionsCost | 0 | [6 empty] | 0.39012 | 0
LCP_Inputs_ON_Electric_Howarth_2023_05_05 | 2044 | Electrolyser 2020/2030 | Crossload | Hydrogen | QC | Dispatch-Crossload | FuelCost | 0 | [6 empty] | 0.39012 | 0
LCP_Inputs_ON_Electric_Howarth_2023_05_05 | 2044 | Electrolyser 2020/2030 | Crossload | Hydrogen | QC | Dispatch-Crossload | VOM | 0 | [6 empty] | 0.39012 | 0
LCP_Inputs_ON_Electric_Howarth_2023_05_05 | 2044 | Electrolyser 2020/2030 | Crossload | Hydrogen | WC | Dispatch-Crossload | EmissionsCost | 0 | [6 empty] | 0.39012 | 0
LCP_Inputs_ON_Electric_Howarth_2023_05_05 | 2044 | Electrolyser 2020/2030 | Crossload | Hydrogen | WC | Dispatch-Crossload | FuelCost | 0 | [6 empty] | 0.39012 | 0
LCP_Inputs_ON_Electric_Howarth_2023_05_05 | 2044 | Electrolyser 2020/2030 | Crossload | Hydrogen | WC | Dispatch-Crossload | VOM | 0 | [6 empty] | 0.39012 | 0
LCP_Inputs_ON_Electric_Howarth_2023_05_05 | 2044 | Electrolyser 2040 | Crossload | Hydrogen | MI | Dispatch-Crossload | EmissionsCost | 0 | [6 empty] | 0.39012 | 0
LCP_Inputs_ON_Electric_Howarth_2023_05_05 | 2044 | Electrolyser 2040 | Crossload | Hydrogen | MI | Dispatch-Crossload | FuelCost | 0 | [6 empty] | 0.39012 | 0
LCP_Inputs_ON_Electric_Howarth_2023_05_05 | 2044 | Electrolyser 2040 | Crossload | Hydrogen | MI | Dispatch-Crossload | VOM | 0 | [6 empty] | 0.39012 | 0
LCP_Inputs_ON_Electric_Howarth_2023_05_05 | 2044 | Electrolyser 2040 | Crossload | Hydrogen | NY | Dispatch-Crossload | EmissionsCost | 0 | [6 empty] | 0.39012 | 0
LCP_Inputs_ON_Electric_Howarth_2023_05_05 | 2044 | Electrolyser 2040 | Crossload | Hydrogen | NY | Dispatch-Crossload | FuelCost | 0 | [6 empty] | 0.39012 | 0
LCP_Inputs_ON_Electric_Howarth_2023_05_05 | 2044 | Electrolyser 2040 | Crossload | Hydrogen | NY | Dispatch-Crossload | VOM | 0 | [6 empty] | 0.39012 | 0
LCP_Inputs_ON_Electric_Howarth_2023_05_05 | 2044 | Electrolyser 2040 | Crossload | Hydrogen | ON | Dispatch-Crossload | EmissionsCost | 0 | [6 empty] | 0.39012 | 0
LCP_Inputs_ON_Electric_Howarth_2023_05_05 | 2044 | Electrolyser 2040 | Crossload | Hydrogen | ON | Dispatch-Crossload | FuelCost | 0 | [6 empty] | 0.39012 | 0
LCP_Inputs_ON_Electric_Howarth_2023_05_05 | 2044 | Electrolyser 2040 | Crossload | Hydrogen | ON | Dispatch-Crossload | VOM | 0 | [6 empty] | 0.39012 | 0
LCP_Inputs_ON_Electric_Howarth_2023_05_05 | 2044 | Electrolyser 2040 | Crossload | Hydrogen | PJ | Dispatch-Crossload | EmissionsCost | 0 | [6 empty] | 0.39012 | 0
LCP_Inputs_ON_Electric_Howarth_2023_05_05 | 2044 | Electrolyser 2040 | Crossload | Hydrogen | PJ | Dispatch-Crossload | FuelCost | 0 | [6 empty] | 0.39012 | 0
LCP_Inputs_ON_Electric_Howarth_2023_05_05 | 2044 | Electrolyser 2040 | Crossload | Hydrogen | PJ | Dispatch-Crossload | VOM | 0 | [6 empty] | 0.39012 | 0
LCP_Inputs_ON_Electric_Howarth_2023_05_05 | 2044 | Electrolyser 2040 | Crossload | Hydrogen | QC | Dispatch-Crossload | EmissionsCost | 0 | [6 empty] | 0.39012 | 0
LCP_Inputs_ON_Electric_Howarth_2023_05_05 | 2044 | Electrolyser 2040 | Crossload | Hydrogen | QC | Dispatch-Crossload | FuelCost | 0 | [6 empty] | 0.39012 | 0
LCP_Inputs_ON_Electric_Howarth_2023_05_05 | 2044 | Electrolyser 2040 | Crossload | Hydrogen | QC | Dispatch-Crossload | VOM | 0 | [6 empty] | 0.39012 | 0
LCP_Inputs_ON_Electric_Howarth_2023_05_05 | 2044 | Electrolyser 2040 | Crossload | Hydrogen | WC | Dispatch-Crossload | EmissionsCost | 0 | [6 empty] | 0.39012 | 0
LCP_Inputs_ON_Electric_Howarth_2023_05_05 | 2044 | Electrolyser 2040 | Crossload | Hydrogen | WC | Dispatch-Crossload | FuelCost | 0 | [6 empty] | 0.39012 | 0
LCP_Inputs_ON_Electric_Howarth_2023_05_05 | 2044 | Electrolyser 2040 | Crossload | Hydrogen | WC | Dispatch-Crossload | VOM | 0 | [6 empty] | 0.39012 | 0
LCP_Inputs_ON_Electric_Howarth_2023_05_05 | 2044 | Electrolyser 2050 | Crossload | Hydrogen | MI | Dispatch-Crossload | EmissionsCost | 0 | [6 empty] | 0.39012 | 0
LCP_Inputs_ON_Electric_Howarth_2023_05_05 | 2044 | Electrolyser 2050 | Crossload | Hydrogen | MI | Dispatch-Crossload | FuelCost | 0 | [6 empty] | 0.39012 | 0
LCP_Inputs_ON_Electric_Howarth_2023_05_05 | 2044 | Electrolyser 2050 | Crossload | Hydrogen | MI | Dispatch-Crossload | VOM | 0 | [6 empty] | 0.39012 | 0
LCP_Inputs_ON_Electric_Howarth_2023_05_05 | 2044 | Electrolyser 2050 | Crossload | Hydrogen | NY | Dispatch-Crossload | EmissionsCost | 0 | [6 empty] | 0.39012 | 0
LCP_Inputs_ON_Electric_Howarth_2023_05_05 | 2044 | Electrolyser 2050 | Crossload | Hydrogen | NY | Dispatch-Crossload | FuelCost | 0 | [6 empty] | 0.39012 | 0
LCP_Inputs_ON_Electric_Howarth_2023_05_05 | 2044 | Electrolyser 2050 | Crossload | Hydrogen | NY | Dispatch-Crossload | VOM | 0 | [6 empty] | 0.39012 | 0
LCP_Inputs_ON_Electric_Howarth_2023_05_05 | 2044 | Electrolyser 2050 | Crossload | Hydrogen | ON | Dispatch-Crossload | EmissionsCost | 0 | [6 empty] | 0.39012 | 0
LCP_Inputs_ON_Electric_Howarth_2023_05_05 | 2044 | Electrolyser 2050 | Crossload | Hydrogen | ON | Dispatch-Crossload | FuelCost | 0 | [6 empty] | 0.39012 | 0
LCP_Inputs_ON_Electric_Howarth_2023_05_05 | 2044 | Electrolyser 2050 | Crossload | Hydrogen | ON | Dispatch-Crossload | VOM | 0 | [6 empty] | 0.39012 | 0
LCP_Inputs_ON_Electric_Howarth_2023_05_05 | 2044 | Electrolyser 2050 | Crossload | Hydrogen | PJ | Dispatch-Crossload | EmissionsCost | 0 | [6 empty] | 0.39012 | 0
LCP_Inputs_ON_Electric_Howarth_2023_05_05 | 2044 | Electrolyser 2050 | Crossload | Hydrogen | PJ | Dispatch-Crossload | FuelCost | 0 | [6 empty] | 0.39012 | 0
LCP_Inputs_ON_Electric_Howarth_2023_05_05 | 2044 | Electrolyser 2050 | Crossload | Hydrogen | PJ | Dispatch-Crossload | VOM | 0 | [6 empty] | 0.39012 | 0
LCP_Inputs_ON_Electric_Howarth_2023_05_05 | 2044 | Electrolyser 2050 | Crossload | Hydrogen | QC | Dispatch-Crossload | EmissionsCost | 0 | [6 empty] | 0.39012 | 0
LCP_Inputs_ON_Electric_Howarth_2023_05_05 | 2044 | Electrolyser 2050 | Crossload | Hydrogen | QC | Dispatch-Crossload | FuelCost | 0 | [6 empty] | 0.39012 | 0
LCP_Inputs_ON_Electric_Howarth_2023_05_05 | 2044 | Electrolyser 2050 | Crossload | Hydrogen | QC | Dispatch-Crossload | VOM | 0 | [6 empty] | 0.39012 | 0
LCP_Inputs_ON_Electric_Howarth_2023_05_05 | 2044 | Electrolyser 2050 | Crossload | Hydrogen | WC | Dispatch-Crossload | EmissionsCost | 0 | [6 empty] | 0.39012 | 0
LCP_Inputs_ON_Electric_Howarth_2023_05_05 | 2044 | Electrolyser 2050 | Crossload | Hydrogen | WC | Dispatch-Crossload | FuelCost | 0 | [6 empty] | 0.39012 | 0
LCP_Inputs_ON_Electric_Howarth_2023_05_05 | 2044 | Electrolyser 2050 | Crossload | Hydrogen | WC | Dispatch-Crossload | VOM | 0 | [6 empty] | 0.39012 | 0
LCP_Inputs_ON_Electric_Howarth_2023_05_05 | 2044 | Fossil Fuel Thermal (Coal, Peat, Oil) | Generation | Electricity | MI | Dispatch-Generation | EmissionsCost | 0 | [6 empty] | 0.39012 | 0
LCP_Inputs_ON_Electric_Howarth_2023_05_05 | 2044 | Fossil Fuel Thermal (Coal, Peat, Oil) | Generation | Electricity | MI | Dispatch-Generation | FuelCost | 0 | [6 empty] | 0.39012 | 0
LCP_Inputs_ON_Electric_Howarth_2023_05_05 | 2044 | Fossil Fuel Thermal (Coal, Peat, Oil) | Generation | Electricity | MI | Dispatch-Generation | VOM | 0 | [6 empty] | 0.39012 | 0
LCP_Inputs_ON_Electric_Howarth_2023_05_05 | 2044 | Fossil Fuel Thermal (Coal, Peat, Oil) | Generation | Electricity | NY | Dispatch-Generation | EmissionsCost | 0 | [6 empty] | 0.39012 | 0
LCP_Inputs_ON_Electric_Howarth_2023_05_05 | 2044 | Fossil Fuel Thermal (Coal, Peat, Oil) | Generation | Electricity | NY | Dispatch-Generation | FuelCost | 0 | [6 empty] | 0.39012 | 0
LCP_Inputs_ON_Electric_Howarth_2023_05_05 | 2044 | Fossil Fuel Thermal (Coal, Peat, Oil) | Generation | Electricity | NY | Dispatch-Generation | VOM | 0 | [6 empty] | 0.39012 | 0
LCP_Inputs_ON_Electric_Howarth_2023_05_05 | 2044 | Fossil Fuel Thermal (Coal, Peat, Oil) | Generation | Electricity | ON | Dispatch-Generation | EmissionsCost | 0 | [6 empty] | 0.39012 | 0
LCP_Inputs_ON_Electric_Howarth_2023_05_05 | 2044 | Fossil Fuel Thermal (Coal, Peat, Oil) | Generation | Electricity | ON | Dispatch-Generation | FuelCost | 0 | [6 empty] | 0.39012 | 0
LCP_Inputs_ON_Electric_Howarth_2023_05_05 | 2044 | Fossil Fuel Thermal (Coal, Peat, Oil) | Generation | Electricity | ON | Dispatch-Generation | VOM | 0 | [6 empty] | 0.39012 | 0
LCP_Inputs_ON_Electric_Howarth_2023_05_05 | 2044 | Fossil Fuel Thermal (Coal, Peat, Oil) | Generation | Electricity | PJ | Dispatch-Generation | EmissionsCost | 0 | [6 empty] | 0.39012 | 0
LCP_Inputs_ON_Electric_Howarth_2023_05_05 | 2044 | Fossil Fuel Thermal (Coal, Peat, Oil) | Generation | Electricity | PJ | Dispatch-Generation | FuelCost | 0 | [6 empty] | 0.39012 | 0
LCP_Inputs_ON_Electric_Howarth_2023_05_05 | 2044 | Fossil Fuel Thermal (Coal, Peat, Oil) | Generation | Electricity | PJ | Dispatch-Generation | VOM | 0 | [6 empty] | 0.39012 | 0
LCP_Inputs_ON_Electric_Howarth_2023_05_05 | 2044 | Fossil Fuel Thermal (Coal, Peat, Oil) | Generation | Electricity | QC | Dispatch-Generation | EmissionsCost | 0 | [6 empty] | 0.39012 | 0
LCP_Inputs_ON_Electric_Howarth_2023_05_05 | 2044 | Fossil Fuel Thermal (Coal, Peat, Oil) | Generation | Electricity | QC | Dispatch-Generation | FuelCost | 0 | [6 empty] | 0.39012 | 0
LCP_Inputs_ON_Electric_Howarth_2023_05_05 | 2044 | Fossil Fuel Thermal (Coal, Peat, Oil) | Generation | Electricity | QC | Dispatch-Generation | VOM | 0 | [6 empty] | 0.39012 | 0
LCP_Inputs_ON_Electric_Howarth_2023_05_05 | 2044 | Fossil Fuel Thermal (Coal, Peat, Oil) | Generation | Electricity | WC | Dispatch-Generation | EmissionsCost | 0 | [6 empty] | 0.39012 | 0
LCP_Inputs_ON_Electric_Howarth_2023_05_05 | 2044 | Fossil Fuel Thermal (Coal, Peat, Oil) | Generation | Electricity | WC | Dispatch-Generation | FuelCost | 0 | [6 empty] | 0.39012 | 0
LCP_Inputs_ON_Electric_Howarth_2023_05_05 | 2044 | Fossil Fuel Thermal (Coal, Peat, Oil) | Generation | Electricity | WC | Dispatch-Generation | VOM | 0 | [6 empty] | 0.39012 | 0
LCP_Inputs_ON_Electric_Howarth_2023_05_05 | 2044 | Generic - Generator | Generation | Electricity | MI | Dispatch-Generation | EmissionsCost | 0 | [6 empty] | 0.39012 | 0
LCP_Inputs_ON_Electric_Howarth_2023_05_05 | 2044 | Generic - Generator | Generation | Electricity | MI | Dispatch-Generation | FuelCost | 822908408.9569 | [6 empty] | 0.39012 | 321034241.7524
LCP_Inputs_ON_Electric_Howarth_2023_05_05 | 2044 | Generic - Generator | Generation | Electricity | MI | Dispatch-Generation | VOM | 26913145.9602 | [6 empty] | 0.39012 | 10499396.1812
LCP_Inputs_ON_Electric_Howarth_2023_05_05 | 2044 | Generic - Generator | Generation | Electricity | NY | Dispatch-Generation | EmissionsCost | 0 | [6 empty] | 0.39012 | 0
LCP_Inputs_ON_Electric_Howarth_2023_05_05 | 2044 | Generic - Generator | Generation | Electricity | NY | Dispatch-Generation | FuelCost | 74454029.7701 | [6 empty] | 0.39012 | 29046115.8648
LCP_Inputs_ON_Electric_Howarth_2023_05_05 | 2044 | Generic - Generator | Generation | Electricity | NY | Dispatch-Generation | VOM | 2435012.3886 | [6 empty] | 0.39012 | 949950.6231
LCP_Inputs_ON_Electric_Howarth_2023_05_05 | 2044 | Generic - Generator | Generation | Electricity | ON | Dispatch-Generation | EmissionsCost | 0 | [6 empty] | 0.39012 | 0
LCP_Inputs_ON_Electric_Howarth_2023_05_05 | 2044 | Generic - Generator | Generation | Electricity | ON | Dispatch-Generation | FuelCost | 0 | [6 empty] | 0.39012 | 0
LCP_Inputs_ON_Electric_Howarth_2023_05_05 | 2044 | Generic - Generator | Generation | Electricity | ON | Dispatch-Generation | VOM | 0 | [6 empty] | 0.39012 | 0
LCP_Inputs_ON_Electric_Howarth_2023_05_05 | 2044 | Generic - Generator | Generation | Electricity | PJ | Dispatch-Generation | EmissionsCost | 0 | [6 empty] | 0.39012 | 0
LCP_Inputs_ON_Electric_Howarth_2023_05_05 | 2044 | Generic - Generator | Generation | Electricity | PJ | Dispatch-Generation | FuelCost | 5362895327.8205 | [6 empty] | 0.39012 | 2092180632.0426
LCP_Inputs_ON_Electric_Howarth_2023_05_05 | 2044 | Generic - Generator | Generation | Electricity | PJ | Dispatch-Generation | VOM | 175393012.3403 | [6 empty] | 0.39012 | 68424580.5639
LCP_Inputs_ON_Electric_Howarth_2023_05_05 | 2044 | Generic - Generator | Generation | Electricity | QC | Dispatch-Generation | EmissionsCost | 0 | [6 empty] | 0.39012 | 0
LCP_Inputs_ON_Electric_Howarth_2023_05_05 | 2044 | Generic - Generator | Generation | Electricity | QC | Dispatch-Generation | FuelCost | 0 | [6 empty] | 0.39012 | 0
LCP_Inputs_ON_Electric_Howarth_2023_05_05 | 2044 | Generic - Generator | Generation | Electricity | QC | Dispatch-Generation | VOM | 0 | [6 empty] | 0.39012 | 0
LCP_Inputs_ON_Electric_Howarth_2023_05_05 | 2044 | Generic - Generator | Generation | Electricity | WC | Dispatch-Generation | EmissionsCost | 0 | [6 empty] | 0.39012 | 0
LCP_Inputs_ON_Electric_Howarth_2023_05_05 | 2044 | Generic - Generator | Generation | Electricity | WC | Dispatch-Generation | FuelCost | 0 | [6 empty] | 0.39012 | 0
LCP_Inputs_ON_Electric_Howarth_2023_05_05 | 2044 | Generic - Generator | Generation | Electricity | WC | Dispatch-Generation | VOM | 0 | [6 empty] | 0.39012 | 0
LCP_Inputs_ON_Electric_Howarth_2023_05_05 | 2044 | H2 Import - QC | Import | Hydrogen | MI | Dispatch-Import | EmissionsCost | 0 | [6 empty] | 0.39012 | 0
LCP_Inputs_ON_Electric_Howarth_2023_05_05 | 2044 | H2 Import - QC | Import | Hydrogen | MI | Dispatch-Import | FuelCost | 0 | [6 empty] | 0.39012 | 0
LCP_Inputs_ON_Electric_Howarth_2023_05_05 | 2044 | H2 Import - QC | Import | Hydrogen | MI | Dispatch-Import | VOM | 0 | [6 empty] | 0.39012 | 0
LCP_Inputs_ON_Electric_Howarth_2023_05_05 | 2044 | H2 Import - QC | Import | Hydrogen | NY | Dispatch-Import | EmissionsCost | 0 | [6 empty] | 0.39012 | 0
LCP_Inputs_ON_Electric_Howarth_2023_05_05 | 2044 | H2 Import - QC | Import | Hydrogen | NY | Dispatch-Import | FuelCost | 0 | [6 empty] | 0.39012 | 0
LCP_Inputs_ON_Electric_Howarth_2023_05_05 | 2044 | H2 Import - QC | Import | Hydrogen | NY | Dispatch-Import | VOM | 0 | [6 empty] | 0.39012 | 0
LCP_Inputs_ON_Electric_Howarth_2023_05_05 | 2044 | H2 Import - QC | Import | Hydrogen | ON | Dispatch-Import | EmissionsCost | 0 | [6 empty] | 0.39012 | 0
LCP_Inputs_ON_Electric_Howarth_2023_05_05 | 2044 | H2 Import - QC | Import | Hydrogen | ON | Dispatch-Import | FuelCost | 0 | [6 empty] | 0.39012 | 0
LCP_Inputs_ON_Electric_Howarth_2023_05_05 | 2044 | H2 Import - QC | Import | Hydrogen | ON | Dispatch-Import | VOM | 0 | [6 empty] | 0.39012 | 0
LCP_Inputs_ON_Electric_Howarth_2023_05_05 | 2044 | H2 Import - QC | Import | Hydrogen | PJ | Dispatch-Import | EmissionsCost | 0 | [6 empty] | 0.39012 | 0
LCP_Inputs_ON_Electric_Howarth_2023_05_05 | 2044 | H2 Import - QC | Import | Hydrogen | PJ | Dispatch-Import | FuelCost | 0 | [6 empty] | 0.39012 | 0
LCP_Inputs_ON_Electric_Howarth_2023_05_05 | 2044 | H2 Import - QC | Import | Hydrogen | PJ | Dispatch-Import | VOM | 0 | [6 empty] | 0.39012 | 0
LCP_Inputs_ON_Electric_Howarth_2023_05_05 | 2044 | H2 Import - QC | Import | Hydrogen | QC | Dispatch-Import | EmissionsCost | 0 | [6 empty] | 0.39012 | 0
LCP_Inputs_ON_Electric_Howarth_2023_05_05 | 2044 | H2 Import - QC | Import | Hydrogen | QC | Dispatch-Import | FuelCost | 0 | [6 empty] | 0.39012 | 0
LCP_Inputs_ON_Electric_Howarth_2023_05_05 | 2044 | H2 Import - QC | Import | Hydrogen | QC | Dispatch-Import | VOM | 0 | [6 empty] | 0.39012 | 0
LCP_Inputs_ON_Electric_Howarth_2023_05_05 | 2044 | H2 Import - QC | Import | Hydrogen | WC | Dispatch-Import | EmissionsCost | 0 | [6 empty] | 0.39012 | 0
LCP_Inputs_ON_Electric_Howarth_2023_05_05 | 2044 | H2 Import - QC | Import | Hydrogen | WC | Dispatch-Import | FuelCost | 0 | [6 empty] | 0.39012 | 0
LCP_Inputs_ON_Electric_Howarth_2023_05_05 | 2044 | H2 Import - QC | Import | Hydrogen | WC | Dispatch-Import | VOM | 0 | [6 empty] | 0.39012 | 0
LCP_Inputs_ON_Electric_Howarth_2023_05_05 | 2044 | H2 Import - WC | Import | Hydrogen | MI | Dispatch-Import | EmissionsCost | 0 | [6 empty] | 0.39012 | 0
LCP_Inputs_ON_Electric_Howarth_2023_05_05 | 2044 | H2 Import - WC | Import | Hydrogen | MI | Dispatch-Import | FuelCost | 0 | [6 empty] | 0.39012 | 0
LCP_Inputs_ON_Electric_Howarth_2023_05_05 | 2044 | H2 Import - WC | Import | Hydrogen | MI | Dispatch-Import | VOM | 0 | [6 empty] | 0.39012 | 0
LCP_Inputs_ON_Electric_Howarth_2023_05_05 | 2044 | H2 Import - WC | Import | Hydrogen | NY | Dispatch-Import | EmissionsCost | 0 | [6 empty] | 0.39012 | 0
LCP_Inputs_ON_Electric_Howarth_2023_05_05 | 2044 | H2 Import - WC | Import | Hydrogen | NY | Dispatch-Import | FuelCost | 0 | [6 empty] | 0.39012 | 0
LCP_Inputs_ON_Electric_Howarth_2023_05_05 | 2044 | H2 Import - WC | Import | Hydrogen | NY | Dispatch-Import | VOM | 0 | [6 empty] | 0.39012 | 0
LCP_Inputs_ON_Electric_Howarth_2023_05_05 | 2044 | H2 Import - WC | Import | Hydrogen | ON | Dispatch-Import | EmissionsCost | 0 | [6 empty] | 0.39012 | 0
LCP_Inputs_ON_Electric_Howarth_2023_05_05 | 2044 | H2 Import - WC | Import | Hydrogen | ON | Dispatch-Import | FuelCost | 0 | [6 empty] | 0.39012 | 0
LCP_Inputs_ON_Electric_Howarth_2023_05_05 | 2044 | H2 Import - WC | Import | Hydrogen | ON | Dispatch-Import | VOM | 0 | [6 empty] | 0.39012 | 0
LCP_Inputs_ON_Electric_Howarth_2023_05_05 | 2044 | H2 Import - WC | Import | Hydrogen | PJ | Dispatch-Import | EmissionsCost | 0 | [6 empty] | 0.39012 | 0
LCP_Inputs_ON_Electric_Howarth_2023_05_05 | 2044 | H2 Import - WC | Import | Hydrogen | PJ | Dispatch-Import | FuelCost | 0 | [6 empty] | 0.39012 | 0
LCP_Inputs_ON_Electric_Howarth_2023_05_05 | 2044 | H2 Import - WC | Import | Hydrogen | PJ | Dispatch-Import | VOM | 0 | [6 empty] | 0.39012 | 0
LCP_Inputs_ON_Electric_Howarth_2023_05_05 | 2044 | H2 Import - WC | Import | Hydrogen | QC | Dispatch-Import | EmissionsCost | 0 | [6 empty] | 0.39012 | 0
LCP_Inputs_ON_Electric_Howarth_2023_05_05 | 2044 | H2 Import - WC | Import | Hydrogen | QC | Dispatch-Import | FuelCost | 0 | [6 empty] | 0.39012 | 0
LCP_Inputs_ON_Electric_Howarth_2023_05_05 | 2044 | H2 Import - WC | Import | Hydrogen | QC | Dispatch-Import | VOM | 0 | [6 empty] | 0.39012 | 0
LCP_Inputs_ON_Electric_Howarth_2023_05_05 | 2044 | H2 Import - WC | Import | Hydrogen | WC | Dispatch-Import | EmissionsCost | 0 | [6 empty] | 0.39012 | 0
LCP_Inputs_ON_Electric_Howarth_2023_05_05 | 2044 | H2 Import - WC | Import | Hydrogen | WC | Dispatch-Import | FuelCost | 264354475.5194 | [6 empty] | 0.39012 | 103130357.7391
LCP_Inputs_ON_Electric_Howarth_2023_05_05 | 2044 | H2 Import - WC | Import | Hydrogen | WC | Dispatch-Import | VOM | 0 | [6 empty] | 0.39012 | 0
LCP_Inputs_ON_Electric_Howarth_2023_05_05 | 2044 | H2 Salt Cavern Storage - ON | Storage | Hydrogen | MI | Dispatch-Storage | EmissionsCost | 0 | [6 empty] | 0.39012 | 0
LCP_Inputs_ON_Electric_Howarth_2023_05_05 | 2044 | H2 Salt Cavern Storage - ON | Storage | Hydrogen | MI | Dispatch-Storage | FuelCost | 0 | [6 empty] | 0.39012 | 0
LCP_Inputs_ON_Electric_Howarth_2023_05_05 | 2044 | H2 Salt Cavern Storage - ON | Storage | Hydrogen | MI | Dispatch-Storage | VOM | 0 | [6 empty] | 0.39012 | 0
LCP_Inputs_ON_Electric_Howarth_2023_05_05 | 2044 | H2 Salt Cavern Storage - ON | Storage | Hydrogen | NY | Dispatch-Storage | EmissionsCost | 0 | [6 empty] | 0.39012 | 0
LCP_Inputs_ON_Electric_Howarth_2023_05_05 | 2044 | H2 Salt Cavern Storage - ON | Storage | Hydrogen | NY | Dispatch-Storage | FuelCost | 0 | [6 empty] | 0.39012 | 0
LCP_Inputs_ON_Electric_Howarth_2023_05_05 | 2044 | H2 Salt Cavern Storage - ON | Storage | Hydrogen | NY | Dispatch-Storage | VOM | 0 | [6 empty] | 0.39012 | 0
LCP_Inputs_ON_Electric_Howarth_2023_05_05 | 2044 | H2 Salt Cavern Storage - ON | Storage | Hydrogen | ON | Dispatch-Storage | EmissionsCost | 0 | [6 empty] | 0.39012 | 0
LCP_Inputs_ON_Electric_Howarth_2023_05_05 | 2044 | H2 Salt Cavern Storage - ON | Storage | Hydrogen | ON | Dispatch-Storage | FuelCost | 0 | [6 empty] | 0.39012 | 0
LCP_Inputs_ON_Electric_Howarth_2023_05_05 | 2044 | H2 Salt Cavern Storage - ON | Storage | Hydrogen | ON | Dispatch-Storage | VOM | 29987486.9081 | [6 empty] | 0.39012 | 11698762.6045
LCP_Inputs_ON_Electric_Howarth_2023_05_05 | 2044 | H2 Salt Cavern Storage - ON | Storage | Hydrogen | PJ | Dispatch-Storage | EmissionsCost | 0 | [6 empty] | 0.39012 | 0
LCP_Inputs_ON_Electric_Howarth_2023_05_05 | 2044 | H2 Salt Cavern Storage - ON | Storage | Hydrogen | PJ | Dispatch-Storage | FuelCost | 0 | [6 empty] | 0.39012 | 0
LCP_Inputs_ON_Electric_Howarth_2023_05_05 | 2044 | H2 Salt Cavern Storage - ON | Storage | Hydrogen | PJ | Dispatch-Storage | VOM | 0 | [6 empty] | 0.39012 | 0
LCP_Inputs_ON_Electric_Howarth_2023_05_05 | 2044 | H2 Salt Cavern Storage - ON | Storage | Hydrogen | QC | Dispatch-Storage | EmissionsCost | 0 | [6 empty] | 0.39012 | 0
LCP_Inputs_ON_Electric_Howarth_2023_05_05 | 2044 | H2 Salt Cavern Storage - ON | Storage | Hydrogen | QC | Dispatch-Storage | FuelCost | 0 | [6 empty] | 0.39012 | 0
LCP_Inputs_ON_Electric_Howarth_2023_05_05 | 2044 | H2 Salt Cavern Storage - ON | Storage | Hydrogen | QC | Dispatch-Storage | VOM | 0 | [6 empty] | 0.39012 | 0
LCP_Inputs_ON_Electric_Howarth_2023_05_05 | 2044 | H2 Salt Cavern Storage - ON | Storage | Hydrogen | WC | Dispatch-Storage | EmissionsCost | 0 | [6 empty] | 0.39012 | 0
LCP_Inputs_ON_Electric_Howarth_2023_05_05 | 2044 | H2 Salt Cavern Storage - ON | Storage | Hydrogen | WC | Dispatch-Storage | FuelCost | 0 | [6 empty] | 0.39012 | 0
LCP_Inputs_ON_Electric_Howarth_2023_05_05 | 2044 | H2 Salt Cavern Storage - ON | Storage | Hydrogen | WC | Dispatch-Storage | VOM | 0 | [6 empty] | 0.39012 | 0
LCP_Inputs_ON_Electric_Howarth_2023_05_05 | 2044 | Hydro | Generation | Electricity | MI | Dispatch-Generation | EmissionsCost | 0 | [6 empty] | 0.39012 | 0
LCP_Inputs_ON_Electric_Howarth_2023_05_05 | 2044 | Hydro | Generation | Electricity | MI | Dispatch-Generation | FuelCost | 0 | [6 empty] | 0.39012 | 0
LCP_Inputs_ON_Electric_Howarth_2023_05_05 | 2044 | Hydro | Generation | Electricity | MI | Dispatch-Generation | VOM | 0 | [6 empty] | 0.39012 | 0
LCP_Inputs_ON_Electric_Howarth_2023_05_05 | 2044 | Hydro | Generation | Electricity | NY | Dispatch-Generation | EmissionsCost | 0 | [6 empty] | 0.39012 | 0
LCP_Inputs_ON_Electric_Howarth_2023_05_05 | 2044 | Hydro | Generation | Electricity | NY | Dispatch-Generation | FuelCost | 0 | [6 empty] | 0.39012 | 0
LCP_Inputs_ON_Electric_Howarth_2023_05_05 | 2044 | Hydro | Generation | Electricity | NY | Dispatch-Generation | VOM | 0 | [6 empty] | 0.39012 | 0
LCP_Inputs_ON_Electric_Howarth_2023_05_05 | 2044 | Hydro | Generation | Electricity | ON | Dispatch-Generation | EmissionsCost | 0 | [6 empty] | 0.39012 | 0
LCP_Inputs_ON_Electric_Howarth_2023_05_05 | 2044 | Hydro | Generation | Electricity | ON | Dispatch-Generation | FuelCost | 0 | [6 empty] | 0.39012 | 0
LCP_Inputs_ON_Electric_Howarth_2023_05_05 | 2044 | Hydro | Generation | Electricity | ON | Dispatch-Generation | VOM | 0 | [6 empty] | 0.39012 | 0
LCP_Inputs_ON_Electric_Howarth_2023_05_05 | 2044 | Hydro | Generation | Electricity | PJ | Dispatch-Generation | EmissionsCost | 0 | [6 empty] | 0.39012 | 0
LCP_Inputs_ON_Electric_Howarth_2023_05_05 | 2044 | Hydro | Generation | Electricity | PJ | Dispatch-Generation | FuelCost | 0 | [6 empty] | 0.39012 | 0
LCP_Inputs_ON_Electric_Howarth_2023_05_05 | 2044 | Hydro | Generation | Electricity | PJ | Dispatch-Generation | VOM | 0 | [6 empty] | 0.39012 | 0
LCP_Inputs_ON_Electric_Howarth_2023_05_05 | 2044 | Hydro | Generation | Electricity | QC | Dispatch-Generation | EmissionsCost | 0 | [6 empty] | 0.39012 | 0
LCP_Inputs_ON_Electric_Howarth_2023_05_05 | 2044 | Hydro | Generation | Electricity | QC | Dispatch-Generation | FuelCost | 0 | [6 empty] | 0.39012 | 0
LCP_Inputs_ON_Electric_Howarth_2023_05_05 | 2044 | Hydro | Generation | Electricity | QC | Dispatch-Generation | VOM | 0 | [6 empty] | 0.39012 | 0
LCP_Inputs_ON_Electric_Howarth_2023_05_05 | 2044 | Hydro | Generation | Electricity | WC | Dispatch-Generation | EmissionsCost | 0 | [6 empty] | 0.39012 | 0
LCP_Inputs_ON_Electric_Howarth_2023_05_05 | 2044 | Hydro | Generation | Electricity | WC | Dispatch-Generation | FuelCost | 0 | [6 empty] | 0.39012 | 0
LCP_Inputs_ON_Electric_Howarth_2023_05_05 | 2044 | Hydro | Generation | Electricity | WC | Dispatch-Generation | VOM | 0 | [6 empty] | 0.39012 | 0
LCP_Inputs_ON_Electric_Howarth_2023_05_05 | 2044 | Hydro Pumped Storage | Storage | Electricity | MI | Dispatch-Storage | EmissionsCost | 0 | [6 empty] | 0.39012 | 0
LCP_Inputs_ON_Electric_Howarth_2023_05_05 | 2044 | Hydro Pumped Storage | Storage | Electricity | MI | Dispatch-Storage | FuelCost | 0 | [6 empty] | 0.39012 | 0
LCP_Inputs_ON_Electric_Howarth_2023_05_05 | 2044 | Hydro Pumped Storage | Storage | Electricity | MI | Dispatch-Storage | VOM | 0 | [6 empty] | 0.39012 | 0
LCP_Inputs_ON_Electric_Howarth_2023_05_05 | 2044 | Hydro Pumped Storage | Storage | Electricity | NY | Dispatch-Storage | EmissionsCost | 0 | [6 empty] | 0.39012 | 0
LCP_Inputs_ON_Electric_Howarth_2023_05_05 | 2044 | Hydro Pumped Storage | Storage | Electricity | NY | Dispatch-Storage | FuelCost | 0 | [6 empty] | 0.39012 | 0
LCP_Inputs_ON_Electric_Howarth_2023_05_05 | 2044 | Hydro Pumped Storage | Storage | Electricity | NY | Dispatch-Storage | VOM | 0 | [6 empty] | 0.39012 | 0
LCP_Inputs_ON_Electric_Howarth_2023_05_05 | 2044 | Hydro Pumped Storage | Storage | Electricity | ON | Dispatch-Storage | EmissionsCost | 0 | [6 empty] | 0.39012 | 0
LCP_Inputs_ON_Electric_Howarth_2023_05_05 | 2044 | Hydro Pumped Storage | Storage | Electricity | ON | Dispatch-Storage | FuelCost | 0 | [6 empty] | 0.39012 | 0
LCP_Inputs_ON_Electric_Howarth_2023_05_05 | 2044 | Hydro Pumped Storage | Storage | Electricity | ON | Dispatch-Storage | VOM | 0 | [6 empty] | 0.39012 | 0
LCP_Inputs_ON_Electric_Howarth_2023_05_05 | 2044 | Hydro Pumped Storage | Storage | Electricity | PJ | Dispatch-Storage | EmissionsCost | 0 | [6 empty] | 0.39012 | 0
LCP_Inputs_ON_Electric_Howarth_2023_05_05 | 2044 | Hydro Pumped Storage | Storage | Electricity | PJ | Dispatch-Storage | FuelCost | 0 | [6 empty] | 0.39012 | 0
LCP_Inputs_ON_Electric_Howarth_2023_05_05 | 2044 | Hydro Pumped Storage | Storage | Electricity | PJ | Dispatch-Storage | VOM | 0 | [6 empty] | 0.39012 | 0
LCP_Inputs_ON_Electric_Howarth_2023_05_05 | 2044 | Hydro Pumped Storage | Storage | Electricity | QC | Dispatch-Storage | EmissionsCost | 0 | [6 empty] | 0.39012 | 0
LCP_Inputs_ON_Electric_Howarth_2023_05_05 | 2044 | Hydro Pumped Storage | Storage | Electricity | QC | Dispatch-Storage | FuelCost | 0 | [6 empty] | 0.39012 | 0
LCP_Inputs_ON_Electric_Howarth_2023_05_05 | 2044 | Hydro Pumped Storage | Storage | Electricity | QC | Dispatch-Storage | VOM | 0 | [6 empty] | 0.39012 | 0
LCP_Inputs_ON_Electric_Howarth_2023_05_05 | 2044 | Hydro Pumped Storage | Storage | Electricity | WC | Dispatch-Storage | EmissionsCost | 0 | [6 empty] | 0.39012 | 0
LCP_Inputs_ON_Electric_Howarth_2023_05_05 | 2044 | Hydro Pumped Storage | Storage | Electricity | WC | Dispatch-Storage | FuelCost | 0 | [6 empty] | 0.39012 | 0
LCP_Inputs_ON_Electric_Howarth_2023_05_05 | 2044 | Hydro Pumped Storage | Storage | Electricity | WC | Dispatch-Storage | VOM | 0 | [6 empty] | 0.39012 | 0
LCP_Inputs_ON_Electric_Howarth_2023_05_05 | 2044 | Nuclear | Generation | Electricity | MI | Dispatch-Generation | EmissionsCost | 0 | [6 empty] | 0.39012 | 0
LCP_Inputs_ON_Electric_Howarth_2023_05_05 | 2044 | Nuclear | Generation | Electricity | MI | Dispatch-Generation | FuelCost | 0 | [6 empty] | 0.39012 | 0
LCP_Inputs_ON_Electric_Howarth_2023_05_05 | 2044 | Nuclear | Generation | Electricity | MI | Dispatch-Generation | VOM | 2762866296.96 | [6 empty] | 0.39012 | 1077853473.1857
LCP_Inputs_ON_Electric_Howarth_2023_05_05 | 2044 | Nuclear | Generation | Electricity | NY | Dispatch-Generation | EmissionsCost | 0 | [6 empty] | 0.39012 | 0
LCP_Inputs_ON_Electric_Howarth_2023_05_05 | 2044 | Nuclear | Generation | Electricity | NY | Dispatch-Generation | FuelCost | 0 | [6 empty] | 0.39012 | 0
LCP_Inputs_ON_Electric_Howarth_2023_05_05 | 2044 | Nuclear | Generation | Electricity | NY | Dispatch-Generation | VOM | 2246155230.144 | [6 empty] | 0.39012 | 876273389.9895
LCP_Inputs_ON_Electric_Howarth_2023_05_05 | 2044 | Nuclear | Generation | Electricity | ON | Dispatch-Generation | EmissionsCost | 0 | [6 empty] | 0.39012 | 0
LCP_Inputs_ON_Electric_Howarth_2023_05_05 | 2044 | Nuclear | Generation | Electricity | ON | Dispatch-Generation | FuelCost | 0 | [6 empty] | 0.39012 | 0
LCP_Inputs_ON_Electric_Howarth_2023_05_05 | 2044 | Nuclear | Generation | Electricity | ON | Dispatch-Generation | VOM | 7838119223.6803 | [6 empty] | 0.39012 | 3057818627.6272
LCP_Inputs_ON_Electric_Howarth_2023_05_05 | 2044 | Nuclear | Generation | Electricity | PJ | Dispatch-Generation | EmissionsCost | 0 | [6 empty] | 0.39012 | 0
LCP_Inputs_ON_Electric_Howarth_2023_05_05 | 2044 | Nuclear | Generation | Electricity | PJ | Dispatch-Generation | FuelCost | 0 | [6 empty] | 0.39012 | 0
LCP_Inputs_ON_Electric_Howarth_2023_05_05 | 2044 | Nuclear | Generation | Electricity | PJ | Dispatch-Generation | VOM | 6401347648.6848 | [6 empty] | 0.39012 | 2497303182.4942
LCP_Inputs_ON_Electric_Howarth_2023_05_05 | 2044 | Nuclear | Generation | Electricity | QC | Dispatch-Generation | EmissionsCost | 0 | [6 empty] | 0.39012 | 0
LCP_Inputs_ON_Electric_Howarth_2023_05_05 | 2044 | Nuclear | Generation | Electricity | QC | Dispatch-Generation | FuelCost | 0 | [6 empty] | 0.39012 | 0
LCP_Inputs_ON_Electric_Howarth_2023_05_05 | 2044 | Nuclear | Generation | Electricity | QC | Dispatch-Generation | VOM | 0 | [6 empty] | 0.39012 | 0
LCP_Inputs_ON_Electric_Howarth_2023_05_05 | 2044 | Nuclear | Generation | Electricity | WC | Dispatch-Generation | EmissionsCost | 0 | [6 empty] | 0.39012 | 0
LCP_Inputs_ON_Electric_Howarth_2023_05_05 | 2044 | Nuclear | Generation | Electricity | WC | Dispatch-Generation | FuelCost | 0 | [6 empty] | 0.39012 | 0
LCP_Inputs_ON_Electric_Howarth_2023_05_05 | 2044 | Nuclear | Generation | Electricity | WC | Dispatch-Generation | VOM | 0 | [6 empty] | 0.39012 | 0
LCP_Inputs_ON_Electric_Howarth_2023_05_05 | 2044 | Nuclear SMR | Generation | Electricity | MI | Dispatch-Generation | EmissionsCost | 0 | [6 empty] | 0.39012 | 0
LCP_Inputs_ON_Electric_Howarth_2023_05_05 | 2044 | Nuclear SMR | Generation | Electricity | MI | Dispatch-Generation | FuelCost | 0 | [6 empty] | 0.39012 | 0
LCP_Inputs_ON_Electric_Howarth_2023_05_05 | 2044 | Nuclear SMR | Generation | Electricity | MI | Dispatch-Generation | VOM | 0 | [6 empty] | 0.39012 | 0
LCP_Inputs_ON_Electric_Howarth_2023_05_05 | 2044 | Nuclear SMR | Generation | Electricity | NY | Dispatch-Generation | EmissionsCost | 0 | [6 empty] | 0.39012 | 0
LCP_Inputs_ON_Electric_Howarth_2023_05_05 | 2044 | Nuclear SMR | Generation | Electricity | NY | Dispatch-Generation | FuelCost | 0 | [6 empty] | 0.39012 | 0
LCP_Inputs_ON_Electric_Howarth_2023_05_05 | 2044 | Nuclear SMR | Generation | Electricity | NY | Dispatch-Generation | VOM | 0 | [6 empty] | 0.39012 | 0
LCP_Inputs_ON_Electric_Howarth_2023_05_05 | 2044 | Nuclear SMR | Generation | Electricity | ON | Dispatch-Generation | EmissionsCost | 0 | [6 empty] | 0.39012 | 0
LCP_Inputs_ON_Electric_Howarth_2023_05_05 | 2044 | Nuclear SMR | Generation | Electricity | ON | Dispatch-Generation | FuelCost | 0 | [6 empty] | 0.39012 | 0
LCP_Inputs_ON_Electric_Howarth_2023_05_05 | 2044 | Nuclear SMR | Generation | Electricity | ON | Dispatch-Generation | VOM | 209027402.6763 | [6 empty] | 0.39012 | 81546078.5104
LCP_Inputs_ON_Electric_Howarth_2023_05_05 | 2044 | Nuclear SMR | Generation | Electricity | PJ | Dispatch-Generation | EmissionsCost | 0 | [6 empty] | 0.39012 | 0
LCP_Inputs_ON_Electric_Howarth_2023_05_05 | 2044 | Nuclear SMR | Generation | Electricity | PJ | Dispatch-Generation | FuelCost | 0 | [6 empty] | 0.39012 | 0
LCP_Inputs_ON_Electric_Howarth_2023_05_05 | 2044 | Nuclear SMR | Generation | Electricity | PJ | Dispatch-Generation | VOM | 0 | [6 empty] | 0.39012 | 0
LCP_Inputs_ON_Electric_Howarth_2023_05_05 | 2044 | Nuclear SMR | Generation | Electricity | QC | Dispatch-Generation | EmissionsCost | 0 | [6 empty] | 0.39012 | 0
LCP_Inputs_ON_Electric_Howarth_2023_05_05 | 2044 | Nuclear SMR | Generation | Electricity | QC | Dispatch-Generation | FuelCost | 0 | [6 empty] | 0.39012 | 0
LCP_Inputs_ON_Electric_Howarth_2023_05_05 | 2044 | Nuclear SMR | Generation | Electricity | QC | Dispatch-Generation | VOM | 0 | [6 empty] | 0.39012 | 0
LCP_Inputs_ON_Electric_Howarth_2023_05_05 | 2044 | Nuclear SMR | Generation | Electricity | WC | Dispatch-Generation | EmissionsCost | 0 | [6 empty] | 0.39012 | 0
LCP_Inputs_ON_Electric_Howarth_2023_05_05 | 2044 | Nuclear SMR | Generation | Electricity | WC | Dispatch-Generation | FuelCost | 0 | [6 empty] | 0.39012 | 0
LCP_Inputs_ON_Electric_Howarth_2023_05_05 | 2044 | Nuclear SMR | Generation | Electricity | WC | Dispatch-Generation | VOM | 0 | [6 empty] | 0.39012 | 0
LCP_Inputs_ON_Electric_Howarth_2023_05_05 | 2044 | O/CCGT - CH4 Existing | Crossload | Electricity | MI | Dispatch-Crossload | EmissionsCost | 0 | [6 empty] | 0.39012 | 0
LCP_Inputs_ON_Electric_Howarth_2023_05_05 | 2044 | O/CCGT - CH4 Existing | Crossload | Electricity | MI | Dispatch-Crossload | FuelCost | 0 | [6 empty] | 0.39012 | 0
LCP_Inputs_ON_Electric_Howarth_2023_05_05 | 2044 | O/CCGT - CH4 Existing | Crossload | Electricity | MI | Dispatch-Crossload | VOM | 0 | [6 empty] | 0.39012 | 0
LCP_Inputs_ON_Electric_Howarth_2023_05_05 | 2044 | O/CCGT - CH4 Existing | Crossload | Electricity | NY | Dispatch-Crossload | EmissionsCost | 0 | [6 empty] | 0.39012 | 0
LCP_Inputs_ON_Electric_Howarth_2023_05_05 | 2044 | O/CCGT - CH4 Existing | Crossload | Electricity | NY | Dispatch-Crossload | FuelCost | 0 | [6 empty] | 0.39012 | 0
LCP_Inputs_ON_Electric_Howarth_2023_05_05 | 2044 | O/CCGT - CH4 Existing | Crossload | Electricity | NY | Dispatch-Crossload | VOM | 0 | [6 empty] | 0.39012 | 0
LCP_Inputs_ON_Electric_Howarth_2023_05_05 | 2044 | O/CCGT - CH4 Existing | Crossload | Electricity | ON | Dispatch-Crossload | EmissionsCost | 4102217.4246 | [6 empty] | 0.39012 | 1600363.1098
LCP_Inputs_ON_Electric_Howarth_2023_05_05 | 2044 | O/CCGT - CH4 Existing | Crossload | Electricity | ON | Dispatch-Crossload | FuelCost | 0 | [6 empty] | 0.39012 | 0
LCP_Inputs_ON_Electric_Howarth_2023_05_05 | 2044 | O/CCGT - CH4 Existing | Crossload | Electricity | ON | Dispatch-Crossload | VOM | 145942.0715 | [6 empty] | 0.39012 | 56935.1361
LCP_Inputs_ON_Electric_Howarth_2023_05_05 | 2044 | O/CCGT - CH4 Existing | Crossload | Electricity | PJ | Dispatch-Crossload | EmissionsCost | 0 | [6 empty] | 0.39012 | 0
LCP_Inputs_ON_Electric_Howarth_2023_05_05 | 2044 | O/CCGT - CH4 Existing | Crossload | Electricity | PJ | Dispatch-Crossload | FuelCost | 0 | [6 empty] | 0.39012 | 0
LCP_Inputs_ON_Electric_Howarth_2023_05_05 | 2044 | O/CCGT - CH4 Existing | Crossload | Electricity | PJ | Dispatch-Crossload | VOM | 0 | [6 empty] | 0.39012 | 0
LCP_Inputs_ON_Electric_Howarth_2023_05_05 | 2044 | O/CCGT - CH4 Existing | Crossload | Electricity | QC | Dispatch-Crossload | EmissionsCost | 0 | [6 empty] | 0.39012 | 0
LCP_Inputs_ON_Electric_Howarth_2023_05_05 | 2044 | O/CCGT - CH4 Existing | Crossload | Electricity | QC | Dispatch-Crossload | FuelCost | 0 | [6 empty] | 0.39012 | 0
LCP_Inputs_ON_Electric_Howarth_2023_05_05 | 2044 | O/CCGT - CH4 Existing | Crossload | Electricity | QC | Dispatch-Crossload | VOM | 0 | [6 empty] | 0.39012 | 0
LCP_Inputs_ON_Electric_Howarth_2023_05_05 | 2044 | O/CCGT - CH4 Existing | Crossload | Electricity | WC | Dispatch-Crossload | EmissionsCost | 0 | [6 empty] | 0.39012 | 0
LCP_Inputs_ON_Electric_Howarth_2023_05_05 | 2044 | O/CCGT - CH4 Existing | Crossload | Electricity | WC | Dispatch-Crossload | FuelCost | 0 | [6 empty] | 0.39012 | 0
LCP_Inputs_ON_Electric_Howarth_2023_05_05 | 2044 | O/CCGT - CH4 Existing | Crossload | Electricity | WC | Dispatch-Crossload | VOM | 0 | [6 empty] | 0.39012 | 0
LCP_Inputs_ON_Electric_Howarth_2023_05_05 | 2044 | O/CCGT - CH4 New | Crossload | Electricity | MI | Dispatch-Crossload | EmissionsCost | 0 | [6 empty] | 0.39012 | 0
LCP_Inputs_ON_Electric_Howarth_2023_05_05 | 2044 | O/CCGT - CH4 New | Crossload | Electricity | MI | Dispatch-Crossload | FuelCost | 0 | [6 empty] | 0.39012 | 0
LCP_Inputs_ON_Electric_Howarth_2023_05_05 | 2044 | O/CCGT - CH4 New | Crossload | Electricity | MI | Dispatch-Crossload | VOM | 0 | [6 empty] | 0.39012 | 0
LCP_Inputs_ON_Electric_Howarth_2023_05_05 | 2044 | O/CCGT - CH4 New | Crossload | Electricity | NY | Dispatch-Crossload | EmissionsCost | 0 | [6 empty] | 0.39012 | 0
LCP_Inputs_ON_Electric_Howarth_2023_05_05 | 2044 | O/CCGT - CH4 New | Crossload | Electricity | NY | Dispatch-Crossload | FuelCost | 0 | [6 empty] | 0.39012 | 0
LCP_Inputs_ON_Electric_Howarth_2023_05_05 | 2044 | O/CCGT - CH4 New | Crossload | Electricity | NY | Dispatch-Crossload | VOM | 0 | [6 empty] | 0.39012 | 0
LCP_Inputs_ON_Electric_Howarth_2023_05_05 | 2044 | O/CCGT - CH4 New | Crossload | Electricity | ON | Dispatch-Crossload | EmissionsCost | 1412953.2475 | [6 empty] | 0.39012 | 551223.4041
LCP_Inputs_ON_Electric_Howarth_2023_05_05 | 2044 | O/CCGT - CH4 New | Crossload | Electricity | ON | Dispatch-Crossload | FuelCost | 0 | [6 empty] | 0.39012 | 0
LCP_Inputs_ON_Electric_Howarth_2023_05_05 | 2044 | O/CCGT - CH4 New | Crossload | Electricity | ON | Dispatch-Crossload | VOM | 50267.7704 | [6 empty] | 0.39012 | 19610.5367
LCP_Inputs_ON_Electric_Howarth_2023_05_05 | 2044 | O/CCGT - CH4 New | Crossload | Electricity | PJ | Dispatch-Crossload | EmissionsCost | 0 | [6 empty] | 0.39012 | 0
LCP_Inputs_ON_Electric_Howarth_2023_05_05 | 2044 | O/CCGT - CH4 New | Crossload | Electricity | PJ | Dispatch-Crossload | FuelCost | 0 | [6 empty] | 0.39012 | 0
LCP_Inputs_ON_Electric_Howarth_2023_05_05 | 2044 | O/CCGT - CH4 New | Crossload | Electricity | PJ | Dispatch-Crossload | VOM | 0 | [6 empty] | 0.39012 | 0
LCP_Inputs_ON_Electric_Howarth_2023_05_05 | 2044 | O/CCGT - CH4 New | Crossload | Electricity | QC | Dispatch-Crossload | EmissionsCost | 0 | [6 empty] | 0.39012 | 0
LCP_Inputs_ON_Electric_Howarth_2023_05_05 | 2044 | O/CCGT - CH4 New | Crossload | Electricity | QC | Dispatch-Crossload | FuelCost | 0 | [6 empty] | 0.39012 | 0
LCP_Inputs_ON_Electric_Howarth_2023_05_05 | 2044 | O/CCGT - CH4 New | Crossload | Electricity | QC | Dispatch-Crossload | VOM | 0 | [6 empty] | 0.39012 | 0
LCP_Inputs_ON_Electric_Howarth_2023_05_05 | 2044 | O/CCGT - CH4 New | Crossload | Electricity | WC | Dispatch-Crossload | EmissionsCost | 0 | [6 empty] | 0.39012 | 0
LCP_Inputs_ON_Electric_Howarth_2023_05_05 | 2044 | O/CCGT - CH4 New | Crossload | Electricity | WC | Dispatch-Crossload | FuelCost | 0 | [6 empty] | 0.39012 | 0
LCP_Inputs_ON_Electric_Howarth_2023_05_05 | 2044 | O/CCGT - CH4 New | Crossload | Electricity | WC | Dispatch-Crossload | VOM | 0 | [6 empty] | 0.39012 | 0
LCP_Inputs_ON_Electric_Howarth_2023_05_05 | 2044 | O/CCGT - H2 New | Crossload | Electricity | MI | Dispatch-Crossload | EmissionsCost | 0 | [6 empty] | 0.39012 | 0
LCP_Inputs_ON_Electric_Howarth_2023_05_05 | 2044 | O/CCGT - H2 New | Crossload | Electricity | MI | Dispatch-Crossload | FuelCost | 0 | [6 empty] | 0.39012 | 0
LCP_Inputs_ON_Electric_Howarth_2023_05_05 | 2044 | O/CCGT - H2 New | Crossload | Electricity | MI | Dispatch-Crossload | VOM | 0 | [6 empty] | 0.39012 | 0
LCP_Inputs_ON_Electric_Howarth_2023_05_05 | 2044 | O/CCGT - H2 New | Crossload | Electricity | NY | Dispatch-Crossload | EmissionsCost | 0 | [6 empty] | 0.39012 | 0
LCP_Inputs_ON_Electric_Howarth_2023_05_05 | 2044 | O/CCGT - H2 New | Crossload | Electricity | NY | Dispatch-Crossload | FuelCost | 0 | [6 empty] | 0.39012 | 0
LCP_Inputs_ON_Electric_Howarth_2023_05_05 | 2044 | O/CCGT - H2 New | Crossload | Electricity | NY | Dispatch-Crossload | VOM | 0 | [6 empty] | 0.39012 | 0
LCP_Inputs_ON_Electric_Howarth_2023_05_05 | 2044 | O/CCGT - H2 New | Crossload | Electricity | ON | Dispatch-Crossload | EmissionsCost | 0 | [6 empty] | 0.39012 | 0
LCP_Inputs_ON_Electric_Howarth_2023_05_05 | 2044 | O/CCGT - H2 New | Crossload | Electricity | ON | Dispatch-Crossload | FuelCost | 0 | [6 empty] | 0.39012 | 0
LCP_Inputs_ON_Electric_Howarth_2023_05_05 | 2044 | O/CCGT - H2 New | Crossload | Electricity | ON | Dispatch-Crossload | VOM | 1216577.8169 | [6 empty] | 0.39012 | 474613.1316
LCP_Inputs_ON_Electric_Howarth_2023_05_05 | 2044 | O/CCGT - H2 New | Crossload | Electricity | PJ | Dispatch-Crossload | EmissionsCost | 0 | [6 empty] | 0.39012 | 0
LCP_Inputs_ON_Electric_Howarth_2023_05_05 | 2044 | O/CCGT - H2 New | Crossload | Electricity | PJ | Dispatch-Crossload | FuelCost | 0 | [6 empty] | 0.39012 | 0
LCP_Inputs_ON_Electric_Howarth_2023_05_05 | 2044 | O/CCGT - H2 New | Crossload | Electricity | PJ | Dispatch-Crossload | VOM | 0 | [6 empty] | 0.39012 | 0
LCP_Inputs_ON_Electric_Howarth_2023_05_05 | 2044 | O/CCGT - H2 New | Crossload | Electricity | QC | Dispatch-Crossload | EmissionsCost | 0 | [6 empty] | 0.39012 | 0
LCP_Inputs_ON_Electric_Howarth_2023_05_05 | 2044 | O/CCGT - H2 New | Crossload | Electricity | QC | Dispatch-Crossload | FuelCost | 0 | [6 empty] | 0.39012 | 0
LCP_Inputs_ON_Electric_Howarth_2023_05_05 | 2044 | O/CCGT - H2 New | Crossload | Electricity | QC | Dispatch-Crossload | VOM | 0 | [6 empty] | 0.39012 | 0
LCP_Inputs_ON_Electric_Howarth_2023_05_05 | 2044 | O/CCGT - H2 New | Crossload | Electricity | WC | Dispatch-Crossload | EmissionsCost | 0 | [6 empty] | 0.39012 | 0
LCP_Inputs_ON_Electric_Howarth_2023_05_05 | 2044 | O/CCGT - H2 New | Crossload | Electricity | WC | Dispatch-Crossload | FuelCost | 0 | [6 empty] | 0.39012 | 0
LCP_Inputs_ON_Electric_Howarth_2023_05_05 | 2044 | O/CCGT - H2 New | Crossload | Electricity | WC | Dispatch-Crossload | VOM | 0 | [6 empty] | 0.39012 | 0
LCP_Inputs_ON_Electric_Howarth_2023_05_05 | 2044 | SMR CCS | Generation | Hydrogen | MI | Dispatch-Generation | EmissionsCost | 0 | [6 empty] | 0.39012 | 0
LCP_Inputs_ON_Electric_Howarth_2023_05_05 | 2044 | SMR CCS | Generation | Hydrogen | MI | Dispatch-Generation | FuelCost | 0 | [6 empty] | 0.39012 | 0
LCP_Inputs_ON_Electric_Howarth_2023_05_05 | 2044 | SMR CCS | Generation | Hydrogen | MI | Dispatch-Generation | VOM | 0 | [6 empty] | 0.39012 | 0
LCP_Inputs_ON_Electric_Howarth_2023_05_05 | 2044 | SMR CCS | Generation | Hydrogen | NY | Dispatch-Generation | EmissionsCost | 0 | [6 empty] | 0.39012 | 0
LCP_Inputs_ON_Electric_Howarth_2023_05_05 | 2044 | SMR CCS | Generation | Hydrogen | NY | Dispatch-Generation | FuelCost | 0 | [6 empty] | 0.39012 | 0
LCP_Inputs_ON_Electric_Howarth_2023_05_05 | 2044 | SMR CCS | Generation | Hydrogen | NY | Dispatch-Generation | VOM | 0 | [6 empty] | 0.39012 | 0
LCP_Inputs_ON_Electric_Howarth_2023_05_05 | 2044 | SMR CCS | Generation | Hydrogen | ON | Dispatch-Generation | EmissionsCost | 1007144.5083 | [6 empty] | 0.39012 | 392908.7005
LCP_Inputs_ON_Electric_Howarth_2023_05_05 | 2044 | SMR CCS | Generation | Hydrogen | ON | Dispatch-Generation | FuelCost | 457300.2332 | [6 empty] | 0.39012 | 178402.6412
LCP_Inputs_ON_Electric_Howarth_2023_05_05 | 2044 | SMR CCS | Generation | Hydrogen | ON | Dispatch-Generation | VOM | 0 | [6 empty] | 0.39012 | 0
LCP_Inputs_ON_Electric_Howarth_2023_05_05 | 2044 | SMR CCS | Generation | Hydrogen | PJ | Dispatch-Generation | EmissionsCost | 0 | [6 empty] | 0.39012 | 0
LCP_Inputs_ON_Electric_Howarth_2023_05_05 | 2044 | SMR CCS | Generation | Hydrogen | PJ | Dispatch-Generation | FuelCost | 0 | [6 empty] | 0.39012 | 0
LCP_Inputs_ON_Electric_Howarth_2023_05_05 | 2044 | SMR CCS | Generation | Hydrogen | PJ | Dispatch-Generation | VOM | 0 | [6 empty] | 0.39012 | 0
LCP_Inputs_ON_Electric_Howarth_2023_05_05 | 2044 | SMR CCS | Generation | Hydrogen | QC | Dispatch-Generation | EmissionsCost | 0 | [6 empty] | 0.39012 | 0
LCP_Inputs_ON_Electric_Howarth_2023_05_05 | 2044 | SMR CCS | Generation | Hydrogen | QC | Dispatch-Generation | FuelCost | 0 | [6 empty] | 0.39012 | 0
LCP_Inputs_ON_Electric_Howarth_2023_05_05 | 2044 | SMR CCS | Generation | Hydrogen | QC | Dispatch-Generation | VOM | 0 | [6 empty] | 0.39012 | 0
LCP_Inputs_ON_Electric_Howarth_2023_05_05 | 2044 | SMR CCS | Generation | Hydrogen | WC | Dispatch-Generation | EmissionsCost | 0 | [6 empty] | 0.39012 | 0
LCP_Inputs_ON_Electric_Howarth_2023_05_05 | 2044 | SMR CCS | Generation | Hydrogen | WC | Dispatch-Generation | FuelCost | 0 | [6 empty] | 0.39012 | 0
LCP_Inputs_ON_Electric_Howarth_2023_05_05 | 2044 | SMR CCS | Generation | Hydrogen | WC | Dispatch-Generation | VOM | 0 | [6 empty] | 0.39012 | 0
LCP_Inputs_ON_Electric_Howarth_2023_05_05 | 2044 | Solar PV | Generation | Electricity | MI | Dispatch-Generation | EmissionsCost | 0 | [6 empty] | 0.39012 | 0
LCP_Inputs_ON_Electric_Howarth_2023_05_05 | 2044 | Solar PV | Generation | Electricity | MI | Dispatch-Generation | FuelCost | 0 | [6 empty] | 0.39012 | 0
LCP_Inputs_ON_Electric_Howarth_2023_05_05 | 2044 | Solar PV | Generation | Electricity | MI | Dispatch-Generation | VOM | 0 | [6 empty] | 0.39012 | 0
LCP_Inputs_ON_Electric_Howarth_2023_05_05 | 2044 | Solar PV | Generation | Electricity | NY | Dispatch-Generation | EmissionsCost | 0 | [6 empty] | 0.39012 | 0
LCP_Inputs_ON_Electric_Howarth_2023_05_05 | 2044 | Solar PV | Generation | Electricity | NY | Dispatch-Generation | FuelCost | 0 | [6 empty] | 0.39012 | 0
LCP_Inputs_ON_Electric_Howarth_2023_05_05 | 2044 | Solar PV | Generation | Electricity | NY | Dispatch-Generation | VOM | 0 | [6 empty] | 0.39012 | 0
LCP_Inputs_ON_Electric_Howarth_2023_05_05 | 2044 | Solar PV | Generation | Electricity | ON | Dispatch-Generation | EmissionsCost | 0 | [6 empty] | 0.39012 | 0
LCP_Inputs_ON_Electric_Howarth_2023_05_05 | 2044 | Solar PV | Generation | Electricity | ON | Dispatch-Generation | FuelCost | 0 | [6 empty] | 0.39012 | 0
LCP_Inputs_ON_Electric_Howarth_2023_05_05 | 2044 | Solar PV | Generation | Electricity | ON | Dispatch-Generation | VOM | 0 | [6 empty] | 0.39012 | 0
LCP_Inputs_ON_Electric_Howarth_2023_05_05 | 2044 | Solar PV | Generation | Electricity | PJ | Dispatch-Generation | EmissionsCost | 0 | [6 empty] | 0.39012 | 0
LCP_Inputs_ON_Electric_Howarth_2023_05_05 | 2044 | Solar PV | Generation | Electricity | PJ | Dispatch-Generation | FuelCost | 0 | [6 empty] | 0.39012 | 0
LCP_Inputs_ON_Electric_Howarth_2023_05_05 | 2044 | Solar PV | Generation | Electricity | PJ | Dispatch-Generation | VOM | 0 | [6 empty] | 0.39012 | 0
LCP_Inputs_ON_Electric_Howarth_2023_05_05 | 2044 | Solar PV | Generation | Electricity | QC | Dispatch-Generation | EmissionsCost | 0 | [6 empty] | 0.39012 | 0
LCP_Inputs_ON_Electric_Howarth_2023_05_05 | 2044 | Solar PV | Generation | Electricity | QC | Dispatch-Generation | FuelCost | 0 | [6 empty] | 0.39012 | 0
LCP_Inputs_ON_Electric_Howarth_2023_05_05 | 2044 | Solar PV | Generation | Electricity | QC | Dispatch-Generation | VOM | 0 | [6 empty] | 0.39012 | 0
LCP_Inputs_ON_Electric_Howarth_2023_05_05 | 2044 | Solar PV | Generation | Electricity | WC | Dispatch-Generation | EmissionsCost | 0 | [6 empty] | 0.39012 | 0
LCP_Inputs_ON_Electric_Howarth_2023_05_05 | 2044 | Solar PV | Generation | Electricity | WC | Dispatch-Generation | FuelCost | 0 | [6 empty] | 0.39012 | 0
LCP_Inputs_ON_Electric_Howarth_2023_05_05 | 2044 | Solar PV | Generation | Electricity | WC | Dispatch-Generation | VOM | 0 | [6 empty] | 0.39012 | 0
LCP_Inputs_ON_Electric_Howarth_2023_05_05 | 2044 | Wind Offshore | Generation | Electricity | MI | Dispatch-Generation | EmissionsCost | 0 | [6 empty] | 0.39012 | 0
LCP_Inputs_ON_Electric_Howarth_2023_05_05 | 2044 | Wind Offshore | Generation | Electricity | MI | Dispatch-Generation | FuelCost | 0 | [6 empty] | 0.39012 | 0
LCP_Inputs_ON_Electric_Howarth_2023_05_05 | 2044 | Wind Offshore | Generation | Electricity | MI | Dispatch-Generation | VOM | 0 | [6 empty] | 0.39012 | 0
LCP_Inputs_ON_Electric_Howarth_2023_05_05 | 2044 | Wind Offshore | Generation | Electricity | NY | Dispatch-Generation | EmissionsCost | 0 | [6 empty] | 0.39012 | 0
LCP_Inputs_ON_Electric_Howarth_2023_05_05 | 2044 | Wind Offshore | Generation | Electricity | NY | Dispatch-Generation | FuelCost | 0 | [6 empty] | 0.39012 | 0
LCP_Inputs_ON_Electric_Howarth_2023_05_05 | 2044 | Wind Offshore | Generation | Electricity | NY | Dispatch-Generation | VOM | 0 | [6 empty] | 0.39012 | 0
LCP_Inputs_ON_Electric_Howarth_2023_05_05 | 2044 | Wind Offshore | Generation | Electricity | ON | Dispatch-Generation | EmissionsCost | 0 | [6 empty] | 0.39012 | 0
LCP_Inputs_ON_Electric_Howarth_2023_05_05 | 2044 | Wind Offshore | Generation | Electricity | ON | Dispatch-Generation | FuelCost | 0 | [6 empty] | 0.39012 | 0
LCP_Inputs_ON_Electric_Howarth_2023_05_05 | 2044 | Wind Offshore | Generation | Electricity | ON | Dispatch-Generation | VOM | 0 | [6 empty] | 0.39012 | 0
LCP_Inputs_ON_Electric_Howarth_2023_05_05 | 2044 | Wind Offshore | Generation | Electricity | PJ | Dispatch-Generation | EmissionsCost | 0 | [6 empty] | 0.39012 | 0
LCP_Inputs_ON_Electric_Howarth_2023_05_05 | 2044 | Wind Offshore | Generation | Electricity | PJ | Dispatch-Generation | FuelCost | 0 | [6 empty] | 0.39012 | 0
LCP_Inputs_ON_Electric_Howarth_2023_05_05 | 2044 | Wind Offshore | Generation | Electricity | PJ | Dispatch-Generation | VOM | 0 | [6 empty] | 0.39012 | 0
LCP_Inputs_ON_Electric_Howarth_2023_05_05 | 2044 | Wind Offshore | Generation | Electricity | QC | Dispatch-Generation | EmissionsCost | 0 | [6 empty] | 0.39012 | 0
LCP_Inputs_ON_Electric_Howarth_2023_05_05 | 2044 | Wind Offshore | Generation | Electricity | QC | Dispatch-Generation | FuelCost | 0 | [6 empty] | 0.39012 | 0
LCP_Inputs_ON_Electric_Howarth_2023_05_05 | 2044 | Wind Offshore | Generation | Electricity | QC | Dispatch-Generation | VOM | 0 | [6 empty] | 0.39012 | 0
LCP_Inputs_ON_Electric_Howarth_2023_05_05 | 2044 | Wind Offshore | Generation | Electricity | WC | Dispatch-Generation | EmissionsCost | 0 | [6 empty] | 0.39012 | 0
LCP_Inputs_ON_Electric_Howarth_2023_05_05 | 2044 | Wind Offshore | Generation | Electricity | WC | Dispatch-Generation | FuelCost | 0 | [6 empty] | 0.39012 | 0
LCP_Inputs_ON_Electric_Howarth_2023_05_05 | 2044 | Wind Offshore | Generation | Electricity | WC | Dispatch-Generation | VOM | 0 | [6 empty] | 0.39012 | 0
LCP_Inputs_ON_Electric_Howarth_2023_05_05 | 2044 | Wind Onshore | Generation | Electricity | MI | Dispatch-Generation | EmissionsCost | 0 | [6 empty] | 0.39012 | 0
LCP_Inputs_ON_Electric_Howarth_2023_05_05 | 2044 | Wind Onshore | Generation | Electricity | MI | Dispatch-Generation | FuelCost | 0 | [6 empty] | 0.39012 | 0
LCP_Inputs_ON_Electric_Howarth_2023_05_05 | 2044 | Wind Onshore | Generation | Electricity | MI | Dispatch-Generation | VOM | 0 | [6 empty] | 0.39012 | 0
LCP_Inputs_ON_Electric_Howarth_2023_05_05 | 2044 | Wind Onshore | Generation | Electricity | NY | Dispatch-Generation | EmissionsCost | 0 | [6 empty] | 0.39012 | 0
LCP_Inputs_ON_Electric_Howarth_2023_05_05 | 2044 | Wind Onshore | Generation | Electricity | NY | Dispatch-Generation | FuelCost | 0 | [6 empty] | 0.39012 | 0
LCP_Inputs_ON_Electric_Howarth_2023_05_05 | 2044 | Wind Onshore | Generation | Electricity | NY | Dispatch-Generation | VOM | 0 | [6 empty] | 0.39012 | 0
LCP_Inputs_ON_Electric_Howarth_2023_05_05 | 2044 | Wind Onshore | Generation | Electricity | ON | Dispatch-Generation | EmissionsCost | 0 | [6 empty] | 0.39012 | 0
LCP_Inputs_ON_Electric_Howarth_2023_05_05 | 2044 | Wind Onshore | Generation | Electricity | ON | Dispatch-Generation | FuelCost | 0 | [6 empty] | 0.39012 | 0
LCP_Inputs_ON_Electric_Howarth_2023_05_05 | 2044 | Wind Onshore | Generation | Electricity | ON | Dispatch-Generation | VOM | 0 | [6 empty] | 0.39012 | 0
LCP_Inputs_ON_Electric_Howarth_2023_05_05 | 2044 | Wind Onshore | Generation | Electricity | PJ | Dispatch-Generation | EmissionsCost | 0 | [6 empty] | 0.39012 | 0
LCP_Inputs_ON_Electric_Howarth_2023_05_05 | 2044 | Wind Onshore | Generation | Electricity | PJ | Dispatch-Generation | FuelCost | 0 | [6 empty] | 0.39012 | 0
LCP_Inputs_ON_Electric_Howarth_2023_05_05 | 2044 | Wind Onshore | Generation | Electricity | PJ | Dispatch-Generation | VOM | 0 | [6 empty] | 0.39012 | 0
LCP_Inputs_ON_Electric_Howarth_2023_05_05 | 2044 | Wind Onshore | Generation | Electricity | QC | Dispatch-Generation | EmissionsCost | 0 | [6 empty] | 0.39012 | 0
LCP_Inputs_ON_Electric_Howarth_2023_05_05 | 2044 | Wind Onshore | Generation | Electricity | QC | Dispatch-Generation | FuelCost | 0 | [6 empty] | 0.39012 | 0
LCP_Inputs_ON_Electric_Howarth_2023_05_05 | 2044 | Wind Onshore | Generation | Electricity | QC | Dispatch-Generation | VOM | 0 | [6 empty] | 0.39012 | 0
LCP_Inputs_ON_Electric_Howarth_2023_05_05 | 2044 | Wind Onshore | Generation | Electricity | WC | Dispatch-Generation | EmissionsCost | 0 | [6 empty] | 0.39012 | 0
LCP_Inputs_ON_Electric_Howarth_2023_05_05 | 2044 | Wind Onshore | Generation | Electricity | WC | Dispatch-Generation | FuelCost | 0 | [6 empty] | 0.39012 | 0
LCP_Inputs_ON_Electric_Howarth_2023_05_05 | 2044 | Wind Onshore | Generation | Electricity | WC | Dispatch-Generation | VOM | 0 | [6 empty] | 0.39012 | 0
LCP_Inputs_ON_Electric_Howarth_2023_05_05 | 2045 | Anaerobic Digestion | Generation | Methane | MI | Dispatch-Generation | EmissionsCost | 0 | [6 empty] | 0.37512 | 0
LCP_Inputs_ON_Electric_Howarth_2023_05_05 | 2045 | Anaerobic Digestion | Generation | Methane | MI | Dispatch-Generation | FuelCost | 0 | [6 empty] | 0.37512 | 0
LCP_Inputs_ON_Electric_Howarth_2023_05_05 | 2045 | Anaerobic Digestion | Generation | Methane | MI | Dispatch-Generation | VOM | 0 | [6 empty] | 0.37512 | 0
LCP_Inputs_ON_Electric_Howarth_2023_05_05 | 2045 | Anaerobic Digestion | Generation | Methane | NY | Dispatch-Generation | EmissionsCost | 0 | [6 empty] | 0.37512 | 0
LCP_Inputs_ON_Electric_Howarth_2023_05_05 | 2045 | Anaerobic Digestion | Generation | Methane | NY | Dispatch-Generation | FuelCost | 0 | [6 empty] | 0.37512 | 0
LCP_Inputs_ON_Electric_Howarth_2023_05_05 | 2045 | Anaerobic Digestion | Generation | Methane | NY | Dispatch-Generation | VOM | 0 | [6 empty] | 0.37512 | 0
LCP_Inputs_ON_Electric_Howarth_2023_05_05 | 2045 | Anaerobic Digestion | Generation | Methane | ON | Dispatch-Generation | EmissionsCost | 4244873.9669 | [6 empty] | 0.37512 | 1592323.5484
LCP_Inputs_ON_Electric_Howarth_2023_05_05 | 2045 | Anaerobic Digestion | Generation | Methane | ON | Dispatch-Generation | FuelCost | 0 | [6 empty] | 0.37512 | 0
LCP_Inputs_ON_Electric_Howarth_2023_05_05 | 2045 | Anaerobic Digestion | Generation | Methane | ON | Dispatch-Generation | VOM | 1125040000 | [6 empty] | 0.37512 | 422021407.2078
LCP_Inputs_ON_Electric_Howarth_2023_05_05 | 2045 | Anaerobic Digestion | Generation | Methane | PJ | Dispatch-Generation | EmissionsCost | 0 | [6 empty] | 0.37512 | 0
LCP_Inputs_ON_Electric_Howarth_2023_05_05 | 2045 | Anaerobic Digestion | Generation | Methane | PJ | Dispatch-Generation | FuelCost | 0 | [6 empty] | 0.37512 | 0
LCP_Inputs_ON_Electric_Howarth_2023_05_05 | 2045 | Anaerobic Digestion | Generation | Methane | PJ | Dispatch-Generation | VOM | 0 | [6 empty] | 0.37512 | 0
LCP_Inputs_ON_Electric_Howarth_2023_05_05 | 2045 | Anaerobic Digestion | Generation | Methane | QC | Dispatch-Generation | EmissionsCost | 0 | [6 empty] | 0.37512 | 0
LCP_Inputs_ON_Electric_Howarth_2023_05_05 | 2045 | Anaerobic Digestion | Generation | Methane | QC | Dispatch-Generation | FuelCost | 0 | [6 empty] | 0.37512 | 0
LCP_Inputs_ON_Electric_Howarth_2023_05_05 | 2045 | Anaerobic Digestion | Generation | Methane | QC | Dispatch-Generation | VOM | 0 | [6 empty] | 0.37512 | 0
LCP_Inputs_ON_Electric_Howarth_2023_05_05 | 2045 | Anaerobic Digestion | Generation | Methane | WC | Dispatch-Generation | EmissionsCost | 0 | [6 empty] | 0.37512 | 0
LCP_Inputs_ON_Electric_Howarth_2023_05_05 | 2045 | Anaerobic Digestion | Generation | Methane | WC | Dispatch-Generation | FuelCost | 0 | [6 empty] | 0.37512 | 0
LCP_Inputs_ON_Electric_Howarth_2023_05_05 | 2045 | Anaerobic Digestion | Generation | Methane | WC | Dispatch-Generation | VOM | 0 | [6 empty] | 0.37512 | 0
LCP_Inputs_ON_Electric_Howarth_2023_05_05 | 2045 | Battery Storage | Storage | Electricity | MI | Dispatch-Storage | EmissionsCost | 0 | [6 empty] | 0.37512 | 0
LCP_Inputs_ON_Electric_Howarth_2023_05_05 | 2045 | Battery Storage | Storage | Electricity | MI | Dispatch-Storage | FuelCost | 0 | [6 empty] | 0.37512 | 0
LCP_Inputs_ON_Electric_Howarth_2023_05_05 | 2045 | Battery Storage | Storage | Electricity | MI | Dispatch-Storage | VOM | 0 | [6 empty] | 0.37512 | 0
LCP_Inputs_ON_Electric_Howarth_2023_05_05 | 2045 | Battery Storage | Storage | Electricity | NY | Dispatch-Storage | EmissionsCost | 0 | [6 empty] | 0.37512 | 0
LCP_Inputs_ON_Electric_Howarth_2023_05_05 | 2045 | Battery Storage | Storage | Electricity | NY | Dispatch-Storage | FuelCost | 0 | [6 empty] | 0.37512 | 0
LCP_Inputs_ON_Electric_Howarth_2023_05_05 | 2045 | Battery Storage | Storage | Electricity | NY | Dispatch-Storage | VOM | 0 | [6 empty] | 0.37512 | 0
LCP_Inputs_ON_Electric_Howarth_2023_05_05 | 2045 | Battery Storage | Storage | Electricity | ON | Dispatch-Storage | EmissionsCost | 0 | [6 empty] | 0.37512 | 0
LCP_Inputs_ON_Electric_Howarth_2023_05_05 | 2045 | Battery Storage | Storage | Electricity | ON | Dispatch-Storage | FuelCost | 0 | [6 empty] | 0.37512 | 0
LCP_Inputs_ON_Electric_Howarth_2023_05_05 | 2045 | Battery Storage | Storage | Electricity | ON | Dispatch-Storage | VOM | 0 | [6 empty] | 0.37512 | 0
LCP_Inputs_ON_Electric_Howarth_2023_05_05 | 2045 | Battery Storage | Storage | Electricity | PJ | Dispatch-Storage | EmissionsCost | 0 | [6 empty] | 0.37512 | 0
LCP_Inputs_ON_Electric_Howarth_2023_05_05 | 2045 | Battery Storage | Storage | Electricity | PJ | Dispatch-Storage | FuelCost | 0 | [6 empty] | 0.37512 | 0
LCP_Inputs_ON_Electric_Howarth_2023_05_05 | 2045 | Battery Storage | Storage | Electricity | PJ | Dispatch-Storage | VOM | 0 | [6 empty] | 0.37512 | 0
LCP_Inputs_ON_Electric_Howarth_2023_05_05 | 2045 | Battery Storage | Storage | Electricity | QC | Dispatch-Storage | EmissionsCost | 0 | [6 empty] | 0.37512 | 0
LCP_Inputs_ON_Electric_Howarth_2023_05_05 | 2045 | Battery Storage | Storage | Electricity | QC | Dispatch-Storage | FuelCost | 0 | [6 empty] | 0.37512 | 0
LCP_Inputs_ON_Electric_Howarth_2023_05_05 | 2045 | Battery Storage | Storage | Electricity | QC | Dispatch-Storage | VOM | 0 | [6 empty] | 0.37512 | 0
LCP_Inputs_ON_Electric_Howarth_2023_05_05 | 2045 | Battery Storage | Storage | Electricity | WC | Dispatch-Storage | EmissionsCost | 0 | [6 empty] | 0.37512 | 0
LCP_Inputs_ON_Electric_Howarth_2023_05_05 | 2045 | Battery Storage | Storage | Electricity | WC | Dispatch-Storage | FuelCost | 0 | [6 empty] | 0.37512 | 0
LCP_Inputs_ON_Electric_Howarth_2023_05_05 | 2045 | Battery Storage | Storage | Electricity | WC | Dispatch-Storage | VOM | 0 | [6 empty] | 0.37512 | 0
LCP_Inputs_ON_Electric_Howarth_2023_05_05 | 2045 | Biomass | Generation | Electricity | MI | Dispatch-Generation | EmissionsCost | 0 | [6 empty] | 0.37512 | 0
LCP_Inputs_ON_Electric_Howarth_2023_05_05 | 2045 | Biomass | Generation | Electricity | MI | Dispatch-Generation | FuelCost | 0 | [6 empty] | 0.37512 | 0
LCP_Inputs_ON_Electric_Howarth_2023_05_05 | 2045 | Biomass | Generation | Electricity | MI | Dispatch-Generation | VOM | 0 | [6 empty] | 0.37512 | 0
LCP_Inputs_ON_Electric_Howarth_2023_05_05 | 2045 | Biomass | Generation | Electricity | NY | Dispatch-Generation | EmissionsCost | 0 | [6 empty] | 0.37512 | 0
LCP_Inputs_ON_Electric_Howarth_2023_05_05 | 2045 | Biomass | Generation | Electricity | NY | Dispatch-Generation | FuelCost | 0 | [6 empty] | 0.37512 | 0
LCP_Inputs_ON_Electric_Howarth_2023_05_05 | 2045 | Biomass | Generation | Electricity | NY | Dispatch-Generation | VOM | 0 | [6 empty] | 0.37512 | 0
LCP_Inputs_ON_Electric_Howarth_2023_05_05 | 2045 | Biomass | Generation | Electricity | ON | Dispatch-Generation | EmissionsCost | 0 | [6 empty] | 0.37512 | 0
LCP_Inputs_ON_Electric_Howarth_2023_05_05 | 2045 | Biomass | Generation | Electricity | ON | Dispatch-Generation | FuelCost | 2449112.7273 | [6 empty] | 0.37512 | 918703.3346
LCP_Inputs_ON_Electric_Howarth_2023_05_05 | 2045 | Biomass | Generation | Electricity | ON | Dispatch-Generation | VOM | 31430.28 | [6 empty] | 0.37512 | 11790.0261
LCP_Inputs_ON_Electric_Howarth_2023_05_05 | 2045 | Biomass | Generation | Electricity | PJ | Dispatch-Generation | EmissionsCost | 0 | [6 empty] | 0.37512 | 0
LCP_Inputs_ON_Electric_Howarth_2023_05_05 | 2045 | Biomass | Generation | Electricity | PJ | Dispatch-Generation | FuelCost | 0 | [6 empty] | 0.37512 | 0
LCP_Inputs_ON_Electric_Howarth_2023_05_05 | 2045 | Biomass | Generation | Electricity | PJ | Dispatch-Generation | VOM | 0 | [6 empty] | 0.37512 | 0
LCP_Inputs_ON_Electric_Howarth_2023_05_05 | 2045 | Biomass | Generation | Electricity | QC | Dispatch-Generation | EmissionsCost | 0 | [6 empty] | 0.37512 | 0
LCP_Inputs_ON_Electric_Howarth_2023_05_05 | 2045 | Biomass | Generation | Electricity | QC | Dispatch-Generation | FuelCost | 128334.5455 | [6 empty] | 0.37512 | 48140.4443
LCP_Inputs_ON_Electric_Howarth_2023_05_05 | 2045 | Biomass | Generation | Electricity | QC | Dispatch-Generation | VOM | 1646.96 | [6 empty] | 0.37512 | 617.8024
LCP_Inputs_ON_Electric_Howarth_2023_05_05 | 2045 | Biomass | Generation | Electricity | WC | Dispatch-Generation | EmissionsCost | 0 | [6 empty] | 0.37512 | 0
LCP_Inputs_ON_Electric_Howarth_2023_05_05 | 2045 | Biomass | Generation | Electricity | WC | Dispatch-Generation | FuelCost | 0 | [6 empty] | 0.37512 | 0
LCP_Inputs_ON_Electric_Howarth_2023_05_05 | 2045 | Biomass | Generation | Electricity | WC | Dispatch-Generation | VOM | 0 | [6 empty] | 0.37512 | 0
LCP_Inputs_ON_Electric_Howarth_2023_05_05 | 2045 | Biomass + CCS | Generation | Electricity | MI | Dispatch-Generation | EmissionsCost | 0 | [6 empty] | 0.37512 | 0
LCP_Inputs_ON_Electric_Howarth_2023_05_05 | 2045 | Biomass + CCS | Generation | Electricity | MI | Dispatch-Generation | FuelCost | 0 | [6 empty] | 0.37512 | 0
LCP_Inputs_ON_Electric_Howarth_2023_05_05 | 2045 | Biomass + CCS | Generation | Electricity | MI | Dispatch-Generation | VOM | 0 | [6 empty] | 0.37512 | 0
LCP_Inputs_ON_Electric_Howarth_2023_05_05 | 2045 | Biomass + CCS | Generation | Electricity | NY | Dispatch-Generation | EmissionsCost | 0 | [6 empty] | 0.37512 | 0
LCP_Inputs_ON_Electric_Howarth_2023_05_05 | 2045 | Biomass + CCS | Generation | Electricity | NY | Dispatch-Generation | FuelCost | 0 | [6 empty] | 0.37512 | 0
LCP_Inputs_ON_Electric_Howarth_2023_05_05 | 2045 | Biomass + CCS | Generation | Electricity | NY | Dispatch-Generation | VOM | 0 | [6 empty] | 0.37512 | 0
LCP_Inputs_ON_Electric_Howarth_2023_05_05 | 2045 | Biomass + CCS | Generation | Electricity | ON | Dispatch-Generation | EmissionsCost | -566815549.8142 | [6 empty] | 0.37512 | -212622036.5141
LCP_Inputs_ON_Electric_Howarth_2023_05_05 | 2045 | Biomass + CCS | Generation | Electricity | ON | Dispatch-Generation | FuelCost | 456060730.9091 | [6 empty] | 0.37512 | 171076043.0122
LCP_Inputs_ON_Electric_Howarth_2023_05_05 | 2045 | Biomass + CCS | Generation | Electricity | ON | Dispatch-Generation | VOM | 3546136.7278 | [6 empty] | 0.37512 | 1330215.4697
LCP_Inputs_ON_Electric_Howarth_2023_05_05 | 2045 | Biomass + CCS | Generation | Electricity | PJ | Dispatch-Generation | EmissionsCost | 0 | [6 empty] | 0.37512 | 0
LCP_Inputs_ON_Electric_Howarth_2023_05_05 | 2045 | Biomass + CCS | Generation | Electricity | PJ | Dispatch-Generation | FuelCost | 0 | [6 empty] | 0.37512 | 0
LCP_Inputs_ON_Electric_Howarth_2023_05_05 | 2045 | Biomass + CCS | Generation | Electricity | PJ | Dispatch-Generation | VOM | 0 | [6 empty] | 0.37512 | 0
LCP_Inputs_ON_Electric_Howarth_2023_05_05 | 2045 | Biomass + CCS | Generation | Electricity | QC | Dispatch-Generation | EmissionsCost | 0 | [6 empty] | 0.37512 | 0
LCP_Inputs_ON_Electric_Howarth_2023_05_05 | 2045 | Biomass + CCS | Generation | Electricity | QC | Dispatch-Generation | FuelCost | 0 | [6 empty] | 0.37512 | 0
LCP_Inputs_ON_Electric_Howarth_2023_05_05 | 2045 | Biomass + CCS | Generation | Electricity | QC | Dispatch-Generation | VOM | 0 | [6 empty] | 0.37512 | 0
LCP_Inputs_ON_Electric_Howarth_2023_05_05 | 2045 | Biomass + CCS | Generation | Electricity | WC | Dispatch-Generation | EmissionsCost | 0 | [6 empty] | 0.37512 | 0
LCP_Inputs_ON_Electric_Howarth_2023_05_05 | 2045 | Biomass + CCS | Generation | Electricity | WC | Dispatch-Generation | FuelCost | 0 | [6 empty] | 0.37512 | 0
LCP_Inputs_ON_Electric_Howarth_2023_05_05 | 2045 | Biomass + CCS | Generation | Electricity | WC | Dispatch-Generation | VOM | 0 | [6 empty] | 0.37512 | 0
LCP_Inputs_ON_Electric_Howarth_2023_05_05 | 2045 | CH4 + CCS | Generation | Methane | MI | Dispatch-Generation | EmissionsCost | 0 | [6 empty] | 0.37512 | 0
LCP_Inputs_ON_Electric_Howarth_2023_05_05 | 2045 | CH4 + CCS | Generation | Methane | MI | Dispatch-Generation | FuelCost | 0 | [6 empty] | 0.37512 | 0
LCP_Inputs_ON_Electric_Howarth_2023_05_05 | 2045 | CH4 + CCS | Generation | Methane | MI | Dispatch-Generation | VOM | 0 | [6 empty] | 0.37512 | 0
LCP_Inputs_ON_Electric_Howarth_2023_05_05 | 2045 | CH4 + CCS | Generation | Methane | NY | Dispatch-Generation | EmissionsCost | 0 | [6 empty] | 0.37512 | 0
LCP_Inputs_ON_Electric_Howarth_2023_05_05 | 2045 | CH4 + CCS | Generation | Methane | NY | Dispatch-Generation | FuelCost | 0 | [6 empty] | 0.37512 | 0
LCP_Inputs_ON_Electric_Howarth_2023_05_05 | 2045 | CH4 + CCS | Generation | Methane | NY | Dispatch-Generation | VOM | 0 | [6 empty] | 0.37512 | 0
LCP_Inputs_ON_Electric_Howarth_2023_05_05 | 2045 | CH4 + CCS | Generation | Methane | ON | Dispatch-Generation | EmissionsCost | 84395478.3721 | [6 empty] | 0.37512 | 31658161.9716
LCP_Inputs_ON_Electric_Howarth_2023_05_05 | 2045 | CH4 + CCS | Generation | Methane | ON | Dispatch-Generation | FuelCost | 271488076.3116 | [6 empty] | 0.37512 | 101839739.0361
LCP_Inputs_ON_Electric_Howarth_2023_05_05 | 2045 | CH4 + CCS | Generation | Methane | ON | Dispatch-Generation | VOM | 25812098.3333 | [6 empty] | 0.37512 | 9682551.7863
LCP_Inputs_ON_Electric_Howarth_2023_05_05 | 2045 | CH4 + CCS | Generation | Methane | PJ | Dispatch-Generation | EmissionsCost | 0 | [6 empty] | 0.37512 | 0
LCP_Inputs_ON_Electric_Howarth_2023_05_05 | 2045 | CH4 + CCS | Generation | Methane | PJ | Dispatch-Generation | FuelCost | 0 | [6 empty] | 0.37512 | 0
LCP_Inputs_ON_Electric_Howarth_2023_05_05 | 2045 | CH4 + CCS | Generation | Methane | PJ | Dispatch-Generation | VOM | 0 | [6 empty] | 0.37512 | 0
LCP_Inputs_ON_Electric_Howarth_2023_05_05 | 2045 | CH4 + CCS | Generation | Methane | QC | Dispatch-Generation | EmissionsCost | 0 | [6 empty] | 0.37512 | 0
LCP_Inputs_ON_Electric_Howarth_2023_05_05 | 2045 | CH4 + CCS | Generation | Methane | QC | Dispatch-Generation | FuelCost | 0 | [6 empty] | 0.37512 | 0
LCP_Inputs_ON_Electric_Howarth_2023_05_05 | 2045 | CH4 + CCS | Generation | Methane | QC | Dispatch-Generation | VOM | 0 | [6 empty] | 0.37512 | 0
LCP_Inputs_ON_Electric_Howarth_2023_05_05 | 2045 | CH4 + CCS | Generation | Methane | WC | Dispatch-Generation | EmissionsCost | 0 | [6 empty] | 0.37512 | 0
LCP_Inputs_ON_Electric_Howarth_2023_05_05 | 2045 | CH4 + CCS | Generation | Methane | WC | Dispatch-Generation | FuelCost | 0 | [6 empty] | 0.37512 | 0
LCP_Inputs_ON_Electric_Howarth_2023_05_05 | 2045 | CH4 + CCS | Generation | Methane | WC | Dispatch-Generation | VOM | 0 | [6 empty] | 0.37512 | 0
LCP_Inputs_ON_Electric_Howarth_2023_05_05 | 2045 | CH4 Import - NY 2020 | Import | Methane | MI | Dispatch-Import | EmissionsCost | 0 | [6 empty] | 0.37512 | 0
LCP_Inputs_ON_Electric_Howarth_2023_05_05 | 2045 | CH4 Import - NY 2020 | Import | Methane | MI | Dispatch-Import | FuelCost | 0 | [6 empty] | 0.37512 | 0
LCP_Inputs_ON_Electric_Howarth_2023_05_05 | 2045 | CH4 Import - NY 2020 | Import | Methane | MI | Dispatch-Import | VOM | 0 | [6 empty] | 0.37512 | 0
LCP_Inputs_ON_Electric_Howarth_2023_05_05 | 2045 | CH4 Import - NY 2020 | Import | Methane | NY | Dispatch-Import | EmissionsCost | 0 | [6 empty] | 0.37512 | 0
LCP_Inputs_ON_Electric_Howarth_2023_05_05 | 2045 | CH4 Import - NY 2020 | Import | Methane | NY | Dispatch-Import | FuelCost | 0 | [6 empty] | 0.37512 | 0
LCP_Inputs_ON_Electric_Howarth_2023_05_05 | 2045 | CH4 Import - NY 2020 | Import | Methane | NY | Dispatch-Import | VOM | 0 | [6 empty] | 0.37512 | 0
LCP_Inputs_ON_Electric_Howarth_2023_05_05 | 2045 | CH4 Import - NY 2020 | Import | Methane | ON | Dispatch-Import | EmissionsCost | 0 | [6 empty] | 0.37512 | 0
LCP_Inputs_ON_Electric_Howarth_2023_05_05 | 2045 | CH4 Import - NY 2020 | Import | Methane | ON | Dispatch-Import | FuelCost | 0 | [6 empty] | 0.37512 | 0
LCP_Inputs_ON_Electric_Howarth_2023_05_05 | 2045 | CH4 Import - NY 2020 | Import | Methane | ON | Dispatch-Import | VOM | 0 | [6 empty] | 0.37512 | 0
LCP_Inputs_ON_Electric_Howarth_2023_05_05 | 2045 | CH4 Import - NY 2020 | Import | Methane | PJ | Dispatch-Import | EmissionsCost | 0 | [6 empty] | 0.37512 | 0
LCP_Inputs_ON_Electric_Howarth_2023_05_05 | 2045 | CH4 Import - NY 2020 | Import | Methane | PJ | Dispatch-Import | FuelCost | 0 | [6 empty] | 0.37512 | 0
LCP_Inputs_ON_Electric_Howarth_2023_05_05 | 2045 | CH4 Import - NY 2020 | Import | Methane | PJ | Dispatch-Import | VOM | 0 | [6 empty] | 0.37512 | 0
LCP_Inputs_ON_Electric_Howarth_2023_05_05 | 2045 | CH4 Import - NY 2020 | Import | Methane | QC | Dispatch-Import | EmissionsCost | 0 | [6 empty] | 0.37512 | 0
LCP_Inputs_ON_Electric_Howarth_2023_05_05 | 2045 | CH4 Import - NY 2020 | Import | Methane | QC | Dispatch-Import | FuelCost | 0 | [6 empty] | 0.37512 | 0
LCP_Inputs_ON_Electric_Howarth_2023_05_05 | 2045 | CH4 Import - NY 2020 | Import | Methane | QC | Dispatch-Import | VOM | 0 | [6 empty] | 0.37512 | 0
LCP_Inputs_ON_Electric_Howarth_2023_05_05 | 2045 | CH4 Import - NY 2020 | Import | Methane | WC | Dispatch-Import | EmissionsCost | 0 | [6 empty] | 0.37512 | 0
LCP_Inputs_ON_Electric_Howarth_2023_05_05 | 2045 | CH4 Import - NY 2020 | Import | Methane | WC | Dispatch-Import | FuelCost | 0 | [6 empty] | 0.37512 | 0
LCP_Inputs_ON_Electric_Howarth_2023_05_05 | 2045 | CH4 Import - NY 2020 | Import | Methane | WC | Dispatch-Import | VOM | 0 | [6 empty] | 0.37512 | 0
LCP_Inputs_ON_Electric_Howarth_2023_05_05 | 2045 | CH4 Import - NY 2030 | Import | Methane | MI | Dispatch-Import | EmissionsCost | 0 | [6 empty] | 0.37512 | 0
LCP_Inputs_ON_Electric_Howarth_2023_05_05 | 2045 | CH4 Import - NY 2030 | Import | Methane | MI | Dispatch-Import | FuelCost | 0 | [6 empty] | 0.37512 | 0
LCP_Inputs_ON_Electric_Howarth_2023_05_05 | 2045 | CH4 Import - NY 2030 | Import | Methane | MI | Dispatch-Import | VOM | 0 | [6 empty] | 0.37512 | 0
LCP_Inputs_ON_Electric_Howarth_2023_05_05 | 2045 | CH4 Import - NY 2030 | Import | Methane | NY | Dispatch-Import | EmissionsCost | 0 | [6 empty] | 0.37512 | 0
LCP_Inputs_ON_Electric_Howarth_2023_05_05 | 2045 | CH4 Import - NY 2030 | Import | Methane | NY | Dispatch-Import | FuelCost | 0 | [6 empty] | 0.37512 | 0
LCP_Inputs_ON_Electric_Howarth_2023_05_05 | 2045 | CH4 Import - NY 2030 | Import | Methane | NY | Dispatch-Import | VOM | 0 | [6 empty] | 0.37512 | 0
LCP_Inputs_ON_Electric_Howarth_2023_05_05 | 2045 | CH4 Import - NY 2030 | Import | Methane | ON | Dispatch-Import | EmissionsCost | 0 | [6 empty] | 0.37512 | 0
LCP_Inputs_ON_Electric_Howarth_2023_05_05 | 2045 | CH4 Import - NY 2030 | Import | Methane | ON | Dispatch-Import | FuelCost | 0 | [6 empty] | 0.37512 | 0
LCP_Inputs_ON_Electric_Howarth_2023_05_05 | 2045 | CH4 Import - NY 2030 | Import | Methane | ON | Dispatch-Import | VOM | 0 | [6 empty] | 0.37512 | 0
LCP_Inputs_ON_Electric_Howarth_2023_05_05 | 2045 | CH4 Import - NY 2030 | Import | Methane | PJ | Dispatch-Import | EmissionsCost | 0 | [6 empty] | 0.37512 | 0
LCP_Inputs_ON_Electric_Howarth_2023_05_05 | 2045 | CH4 Import - NY 2030 | Import | Methane | PJ | Dispatch-Import | FuelCost | 0 | [6 empty] | 0.37512 | 0
LCP_Inputs_ON_Electric_Howarth_2023_05_05 | 2045 | CH4 Import - NY 2030 | Import | Methane | PJ | Dispatch-Import | VOM | 0 | [6 empty] | 0.37512 | 0
LCP_Inputs_ON_Electric_Howarth_2023_05_05 | 2045 | CH4 Import - NY 2030 | Import | Methane | QC | Dispatch-Import | EmissionsCost | 0 | [6 empty] | 0.37512 | 0
LCP_Inputs_ON_Electric_Howarth_2023_05_05 | 2045 | CH4 Import - NY 2030 | Import | Methane | QC | Dispatch-Import | FuelCost | 0 | [6 empty] | 0.37512 | 0
LCP_Inputs_ON_Electric_Howarth_2023_05_05 | 2045 | CH4 Import - NY 2030 | Import | Methane | QC | Dispatch-Import | VOM | 0 | [6 empty] | 0.37512 | 0
LCP_Inputs_ON_Electric_Howarth_2023_05_05 | 2045 | CH4 Import - NY 2030 | Import | Methane | WC | Dispatch-Import | EmissionsCost | 0 | [6 empty] | 0.37512 | 0
LCP_Inputs_ON_Electric_Howarth_2023_05_05 | 2045 | CH4 Import - NY 2030 | Import | Methane | WC | Dispatch-Import | FuelCost | 0 | [6 empty] | 0.37512 | 0
LCP_Inputs_ON_Electric_Howarth_2023_05_05 | 2045 | CH4 Import - NY 2030 | Import | Methane | WC | Dispatch-Import | VOM | 0 | [6 empty] | 0.37512 | 0
LCP_Inputs_ON_Electric_Howarth_2023_05_05 | 2045 | CH4 Import - NY 2040 | Import | Methane | MI | Dispatch-Import | EmissionsCost | 0 | [6 empty] | 0.37512 | 0
LCP_Inputs_ON_Electric_Howarth_2023_05_05 | 2045 | CH4 Import - NY 2040 | Import | Methane | MI | Dispatch-Import | FuelCost | 0 | [6 empty] | 0.37512 | 0
LCP_Inputs_ON_Electric_Howarth_2023_05_05 | 2045 | CH4 Import - NY 2040 | Import | Methane | MI | Dispatch-Import | VOM | 0 | [6 empty] | 0.37512 | 0
LCP_Inputs_ON_Electric_Howarth_2023_05_05 | 2045 | CH4 Import - NY 2040 | Import | Methane | NY | Dispatch-Import | EmissionsCost | 2422180073.5024 | [6 empty] | 0.37512 | 908600443.6555
LCP_Inputs_ON_Electric_Howarth_2023_05_05 | 2045 | CH4 Import - NY 2040 | Import | Methane | NY | Dispatch-Import | FuelCost | 758346581.876 | [6 empty] | 0.37512 | 284468544.7935
LCP_Inputs_ON_Electric_Howarth_2023_05_05 | 2045 | CH4 Import - NY 2040 | Import | Methane | NY | Dispatch-Import | VOM | 0 | [6 empty] | 0.37512 | 0
LCP_Inputs_ON_Electric_Howarth_2023_05_05 | 2045 | CH4 Import - NY 2040 | Import | Methane | ON | Dispatch-Import | EmissionsCost | 0 | [6 empty] | 0.37512 | 0
LCP_Inputs_ON_Electric_Howarth_2023_05_05 | 2045 | CH4 Import - NY 2040 | Import | Methane | ON | Dispatch-Import | FuelCost | 0 | [6 empty] | 0.37512 | 0
LCP_Inputs_ON_Electric_Howarth_2023_05_05 | 2045 | CH4 Import - NY 2040 | Import | Methane | ON | Dispatch-Import | VOM | 0 | [6 empty] | 0.37512 | 0
LCP_Inputs_ON_Electric_Howarth_2023_05_05 | 2045 | CH4 Import - NY 2040 | Import | Methane | PJ | Dispatch-Import | EmissionsCost | 0 | [6 empty] | 0.37512 | 0
LCP_Inputs_ON_Electric_Howarth_2023_05_05 | 2045 | CH4 Import - NY 2040 | Import | Methane | PJ | Dispatch-Import | FuelCost | 0 | [6 empty] | 0.37512 | 0
LCP_Inputs_ON_Electric_Howarth_2023_05_05 | 2045 | CH4 Import - NY 2040 | Import | Methane | PJ | Dispatch-Import | VOM | 0 | [6 empty] | 0.37512 | 0
LCP_Inputs_ON_Electric_Howarth_2023_05_05 | 2045 | CH4 Import - NY 2040 | Import | Methane | QC | Dispatch-Import | EmissionsCost | 0 | [6 empty] | 0.37512 | 0
LCP_Inputs_ON_Electric_Howarth_2023_05_05 | 2045 | CH4 Import - NY 2040 | Import | Methane | QC | Dispatch-Import | FuelCost | 0 | [6 empty] | 0.37512 | 0
LCP_Inputs_ON_Electric_Howarth_2023_05_05 | 2045 | CH4 Import - NY 2040 | Import | Methane | QC | Dispatch-Import | VOM | 0 | [6 empty] | 0.37512 | 0
LCP_Inputs_ON_Electric_Howarth_2023_05_05 | 2045 | CH4 Import - NY 2040 | Import | Methane | WC | Dispatch-Import | EmissionsCost | 0 | [6 empty] | 0.37512 | 0
LCP_Inputs_ON_Electric_Howarth_2023_05_05 | 2045 | CH4 Import - NY 2040 | Import | Methane | WC | Dispatch-Import | FuelCost | 0 | [6 empty] | 0.37512 | 0
LCP_Inputs_ON_Electric_Howarth_2023_05_05 | 2045 | CH4 Import - NY 2040 | Import | Methane | WC | Dispatch-Import | VOM | 0 | [6 empty] | 0.37512 | 0
LCP_Inputs_ON_Electric_Howarth_2023_05_05 | 2045 | CH4 Import - NY 2050 | Import | Methane | MI | Dispatch-Import | EmissionsCost | 0 | [6 empty] | 0.37512 | 0
LCP_Inputs_ON_Electric_Howarth_2023_05_05 | 2045 | CH4 Import - NY 2050 | Import | Methane | MI | Dispatch-Import | FuelCost | 0 | [6 empty] | 0.37512 | 0
LCP_Inputs_ON_Electric_Howarth_2023_05_05 | 2045 | CH4 Import - NY 2050 | Import | Methane | MI | Dispatch-Import | VOM | 0 | [6 empty] | 0.37512 | 0
LCP_Inputs_ON_Electric_Howarth_2023_05_05 | 2045 | CH4 Import - NY 2050 | Import | Methane | NY | Dispatch-Import | EmissionsCost | 0 | [6 empty] | 0.37512 | 0
LCP_Inputs_ON_Electric_Howarth_2023_05_05 | 2045 | CH4 Import - NY 2050 | Import | Methane | NY | Dispatch-Import | FuelCost | 0 | [6 empty] | 0.37512 | 0
LCP_Inputs_ON_Electric_Howarth_2023_05_05 | 2045 | CH4 Import - NY 2050 | Import | Methane | NY | Dispatch-Import | VOM | 0 | [6 empty] | 0.37512 | 0
LCP_Inputs_ON_Electric_Howarth_2023_05_05 | 2045 | CH4 Import - NY 2050 | Import | Methane | ON | Dispatch-Import | EmissionsCost | 0 | [6 empty] | 0.37512 | 0
LCP_Inputs_ON_Electric_Howarth_2023_05_05 | 2045 | CH4 Import - NY 2050 | Import | Methane | ON | Dispatch-Import | FuelCost | 0 | [6 empty] | 0.37512 | 0
LCP_Inputs_ON_Electric_Howarth_2023_05_05 | 2045 | CH4 Import - NY 2050 | Import | Methane | ON | Dispatch-Import | VOM | 0 | [6 empty] | 0.37512 | 0
LCP_Inputs_ON_Electric_Howarth_2023_05_05 | 2045 | CH4 Import - NY 2050 | Import | Methane | PJ | Dispatch-Import | EmissionsCost | 0 | [6 empty] | 0.37512 | 0
LCP_Inputs_ON_Electric_Howarth_2023_05_05 | 2045 | CH4 Import - NY 2050 | Import | Methane | PJ | Dispatch-Import | FuelCost | 0 | [6 empty] | 0.37512 | 0
LCP_Inputs_ON_Electric_Howarth_2023_05_05 | 2045 | CH4 Import - NY 2050 | Import | Methane | PJ | Dispatch-Import | VOM | 0 | [6 empty] | 0.37512 | 0
LCP_Inputs_ON_Electric_Howarth_2023_05_05 | 2045 | CH4 Import - NY 2050 | Import | Methane | QC | Dispatch-Import | EmissionsCost | 0 | [6 empty] | 0.37512 | 0
LCP_Inputs_ON_Electric_Howarth_2023_05_05 | 2045 | CH4 Import - NY 2050 | Import | Methane | QC | Dispatch-Import | FuelCost | 0 | [6 empty] | 0.37512 | 0
LCP_Inputs_ON_Electric_Howarth_2023_05_05 | 2045 | CH4 Import - NY 2050 | Import | Methane | QC | Dispatch-Import | VOM | 0 | [6 empty] | 0.37512 | 0
LCP_Inputs_ON_Electric_Howarth_2023_05_05 | 2045 | CH4 Import - NY 2050 | Import | Methane | WC | Dispatch-Import | EmissionsCost | 0 | [6 empty] | 0.37512 | 0
LCP_Inputs_ON_Electric_Howarth_2023_05_05 | 2045 | CH4 Import - NY 2050 | Import | Methane | WC | Dispatch-Import | FuelCost | 0 | [6 empty] | 0.37512 | 0
LCP_Inputs_ON_Electric_Howarth_2023_05_05 | 2045 | CH4 Import - NY 2050 | Import | Methane | WC | Dispatch-Import | VOM | 0 | [6 empty] | 0.37512 | 0
LCP_Inputs_ON_Electric_Howarth_2023_05_05 | 2045 | CH4 Import - WC 2020 | Import | Methane | MI | Dispatch-Import | EmissionsCost | 0 | [6 empty] | 0.37512 | 0
LCP_Inputs_ON_Electric_Howarth_2023_05_05 | 2045 | CH4 Import - WC 2020 | Import | Methane | MI | Dispatch-Import | FuelCost | 0 | [6 empty] | 0.37512 | 0
LCP_Inputs_ON_Electric_Howarth_2023_05_05 | 2045 | CH4 Import - WC 2020 | Import | Methane | MI | Dispatch-Import | VOM | 0 | [6 empty] | 0.37512 | 0
LCP_Inputs_ON_Electric_Howarth_2023_05_05 | 2045 | CH4 Import - WC 2020 | Import | Methane | NY | Dispatch-Import | EmissionsCost | 0 | [6 empty] | 0.37512 | 0
LCP_Inputs_ON_Electric_Howarth_2023_05_05 | 2045 | CH4 Import - WC 2020 | Import | Methane | NY | Dispatch-Import | FuelCost | 0 | [6 empty] | 0.37512 | 0
LCP_Inputs_ON_Electric_Howarth_2023_05_05 | 2045 | CH4 Import - WC 2020 | Import | Methane | NY | Dispatch-Import | VOM | 0 | [6 empty] | 0.37512 | 0
LCP_Inputs_ON_Electric_Howarth_2023_05_05 | 2045 | CH4 Import - WC 2020 | Import | Methane | ON | Dispatch-Import | EmissionsCost | 0 | [6 empty] | 0.37512 | 0
LCP_Inputs_ON_Electric_Howarth_2023_05_05 | 2045 | CH4 Import - WC 2020 | Import | Methane | ON | Dispatch-Import | FuelCost | 0 | [6 empty] | 0.37512 | 0
LCP_Inputs_ON_Electric_Howarth_2023_05_05 | 2045 | CH4 Import - WC 2020 | Import | Methane | ON | Dispatch-Import | VOM | 0 | [6 empty] | 0.37512 | 0
LCP_Inputs_ON_Electric_Howarth_2023_05_05 | 2045 | CH4 Import - WC 2020 | Import | Methane | PJ | Dispatch-Import | EmissionsCost | 0 | [6 empty] | 0.37512 | 0
LCP_Inputs_ON_Electric_Howarth_2023_05_05 | 2045 | CH4 Import - WC 2020 | Import | Methane | PJ | Dispatch-Import | FuelCost | 0 | [6 empty] | 0.37512 | 0
LCP_Inputs_ON_Electric_Howarth_2023_05_05 | 2045 | CH4 Import - WC 2020 | Import | Methane | PJ | Dispatch-Import | VOM | 0 | [6 empty] | 0.37512 | 0
LCP_Inputs_ON_Electric_Howarth_2023_05_05 | 2045 | CH4 Import - WC 2020 | Import | Methane | QC | Dispatch-Import | EmissionsCost | 0 | [6 empty] | 0.37512 | 0
LCP_Inputs_ON_Electric_Howarth_2023_05_05 | 2045 | CH4 Import - WC 2020 | Import | Methane | QC | Dispatch-Import | FuelCost | 0 | [6 empty] | 0.37512 | 0
LCP_Inputs_ON_Electric_Howarth_2023_05_05 | 2045 | CH4 Import - WC 2020 | Import | Methane | QC | Dispatch-Import | VOM | 0 | [6 empty] | 0.37512 | 0
LCP_Inputs_ON_Electric_Howarth_2023_05_05 | 2045 | CH4 Import - WC 2020 | Import | Methane | WC | Dispatch-Import | EmissionsCost | 0 | [6 empty] | 0.37512 | 0
LCP_Inputs_ON_Electric_Howarth_2023_05_05 | 2045 | CH4 Import - WC 2020 | Import | Methane | WC | Dispatch-Import | FuelCost | 0 | [6 empty] | 0.37512 | 0
LCP_Inputs_ON_Electric_Howarth_2023_05_05 | 2045 | CH4 Import - WC 2020 | Import | Methane | WC | Dispatch-Import | VOM | 0 | [6 empty] | 0.37512 | 0
LCP_Inputs_ON_Electric_Howarth_2023_05_05 | 2045 | CH4 Import - WC 2030 | Import | Methane | MI | Dispatch-Import | EmissionsCost | 0 | [6 empty] | 0.37512 | 0
LCP_Inputs_ON_Electric_Howarth_2023_05_05 | 2045 | CH4 Import - WC 2030 | Import | Methane | MI | Dispatch-Import | FuelCost | 0 | [6 empty] | 0.37512 | 0
LCP_Inputs_ON_Electric_Howarth_2023_05_05 | 2045 | CH4 Import - WC 2030 | Import | Methane | MI | Dispatch-Import | VOM | 0 | [6 empty] | 0.37512 | 0
LCP_Inputs_ON_Electric_Howarth_2023_05_05 | 2045 | CH4 Import - WC 2030 | Import | Methane | NY | Dispatch-Import | EmissionsCost | 0 | [6 empty] | 0.37512 | 0
LCP_Inputs_ON_Electric_Howarth_2023_05_05 | 2045 | CH4 Import - WC 2030 | Import | Methane | NY | Dispatch-Import | FuelCost | 0 | [6 empty] | 0.37512 | 0
LCP_Inputs_ON_Electric_Howarth_2023_05_05 | 2045 | CH4 Import - WC 2030 | Import | Methane | NY | Dispatch-Import | VOM | 0 | [6 empty] | 0.37512 | 0
LCP_Inputs_ON_Electric_Howarth_2023_05_05 | 2045 | CH4 Import - WC 2030 | Import | Methane | ON | Dispatch-Import | EmissionsCost | 0 | [6 empty] | 0.37512 | 0
LCP_Inputs_ON_Electric_Howarth_2023_05_05 | 2045 | CH4 Import - WC 2030 | Import | Methane | ON | Dispatch-Import | FuelCost | 0 | [6 empty] | 0.37512 | 0
LCP_Inputs_ON_Electric_Howarth_2023_05_05 | 2045 | CH4 Import - WC 2030 | Import | Methane | ON | Dispatch-Import | VOM | 0 | [6 empty] | 0.37512 | 0
LCP_Inputs_ON_Electric_Howarth_2023_05_05 | 2045 | CH4 Import - WC 2030 | Import | Methane | PJ | Dispatch-Import | EmissionsCost | 0 | [6 empty] | 0.37512 | 0
LCP_Inputs_ON_Electric_Howarth_2023_05_05 | 2045 | CH4 Import - WC 2030 | Import | Methane | PJ | Dispatch-Import | FuelCost | 0 | [6 empty] | 0.37512 | 0
LCP_Inputs_ON_Electric_Howarth_2023_05_05 | 2045 | CH4 Import - WC 2030 | Import | Methane | PJ | Dispatch-Import | VOM | 0 | [6 empty] | 0.37512 | 0
LCP_Inputs_ON_Electric_Howarth_2023_05_05 | 2045 | CH4 Import - WC 2030 | Import | Methane | QC | Dispatch-Import | EmissionsCost | 0 | [6 empty] | 0.37512 | 0
LCP_Inputs_ON_Electric_Howarth_2023_05_05 | 2045 | CH4 Import - WC 2030 | Import | Methane | QC | Dispatch-Import | FuelCost | 0 | [6 empty] | 0.37512 | 0
LCP_Inputs_ON_Electric_Howarth_2023_05_05 | 2045 | CH4 Import - WC 2030 | Import | Methane | QC | Dispatch-Import | VOM | 0 | [6 empty] | 0.37512 | 0
LCP_Inputs_ON_Electric_Howarth_2023_05_05 | 2045 | CH4 Import - WC 2030 | Import | Methane | WC | Dispatch-Import | EmissionsCost | 0 | [6 empty] | 0.37512 | 0
LCP_Inputs_ON_Electric_Howarth_2023_05_05 | 2045 | CH4 Import - WC 2030 | Import | Methane | WC | Dispatch-Import | FuelCost | 0 | [6 empty] | 0.37512 | 0
LCP_Inputs_ON_Electric_Howarth_2023_05_05 | 2045 | CH4 Import - WC 2030 | Import | Methane | WC | Dispatch-Import | VOM | 0 | [6 empty] | 0.37512 | 0
LCP_Inputs_ON_Electric_Howarth_2023_05_05 | 2045 | CH4 Import - WC 2040 | Import | Methane | MI | Dispatch-Import | EmissionsCost | 0 | [6 empty] | 0.37512 | 0
LCP_Inputs_ON_Electric_Howarth_2023_05_05 | 2045 | CH4 Import - WC 2040 | Import | Methane | MI | Dispatch-Import | FuelCost | 0 | [6 empty] | 0.37512 | 0
LCP_Inputs_ON_Electric_Howarth_2023_05_05 | 2045 | CH4 Import - WC 2040 | Import | Methane | MI | Dispatch-Import | VOM | 0 | [6 empty] | 0.37512 | 0
LCP_Inputs_ON_Electric_Howarth_2023_05_05 | 2045 | CH4 Import - WC 2040 | Import | Methane | NY | Dispatch-Import | EmissionsCost | 0 | [6 empty] | 0.37512 | 0
LCP_Inputs_ON_Electric_Howarth_2023_05_05 | 2045 | CH4 Import - WC 2040 | Import | Methane | NY | Dispatch-Import | FuelCost | 0 | [6 empty] | 0.37512 | 0
LCP_Inputs_ON_Electric_Howarth_2023_05_05 | 2045 | CH4 Import - WC 2040 | Import | Methane | NY | Dispatch-Import | VOM | 0 | [6 empty] | 0.37512 | 0
LCP_Inputs_ON_Electric_Howarth_2023_05_05 | 2045 | CH4 Import - WC 2040 | Import | Methane | ON | Dispatch-Import | EmissionsCost | 0 | [6 empty] | 0.37512 | 0
LCP_Inputs_ON_Electric_Howarth_2023_05_05 | 2045 | CH4 Import - WC 2040 | Import | Methane | ON | Dispatch-Import | FuelCost | 0 | [6 empty] | 0.37512 | 0
LCP_Inputs_ON_Electric_Howarth_2023_05_05 | 2045 | CH4 Import - WC 2040 | Import | Methane | ON | Dispatch-Import | VOM | 0 | [6 empty] | 0.37512 | 0
LCP_Inputs_ON_Electric_Howarth_2023_05_05 | 2045 | CH4 Import - WC 2040 | Import | Methane | PJ | Dispatch-Import | EmissionsCost | 0 | [6 empty] | 0.37512 | 0
LCP_Inputs_ON_Electric_Howarth_2023_05_05 | 2045 | CH4 Import - WC 2040 | Import | Methane | PJ | Dispatch-Import | FuelCost | 0 | [6 empty] | 0.37512 | 0
LCP_Inputs_ON_Electric_Howarth_2023_05_05 | 2045 | CH4 Import - WC 2040 | Import | Methane | PJ | Dispatch-Import | VOM | 0 | [6 empty] | 0.37512 | 0
LCP_Inputs_ON_Electric_Howarth_2023_05_05 | 2045 | CH4 Import - WC 2040 | Import | Methane | QC | Dispatch-Import | EmissionsCost | 0 | [6 empty] | 0.37512 | 0
LCP_Inputs_ON_Electric_Howarth_2023_05_05 | 2045 | CH4 Import - WC 2040 | Import | Methane | QC | Dispatch-Import | FuelCost | 0 | [6 empty] | 0.37512 | 0
LCP_Inputs_ON_Electric_Howarth_2023_05_05 | 2045 | CH4 Import - WC 2040 | Import | Methane | QC | Dispatch-Import | VOM | 0 | [6 empty] | 0.37512 | 0
LCP_Inputs_ON_Electric_Howarth_2023_05_05 | 2045 | CH4 Import - WC 2040 | Import | Methane | WC | Dispatch-Import | EmissionsCost | 2104121392.2192 | [6 empty] | 0.37512 | 789291288.2034
LCP_Inputs_ON_Electric_Howarth_2023_05_05 | 2045 | CH4 Import - WC 2040 | Import | Methane | WC | Dispatch-Import | FuelCost | 658767398.4677 | [6 empty] | 0.37512 | 247114719.9424
LCP_Inputs_ON_Electric_Howarth_2023_05_05 | 2045 | CH4 Import - WC 2040 | Import | Methane | WC | Dispatch-Import | VOM | 0 | [6 empty] | 0.37512 | 0
LCP_Inputs_ON_Electric_Howarth_2023_05_05 | 2045 | CH4 Import - WC 2050 | Import | Methane | MI | Dispatch-Import | EmissionsCost | 0 | [6 empty] | 0.37512 | 0
LCP_Inputs_ON_Electric_Howarth_2023_05_05 | 2045 | CH4 Import - WC 2050 | Import | Methane | MI | Dispatch-Import | FuelCost | 0 | [6 empty] | 0.37512 | 0
LCP_Inputs_ON_Electric_Howarth_2023_05_05 | 2045 | CH4 Import - WC 2050 | Import | Methane | MI | Dispatch-Import | VOM | 0 | [6 empty] | 0.37512 | 0
LCP_Inputs_ON_Electric_Howarth_2023_05_05 | 2045 | CH4 Import - WC 2050 | Import | Methane | NY | Dispatch-Import | EmissionsCost | 0 | [6 empty] | 0.37512 | 0
LCP_Inputs_ON_Electric_Howarth_2023_05_05 | 2045 | CH4 Import - WC 2050 | Import | Methane | NY | Dispatch-Import | FuelCost | 0 | [6 empty] | 0.37512 | 0
LCP_Inputs_ON_Electric_Howarth_2023_05_05 | 2045 | CH4 Import - WC 2050 | Import | Methane | NY | Dispatch-Import | VOM | 0 | [6 empty] | 0.37512 | 0
LCP_Inputs_ON_Electric_Howarth_2023_05_05 | 2045 | CH4 Import - WC 2050 | Import | Methane | ON | Dispatch-Import | EmissionsCost | 0 | [6 empty] | 0.37512 | 0
LCP_Inputs_ON_Electric_Howarth_2023_05_05 | 2045 | CH4 Import - WC 2050 | Import | Methane | ON | Dispatch-Import | FuelCost | 0 | [6 empty] | 0.37512 | 0
LCP_Inputs_ON_Electric_Howarth_2023_05_05 | 2045 | CH4 Import - WC 2050 | Import | Methane | ON | Dispatch-Import | VOM | 0 | [6 empty] | 0.37512 | 0
LCP_Inputs_ON_Electric_Howarth_2023_05_05 | 2045 | CH4 Import - WC 2050 | Import | Methane | PJ | Dispatch-Import | EmissionsCost | 0 | [6 empty] | 0.37512 | 0
LCP_Inputs_ON_Electric_Howarth_2023_05_05 | 2045 | CH4 Import - WC 2050 | Import | Methane | PJ | Dispatch-Import | FuelCost | 0 | [6 empty] | 0.37512 | 0
LCP_Inputs_ON_Electric_Howarth_2023_05_05 | 2045 | CH4 Import - WC 2050 | Import | Methane | PJ | Dispatch-Import | VOM | 0 | [6 empty] | 0.37512 | 0
LCP_Inputs_ON_Electric_Howarth_2023_05_05 | 2045 | CH4 Import - WC 2050 | Import | Methane | QC | Dispatch-Import | EmissionsCost | 0 | [6 empty] | 0.37512 | 0
LCP_Inputs_ON_Electric_Howarth_2023_05_05 | 2045 | CH4 Import - WC 2050 | Import | Methane | QC | Dispatch-Import | FuelCost | 0 | [6 empty] | 0.37512 | 0
LCP_Inputs_ON_Electric_Howarth_2023_05_05 | 2045 | CH4 Import - WC 2050 | Import | Methane | QC | Dispatch-Import | VOM | 0 | [6 empty] | 0.37512 | 0
LCP_Inputs_ON_Electric_Howarth_2023_05_05 | 2045 | CH4 Import - WC 2050 | Import | Methane | WC | Dispatch-Import | EmissionsCost | 0 | [6 empty] | 0.37512 | 0
LCP_Inputs_ON_Electric_Howarth_2023_05_05 | 2045 | CH4 Import - WC 2050 | Import | Methane | WC | Dispatch-Import | FuelCost | 0 | [6 empty] | 0.37512 | 0
LCP_Inputs_ON_Electric_Howarth_2023_05_05 | 2045 | CH4 Import - WC 2050 | Import | Methane | WC | Dispatch-Import | VOM | 0 | [6 empty] | 0.37512 | 0
LCP_Inputs_ON_Electric_Howarth_2023_05_05 | 2045 | CH4 Salt Cavern Storage - ON | Storage | Methane | MI | Dispatch-Storage | EmissionsCost | 0 | [6 empty] | 0.37512 | 0
LCP_Inputs_ON_Electric_Howarth_2023_05_05 | 2045 | CH4 Salt Cavern Storage - ON | Storage | Methane | MI | Dispatch-Storage | FuelCost | 0 | [6 empty] | 0.37512 | 0
LCP_Inputs_ON_Electric_Howarth_2023_05_05 | 2045 | CH4 Salt Cavern Storage - ON | Storage | Methane | MI | Dispatch-Storage | VOM | 0 | [6 empty] | 0.37512 | 0
LCP_Inputs_ON_Electric_Howarth_2023_05_05 | 2045 | CH4 Salt Cavern Storage - ON | Storage | Methane | NY | Dispatch-Storage | EmissionsCost | 0 | [6 empty] | 0.37512 | 0
LCP_Inputs_ON_Electric_Howarth_2023_05_05 | 2045 | CH4 Salt Cavern Storage - ON | Storage | Methane | NY | Dispatch-Storage | FuelCost | 0 | [6 empty] | 0.37512 | 0
LCP_Inputs_ON_Electric_Howarth_2023_05_05 | 2045 | CH4 Salt Cavern Storage - ON | Storage | Methane | NY | Dispatch-Storage | VOM | 0 | [6 empty] | 0.37512 | 0
LCP_Inputs_ON_Electric_Howarth_2023_05_05 | 2045 | CH4 Salt Cavern Storage - ON | Storage | Methane | ON | Dispatch-Storage | EmissionsCost | 0 | [6 empty] | 0.37512 | 0
LCP_Inputs_ON_Electric_Howarth_2023_05_05 | 2045 | CH4 Salt Cavern Storage - ON | Storage | Methane | ON | Dispatch-Storage | FuelCost | 0 | [6 empty] | 0.37512 | 0
LCP_Inputs_ON_Electric_Howarth_2023_05_05 | 2045 | CH4 Salt Cavern Storage - ON | Storage | Methane | ON | Dispatch-Storage | VOM | 0 | [6 empty] | 0.37512 | 0
LCP_Inputs_ON_Electric_Howarth_2023_05_05 | 2045 | CH4 Salt Cavern Storage - ON | Storage | Methane | PJ | Dispatch-Storage | EmissionsCost | 0 | [6 empty] | 0.37512 | 0
LCP_Inputs_ON_Electric_Howarth_2023_05_05 | 2045 | CH4 Salt Cavern Storage - ON | Storage | Methane | PJ | Dispatch-Storage | FuelCost | 0 | [6 empty] | 0.37512 | 0
LCP_Inputs_ON_Electric_Howarth_2023_05_05 | 2045 | CH4 Salt Cavern Storage - ON | Storage | Methane | PJ | Dispatch-Storage | VOM | 0 | [6 empty] | 0.37512 | 0
LCP_Inputs_ON_Electric_Howarth_2023_05_05 | 2045 | CH4 Salt Cavern Storage - ON | Storage | Methane | QC | Dispatch-Storage | EmissionsCost | 0 | [6 empty] | 0.37512 | 0
LCP_Inputs_ON_Electric_Howarth_2023_05_05 | 2045 | CH4 Salt Cavern Storage - ON | Storage | Methane | QC | Dispatch-Storage | FuelCost | 0 | [6 empty] | 0.37512 | 0
LCP_Inputs_ON_Electric_Howarth_2023_05_05 | 2045 | CH4 Salt Cavern Storage - ON | Storage | Methane | QC | Dispatch-Storage | VOM | 0 | [6 empty] | 0.37512 | 0
LCP_Inputs_ON_Electric_Howarth_2023_05_05 | 2045 | CH4 Salt Cavern Storage - ON | Storage | Methane | WC | Dispatch-Storage | EmissionsCost | 0 | [6 empty] | 0.37512 | 0
LCP_Inputs_ON_Electric_Howarth_2023_05_05 | 2045 | CH4 Salt Cavern Storage - ON | Storage | Methane | WC | Dispatch-Storage | FuelCost | 0 | [6 empty] | 0.37512 | 0
LCP_Inputs_ON_Electric_Howarth_2023_05_05 | 2045 | CH4 Salt Cavern Storage - ON | Storage | Methane | WC | Dispatch-Storage | VOM | 0 | [6 empty] | 0.37512 | 0
LCP_Inputs_ON_Electric_Howarth_2023_05_05 | 2045 | Electrolyser 2020/2030 | Crossload | Hydrogen | MI | Dispatch-Crossload | EmissionsCost | 0 | [6 empty] | 0.37512 | 0
LCP_Inputs_ON_Electric_Howarth_2023_05_05 | 2045 | Electrolyser 2020/2030 | Crossload | Hydrogen | MI | Dispatch-Crossload | FuelCost | 0 | [6 empty] | 0.37512 | 0
LCP_Inputs_ON_Electric_Howarth_2023_05_05 | 2045 | Electrolyser 2020/2030 | Crossload | Hydrogen | MI | Dispatch-Crossload | VOM | 0 | [6 empty] | 0.37512 | 0
LCP_Inputs_ON_Electric_Howarth_2023_05_05 | 2045 | Electrolyser 2020/2030 | Crossload | Hydrogen | NY | Dispatch-Crossload | EmissionsCost | 0 | [6 empty] | 0.37512 | 0
LCP_Inputs_ON_Electric_Howarth_2023_05_05 | 2045 | Electrolyser 2020/2030 | Crossload | Hydrogen | NY | Dispatch-Crossload | FuelCost | 0 | [6 empty] | 0.37512 | 0
LCP_Inputs_ON_Electric_Howarth_2023_05_05 | 2045 | Electrolyser 2020/2030 | Crossload | Hydrogen | NY | Dispatch-Crossload | VOM | 0 | [6 empty] | 0.37512 | 0
LCP_Inputs_ON_Electric_Howarth_2023_05_05 | 2045 | Electrolyser 2020/2030 | Crossload | Hydrogen | ON | Dispatch-Crossload | EmissionsCost | 0 | [6 empty] | 0.37512 | 0
LCP_Inputs_ON_Electric_Howarth_2023_05_05 | 2045 | Electrolyser 2020/2030 | Crossload | Hydrogen | ON | Dispatch-Crossload | FuelCost | 0 | [6 empty] | 0.37512 | 0
LCP_Inputs_ON_Electric_Howarth_2023_05_05 | 2045 | Electrolyser 2020/2030 | Crossload | Hydrogen | ON | Dispatch-Crossload | VOM | 0 | [6 empty] | 0.37512 | 0
LCP_Inputs_ON_Electric_Howarth_2023_05_05 | 2045 | Electrolyser 2020/2030 | Crossload | Hydrogen | PJ | Dispatch-Crossload | EmissionsCost | 0 | [6 empty] | 0.37512 | 0
LCP_Inputs_ON_Electric_Howarth_2023_05_05 | 2045 | Electrolyser 2020/2030 | Crossload | Hydrogen | PJ | Dispatch-Crossload | FuelCost | 0 | [6 empty] | 0.37512 | 0
LCP_Inputs_ON_Electric_Howarth_2023_05_05 | 2045 | Electrolyser 2020/2030 | Crossload | Hydrogen | PJ | Dispatch-Crossload | VOM | 0 | [6 empty] | 0.37512 | 0
LCP_Inputs_ON_Electric_Howarth_2023_05_05 | 2045 | Electrolyser 2020/2030 | Crossload | Hydrogen | QC | Dispatch-Crossload | EmissionsCost | 0 | [6 empty] | 0.37512 | 0
LCP_Inputs_ON_Electric_Howarth_2023_05_05 | 2045 | Electrolyser 2020/2030 | Crossload | Hydrogen | QC | Dispatch-Crossload | FuelCost | 0 | [6 empty] | 0.37512 | 0
LCP_Inputs_ON_Electric_Howarth_2023_05_05 | 2045 | Electrolyser 2020/2030 | Crossload | Hydrogen | QC | Dispatch-Crossload | VOM | 0 | [6 empty] | 0.37512 | 0
LCP_Inputs_ON_Electric_Howarth_2023_05_05 | 2045 | Electrolyser 2020/2030 | Crossload | Hydrogen | WC | Dispatch-Crossload | EmissionsCost | 0 | [6 empty] | 0.37512 | 0
LCP_Inputs_ON_Electric_Howarth_2023_05_05 | 2045 | Electrolyser 2020/2030 | Crossload | Hydrogen | WC | Dispatch-Crossload | FuelCost | 0 | [6 empty] | 0.37512 | 0
LCP_Inputs_ON_Electric_Howarth_2023_05_05 | 2045 | Electrolyser 2020/2030 | Crossload | Hydrogen | WC | Dispatch-Crossload | VOM | 0 | [6 empty] | 0.37512 | 0
LCP_Inputs_ON_Electric_Howarth_2023_05_05 | 2045 | Electrolyser 2040 | Crossload | Hydrogen | MI | Dispatch-Crossload | EmissionsCost | 0 | [6 empty] | 0.37512 | 0
LCP_Inputs_ON_Electric_Howarth_2023_05_05 | 2045 | Electrolyser 2040 | Crossload | Hydrogen | MI | Dispatch-Crossload | FuelCost | 0 | [6 empty] | 0.37512 | 0
LCP_Inputs_ON_Electric_Howarth_2023_05_05 | 2045 | Electrolyser 2040 | Crossload | Hydrogen | MI | Dispatch-Crossload | VOM | 0 | [6 empty] | 0.37512 | 0
LCP_Inputs_ON_Electric_Howarth_2023_05_05 | 2045 | Electrolyser 2040 | Crossload | Hydrogen | NY | Dispatch-Crossload | EmissionsCost | 0 | [6 empty] | 0.37512 | 0
LCP_Inputs_ON_Electric_Howarth_2023_05_05 | 2045 | Electrolyser 2040 | Crossload | Hydrogen | NY | Dispatch-Crossload | FuelCost | 0 | [6 empty] | 0.37512 | 0
LCP_Inputs_ON_Electric_Howarth_2023_05_05 | 2045 | Electrolyser 2040 | Crossload | Hydrogen | NY | Dispatch-Crossload | VOM | 0 | [6 empty] | 0.37512 | 0
LCP_Inputs_ON_Electric_Howarth_2023_05_05 | 2045 | Electrolyser 2040 | Crossload | Hydrogen | ON | Dispatch-Crossload | EmissionsCost | 0 | [6 empty] | 0.37512 | 0
LCP_Inputs_ON_Electric_Howarth_2023_05_05 | 2045 | Electrolyser 2040 | Crossload | Hydrogen | ON | Dispatch-Crossload | FuelCost | 0 | [6 empty] | 0.37512 | 0
LCP_Inputs_ON_Electric_Howarth_2023_05_05 | 2045 | Electrolyser 2040 | Crossload | Hydrogen | ON | Dispatch-Crossload | VOM | 0 | [6 empty] | 0.37512 | 0
LCP_Inputs_ON_Electric_Howarth_2023_05_05 | 2045 | Electrolyser 2040 | Crossload | Hydrogen | PJ | Dispatch-Crossload | EmissionsCost | 0 | [6 empty] | 0.37512 | 0
LCP_Inputs_ON_Electric_Howarth_2023_05_05 | 2045 | Electrolyser 2040 | Crossload | Hydrogen | PJ | Dispatch-Crossload | FuelCost | 0 | [6 empty] | 0.37512 | 0
LCP_Inputs_ON_Electric_Howarth_2023_05_05 | 2045 | Electrolyser 2040 | Crossload | Hydrogen | PJ | Dispatch-Crossload | VOM | 0 | [6 empty] | 0.37512 | 0
LCP_Inputs_ON_Electric_Howarth_2023_05_05 | 2045 | Electrolyser 2040 | Crossload | Hydrogen | QC | Dispatch-Crossload | EmissionsCost | 0 | [6 empty] | 0.37512 | 0
LCP_Inputs_ON_Electric_Howarth_2023_05_05 | 2045 | Electrolyser 2040 | Crossload | Hydrogen | QC | Dispatch-Crossload | FuelCost | 0 | [6 empty] | 0.37512 | 0
LCP_Inputs_ON_Electric_Howarth_2023_05_05 | 2045 | Electrolyser 2040 | Crossload | Hydrogen | QC | Dispatch-Crossload | VOM | 0 | [6 empty] | 0.37512 | 0
LCP_Inputs_ON_Electric_Howarth_2023_05_05 | 2045 | Electrolyser 2040 | Crossload | Hydrogen | WC | Dispatch-Crossload | EmissionsCost | 0 | [6 empty] | 0.37512 | 0
LCP_Inputs_ON_Electric_Howarth_2023_05_05 | 2045 | Electrolyser 2040 | Crossload | Hydrogen | WC | Dispatch-Crossload | FuelCost | 0 | [6 empty] | 0.37512 | 0
LCP_Inputs_ON_Electric_Howarth_2023_05_05 | 2045 | Electrolyser 2040 | Crossload | Hydrogen | WC | Dispatch-Crossload | VOM | 0 | [6 empty] | 0.37512 | 0
LCP_Inputs_ON_Electric_Howarth_2023_05_05 | 2045 | Electrolyser 2050 | Crossload | Hydrogen | MI | Dispatch-Crossload | EmissionsCost | 0 | [6 empty] | 0.37512 | 0
LCP_Inputs_ON_Electric_Howarth_2023_05_05 | 2045 | Electrolyser 2050 | Crossload | Hydrogen | MI | Dispatch-Crossload | FuelCost | 0 | [6 empty] | 0.37512 | 0
LCP_Inputs_ON_Electric_Howarth_2023_05_05 | 2045 | Electrolyser 2050 | Crossload | Hydrogen | MI | Dispatch-Crossload | VOM | 0 | [6 empty] | 0.37512 | 0
LCP_Inputs_ON_Electric_Howarth_2023_05_05 | 2045 | Electrolyser 2050 | Crossload | Hydrogen | NY | Dispatch-Crossload | EmissionsCost | 0 | [6 empty] | 0.37512 | 0
LCP_Inputs_ON_Electric_Howarth_2023_05_05 | 2045 | Electrolyser 2050 | Crossload | Hydrogen | NY | Dispatch-Crossload | FuelCost | 0 | [6 empty] | 0.37512 | 0
LCP_Inputs_ON_Electric_Howarth_2023_05_05 | 2045 | Electrolyser 2050 | Crossload | Hydrogen | NY | Dispatch-Crossload | VOM | 0 | [6 empty] | 0.37512 | 0
LCP_Inputs_ON_Electric_Howarth_2023_05_05 | 2045 | Electrolyser 2050 | Crossload | Hydrogen | ON | Dispatch-Crossload | EmissionsCost | 0 | [6 empty] | 0.37512 | 0
LCP_Inputs_ON_Electric_Howarth_2023_05_05 | 2045 | Electrolyser 2050 | Crossload | Hydrogen | ON | Dispatch-Crossload | FuelCost | 0 | [6 empty] | 0.37512 | 0
LCP_Inputs_ON_Electric_Howarth_2023_05_05 | 2045 | Electrolyser 2050 | Crossload | Hydrogen | ON | Dispatch-Crossload | VOM | 0 | [6 empty] | 0.37512 | 0
LCP_Inputs_ON_Electric_Howarth_2023_05_05 | 2045 | Electrolyser 2050 | Crossload | Hydrogen | PJ | Dispatch-Crossload | EmissionsCost | 0 | [6 empty] | 0.37512 | 0
LCP_Inputs_ON_Electric_Howarth_2023_05_05 | 2045 | Electrolyser 2050 | Crossload | Hydrogen | PJ | Dispatch-Crossload | FuelCost | 0 | [6 empty] | 0.37512 | 0
LCP_Inputs_ON_Electric_Howarth_2023_05_05 | 2045 | Electrolyser 2050 | Crossload | Hydrogen | PJ | Dispatch-Crossload | VOM | 0 | [6 empty] | 0.37512 | 0
LCP_Inputs_ON_Electric_Howarth_2023_05_05 | 2045 | Electrolyser 2050 | Crossload | Hydrogen | QC | Dispatch-Crossload | EmissionsCost | 0 | [6 empty] | 0.37512 | 0
LCP_Inputs_ON_Electric_Howarth_2023_05_05 | 2045 | Electrolyser 2050 | Crossload | Hydrogen | QC | Dispatch-Crossload | FuelCost | 0 | [6 empty] | 0.37512 | 0
LCP_Inputs_ON_Electric_Howarth_2023_05_05 | 2045 | Electrolyser 2050 | Crossload | Hydrogen | QC | Dispatch-Crossload | VOM | 0 | [6 empty] | 0.37512 | 0
LCP_Inputs_ON_Electric_Howarth_2023_05_05 | 2045 | Electrolyser 2050 | Crossload | Hydrogen | WC | Dispatch-Crossload | EmissionsCost | 0 | [6 empty] | 0.37512 | 0
LCP_Inputs_ON_Electric_Howarth_2023_05_05 | 2045 | Electrolyser 2050 | Crossload | Hydrogen | WC | Dispatch-Crossload | FuelCost | 0 | [6 empty] | 0.37512 | 0
LCP_Inputs_ON_Electric_Howarth_2023_05_05 | 2045 | Electrolyser 2050 | Crossload | Hydrogen | WC | Dispatch-Crossload | VOM | 0 | [6 empty] | 0.37512 | 0
LCP_Inputs_ON_Electric_Howarth_2023_05_05 | 2045 | Fossil Fuel Thermal (Coal, Peat, Oil) | Generation | Electricity | MI | Dispatch-Generation | EmissionsCost | 0 | [6 empty] | 0.37512 | 0
LCP_Inputs_ON_Electric_Howarth_2023_05_05 | 2045 | Fossil Fuel Thermal (Coal, Peat, Oil) | Generation | Electricity | MI | Dispatch-Generation | FuelCost | 0 | [6 empty] | 0.37512 | 0
LCP_Inputs_ON_Electric_Howarth_2023_05_05 | 2045 | Fossil Fuel Thermal (Coal, Peat, Oil) | Generation | Electricity | MI | Dispatch-Generation | VOM | 0 | [6 empty] | 0.37512 | 0
LCP_Inputs_ON_Electric_Howarth_2023_05_05 | 2045 | Fossil Fuel Thermal (Coal, Peat, Oil) | Generation | Electricity | NY | Dispatch-Generation | EmissionsCost | 0 | [6 empty] | 0.37512 | 0
LCP_Inputs_ON_Electric_Howarth_2023_05_05 | 2045 | Fossil Fuel Thermal (Coal, Peat, Oil) | Generation | Electricity | NY | Dispatch-Generation | FuelCost | 0 | [6 empty] | 0.37512 | 0
LCP_Inputs_ON_Electric_Howarth_2023_05_05 | 2045 | Fossil Fuel Thermal (Coal, Peat, Oil) | Generation | Electricity | NY | Dispatch-Generation | VOM | 0 | [6 empty] | 0.37512 | 0
LCP_Inputs_ON_Electric_Howarth_2023_05_05 | 2045 | Fossil Fuel Thermal (Coal, Peat, Oil) | Generation | Electricity | ON | Dispatch-Generation | EmissionsCost | 0 | [6 empty] | 0.37512 | 0
LCP_Inputs_ON_Electric_Howarth_2023_05_05 | 2045 | Fossil Fuel Thermal (Coal, Peat, Oil) | Generation | Electricity | ON | Dispatch-Generation | FuelCost | 0 | [6 empty] | 0.37512 | 0
LCP_Inputs_ON_Electric_Howarth_2023_05_05 | 2045 | Fossil Fuel Thermal (Coal, Peat, Oil) | Generation | Electricity | ON | Dispatch-Generation | VOM | 0 | [6 empty] | 0.37512 | 0
LCP_Inputs_ON_Electric_Howarth_2023_05_05 | 2045 | Fossil Fuel Thermal (Coal, Peat, Oil) | Generation | Electricity | PJ | Dispatch-Generation | EmissionsCost | 0 | [6 empty] | 0.37512 | 0
LCP_Inputs_ON_Electric_Howarth_2023_05_05 | 2045 | Fossil Fuel Thermal (Coal, Peat, Oil) | Generation | Electricity | PJ | Dispatch-Generation | FuelCost | 0 | [6 empty] | 0.37512 | 0
LCP_Inputs_ON_Electric_Howarth_2023_05_05 | 2045 | Fossil Fuel Thermal (Coal, Peat, Oil) | Generation | Electricity | PJ | Dispatch-Generation | VOM | 0 | [6 empty] | 0.37512 | 0
LCP_Inputs_ON_Electric_Howarth_2023_05_05 | 2045 | Fossil Fuel Thermal (Coal, Peat, Oil) | Generation | Electricity | QC | Dispatch-Generation | EmissionsCost | 0 | [6 empty] | 0.37512 | 0
LCP_Inputs_ON_Electric_Howarth_2023_05_05 | 2045 | Fossil Fuel Thermal (Coal, Peat, Oil) | Generation | Electricity | QC | Dispatch-Generation | FuelCost | 0 | [6 empty] | 0.37512 | 0
LCP_Inputs_ON_Electric_Howarth_2023_05_05 | 2045 | Fossil Fuel Thermal (Coal, Peat, Oil) | Generation | Electricity | QC | Dispatch-Generation | VOM | 0 | [6 empty] | 0.37512 | 0
LCP_Inputs_ON_Electric_Howarth_2023_05_05 | 2045 | Fossil Fuel Thermal (Coal, Peat, Oil) | Generation | Electricity | WC | Dispatch-Generation | EmissionsCost | 0 | [6 empty] | 0.37512 | 0
LCP_Inputs_ON_Electric_Howarth_2023_05_05 | 2045 | Fossil Fuel Thermal (Coal, Peat, Oil) | Generation | Electricity | WC | Dispatch-Generation | FuelCost | 0 | [6 empty] | 0.37512 | 0
LCP_Inputs_ON_Electric_Howarth_2023_05_05 | 2045 | Fossil Fuel Thermal (Coal, Peat, Oil) | Generation | Electricity | WC | Dispatch-Generation | VOM | 0 | [6 empty] | 0.37512 | 0
LCP_Inputs_ON_Electric_Howarth_2023_05_05 | 2045 | Generic - Generator | Generation | Electricity | MI | Dispatch-Generation | EmissionsCost | 0 | [6 empty] | 0.37512 | 0
LCP_Inputs_ON_Electric_Howarth_2023_05_05 | 2045 | Generic - Generator | Generation | Electricity | MI | Dispatch-Generation | FuelCost | 822908408.9569 | [6 empty] | 0.37512 | 308686770.9158
LCP_Inputs_ON_Electric_Howarth_2023_05_05 | 2045 | Generic - Generator | Generation | Electricity | MI | Dispatch-Generation | VOM | 26913145.9602 | [6 empty] | 0.37512 | 10095573.2512
LCP_Inputs_ON_Electric_Howarth_2023_05_05 | 2045 | Generic - Generator | Generation | Electricity | NY | Dispatch-Generation | EmissionsCost | 0 | [6 empty] | 0.37512 | 0
LCP_Inputs_ON_Electric_Howarth_2023_05_05 | 2045 | Generic - Generator | Generation | Electricity | NY | Dispatch-Generation | FuelCost | 74454029.7701 | [6 empty] | 0.37512 | 27928957.5623
LCP_Inputs_ON_Electric_Howarth_2023_05_05 | 2045 | Generic - Generator | Generation | Electricity | NY | Dispatch-Generation | VOM | 2435012.3886 | [6 empty] | 0.37512 | 913414.0607
LCP_Inputs_ON_Electric_Howarth_2023_05_05 | 2045 | Generic - Generator | Generation | Electricity | ON | Dispatch-Generation | EmissionsCost | 0 | [6 empty] | 0.37512 | 0
LCP_Inputs_ON_Electric_Howarth_2023_05_05 | 2045 | Generic - Generator | Generation | Electricity | ON | Dispatch-Generation | FuelCost | 0 | [6 empty] | 0.37512 | 0
LCP_Inputs_ON_Electric_Howarth_2023_05_05 | 2045 | Generic - Generator | Generation | Electricity | ON | Dispatch-Generation | VOM | 0 | [6 empty] | 0.37512 | 0
LCP_Inputs_ON_Electric_Howarth_2023_05_05 | 2045 | Generic - Generator | Generation | Electricity | PJ | Dispatch-Generation | EmissionsCost | 0 | [6 empty] | 0.37512 | 0
LCP_Inputs_ON_Electric_Howarth_2023_05_05 | 2045 | Generic - Generator | Generation | Electricity | PJ | Dispatch-Generation | FuelCost | 5362895327.8205 | [6 empty] | 0.37512 | 2011712146.1948
LCP_Inputs_ON_Electric_Howarth_2023_05_05 | 2045 | Generic - Generator | Generation | Electricity | PJ | Dispatch-Generation | VOM | 175393012.3403 | [6 empty] | 0.37512 | 65792865.9268
LCP_Inputs_ON_Electric_Howarth_2023_05_05 | 2045 | Generic - Generator | Generation | Electricity | QC | Dispatch-Generation | EmissionsCost | 0 | [6 empty] | 0.37512 | 0
LCP_Inputs_ON_Electric_Howarth_2023_05_05 | 2045 | Generic - Generator | Generation | Electricity | QC | Dispatch-Generation | FuelCost | 0 | [6 empty] | 0.37512 | 0
LCP_Inputs_ON_Electric_Howarth_2023_05_05 | 2045 | Generic - Generator | Generation | Electricity | QC | Dispatch-Generation | VOM | 0 | [6 empty] | 0.37512 | 0
LCP_Inputs_ON_Electric_Howarth_2023_05_05 | 2045 | Generic - Generator | Generation | Electricity | WC | Dispatch-Generation | EmissionsCost | 0 | [6 empty] | 0.37512 | 0
LCP_Inputs_ON_Electric_Howarth_2023_05_05 | 2045 | Generic - Generator | Generation | Electricity | WC | Dispatch-Generation | FuelCost | 0 | [6 empty] | 0.37512 | 0
LCP_Inputs_ON_Electric_Howarth_2023_05_05 | 2045 | Generic - Generator | Generation | Electricity | WC | Dispatch-Generation | VOM | 0 | [6 empty] | 0.37512 | 0
LCP_Inputs_ON_Electric_Howarth_2023_05_05 | 2045 | H2 Import - QC | Import | Hydrogen | MI | Dispatch-Import | EmissionsCost | 0 | [6 empty] | 0.37512 | 0
LCP_Inputs_ON_Electric_Howarth_2023_05_05 | 2045 | H2 Import - QC | Import | Hydrogen | MI | Dispatch-Import | FuelCost | 0 | [6 empty] | 0.37512 | 0
LCP_Inputs_ON_Electric_Howarth_2023_05_05 | 2045 | H2 Import - QC | Import | Hydrogen | MI | Dispatch-Import | VOM | 0 | [6 empty] | 0.37512 | 0
LCP_Inputs_ON_Electric_Howarth_2023_05_05 | 2045 | H2 Import - QC | Import | Hydrogen | NY | Dispatch-Import | EmissionsCost | 0 | [6 empty] | 0.37512 | 0
LCP_Inputs_ON_Electric_Howarth_2023_05_05 | 2045 | H2 Import - QC | Import | Hydrogen | NY | Dispatch-Import | FuelCost | 0 | [6 empty] | 0.37512 | 0
LCP_Inputs_ON_Electric_Howarth_2023_05_05 | 2045 | H2 Import - QC | Import | Hydrogen | NY | Dispatch-Import | VOM | 0 | [6 empty] | 0.37512 | 0
LCP_Inputs_ON_Electric_Howarth_2023_05_05 | 2045 | H2 Import - QC | Import | Hydrogen | ON | Dispatch-Import | EmissionsCost | 0 | [6 empty] | 0.37512 | 0
LCP_Inputs_ON_Electric_Howarth_2023_05_05 | 2045 | H2 Import - QC | Import | Hydrogen | ON | Dispatch-Import | FuelCost | 0 | [6 empty] | 0.37512 | 0
LCP_Inputs_ON_Electric_Howarth_2023_05_05 | 2045 | H2 Import - QC | Import | Hydrogen | ON | Dispatch-Import | VOM | 0 | [6 empty] | 0.37512 | 0
LCP_Inputs_ON_Electric_Howarth_2023_05_05 | 2045 | H2 Import - QC | Import | Hydrogen | PJ | Dispatch-Import | EmissionsCost | 0 | [6 empty] | 0.37512 | 0
LCP_Inputs_ON_Electric_Howarth_2023_05_05 | 2045 | H2 Import - QC | Import | Hydrogen | PJ | Dispatch-Import | FuelCost | 0 | [6 empty] | 0.37512 | 0
LCP_Inputs_ON_Electric_Howarth_2023_05_05 | 2045 | H2 Import - QC | Import | Hydrogen | PJ | Dispatch-Import | VOM | 0 | [6 empty] | 0.37512 | 0
LCP_Inputs_ON_Electric_Howarth_2023_05_05 | 2045 | H2 Import - QC | Import | Hydrogen | QC | Dispatch-Import | EmissionsCost | 0 | [6 empty] | 0.37512 | 0
LCP_Inputs_ON_Electric_Howarth_2023_05_05 | 2045 | H2 Import - QC | Import | Hydrogen | QC | Dispatch-Import | FuelCost | 0 | [6 empty] | 0.37512 | 0
LCP_Inputs_ON_Electric_Howarth_2023_05_05 | 2045 | H2 Import - QC | Import | Hydrogen | QC | Dispatch-Import | VOM | 0 | [6 empty] | 0.37512 | 0
LCP_Inputs_ON_Electric_Howarth_2023_05_05 | 2045 | H2 Import - QC | Import | Hydrogen | WC | Dispatch-Import | EmissionsCost | 0 | [6 empty] | 0.37512 | 0
LCP_Inputs_ON_Electric_Howarth_2023_05_05 | 2045 | H2 Import - QC | Import | Hydrogen | WC | Dispatch-Import | FuelCost | 0 | [6 empty] | 0.37512 | 0
LCP_Inputs_ON_Electric_Howarth_2023_05_05 | 2045 | H2 Import - QC | Import | Hydrogen | WC | Dispatch-Import | VOM | 0 | [6 empty] | 0.37512 | 0
LCP_Inputs_ON_Electric_Howarth_2023_05_05 | 2045 | H2 Import - WC | Import | Hydrogen | MI | Dispatch-Import | EmissionsCost | 0 | [6 empty] | 0.37512 | 0
LCP_Inputs_ON_Electric_Howarth_2023_05_05 | 2045 | H2 Import - WC | Import | Hydrogen | MI | Dispatch-Import | FuelCost | 0 | [6 empty] | 0.37512 | 0
LCP_Inputs_ON_Electric_Howarth_2023_05_05 | 2045 | H2 Import - WC | Import | Hydrogen | MI | Dispatch-Import | VOM | 0 | [6 empty] | 0.37512 | 0
LCP_Inputs_ON_Electric_Howarth_2023_05_05 | 2045 | H2 Import - WC | Import | Hydrogen | NY | Dispatch-Import | EmissionsCost | 0 | [6 empty] | 0.37512 | 0
LCP_Inputs_ON_Electric_Howarth_2023_05_05 | 2045 | H2 Import - WC | Import | Hydrogen | NY | Dispatch-Import | FuelCost | 0 | [6 empty] | 0.37512 | 0
LCP_Inputs_ON_Electric_Howarth_2023_05_05 | 2045 | H2 Import - WC | Import | Hydrogen | NY | Dispatch-Import | VOM | 0 | [6 empty] | 0.37512 | 0
LCP_Inputs_ON_Electric_Howarth_2023_05_05 | 2045 | H2 Import - WC | Import | Hydrogen | ON | Dispatch-Import | EmissionsCost | 0 | [6 empty] | 0.37512 | 0
LCP_Inputs_ON_Electric_Howarth_2023_05_05 | 2045 | H2 Import - WC | Import | Hydrogen | ON | Dispatch-Import | FuelCost | 0 | [6 empty] | 0.37512 | 0
LCP_Inputs_ON_Electric_Howarth_2023_05_05 | 2045 | H2 Import - WC | Import | Hydrogen | ON | Dispatch-Import | VOM | 0 | [6 empty] | 0.37512 | 0
LCP_Inputs_ON_Electric_Howarth_2023_05_05 | 2045 | H2 Import - WC | Import | Hydrogen | PJ | Dispatch-Import | EmissionsCost | 0 | [6 empty] | 0.37512 | 0
LCP_Inputs_ON_Electric_Howarth_2023_05_05 | 2045 | H2 Import - WC | Import | Hydrogen | PJ | Dispatch-Import | FuelCost | 0 | [6 empty] | 0.37512 | 0
LCP_Inputs_ON_Electric_Howarth_2023_05_05 | 2045 | H2 Import - WC | Import | Hydrogen | PJ | Dispatch-Import | VOM | 0 | [6 empty] | 0.37512 | 0
LCP_Inputs_ON_Electric_Howarth_2023_05_05 | 2045 | H2 Import - WC | Import | Hydrogen | QC | Dispatch-Import | EmissionsCost | 0 | [6 empty] | 0.37512 | 0
LCP_Inputs_ON_Electric_Howarth_2023_05_05 | 2045 | H2 Import - WC | Import | Hydrogen | QC | Dispatch-Import | FuelCost | 0 | [6 empty] | 0.37512 | 0
LCP_Inputs_ON_Electric_Howarth_2023_05_05 | 2045 | H2 Import - WC | Import | Hydrogen | QC | Dispatch-Import | VOM | 0 | [6 empty] | 0.37512 | 0
LCP_Inputs_ON_Electric_Howarth_2023_05_05 | 2045 | H2 Import - WC | Import | Hydrogen | WC | Dispatch-Import | EmissionsCost | 0 | [6 empty] | 0.37512 | 0
LCP_Inputs_ON_Electric_Howarth_2023_05_05 | 2045 | H2 Import - WC | Import | Hydrogen | WC | Dispatch-Import | FuelCost | 264354475.5194 | [6 empty] | 0.37512 | 99163805.5184
LCP_Inputs_ON_Electric_Howarth_2023_05_05 | 2045 | H2 Import - WC | Import | Hydrogen | WC | Dispatch-Import | VOM | 0 | [6 empty] | 0.37512 | 0
LCP_Inputs_ON_Electric_Howarth_2023_05_05 | 2045 | H2 Salt Cavern Storage - ON | Storage | Hydrogen | MI | Dispatch-Storage | EmissionsCost | 0 | [6 empty] | 0.37512 | 0
LCP_Inputs_ON_Electric_Howarth_2023_05_05 | 2045 | H2 Salt Cavern Storage - ON | Storage | Hydrogen | MI | Dispatch-Storage | FuelCost | 0 | [6 empty] | 0.37512 | 0
LCP_Inputs_ON_Electric_Howarth_2023_05_05 | 2045 | H2 Salt Cavern Storage - ON | Storage | Hydrogen | MI | Dispatch-Storage | VOM | 0 | [6 empty] | 0.37512 | 0
LCP_Inputs_ON_Electric_Howarth_2023_05_05 | 2045 | H2 Salt Cavern Storage - ON | Storage | Hydrogen | NY | Dispatch-Storage | EmissionsCost | 0 | [6 empty] | 0.37512 | 0
LCP_Inputs_ON_Electric_Howarth_2023_05_05 | 2045 | H2 Salt Cavern Storage - ON | Storage | Hydrogen | NY | Dispatch-Storage | FuelCost | 0 | [6 empty] | 0.37512 | 0
LCP_Inputs_ON_Electric_Howarth_2023_05_05 | 2045 | H2 Salt Cavern Storage - ON | Storage | Hydrogen | NY | Dispatch-Storage | VOM | 0 | [6 empty] | 0.37512 | 0
LCP_Inputs_ON_Electric_Howarth_2023_05_05 | 2045 | H2 Salt Cavern Storage - ON | Storage | Hydrogen | ON | Dispatch-Storage | EmissionsCost | 0 | [6 empty] | 0.37512 | 0
LCP_Inputs_ON_Electric_Howarth_2023_05_05 | 2045 | H2 Salt Cavern Storage - ON | Storage | Hydrogen | ON | Dispatch-Storage | FuelCost | 0 | [6 empty] | 0.37512 | 0
LCP_Inputs_ON_Electric_Howarth_2023_05_05 | 2045 | H2 Salt Cavern Storage - ON | Storage | Hydrogen | ON | Dispatch-Storage | VOM | 29987486.9081 | [6 empty] | 0.37512 | 11248810.1966
LCP_Inputs_ON_Electric_Howarth_2023_05_05 | 2045 | H2 Salt Cavern Storage - ON | Storage | Hydrogen | PJ | Dispatch-Storage | EmissionsCost | 0 | [6 empty] | 0.37512 | 0
LCP_Inputs_ON_Electric_Howarth_2023_05_05 | 2045 | H2 Salt Cavern Storage - ON | Storage | Hydrogen | PJ | Dispatch-Storage | FuelCost | 0 | [6 empty] | 0.37512 | 0
LCP_Inputs_ON_Electric_Howarth_2023_05_05 | 2045 | H2 Salt Cavern Storage - ON | Storage | Hydrogen | PJ | Dispatch-Storage | VOM | 0 | [6 empty] | 0.37512 | 0
LCP_Inputs_ON_Electric_Howarth_2023_05_05 | 2045 | H2 Salt Cavern Storage - ON | Storage | Hydrogen | QC | Dispatch-Storage | EmissionsCost | 0 | [6 empty] | 0.37512 | 0
LCP_Inputs_ON_Electric_Howarth_2023_05_05 | 2045 | H2 Salt Cavern Storage - ON | Storage | Hydrogen | QC | Dispatch-Storage | FuelCost | 0 | [6 empty] | 0.37512 | 0
LCP_Inputs_ON_Electric_Howarth_2023_05_05 | 2045 | H2 Salt Cavern Storage - ON | Storage | Hydrogen | QC | Dispatch-Storage | VOM | 0 | [6 empty] | 0.37512 | 0
LCP_Inputs_ON_Electric_Howarth_2023_05_05 | 2045 | H2 Salt Cavern Storage - ON | Storage | Hydrogen | WC | Dispatch-Storage | EmissionsCost | 0 | [6 empty] | 0.37512 | 0
LCP_Inputs_ON_Electric_Howarth_2023_05_05 | 2045 | H2 Salt Cavern Storage - ON | Storage | Hydrogen | WC | Dispatch-Storage | FuelCost | 0 | [6 empty] | 0.37512 | 0
LCP_Inputs_ON_Electric_Howarth_2023_05_05 | 2045 | H2 Salt Cavern Storage - ON | Storage | Hydrogen | WC | Dispatch-Storage | VOM | 0 | [6 empty] | 0.37512 | 0
LCP_Inputs_ON_Electric_Howarth_2023_05_05 | 2045 | Hydro | Generation | Electricity | MI | Dispatch-Generation | EmissionsCost | 0 | [6 empty] | 0.37512 | 0
LCP_Inputs_ON_Electric_Howarth_2023_05_05 | 2045 | Hydro | Generation | Electricity | MI | Dispatch-Generation | FuelCost | 0 | [6 empty] | 0.37512 | 0
LCP_Inputs_ON_Electric_Howarth_2023_05_05 | 2045 | Hydro | Generation | Electricity | MI | Dispatch-Generation | VOM | 0 | [6 empty] | 0.37512 | 0
LCP_Inputs_ON_Electric_Howarth_2023_05_05 | 2045 | Hydro | Generation | Electricity | NY | Dispatch-Generation | EmissionsCost | 0 | [6 empty] | 0.37512 | 0
LCP_Inputs_ON_Electric_Howarth_2023_05_05 | 2045 | Hydro | Generation | Electricity | NY | Dispatch-Generation | FuelCost | 0 | [6 empty] | 0.37512 | 0
LCP_Inputs_ON_Electric_Howarth_2023_05_05 | 2045 | Hydro | Generation | Electricity | NY | Dispatch-Generation | VOM | 0 | [6 empty] | 0.37512 | 0
LCP_Inputs_ON_Electric_Howarth_2023_05_05 | 2045 | Hydro | Generation | Electricity | ON | Dispatch-Generation | EmissionsCost | 0 | [6 empty] | 0.37512 | 0
LCP_Inputs_ON_Electric_Howarth_2023_05_05 | 2045 | Hydro | Generation | Electricity | ON | Dispatch-Generation | FuelCost | 0 | [6 empty] | 0.37512 | 0
LCP_Inputs_ON_Electric_Howarth_2023_05_05 | 2045 | Hydro | Generation | Electricity | ON | Dispatch-Generation | VOM | 0 | [6 empty] | 0.37512 | 0
LCP_Inputs_ON_Electric_Howarth_2023_05_05 | 2045 | Hydro | Generation | Electricity | PJ | Dispatch-Generation | EmissionsCost | 0 | [6 empty] | 0.37512 | 0
LCP_Inputs_ON_Electric_Howarth_2023_05_05 | 2045 | Hydro | Generation | Electricity | PJ | Dispatch-Generation | FuelCost | 0 | [6 empty] | 0.37512 | 0
LCP_Inputs_ON_Electric_Howarth_2023_05_05 | 2045 | Hydro | Generation | Electricity | PJ | Dispatch-Generation | VOM | 0 | [6 empty] | 0.37512 | 0
LCP_Inputs_ON_Electric_Howarth_2023_05_05 | 2045 | Hydro | Generation | Electricity | QC | Dispatch-Generation | EmissionsCost | 0 | [6 empty] | 0.37512 | 0
LCP_Inputs_ON_Electric_Howarth_2023_05_05 | 2045 | Hydro | Generation | Electricity | QC | Dispatch-Generation | FuelCost | 0 | [6 empty] | 0.37512 | 0
LCP_Inputs_ON_Electric_Howarth_2023_05_05 | 2045 | Hydro | Generation | Electricity | QC | Dispatch-Generation | VOM | 0 | [6 empty] | 0.37512 | 0
LCP_Inputs_ON_Electric_Howarth_2023_05_05 | 2045 | Hydro | Generation | Electricity | WC | Dispatch-Generation | EmissionsCost | 0 | [6 empty] | 0.37512 | 0
LCP_Inputs_ON_Electric_Howarth_2023_05_05 | 2045 | Hydro | Generation | Electricity | WC | Dispatch-Generation | FuelCost | 0 | [6 empty] | 0.37512 | 0
LCP_Inputs_ON_Electric_Howarth_2023_05_05 | 2045 | Hydro | Generation | Electricity | WC | Dispatch-Generation | VOM | 0 | [6 empty] | 0.37512 | 0
LCP_Inputs_ON_Electric_Howarth_2023_05_05 | 2045 | Hydro Pumped Storage | Storage | Electricity | MI | Dispatch-Storage | EmissionsCost | 0 | [6 empty] | 0.37512 | 0
LCP_Inputs_ON_Electric_Howarth_2023_05_05 | 2045 | Hydro Pumped Storage | Storage | Electricity | MI | Dispatch-Storage | FuelCost | 0 | [6 empty] | 0.37512 | 0
LCP_Inputs_ON_Electric_Howarth_2023_05_05 | 2045 | Hydro Pumped Storage | Storage | Electricity | MI | Dispatch-Storage | VOM | 0 | [6 empty] | 0.37512 | 0
LCP_Inputs_ON_Electric_Howarth_2023_05_05 | 2045 | Hydro Pumped Storage | Storage | Electricity | NY | Dispatch-Storage | EmissionsCost | 0 | [6 empty] | 0.37512 | 0
LCP_Inputs_ON_Electric_Howarth_2023_05_05 | 2045 | Hydro Pumped Storage | Storage | Electricity | NY | Dispatch-Storage | FuelCost | 0 | [6 empty] | 0.37512 | 0
LCP_Inputs_ON_Electric_Howarth_2023_05_05 | 2045 | Hydro Pumped Storage | Storage | Electricity | NY | Dispatch-Storage | VOM | 0 | [6 empty] | 0.37512 | 0
LCP_Inputs_ON_Electric_Howarth_2023_05_05 | 2045 | Hydro Pumped Storage | Storage | Electricity | ON | Dispatch-Storage | EmissionsCost | 0 | [6 empty] | 0.37512 | 0
LCP_Inputs_ON_Electric_Howarth_2023_05_05 | 2045 | Hydro Pumped Storage | Storage | Electricity | ON | Dispatch-Storage | FuelCost | 0 | [6 empty] | 0.37512 | 0
LCP_Inputs_ON_Electric_Howarth_2023_05_05 | 2045 | Hydro Pumped Storage | Storage | Electricity | ON | Dispatch-Storage | VOM | 0 | [6 empty] | 0.37512 | 0
LCP_Inputs_ON_Electric_Howarth_2023_05_05 | 2045 | Hydro Pumped Storage | Storage | Electricity | PJ | Dispatch-Storage | EmissionsCost | 0 | [6 empty] | 0.37512 | 0
LCP_Inputs_ON_Electric_Howarth_2023_05_05 | 2045 | Hydro Pumped Storage | Storage | Electricity | PJ | Dispatch-Storage | FuelCost | 0 | [6 empty] | 0.37512 | 0
LCP_Inputs_ON_Electric_Howarth_2023_05_05 | 2045 | Hydro Pumped Storage | Storage | Electricity | PJ | Dispatch-Storage | VOM | 0 | [6 empty] | 0.37512 | 0
LCP_Inputs_ON_Electric_Howarth_2023_05_05 | 2045 | Hydro Pumped Storage | Storage | Electricity | QC | Dispatch-Storage | EmissionsCost | 0 | [6 empty] | 0.37512 | 0
LCP_Inputs_ON_Electric_Howarth_2023_05_05 | 2045 | Hydro Pumped Storage | Storage | Electricity | QC | Dispatch-Storage | FuelCost | 0 | [6 empty] | 0.37512 | 0
LCP_Inputs_ON_Electric_Howarth_2023_05_05 | 2045 | Hydro Pumped Storage | Storage | Electricity | QC | Dispatch-Storage | VOM | 0 | [6 empty] | 0.37512 | 0
LCP_Inputs_ON_Electric_Howarth_2023_05_05 | 2045 | Hydro Pumped Storage | Storage | Electricity | WC | Dispatch-Storage | EmissionsCost | 0 | [6 empty] | 0.37512 | 0
LCP_Inputs_ON_Electric_Howarth_2023_05_05 | 2045 | Hydro Pumped Storage | Storage | Electricity | WC | Dispatch-Storage | FuelCost | 0 | [6 empty] | 0.37512 | 0
LCP_Inputs_ON_Electric_Howarth_2023_05_05 | 2045 | Hydro Pumped Storage | Storage | Electricity | WC | Dispatch-Storage | VOM | 0 | [6 empty] | 0.37512 | 0
LCP_Inputs_ON_Electric_Howarth_2023_05_05 | 2045 | Nuclear | Generation | Electricity | MI | Dispatch-Generation | EmissionsCost | 0 | [6 empty] | 0.37512 | 0
LCP_Inputs_ON_Electric_Howarth_2023_05_05 | 2045 | Nuclear | Generation | Electricity | MI | Dispatch-Generation | FuelCost | 0 | [6 empty] | 0.37512 | 0
LCP_Inputs_ON_Electric_Howarth_2023_05_05 | 2045 | Nuclear | Generation | Electricity | MI | Dispatch-Generation | VOM | 2762866296.96 | [6 empty] | 0.37512 | 1036397570.3709
LCP_Inputs_ON_Electric_Howarth_2023_05_05 | 2045 | Nuclear | Generation | Electricity | NY | Dispatch-Generation | EmissionsCost | 0 | [6 empty] | 0.37512 | 0
LCP_Inputs_ON_Electric_Howarth_2023_05_05 | 2045 | Nuclear | Generation | Electricity | NY | Dispatch-Generation | FuelCost | 0 | [6 empty] | 0.37512 | 0
LCP_Inputs_ON_Electric_Howarth_2023_05_05 | 2045 | Nuclear | Generation | Electricity | NY | Dispatch-Generation | VOM | 2246155230.144 | [6 empty] | 0.37512 | 842570567.2976
LCP_Inputs_ON_Electric_Howarth_2023_05_05 | 2045 | Nuclear | Generation | Electricity | ON | Dispatch-Generation | EmissionsCost | 0 | [6 empty] | 0.37512 | 0
LCP_Inputs_ON_Electric_Howarth_2023_05_05 | 2045 | Nuclear | Generation | Electricity | ON | Dispatch-Generation | FuelCost | 0 | [6 empty] | 0.37512 | 0
LCP_Inputs_ON_Electric_Howarth_2023_05_05 | 2045 | Nuclear | Generation | Electricity | ON | Dispatch-Generation | VOM | 7838119223.6803 | [6 empty] | 0.37512 | 2940210218.8723
LCP_Inputs_ON_Electric_Howarth_2023_05_05 | 2045 | Nuclear | Generation | Electricity | PJ | Dispatch-Generation | EmissionsCost | 0 | [6 empty] | 0.37512 | 0
LCP_Inputs_ON_Electric_Howarth_2023_05_05 | 2045 | Nuclear | Generation | Electricity | PJ | Dispatch-Generation | FuelCost | 0 | [6 empty] | 0.37512 | 0
LCP_Inputs_ON_Electric_Howarth_2023_05_05 | 2045 | Nuclear | Generation | Electricity | PJ | Dispatch-Generation | VOM | 6401347648.6848 | [6 empty] | 0.37512 | 2401253060.0906
LCP_Inputs_ON_Electric_Howarth_2023_05_05 | 2045 | Nuclear | Generation | Electricity | QC | Dispatch-Generation | EmissionsCost | 0 | [6 empty] | 0.37512 | 0
LCP_Inputs_ON_Electric_Howarth_2023_05_05 | 2045 | Nuclear | Generation | Electricity | QC | Dispatch-Generation | FuelCost | 0 | [6 empty] | 0.37512 | 0
LCP_Inputs_ON_Electric_Howarth_2023_05_05 | 2045 | Nuclear | Generation | Electricity | QC | Dispatch-Generation | VOM | 0 | [6 empty] | 0.37512 | 0
LCP_Inputs_ON_Electric_Howarth_2023_05_05 | 2045 | Nuclear | Generation | Electricity | WC | Dispatch-Generation | EmissionsCost | 0 | [6 empty] | 0.37512 | 0
LCP_Inputs_ON_Electric_Howarth_2023_05_05 | 2045 | Nuclear | Generation | Electricity | WC | Dispatch-Generation | FuelCost | 0 | [6 empty] | 0.37512 | 0
LCP_Inputs_ON_Electric_Howarth_2023_05_05 | 2045 | Nuclear | Generation | Electricity | WC | Dispatch-Generation | VOM | 0 | [6 empty] | 0.37512 | 0
LCP_Inputs_ON_Electric_Howarth_2023_05_05 | 2045 | Nuclear SMR | Generation | Electricity | MI | Dispatch-Generation | EmissionsCost | 0 | [6 empty] | 0.37512 | 0
LCP_Inputs_ON_Electric_Howarth_2023_05_05 | 2045 | Nuclear SMR | Generation | Electricity | MI | Dispatch-Generation | FuelCost | 0 | [6 empty] | 0.37512 | 0
LCP_Inputs_ON_Electric_Howarth_2023_05_05 | 2045 | Nuclear SMR | Generation | Electricity | MI | Dispatch-Generation | VOM | 0 | [6 empty] | 0.37512 | 0
LCP_Inputs_ON_Electric_Howarth_2023_05_05 | 2045 | Nuclear SMR | Generation | Electricity | NY | Dispatch-Generation | EmissionsCost | 0 | [6 empty] | 0.37512 | 0
LCP_Inputs_ON_Electric_Howarth_2023_05_05 | 2045 | Nuclear SMR | Generation | Electricity | NY | Dispatch-Generation | FuelCost | 0 | [6 empty] | 0.37512 | 0
LCP_Inputs_ON_Electric_Howarth_2023_05_05 | 2045 | Nuclear SMR | Generation | Electricity | NY | Dispatch-Generation | VOM | 0 | [6 empty] | 0.37512 | 0
LCP_Inputs_ON_Electric_Howarth_2023_05_05 | 2045 | Nuclear SMR | Generation | Electricity | ON | Dispatch-Generation | EmissionsCost | 0 | [6 empty] | 0.37512 | 0
LCP_Inputs_ON_Electric_Howarth_2023_05_05 | 2045 | Nuclear SMR | Generation | Electricity | ON | Dispatch-Generation | FuelCost | 0 | [6 empty] | 0.37512 | 0
LCP_Inputs_ON_Electric_Howarth_2023_05_05 | 2045 | Nuclear SMR | Generation | Electricity | ON | Dispatch-Generation | VOM | 209027402.6763 | [6 empty] | 0.37512 | 78409690.8754
LCP_Inputs_ON_Electric_Howarth_2023_05_05 | 2045 | Nuclear SMR | Generation | Electricity | PJ | Dispatch-Generation | EmissionsCost | 0 | [6 empty] | 0.37512 | 0
LCP_Inputs_ON_Electric_Howarth_2023_05_05 | 2045 | Nuclear SMR | Generation | Electricity | PJ | Dispatch-Generation | FuelCost | 0 | [6 empty] | 0.37512 | 0
LCP_Inputs_ON_Electric_Howarth_2023_05_05 | 2045 | Nuclear SMR | Generation | Electricity | PJ | Dispatch-Generation | VOM | 0 | [6 empty] | 0.37512 | 0
LCP_Inputs_ON_Electric_Howarth_2023_05_05 | 2045 | Nuclear SMR | Generation | Electricity | QC | Dispatch-Generation | EmissionsCost | 0 | [6 empty] | 0.37512 | 0
LCP_Inputs_ON_Electric_Howarth_2023_05_05 | 2045 | Nuclear SMR | Generation | Electricity | QC | Dispatch-Generation | FuelCost | 0 | [6 empty] | 0.37512 | 0
LCP_Inputs_ON_Electric_Howarth_2023_05_05 | 2045 | Nuclear SMR | Generation | Electricity | QC | Dispatch-Generation | VOM | 0 | [6 empty] | 0.37512 | 0
LCP_Inputs_ON_Electric_Howarth_2023_05_05 | 2045 | Nuclear SMR | Generation | Electricity | WC | Dispatch-Generation | EmissionsCost | 0 | [6 empty] | 0.37512 | 0
LCP_Inputs_ON_Electric_Howarth_2023_05_05 | 2045 | Nuclear SMR | Generation | Electricity | WC | Dispatch-Generation | FuelCost | 0 | [6 empty] | 0.37512 | 0
LCP_Inputs_ON_Electric_Howarth_2023_05_05 | 2045 | Nuclear SMR | Generation | Electricity | WC | Dispatch-Generation | VOM | 0 | [6 empty] | 0.37512 | 0
LCP_Inputs_ON_Electric_Howarth_2023_05_05 | 2045 | O/CCGT - CH4 Existing | Crossload | Electricity | MI | Dispatch-Crossload | EmissionsCost | 0 | [6 empty] | 0.37512 | 0
LCP_Inputs_ON_Electric_Howarth_2023_05_05 | 2045 | O/CCGT - CH4 Existing | Crossload | Electricity | MI | Dispatch-Crossload | FuelCost | 0 | [6 empty] | 0.37512 | 0
LCP_Inputs_ON_Electric_Howarth_2023_05_05 | 2045 | O/CCGT - CH4 Existing | Crossload | Electricity | MI | Dispatch-Crossload | VOM | 0 | [6 empty] | 0.37512 | 0
LCP_Inputs_ON_Electric_Howarth_2023_05_05 | 2045 | O/CCGT - CH4 Existing | Crossload | Electricity | NY | Dispatch-Crossload | EmissionsCost | 0 | [6 empty] | 0.37512 | 0
LCP_Inputs_ON_Electric_Howarth_2023_05_05 | 2045 | O/CCGT - CH4 Existing | Crossload | Electricity | NY | Dispatch-Crossload | FuelCost | 0 | [6 empty] | 0.37512 | 0
LCP_Inputs_ON_Electric_Howarth_2023_05_05 | 2045 | O/CCGT - CH4 Existing | Crossload | Electricity | NY | Dispatch-Crossload | VOM | 0 | [6 empty] | 0.37512 | 0
LCP_Inputs_ON_Electric_Howarth_2023_05_05 | 2045 | O/CCGT - CH4 Existing | Crossload | Electricity | ON | Dispatch-Crossload | EmissionsCost | 4102217.4246 | [6 empty] | 0.37512 | 1538810.6825
LCP_Inputs_ON_Electric_Howarth_2023_05_05 | 2045 | O/CCGT - CH4 Existing | Crossload | Electricity | ON | Dispatch-Crossload | FuelCost | 0 | [6 empty] | 0.37512 | 0
LCP_Inputs_ON_Electric_Howarth_2023_05_05 | 2045 | O/CCGT - CH4 Existing | Crossload | Electricity | ON | Dispatch-Crossload | VOM | 145942.0715 | [6 empty] | 0.37512 | 54745.3232
LCP_Inputs_ON_Electric_Howarth_2023_05_05 | 2045 | O/CCGT - CH4 Existing | Crossload | Electricity | PJ | Dispatch-Crossload | EmissionsCost | 0 | [6 empty] | 0.37512 | 0
LCP_Inputs_ON_Electric_Howarth_2023_05_05 | 2045 | O/CCGT - CH4 Existing | Crossload | Electricity | PJ | Dispatch-Crossload | FuelCost | 0 | [6 empty] | 0.37512 | 0
LCP_Inputs_ON_Electric_Howarth_2023_05_05 | 2045 | O/CCGT - CH4 Existing | Crossload | Electricity | PJ | Dispatch-Crossload | VOM | 0 | [6 empty] | 0.37512 | 0
LCP_Inputs_ON_Electric_Howarth_2023_05_05 | 2045 | O/CCGT - CH4 Existing | Crossload | Electricity | QC | Dispatch-Crossload | EmissionsCost | 0 | [6 empty] | 0.37512 | 0
LCP_Inputs_ON_Electric_Howarth_2023_05_05 | 2045 | O/CCGT - CH4 Existing | Crossload | Electricity | QC | Dispatch-Crossload | FuelCost | 0 | [6 empty] | 0.37512 | 0
LCP_Inputs_ON_Electric_Howarth_2023_05_05 | 2045 | O/CCGT - CH4 Existing | Crossload | Electricity | QC | Dispatch-Crossload | VOM | 0 | [6 empty] | 0.37512 | 0
LCP_Inputs_ON_Electric_Howarth_2023_05_05 | 2045 | O/CCGT - CH4 Existing | Crossload | Electricity | WC | Dispatch-Crossload | EmissionsCost | 0 | [6 empty] | 0.37512 | 0
LCP_Inputs_ON_Electric_Howarth_2023_05_05 | 2045 | O/CCGT - CH4 Existing | Crossload | Electricity | WC | Dispatch-Crossload | FuelCost | 0 | [6 empty] | 0.37512 | 0
LCP_Inputs_ON_Electric_Howarth_2023_05_05 | 2045 | O/CCGT - CH4 Existing | Crossload | Electricity | WC | Dispatch-Crossload | VOM | 0 | [6 empty] | 0.37512 | 0
LCP_Inputs_ON_Electric_Howarth_2023_05_05 | 2045 | O/CCGT - CH4 New | Crossload | Electricity | MI | Dispatch-Crossload | EmissionsCost | 0 | [6 empty] | 0.37512 | 0
LCP_Inputs_ON_Electric_Howarth_2023_05_05 | 2045 | O/CCGT - CH4 New | Crossload | Electricity | MI | Dispatch-Crossload | FuelCost | 0 | [6 empty] | 0.37512 | 0
LCP_Inputs_ON_Electric_Howarth_2023_05_05 | 2045 | O/CCGT - CH4 New | Crossload | Electricity | MI | Dispatch-Crossload | VOM | 0 | [6 empty] | 0.37512 | 0
LCP_Inputs_ON_Electric_Howarth_2023_05_05 | 2045 | O/CCGT - CH4 New | Crossload | Electricity | NY | Dispatch-Crossload | EmissionsCost | 0 | [6 empty] | 0.37512 | 0
LCP_Inputs_ON_Electric_Howarth_2023_05_05 | 2045 | O/CCGT - CH4 New | Crossload | Electricity | NY | Dispatch-Crossload | FuelCost | 0 | [6 empty] | 0.37512 | 0
LCP_Inputs_ON_Electric_Howarth_2023_05_05 | 2045 | O/CCGT - CH4 New | Crossload | Electricity | NY | Dispatch-Crossload | VOM | 0 | [6 empty] | 0.37512 | 0
LCP_Inputs_ON_Electric_Howarth_2023_05_05 | 2045 | O/CCGT - CH4 New | Crossload | Electricity | ON | Dispatch-Crossload | EmissionsCost | 1412953.2475 | [6 empty] | 0.37512 | 530022.5039
LCP_Inputs_ON_Electric_Howarth_2023_05_05 | 2045 | O/CCGT - CH4 New | Crossload | Electricity | ON | Dispatch-Crossload | FuelCost | 0 | [6 empty] | 0.37512 | 0
LCP_Inputs_ON_Electric_Howarth_2023_05_05 | 2045 | O/CCGT - CH4 New | Crossload | Electricity | ON | Dispatch-Crossload | VOM | 50267.7704 | [6 empty] | 0.37512 | 18856.2853
LCP_Inputs_ON_Electric_Howarth_2023_05_05 | 2045 | O/CCGT - CH4 New | Crossload | Electricity | PJ | Dispatch-Crossload | EmissionsCost | 0 | [6 empty] | 0.37512 | 0
LCP_Inputs_ON_Electric_Howarth_2023_05_05 | 2045 | O/CCGT - CH4 New | Crossload | Electricity | PJ | Dispatch-Crossload | FuelCost | 0 | [6 empty] | 0.37512 | 0
LCP_Inputs_ON_Electric_Howarth_2023_05_05 | 2045 | O/CCGT - CH4 New | Crossload | Electricity | PJ | Dispatch-Crossload | VOM | 0 | [6 empty] | 0.37512 | 0
LCP_Inputs_ON_Electric_Howarth_2023_05_05 | 2045 | O/CCGT - CH4 New | Crossload | Electricity | QC | Dispatch-Crossload | EmissionsCost | 0 | [6 empty] | 0.37512 | 0
LCP_Inputs_ON_Electric_Howarth_2023_05_05 | 2045 | O/CCGT - CH4 New | Crossload | Electricity | QC | Dispatch-Crossload | FuelCost | 0 | [6 empty] | 0.37512 | 0
LCP_Inputs_ON_Electric_Howarth_2023_05_05 | 2045 | O/CCGT - CH4 New | Crossload | Electricity | QC | Dispatch-Crossload | VOM | 0 | [6 empty] | 0.37512 | 0
LCP_Inputs_ON_Electric_Howarth_2023_05_05 | 2045 | O/CCGT - CH4 New | Crossload | Electricity | WC | Dispatch-Crossload | EmissionsCost | 0 | [6 empty] | 0.37512 | 0
LCP_Inputs_ON_Electric_Howarth_2023_05_05 | 2045 | O/CCGT - CH4 New | Crossload | Electricity | WC | Dispatch-Crossload | FuelCost | 0 | [6 empty] | 0.37512 | 0
LCP_Inputs_ON_Electric_Howarth_2023_05_05 | 2045 | O/CCGT - CH4 New | Crossload | Electricity | WC | Dispatch-Crossload | VOM | 0 | [6 empty] | 0.37512 | 0
LCP_Inputs_ON_Electric_Howarth_2023_05_05 | 2045 | O/CCGT - H2 New | Crossload | Electricity | MI | Dispatch-Crossload | EmissionsCost | 0 | [6 empty] | 0.37512 | 0
LCP_Inputs_ON_Electric_Howarth_2023_05_05 | 2045 | O/CCGT - H2 New | Crossload | Electricity | MI | Dispatch-Crossload | FuelCost | 0 | [6 empty] | 0.37512 | 0
LCP_Inputs_ON_Electric_Howarth_2023_05_05 | 2045 | O/CCGT - H2 New | Crossload | Electricity | MI | Dispatch-Crossload | VOM | 0 | [6 empty] | 0.37512 | 0
LCP_Inputs_ON_Electric_Howarth_2023_05_05 | 2045 | O/CCGT - H2 New | Crossload | Electricity | NY | Dispatch-Crossload | EmissionsCost | 0 | [6 empty] | 0.37512 | 0
LCP_Inputs_ON_Electric_Howarth_2023_05_05 | 2045 | O/CCGT - H2 New | Crossload | Electricity | NY | Dispatch-Crossload | FuelCost | 0 | [6 empty] | 0.37512 | 0
LCP_Inputs_ON_Electric_Howarth_2023_05_05 | 2045 | O/CCGT - H2 New | Crossload | Electricity | NY | Dispatch-Crossload | VOM | 0 | [6 empty] | 0.37512 | 0
LCP_Inputs_ON_Electric_Howarth_2023_05_05 | 2045 | O/CCGT - H2 New | Crossload | Electricity | ON | Dispatch-Crossload | EmissionsCost | 0 | [6 empty] | 0.37512 | 0
LCP_Inputs_ON_Electric_Howarth_2023_05_05 | 2045 | O/CCGT - H2 New | Crossload | Electricity | ON | Dispatch-Crossload | FuelCost | 0 | [6 empty] | 0.37512 | 0
LCP_Inputs_ON_Electric_Howarth_2023_05_05 | 2045 | O/CCGT - H2 New | Crossload | Electricity | ON | Dispatch-Crossload | VOM | 1216577.8169 | [6 empty] | 0.37512 | 456358.7804
LCP_Inputs_ON_Electric_Howarth_2023_05_05 | 2045 | O/CCGT - H2 New | Crossload | Electricity | PJ | Dispatch-Crossload | EmissionsCost | 0 | [6 empty] | 0.37512 | 0
LCP_Inputs_ON_Electric_Howarth_2023_05_05 | 2045 | O/CCGT - H2 New | Crossload | Electricity | PJ | Dispatch-Crossload | FuelCost | 0 | [6 empty] | 0.37512 | 0
LCP_Inputs_ON_Electric_Howarth_2023_05_05 | 2045 | O/CCGT - H2 New | Crossload | Electricity | PJ | Dispatch-Crossload | VOM | 0 | [6 empty] | 0.37512 | 0
LCP_Inputs_ON_Electric_Howarth_2023_05_05 | 2045 | O/CCGT - H2 New | Crossload | Electricity | QC | Dispatch-Crossload | EmissionsCost | 0 | [6 empty] | 0.37512 | 0
LCP_Inputs_ON_Electric_Howarth_2023_05_05 | 2045 | O/CCGT - H2 New | Crossload | Electricity | QC | Dispatch-Crossload | FuelCost | 0 | [6 empty] | 0.37512 | 0
LCP_Inputs_ON_Electric_Howarth_2023_05_05 | 2045 | O/CCGT - H2 New | Crossload | Electricity | QC | Dispatch-Crossload | VOM | 0 | [6 empty] | 0.37512 | 0
LCP_Inputs_ON_Electric_Howarth_2023_05_05 | 2045 | O/CCGT - H2 New | Crossload | Electricity | WC | Dispatch-Crossload | EmissionsCost | 0 | [6 empty] | 0.37512 | 0
LCP_Inputs_ON_Electric_Howarth_2023_05_05 | 2045 | O/CCGT - H2 New | Crossload | Electricity | WC | Dispatch-Crossload | FuelCost | 0 | [6 empty] | 0.37512 | 0
LCP_Inputs_ON_Electric_Howarth_2023_05_05 | 2045 | O/CCGT - H2 New | Crossload | Electricity | WC | Dispatch-Crossload | VOM | 0 | [6 empty] | 0.37512 | 0
LCP_Inputs_ON_Electric_Howarth_2023_05_05 | 2045 | SMR CCS | Generation | Hydrogen | MI | Dispatch-Generation | EmissionsCost | 0 | [6 empty] | 0.37512 | 0
LCP_Inputs_ON_Electric_Howarth_2023_05_05 | 2045 | SMR CCS | Generation | Hydrogen | MI | Dispatch-Generation | FuelCost | 0 | [6 empty] | 0.37512 | 0
LCP_Inputs_ON_Electric_Howarth_2023_05_05 | 2045 | SMR CCS | Generation | Hydrogen | MI | Dispatch-Generation | VOM | 0 | [6 empty] | 0.37512 | 0
LCP_Inputs_ON_Electric_Howarth_2023_05_05 | 2045 | SMR CCS | Generation | Hydrogen | NY | Dispatch-Generation | EmissionsCost | 0 | [6 empty] | 0.37512 | 0
LCP_Inputs_ON_Electric_Howarth_2023_05_05 | 2045 | SMR CCS | Generation | Hydrogen | NY | Dispatch-Generation | FuelCost | 0 | [6 empty] | 0.37512 | 0
LCP_Inputs_ON_Electric_Howarth_2023_05_05 | 2045 | SMR CCS | Generation | Hydrogen | NY | Dispatch-Generation | VOM | 0 | [6 empty] | 0.37512 | 0
LCP_Inputs_ON_Electric_Howarth_2023_05_05 | 2045 | SMR CCS | Generation | Hydrogen | ON | Dispatch-Generation | EmissionsCost | 1007144.5083 | [6 empty] | 0.37512 | 377796.8274
LCP_Inputs_ON_Electric_Howarth_2023_05_05 | 2045 | SMR CCS | Generation | Hydrogen | ON | Dispatch-Generation | FuelCost | 457300.2332 | [6 empty] | 0.37512 | 171541.0012
LCP_Inputs_ON_Electric_Howarth_2023_05_05 | 2045 | SMR CCS | Generation | Hydrogen | ON | Dispatch-Generation | VOM | 0 | [6 empty] | 0.37512 | 0
LCP_Inputs_ON_Electric_Howarth_2023_05_05 | 2045 | SMR CCS | Generation | Hydrogen | PJ | Dispatch-Generation | EmissionsCost | 0 | [6 empty] | 0.37512 | 0
LCP_Inputs_ON_Electric_Howarth_2023_05_05 | 2045 | SMR CCS | Generation | Hydrogen | PJ | Dispatch-Generation | FuelCost | 0 | [6 empty] | 0.37512 | 0
LCP_Inputs_ON_Electric_Howarth_2023_05_05 | 2045 | SMR CCS | Generation | Hydrogen | PJ | Dispatch-Generation | VOM | 0 | [6 empty] | 0.37512 | 0
LCP_Inputs_ON_Electric_Howarth_2023_05_05 | 2045 | SMR CCS | Generation | Hydrogen | QC | Dispatch-Generation | EmissionsCost | 0 | [6 empty] | 0.37512 | 0
LCP_Inputs_ON_Electric_Howarth_2023_05_05 | 2045 | SMR CCS | Generation | Hydrogen | QC | Dispatch-Generation | FuelCost | 0 | [6 empty] | 0.37512 | 0
LCP_Inputs_ON_Electric_Howarth_2023_05_05 | 2045 | SMR CCS | Generation | Hydrogen | QC | Dispatch-Generation | VOM | 0 | [6 empty] | 0.37512 | 0
LCP_Inputs_ON_Electric_Howarth_2023_05_05 | 2045 | SMR CCS | Generation | Hydrogen | WC | Dispatch-Generation | EmissionsCost | 0 | [6 empty] | 0.37512 | 0
LCP_Inputs_ON_Electric_Howarth_2023_05_05 | 2045 | SMR CCS | Generation | Hydrogen | WC | Dispatch-Generation | FuelCost | 0 | [6 empty] | 0.37512 | 0
LCP_Inputs_ON_Electric_Howarth_2023_05_05 | 2045 | SMR CCS | Generation | Hydrogen | WC | Dispatch-Generation | VOM | 0 | [6 empty] | 0.37512 | 0
LCP_Inputs_ON_Electric_Howarth_2023_05_05 | 2045 | Solar PV | Generation | Electricity | MI | Dispatch-Generation | EmissionsCost | 0 | [6 empty] | 0.37512 | 0
LCP_Inputs_ON_Electric_Howarth_2023_05_05 | 2045 | Solar PV | Generation | Electricity | MI | Dispatch-Generation | FuelCost | 0 | [6 empty] | 0.37512 | 0
LCP_Inputs_ON_Electric_Howarth_2023_05_05 | 2045 | Solar PV | Generation | Electricity | MI | Dispatch-Generation | VOM | 0 | [6 empty] | 0.37512 | 0
LCP_Inputs_ON_Electric_Howarth_2023_05_05 | 2045 | Solar PV | Generation | Electricity | NY | Dispatch-Generation | EmissionsCost | 0 | [6 empty] | 0.37512 | 0
LCP_Inputs_ON_Electric_Howarth_2023_05_05 | 2045 | Solar PV | Generation | Electricity | NY | Dispatch-Generation | FuelCost | 0 | [6 empty] | 0.37512 | 0
LCP_Inputs_ON_Electric_Howarth_2023_05_05 | 2045 | Solar PV | Generation | Electricity | NY | Dispatch-Generation | VOM | 0 | [6 empty] | 0.37512 | 0
LCP_Inputs_ON_Electric_Howarth_2023_05_05 | 2045 | Solar PV | Generation | Electricity | ON | Dispatch-Generation | EmissionsCost | 0 | [6 empty] | 0.37512 | 0
LCP_Inputs_ON_Electric_Howarth_2023_05_05 | 2045 | Solar PV | Generation | Electricity | ON | Dispatch-Generation | FuelCost | 0 | [6 empty] | 0.37512 | 0
LCP_Inputs_ON_Electric_Howarth_2023_05_05 | 2045 | Solar PV | Generation | Electricity | ON | Dispatch-Generation | VOM | 0 | [6 empty] | 0.37512 | 0
LCP_Inputs_ON_Electric_Howarth_2023_05_05 | 2045 | Solar PV | Generation | Electricity | PJ | Dispatch-Generation | EmissionsCost | 0 | [6 empty] | 0.37512 | 0
LCP_Inputs_ON_Electric_Howarth_2023_05_05 | 2045 | Solar PV | Generation | Electricity | PJ | Dispatch-Generation | FuelCost | 0 | [6 empty] | 0.37512 | 0
LCP_Inputs_ON_Electric_Howarth_2023_05_05 | 2045 | Solar PV | Generation | Electricity | PJ | Dispatch-Generation | VOM | 0 | [6 empty] | 0.37512 | 0
LCP_Inputs_ON_Electric_Howarth_2023_05_05 | 2045 | Solar PV | Generation | Electricity | QC | Dispatch-Generation | EmissionsCost | 0 | [6 empty] | 0.37512 | 0
LCP_Inputs_ON_Electric_Howarth_2023_05_05 | 2045 | Solar PV | Generation | Electricity | QC | Dispatch-Generation | FuelCost | 0 | [6 empty] | 0.37512 | 0
LCP_Inputs_ON_Electric_Howarth_2023_05_05 | 2045 | Solar PV | Generation | Electricity | QC | Dispatch-Generation | VOM | 0 | [6 empty] | 0.37512 | 0
LCP_Inputs_ON_Electric_Howarth_2023_05_05 | 2045 | Solar PV | Generation | Electricity | WC | Dispatch-Generation | EmissionsCost | 0 | [6 empty] | 0.37512 | 0
LCP_Inputs_ON_Electric_Howarth_2023_05_05 | 2045 | Solar PV | Generation | Electricity | WC | Dispatch-Generation | FuelCost | 0 | [6 empty] | 0.37512 | 0
LCP_Inputs_ON_Electric_Howarth_2023_05_05 | 2045 | Solar PV | Generation | Electricity | WC | Dispatch-Generation | VOM | 0 | [6 empty] | 0.37512 | 0
LCP_Inputs_ON_Electric_Howarth_2023_05_05 | 2045 | Wind Offshore | Generation | Electricity | MI | Dispatch-Generation | EmissionsCost | 0 | [6 empty] | 0.37512 | 0
LCP_Inputs_ON_Electric_Howarth_2023_05_05 | 2045 | Wind Offshore | Generation | Electricity | MI | Dispatch-Generation | FuelCost | 0 | [6 empty] | 0.37512 | 0
LCP_Inputs_ON_Electric_Howarth_2023_05_05 | 2045 | Wind Offshore | Generation | Electricity | MI | Dispatch-Generation | VOM | 0 | [6 empty] | 0.37512 | 0
LCP_Inputs_ON_Electric_Howarth_2023_05_05 | 2045 | Wind Offshore | Generation | Electricity | NY | Dispatch-Generation | EmissionsCost | 0 | [6 empty] | 0.37512 | 0
LCP_Inputs_ON_Electric_Howarth_2023_05_05 | 2045 | Wind Offshore | Generation | Electricity | NY | Dispatch-Generation | FuelCost | 0 | [6 empty] | 0.37512 | 0
LCP_Inputs_ON_Electric_Howarth_2023_05_05 | 2045 | Wind Offshore | Generation | Electricity | NY | Dispatch-Generation | VOM | 0 | [6 empty] | 0.37512 | 0
LCP_Inputs_ON_Electric_Howarth_2023_05_05 | 2045 | Wind Offshore | Generation | Electricity | ON | Dispatch-Generation | EmissionsCost | 0 | [6 empty] | 0.37512 | 0
LCP_Inputs_ON_Electric_Howarth_2023_05_05 | 2045 | Wind Offshore | Generation | Electricity | ON | Dispatch-Generation | FuelCost | 0 | [6 empty] | 0.37512 | 0
LCP_Inputs_ON_Electric_Howarth_2023_05_05 | 2045 | Wind Offshore | Generation | Electricity | ON | Dispatch-Generation | VOM | 0 | [6 empty] | 0.37512 | 0
LCP_Inputs_ON_Electric_Howarth_2023_05_05 | 2045 | Wind Offshore | Generation | Electricity | PJ | Dispatch-Generation | EmissionsCost | 0 | [6 empty] | 0.37512 | 0
LCP_Inputs_ON_Electric_Howarth_2023_05_05 | 2045 | Wind Offshore | Generation | Electricity | PJ | Dispatch-Generation | FuelCost | 0 | [6 empty] | 0.37512 | 0
LCP_Inputs_ON_Electric_Howarth_2023_05_05 | 2045 | Wind Offshore | Generation | Electricity | PJ | Dispatch-Generation | VOM | 0 | [6 empty] | 0.37512 | 0
LCP_Inputs_ON_Electric_Howarth_2023_05_05 | 2045 | Wind Offshore | Generation | Electricity | QC | Dispatch-Generation | EmissionsCost | 0 | [6 empty] | 0.37512 | 0
LCP_Inputs_ON_Electric_Howarth_2023_05_05 | 2045 | Wind Offshore | Generation | Electricity | QC | Dispatch-Generation | FuelCost | 0 | [6 empty] | 0.37512 | 0
LCP_Inputs_ON_Electric_Howarth_2023_05_05 | 2045 | Wind Offshore | Generation | Electricity | QC | Dispatch-Generation | VOM | 0 | [6 empty] | 0.37512 | 0
LCP_Inputs_ON_Electric_Howarth_2023_05_05 | 2045 | Wind Offshore | Generation | Electricity | WC | Dispatch-Generation | EmissionsCost | 0 | [6 empty] | 0.37512 | 0
LCP_Inputs_ON_Electric_Howarth_2023_05_05 | 2045 | Wind Offshore | Generation | Electricity | WC | Dispatch-Generation | FuelCost | 0 | [6 empty] | 0.37512 | 0
LCP_Inputs_ON_Electric_Howarth_2023_05_05 | 2045 | Wind Offshore | Generation | Electricity | WC | Dispatch-Generation | VOM | 0 | [6 empty] | 0.37512 | 0
LCP_Inputs_ON_Electric_Howarth_2023_05_05 | 2045 | Wind Onshore | Generation | Electricity | MI | Dispatch-Generation | EmissionsCost | 0 | [6 empty] | 0.37512 | 0
LCP_Inputs_ON_Electric_Howarth_2023_05_05 | 2045 | Wind Onshore | Generation | Electricity | MI | Dispatch-Generation | FuelCost | 0 | [6 empty] | 0.37512 | 0
LCP_Inputs_ON_Electric_Howarth_2023_05_05 | 2045 | Wind Onshore | Generation | Electricity | MI | Dispatch-Generation | VOM | 0 | [6 empty] | 0.37512 | 0
LCP_Inputs_ON_Electric_Howarth_2023_05_05 | 2045 | Wind Onshore | Generation | Electricity | NY | Dispatch-Generation | EmissionsCost | 0 | [6 empty] | 0.37512 | 0
LCP_Inputs_ON_Electric_Howarth_2023_05_05 | 2045 | Wind Onshore | Generation | Electricity | NY | Dispatch-Generation | FuelCost | 0 | [6 empty] | 0.37512 | 0
LCP_Inputs_ON_Electric_Howarth_2023_05_05 | 2045 | Wind Onshore | Generation | Electricity | NY | Dispatch-Generation | VOM | 0 | [6 empty] | 0.37512 | 0
LCP_Inputs_ON_Electric_Howarth_2023_05_05 | 2045 | Wind Onshore | Generation | Electricity | ON | Dispatch-Generation | EmissionsCost | 0 | [6 empty] | 0.37512 | 0
LCP_Inputs_ON_Electric_Howarth_2023_05_05 | 2045 | Wind Onshore | Generation | Electricity | ON | Dispatch-Generation | FuelCost | 0 | [6 empty] | 0.37512 | 0
LCP_Inputs_ON_Electric_Howarth_2023_05_05 | 2045 | Wind Onshore | Generation | Electricity | ON | Dispatch-Generation | VOM | 0 | [6 empty] | 0.37512 | 0
LCP_Inputs_ON_Electric_Howarth_2023_05_05 | 2045 | Wind Onshore | Generation | Electricity | PJ | Dispatch-Generation | EmissionsCost | 0 | [6 empty] | 0.37512 | 0
LCP_Inputs_ON_Electric_Howarth_2023_05_05 | 2045 | Wind Onshore | Generation | Electricity | PJ | Dispatch-Generation | FuelCost | 0 | [6 empty] | 0.37512 | 0
LCP_Inputs_ON_Electric_Howarth_2023_05_05 | 2045 | Wind Onshore | Generation | Electricity | PJ | Dispatch-Generation | VOM | 0 | [6 empty] | 0.37512 | 0
LCP_Inputs_ON_Electric_Howarth_2023_05_05 | 2045 | Wind Onshore | Generation | Electricity | QC | Dispatch-Generation | EmissionsCost | 0 | [6 empty] | 0.37512 | 0
LCP_Inputs_ON_Electric_Howarth_2023_05_05 | 2045 | Wind Onshore | Generation | Electricity | QC | Dispatch-Generation | FuelCost | 0 | [6 empty] | 0.37512 | 0
LCP_Inputs_ON_Electric_Howarth_2023_05_05 | 2045 | Wind Onshore | Generation | Electricity | QC | Dispatch-Generation | VOM | 0 | [6 empty] | 0.37512 | 0
LCP_Inputs_ON_Electric_Howarth_2023_05_05 | 2045 | Wind Onshore | Generation | Electricity | WC | Dispatch-Generation | EmissionsCost | 0 | [6 empty] | 0.37512 | 0
LCP_Inputs_ON_Electric_Howarth_2023_05_05 | 2045 | Wind Onshore | Generation | Electricity | WC | Dispatch-Generation | FuelCost | 0 | [6 empty] | 0.37512 | 0
LCP_Inputs_ON_Electric_Howarth_2023_05_05 | 2045 | Wind Onshore | Generation | Electricity | WC | Dispatch-Generation | VOM | 0 | [6 empty] | 0.37512 | 0
LCP_Inputs_ON_Electric_Howarth_2023_05_05 | 2046 | Anaerobic Digestion | Generation | Methane | MI | Dispatch-Generation | EmissionsCost | 0 | [6 empty] | 0.36069 | 0
LCP_Inputs_ON_Electric_Howarth_2023_05_05 | 2046 | Anaerobic Digestion | Generation | Methane | MI | Dispatch-Generation | FuelCost | 0 | [6 empty] | 0.36069 | 0
LCP_Inputs_ON_Electric_Howarth_2023_05_05 | 2046 | Anaerobic Digestion | Generation | Methane | MI | Dispatch-Generation | VOM | 0 | [6 empty] | 0.36069 | 0
LCP_Inputs_ON_Electric_Howarth_2023_05_05 | 2046 | Anaerobic Digestion | Generation | Methane | NY | Dispatch-Generation | EmissionsCost | 0 | [6 empty] | 0.36069 | 0
LCP_Inputs_ON_Electric_Howarth_2023_05_05 | 2046 | Anaerobic Digestion | Generation | Methane | NY | Dispatch-Generation | FuelCost | 0 | [6 empty] | 0.36069 | 0
LCP_Inputs_ON_Electric_Howarth_2023_05_05 | 2046 | Anaerobic Digestion | Generation | Methane | NY | Dispatch-Generation | VOM | 0 | [6 empty] | 0.36069 | 0
LCP_Inputs_ON_Electric_Howarth_2023_05_05 | 2046 | Anaerobic Digestion | Generation | Methane | ON | Dispatch-Generation | EmissionsCost | 4244873.9669 | [6 empty] | 0.36069 | 1531080.335
LCP_Inputs_ON_Electric_Howarth_2023_05_05 | 2046 | Anaerobic Digestion | Generation | Methane | ON | Dispatch-Generation | FuelCost | 0 | [6 empty] | 0.36069 | 0
LCP_Inputs_ON_Electric_Howarth_2023_05_05 | 2046 | Anaerobic Digestion | Generation | Methane | ON | Dispatch-Generation | VOM | 1125040000 | [6 empty] | 0.36069 | 405789814.6229
LCP_Inputs_ON_Electric_Howarth_2023_05_05 | 2046 | Anaerobic Digestion | Generation | Methane | PJ | Dispatch-Generation | EmissionsCost | 0 | [6 empty] | 0.36069 | 0
LCP_Inputs_ON_Electric_Howarth_2023_05_05 | 2046 | Anaerobic Digestion | Generation | Methane | PJ | Dispatch-Generation | FuelCost | 0 | [6 empty] | 0.36069 | 0
LCP_Inputs_ON_Electric_Howarth_2023_05_05 | 2046 | Anaerobic Digestion | Generation | Methane | PJ | Dispatch-Generation | VOM | 0 | [6 empty] | 0.36069 | 0
LCP_Inputs_ON_Electric_Howarth_2023_05_05 | 2046 | Anaerobic Digestion | Generation | Methane | QC | Dispatch-Generation | EmissionsCost | 0 | [6 empty] | 0.36069 | 0
LCP_Inputs_ON_Electric_Howarth_2023_05_05 | 2046 | Anaerobic Digestion | Generation | Methane | QC | Dispatch-Generation | FuelCost | 0 | [6 empty] | 0.36069 | 0
LCP_Inputs_ON_Electric_Howarth_2023_05_05 | 2046 | Anaerobic Digestion | Generation | Methane | QC | Dispatch-Generation | VOM | 0 | [6 empty] | 0.36069 | 0
LCP_Inputs_ON_Electric_Howarth_2023_05_05 | 2046 | Anaerobic Digestion | Generation | Methane | WC | Dispatch-Generation | EmissionsCost | 0 | [6 empty] | 0.36069 | 0
LCP_Inputs_ON_Electric_Howarth_2023_05_05 | 2046 | Anaerobic Digestion | Generation | Methane | WC | Dispatch-Generation | FuelCost | 0 | [6 empty] | 0.36069 | 0
LCP_Inputs_ON_Electric_Howarth_2023_05_05 | 2046 | Anaerobic Digestion | Generation | Methane | WC | Dispatch-Generation | VOM | 0 | [6 empty] | 0.36069 | 0
LCP_Inputs_ON_Electric_Howarth_2023_05_05 | 2046 | Battery Storage | Storage | Electricity | MI | Dispatch-Storage | EmissionsCost | 0 | [6 empty] | 0.36069 | 0
LCP_Inputs_ON_Electric_Howarth_2023_05_05 | 2046 | Battery Storage | Storage | Electricity | MI | Dispatch-Storage | FuelCost | 0 | [6 empty] | 0.36069 | 0
LCP_Inputs_ON_Electric_Howarth_2023_05_05 | 2046 | Battery Storage | Storage | Electricity | MI | Dispatch-Storage | VOM | 0 | [6 empty] | 0.36069 | 0
LCP_Inputs_ON_Electric_Howarth_2023_05_05 | 2046 | Battery Storage | Storage | Electricity | NY | Dispatch-Storage | EmissionsCost | 0 | [6 empty] | 0.36069 | 0
LCP_Inputs_ON_Electric_Howarth_2023_05_05 | 2046 | Battery Storage | Storage | Electricity | NY | Dispatch-Storage | FuelCost | 0 | [6 empty] | 0.36069 | 0
LCP_Inputs_ON_Electric_Howarth_2023_05_05 | 2046 | Battery Storage | Storage | Electricity | NY | Dispatch-Storage | VOM | 0 | [6 empty] | 0.36069 | 0
LCP_Inputs_ON_Electric_Howarth_2023_05_05 | 2046 | Battery Storage | Storage | Electricity | ON | Dispatch-Storage | EmissionsCost | 0 | [6 empty] | 0.36069 | 0
LCP_Inputs_ON_Electric_Howarth_2023_05_05 | 2046 | Battery Storage | Storage | Electricity | ON | Dispatch-Storage | FuelCost | 0 | [6 empty] | 0.36069 | 0
LCP_Inputs_ON_Electric_Howarth_2023_05_05 | 2046 | Battery Storage | Storage | Electricity | ON | Dispatch-Storage | VOM | 0 | [6 empty] | 0.36069 | 0
LCP_Inputs_ON_Electric_Howarth_2023_05_05 | 2046 | Battery Storage | Storage | Electricity | PJ | Dispatch-Storage | EmissionsCost | 0 | [6 empty] | 0.36069 | 0
LCP_Inputs_ON_Electric_Howarth_2023_05_05 | 2046 | Battery Storage | Storage | Electricity | PJ | Dispatch-Storage | FuelCost | 0 | [6 empty] | 0.36069 | 0
LCP_Inputs_ON_Electric_Howarth_2023_05_05 | 2046 | Battery Storage | Storage | Electricity | PJ | Dispatch-Storage | VOM | 0 | [6 empty] | 0.36069 | 0
LCP_Inputs_ON_Electric_Howarth_2023_05_05 | 2046 | Battery Storage | Storage | Electricity | QC | Dispatch-Storage | EmissionsCost | 0 | [6 empty] | 0.36069 | 0
LCP_Inputs_ON_Electric_Howarth_2023_05_05 | 2046 | Battery Storage | Storage | Electricity | QC | Dispatch-Storage | FuelCost | 0 | [6 empty] | 0.36069 | 0
LCP_Inputs_ON_Electric_Howarth_2023_05_05 | 2046 | Battery Storage | Storage | Electricity | QC | Dispatch-Storage | VOM | 0 | [6 empty] | 0.36069 | 0
LCP_Inputs_ON_Electric_Howarth_2023_05_05 | 2046 | Battery Storage | Storage | Electricity | WC | Dispatch-Storage | EmissionsCost | 0 | [6 empty] | 0.36069 | 0
LCP_Inputs_ON_Electric_Howarth_2023_05_05 | 2046 | Battery Storage | Storage | Electricity | WC | Dispatch-Storage | FuelCost | 0 | [6 empty] | 0.36069 | 0
LCP_Inputs_ON_Electric_Howarth_2023_05_05 | 2046 | Battery Storage | Storage | Electricity | WC | Dispatch-Storage | VOM | 0 | [6 empty] | 0.36069 | 0
LCP_Inputs_ON_Electric_Howarth_2023_05_05 | 2046 | Biomass | Generation | Electricity | MI | Dispatch-Generation | EmissionsCost | 0 | [6 empty] | 0.36069 | 0
LCP_Inputs_ON_Electric_Howarth_2023_05_05 | 2046 | Biomass | Generation | Electricity | MI | Dispatch-Generation | FuelCost | 0 | [6 empty] | 0.36069 | 0
LCP_Inputs_ON_Electric_Howarth_2023_05_05 | 2046 | Biomass | Generation | Electricity | MI | Dispatch-Generation | VOM | 0 | [6 empty] | 0.36069 | 0
LCP_Inputs_ON_Electric_Howarth_2023_05_05 | 2046 | Biomass | Generation | Electricity | NY | Dispatch-Generation | EmissionsCost | 0 | [6 empty] | 0.36069 | 0
LCP_Inputs_ON_Electric_Howarth_2023_05_05 | 2046 | Biomass | Generation | Electricity | NY | Dispatch-Generation | FuelCost | 0 | [6 empty] | 0.36069 | 0
LCP_Inputs_ON_Electric_Howarth_2023_05_05 | 2046 | Biomass | Generation | Electricity | NY | Dispatch-Generation | VOM | 0 | [6 empty] | 0.36069 | 0
LCP_Inputs_ON_Electric_Howarth_2023_05_05 | 2046 | Biomass | Generation | Electricity | ON | Dispatch-Generation | EmissionsCost | 0 | [6 empty] | 0.36069 | 0
LCP_Inputs_ON_Electric_Howarth_2023_05_05 | 2046 | Biomass | Generation | Electricity | ON | Dispatch-Generation | FuelCost | 2449112.7273 | [6 empty] | 0.36069 | 883368.591
LCP_Inputs_ON_Electric_Howarth_2023_05_05 | 2046 | Biomass | Generation | Electricity | ON | Dispatch-Generation | VOM | 31430.28 | [6 empty] | 0.36069 | 11336.5636
LCP_Inputs_ON_Electric_Howarth_2023_05_05 | 2046 | Biomass | Generation | Electricity | PJ | Dispatch-Generation | EmissionsCost | 0 | [6 empty] | 0.36069 | 0
LCP_Inputs_ON_Electric_Howarth_2023_05_05 | 2046 | Biomass | Generation | Electricity | PJ | Dispatch-Generation | FuelCost | 0 | [6 empty] | 0.36069 | 0
LCP_Inputs_ON_Electric_Howarth_2023_05_05 | 2046 | Biomass | Generation | Electricity | PJ | Dispatch-Generation | VOM | 0 | [6 empty] | 0.36069 | 0
LCP_Inputs_ON_Electric_Howarth_2023_05_05 | 2046 | Biomass | Generation | Electricity | QC | Dispatch-Generation | EmissionsCost | 0 | [6 empty] | 0.36069 | 0
LCP_Inputs_ON_Electric_Howarth_2023_05_05 | 2046 | Biomass | Generation | Electricity | QC | Dispatch-Generation | FuelCost | 128334.5455 | [6 empty] | 0.36069 | 46288.8888
LCP_Inputs_ON_Electric_Howarth_2023_05_05 | 2046 | Biomass | Generation | Electricity | QC | Dispatch-Generation | VOM | 1646.96 | [6 empty] | 0.36069 | 594.0407
LCP_Inputs_ON_Electric_Howarth_2023_05_05 | 2046 | Biomass | Generation | Electricity | WC | Dispatch-Generation | EmissionsCost | 0 | [6 empty] | 0.36069 | 0
LCP_Inputs_ON_Electric_Howarth_2023_05_05 | 2046 | Biomass | Generation | Electricity | WC | Dispatch-Generation | FuelCost | 0 | [6 empty] | 0.36069 | 0
LCP_Inputs_ON_Electric_Howarth_2023_05_05 | 2046 | Biomass | Generation | Electricity | WC | Dispatch-Generation | VOM | 0 | [6 empty] | 0.36069 | 0
LCP_Inputs_ON_Electric_Howarth_2023_05_05 | 2046 | Biomass + CCS | Generation | Electricity | MI | Dispatch-Generation | EmissionsCost | 0 | [6 empty] | 0.36069 | 0
LCP_Inputs_ON_Electric_Howarth_2023_05_05 | 2046 | Biomass + CCS | Generation | Electricity | MI | Dispatch-Generation | FuelCost | 0 | [6 empty] | 0.36069 | 0
LCP_Inputs_ON_Electric_Howarth_2023_05_05 | 2046 | Biomass + CCS | Generation | Electricity | MI | Dispatch-Generation | VOM | 0 | [6 empty] | 0.36069 | 0
LCP_Inputs_ON_Electric_Howarth_2023_05_05 | 2046 | Biomass + CCS | Generation | Electricity | NY | Dispatch-Generation | EmissionsCost | 0 | [6 empty] | 0.36069 | 0
LCP_Inputs_ON_Electric_Howarth_2023_05_05 | 2046 | Biomass + CCS | Generation | Electricity | NY | Dispatch-Generation | FuelCost | 0 | [6 empty] | 0.36069 | 0
LCP_Inputs_ON_Electric_Howarth_2023_05_05 | 2046 | Biomass + CCS | Generation | Electricity | NY | Dispatch-Generation | VOM | 0 | [6 empty] | 0.36069 | 0
LCP_Inputs_ON_Electric_Howarth_2023_05_05 | 2046 | Biomass + CCS | Generation | Electricity | ON | Dispatch-Generation | EmissionsCost | -566815549.8142 | [6 empty] | 0.36069 | -204444265.879
LCP_Inputs_ON_Electric_Howarth_2023_05_05 | 2046 | Biomass + CCS | Generation | Electricity | ON | Dispatch-Generation | FuelCost | 456060730.9091 | [6 empty] | 0.36069 | 164496195.2041
LCP_Inputs_ON_Electric_Howarth_2023_05_05 | 2046 | Biomass + CCS | Generation | Electricity | ON | Dispatch-Generation | VOM | 3546136.7278 | [6 empty] | 0.36069 | 1279053.3363
LCP_Inputs_ON_Electric_Howarth_2023_05_05 | 2046 | Biomass + CCS | Generation | Electricity | PJ | Dispatch-Generation | EmissionsCost | 0 | [6 empty] | 0.36069 | 0
LCP_Inputs_ON_Electric_Howarth_2023_05_05 | 2046 | Biomass + CCS | Generation | Electricity | PJ | Dispatch-Generation | FuelCost | 0 | [6 empty] | 0.36069 | 0
LCP_Inputs_ON_Electric_Howarth_2023_05_05 | 2046 | Biomass + CCS | Generation | Electricity | PJ | Dispatch-Generation | VOM | 0 | [6 empty] | 0.36069 | 0
LCP_Inputs_ON_Electric_Howarth_2023_05_05 | 2046 | Biomass + CCS | Generation | Electricity | QC | Dispatch-Generation | EmissionsCost | 0 | [6 empty] | 0.36069 | 0
LCP_Inputs_ON_Electric_Howarth_2023_05_05 | 2046 | Biomass + CCS | Generation | Electricity | QC | Dispatch-Generation | FuelCost | 0 | [6 empty] | 0.36069 | 0
LCP_Inputs_ON_Electric_Howarth_2023_05_05 | 2046 | Biomass + CCS | Generation | Electricity | QC | Dispatch-Generation | VOM | 0 | [6 empty] | 0.36069 | 0
LCP_Inputs_ON_Electric_Howarth_2023_05_05 | 2046 | Biomass + CCS | Generation | Electricity | WC | Dispatch-Generation | EmissionsCost | 0 | [6 empty] | 0.36069 | 0
LCP_Inputs_ON_Electric_Howarth_2023_05_05 | 2046 | Biomass + CCS | Generation | Electricity | WC | Dispatch-Generation | FuelCost | 0 | [6 empty] | 0.36069 | 0
LCP_Inputs_ON_Electric_Howarth_2023_05_05 | 2046 | Biomass + CCS | Generation | Electricity | WC | Dispatch-Generation | VOM | 0 | [6 empty] | 0.36069 | 0
LCP_Inputs_ON_Electric_Howarth_2023_05_05 | 2046 | CH4 + CCS | Generation | Methane | MI | Dispatch-Generation | EmissionsCost | 0 | [6 empty] | 0.36069 | 0
LCP_Inputs_ON_Electric_Howarth_2023_05_05 | 2046 | CH4 + CCS | Generation | Methane | MI | Dispatch-Generation | FuelCost | 0 | [6 empty] | 0.36069 | 0
LCP_Inputs_ON_Electric_Howarth_2023_05_05 | 2046 | CH4 + CCS | Generation | Methane | MI | Dispatch-Generation | VOM | 0 | [6 empty] | 0.36069 | 0
LCP_Inputs_ON_Electric_Howarth_2023_05_05 | 2046 | CH4 + CCS | Generation | Methane | NY | Dispatch-Generation | EmissionsCost | 0 | [6 empty] | 0.36069 | 0
LCP_Inputs_ON_Electric_Howarth_2023_05_05 | 2046 | CH4 + CCS | Generation | Methane | NY | Dispatch-Generation | FuelCost | 0 | [6 empty] | 0.36069 | 0
LCP_Inputs_ON_Electric_Howarth_2023_05_05 | 2046 | CH4 + CCS | Generation | Methane | NY | Dispatch-Generation | VOM | 0 | [6 empty] | 0.36069 | 0
LCP_Inputs_ON_Electric_Howarth_2023_05_05 | 2046 | CH4 + CCS | Generation | Methane | ON | Dispatch-Generation | EmissionsCost | 84395478.3721 | [6 empty] | 0.36069 | 30440540.3573
LCP_Inputs_ON_Electric_Howarth_2023_05_05 | 2046 | CH4 + CCS | Generation | Methane | ON | Dispatch-Generation | FuelCost | 271488076.3116 | [6 empty] | 0.36069 | 97922825.9962
LCP_Inputs_ON_Electric_Howarth_2023_05_05 | 2046 | CH4 + CCS | Generation | Methane | ON | Dispatch-Generation | VOM | 25812098.3333 | [6 empty] | 0.36069 | 9310145.9483
LCP_Inputs_ON_Electric_Howarth_2023_05_05 | 2046 | CH4 + CCS | Generation | Methane | PJ | Dispatch-Generation | EmissionsCost | 0 | [6 empty] | 0.36069 | 0
LCP_Inputs_ON_Electric_Howarth_2023_05_05 | 2046 | CH4 + CCS | Generation | Methane | PJ | Dispatch-Generation | FuelCost | 0 | [6 empty] | 0.36069 | 0
LCP_Inputs_ON_Electric_Howarth_2023_05_05 | 2046 | CH4 + CCS | Generation | Methane | PJ | Dispatch-Generation | VOM | 0 | [6 empty] | 0.36069 | 0
LCP_Inputs_ON_Electric_Howarth_2023_05_05 | 2046 | CH4 + CCS | Generation | Methane | QC | Dispatch-Generation | EmissionsCost | 0 | [6 empty] | 0.36069 | 0
LCP_Inputs_ON_Electric_Howarth_2023_05_05 | 2046 | CH4 + CCS | Generation | Methane | QC | Dispatch-Generation | FuelCost | 0 | [6 empty] | 0.36069 | 0
LCP_Inputs_ON_Electric_Howarth_2023_05_05 | 2046 | CH4 + CCS | Generation | Methane | QC | Dispatch-Generation | VOM | 0 | [6 empty] | 0.36069 | 0
LCP_Inputs_ON_Electric_Howarth_2023_05_05 | 2046 | CH4 + CCS | Generation | Methane | WC | Dispatch-Generation | EmissionsCost | 0 | [6 empty] | 0.36069 | 0
LCP_Inputs_ON_Electric_Howarth_2023_05_05 | 2046 | CH4 + CCS | Generation | Methane | WC | Dispatch-Generation | FuelCost | 0 | [6 empty] | 0.36069 | 0
LCP_Inputs_ON_Electric_Howarth_2023_05_05 | 2046 | CH4 + CCS | Generation | Methane | WC | Dispatch-Generation | VOM | 0 | [6 empty] | 0.36069 | 0
LCP_Inputs_ON_Electric_Howarth_2023_05_05 | 2046 | CH4 Import - NY 2020 | Import | Methane | MI | Dispatch-Import | EmissionsCost | 0 | [6 empty] | 0.36069 | 0
LCP_Inputs_ON_Electric_Howarth_2023_05_05 | 2046 | CH4 Import - NY 2020 | Import | Methane | MI | Dispatch-Import | FuelCost | 0 | [6 empty] | 0.36069 | 0
LCP_Inputs_ON_Electric_Howarth_2023_05_05 | 2046 | CH4 Import - NY 2020 | Import | Methane | MI | Dispatch-Import | VOM | 0 | [6 empty] | 0.36069 | 0
LCP_Inputs_ON_Electric_Howarth_2023_05_05 | 2046 | CH4 Import - NY 2020 | Import | Methane | NY | Dispatch-Import | EmissionsCost | 0 | [6 empty] | 0.36069 | 0
LCP_Inputs_ON_Electric_Howarth_2023_05_05 | 2046 | CH4 Import - NY 2020 | Import | Methane | NY | Dispatch-Import | FuelCost | 0 | [6 empty] | 0.36069 | 0
LCP_Inputs_ON_Electric_Howarth_2023_05_05 | 2046 | CH4 Import - NY 2020 | Import | Methane | NY | Dispatch-Import | VOM | 0 | [6 empty] | 0.36069 | 0
LCP_Inputs_ON_Electric_Howarth_2023_05_05 | 2046 | CH4 Import - NY 2020 | Import | Methane | ON | Dispatch-Import | EmissionsCost | 0 | [6 empty] | 0.36069 | 0
LCP_Inputs_ON_Electric_Howarth_2023_05_05 | 2046 | CH4 Import - NY 2020 | Import | Methane | ON | Dispatch-Import | FuelCost | 0 | [6 empty] | 0.36069 | 0
LCP_Inputs_ON_Electric_Howarth_2023_05_05 | 2046 | CH4 Import - NY 2020 | Import | Methane | ON | Dispatch-Import | VOM | 0 | [6 empty] | 0.36069 | 0
LCP_Inputs_ON_Electric_Howarth_2023_05_05 | 2046 | CH4 Import - NY 2020 | Import | Methane | PJ | Dispatch-Import | EmissionsCost | 0 | [6 empty] | 0.36069 | 0
LCP_Inputs_ON_Electric_Howarth_2023_05_05 | 2046 | CH4 Import - NY 2020 | Import | Methane | PJ | Dispatch-Import | FuelCost | 0 | [6 empty] | 0.36069 | 0
LCP_Inputs_ON_Electric_Howarth_2023_05_05 | 2046 | CH4 Import - NY 2020 | Import | Methane | PJ | Dispatch-Import | VOM | 0 | [6 empty] | 0.36069 | 0
LCP_Inputs_ON_Electric_Howarth_2023_05_05 | 2046 | CH4 Import - NY 2020 | Import | Methane | QC | Dispatch-Import | EmissionsCost | 0 | [6 empty] | 0.36069 | 0
LCP_Inputs_ON_Electric_Howarth_2023_05_05 | 2046 | CH4 Import - NY 2020 | Import | Methane | QC | Dispatch-Import | FuelCost | 0 | [6 empty] | 0.36069 | 0
LCP_Inputs_ON_Electric_Howarth_2023_05_05 | 2046 | CH4 Import - NY 2020 | Import | Methane | QC | Dispatch-Import | VOM | 0 | [6 empty] | 0.36069 | 0
LCP_Inputs_ON_Electric_Howarth_2023_05_05 | 2046 | CH4 Import - NY 2020 | Import | Methane | WC | Dispatch-Import | EmissionsCost | 0 | [6 empty] | 0.36069 | 0
LCP_Inputs_ON_Electric_Howarth_2023_05_05 | 2046 | CH4 Import - NY 2020 | Import | Methane | WC | Dispatch-Import | FuelCost | 0 | [6 empty] | 0.36069 | 0
LCP_Inputs_ON_Electric_Howarth_2023_05_05 | 2046 | CH4 Import - NY 2020 | Import | Methane | WC | Dispatch-Import | VOM | 0 | [6 empty] | 0.36069 | 0
LCP_Inputs_ON_Electric_Howarth_2023_05_05 | 2046 | CH4 Import - NY 2030 | Import | Methane | MI | Dispatch-Import | EmissionsCost | 0 | [6 empty] | 0.36069 | 0
LCP_Inputs_ON_Electric_Howarth_2023_05_05 | 2046 | CH4 Import - NY 2030 | Import | Methane | MI | Dispatch-Import | FuelCost | 0 | [6 empty] | 0.36069 | 0
LCP_Inputs_ON_Electric_Howarth_2023_05_05 | 2046 | CH4 Import - NY 2030 | Import | Methane | MI | Dispatch-Import | VOM | 0 | [6 empty] | 0.36069 | 0
LCP_Inputs_ON_Electric_Howarth_2023_05_05 | 2046 | CH4 Import - NY 2030 | Import | Methane | NY | Dispatch-Import | EmissionsCost | 0 | [6 empty] | 0.36069 | 0
LCP_Inputs_ON_Electric_Howarth_2023_05_05 | 2046 | CH4 Import - NY 2030 | Import | Methane | NY | Dispatch-Import | FuelCost | 0 | [6 empty] | 0.36069 | 0
LCP_Inputs_ON_Electric_Howarth_2023_05_05 | 2046 | CH4 Import - NY 2030 | Import | Methane | NY | Dispatch-Import | VOM | 0 | [6 empty] | 0.36069 | 0
LCP_Inputs_ON_Electric_Howarth_2023_05_05 | 2046 | CH4 Import - NY 2030 | Import | Methane | ON | Dispatch-Import | EmissionsCost | 0 | [6 empty] | 0.36069 | 0
LCP_Inputs_ON_Electric_Howarth_2023_05_05 | 2046 | CH4 Import - NY 2030 | Import | Methane | ON | Dispatch-Import | FuelCost | 0 | [6 empty] | 0.36069 | 0
LCP_Inputs_ON_Electric_Howarth_2023_05_05 | 2046 | CH4 Import - NY 2030 | Import | Methane | ON | Dispatch-Import | VOM | 0 | [6 empty] | 0.36069 | 0
LCP_Inputs_ON_Electric_Howarth_2023_05_05 | 2046 | CH4 Import - NY 2030 | Import | Methane | PJ | Dispatch-Import | EmissionsCost | 0 | [6 empty] | 0.36069 | 0
LCP_Inputs_ON_Electric_Howarth_2023_05_05 | 2046 | CH4 Import - NY 2030 | Import | Methane | PJ | Dispatch-Import | FuelCost | 0 | [6 empty] | 0.36069 | 0
LCP_Inputs_ON_Electric_Howarth_2023_05_05 | 2046 | CH4 Import - NY 2030 | Import | Methane | PJ | Dispatch-Import | VOM | 0 | [6 empty] | 0.36069 | 0
LCP_Inputs_ON_Electric_Howarth_2023_05_05 | 2046 | CH4 Import - NY 2030 | Import | Methane | QC | Dispatch-Import | EmissionsCost | 0 | [6 empty] | 0.36069 | 0
LCP_Inputs_ON_Electric_Howarth_2023_05_05 | 2046 | CH4 Import - NY 2030 | Import | Methane | QC | Dispatch-Import | FuelCost | 0 | [6 empty] | 0.36069 | 0
LCP_Inputs_ON_Electric_Howarth_2023_05_05 | 2046 | CH4 Import - NY 2030 | Import | Methane | QC | Dispatch-Import | VOM | 0 | [6 empty] | 0.36069 | 0
LCP_Inputs_ON_Electric_Howarth_2023_05_05 | 2046 | CH4 Import - NY 2030 | Import | Methane | WC | Dispatch-Import | EmissionsCost | 0 | [6 empty] | 0.36069 | 0
LCP_Inputs_ON_Electric_Howarth_2023_05_05 | 2046 | CH4 Import - NY 2030 | Import | Methane | WC | Dispatch-Import | FuelCost | 0 | [6 empty] | 0.36069 | 0
LCP_Inputs_ON_Electric_Howarth_2023_05_05 | 2046 | CH4 Import - NY 2030 | Import | Methane | WC | Dispatch-Import | VOM | 0 | [6 empty] | 0.36069 | 0
LCP_Inputs_ON_Electric_Howarth_2023_05_05 | 2046 | CH4 Import - NY 2040 | Import | Methane | MI | Dispatch-Import | EmissionsCost | 0 | [6 empty] | 0.36069 | 0
LCP_Inputs_ON_Electric_Howarth_2023_05_05 | 2046 | CH4 Import - NY 2040 | Import | Methane | MI | Dispatch-Import | FuelCost | 0 | [6 empty] | 0.36069 | 0
LCP_Inputs_ON_Electric_Howarth_2023_05_05 | 2046 | CH4 Import - NY 2040 | Import | Methane | MI | Dispatch-Import | VOM | 0 | [6 empty] | 0.36069 | 0
LCP_Inputs_ON_Electric_Howarth_2023_05_05 | 2046 | CH4 Import - NY 2040 | Import | Methane | NY | Dispatch-Import | EmissionsCost | 2422180073.5024 | [6 empty] | 0.36069 | 873654272.7457
LCP_Inputs_ON_Electric_Howarth_2023_05_05 | 2046 | CH4 Import - NY 2040 | Import | Methane | NY | Dispatch-Import | FuelCost | 758346581.876 | [6 empty] | 0.36069 | 273527446.9169
LCP_Inputs_ON_Electric_Howarth_2023_05_05 | 2046 | CH4 Import - NY 2040 | Import | Methane | NY | Dispatch-Import | VOM | 0 | [6 empty] | 0.36069 | 0
LCP_Inputs_ON_Electric_Howarth_2023_05_05 | 2046 | CH4 Import - NY 2040 | Import | Methane | ON | Dispatch-Import | EmissionsCost | 0 | [6 empty] | 0.36069 | 0
LCP_Inputs_ON_Electric_Howarth_2023_05_05 | 2046 | CH4 Import - NY 2040 | Import | Methane | ON | Dispatch-Import | FuelCost | 0 | [6 empty] | 0.36069 | 0
LCP_Inputs_ON_Electric_Howarth_2023_05_05 | 2046 | CH4 Import - NY 2040 | Import | Methane | ON | Dispatch-Import | VOM | 0 | [6 empty] | 0.36069 | 0
LCP_Inputs_ON_Electric_Howarth_2023_05_05 | 2046 | CH4 Import - NY 2040 | Import | Methane | PJ | Dispatch-Import | EmissionsCost | 0 | [6 empty] | 0.36069 | 0
LCP_Inputs_ON_Electric_Howarth_2023_05_05 | 2046 | CH4 Import - NY 2040 | Import | Methane | PJ | Dispatch-Import | FuelCost | 0 | [6 empty] | 0.36069 | 0
LCP_Inputs_ON_Electric_Howarth_2023_05_05 | 2046 | CH4 Import - NY 2040 | Import | Methane | PJ | Dispatch-Import | VOM | 0 | [6 empty] | 0.36069 | 0
LCP_Inputs_ON_Electric_Howarth_2023_05_05 | 2046 | CH4 Import - NY 2040 | Import | Methane | QC | Dispatch-Import | EmissionsCost | 0 | [6 empty] | 0.36069 | 0
LCP_Inputs_ON_Electric_Howarth_2023_05_05 | 2046 | CH4 Import - NY 2040 | Import | Methane | QC | Dispatch-Import | FuelCost | 0 | [6 empty] | 0.36069 | 0
LCP_Inputs_ON_Electric_Howarth_2023_05_05 | 2046 | CH4 Import - NY 2040 | Import | Methane | QC | Dispatch-Import | VOM | 0 | [6 empty] | 0.36069 | 0
LCP_Inputs_ON_Electric_Howarth_2023_05_05 | 2046 | CH4 Import - NY 2040 | Import | Methane | WC | Dispatch-Import | EmissionsCost | 0 | [6 empty] | 0.36069 | 0
LCP_Inputs_ON_Electric_Howarth_2023_05_05 | 2046 | CH4 Import - NY 2040 | Import | Methane | WC | Dispatch-Import | FuelCost | 0 | [6 empty] | 0.36069 | 0
LCP_Inputs_ON_Electric_Howarth_2023_05_05 | 2046 | CH4 Import - NY 2040 | Import | Methane | WC | Dispatch-Import | VOM | 0 | [6 empty] | 0.36069 | 0
LCP_Inputs_ON_Electric_Howarth_2023_05_05 | 2046 | CH4 Import - NY 2050 | Import | Methane | MI | Dispatch-Import | EmissionsCost | 0 | [6 empty] | 0.36069 | 0
LCP_Inputs_ON_Electric_Howarth_2023_05_05 | 2046 | CH4 Import - NY 2050 | Import | Methane | MI | Dispatch-Import | FuelCost | 0 | [6 empty] | 0.36069 | 0
LCP_Inputs_ON_Electric_Howarth_2023_05_05 | 2046 | CH4 Import - NY 2050 | Import | Methane | MI | Dispatch-Import | VOM | 0 | [6 empty] | 0.36069 | 0
LCP_Inputs_ON_Electric_Howarth_2023_05_05 | 2046 | CH4 Import - NY 2050 | Import | Methane | NY | Dispatch-Import | EmissionsCost | 0 | [6 empty] | 0.36069 | 0
LCP_Inputs_ON_Electric_Howarth_2023_05_05 | 2046 | CH4 Import - NY 2050 | Import | Methane | NY | Dispatch-Import | FuelCost | 0 | [6 empty] | 0.36069 | 0
LCP_Inputs_ON_Electric_Howarth_2023_05_05 | 2046 | CH4 Import - NY 2050 | Import | Methane | NY | Dispatch-Import | VOM | 0 | [6 empty] | 0.36069 | 0
LCP_Inputs_ON_Electric_Howarth_2023_05_05 | 2046 | CH4 Import - NY 2050 | Import | Methane | ON | Dispatch-Import | EmissionsCost | 0 | [6 empty] | 0.36069 | 0
LCP_Inputs_ON_Electric_Howarth_2023_05_05 | 2046 | CH4 Import - NY 2050 | Import | Methane | ON | Dispatch-Import | FuelCost | 0 | [6 empty] | 0.36069 | 0
LCP_Inputs_ON_Electric_Howarth_2023_05_05 | 2046 | CH4 Import - NY 2050 | Import | Methane | ON | Dispatch-Import | VOM | 0 | [6 empty] | 0.36069 | 0
LCP_Inputs_ON_Electric_Howarth_2023_05_05 | 2046 | CH4 Import - NY 2050 | Import | Methane | PJ | Dispatch-Import | EmissionsCost | 0 | [6 empty] | 0.36069 | 0
LCP_Inputs_ON_Electric_Howarth_2023_05_05 | 2046 | CH4 Import - NY 2050 | Import | Methane | PJ | Dispatch-Import | FuelCost | 0 | [6 empty] | 0.36069 | 0
LCP_Inputs_ON_Electric_Howarth_2023_05_05 | 2046 | CH4 Import - NY 2050 | Import | Methane | PJ | Dispatch-Import | VOM | 0 | [6 empty] | 0.36069 | 0
LCP_Inputs_ON_Electric_Howarth_2023_05_05 | 2046 | CH4 Import - NY 2050 | Import | Methane | QC | Dispatch-Import | EmissionsCost | 0 | [6 empty] | 0.36069 | 0
LCP_Inputs_ON_Electric_Howarth_2023_05_05 | 2046 | CH4 Import - NY 2050 | Import | Methane | QC | Dispatch-Import | FuelCost | 0 | [6 empty] | 0.36069 | 0
LCP_Inputs_ON_Electric_Howarth_2023_05_05 | 2046 | CH4 Import - NY 2050 | Import | Methane | QC | Dispatch-Import | VOM | 0 | [6 empty] | 0.36069 | 0
LCP_Inputs_ON_Electric_Howarth_2023_05_05 | 2046 | CH4 Import - NY 2050 | Import | Methane | WC | Dispatch-Import | EmissionsCost | 0 | [6 empty] | 0.36069 | 0
LCP_Inputs_ON_Electric_Howarth_2023_05_05 | 2046 | CH4 Import - NY 2050 | Import | Methane | WC | Dispatch-Import | FuelCost | 0 | [6 empty] | 0.36069 | 0
LCP_Inputs_ON_Electric_Howarth_2023_05_05 | 2046 | CH4 Import - NY 2050 | Import | Methane | WC | Dispatch-Import | VOM | 0 | [6 empty] | 0.36069 | 0
LCP_Inputs_ON_Electric_Howarth_2023_05_05 | 2046 | CH4 Import - WC 2020 | Import | Methane | MI | Dispatch-Import | EmissionsCost | 0 | [6 empty] | 0.36069 | 0
LCP_Inputs_ON_Electric_Howarth_2023_05_05 | 2046 | CH4 Import - WC 2020 | Import | Methane | MI | Dispatch-Import | FuelCost | 0 | [6 empty] | 0.36069 | 0
LCP_Inputs_ON_Electric_Howarth_2023_05_05 | 2046 | CH4 Import - WC 2020 | Import | Methane | MI | Dispatch-Import | VOM | 0 | [6 empty] | 0.36069 | 0
LCP_Inputs_ON_Electric_Howarth_2023_05_05 | 2046 | CH4 Import - WC 2020 | Import | Methane | NY | Dispatch-Import | EmissionsCost | 0 | [6 empty] | 0.36069 | 0
LCP_Inputs_ON_Electric_Howarth_2023_05_05 | 2046 | CH4 Import - WC 2020 | Import | Methane | NY | Dispatch-Import | FuelCost | 0 | [6 empty] | 0.36069 | 0
LCP_Inputs_ON_Electric_Howarth_2023_05_05 | 2046 | CH4 Import - WC 2020 | Import | Methane | NY | Dispatch-Import | VOM | 0 | [6 empty] | 0.36069 | 0
LCP_Inputs_ON_Electric_Howarth_2023_05_05 | 2046 | CH4 Import - WC 2020 | Import | Methane | ON | Dispatch-Import | EmissionsCost | 0 | [6 empty] | 0.36069 | 0
LCP_Inputs_ON_Electric_Howarth_2023_05_05 | 2046 | CH4 Import - WC 2020 | Import | Methane | ON | Dispatch-Import | FuelCost | 0 | [6 empty] | 0.36069 | 0
LCP_Inputs_ON_Electric_Howarth_2023_05_05 | 2046 | CH4 Import - WC 2020 | Import | Methane | ON | Dispatch-Import | VOM | 0 | [6 empty] | 0.36069 | 0
LCP_Inputs_ON_Electric_Howarth_2023_05_05 | 2046 | CH4 Import - WC 2020 | Import | Methane | PJ | Dispatch-Import | EmissionsCost | 0 | [6 empty] | 0.36069 | 0
LCP_Inputs_ON_Electric_Howarth_2023_05_05 | 2046 | CH4 Import - WC 2020 | Import | Methane | PJ | Dispatch-Import | FuelCost | 0 | [6 empty] | 0.36069 | 0
LCP_Inputs_ON_Electric_Howarth_2023_05_05 | 2046 | CH4 Import - WC 2020 | Import | Methane | PJ | Dispatch-Import | VOM | 0 | [6 empty] | 0.36069 | 0
LCP_Inputs_ON_Electric_Howarth_2023_05_05 | 2046 | CH4 Import - WC 2020 | Import | Methane | QC | Dispatch-Import | EmissionsCost | 0 | [6 empty] | 0.36069 | 0
LCP_Inputs_ON_Electric_Howarth_2023_05_05 | 2046 | CH4 Import - WC 2020 | Import | Methane | QC | Dispatch-Import | FuelCost | 0 | [6 empty] | 0.36069 | 0
LCP_Inputs_ON_Electric_Howarth_2023_05_05 | 2046 | CH4 Import - WC 2020 | Import | Methane | QC | Dispatch-Import | VOM | 0 | [6 empty] | 0.36069 | 0
LCP_Inputs_ON_Electric_Howarth_2023_05_05 | 2046 | CH4 Import - WC 2020 | Import | Methane | WC | Dispatch-Import | EmissionsCost | 0 | [6 empty] | 0.36069 | 0
LCP_Inputs_ON_Electric_Howarth_2023_05_05 | 2046 | CH4 Import - WC 2020 | Import | Methane | WC | Dispatch-Import | FuelCost | 0 | [6 empty] | 0.36069 | 0
LCP_Inputs_ON_Electric_Howarth_2023_05_05 | 2046 | CH4 Import - WC 2020 | Import | Methane | WC | Dispatch-Import | VOM | 0 | [6 empty] | 0.36069 | 0
LCP_Inputs_ON_Electric_Howarth_2023_05_05 | 2046 | CH4 Import - WC 2030 | Import | Methane | MI | Dispatch-Import | EmissionsCost | 0 | [6 empty] | 0.36069 | 0
LCP_Inputs_ON_Electric_Howarth_2023_05_05 | 2046 | CH4 Import - WC 2030 | Import | Methane | MI | Dispatch-Import | FuelCost | 0 | [6 empty] | 0.36069 | 0
LCP_Inputs_ON_Electric_Howarth_2023_05_05 | 2046 | CH4 Import - WC 2030 | Import | Methane | MI | Dispatch-Import | VOM | 0 | [6 empty] | 0.36069 | 0
LCP_Inputs_ON_Electric_Howarth_2023_05_05 | 2046 | CH4 Import - WC 2030 | Import | Methane | NY | Dispatch-Import | EmissionsCost | 0 | [6 empty] | 0.36069 | 0
LCP_Inputs_ON_Electric_Howarth_2023_05_05 | 2046 | CH4 Import - WC 2030 | Import | Methane | NY | Dispatch-Import | FuelCost | 0 | [6 empty] | 0.36069 | 0
LCP_Inputs_ON_Electric_Howarth_2023_05_05 | 2046 | CH4 Import - WC 2030 | Import | Methane | NY | Dispatch-Import | VOM | 0 | [6 empty] | 0.36069 | 0
LCP_Inputs_ON_Electric_Howarth_2023_05_05 | 2046 | CH4 Import - WC 2030 | Import | Methane | ON | Dispatch-Import | EmissionsCost | 0 | [6 empty] | 0.36069 | 0
LCP_Inputs_ON_Electric_Howarth_2023_05_05 | 2046 | CH4 Import - WC 2030 | Import | Methane | ON | Dispatch-Import | FuelCost | 0 | [6 empty] | 0.36069 | 0
LCP_Inputs_ON_Electric_Howarth_2023_05_05 | 2046 | CH4 Import - WC 2030 | Import | Methane | ON | Dispatch-Import | VOM | 0 | [6 empty] | 0.36069 | 0
LCP_Inputs_ON_Electric_Howarth_2023_05_05 | 2046 | CH4 Import - WC 2030 | Import | Methane | PJ | Dispatch-Import | EmissionsCost | 0 | [6 empty] | 0.36069 | 0
LCP_Inputs_ON_Electric_Howarth_2023_05_05 | 2046 | CH4 Import - WC 2030 | Import | Methane | PJ | Dispatch-Import | FuelCost | 0 | [6 empty] | 0.36069 | 0
LCP_Inputs_ON_Electric_Howarth_2023_05_05 | 2046 | CH4 Import - WC 2030 | Import | Methane | PJ | Dispatch-Import | VOM | 0 | [6 empty] | 0.36069 | 0
LCP_Inputs_ON_Electric_Howarth_2023_05_05 | 2046 | CH4 Import - WC 2030 | Import | Methane | QC | Dispatch-Import | EmissionsCost | 0 | [6 empty] | 0.36069 | 0
LCP_Inputs_ON_Electric_Howarth_2023_05_05 | 2046 | CH4 Import - WC 2030 | Import | Methane | QC | Dispatch-Import | FuelCost | 0 | [6 empty] | 0.36069 | 0
LCP_Inputs_ON_Electric_Howarth_2023_05_05 | 2046 | CH4 Import - WC 2030 | Import | Methane | QC | Dispatch-Import | VOM | 0 | [6 empty] | 0.36069 | 0
LCP_Inputs_ON_Electric_Howarth_2023_05_05 | 2046 | CH4 Import - WC 2030 | Import | Methane | WC | Dispatch-Import | EmissionsCost | 0 | [6 empty] | 0.36069 | 0
LCP_Inputs_ON_Electric_Howarth_2023_05_05 | 2046 | CH4 Import - WC 2030 | Import | Methane | WC | Dispatch-Import | FuelCost | 0 | [6 empty] | 0.36069 | 0
LCP_Inputs_ON_Electric_Howarth_2023_05_05 | 2046 | CH4 Import - WC 2030 | Import | Methane | WC | Dispatch-Import | VOM | 0 | [6 empty] | 0.36069 | 0
LCP_Inputs_ON_Electric_Howarth_2023_05_05 | 2046 | CH4 Import - WC 2040 | Import | Methane | MI | Dispatch-Import | EmissionsCost | 0 | [6 empty] | 0.36069 | 0
LCP_Inputs_ON_Electric_Howarth_2023_05_05 | 2046 | CH4 Import - WC 2040 | Import | Methane | MI | Dispatch-Import | FuelCost | 0 | [6 empty] | 0.36069 | 0
LCP_Inputs_ON_Electric_Howarth_2023_05_05 | 2046 | CH4 Import - WC 2040 | Import | Methane | MI | Dispatch-Import | VOM | 0 | [6 empty] | 0.36069 | 0
LCP_Inputs_ON_Electric_Howarth_2023_05_05 | 2046 | CH4 Import - WC 2040 | Import | Methane | NY | Dispatch-Import | EmissionsCost | 0 | [6 empty] | 0.36069 | 0
LCP_Inputs_ON_Electric_Howarth_2023_05_05 | 2046 | CH4 Import - WC 2040 | Import | Methane | NY | Dispatch-Import | FuelCost | 0 | [6 empty] | 0.36069 | 0
LCP_Inputs_ON_Electric_Howarth_2023_05_05 | 2046 | CH4 Import - WC 2040 | Import | Methane | NY | Dispatch-Import | VOM | 0 | [6 empty] | 0.36069 | 0
LCP_Inputs_ON_Electric_Howarth_2023_05_05 | 2046 | CH4 Import - WC 2040 | Import | Methane | ON | Dispatch-Import | EmissionsCost | 0 | [6 empty] | 0.36069 | 0
LCP_Inputs_ON_Electric_Howarth_2023_05_05 | 2046 | CH4 Import - WC 2040 | Import | Methane | ON | Dispatch-Import | FuelCost | 0 | [6 empty] | 0.36069 | 0
LCP_Inputs_ON_Electric_Howarth_2023_05_05 | 2046 | CH4 Import - WC 2040 | Import | Methane | ON | Dispatch-Import | VOM | 0 | [6 empty] | 0.36069 | 0
LCP_Inputs_ON_Electric_Howarth_2023_05_05 | 2046 | CH4 Import - WC 2040 | Import | Methane | PJ | Dispatch-Import | EmissionsCost | 0 | [6 empty] | 0.36069 | 0
LCP_Inputs_ON_Electric_Howarth_2023_05_05 | 2046 | CH4 Import - WC 2040 | Import | Methane | PJ | Dispatch-Import | FuelCost | 0 | [6 empty] | 0.36069 | 0
LCP_Inputs_ON_Electric_Howarth_2023_05_05 | 2046 | CH4 Import - WC 2040 | Import | Methane | PJ | Dispatch-Import | VOM | 0 | [6 empty] | 0.36069 | 0
LCP_Inputs_ON_Electric_Howarth_2023_05_05 | 2046 | CH4 Import - WC 2040 | Import | Methane | QC | Dispatch-Import | EmissionsCost | 0 | [6 empty] | 0.36069 | 0
LCP_Inputs_ON_Electric_Howarth_2023_05_05 | 2046 | CH4 Import - WC 2040 | Import | Methane | QC | Dispatch-Import | FuelCost | 0 | [6 empty] | 0.36069 | 0
LCP_Inputs_ON_Electric_Howarth_2023_05_05 | 2046 | CH4 Import - WC 2040 | Import | Methane | QC | Dispatch-Import | VOM | 0 | [6 empty] | 0.36069 | 0
LCP_Inputs_ON_Electric_Howarth_2023_05_05 | 2046 | CH4 Import - WC 2040 | Import | Methane | WC | Dispatch-Import | EmissionsCost | 2104121392.2192 | [6 empty] | 0.36069 | 758933930.9648
LCP_Inputs_ON_Electric_Howarth_2023_05_05 | 2046 | CH4 Import - WC 2040 | Import | Methane | WC | Dispatch-Import | FuelCost | 658767398.4677 | [6 empty] | 0.36069 | 237610307.6369
LCP_Inputs_ON_Electric_Howarth_2023_05_05 | 2046 | CH4 Import - WC 2040 | Import | Methane | WC | Dispatch-Import | VOM | 0 | [6 empty] | 0.36069 | 0
LCP_Inputs_ON_Electric_Howarth_2023_05_05 | 2046 | CH4 Import - WC 2050 | Import | Methane | MI | Dispatch-Import | EmissionsCost | 0 | [6 empty] | 0.36069 | 0
LCP_Inputs_ON_Electric_Howarth_2023_05_05 | 2046 | CH4 Import - WC 2050 | Import | Methane | MI | Dispatch-Import | FuelCost | 0 | [6 empty] | 0.36069 | 0
LCP_Inputs_ON_Electric_Howarth_2023_05_05 | 2046 | CH4 Import - WC 2050 | Import | Methane | MI | Dispatch-Import | VOM | 0 | [6 empty] | 0.36069 | 0
LCP_Inputs_ON_Electric_Howarth_2023_05_05 | 2046 | CH4 Import - WC 2050 | Import | Methane | NY | Dispatch-Import | EmissionsCost | 0 | [6 empty] | 0.36069 | 0
LCP_Inputs_ON_Electric_Howarth_2023_05_05 | 2046 | CH4 Import - WC 2050 | Import | Methane | NY | Dispatch-Import | FuelCost | 0 | [6 empty] | 0.36069 | 0
LCP_Inputs_ON_Electric_Howarth_2023_05_05 | 2046 | CH4 Import - WC 2050 | Import | Methane | NY | Dispatch-Import | VOM | 0 | [6 empty] | 0.36069 | 0
LCP_Inputs_ON_Electric_Howarth_2023_05_05 | 2046 | CH4 Import - WC 2050 | Import | Methane | ON | Dispatch-Import | EmissionsCost | 0 | [6 empty] | 0.36069 | 0
LCP_Inputs_ON_Electric_Howarth_2023_05_05 | 2046 | CH4 Import - WC 2050 | Import | Methane | ON | Dispatch-Import | FuelCost | 0 | [6 empty] | 0.36069 | 0
LCP_Inputs_ON_Electric_Howarth_2023_05_05 | 2046 | CH4 Import - WC 2050 | Import | Methane | ON | Dispatch-Import | VOM | 0 | [6 empty] | 0.36069 | 0
LCP_Inputs_ON_Electric_Howarth_2023_05_05 | 2046 | CH4 Import - WC 2050 | Import | Methane | PJ | Dispatch-Import | EmissionsCost | 0 | [6 empty] | 0.36069 | 0
LCP_Inputs_ON_Electric_Howarth_2023_05_05 | 2046 | CH4 Import - WC 2050 | Import | Methane | PJ | Dispatch-Import | FuelCost | 0 | [6 empty] | 0.36069 | 0
LCP_Inputs_ON_Electric_Howarth_2023_05_05 | 2046 | CH4 Import - WC 2050 | Import | Methane | PJ | Dispatch-Import | VOM | 0 | [6 empty] | 0.36069 | 0
LCP_Inputs_ON_Electric_Howarth_2023_05_05 | 2046 | CH4 Import - WC 2050 | Import | Methane | QC | Dispatch-Import | EmissionsCost | 0 | [6 empty] | 0.36069 | 0
LCP_Inputs_ON_Electric_Howarth_2023_05_05 | 2046 | CH4 Import - WC 2050 | Import | Methane | QC | Dispatch-Import | FuelCost | 0 | [6 empty] | 0.36069 | 0
LCP_Inputs_ON_Electric_Howarth_2023_05_05 | 2046 | CH4 Import - WC 2050 | Import | Methane | QC | Dispatch-Import | VOM | 0 | [6 empty] | 0.36069 | 0
LCP_Inputs_ON_Electric_Howarth_2023_05_05 | 2046 | CH4 Import - WC 2050 | Import | Methane | WC | Dispatch-Import | EmissionsCost | 0 | [6 empty] | 0.36069 | 0
LCP_Inputs_ON_Electric_Howarth_2023_05_05 | 2046 | CH4 Import - WC 2050 | Import | Methane | WC | Dispatch-Import | FuelCost | 0 | [6 empty] | 0.36069 | 0
LCP_Inputs_ON_Electric_Howarth_2023_05_05 | 2046 | CH4 Import - WC 2050 | Import | Methane | WC | Dispatch-Import | VOM | 0 | [6 empty] | 0.36069 | 0
LCP_Inputs_ON_Electric_Howarth_2023_05_05 | 2046 | CH4 Salt Cavern Storage - ON | Storage | Methane | MI | Dispatch-Storage | EmissionsCost | 0 | [6 empty] | 0.36069 | 0
LCP_Inputs_ON_Electric_Howarth_2023_05_05 | 2046 | CH4 Salt Cavern Storage - ON | Storage | Methane | MI | Dispatch-Storage | FuelCost | 0 | [6 empty] | 0.36069 | 0
LCP_Inputs_ON_Electric_Howarth_2023_05_05 | 2046 | CH4 Salt Cavern Storage - ON | Storage | Methane | MI | Dispatch-Storage | VOM | 0 | [6 empty] | 0.36069 | 0
LCP_Inputs_ON_Electric_Howarth_2023_05_05 | 2046 | CH4 Salt Cavern Storage - ON | Storage | Methane | NY | Dispatch-Storage | EmissionsCost | 0 | [6 empty] | 0.36069 | 0
LCP_Inputs_ON_Electric_Howarth_2023_05_05 | 2046 | CH4 Salt Cavern Storage - ON | Storage | Methane | NY | Dispatch-Storage | FuelCost | 0 | [6 empty] | 0.36069 | 0
LCP_Inputs_ON_Electric_Howarth_2023_05_05 | 2046 | CH4 Salt Cavern Storage - ON | Storage | Methane | NY | Dispatch-Storage | VOM | 0 | [6 empty] | 0.36069 | 0
LCP_Inputs_ON_Electric_Howarth_2023_05_05 | 2046 | CH4 Salt Cavern Storage - ON | Storage | Methane | ON | Dispatch-Storage | EmissionsCost | 0 | [6 empty] | 0.36069 | 0
LCP_Inputs_ON_Electric_Howarth_2023_05_05 | 2046 | CH4 Salt Cavern Storage - ON | Storage | Methane | ON | Dispatch-Storage | FuelCost | 0 | [6 empty] | 0.36069 | 0
LCP_Inputs_ON_Electric_Howarth_2023_05_05 | 2046 | CH4 Salt Cavern Storage - ON | Storage | Methane | ON | Dispatch-Storage | VOM | 0 | [6 empty] | 0.36069 | 0
LCP_Inputs_ON_Electric_Howarth_2023_05_05 | 2046 | CH4 Salt Cavern Storage - ON | Storage | Methane | PJ | Dispatch-Storage | EmissionsCost | 0 | [6 empty] | 0.36069 | 0
LCP_Inputs_ON_Electric_Howarth_2023_05_05 | 2046 | CH4 Salt Cavern Storage - ON | Storage | Methane | PJ | Dispatch-Storage | FuelCost | 0 | [6 empty] | 0.36069 | 0
LCP_Inputs_ON_Electric_Howarth_2023_05_05 | 2046 | CH4 Salt Cavern Storage - ON | Storage | Methane | PJ | Dispatch-Storage | VOM | 0 | [6 empty] | 0.36069 | 0
LCP_Inputs_ON_Electric_Howarth_2023_05_05 | 2046 | CH4 Salt Cavern Storage - ON | Storage | Methane | QC | Dispatch-Storage | EmissionsCost | 0 | [6 empty] | 0.36069 | 0
LCP_Inputs_ON_Electric_Howarth_2023_05_05 | 2046 | CH4 Salt Cavern Storage - ON | Storage | Methane | QC | Dispatch-Storage | FuelCost | 0 | [6 empty] | 0.36069 | 0
LCP_Inputs_ON_Electric_Howarth_2023_05_05 | 2046 | CH4 Salt Cavern Storage - ON | Storage | Methane | QC | Dispatch-Storage | VOM | 0 | [6 empty] | 0.36069 | 0
LCP_Inputs_ON_Electric_Howarth_2023_05_05 | 2046 | CH4 Salt Cavern Storage - ON | Storage | Methane | WC | Dispatch-Storage | EmissionsCost | 0 | [6 empty] | 0.36069 | 0
LCP_Inputs_ON_Electric_Howarth_2023_05_05 | 2046 | CH4 Salt Cavern Storage - ON | Storage | Methane | WC | Dispatch-Storage | FuelCost | 0 | [6 empty] | 0.36069 | 0
LCP_Inputs_ON_Electric_Howarth_2023_05_05 | 2046 | CH4 Salt Cavern Storage - ON | Storage | Methane | WC | Dispatch-Storage | VOM | 0 | [6 empty] | 0.36069 | 0
LCP_Inputs_ON_Electric_Howarth_2023_05_05 | 2046 | Electrolyser 2020/2030 | Crossload | Hydrogen | MI | Dispatch-Crossload | EmissionsCost | 0 | [6 empty] | 0.36069 | 0
LCP_Inputs_ON_Electric_Howarth_2023_05_05 | 2046 | Electrolyser 2020/2030 | Crossload | Hydrogen | MI | Dispatch-Crossload | FuelCost | 0 | [6 empty] | 0.36069 | 0
LCP_Inputs_ON_Electric_Howarth_2023_05_05 | 2046 | Electrolyser 2020/2030 | Crossload | Hydrogen | MI | Dispatch-Crossload | VOM | 0 | [6 empty] | 0.36069 | 0
LCP_Inputs_ON_Electric_Howarth_2023_05_05 | 2046 | Electrolyser 2020/2030 | Crossload | Hydrogen | NY | Dispatch-Crossload | EmissionsCost | 0 | [6 empty] | 0.36069 | 0
LCP_Inputs_ON_Electric_Howarth_2023_05_05 | 2046 | Electrolyser 2020/2030 | Crossload | Hydrogen | NY | Dispatch-Crossload | FuelCost | 0 | [6 empty] | 0.36069 | 0
LCP_Inputs_ON_Electric_Howarth_2023_05_05 | 2046 | Electrolyser 2020/2030 | Crossload | Hydrogen | NY | Dispatch-Crossload | VOM | 0 | [6 empty] | 0.36069 | 0
LCP_Inputs_ON_Electric_Howarth_2023_05_05 | 2046 | Electrolyser 2020/2030 | Crossload | Hydrogen | ON | Dispatch-Crossload | EmissionsCost | 0 | [6 empty] | 0.36069 | 0
LCP_Inputs_ON_Electric_Howarth_2023_05_05 | 2046 | Electrolyser 2020/2030 | Crossload | Hydrogen | ON | Dispatch-Crossload | FuelCost | 0 | [6 empty] | 0.36069 | 0
LCP_Inputs_ON_Electric_Howarth_2023_05_05 | 2046 | Electrolyser 2020/2030 | Crossload | Hydrogen | ON | Dispatch-Crossload | VOM | 0 | [6 empty] | 0.36069 | 0
LCP_Inputs_ON_Electric_Howarth_2023_05_05 | 2046 | Electrolyser 2020/2030 | Crossload | Hydrogen | PJ | Dispatch-Crossload | EmissionsCost | 0 | [6 empty] | 0.36069 | 0
LCP_Inputs_ON_Electric_Howarth_2023_05_05 | 2046 | Electrolyser 2020/2030 | Crossload | Hydrogen | PJ | Dispatch-Crossload | FuelCost | 0 | [6 empty] | 0.36069 | 0
LCP_Inputs_ON_Electric_Howarth_2023_05_05 | 2046 | Electrolyser 2020/2030 | Crossload | Hydrogen | PJ | Dispatch-Crossload | VOM | 0 | [6 empty] | 0.36069 | 0
LCP_Inputs_ON_Electric_Howarth_2023_05_05 | 2046 | Electrolyser 2020/2030 | Crossload | Hydrogen | QC | Dispatch-Crossload | EmissionsCost | 0 | [6 empty] | 0.36069 | 0
LCP_Inputs_ON_Electric_Howarth_2023_05_05 | 2046 | Electrolyser 2020/2030 | Crossload | Hydrogen | QC | Dispatch-Crossload | FuelCost | 0 | [6 empty] | 0.36069 | 0
LCP_Inputs_ON_Electric_Howarth_2023_05_05 | 2046 | Electrolyser 2020/2030 | Crossload | Hydrogen | QC | Dispatch-Crossload | VOM | 0 | [6 empty] | 0.36069 | 0
LCP_Inputs_ON_Electric_Howarth_2023_05_05 | 2046 | Electrolyser 2020/2030 | Crossload | Hydrogen | WC | Dispatch-Crossload | EmissionsCost | 0 | [6 empty] | 0.36069 | 0
LCP_Inputs_ON_Electric_Howarth_2023_05_05 | 2046 | Electrolyser 2020/2030 | Crossload | Hydrogen | WC | Dispatch-Crossload | FuelCost | 0 | [6 empty] | 0.36069 | 0
LCP_Inputs_ON_Electric_Howarth_2023_05_05 | 2046 | Electrolyser 2020/2030 | Crossload | Hydrogen | WC | Dispatch-Crossload | VOM | 0 | [6 empty] | 0.36069 | 0
LCP_Inputs_ON_Electric_Howarth_2023_05_05 | 2046 | Electrolyser 2040 | Crossload | Hydrogen | MI | Dispatch-Crossload | EmissionsCost | 0 | [6 empty] | 0.36069 | 0
LCP_Inputs_ON_Electric_Howarth_2023_05_05 | 2046 | Electrolyser 2040 | Crossload | Hydrogen | MI | Dispatch-Crossload | FuelCost | 0 | [6 empty] | 0.36069 | 0
LCP_Inputs_ON_Electric_Howarth_2023_05_05 | 2046 | Electrolyser 2040 | Crossload | Hydrogen | MI | Dispatch-Crossload | VOM | 0 | [6 empty] | 0.36069 | 0
LCP_Inputs_ON_Electric_Howarth_2023_05_05 | 2046 | Electrolyser 2040 | Crossload | Hydrogen | NY | Dispatch-Crossload | EmissionsCost | 0 | [6 empty] | 0.36069 | 0
LCP_Inputs_ON_Electric_Howarth_2023_05_05 | 2046 | Electrolyser 2040 | Crossload | Hydrogen | NY | Dispatch-Crossload | FuelCost | 0 | [6 empty] | 0.36069 | 0
LCP_Inputs_ON_Electric_Howarth_2023_05_05 | 2046 | Electrolyser 2040 | Crossload | Hydrogen | NY | Dispatch-Crossload | VOM | 0 | [6 empty] | 0.36069 | 0
LCP_Inputs_ON_Electric_Howarth_2023_05_05 | 2046 | Electrolyser 2040 | Crossload | Hydrogen | ON | Dispatch-Crossload | EmissionsCost | 0 | [6 empty] | 0.36069 | 0
LCP_Inputs_ON_Electric_Howarth_2023_05_05 | 2046 | Electrolyser 2040 | Crossload | Hydrogen | ON | Dispatch-Crossload | FuelCost | 0 | [6 empty] | 0.36069 | 0
LCP_Inputs_ON_Electric_Howarth_2023_05_05 | 2046 | Electrolyser 2040 | Crossload | Hydrogen | ON | Dispatch-Crossload | VOM | 0 | [6 empty] | 0.36069 | 0
LCP_Inputs_ON_Electric_Howarth_2023_05_05 | 2046 | Electrolyser 2040 | Crossload | Hydrogen | PJ | Dispatch-Crossload | EmissionsCost | 0 | [6 empty] | 0.36069 | 0
LCP_Inputs_ON_Electric_Howarth_2023_05_05 | 2046 | Electrolyser 2040 | Crossload | Hydrogen | PJ | Dispatch-Crossload | FuelCost | 0 | [6 empty] | 0.36069 | 0
LCP_Inputs_ON_Electric_Howarth_2023_05_05 | 2046 | Electrolyser 2040 | Crossload | Hydrogen | PJ | Dispatch-Crossload | VOM | 0 | [6 empty] | 0.36069 | 0
LCP_Inputs_ON_Electric_Howarth_2023_05_05 | 2046 | Electrolyser 2040 | Crossload | Hydrogen | QC | Dispatch-Crossload | EmissionsCost | 0 | [6 empty] | 0.36069 | 0
LCP_Inputs_ON_Electric_Howarth_2023_05_05 | 2046 | Electrolyser 2040 | Crossload | Hydrogen | QC | Dispatch-Crossload | FuelCost | 0 | [6 empty] | 0.36069 | 0
LCP_Inputs_ON_Electric_Howarth_2023_05_05 | 2046 | Electrolyser 2040 | Crossload | Hydrogen | QC | Dispatch-Crossload | VOM | 0 | [6 empty] | 0.36069 | 0
LCP_Inputs_ON_Electric_Howarth_2023_05_05 | 2046 | Electrolyser 2040 | Crossload | Hydrogen | WC | Dispatch-Crossload | EmissionsCost | 0 | [6 empty] | 0.36069 | 0
LCP_Inputs_ON_Electric_Howarth_2023_05_05 | 2046 | Electrolyser 2040 | Crossload | Hydrogen | WC | Dispatch-Crossload | FuelCost | 0 | [6 empty] | 0.36069 | 0
LCP_Inputs_ON_Electric_Howarth_2023_05_05 | 2046 | Electrolyser 2040 | Crossload | Hydrogen | WC | Dispatch-Crossload | VOM | 0 | [6 empty] | 0.36069 | 0
LCP_Inputs_ON_Electric_Howarth_2023_05_05 | 2046 | Electrolyser 2050 | Crossload | Hydrogen | MI | Dispatch-Crossload | EmissionsCost | 0 | [6 empty] | 0.36069 | 0
LCP_Inputs_ON_Electric_Howarth_2023_05_05 | 2046 | Electrolyser 2050 | Crossload | Hydrogen | MI | Dispatch-Crossload | FuelCost | 0 | [6 empty] | 0.36069 | 0
LCP_Inputs_ON_Electric_Howarth_2023_05_05 | 2046 | Electrolyser 2050 | Crossload | Hydrogen | MI | Dispatch-Crossload | VOM | 0 | [6 empty] | 0.36069 | 0
LCP_Inputs_ON_Electric_Howarth_2023_05_05 | 2046 | Electrolyser 2050 | Crossload | Hydrogen | NY | Dispatch-Crossload | EmissionsCost | 0 | [6 empty] | 0.36069 | 0
LCP_Inputs_ON_Electric_Howarth_2023_05_05 | 2046 | Electrolyser 2050 | Crossload | Hydrogen | NY | Dispatch-Crossload | FuelCost | 0 | [6 empty] | 0.36069 | 0
LCP_Inputs_ON_Electric_Howarth_2023_05_05 | 2046 | Electrolyser 2050 | Crossload | Hydrogen | NY | Dispatch-Crossload | VOM | 0 | [6 empty] | 0.36069 | 0
LCP_Inputs_ON_Electric_Howarth_2023_05_05 | 2046 | Electrolyser 2050 | Crossload | Hydrogen | ON | Dispatch-Crossload | EmissionsCost | 0 | [6 empty] | 0.36069 | 0
LCP_Inputs_ON_Electric_Howarth_2023_05_05 | 2046 | Electrolyser 2050 | Crossload | Hydrogen | ON | Dispatch-Crossload | FuelCost | 0 | [6 empty] | 0.36069 | 0
LCP_Inputs_ON_Electric_Howarth_2023_05_05 | 2046 | Electrolyser 2050 | Crossload | Hydrogen | ON | Dispatch-Crossload | VOM | 0 | [6 empty] | 0.36069 | 0
LCP_Inputs_ON_Electric_Howarth_2023_05_05 | 2046 | Electrolyser 2050 | Crossload | Hydrogen | PJ | Dispatch-Crossload | EmissionsCost | 0 | [6 empty] | 0.36069 | 0
LCP_Inputs_ON_Electric_Howarth_2023_05_05 | 2046 | Electrolyser 2050 | Crossload | Hydrogen | PJ | Dispatch-Crossload | FuelCost | 0 | [6 empty] | 0.36069 | 0
LCP_Inputs_ON_Electric_Howarth_2023_05_05 | 2046 | Electrolyser 2050 | Crossload | Hydrogen | PJ | Dispatch-Crossload | VOM | 0 | [6 empty] | 0.36069 | 0
LCP_Inputs_ON_Electric_Howarth_2023_05_05 | 2046 | Electrolyser 2050 | Crossload | Hydrogen | QC | Dispatch-Crossload | EmissionsCost | 0 | [6 empty] | 0.36069 | 0
LCP_Inputs_ON_Electric_Howarth_2023_05_05 | 2046 | Electrolyser 2050 | Crossload | Hydrogen | QC | Dispatch-Crossload | FuelCost | 0 | [6 empty] | 0.36069 | 0
LCP_Inputs_ON_Electric_Howarth_2023_05_05 | 2046 | Electrolyser 2050 | Crossload | Hydrogen | QC | Dispatch-Crossload | VOM | 0 | [6 empty] | 0.36069 | 0
LCP_Inputs_ON_Electric_Howarth_2023_05_05 | 2046 | Electrolyser 2050 | Crossload | Hydrogen | WC | Dispatch-Crossload | EmissionsCost | 0 | [6 empty] | 0.36069 | 0
LCP_Inputs_ON_Electric_Howarth_2023_05_05 | 2046 | Electrolyser 2050 | Crossload | Hydrogen | WC | Dispatch-Crossload | FuelCost | 0 | [6 empty] | 0.36069 | 0
LCP_Inputs_ON_Electric_Howarth_2023_05_05 | 2046 | Electrolyser 2050 | Crossload | Hydrogen | WC | Dispatch-Crossload | VOM | 0 | [6 empty] | 0.36069 | 0
LCP_Inputs_ON_Electric_Howarth_2023_05_05 | 2046 | Fossil Fuel Thermal (Coal, Peat, Oil) | Generation | Electricity | MI | Dispatch-Generation | EmissionsCost | 0 | [6 empty] | 0.36069 | 0
LCP_Inputs_ON_Electric_Howarth_2023_05_05 | 2046 | Fossil Fuel Thermal (Coal, Peat, Oil) | Generation | Electricity | MI | Dispatch-Generation | FuelCost | 0 | [6 empty] | 0.36069 | 0
LCP_Inputs_ON_Electric_Howarth_2023_05_05 | 2046 | Fossil Fuel Thermal (Coal, Peat, Oil) | Generation | Electricity | MI | Dispatch-Generation | VOM | 0 | [6 empty] | 0.36069 | 0
LCP_Inputs_ON_Electric_Howarth_2023_05_05 | 2046 | Fossil Fuel Thermal (Coal, Peat, Oil) | Generation | Electricity | NY | Dispatch-Generation | EmissionsCost | 0 | [6 empty] | 0.36069 | 0
LCP_Inputs_ON_Electric_Howarth_2023_05_05 | 2046 | Fossil Fuel Thermal (Coal, Peat, Oil) | Generation | Electricity | NY | Dispatch-Generation | FuelCost | 0 | [6 empty] | 0.36069 | 0
LCP_Inputs_ON_Electric_Howarth_2023_05_05 | 2046 | Fossil Fuel Thermal (Coal, Peat, Oil) | Generation | Electricity | NY | Dispatch-Generation | VOM | 0 | [6 empty] | 0.36069 | 0
LCP_Inputs_ON_Electric_Howarth_2023_05_05 | 2046 | Fossil Fuel Thermal (Coal, Peat, Oil) | Generation | Electricity | ON | Dispatch-Generation | EmissionsCost | 0 | [6 empty] | 0.36069 | 0
LCP_Inputs_ON_Electric_Howarth_2023_05_05 | 2046 | Fossil Fuel Thermal (Coal, Peat, Oil) | Generation | Electricity | ON | Dispatch-Generation | FuelCost | 0 | [6 empty] | 0.36069 | 0
LCP_Inputs_ON_Electric_Howarth_2023_05_05 | 2046 | Fossil Fuel Thermal (Coal, Peat, Oil) | Generation | Electricity | ON | Dispatch-Generation | VOM | 0 | [6 empty] | 0.36069 | 0
LCP_Inputs_ON_Electric_Howarth_2023_05_05 | 2046 | Fossil Fuel Thermal (Coal, Peat, Oil) | Generation | Electricity | PJ | Dispatch-Generation | EmissionsCost | 0 | [6 empty] | 0.36069 | 0
LCP_Inputs_ON_Electric_Howarth_2023_05_05 | 2046 | Fossil Fuel Thermal (Coal, Peat, Oil) | Generation | Electricity | PJ | Dispatch-Generation | FuelCost | 0 | [6 empty] | 0.36069 | 0
LCP_Inputs_ON_Electric_Howarth_2023_05_05 | 2046 | Fossil Fuel Thermal (Coal, Peat, Oil) | Generation | Electricity | PJ | Dispatch-Generation | VOM | 0 | [6 empty] | 0.36069 | 0
LCP_Inputs_ON_Electric_Howarth_2023_05_05 | 2046 | Fossil Fuel Thermal (Coal, Peat, Oil) | Generation | Electricity | QC | Dispatch-Generation | EmissionsCost | 0 | [6 empty] | 0.36069 | 0
LCP_Inputs_ON_Electric_Howarth_2023_05_05 | 2046 | Fossil Fuel Thermal (Coal, Peat, Oil) | Generation | Electricity | QC | Dispatch-Generation | FuelCost | 0 | [6 empty] | 0.36069 | 0
LCP_Inputs_ON_Electric_Howarth_2023_05_05 | 2046 | Fossil Fuel Thermal (Coal, Peat, Oil) | Generation | Electricity | QC | Dispatch-Generation | VOM | 0 | [6 empty] | 0.36069 | 0
LCP_Inputs_ON_Electric_Howarth_2023_05_05 | 2046 | Fossil Fuel Thermal (Coal, Peat, Oil) | Generation | Electricity | WC | Dispatch-Generation | EmissionsCost | 0 | [6 empty] | 0.36069 | 0
LCP_Inputs_ON_Electric_Howarth_2023_05_05 | 2046 | Fossil Fuel Thermal (Coal, Peat, Oil) | Generation | Electricity | WC | Dispatch-Generation | FuelCost | 0 | [6 empty] | 0.36069 | 0
LCP_Inputs_ON_Electric_Howarth_2023_05_05 | 2046 | Fossil Fuel Thermal (Coal, Peat, Oil) | Generation | Electricity | WC | Dispatch-Generation | VOM | 0 | [6 empty] | 0.36069 | 0
LCP_Inputs_ON_Electric_Howarth_2023_05_05 | 2046 | Generic - Generator | Generation | Electricity | MI | Dispatch-Generation | EmissionsCost | 0 | [6 empty] | 0.36069 | 0
LCP_Inputs_ON_Electric_Howarth_2023_05_05 | 2046 | Generic - Generator | Generation | Electricity | MI | Dispatch-Generation | FuelCost | 822908408.9569 | [6 empty] | 0.36069 | 296814202.8037
LCP_Inputs_ON_Electric_Howarth_2023_05_05 | 2046 | Generic - Generator | Generation | Electricity | MI | Dispatch-Generation | VOM | 26913145.9602 | [6 empty] | 0.36069 | 9707281.9723
LCP_Inputs_ON_Electric_Howarth_2023_05_05 | 2046 | Generic - Generator | Generation | Electricity | NY | Dispatch-Generation | EmissionsCost | 0 | [6 empty] | 0.36069 | 0
LCP_Inputs_ON_Electric_Howarth_2023_05_05 | 2046 | Generic - Generator | Generation | Electricity | NY | Dispatch-Generation | FuelCost | 74454029.7701 | [6 empty] | 0.36069 | 26854766.8868
LCP_Inputs_ON_Electric_Howarth_2023_05_05 | 2046 | Generic - Generator | Generation | Electricity | NY | Dispatch-Generation | VOM | 2435012.3886 | [6 empty] | 0.36069 | 878282.7507
LCP_Inputs_ON_Electric_Howarth_2023_05_05 | 2046 | Generic - Generator | Generation | Electricity | ON | Dispatch-Generation | EmissionsCost | 0 | [6 empty] | 0.36069 | 0
LCP_Inputs_ON_Electric_Howarth_2023_05_05 | 2046 | Generic - Generator | Generation | Electricity | ON | Dispatch-Generation | FuelCost | 0 | [6 empty] | 0.36069 | 0
LCP_Inputs_ON_Electric_Howarth_2023_05_05 | 2046 | Generic - Generator | Generation | Electricity | ON | Dispatch-Generation | VOM | 0 | [6 empty] | 0.36069 | 0
LCP_Inputs_ON_Electric_Howarth_2023_05_05 | 2046 | Generic - Generator | Generation | Electricity | PJ | Dispatch-Generation | EmissionsCost | 0 | [6 empty] | 0.36069 | 0
LCP_Inputs_ON_Electric_Howarth_2023_05_05 | 2046 | Generic - Generator | Generation | Electricity | PJ | Dispatch-Generation | FuelCost | 5362895327.8205 | [6 empty] | 0.36069 | 1934338602.1103
LCP_Inputs_ON_Electric_Howarth_2023_05_05 | 2046 | Generic - Generator | Generation | Electricity | PJ | Dispatch-Generation | VOM | 175393012.3403 | [6 empty] | 0.36069 | 63262371.0835
LCP_Inputs_ON_Electric_Howarth_2023_05_05 | 2046 | Generic - Generator | Generation | Electricity | QC | Dispatch-Generation | EmissionsCost | 0 | [6 empty] | 0.36069 | 0
LCP_Inputs_ON_Electric_Howarth_2023_05_05 | 2046 | Generic - Generator | Generation | Electricity | QC | Dispatch-Generation | FuelCost | 0 | [6 empty] | 0.36069 | 0
LCP_Inputs_ON_Electric_Howarth_2023_05_05 | 2046 | Generic - Generator | Generation | Electricity | QC | Dispatch-Generation | VOM | 0 | [6 empty] | 0.36069 | 0
LCP_Inputs_ON_Electric_Howarth_2023_05_05 | 2046 | Generic - Generator | Generation | Electricity | WC | Dispatch-Generation | EmissionsCost | 0 | [6 empty] | 0.36069 | 0
LCP_Inputs_ON_Electric_Howarth_2023_05_05 | 2046 | Generic - Generator | Generation | Electricity | WC | Dispatch-Generation | FuelCost | 0 | [6 empty] | 0.36069 | 0
LCP_Inputs_ON_Electric_Howarth_2023_05_05 | 2046 | Generic - Generator | Generation | Electricity | WC | Dispatch-Generation | VOM | 0 | [6 empty] | 0.36069 | 0
LCP_Inputs_ON_Electric_Howarth_2023_05_05 | 2046 | H2 Import - QC | Import | Hydrogen | MI | Dispatch-Import | EmissionsCost | 0 | [6 empty] | 0.36069 | 0
LCP_Inputs_ON_Electric_Howarth_2023_05_05 | 2046 | H2 Import - QC | Import | Hydrogen | MI | Dispatch-Import | FuelCost | 0 | [6 empty] | 0.36069 | 0
LCP_Inputs_ON_Electric_Howarth_2023_05_05 | 2046 | H2 Import - QC | Import | Hydrogen | MI | Dispatch-Import | VOM | 0 | [6 empty] | 0.36069 | 0
LCP_Inputs_ON_Electric_Howarth_2023_05_05 | 2046 | H2 Import - QC | Import | Hydrogen | NY | Dispatch-Import | EmissionsCost | 0 | [6 empty] | 0.36069 | 0
LCP_Inputs_ON_Electric_Howarth_2023_05_05 | 2046 | H2 Import - QC | Import | Hydrogen | NY | Dispatch-Import | FuelCost | 0 | [6 empty] | 0.36069 | 0
LCP_Inputs_ON_Electric_Howarth_2023_05_05 | 2046 | H2 Import - QC | Import | Hydrogen | NY | Dispatch-Import | VOM | 0 | [6 empty] | 0.36069 | 0
LCP_Inputs_ON_Electric_Howarth_2023_05_05 | 2046 | H2 Import - QC | Import | Hydrogen | ON | Dispatch-Import | EmissionsCost | 0 | [6 empty] | 0.36069 | 0
LCP_Inputs_ON_Electric_Howarth_2023_05_05 | 2046 | H2 Import - QC | Import | Hydrogen | ON | Dispatch-Import | FuelCost | 0 | [6 empty] | 0.36069 | 0
LCP_Inputs_ON_Electric_Howarth_2023_05_05 | 2046 | H2 Import - QC | Import | Hydrogen | ON | Dispatch-Import | VOM | 0 | [6 empty] | 0.36069 | 0
LCP_Inputs_ON_Electric_Howarth_2023_05_05 | 2046 | H2 Import - QC | Import | Hydrogen | PJ | Dispatch-Import | EmissionsCost | 0 | [6 empty] | 0.36069 | 0
LCP_Inputs_ON_Electric_Howarth_2023_05_05 | 2046 | H2 Import - QC | Import | Hydrogen | PJ | Dispatch-Import | FuelCost | 0 | [6 empty] | 0.36069 | 0
LCP_Inputs_ON_Electric_Howarth_2023_05_05 | 2046 | H2 Import - QC | Import | Hydrogen | PJ | Dispatch-Import | VOM | 0 | [6 empty] | 0.36069 | 0
LCP_Inputs_ON_Electric_Howarth_2023_05_05 | 2046 | H2 Import - QC | Import | Hydrogen | QC | Dispatch-Import | EmissionsCost | 0 | [6 empty] | 0.36069 | 0
LCP_Inputs_ON_Electric_Howarth_2023_05_05 | 2046 | H2 Import - QC | Import | Hydrogen | QC | Dispatch-Import | FuelCost | 0 | [6 empty] | 0.36069 | 0
LCP_Inputs_ON_Electric_Howarth_2023_05_05 | 2046 | H2 Import - QC | Import | Hydrogen | QC | Dispatch-Import | VOM | 0 | [6 empty] | 0.36069 | 0
LCP_Inputs_ON_Electric_Howarth_2023_05_05 | 2046 | H2 Import - QC | Import | Hydrogen | WC | Dispatch-Import | EmissionsCost | 0 | [6 empty] | 0.36069 | 0
LCP_Inputs_ON_Electric_Howarth_2023_05_05 | 2046 | H2 Import - QC | Import | Hydrogen | WC | Dispatch-Import | FuelCost | 0 | [6 empty] | 0.36069 | 0
LCP_Inputs_ON_Electric_Howarth_2023_05_05 | 2046 | H2 Import - QC | Import | Hydrogen | WC | Dispatch-Import | VOM | 0 | [6 empty] | 0.36069 | 0
LCP_Inputs_ON_Electric_Howarth_2023_05_05 | 2046 | H2 Import - WC | Import | Hydrogen | MI | Dispatch-Import | EmissionsCost | 0 | [6 empty] | 0.36069 | 0
LCP_Inputs_ON_Electric_Howarth_2023_05_05 | 2046 | H2 Import - WC | Import | Hydrogen | MI | Dispatch-Import | FuelCost | 0 | [6 empty] | 0.36069 | 0
LCP_Inputs_ON_Electric_Howarth_2023_05_05 | 2046 | H2 Import - WC | Import | Hydrogen | MI | Dispatch-Import | VOM | 0 | [6 empty] | 0.36069 | 0
LCP_Inputs_ON_Electric_Howarth_2023_05_05 | 2046 | H2 Import - WC | Import | Hydrogen | NY | Dispatch-Import | EmissionsCost | 0 | [6 empty] | 0.36069 | 0
LCP_Inputs_ON_Electric_Howarth_2023_05_05 | 2046 | H2 Import - WC | Import | Hydrogen | NY | Dispatch-Import | FuelCost | 0 | [6 empty] | 0.36069 | 0
LCP_Inputs_ON_Electric_Howarth_2023_05_05 | 2046 | H2 Import - WC | Import | Hydrogen | NY | Dispatch-Import | VOM | 0 | [6 empty] | 0.36069 | 0
LCP_Inputs_ON_Electric_Howarth_2023_05_05 | 2046 | H2 Import - WC | Import | Hydrogen | ON | Dispatch-Import | EmissionsCost | 0 | [6 empty] | 0.36069 | 0
LCP_Inputs_ON_Electric_Howarth_2023_05_05 | 2046 | H2 Import - WC | Import | Hydrogen | ON | Dispatch-Import | FuelCost | 0 | [6 empty] | 0.36069 | 0
LCP_Inputs_ON_Electric_Howarth_2023_05_05 | 2046 | H2 Import - WC | Import | Hydrogen | ON | Dispatch-Import | VOM | 0 | [6 empty] | 0.36069 | 0
LCP_Inputs_ON_Electric_Howarth_2023_05_05 | 2046 | H2 Import - WC | Import | Hydrogen | PJ | Dispatch-Import | EmissionsCost | 0 | [6 empty] | 0.36069 | 0
LCP_Inputs_ON_Electric_Howarth_2023_05_05 | 2046 | H2 Import - WC | Import | Hydrogen | PJ | Dispatch-Import | FuelCost | 0 | [6 empty] | 0.36069 | 0
LCP_Inputs_ON_Electric_Howarth_2023_05_05 | 2046 | H2 Import - WC | Import | Hydrogen | PJ | Dispatch-Import | VOM | 0 | [6 empty] | 0.36069 | 0
LCP_Inputs_ON_Electric_Howarth_2023_05_05 | 2046 | H2 Import - WC | Import | Hydrogen | QC | Dispatch-Import | EmissionsCost | 0 | [6 empty] | 0.36069 | 0
LCP_Inputs_ON_Electric_Howarth_2023_05_05 | 2046 | H2 Import - WC | Import | Hydrogen | QC | Dispatch-Import | FuelCost | 0 | [6 empty] | 0.36069 | 0
LCP_Inputs_ON_Electric_Howarth_2023_05_05 | 2046 | H2 Import - WC | Import | Hydrogen | QC | Dispatch-Import | VOM | 0 | [6 empty] | 0.36069 | 0
LCP_Inputs_ON_Electric_Howarth_2023_05_05 | 2046 | H2 Import - WC | Import | Hydrogen | WC | Dispatch-Import | EmissionsCost | 0 | [6 empty] | 0.36069 | 0
LCP_Inputs_ON_Electric_Howarth_2023_05_05 | 2046 | H2 Import - WC | Import | Hydrogen | WC | Dispatch-Import | FuelCost | 264354475.5194 | [6 empty] | 0.36069 | 95349812.9984
LCP_Inputs_ON_Electric_Howarth_2023_05_05 | 2046 | H2 Import - WC | Import | Hydrogen | WC | Dispatch-Import | VOM | 0 | [6 empty] | 0.36069 | 0
LCP_Inputs_ON_Electric_Howarth_2023_05_05 | 2046 | H2 Salt Cavern Storage - ON | Storage | Hydrogen | MI | Dispatch-Storage | EmissionsCost | 0 | [6 empty] | 0.36069 | 0
LCP_Inputs_ON_Electric_Howarth_2023_05_05 | 2046 | H2 Salt Cavern Storage - ON | Storage | Hydrogen | MI | Dispatch-Storage | FuelCost | 0 | [6 empty] | 0.36069 | 0
LCP_Inputs_ON_Electric_Howarth_2023_05_05 | 2046 | H2 Salt Cavern Storage - ON | Storage | Hydrogen | MI | Dispatch-Storage | VOM | 0 | [6 empty] | 0.36069 | 0
LCP_Inputs_ON_Electric_Howarth_2023_05_05 | 2046 | H2 Salt Cavern Storage - ON | Storage | Hydrogen | NY | Dispatch-Storage | EmissionsCost | 0 | [6 empty] | 0.36069 | 0
LCP_Inputs_ON_Electric_Howarth_2023_05_05 | 2046 | H2 Salt Cavern Storage - ON | Storage | Hydrogen | NY | Dispatch-Storage | FuelCost | 0 | [6 empty] | 0.36069 | 0
LCP_Inputs_ON_Electric_Howarth_2023_05_05 | 2046 | H2 Salt Cavern Storage - ON | Storage | Hydrogen | NY | Dispatch-Storage | VOM | 0 | [6 empty] | 0.36069 | 0
LCP_Inputs_ON_Electric_Howarth_2023_05_05 | 2046 | H2 Salt Cavern Storage - ON | Storage | Hydrogen | ON | Dispatch-Storage | EmissionsCost | 0 | [6 empty] | 0.36069 | 0
LCP_Inputs_ON_Electric_Howarth_2023_05_05 | 2046 | H2 Salt Cavern Storage - ON | Storage | Hydrogen | ON | Dispatch-Storage | FuelCost | 0 | [6 empty] | 0.36069 | 0
LCP_Inputs_ON_Electric_Howarth_2023_05_05 | 2046 | H2 Salt Cavern Storage - ON | Storage | Hydrogen | ON | Dispatch-Storage | VOM | 29987486.9081 | [6 empty] | 0.36069 | 10816163.6506
LCP_Inputs_ON_Electric_Howarth_2023_05_05 | 2046 | H2 Salt Cavern Storage - ON | Storage | Hydrogen | PJ | Dispatch-Storage | EmissionsCost | 0 | [6 empty] | 0.36069 | 0
LCP_Inputs_ON_Electric_Howarth_2023_05_05 | 2046 | H2 Salt Cavern Storage - ON | Storage | Hydrogen | PJ | Dispatch-Storage | FuelCost | 0 | [6 empty] | 0.36069 | 0
LCP_Inputs_ON_Electric_Howarth_2023_05_05 | 2046 | H2 Salt Cavern Storage - ON | Storage | Hydrogen | PJ | Dispatch-Storage | VOM | 0 | [6 empty] | 0.36069 | 0
LCP_Inputs_ON_Electric_Howarth_2023_05_05 | 2046 | H2 Salt Cavern Storage - ON | Storage | Hydrogen | QC | Dispatch-Storage | EmissionsCost | 0 | [6 empty] | 0.36069 | 0
LCP_Inputs_ON_Electric_Howarth_2023_05_05 | 2046 | H2 Salt Cavern Storage - ON | Storage | Hydrogen | QC | Dispatch-Storage | FuelCost | 0 | [6 empty] | 0.36069 | 0
LCP_Inputs_ON_Electric_Howarth_2023_05_05 | 2046 | H2 Salt Cavern Storage - ON | Storage | Hydrogen | QC | Dispatch-Storage | VOM | 0 | [6 empty] | 0.36069 | 0
LCP_Inputs_ON_Electric_Howarth_2023_05_05 | 2046 | H2 Salt Cavern Storage - ON | Storage | Hydrogen | WC | Dispatch-Storage | EmissionsCost | 0 | [6 empty] | 0.36069 | 0
LCP_Inputs_ON_Electric_Howarth_2023_05_05 | 2046 | H2 Salt Cavern Storage - ON | Storage | Hydrogen | WC | Dispatch-Storage | FuelCost | 0 | [6 empty] | 0.36069 | 0
LCP_Inputs_ON_Electric_Howarth_2023_05_05 | 2046 | H2 Salt Cavern Storage - ON | Storage | Hydrogen | WC | Dispatch-Storage | VOM | 0 | [6 empty] | 0.36069 | 0
LCP_Inputs_ON_Electric_Howarth_2023_05_05 | 2046 | Hydro | Generation | Electricity | MI | Dispatch-Generation | EmissionsCost | 0 | [6 empty] | 0.36069 | 0
LCP_Inputs_ON_Electric_Howarth_2023_05_05 | 2046 | Hydro | Generation | Electricity | MI | Dispatch-Generation | FuelCost | 0 | [6 empty] | 0.36069 | 0
LCP_Inputs_ON_Electric_Howarth_2023_05_05 | 2046 | Hydro | Generation | Electricity | MI | Dispatch-Generation | VOM | 0 | [6 empty] | 0.36069 | 0
LCP_Inputs_ON_Electric_Howarth_2023_05_05 | 2046 | Hydro | Generation | Electricity | NY | Dispatch-Generation | EmissionsCost | 0 | [6 empty] | 0.36069 | 0
LCP_Inputs_ON_Electric_Howarth_2023_05_05 | 2046 | Hydro | Generation | Electricity | NY | Dispatch-Generation | FuelCost | 0 | [6 empty] | 0.36069 | 0
LCP_Inputs_ON_Electric_Howarth_2023_05_05 | 2046 | Hydro | Generation | Electricity | NY | Dispatch-Generation | VOM | 0 | [6 empty] | 0.36069 | 0
LCP_Inputs_ON_Electric_Howarth_2023_05_05 | 2046 | Hydro | Generation | Electricity | ON | Dispatch-Generation | EmissionsCost | 0 | [6 empty] | 0.36069 | 0
LCP_Inputs_ON_Electric_Howarth_2023_05_05 | 2046 | Hydro | Generation | Electricity | ON | Dispatch-Generation | FuelCost | 0 | [6 empty] | 0.36069 | 0
LCP_Inputs_ON_Electric_Howarth_2023_05_05 | 2046 | Hydro | Generation | Electricity | ON | Dispatch-Generation | VOM | 0 | [6 empty] | 0.36069 | 0
LCP_Inputs_ON_Electric_Howarth_2023_05_05 | 2046 | Hydro | Generation | Electricity | PJ | Dispatch-Generation | EmissionsCost | 0 | [6 empty] | 0.36069 | 0
LCP_Inputs_ON_Electric_Howarth_2023_05_05 | 2046 | Hydro | Generation | Electricity | PJ | Dispatch-Generation | FuelCost | 0 | [6 empty] | 0.36069 | 0
LCP_Inputs_ON_Electric_Howarth_2023_05_05 | 2046 | Hydro | Generation | Electricity | PJ | Dispatch-Generation | VOM | 0 | [6 empty] | 0.36069 | 0
LCP_Inputs_ON_Electric_Howarth_2023_05_05 | 2046 | Hydro | Generation | Electricity | QC | Dispatch-Generation | EmissionsCost | 0 | [6 empty] | 0.36069 | 0
LCP_Inputs_ON_Electric_Howarth_2023_05_05 | 2046 | Hydro | Generation | Electricity | QC | Dispatch-Generation | FuelCost | 0 | [6 empty] | 0.36069 | 0
LCP_Inputs_ON_Electric_Howarth_2023_05_05 | 2046 | Hydro | Generation | Electricity | QC | Dispatch-Generation | VOM | 0 | [6 empty] | 0.36069 | 0
LCP_Inputs_ON_Electric_Howarth_2023_05_05 | 2046 | Hydro | Generation | Electricity | WC | Dispatch-Generation | EmissionsCost | 0 | [6 empty] | 0.36069 | 0
LCP_Inputs_ON_Electric_Howarth_2023_05_05 | 2046 | Hydro | Generation | Electricity | WC | Dispatch-Generation | FuelCost | 0 | [6 empty] | 0.36069 | 0
LCP_Inputs_ON_Electric_Howarth_2023_05_05 | 2046 | Hydro | Generation | Electricity | WC | Dispatch-Generation | VOM | 0 | [6 empty] | 0.36069 | 0
LCP_Inputs_ON_Electric_Howarth_2023_05_05 | 2046 | Hydro Pumped Storage | Storage | Electricity | MI | Dispatch-Storage | EmissionsCost | 0 | [6 empty] | 0.36069 | 0
LCP_Inputs_ON_Electric_Howarth_2023_05_05 | 2046 | Hydro Pumped Storage | Storage | Electricity | MI | Dispatch-Storage | FuelCost | 0 | [6 empty] | 0.36069 | 0
LCP_Inputs_ON_Electric_Howarth_2023_05_05 | 2046 | Hydro Pumped Storage | Storage | Electricity | MI | Dispatch-Storage | VOM | 0 | [6 empty] | 0.36069 | 0
LCP_Inputs_ON_Electric_Howarth_2023_05_05 | 2046 | Hydro Pumped Storage | Storage | Electricity | NY | Dispatch-Storage | EmissionsCost | 0 | [6 empty] | 0.36069 | 0
LCP_Inputs_ON_Electric_Howarth_2023_05_05 | 2046 | Hydro Pumped Storage | Storage | Electricity | NY | Dispatch-Storage | FuelCost | 0 | [6 empty] | 0.36069 | 0
LCP_Inputs_ON_Electric_Howarth_2023_05_05 | 2046 | Hydro Pumped Storage | Storage | Electricity | NY | Dispatch-Storage | VOM | 0 | [6 empty] | 0.36069 | 0
LCP_Inputs_ON_Electric_Howarth_2023_05_05 | 2046 | Hydro Pumped Storage | Storage | Electricity | ON | Dispatch-Storage | EmissionsCost | 0 | [6 empty] | 0.36069 | 0
LCP_Inputs_ON_Electric_Howarth_2023_05_05 | 2046 | Hydro Pumped Storage | Storage | Electricity | ON | Dispatch-Storage | FuelCost | 0 | [6 empty] | 0.36069 | 0
LCP_Inputs_ON_Electric_Howarth_2023_05_05 | 2046 | Hydro Pumped Storage | Storage | Electricity | ON | Dispatch-Storage | VOM | 0 | [6 empty] | 0.36069 | 0
LCP_Inputs_ON_Electric_Howarth_2023_05_05 | 2046 | Hydro Pumped Storage | Storage | Electricity | PJ | Dispatch-Storage | EmissionsCost | 0 | [6 empty] | 0.36069 | 0
LCP_Inputs_ON_Electric_Howarth_2023_05_05 | 2046 | Hydro Pumped Storage | Storage | Electricity | PJ | Dispatch-Storage | FuelCost | 0 | [6 empty] | 0.36069 | 0
LCP_Inputs_ON_Electric_Howarth_2023_05_05 | 2046 | Hydro Pumped Storage | Storage | Electricity | PJ | Dispatch-Storage | VOM | 0 | [6 empty] | 0.36069 | 0
LCP_Inputs_ON_Electric_Howarth_2023_05_05 | 2046 | Hydro Pumped Storage | Storage | Electricity | QC | Dispatch-Storage | EmissionsCost | 0 | [6 empty] | 0.36069 | 0
LCP_Inputs_ON_Electric_Howarth_2023_05_05 | 2046 | Hydro Pumped Storage | Storage | Electricity | QC | Dispatch-Storage | FuelCost | 0 | [6 empty] | 0.36069 | 0
LCP_Inputs_ON_Electric_Howarth_2023_05_05 | 2046 | Hydro Pumped Storage | Storage | Electricity | QC | Dispatch-Storage | VOM | 0 | [6 empty] | 0.36069 | 0
LCP_Inputs_ON_Electric_Howarth_2023_05_05 | 2046 | Hydro Pumped Storage | Storage | Electricity | WC | Dispatch-Storage | EmissionsCost | 0 | [6 empty] | 0.36069 | 0
LCP_Inputs_ON_Electric_Howarth_2023_05_05 | 2046 | Hydro Pumped Storage | Storage | Electricity | WC | Dispatch-Storage | FuelCost | 0 | [6 empty] | 0.36069 | 0
LCP_Inputs_ON_Electric_Howarth_2023_05_05 | 2046 | Hydro Pumped Storage | Storage | Electricity | WC | Dispatch-Storage | VOM | 0 | [6 empty] | 0.36069 | 0
LCP_Inputs_ON_Electric_Howarth_2023_05_05 | 2046 | Nuclear | Generation | Electricity | MI | Dispatch-Generation | EmissionsCost | 0 | [6 empty] | 0.36069 | 0
LCP_Inputs_ON_Electric_Howarth_2023_05_05 | 2046 | Nuclear | Generation | Electricity | MI | Dispatch-Generation | FuelCost | 0 | [6 empty] | 0.36069 | 0
LCP_Inputs_ON_Electric_Howarth_2023_05_05 | 2046 | Nuclear | Generation | Electricity | MI | Dispatch-Generation | VOM | 2762866296.96 | [6 empty] | 0.36069 | 996536125.3566
LCP_Inputs_ON_Electric_Howarth_2023_05_05 | 2046 | Nuclear | Generation | Electricity | NY | Dispatch-Generation | EmissionsCost | 0 | [6 empty] | 0.36069 | 0
LCP_Inputs_ON_Electric_Howarth_2023_05_05 | 2046 | Nuclear | Generation | Electricity | NY | Dispatch-Generation | FuelCost | 0 | [6 empty] | 0.36069 | 0
LCP_Inputs_ON_Electric_Howarth_2023_05_05 | 2046 | Nuclear | Generation | Electricity | NY | Dispatch-Generation | VOM | 2246155230.144 | [6 empty] | 0.36069 | 810164007.017
LCP_Inputs_ON_Electric_Howarth_2023_05_05 | 2046 | Nuclear | Generation | Electricity | ON | Dispatch-Generation | EmissionsCost | 0 | [6 empty] | 0.36069 | 0
LCP_Inputs_ON_Electric_Howarth_2023_05_05 | 2046 | Nuclear | Generation | Electricity | ON | Dispatch-Generation | FuelCost | 0 | [6 empty] | 0.36069 | 0
LCP_Inputs_ON_Electric_Howarth_2023_05_05 | 2046 | Nuclear | Generation | Electricity | ON | Dispatch-Generation | VOM | 7838119223.6803 | [6 empty] | 0.36069 | 2827125210.4541
LCP_Inputs_ON_Electric_Howarth_2023_05_05 | 2046 | Nuclear | Generation | Electricity | PJ | Dispatch-Generation | EmissionsCost | 0 | [6 empty] | 0.36069 | 0
LCP_Inputs_ON_Electric_Howarth_2023_05_05 | 2046 | Nuclear | Generation | Electricity | PJ | Dispatch-Generation | FuelCost | 0 | [6 empty] | 0.36069 | 0
LCP_Inputs_ON_Electric_Howarth_2023_05_05 | 2046 | Nuclear | Generation | Electricity | PJ | Dispatch-Generation | VOM | 6401347648.6848 | [6 empty] | 0.36069 | 2308897173.164
LCP_Inputs_ON_Electric_Howarth_2023_05_05 | 2046 | Nuclear | Generation | Electricity | QC | Dispatch-Generation | EmissionsCost | 0 | [6 empty] | 0.36069 | 0
LCP_Inputs_ON_Electric_Howarth_2023_05_05 | 2046 | Nuclear | Generation | Electricity | QC | Dispatch-Generation | FuelCost | 0 | [6 empty] | 0.36069 | 0
LCP_Inputs_ON_Electric_Howarth_2023_05_05 | 2046 | Nuclear | Generation | Electricity | QC | Dispatch-Generation | VOM | 0 | [6 empty] | 0.36069 | 0
LCP_Inputs_ON_Electric_Howarth_2023_05_05 | 2046 | Nuclear | Generation | Electricity | WC | Dispatch-Generation | EmissionsCost | 0 | [6 empty] | 0.36069 | 0
LCP_Inputs_ON_Electric_Howarth_2023_05_05 | 2046 | Nuclear | Generation | Electricity | WC | Dispatch-Generation | FuelCost | 0 | [6 empty] | 0.36069 | 0
LCP_Inputs_ON_Electric_Howarth_2023_05_05 | 2046 | Nuclear | Generation | Electricity | WC | Dispatch-Generation | VOM | 0 | [6 empty] | 0.36069 | 0
LCP_Inputs_ON_Electric_Howarth_2023_05_05 | 2046 | Nuclear SMR | Generation | Electricity | MI | Dispatch-Generation | EmissionsCost | 0 | [6 empty] | 0.36069 | 0
LCP_Inputs_ON_Electric_Howarth_2023_05_05 | 2046 | Nuclear SMR | Generation | Electricity | MI | Dispatch-Generation | FuelCost | 0 | [6 empty] | 0.36069 | 0
LCP_Inputs_ON_Electric_Howarth_2023_05_05 | 2046 | Nuclear SMR | Generation | Electricity | MI | Dispatch-Generation | VOM | 0 | [6 empty] | 0.36069 | 0
LCP_Inputs_ON_Electric_Howarth_2023_05_05 | 2046 | Nuclear SMR | Generation | Electricity | NY | Dispatch-Generation | EmissionsCost | 0 | [6 empty] | 0.36069 | 0
LCP_Inputs_ON_Electric_Howarth_2023_05_05 | 2046 | Nuclear SMR | Generation | Electricity | NY | Dispatch-Generation | FuelCost | 0 | [6 empty] | 0.36069 | 0
LCP_Inputs_ON_Electric_Howarth_2023_05_05 | 2046 | Nuclear SMR | Generation | Electricity | NY | Dispatch-Generation | VOM | 0 | [6 empty] | 0.36069 | 0
LCP_Inputs_ON_Electric_Howarth_2023_05_05 | 2046 | Nuclear SMR | Generation | Electricity | ON | Dispatch-Generation | EmissionsCost | 0 | [6 empty] | 0.36069 | 0
LCP_Inputs_ON_Electric_Howarth_2023_05_05 | 2046 | Nuclear SMR | Generation | Electricity | ON | Dispatch-Generation | FuelCost | 0 | [6 empty] | 0.36069 | 0
LCP_Inputs_ON_Electric_Howarth_2023_05_05 | 2046 | Nuclear SMR | Generation | Electricity | ON | Dispatch-Generation | VOM | 209027402.6763 | [6 empty] | 0.36069 | 75393933.534
LCP_Inputs_ON_Electric_Howarth_2023_05_05 | 2046 | Nuclear SMR | Generation | Electricity | PJ | Dispatch-Generation | EmissionsCost | 0 | [6 empty] | 0.36069 | 0
LCP_Inputs_ON_Electric_Howarth_2023_05_05 | 2046 | Nuclear SMR | Generation | Electricity | PJ | Dispatch-Generation | FuelCost | 0 | [6 empty] | 0.36069 | 0
LCP_Inputs_ON_Electric_Howarth_2023_05_05 | 2046 | Nuclear SMR | Generation | Electricity | PJ | Dispatch-Generation | VOM | 0 | [6 empty] | 0.36069 | 0
LCP_Inputs_ON_Electric_Howarth_2023_05_05 | 2046 | Nuclear SMR | Generation | Electricity | QC | Dispatch-Generation | EmissionsCost | 0 | [6 empty] | 0.36069 | 0
LCP_Inputs_ON_Electric_Howarth_2023_05_05 | 2046 | Nuclear SMR | Generation | Electricity | QC | Dispatch-Generation | FuelCost | 0 | [6 empty] | 0.36069 | 0
LCP_Inputs_ON_Electric_Howarth_2023_05_05 | 2046 | Nuclear SMR | Generation | Electricity | QC | Dispatch-Generation | VOM | 0 | [6 empty] | 0.36069 | 0
LCP_Inputs_ON_Electric_Howarth_2023_05_05 | 2046 | Nuclear SMR | Generation | Electricity | WC | Dispatch-Generation | EmissionsCost | 0 | [6 empty] | 0.36069 | 0
LCP_Inputs_ON_Electric_Howarth_2023_05_05 | 2046 | Nuclear SMR | Generation | Electricity | WC | Dispatch-Generation | FuelCost | 0 | [6 empty] | 0.36069 | 0
LCP_Inputs_ON_Electric_Howarth_2023_05_05 | 2046 | Nuclear SMR | Generation | Electricity | WC | Dispatch-Generation | VOM | 0 | [6 empty] | 0.36069 | 0
LCP_Inputs_ON_Electric_Howarth_2023_05_05 | 2046 | O/CCGT - CH4 Existing | Crossload | Electricity | MI | Dispatch-Crossload | EmissionsCost | 0 | [6 empty] | 0.36069 | 0
LCP_Inputs_ON_Electric_Howarth_2023_05_05 | 2046 | O/CCGT - CH4 Existing | Crossload | Electricity | MI | Dispatch-Crossload | FuelCost | 0 | [6 empty] | 0.36069 | 0
LCP_Inputs_ON_Electric_Howarth_2023_05_05 | 2046 | O/CCGT - CH4 Existing | Crossload | Electricity | MI | Dispatch-Crossload | VOM | 0 | [6 empty] | 0.36069 | 0
LCP_Inputs_ON_Electric_Howarth_2023_05_05 | 2046 | O/CCGT - CH4 Existing | Crossload | Electricity | NY | Dispatch-Crossload | EmissionsCost | 0 | [6 empty] | 0.36069 | 0
LCP_Inputs_ON_Electric_Howarth_2023_05_05 | 2046 | O/CCGT - CH4 Existing | Crossload | Electricity | NY | Dispatch-Crossload | FuelCost | 0 | [6 empty] | 0.36069 | 0
LCP_Inputs_ON_Electric_Howarth_2023_05_05 | 2046 | O/CCGT - CH4 Existing | Crossload | Electricity | NY | Dispatch-Crossload | VOM | 0 | [6 empty] | 0.36069 | 0
LCP_Inputs_ON_Electric_Howarth_2023_05_05 | 2046 | O/CCGT - CH4 Existing | Crossload | Electricity | ON | Dispatch-Crossload | EmissionsCost | 4102217.4246 | [6 empty] | 0.36069 | 1479625.6562
LCP_Inputs_ON_Electric_Howarth_2023_05_05 | 2046 | O/CCGT - CH4 Existing | Crossload | Electricity | ON | Dispatch-Crossload | FuelCost | 0 | [6 empty] | 0.36069 | 0
LCP_Inputs_ON_Electric_Howarth_2023_05_05 | 2046 | O/CCGT - CH4 Existing | Crossload | Electricity | ON | Dispatch-Crossload | VOM | 145942.0715 | [6 empty] | 0.36069 | 52639.7338
LCP_Inputs_ON_Electric_Howarth_2023_05_05 | 2046 | O/CCGT - CH4 Existing | Crossload | Electricity | PJ | Dispatch-Crossload | EmissionsCost | 0 | [6 empty] | 0.36069 | 0
LCP_Inputs_ON_Electric_Howarth_2023_05_05 | 2046 | O/CCGT - CH4 Existing | Crossload | Electricity | PJ | Dispatch-Crossload | FuelCost | 0 | [6 empty] | 0.36069 | 0
LCP_Inputs_ON_Electric_Howarth_2023_05_05 | 2046 | O/CCGT - CH4 Existing | Crossload | Electricity | PJ | Dispatch-Crossload | VOM | 0 | [6 empty] | 0.36069 | 0
LCP_Inputs_ON_Electric_Howarth_2023_05_05 | 2046 | O/CCGT - CH4 Existing | Crossload | Electricity | QC | Dispatch-Crossload | EmissionsCost | 0 | [6 empty] | 0.36069 | 0
LCP_Inputs_ON_Electric_Howarth_2023_05_05 | 2046 | O/CCGT - CH4 Existing | Crossload | Electricity | QC | Dispatch-Crossload | FuelCost | 0 | [6 empty] | 0.36069 | 0
LCP_Inputs_ON_Electric_Howarth_2023_05_05 | 2046 | O/CCGT - CH4 Existing | Crossload | Electricity | QC | Dispatch-Crossload | VOM | 0 | [6 empty] | 0.36069 | 0
LCP_Inputs_ON_Electric_Howarth_2023_05_05 | 2046 | O/CCGT - CH4 Existing | Crossload | Electricity | WC | Dispatch-Crossload | EmissionsCost | 0 | [6 empty] | 0.36069 | 0
LCP_Inputs_ON_Electric_Howarth_2023_05_05 | 2046 | O/CCGT - CH4 Existing | Crossload | Electricity | WC | Dispatch-Crossload | FuelCost | 0 | [6 empty] | 0.36069 | 0
LCP_Inputs_ON_Electric_Howarth_2023_05_05 | 2046 | O/CCGT - CH4 Existing | Crossload | Electricity | WC | Dispatch-Crossload | VOM | 0 | [6 empty] | 0.36069 | 0
LCP_Inputs_ON_Electric_Howarth_2023_05_05 | 2046 | O/CCGT - CH4 New | Crossload | Electricity | MI | Dispatch-Crossload | EmissionsCost | 0 | [6 empty] | 0.36069 | 0
LCP_Inputs_ON_Electric_Howarth_2023_05_05 | 2046 | O/CCGT - CH4 New | Crossload | Electricity | MI | Dispatch-Crossload | FuelCost | 0 | [6 empty] | 0.36069 | 0
LCP_Inputs_ON_Electric_Howarth_2023_05_05 | 2046 | O/CCGT - CH4 New | Crossload | Electricity | MI | Dispatch-Crossload | VOM | 0 | [6 empty] | 0.36069 | 0
LCP_Inputs_ON_Electric_Howarth_2023_05_05 | 2046 | O/CCGT - CH4 New | Crossload | Electricity | NY | Dispatch-Crossload | EmissionsCost | 0 | [6 empty] | 0.36069 | 0
LCP_Inputs_ON_Electric_Howarth_2023_05_05 | 2046 | O/CCGT - CH4 New | Crossload | Electricity | NY | Dispatch-Crossload | FuelCost | 0 | [6 empty] | 0.36069 | 0
LCP_Inputs_ON_Electric_Howarth_2023_05_05 | 2046 | O/CCGT - CH4 New | Crossload | Electricity | NY | Dispatch-Crossload | VOM | 0 | [6 empty] | 0.36069 | 0
LCP_Inputs_ON_Electric_Howarth_2023_05_05 | 2046 | O/CCGT - CH4 New | Crossload | Electricity | ON | Dispatch-Crossload | EmissionsCost | 1412953.2475 | [6 empty] | 0.36069 | 509637.023
LCP_Inputs_ON_Electric_Howarth_2023_05_05 | 2046 | O/CCGT - CH4 New | Crossload | Electricity | ON | Dispatch-Crossload | FuelCost | 0 | [6 empty] | 0.36069 | 0
LCP_Inputs_ON_Electric_Howarth_2023_05_05 | 2046 | O/CCGT - CH4 New | Crossload | Electricity | ON | Dispatch-Crossload | VOM | 50267.7704 | [6 empty] | 0.36069 | 18131.0436
LCP_Inputs_ON_Electric_Howarth_2023_05_05 | 2046 | O/CCGT - CH4 New | Crossload | Electricity | PJ | Dispatch-Crossload | EmissionsCost | 0 | [6 empty] | 0.36069 | 0
LCP_Inputs_ON_Electric_Howarth_2023_05_05 | 2046 | O/CCGT - CH4 New | Crossload | Electricity | PJ | Dispatch-Crossload | FuelCost | 0 | [6 empty] | 0.36069 | 0
LCP_Inputs_ON_Electric_Howarth_2023_05_05 | 2046 | O/CCGT - CH4 New | Crossload | Electricity | PJ | Dispatch-Crossload | VOM | 0 | [6 empty] | 0.36069 | 0
LCP_Inputs_ON_Electric_Howarth_2023_05_05 | 2046 | O/CCGT - CH4 New | Crossload | Electricity | QC | Dispatch-Crossload | EmissionsCost | 0 | [6 empty] | 0.36069 | 0
LCP_Inputs_ON_Electric_Howarth_2023_05_05 | 2046 | O/CCGT - CH4 New | Crossload | Electricity | QC | Dispatch-Crossload | FuelCost | 0 | [6 empty] | 0.36069 | 0
LCP_Inputs_ON_Electric_Howarth_2023_05_05 | 2046 | O/CCGT - CH4 New | Crossload | Electricity | QC | Dispatch-Crossload | VOM | 0 | [6 empty] | 0.36069 | 0
LCP_Inputs_ON_Electric_Howarth_2023_05_05 | 2046 | O/CCGT - CH4 New | Crossload | Electricity | WC | Dispatch-Crossload | EmissionsCost | 0 | [6 empty] | 0.36069 | 0
LCP_Inputs_ON_Electric_Howarth_2023_05_05 | 2046 | O/CCGT - CH4 New | Crossload | Electricity | WC | Dispatch-Crossload | FuelCost | 0 | [6 empty] | 0.36069 | 0
LCP_Inputs_ON_Electric_Howarth_2023_05_05 | 2046 | O/CCGT - CH4 New | Crossload | Electricity | WC | Dispatch-Crossload | VOM | 0 | [6 empty] | 0.36069 | 0
LCP_Inputs_ON_Electric_Howarth_2023_05_05 | 2046 | O/CCGT - H2 New | Crossload | Electricity | MI | Dispatch-Crossload | EmissionsCost | 0 | [6 empty] | 0.36069 | 0
LCP_Inputs_ON_Electric_Howarth_2023_05_05 | 2046 | O/CCGT - H2 New | Crossload | Electricity | MI | Dispatch-Crossload | FuelCost | 0 | [6 empty] | 0.36069 | 0
LCP_Inputs_ON_Electric_Howarth_2023_05_05 | 2046 | O/CCGT - H2 New | Crossload | Electricity | MI | Dispatch-Crossload | VOM | 0 | [6 empty] | 0.36069 | 0
LCP_Inputs_ON_Electric_Howarth_2023_05_05 | 2046 | O/CCGT - H2 New | Crossload | Electricity | NY | Dispatch-Crossload | EmissionsCost | 0 | [6 empty] | 0.36069 | 0
LCP_Inputs_ON_Electric_Howarth_2023_05_05 | 2046 | O/CCGT - H2 New | Crossload | Electricity | NY | Dispatch-Crossload | FuelCost | 0 | [6 empty] | 0.36069 | 0
LCP_Inputs_ON_Electric_Howarth_2023_05_05 | 2046 | O/CCGT - H2 New | Crossload | Electricity | NY | Dispatch-Crossload | VOM | 0 | [6 empty] | 0.36069 | 0
LCP_Inputs_ON_Electric_Howarth_2023_05_05 | 2046 | O/CCGT - H2 New | Crossload | Electricity | ON | Dispatch-Crossload | EmissionsCost | 0 | [6 empty] | 0.36069 | 0
LCP_Inputs_ON_Electric_Howarth_2023_05_05 | 2046 | O/CCGT - H2 New | Crossload | Electricity | ON | Dispatch-Crossload | FuelCost | 0 | [6 empty] | 0.36069 | 0
LCP_Inputs_ON_Electric_Howarth_2023_05_05 | 2046 | O/CCGT - H2 New | Crossload | Electricity | ON | Dispatch-Crossload | VOM | 1216577.8169 | [6 empty] | 0.36069 | 438806.5196
LCP_Inputs_ON_Electric_Howarth_2023_05_05 | 2046 | O/CCGT - H2 New | Crossload | Electricity | PJ | Dispatch-Crossload | EmissionsCost | 0 | [6 empty] | 0.36069 | 0
LCP_Inputs_ON_Electric_Howarth_2023_05_05 | 2046 | O/CCGT - H2 New | Crossload | Electricity | PJ | Dispatch-Crossload | FuelCost | 0 | [6 empty] | 0.36069 | 0
LCP_Inputs_ON_Electric_Howarth_2023_05_05 | 2046 | O/CCGT - H2 New | Crossload | Electricity | PJ | Dispatch-Crossload | VOM | 0 | [6 empty] | 0.36069 | 0
LCP_Inputs_ON_Electric_Howarth_2023_05_05 | 2046 | O/CCGT - H2 New | Crossload | Electricity | QC | Dispatch-Crossload | EmissionsCost | 0 | [6 empty] | 0.36069 | 0
LCP_Inputs_ON_Electric_Howarth_2023_05_05 | 2046 | O/CCGT - H2 New | Crossload | Electricity | QC | Dispatch-Crossload | FuelCost | 0 | [6 empty] | 0.36069 | 0
LCP_Inputs_ON_Electric_Howarth_2023_05_05 | 2046 | O/CCGT - H2 New | Crossload | Electricity | QC | Dispatch-Crossload | VOM | 0 | [6 empty] | 0.36069 | 0
LCP_Inputs_ON_Electric_Howarth_2023_05_05 | 2046 | O/CCGT - H2 New | Crossload | Electricity | WC | Dispatch-Crossload | EmissionsCost | 0 | [6 empty] | 0.36069 | 0
LCP_Inputs_ON_Electric_Howarth_2023_05_05 | 2046 | O/CCGT - H2 New | Crossload | Electricity | WC | Dispatch-Crossload | FuelCost | 0 | [6 empty] | 0.36069 | 0
LCP_Inputs_ON_Electric_Howarth_2023_05_05 | 2046 | O/CCGT - H2 New | Crossload | Electricity | WC | Dispatch-Crossload | VOM | 0 | [6 empty] | 0.36069 | 0
LCP_Inputs_ON_Electric_Howarth_2023_05_05 | 2046 | SMR CCS | Generation | Hydrogen | MI | Dispatch-Generation | EmissionsCost | 0 | [6 empty] | 0.36069 | 0
LCP_Inputs_ON_Electric_Howarth_2023_05_05 | 2046 | SMR CCS | Generation | Hydrogen | MI | Dispatch-Generation | FuelCost | 0 | [6 empty] | 0.36069 | 0
LCP_Inputs_ON_Electric_Howarth_2023_05_05 | 2046 | SMR CCS | Generation | Hydrogen | MI | Dispatch-Generation | VOM | 0 | [6 empty] | 0.36069 | 0
LCP_Inputs_ON_Electric_Howarth_2023_05_05 | 2046 | SMR CCS | Generation | Hydrogen | NY | Dispatch-Generation | EmissionsCost | 0 | [6 empty] | 0.36069 | 0
LCP_Inputs_ON_Electric_Howarth_2023_05_05 | 2046 | SMR CCS | Generation | Hydrogen | NY | Dispatch-Generation | FuelCost | 0 | [6 empty] | 0.36069 | 0
LCP_Inputs_ON_Electric_Howarth_2023_05_05 | 2046 | SMR CCS | Generation | Hydrogen | NY | Dispatch-Generation | VOM | 0 | [6 empty] | 0.36069 | 0
LCP_Inputs_ON_Electric_Howarth_2023_05_05 | 2046 | SMR CCS | Generation | Hydrogen | ON | Dispatch-Generation | EmissionsCost | 1007144.5083 | [6 empty] | 0.36069 | 363266.1802
LCP_Inputs_ON_Electric_Howarth_2023_05_05 | 2046 | SMR CCS | Generation | Hydrogen | ON | Dispatch-Generation | FuelCost | 457300.2332 | [6 empty] | 0.36069 | 164943.2703
LCP_Inputs_ON_Electric_Howarth_2023_05_05 | 2046 | SMR CCS | Generation | Hydrogen | ON | Dispatch-Generation | VOM | 0 | [6 empty] | 0.36069 | 0
LCP_Inputs_ON_Electric_Howarth_2023_05_05 | 2046 | SMR CCS | Generation | Hydrogen | PJ | Dispatch-Generation | EmissionsCost | 0 | [6 empty] | 0.36069 | 0
LCP_Inputs_ON_Electric_Howarth_2023_05_05 | 2046 | SMR CCS | Generation | Hydrogen | PJ | Dispatch-Generation | FuelCost | 0 | [6 empty] | 0.36069 | 0
LCP_Inputs_ON_Electric_Howarth_2023_05_05 | 2046 | SMR CCS | Generation | Hydrogen | PJ | Dispatch-Generation | VOM | 0 | [6 empty] | 0.36069 | 0
LCP_Inputs_ON_Electric_Howarth_2023_05_05 | 2046 | SMR CCS | Generation | Hydrogen | QC | Dispatch-Generation | EmissionsCost | 0 | [6 empty] | 0.36069 | 0
LCP_Inputs_ON_Electric_Howarth_2023_05_05 | 2046 | SMR CCS | Generation | Hydrogen | QC | Dispatch-Generation | FuelCost | 0 | [6 empty] | 0.36069 | 0
LCP_Inputs_ON_Electric_Howarth_2023_05_05 | 2046 | SMR CCS | Generation | Hydrogen | QC | Dispatch-Generation | VOM | 0 | [6 empty] | 0.36069 | 0
LCP_Inputs_ON_Electric_Howarth_2023_05_05 | 2046 | SMR CCS | Generation | Hydrogen | WC | Dispatch-Generation | EmissionsCost | 0 | [6 empty] | 0.36069 | 0
LCP_Inputs_ON_Electric_Howarth_2023_05_05 | 2046 | SMR CCS | Generation | Hydrogen | WC | Dispatch-Generation | FuelCost | 0 | [6 empty] | 0.36069 | 0
LCP_Inputs_ON_Electric_Howarth_2023_05_05 | 2046 | SMR CCS | Generation | Hydrogen | WC | Dispatch-Generation | VOM | 0 | [6 empty] | 0.36069 | 0
LCP_Inputs_ON_Electric_Howarth_2023_05_05 | 2046 | Solar PV | Generation | Electricity | MI | Dispatch-Generation | EmissionsCost | 0 | [6 empty] | 0.36069 | 0
LCP_Inputs_ON_Electric_Howarth_2023_05_05 | 2046 | Solar PV | Generation | Electricity | MI | Dispatch-Generation | FuelCost | 0 | [6 empty] | 0.36069 | 0
LCP_Inputs_ON_Electric_Howarth_2023_05_05 | 2046 | Solar PV | Generation | Electricity | MI | Dispatch-Generation | VOM | 0 | [6 empty] | 0.36069 | 0
LCP_Inputs_ON_Electric_Howarth_2023_05_05 | 2046 | Solar PV | Generation | Electricity | NY | Dispatch-Generation | EmissionsCost | 0 | [6 empty] | 0.36069 | 0
LCP_Inputs_ON_Electric_Howarth_2023_05_05 | 2046 | Solar PV | Generation | Electricity | NY | Dispatch-Generation | FuelCost | 0 | [6 empty] | 0.36069 | 0
LCP_Inputs_ON_Electric_Howarth_2023_05_05 | 2046 | Solar PV | Generation | Electricity | NY | Dispatch-Generation | VOM | 0 | [6 empty] | 0.36069 | 0
LCP_Inputs_ON_Electric_Howarth_2023_05_05 | 2046 | Solar PV | Generation | Electricity | ON | Dispatch-Generation | EmissionsCost | 0 | [6 empty] | 0.36069 | 0
LCP_Inputs_ON_Electric_Howarth_2023_05_05 | 2046 | Solar PV | Generation | Electricity | ON | Dispatch-Generation | FuelCost | 0 | [6 empty] | 0.36069 | 0
LCP_Inputs_ON_Electric_Howarth_2023_05_05 | 2046 | Solar PV | Generation | Electricity | ON | Dispatch-Generation | VOM | 0 | [6 empty] | 0.36069 | 0
LCP_Inputs_ON_Electric_Howarth_2023_05_05 | 2046 | Solar PV | Generation | Electricity | PJ | Dispatch-Generation | EmissionsCost | 0 | [6 empty] | 0.36069 | 0
LCP_Inputs_ON_Electric_Howarth_2023_05_05 | 2046 | Solar PV | Generation | Electricity | PJ | Dispatch-Generation | FuelCost | 0 | [6 empty] | 0.36069 | 0
LCP_Inputs_ON_Electric_Howarth_2023_05_05 | 2046 | Solar PV | Generation | Electricity | PJ | Dispatch-Generation | VOM | 0 | [6 empty] | 0.36069 | 0
LCP_Inputs_ON_Electric_Howarth_2023_05_05 | 2046 | Solar PV | Generation | Electricity | QC | Dispatch-Generation | EmissionsCost | 0 | [6 empty] | 0.36069 | 0
LCP_Inputs_ON_Electric_Howarth_2023_05_05 | 2046 | Solar PV | Generation | Electricity | QC | Dispatch-Generation | FuelCost | 0 | [6 empty] | 0.36069 | 0
LCP_Inputs_ON_Electric_Howarth_2023_05_05 | 2046 | Solar PV | Generation | Electricity | QC | Dispatch-Generation | VOM | 0 | [6 empty] | 0.36069 | 0
LCP_Inputs_ON_Electric_Howarth_2023_05_05 | 2046 | Solar PV | Generation | Electricity | WC | Dispatch-Generation | EmissionsCost | 0 | [6 empty] | 0.36069 | 0
LCP_Inputs_ON_Electric_Howarth_2023_05_05 | 2046 | Solar PV | Generation | Electricity | WC | Dispatch-Generation | FuelCost | 0 | [6 empty] | 0.36069 | 0
LCP_Inputs_ON_Electric_Howarth_2023_05_05 | 2046 | Solar PV | Generation | Electricity | WC | Dispatch-Generation | VOM | 0 | [6 empty] | 0.36069 | 0
LCP_Inputs_ON_Electric_Howarth_2023_05_05 | 2046 | Wind Offshore | Generation | Electricity | MI | Dispatch-Generation | EmissionsCost | 0 | [6 empty] | 0.36069 | 0
LCP_Inputs_ON_Electric_Howarth_2023_05_05 | 2046 | Wind Offshore | Generation | Electricity | MI | Dispatch-Generation | FuelCost | 0 | [6 empty] | 0.36069 | 0
LCP_Inputs_ON_Electric_Howarth_2023_05_05 | 2046 | Wind Offshore | Generation | Electricity | MI | Dispatch-Generation | VOM | 0 | [6 empty] | 0.36069 | 0
LCP_Inputs_ON_Electric_Howarth_2023_05_05 | 2046 | Wind Offshore | Generation | Electricity | NY | Dispatch-Generation | EmissionsCost | 0 | [6 empty] | 0.36069 | 0
LCP_Inputs_ON_Electric_Howarth_2023_05_05 | 2046 | Wind Offshore | Generation | Electricity | NY | Dispatch-Generation | FuelCost | 0 | [6 empty] | 0.36069 | 0
LCP_Inputs_ON_Electric_Howarth_2023_05_05 | 2046 | Wind Offshore | Generation | Electricity | NY | Dispatch-Generation | VOM | 0 | [6 empty] | 0.36069 | 0
LCP_Inputs_ON_Electric_Howarth_2023_05_05 | 2046 | Wind Offshore | Generation | Electricity | ON | Dispatch-Generation | EmissionsCost | 0 | [6 empty] | 0.36069 | 0
LCP_Inputs_ON_Electric_Howarth_2023_05_05 | 2046 | Wind Offshore | Generation | Electricity | ON | Dispatch-Generation | FuelCost | 0 | [6 empty] | 0.36069 | 0
LCP_Inputs_ON_Electric_Howarth_2023_05_05 | 2046 | Wind Offshore | Generation | Electricity | ON | Dispatch-Generation | VOM | 0 | [6 empty] | 0.36069 | 0
LCP_Inputs_ON_Electric_Howarth_2023_05_05 | 2046 | Wind Offshore | Generation | Electricity | PJ | Dispatch-Generation | EmissionsCost | 0 | [6 empty] | 0.36069 | 0
LCP_Inputs_ON_Electric_Howarth_2023_05_05 | 2046 | Wind Offshore | Generation | Electricity | PJ | Dispatch-Generation | FuelCost | 0 | [6 empty] | 0.36069 | 0
LCP_Inputs_ON_Electric_Howarth_2023_05_05 | 2046 | Wind Offshore | Generation | Electricity | PJ | Dispatch-Generation | VOM | 0 | [6 empty] | 0.36069 | 0
LCP_Inputs_ON_Electric_Howarth_2023_05_05 | 2046 | Wind Offshore | Generation | Electricity | QC | Dispatch-Generation | EmissionsCost | 0 | [6 empty] | 0.36069 | 0
LCP_Inputs_ON_Electric_Howarth_2023_05_05 | 2046 | Wind Offshore | Generation | Electricity | QC | Dispatch-Generation | FuelCost | 0 | [6 empty] | 0.36069 | 0
LCP_Inputs_ON_Electric_Howarth_2023_05_05 | 2046 | Wind Offshore | Generation | Electricity | QC | Dispatch-Generation | VOM | 0 | [6 empty] | 0.36069 | 0
LCP_Inputs_ON_Electric_Howarth_2023_05_05 | 2046 | Wind Offshore | Generation | Electricity | WC | Dispatch-Generation | EmissionsCost | 0 | [6 empty] | 0.36069 | 0
LCP_Inputs_ON_Electric_Howarth_2023_05_05 | 2046 | Wind Offshore | Generation | Electricity | WC | Dispatch-Generation | FuelCost | 0 | [6 empty] | 0.36069 | 0
LCP_Inputs_ON_Electric_Howarth_2023_05_05 | 2046 | Wind Offshore | Generation | Electricity | WC | Dispatch-Generation | VOM | 0 | [6 empty] | 0.36069 | 0
LCP_Inputs_ON_Electric_Howarth_2023_05_05 | 2046 | Wind Onshore | Generation | Electricity | MI | Dispatch-Generation | EmissionsCost | 0 | [6 empty] | 0.36069 | 0
LCP_Inputs_ON_Electric_Howarth_2023_05_05 | 2046 | Wind Onshore | Generation | Electricity | MI | Dispatch-Generation | FuelCost | 0 | [6 empty] | 0.36069 | 0
LCP_Inputs_ON_Electric_Howarth_2023_05_05 | 2046 | Wind Onshore | Generation | Electricity | MI | Dispatch-Generation | VOM | 0 | [6 empty] | 0.36069 | 0
LCP_Inputs_ON_Electric_Howarth_2023_05_05 | 2046 | Wind Onshore | Generation | Electricity | NY | Dispatch-Generation | EmissionsCost | 0 | [6 empty] | 0.36069 | 0
LCP_Inputs_ON_Electric_Howarth_2023_05_05 | 2046 | Wind Onshore | Generation | Electricity | NY | Dispatch-Generation | FuelCost | 0 | [6 empty] | 0.36069 | 0
LCP_Inputs_ON_Electric_Howarth_2023_05_05 | 2046 | Wind Onshore | Generation | Electricity | NY | Dispatch-Generation | VOM | 0 | [6 empty] | 0.36069 | 0
LCP_Inputs_ON_Electric_Howarth_2023_05_05 | 2046 | Wind Onshore | Generation | Electricity | ON | Dispatch-Generation | EmissionsCost | 0 | [6 empty] | 0.36069 | 0
LCP_Inputs_ON_Electric_Howarth_2023_05_05 | 2046 | Wind Onshore | Generation | Electricity | ON | Dispatch-Generation | FuelCost | 0 | [6 empty] | 0.36069 | 0
LCP_Inputs_ON_Electric_Howarth_2023_05_05 | 2046 | Wind Onshore | Generation | Electricity | ON | Dispatch-Generation | VOM | 0 | [6 empty] | 0.36069 | 0
LCP_Inputs_ON_Electric_Howarth_2023_05_05 | 2046 | Wind Onshore | Generation | Electricity | PJ | Dispatch-Generation | EmissionsCost | 0 | [6 empty] | 0.36069 | 0
LCP_Inputs_ON_Electric_Howarth_2023_05_05 | 2046 | Wind Onshore | Generation | Electricity | PJ | Dispatch-Generation | FuelCost | 0 | [6 empty] | 0.36069 | 0
LCP_Inputs_ON_Electric_Howarth_2023_05_05 | 2046 | Wind Onshore | Generation | Electricity | PJ | Dispatch-Generation | VOM | 0 | [6 empty] | 0.36069 | 0
LCP_Inputs_ON_Electric_Howarth_2023_05_05 | 2046 | Wind Onshore | Generation | Electricity | QC | Dispatch-Generation | EmissionsCost | 0 | [6 empty] | 0.36069 | 0
LCP_Inputs_ON_Electric_Howarth_2023_05_05 | 2046 | Wind Onshore | Generation | Electricity | QC | Dispatch-Generation | FuelCost | 0 | [6 empty] | 0.36069 | 0
LCP_Inputs_ON_Electric_Howarth_2023_05_05 | 2046 | Wind Onshore | Generation | Electricity | QC | Dispatch-Generation | VOM | 0 | [6 empty] | 0.36069 | 0
LCP_Inputs_ON_Electric_Howarth_2023_05_05 | 2046 | Wind Onshore | Generation | Electricity | WC | Dispatch-Generation | EmissionsCost | 0 | [6 empty] | 0.36069 | 0
LCP_Inputs_ON_Electric_Howarth_2023_05_05 | 2046 | Wind Onshore | Generation | Electricity | WC | Dispatch-Generation | FuelCost | 0 | [6 empty] | 0.36069 | 0
LCP_Inputs_ON_Electric_Howarth_2023_05_05 | 2046 | Wind Onshore | Generation | Electricity | WC | Dispatch-Generation | VOM | 0 | [6 empty] | 0.36069 | 0
LCP_Inputs_ON_Electric_Howarth_2023_05_05 | 2047 | Anaerobic Digestion | Generation | Methane | MI | Dispatch-Generation | EmissionsCost | 0 | [6 empty] | 0.34682 | 0
LCP_Inputs_ON_Electric_Howarth_2023_05_05 | 2047 | Anaerobic Digestion | Generation | Methane | MI | Dispatch-Generation | FuelCost | 0 | [6 empty] | 0.34682 | 0
LCP_Inputs_ON_Electric_Howarth_2023_05_05 | 2047 | Anaerobic Digestion | Generation | Methane | MI | Dispatch-Generation | VOM | 0 | [6 empty] | 0.34682 | 0
LCP_Inputs_ON_Electric_Howarth_2023_05_05 | 2047 | Anaerobic Digestion | Generation | Methane | NY | Dispatch-Generation | EmissionsCost | 0 | [6 empty] | 0.34682 | 0
LCP_Inputs_ON_Electric_Howarth_2023_05_05 | 2047 | Anaerobic Digestion | Generation | Methane | NY | Dispatch-Generation | FuelCost | 0 | [6 empty] | 0.34682 | 0
LCP_Inputs_ON_Electric_Howarth_2023_05_05 | 2047 | Anaerobic Digestion | Generation | Methane | NY | Dispatch-Generation | VOM | 0 | [6 empty] | 0.34682 | 0
LCP_Inputs_ON_Electric_Howarth_2023_05_05 | 2047 | Anaerobic Digestion | Generation | Methane | ON | Dispatch-Generation | EmissionsCost | 4244873.9669 | [6 empty] | 0.34682 | 1472192.6299
LCP_Inputs_ON_Electric_Howarth_2023_05_05 | 2047 | Anaerobic Digestion | Generation | Methane | ON | Dispatch-Generation | FuelCost | 0 | [6 empty] | 0.34682 | 0
LCP_Inputs_ON_Electric_Howarth_2023_05_05 | 2047 | Anaerobic Digestion | Generation | Methane | ON | Dispatch-Generation | VOM | 1125040000 | [6 empty] | 0.34682 | 390182514.0605
LCP_Inputs_ON_Electric_Howarth_2023_05_05 | 2047 | Anaerobic Digestion | Generation | Methane | PJ | Dispatch-Generation | EmissionsCost | 0 | [6 empty] | 0.34682 | 0
LCP_Inputs_ON_Electric_Howarth_2023_05_05 | 2047 | Anaerobic Digestion | Generation | Methane | PJ | Dispatch-Generation | FuelCost | 0 | [6 empty] | 0.34682 | 0
LCP_Inputs_ON_Electric_Howarth_2023_05_05 | 2047 | Anaerobic Digestion | Generation | Methane | PJ | Dispatch-Generation | VOM | 0 | [6 empty] | 0.34682 | 0
LCP_Inputs_ON_Electric_Howarth_2023_05_05 | 2047 | Anaerobic Digestion | Generation | Methane | QC | Dispatch-Generation | EmissionsCost | 0 | [6 empty] | 0.34682 | 0
LCP_Inputs_ON_Electric_Howarth_2023_05_05 | 2047 | Anaerobic Digestion | Generation | Methane | QC | Dispatch-Generation | FuelCost | 0 | [6 empty] | 0.34682 | 0
LCP_Inputs_ON_Electric_Howarth_2023_05_05 | 2047 | Anaerobic Digestion | Generation | Methane | QC | Dispatch-Generation | VOM | 0 | [6 empty] | 0.34682 | 0
LCP_Inputs_ON_Electric_Howarth_2023_05_05 | 2047 | Anaerobic Digestion | Generation | Methane | WC | Dispatch-Generation | EmissionsCost | 0 | [6 empty] | 0.34682 | 0
LCP_Inputs_ON_Electric_Howarth_2023_05_05 | 2047 | Anaerobic Digestion | Generation | Methane | WC | Dispatch-Generation | FuelCost | 0 | [6 empty] | 0.34682 | 0
LCP_Inputs_ON_Electric_Howarth_2023_05_05 | 2047 | Anaerobic Digestion | Generation | Methane | WC | Dispatch-Generation | VOM | 0 | [6 empty] | 0.34682 | 0
LCP_Inputs_ON_Electric_Howarth_2023_05_05 | 2047 | Battery Storage | Storage | Electricity | MI | Dispatch-Storage | EmissionsCost | 0 | [6 empty] | 0.34682 | 0
LCP_Inputs_ON_Electric_Howarth_2023_05_05 | 2047 | Battery Storage | Storage | Electricity | MI | Dispatch-Storage | FuelCost | 0 | [6 empty] | 0.34682 | 0
LCP_Inputs_ON_Electric_Howarth_2023_05_05 | 2047 | Battery Storage | Storage | Electricity | MI | Dispatch-Storage | VOM | 0 | [6 empty] | 0.34682 | 0
LCP_Inputs_ON_Electric_Howarth_2023_05_05 | 2047 | Battery Storage | Storage | Electricity | NY | Dispatch-Storage | EmissionsCost | 0 | [6 empty] | 0.34682 | 0
LCP_Inputs_ON_Electric_Howarth_2023_05_05 | 2047 | Battery Storage | Storage | Electricity | NY | Dispatch-Storage | FuelCost | 0 | [6 empty] | 0.34682 | 0
LCP_Inputs_ON_Electric_Howarth_2023_05_05 | 2047 | Battery Storage | Storage | Electricity | NY | Dispatch-Storage | VOM | 0 | [6 empty] | 0.34682 | 0
LCP_Inputs_ON_Electric_Howarth_2023_05_05 | 2047 | Battery Storage | Storage | Electricity | ON | Dispatch-Storage | EmissionsCost | 0 | [6 empty] | 0.34682 | 0
LCP_Inputs_ON_Electric_Howarth_2023_05_05 | 2047 | Battery Storage | Storage | Electricity | ON | Dispatch-Storage | FuelCost | 0 | [6 empty] | 0.34682 | 0
LCP_Inputs_ON_Electric_Howarth_2023_05_05 | 2047 | Battery Storage | Storage | Electricity | ON | Dispatch-Storage | VOM | 0 | [6 empty] | 0.34682 | 0
LCP_Inputs_ON_Electric_Howarth_2023_05_05 | 2047 | Battery Storage | Storage | Electricity | PJ | Dispatch-Storage | EmissionsCost | 0 | [6 empty] | 0.34682 | 0
LCP_Inputs_ON_Electric_Howarth_2023_05_05 | 2047 | Battery Storage | Storage | Electricity | PJ | Dispatch-Storage | FuelCost | 0 | [6 empty] | 0.34682 | 0
LCP_Inputs_ON_Electric_Howarth_2023_05_05 | 2047 | Battery Storage | Storage | Electricity | PJ | Dispatch-Storage | VOM | 0 | [6 empty] | 0.34682 | 0
LCP_Inputs_ON_Electric_Howarth_2023_05_05 | 2047 | Battery Storage | Storage | Electricity | QC | Dispatch-Storage | EmissionsCost | 0 | [6 empty] | 0.34682 | 0
LCP_Inputs_ON_Electric_Howarth_2023_05_05 | 2047 | Battery Storage | Storage | Electricity | QC | Dispatch-Storage | FuelCost | 0 | [6 empty] | 0.34682 | 0
LCP_Inputs_ON_Electric_Howarth_2023_05_05 | 2047 | Battery Storage | Storage | Electricity | QC | Dispatch-Storage | VOM | 0 | [6 empty] | 0.34682 | 0
LCP_Inputs_ON_Electric_Howarth_2023_05_05 | 2047 | Battery Storage | Storage | Electricity | WC | Dispatch-Storage | EmissionsCost | 0 | [6 empty] | 0.34682 | 0
LCP_Inputs_ON_Electric_Howarth_2023_05_05 | 2047 | Battery Storage | Storage | Electricity | WC | Dispatch-Storage | FuelCost | 0 | [6 empty] | 0.34682 | 0
LCP_Inputs_ON_Electric_Howarth_2023_05_05 | 2047 | Battery Storage | Storage | Electricity | WC | Dispatch-Storage | VOM | 0 | [6 empty] | 0.34682 | 0
LCP_Inputs_ON_Electric_Howarth_2023_05_05 | 2047 | Biomass | Generation | Electricity | MI | Dispatch-Generation | EmissionsCost | 0 | [6 empty] | 0.34682 | 0
LCP_Inputs_ON_Electric_Howarth_2023_05_05 | 2047 | Biomass | Generation | Electricity | MI | Dispatch-Generation | FuelCost | 0 | [6 empty] | 0.34682 | 0
LCP_Inputs_ON_Electric_Howarth_2023_05_05 | 2047 | Biomass | Generation | Electricity | MI | Dispatch-Generation | VOM | 0 | [6 empty] | 0.34682 | 0
LCP_Inputs_ON_Electric_Howarth_2023_05_05 | 2047 | Biomass | Generation | Electricity | NY | Dispatch-Generation | EmissionsCost | 0 | [6 empty] | 0.34682 | 0
LCP_Inputs_ON_Electric_Howarth_2023_05_05 | 2047 | Biomass | Generation | Electricity | NY | Dispatch-Generation | FuelCost | 0 | [6 empty] | 0.34682 | 0
LCP_Inputs_ON_Electric_Howarth_2023_05_05 | 2047 | Biomass | Generation | Electricity | NY | Dispatch-Generation | VOM | 0 | [6 empty] | 0.34682 | 0
LCP_Inputs_ON_Electric_Howarth_2023_05_05 | 2047 | Biomass | Generation | Electricity | ON | Dispatch-Generation | EmissionsCost | 0 | [6 empty] | 0.34682 | 0
LCP_Inputs_ON_Electric_Howarth_2023_05_05 | 2047 | Biomass | Generation | Electricity | ON | Dispatch-Generation | FuelCost | 2449112.7273 | [6 empty] | 0.34682 | 849392.8759
LCP_Inputs_ON_Electric_Howarth_2023_05_05 | 2047 | Biomass | Generation | Electricity | ON | Dispatch-Generation | VOM | 31430.28 | [6 empty] | 0.34682 | 10900.5419
LCP_Inputs_ON_Electric_Howarth_2023_05_05 | 2047 | Biomass | Generation | Electricity | PJ | Dispatch-Generation | EmissionsCost | 0 | [6 empty] | 0.34682 | 0
LCP_Inputs_ON_Electric_Howarth_2023_05_05 | 2047 | Biomass | Generation | Electricity | PJ | Dispatch-Generation | FuelCost | 0 | [6 empty] | 0.34682 | 0
LCP_Inputs_ON_Electric_Howarth_2023_05_05 | 2047 | Biomass | Generation | Electricity | PJ | Dispatch-Generation | VOM | 0 | [6 empty] | 0.34682 | 0
LCP_Inputs_ON_Electric_Howarth_2023_05_05 | 2047 | Biomass | Generation | Electricity | QC | Dispatch-Generation | EmissionsCost | 0 | [6 empty] | 0.34682 | 0
LCP_Inputs_ON_Electric_Howarth_2023_05_05 | 2047 | Biomass | Generation | Electricity | QC | Dispatch-Generation | FuelCost | 128334.5455 | [6 empty] | 0.34682 | 44508.5469
LCP_Inputs_ON_Electric_Howarth_2023_05_05 | 2047 | Biomass | Generation | Electricity | QC | Dispatch-Generation | VOM | 1646.96 | [6 empty] | 0.34682 | 571.193
LCP_Inputs_ON_Electric_Howarth_2023_05_05 | 2047 | Biomass | Generation | Electricity | WC | Dispatch-Generation | EmissionsCost | 0 | [6 empty] | 0.34682 | 0
LCP_Inputs_ON_Electric_Howarth_2023_05_05 | 2047 | Biomass | Generation | Electricity | WC | Dispatch-Generation | FuelCost | 0 | [6 empty] | 0.34682 | 0
LCP_Inputs_ON_Electric_Howarth_2023_05_05 | 2047 | Biomass | Generation | Electricity | WC | Dispatch-Generation | VOM | 0 | [6 empty] | 0.34682 | 0
LCP_Inputs_ON_Electric_Howarth_2023_05_05 | 2047 | Biomass + CCS | Generation | Electricity | MI | Dispatch-Generation | EmissionsCost | 0 | [6 empty] | 0.34682 | 0
LCP_Inputs_ON_Electric_Howarth_2023_05_05 | 2047 | Biomass + CCS | Generation | Electricity | MI | Dispatch-Generation | FuelCost | 0 | [6 empty] | 0.34682 | 0
LCP_Inputs_ON_Electric_Howarth_2023_05_05 | 2047 | Biomass + CCS | Generation | Electricity | MI | Dispatch-Generation | VOM | 0 | [6 empty] | 0.34682 | 0
LCP_Inputs_ON_Electric_Howarth_2023_05_05 | 2047 | Biomass + CCS | Generation | Electricity | NY | Dispatch-Generation | EmissionsCost | 0 | [6 empty] | 0.34682 | 0
LCP_Inputs_ON_Electric_Howarth_2023_05_05 | 2047 | Biomass + CCS | Generation | Electricity | NY | Dispatch-Generation | FuelCost | 0 | [6 empty] | 0.34682 | 0
LCP_Inputs_ON_Electric_Howarth_2023_05_05 | 2047 | Biomass + CCS | Generation | Electricity | NY | Dispatch-Generation | VOM | 0 | [6 empty] | 0.34682 | 0
LCP_Inputs_ON_Electric_Howarth_2023_05_05 | 2047 | Biomass + CCS | Generation | Electricity | ON | Dispatch-Generation | EmissionsCost | -566815549.8142 | [6 empty] | 0.34682 | -196581024.8836
LCP_Inputs_ON_Electric_Howarth_2023_05_05 | 2047 | Biomass + CCS | Generation | Electricity | ON | Dispatch-Generation | FuelCost | 456060730.9091 | [6 empty] | 0.34682 | 158169418.4654
LCP_Inputs_ON_Electric_Howarth_2023_05_05 | 2047 | Biomass + CCS | Generation | Electricity | ON | Dispatch-Generation | VOM | 3546136.7278 | [6 empty] | 0.34682 | 1229858.9772
LCP_Inputs_ON_Electric_Howarth_2023_05_05 | 2047 | Biomass + CCS | Generation | Electricity | PJ | Dispatch-Generation | EmissionsCost | 0 | [6 empty] | 0.34682 | 0
LCP_Inputs_ON_Electric_Howarth_2023_05_05 | 2047 | Biomass + CCS | Generation | Electricity | PJ | Dispatch-Generation | FuelCost | 0 | [6 empty] | 0.34682 | 0
LCP_Inputs_ON_Electric_Howarth_2023_05_05 | 2047 | Biomass + CCS | Generation | Electricity | PJ | Dispatch-Generation | VOM | 0 | [6 empty] | 0.34682 | 0
LCP_Inputs_ON_Electric_Howarth_2023_05_05 | 2047 | Biomass + CCS | Generation | Electricity | QC | Dispatch-Generation | EmissionsCost | 0 | [6 empty] | 0.34682 | 0
LCP_Inputs_ON_Electric_Howarth_2023_05_05 | 2047 | Biomass + CCS | Generation | Electricity | QC | Dispatch-Generation | FuelCost | 0 | [6 empty] | 0.34682 | 0
LCP_Inputs_ON_Electric_Howarth_2023_05_05 | 2047 | Biomass + CCS | Generation | Electricity | QC | Dispatch-Generation | VOM | 0 | [6 empty] | 0.34682 | 0
LCP_Inputs_ON_Electric_Howarth_2023_05_05 | 2047 | Biomass + CCS | Generation | Electricity | WC | Dispatch-Generation | EmissionsCost | 0 | [6 empty] | 0.34682 | 0
LCP_Inputs_ON_Electric_Howarth_2023_05_05 | 2047 | Biomass + CCS | Generation | Electricity | WC | Dispatch-Generation | FuelCost | 0 | [6 empty] | 0.34682 | 0
LCP_Inputs_ON_Electric_Howarth_2023_05_05 | 2047 | Biomass + CCS | Generation | Electricity | WC | Dispatch-Generation | VOM | 0 | [6 empty] | 0.34682 | 0
LCP_Inputs_ON_Electric_Howarth_2023_05_05 | 2047 | CH4 + CCS | Generation | Methane | MI | Dispatch-Generation | EmissionsCost | 0 | [6 empty] | 0.34682 | 0
LCP_Inputs_ON_Electric_Howarth_2023_05_05 | 2047 | CH4 + CCS | Generation | Methane | MI | Dispatch-Generation | FuelCost | 0 | [6 empty] | 0.34682 | 0
LCP_Inputs_ON_Electric_Howarth_2023_05_05 | 2047 | CH4 + CCS | Generation | Methane | MI | Dispatch-Generation | VOM | 0 | [6 empty] | 0.34682 | 0
LCP_Inputs_ON_Electric_Howarth_2023_05_05 | 2047 | CH4 + CCS | Generation | Methane | NY | Dispatch-Generation | EmissionsCost | 0 | [6 empty] | 0.34682 | 0
LCP_Inputs_ON_Electric_Howarth_2023_05_05 | 2047 | CH4 + CCS | Generation | Methane | NY | Dispatch-Generation | FuelCost | 0 | [6 empty] | 0.34682 | 0
LCP_Inputs_ON_Electric_Howarth_2023_05_05 | 2047 | CH4 + CCS | Generation | Methane | NY | Dispatch-Generation | VOM | 0 | [6 empty] | 0.34682 | 0
LCP_Inputs_ON_Electric_Howarth_2023_05_05 | 2047 | CH4 + CCS | Generation | Methane | ON | Dispatch-Generation | EmissionsCost | 84395478.3721 | [6 empty] | 0.34682 | 29269750.3436
LCP_Inputs_ON_Electric_Howarth_2023_05_05 | 2047 | CH4 + CCS | Generation | Methane | ON | Dispatch-Generation | FuelCost | 271488076.3116 | [6 empty] | 0.34682 | 94156563.4579
LCP_Inputs_ON_Electric_Howarth_2023_05_05 | 2047 | CH4 + CCS | Generation | Methane | ON | Dispatch-Generation | VOM | 25812098.3333 | [6 empty] | 0.34682 | 8952063.4119
LCP_Inputs_ON_Electric_Howarth_2023_05_05 | 2047 | CH4 + CCS | Generation | Methane | PJ | Dispatch-Generation | EmissionsCost | 0 | [6 empty] | 0.34682 | 0
LCP_Inputs_ON_Electric_Howarth_2023_05_05 | 2047 | CH4 + CCS | Generation | Methane | PJ | Dispatch-Generation | FuelCost | 0 | [6 empty] | 0.34682 | 0
LCP_Inputs_ON_Electric_Howarth_2023_05_05 | 2047 | CH4 + CCS | Generation | Methane | PJ | Dispatch-Generation | VOM | 0 | [6 empty] | 0.34682 | 0
LCP_Inputs_ON_Electric_Howarth_2023_05_05 | 2047 | CH4 + CCS | Generation | Methane | QC | Dispatch-Generation | EmissionsCost | 0 | [6 empty] | 0.34682 | 0
LCP_Inputs_ON_Electric_Howarth_2023_05_05 | 2047 | CH4 + CCS | Generation | Methane | QC | Dispatch-Generation | FuelCost | 0 | [6 empty] | 0.34682 | 0
LCP_Inputs_ON_Electric_Howarth_2023_05_05 | 2047 | CH4 + CCS | Generation | Methane | QC | Dispatch-Generation | VOM | 0 | [6 empty] | 0.34682 | 0
LCP_Inputs_ON_Electric_Howarth_2023_05_05 | 2047 | CH4 + CCS | Generation | Methane | WC | Dispatch-Generation | EmissionsCost | 0 | [6 empty] | 0.34682 | 0
LCP_Inputs_ON_Electric_Howarth_2023_05_05 | 2047 | CH4 + CCS | Generation | Methane | WC | Dispatch-Generation | FuelCost | 0 | [6 empty] | 0.34682 | 0
LCP_Inputs_ON_Electric_Howarth_2023_05_05 | 2047 | CH4 + CCS | Generation | Methane | WC | Dispatch-Generation | VOM | 0 | [6 empty] | 0.34682 | 0
LCP_Inputs_ON_Electric_Howarth_2023_05_05 | 2047 | CH4 Import - NY 2020 | Import | Methane | MI | Dispatch-Import | EmissionsCost | 0 | [6 empty] | 0.34682 | 0
LCP_Inputs_ON_Electric_Howarth_2023_05_05 | 2047 | CH4 Import - NY 2020 | Import | Methane | MI | Dispatch-Import | FuelCost | 0 | [6 empty] | 0.34682 | 0
LCP_Inputs_ON_Electric_Howarth_2023_05_05 | 2047 | CH4 Import - NY 2020 | Import | Methane | MI | Dispatch-Import | VOM | 0 | [6 empty] | 0.34682 | 0
LCP_Inputs_ON_Electric_Howarth_2023_05_05 | 2047 | CH4 Import - NY 2020 | Import | Methane | NY | Dispatch-Import | EmissionsCost | 0 | [6 empty] | 0.34682 | 0
LCP_Inputs_ON_Electric_Howarth_2023_05_05 | 2047 | CH4 Import - NY 2020 | Import | Methane | NY | Dispatch-Import | FuelCost | 0 | [6 empty] | 0.34682 | 0
LCP_Inputs_ON_Electric_Howarth_2023_05_05 | 2047 | CH4 Import - NY 2020 | Import | Methane | NY | Dispatch-Import | VOM | 0 | [6 empty] | 0.34682 | 0
LCP_Inputs_ON_Electric_Howarth_2023_05_05 | 2047 | CH4 Import - NY 2020 | Import | Methane | ON | Dispatch-Import | EmissionsCost | 0 | [6 empty] | 0.34682 | 0
LCP_Inputs_ON_Electric_Howarth_2023_05_05 | 2047 | CH4 Import - NY 2020 | Import | Methane | ON | Dispatch-Import | FuelCost | 0 | [6 empty] | 0.34682 | 0
LCP_Inputs_ON_Electric_Howarth_2023_05_05 | 2047 | CH4 Import - NY 2020 | Import | Methane | ON | Dispatch-Import | VOM | 0 | [6 empty] | 0.34682 | 0
LCP_Inputs_ON_Electric_Howarth_2023_05_05 | 2047 | CH4 Import - NY 2020 | Import | Methane | PJ | Dispatch-Import | EmissionsCost | 0 | [6 empty] | 0.34682 | 0
LCP_Inputs_ON_Electric_Howarth_2023_05_05 | 2047 | CH4 Import - NY 2020 | Import | Methane | PJ | Dispatch-Import | FuelCost | 0 | [6 empty] | 0.34682 | 0
LCP_Inputs_ON_Electric_Howarth_2023_05_05 | 2047 | CH4 Import - NY 2020 | Import | Methane | PJ | Dispatch-Import | VOM | 0 | [6 empty] | 0.34682 | 0
LCP_Inputs_ON_Electric_Howarth_2023_05_05 | 2047 | CH4 Import - NY 2020 | Import | Methane | QC | Dispatch-Import | EmissionsCost | 0 | [6 empty] | 0.34682 | 0
LCP_Inputs_ON_Electric_Howarth_2023_05_05 | 2047 | CH4 Import - NY 2020 | Import | Methane | QC | Dispatch-Import | FuelCost | 0 | [6 empty] | 0.34682 | 0
LCP_Inputs_ON_Electric_Howarth_2023_05_05 | 2047 | CH4 Import - NY 2020 | Import | Methane | QC | Dispatch-Import | VOM | 0 | [6 empty] | 0.34682 | 0
LCP_Inputs_ON_Electric_Howarth_2023_05_05 | 2047 | CH4 Import - NY 2020 | Import | Methane | WC | Dispatch-Import | EmissionsCost | 0 | [6 empty] | 0.34682 | 0
LCP_Inputs_ON_Electric_Howarth_2023_05_05 | 2047 | CH4 Import - NY 2020 | Import | Methane | WC | Dispatch-Import | FuelCost | 0 | [6 empty] | 0.34682 | 0
LCP_Inputs_ON_Electric_Howarth_2023_05_05 | 2047 | CH4 Import - NY 2020 | Import | Methane | WC | Dispatch-Import | VOM | 0 | [6 empty] | 0.34682 | 0
LCP_Inputs_ON_Electric_Howarth_2023_05_05 | 2047 | CH4 Import - NY 2030 | Import | Methane | MI | Dispatch-Import | EmissionsCost | 0 | [6 empty] | 0.34682 | 0
LCP_Inputs_ON_Electric_Howarth_2023_05_05 | 2047 | CH4 Import - NY 2030 | Import | Methane | MI | Dispatch-Import | FuelCost | 0 | [6 empty] | 0.34682 | 0
LCP_Inputs_ON_Electric_Howarth_2023_05_05 | 2047 | CH4 Import - NY 2030 | Import | Methane | MI | Dispatch-Import | VOM | 0 | [6 empty] | 0.34682 | 0
LCP_Inputs_ON_Electric_Howarth_2023_05_05 | 2047 | CH4 Import - NY 2030 | Import | Methane | NY | Dispatch-Import | EmissionsCost | 0 | [6 empty] | 0.34682 | 0
LCP_Inputs_ON_Electric_Howarth_2023_05_05 | 2047 | CH4 Import - NY 2030 | Import | Methane | NY | Dispatch-Import | FuelCost | 0 | [6 empty] | 0.34682 | 0
LCP_Inputs_ON_Electric_Howarth_2023_05_05 | 2047 | CH4 Import - NY 2030 | Import | Methane | NY | Dispatch-Import | VOM | 0 | [6 empty] | 0.34682 | 0
LCP_Inputs_ON_Electric_Howarth_2023_05_05 | 2047 | CH4 Import - NY 2030 | Import | Methane | ON | Dispatch-Import | EmissionsCost | 0 | [6 empty] | 0.34682 | 0
LCP_Inputs_ON_Electric_Howarth_2023_05_05 | 2047 | CH4 Import - NY 2030 | Import | Methane | ON | Dispatch-Import | FuelCost | 0 | [6 empty] | 0.34682 | 0
LCP_Inputs_ON_Electric_Howarth_2023_05_05 | 2047 | CH4 Import - NY 2030 | Import | Methane | ON | Dispatch-Import | VOM | 0 | [6 empty] | 0.34682 | 0
LCP_Inputs_ON_Electric_Howarth_2023_05_05 | 2047 | CH4 Import - NY 2030 | Import | Methane | PJ | Dispatch-Import | EmissionsCost | 0 | [6 empty] | 0.34682 | 0
LCP_Inputs_ON_Electric_Howarth_2023_05_05 | 2047 | CH4 Import - NY 2030 | Import | Methane | PJ | Dispatch-Import | FuelCost | 0 | [6 empty] | 0.34682 | 0
LCP_Inputs_ON_Electric_Howarth_2023_05_05 | 2047 | CH4 Import - NY 2030 | Import | Methane | PJ | Dispatch-Import | VOM | 0 | [6 empty] | 0.34682 | 0
LCP_Inputs_ON_Electric_Howarth_2023_05_05 | 2047 | CH4 Import - NY 2030 | Import | Methane | QC | Dispatch-Import | EmissionsCost | 0 | [6 empty] | 0.34682 | 0
LCP_Inputs_ON_Electric_Howarth_2023_05_05 | 2047 | CH4 Import - NY 2030 | Import | Methane | QC | Dispatch-Import | FuelCost | 0 | [6 empty] | 0.34682 | 0
LCP_Inputs_ON_Electric_Howarth_2023_05_05 | 2047 | CH4 Import - NY 2030 | Import | Methane | QC | Dispatch-Import | VOM | 0 | [6 empty] | 0.34682 | 0
LCP_Inputs_ON_Electric_Howarth_2023_05_05 | 2047 | CH4 Import - NY 2030 | Import | Methane | WC | Dispatch-Import | EmissionsCost | 0 | [6 empty] | 0.34682 | 0
LCP_Inputs_ON_Electric_Howarth_2023_05_05 | 2047 | CH4 Import - NY 2030 | Import | Methane | WC | Dispatch-Import | FuelCost | 0 | [6 empty] | 0.34682 | 0
LCP_Inputs_ON_Electric_Howarth_2023_05_05 | 2047 | CH4 Import - NY 2030 | Import | Methane | WC | Dispatch-Import | VOM | 0 | [6 empty] | 0.34682 | 0
LCP_Inputs_ON_Electric_Howarth_2023_05_05 | 2047 | CH4 Import - NY 2040 | Import | Methane | MI | Dispatch-Import | EmissionsCost | 0 | [6 empty] | 0.34682 | 0
LCP_Inputs_ON_Electric_Howarth_2023_05_05 | 2047 | CH4 Import - NY 2040 | Import | Methane | MI | Dispatch-Import | FuelCost | 0 | [6 empty] | 0.34682 | 0
LCP_Inputs_ON_Electric_Howarth_2023_05_05 | 2047 | CH4 Import - NY 2040 | Import | Methane | MI | Dispatch-Import | VOM | 0 | [6 empty] | 0.34682 | 0
LCP_Inputs_ON_Electric_Howarth_2023_05_05 | 2047 | CH4 Import - NY 2040 | Import | Methane | NY | Dispatch-Import | EmissionsCost | 2422180073.5024 | [6 empty] | 0.34682 | 840052185.3324
LCP_Inputs_ON_Electric_Howarth_2023_05_05 | 2047 | CH4 Import - NY 2040 | Import | Methane | NY | Dispatch-Import | FuelCost | 758346581.876 | [6 empty] | 0.34682 | 263007160.497
LCP_Inputs_ON_Electric_Howarth_2023_05_05 | 2047 | CH4 Import - NY 2040 | Import | Methane | NY | Dispatch-Import | VOM | 0 | [6 empty] | 0.34682 | 0
LCP_Inputs_ON_Electric_Howarth_2023_05_05 | 2047 | CH4 Import - NY 2040 | Import | Methane | ON | Dispatch-Import | EmissionsCost | 0 | [6 empty] | 0.34682 | 0
LCP_Inputs_ON_Electric_Howarth_2023_05_05 | 2047 | CH4 Import - NY 2040 | Import | Methane | ON | Dispatch-Import | FuelCost | 0 | [6 empty] | 0.34682 | 0
LCP_Inputs_ON_Electric_Howarth_2023_05_05 | 2047 | CH4 Import - NY 2040 | Import | Methane | ON | Dispatch-Import | VOM | 0 | [6 empty] | 0.34682 | 0
LCP_Inputs_ON_Electric_Howarth_2023_05_05 | 2047 | CH4 Import - NY 2040 | Import | Methane | PJ | Dispatch-Import | EmissionsCost | 0 | [6 empty] | 0.34682 | 0
LCP_Inputs_ON_Electric_Howarth_2023_05_05 | 2047 | CH4 Import - NY 2040 | Import | Methane | PJ | Dispatch-Import | FuelCost | 0 | [6 empty] | 0.34682 | 0
LCP_Inputs_ON_Electric_Howarth_2023_05_05 | 2047 | CH4 Import - NY 2040 | Import | Methane | PJ | Dispatch-Import | VOM | 0 | [6 empty] | 0.34682 | 0
LCP_Inputs_ON_Electric_Howarth_2023_05_05 | 2047 | CH4 Import - NY 2040 | Import | Methane | QC | Dispatch-Import | EmissionsCost | 0 | [6 empty] | 0.34682 | 0
LCP_Inputs_ON_Electric_Howarth_2023_05_05 | 2047 | CH4 Import - NY 2040 | Import | Methane | QC | Dispatch-Import | FuelCost | 0 | [6 empty] | 0.34682 | 0
LCP_Inputs_ON_Electric_Howarth_2023_05_05 | 2047 | CH4 Import - NY 2040 | Import | Methane | QC | Dispatch-Import | VOM | 0 | [6 empty] | 0.34682 | 0
LCP_Inputs_ON_Electric_Howarth_2023_05_05 | 2047 | CH4 Import - NY 2040 | Import | Methane | WC | Dispatch-Import | EmissionsCost | 0 | [6 empty] | 0.34682 | 0
LCP_Inputs_ON_Electric_Howarth_2023_05_05 | 2047 | CH4 Import - NY 2040 | Import | Methane | WC | Dispatch-Import | FuelCost | 0 | [6 empty] | 0.34682 | 0
LCP_Inputs_ON_Electric_Howarth_2023_05_05 | 2047 | CH4 Import - NY 2040 | Import | Methane | WC | Dispatch-Import | VOM | 0 | [6 empty] | 0.34682 | 0
LCP_Inputs_ON_Electric_Howarth_2023_05_05 | 2047 | CH4 Import - NY 2050 | Import | Methane | MI | Dispatch-Import | EmissionsCost | 0 | [6 empty] | 0.34682 | 0
LCP_Inputs_ON_Electric_Howarth_2023_05_05 | 2047 | CH4 Import - NY 2050 | Import | Methane | MI | Dispatch-Import | FuelCost | 0 | [6 empty] | 0.34682 | 0
LCP_Inputs_ON_Electric_Howarth_2023_05_05 | 2047 | CH4 Import - NY 2050 | Import | Methane | MI | Dispatch-Import | VOM | 0 | [6 empty] | 0.34682 | 0
LCP_Inputs_ON_Electric_Howarth_2023_05_05 | 2047 | CH4 Import - NY 2050 | Import | Methane | NY | Dispatch-Import | EmissionsCost | 0 | [6 empty] | 0.34682 | 0
LCP_Inputs_ON_Electric_Howarth_2023_05_05 | 2047 | CH4 Import - NY 2050 | Import | Methane | NY | Dispatch-Import | FuelCost | 0 | [6 empty] | 0.34682 | 0
LCP_Inputs_ON_Electric_Howarth_2023_05_05 | 2047 | CH4 Import - NY 2050 | Import | Methane | NY | Dispatch-Import | VOM | 0 | [6 empty] | 0.34682 | 0
LCP_Inputs_ON_Electric_Howarth_2023_05_05 | 2047 | CH4 Import - NY 2050 | Import | Methane | ON | Dispatch-Import | EmissionsCost | 0 | [6 empty] | 0.34682 | 0
LCP_Inputs_ON_Electric_Howarth_2023_05_05 | 2047 | CH4 Import - NY 2050 | Import | Methane | ON | Dispatch-Import | FuelCost | 0 | [6 empty] | 0.34682 | 0
LCP_Inputs_ON_Electric_Howarth_2023_05_05 | 2047 | CH4 Import - NY 2050 | Import | Methane | ON | Dispatch-Import | VOM | 0 | [6 empty] | 0.34682 | 0
LCP_Inputs_ON_Electric_Howarth_2023_05_05 | 2047 | CH4 Import - NY 2050 | Import | Methane | PJ | Dispatch-Import | EmissionsCost | 0 | [6 empty] | 0.34682 | 0
LCP_Inputs_ON_Electric_Howarth_2023_05_05 | 2047 | CH4 Import - NY 2050 | Import | Methane | PJ | Dispatch-Import | FuelCost | 0 | [6 empty] | 0.34682 | 0
LCP_Inputs_ON_Electric_Howarth_2023_05_05 | 2047 | CH4 Import - NY 2050 | Import | Methane | PJ | Dispatch-Import | VOM | 0 | [6 empty] | 0.34682 | 0
LCP_Inputs_ON_Electric_Howarth_2023_05_05 | 2047 | CH4 Import - NY 2050 | Import | Methane | QC | Dispatch-Import | EmissionsCost | 0 | [6 empty] | 0.34682 | 0
LCP_Inputs_ON_Electric_Howarth_2023_05_05 | 2047 | CH4 Import - NY 2050 | Import | Methane | QC | Dispatch-Import | FuelCost | 0 | [6 empty] | 0.34682 | 0
LCP_Inputs_ON_Electric_Howarth_2023_05_05 | 2047 | CH4 Import - NY 2050 | Import | Methane | QC | Dispatch-Import | VOM | 0 | [6 empty] | 0.34682 | 0
LCP_Inputs_ON_Electric_Howarth_2023_05_05 | 2047 | CH4 Import - NY 2050 | Import | Methane | WC | Dispatch-Import | EmissionsCost | 0 | [6 empty] | 0.34682 | 0
LCP_Inputs_ON_Electric_Howarth_2023_05_05 | 2047 | CH4 Import - NY 2050 | Import | Methane | WC | Dispatch-Import | FuelCost | 0 | [6 empty] | 0.34682 | 0
LCP_Inputs_ON_Electric_Howarth_2023_05_05 | 2047 | CH4 Import - NY 2050 | Import | Methane | WC | Dispatch-Import | VOM | 0 | [6 empty] | 0.34682 | 0
LCP_Inputs_ON_Electric_Howarth_2023_05_05 | 2047 | CH4 Import - WC 2020 | Import | Methane | MI | Dispatch-Import | EmissionsCost | 0 | [6 empty] | 0.34682 | 0
LCP_Inputs_ON_Electric_Howarth_2023_05_05 | 2047 | CH4 Import - WC 2020 | Import | Methane | MI | Dispatch-Import | FuelCost | 0 | [6 empty] | 0.34682 | 0
LCP_Inputs_ON_Electric_Howarth_2023_05_05 | 2047 | CH4 Import - WC 2020 | Import | Methane | MI | Dispatch-Import | VOM | 0 | [6 empty] | 0.34682 | 0
LCP_Inputs_ON_Electric_Howarth_2023_05_05 | 2047 | CH4 Import - WC 2020 | Import | Methane | NY | Dispatch-Import | EmissionsCost | 0 | [6 empty] | 0.34682 | 0
LCP_Inputs_ON_Electric_Howarth_2023_05_05 | 2047 | CH4 Import - WC 2020 | Import | Methane | NY | Dispatch-Import | FuelCost | 0 | [6 empty] | 0.34682 | 0
LCP_Inputs_ON_Electric_Howarth_2023_05_05 | 2047 | CH4 Import - WC 2020 | Import | Methane | NY | Dispatch-Import | VOM | 0 | [6 empty] | 0.34682 | 0
LCP_Inputs_ON_Electric_Howarth_2023_05_05 | 2047 | CH4 Import - WC 2020 | Import | Methane | ON | Dispatch-Import | EmissionsCost | 0 | [6 empty] | 0.34682 | 0
LCP_Inputs_ON_Electric_Howarth_2023_05_05 | 2047 | CH4 Import - WC 2020 | Import | Methane | ON | Dispatch-Import | FuelCost | 0 | [6 empty] | 0.34682 | 0
LCP_Inputs_ON_Electric_Howarth_2023_05_05 | 2047 | CH4 Import - WC 2020 | Import | Methane | ON | Dispatch-Import | VOM | 0 | [6 empty] | 0.34682 | 0
LCP_Inputs_ON_Electric_Howarth_2023_05_05 | 2047 | CH4 Import - WC 2020 | Import | Methane | PJ | Dispatch-Import | EmissionsCost | 0 | [6 empty] | 0.34682 | 0
LCP_Inputs_ON_Electric_Howarth_2023_05_05 | 2047 | CH4 Import - WC 2020 | Import | Methane | PJ | Dispatch-Import | FuelCost | 0 | [6 empty] | 0.34682 | 0
LCP_Inputs_ON_Electric_Howarth_2023_05_05 | 2047 | CH4 Import - WC 2020 | Import | Methane | PJ | Dispatch-Import | VOM | 0 | [6 empty] | 0.34682 | 0
LCP_Inputs_ON_Electric_Howarth_2023_05_05 | 2047 | CH4 Import - WC 2020 | Import | Methane | QC | Dispatch-Import | EmissionsCost | 0 | [6 empty] | 0.34682 | 0
LCP_Inputs_ON_Electric_Howarth_2023_05_05 | 2047 | CH4 Import - WC 2020 | Import | Methane | QC | Dispatch-Import | FuelCost | 0 | [6 empty] | 0.34682 | 0
LCP_Inputs_ON_Electric_Howarth_2023_05_05 | 2047 | CH4 Import - WC 2020 | Import | Methane | QC | Dispatch-Import | VOM | 0 | [6 empty] | 0.34682 | 0
LCP_Inputs_ON_Electric_Howarth_2023_05_05 | 2047 | CH4 Import - WC 2020 | Import | Methane | WC | Dispatch-Import | EmissionsCost | 0 | [6 empty] | 0.34682 | 0
LCP_Inputs_ON_Electric_Howarth_2023_05_05 | 2047 | CH4 Import - WC 2020 | Import | Methane | WC | Dispatch-Import | FuelCost | 0 | [6 empty] | 0.34682 | 0
LCP_Inputs_ON_Electric_Howarth_2023_05_05 | 2047 | CH4 Import - WC 2020 | Import | Methane | WC | Dispatch-Import | VOM | 0 | [6 empty] | 0.34682 | 0
LCP_Inputs_ON_Electric_Howarth_2023_05_05 | 2047 | CH4 Import - WC 2030 | Import | Methane | MI | Dispatch-Import | EmissionsCost | 0 | [6 empty] | 0.34682 | 0
LCP_Inputs_ON_Electric_Howarth_2023_05_05 | 2047 | CH4 Import - WC 2030 | Import | Methane | MI | Dispatch-Import | FuelCost | 0 | [6 empty] | 0.34682 | 0
LCP_Inputs_ON_Electric_Howarth_2023_05_05 | 2047 | CH4 Import - WC 2030 | Import | Methane | MI | Dispatch-Import | VOM | 0 | [6 empty] | 0.34682 | 0
LCP_Inputs_ON_Electric_Howarth_2023_05_05 | 2047 | CH4 Import - WC 2030 | Import | Methane | NY | Dispatch-Import | EmissionsCost | 0 | [6 empty] | 0.34682 | 0
LCP_Inputs_ON_Electric_Howarth_2023_05_05 | 2047 | CH4 Import - WC 2030 | Import | Methane | NY | Dispatch-Import | FuelCost | 0 | [6 empty] | 0.34682 | 0
LCP_Inputs_ON_Electric_Howarth_2023_05_05 | 2047 | CH4 Import - WC 2030 | Import | Methane | NY | Dispatch-Import | VOM | 0 | [6 empty] | 0.34682 | 0
LCP_Inputs_ON_Electric_Howarth_2023_05_05 | 2047 | CH4 Import - WC 2030 | Import | Methane | ON | Dispatch-Import | EmissionsCost | 0 | [6 empty] | 0.34682 | 0
LCP_Inputs_ON_Electric_Howarth_2023_05_05 | 2047 | CH4 Import - WC 2030 | Import | Methane | ON | Dispatch-Import | FuelCost | 0 | [6 empty] | 0.34682 | 0
LCP_Inputs_ON_Electric_Howarth_2023_05_05 | 2047 | CH4 Import - WC 2030 | Import | Methane | ON | Dispatch-Import | VOM | 0 | [6 empty] | 0.34682 | 0
LCP_Inputs_ON_Electric_Howarth_2023_05_05 | 2047 | CH4 Import - WC 2030 | Import | Methane | PJ | Dispatch-Import | EmissionsCost | 0 | [6 empty] | 0.34682 | 0
LCP_Inputs_ON_Electric_Howarth_2023_05_05 | 2047 | CH4 Import - WC 2030 | Import | Methane | PJ | Dispatch-Import | FuelCost | 0 | [6 empty] | 0.34682 | 0
LCP_Inputs_ON_Electric_Howarth_2023_05_05 | 2047 | CH4 Import - WC 2030 | Import | Methane | PJ | Dispatch-Import | VOM | 0 | [6 empty] | 0.34682 | 0
LCP_Inputs_ON_Electric_Howarth_2023_05_05 | 2047 | CH4 Import - WC 2030 | Import | Methane | QC | Dispatch-Import | EmissionsCost | 0 | [6 empty] | 0.34682 | 0
LCP_Inputs_ON_Electric_Howarth_2023_05_05 | 2047 | CH4 Import - WC 2030 | Import | Methane | QC | Dispatch-Import | FuelCost | 0 | [6 empty] | 0.34682 | 0
LCP_Inputs_ON_Electric_Howarth_2023_05_05 | 2047 | CH4 Import - WC 2030 | Import | Methane | QC | Dispatch-Import | VOM | 0 | [6 empty] | 0.34682 | 0
LCP_Inputs_ON_Electric_Howarth_2023_05_05 | 2047 | CH4 Import - WC 2030 | Import | Methane | WC | Dispatch-Import | EmissionsCost | 0 | [6 empty] | 0.34682 | 0
LCP_Inputs_ON_Electric_Howarth_2023_05_05 | 2047 | CH4 Import - WC 2030 | Import | Methane | WC | Dispatch-Import | FuelCost | 0 | [6 empty] | 0.34682 | 0
LCP_Inputs_ON_Electric_Howarth_2023_05_05 | 2047 | CH4 Import - WC 2030 | Import | Methane | WC | Dispatch-Import | VOM | 0 | [6 empty] | 0.34682 | 0
LCP_Inputs_ON_Electric_Howarth_2023_05_05 | 2047 | CH4 Import - WC 2040 | Import | Methane | MI | Dispatch-Import | EmissionsCost | 0 | [6 empty] | 0.34682 | 0
LCP_Inputs_ON_Electric_Howarth_2023_05_05 | 2047 | CH4 Import - WC 2040 | Import | Methane | MI | Dispatch-Import | FuelCost | 0 | [6 empty] | 0.34682 | 0
LCP_Inputs_ON_Electric_Howarth_2023_05_05 | 2047 | CH4 Import - WC 2040 | Import | Methane | MI | Dispatch-Import | VOM | 0 | [6 empty] | 0.34682 | 0
LCP_Inputs_ON_Electric_Howarth_2023_05_05 | 2047 | CH4 Import - WC 2040 | Import | Methane | NY | Dispatch-Import | EmissionsCost | 0 | [6 empty] | 0.34682 | 0
LCP_Inputs_ON_Electric_Howarth_2023_05_05 | 2047 | CH4 Import - WC 2040 | Import | Methane | NY | Dispatch-Import | FuelCost | 0 | [6 empty] | 0.34682 | 0
LCP_Inputs_ON_Electric_Howarth_2023_05_05 | 2047 | CH4 Import - WC 2040 | Import | Methane | NY | Dispatch-Import | VOM | 0 | [6 empty] | 0.34682 | 0
LCP_Inputs_ON_Electric_Howarth_2023_05_05 | 2047 | CH4 Import - WC 2040 | Import | Methane | ON | Dispatch-Import | EmissionsCost | 0 | [6 empty] | 0.34682 | 0
LCP_Inputs_ON_Electric_Howarth_2023_05_05 | 2047 | CH4 Import - WC 2040 | Import | Methane | ON | Dispatch-Import | FuelCost | 0 | [6 empty] | 0.34682 | 0
LCP_Inputs_ON_Electric_Howarth_2023_05_05 | 2047 | CH4 Import - WC 2040 | Import | Methane | ON | Dispatch-Import | VOM | 0 | [6 empty] | 0.34682 | 0
LCP_Inputs_ON_Electric_Howarth_2023_05_05 | 2047 | CH4 Import - WC 2040 | Import | Methane | PJ | Dispatch-Import | EmissionsCost | 0 | [6 empty] | 0.34682 | 0
LCP_Inputs_ON_Electric_Howarth_2023_05_05 | 2047 | CH4 Import - WC 2040 | Import | Methane | PJ | Dispatch-Import | FuelCost | 0 | [6 empty] | 0.34682 | 0
LCP_Inputs_ON_Electric_Howarth_2023_05_05 | 2047 | CH4 Import - WC 2040 | Import | Methane | PJ | Dispatch-Import | VOM | 0 | [6 empty] | 0.34682 | 0
LCP_Inputs_ON_Electric_Howarth_2023_05_05 | 2047 | CH4 Import - WC 2040 | Import | Methane | QC | Dispatch-Import | EmissionsCost | 0 | [6 empty] | 0.34682 | 0
LCP_Inputs_ON_Electric_Howarth_2023_05_05 | 2047 | CH4 Import - WC 2040 | Import | Methane | QC | Dispatch-Import | FuelCost | 0 | [6 empty] | 0.34682 | 0
LCP_Inputs_ON_Electric_Howarth_2023_05_05 | 2047 | CH4 Import - WC 2040 | Import | Methane | QC | Dispatch-Import | VOM | 0 | [6 empty] | 0.34682 | 0
LCP_Inputs_ON_Electric_Howarth_2023_05_05 | 2047 | CH4 Import - WC 2040 | Import | Methane | WC | Dispatch-Import | EmissionsCost | 2104121392.2192 | [6 empty] | 0.34682 | 729744164.3893
LCP_Inputs_ON_Electric_Howarth_2023_05_05 | 2047 | CH4 Import - WC 2040 | Import | Methane | WC | Dispatch-Import | FuelCost | 658767398.4677 | [6 empty] | 0.34682 | 228471449.6509
LCP_Inputs_ON_Electric_Howarth_2023_05_05 | 2047 | CH4 Import - WC 2040 | Import | Methane | WC | Dispatch-Import | VOM | 0 | [6 empty] | 0.34682 | 0
LCP_Inputs_ON_Electric_Howarth_2023_05_05 | 2047 | CH4 Import - WC 2050 | Import | Methane | MI | Dispatch-Import | EmissionsCost | 0 | [6 empty] | 0.34682 | 0
LCP_Inputs_ON_Electric_Howarth_2023_05_05 | 2047 | CH4 Import - WC 2050 | Import | Methane | MI | Dispatch-Import | FuelCost | 0 | [6 empty] | 0.34682 | 0
LCP_Inputs_ON_Electric_Howarth_2023_05_05 | 2047 | CH4 Import - WC 2050 | Import | Methane | MI | Dispatch-Import | VOM | 0 | [6 empty] | 0.34682 | 0
LCP_Inputs_ON_Electric_Howarth_2023_05_05 | 2047 | CH4 Import - WC 2050 | Import | Methane | NY | Dispatch-Import | EmissionsCost | 0 | [6 empty] | 0.34682 | 0
LCP_Inputs_ON_Electric_Howarth_2023_05_05 | 2047 | CH4 Import - WC 2050 | Import | Methane | NY | Dispatch-Import | FuelCost | 0 | [6 empty] | 0.34682 | 0
LCP_Inputs_ON_Electric_Howarth_2023_05_05 | 2047 | CH4 Import - WC 2050 | Import | Methane | NY | Dispatch-Import | VOM | 0 | [6 empty] | 0.34682 | 0
LCP_Inputs_ON_Electric_Howarth_2023_05_05 | 2047 | CH4 Import - WC 2050 | Import | Methane | ON | Dispatch-Import | EmissionsCost | 0 | [6 empty] | 0.34682 | 0
LCP_Inputs_ON_Electric_Howarth_2023_05_05 | 2047 | CH4 Import - WC 2050 | Import | Methane | ON | Dispatch-Import | FuelCost | 0 | [6 empty] | 0.34682 | 0
LCP_Inputs_ON_Electric_Howarth_2023_05_05 | 2047 | CH4 Import - WC 2050 | Import | Methane | ON | Dispatch-Import | VOM | 0 | [6 empty] | 0.34682 | 0
LCP_Inputs_ON_Electric_Howarth_2023_05_05 | 2047 | CH4 Import - WC 2050 | Import | Methane | PJ | Dispatch-Import | EmissionsCost | 0 | [6 empty] | 0.34682 | 0
LCP_Inputs_ON_Electric_Howarth_2023_05_05 | 2047 | CH4 Import - WC 2050 | Import | Methane | PJ | Dispatch-Import | FuelCost | 0 | [6 empty] | 0.34682 | 0
LCP_Inputs_ON_Electric_Howarth_2023_05_05 | 2047 | CH4 Import - WC 2050 | Import | Methane | PJ | Dispatch-Import | VOM | 0 | [6 empty] | 0.34682 | 0
LCP_Inputs_ON_Electric_Howarth_2023_05_05 | 2047 | CH4 Import - WC 2050 | Import | Methane | QC | Dispatch-Import | EmissionsCost | 0 | [6 empty] | 0.34682 | 0
LCP_Inputs_ON_Electric_Howarth_2023_05_05 | 2047 | CH4 Import - WC 2050 | Import | Methane | QC | Dispatch-Import | FuelCost | 0 | [6 empty] | 0.34682 | 0
LCP_Inputs_ON_Electric_Howarth_2023_05_05 | 2047 | CH4 Import - WC 2050 | Import | Methane | QC | Dispatch-Import | VOM | 0 | [6 empty] | 0.34682 | 0
LCP_Inputs_ON_Electric_Howarth_2023_05_05 | 2047 | CH4 Import - WC 2050 | Import | Methane | WC | Dispatch-Import | EmissionsCost | 0 | [6 empty] | 0.34682 | 0
LCP_Inputs_ON_Electric_Howarth_2023_05_05 | 2047 | CH4 Import - WC 2050 | Import | Methane | WC | Dispatch-Import | FuelCost | 0 | [6 empty] | 0.34682 | 0
LCP_Inputs_ON_Electric_Howarth_2023_05_05 | 2047 | CH4 Import - WC 2050 | Import | Methane | WC | Dispatch-Import | VOM | 0 | [6 empty] | 0.34682 | 0
LCP_Inputs_ON_Electric_Howarth_2023_05_05 | 2047 | CH4 Salt Cavern Storage - ON | Storage | Methane | MI | Dispatch-Storage | EmissionsCost | 0 | [6 empty] | 0.34682 | 0
LCP_Inputs_ON_Electric_Howarth_2023_05_05 | 2047 | CH4 Salt Cavern Storage - ON | Storage | Methane | MI | Dispatch-Storage | FuelCost | 0 | [6 empty] | 0.34682 | 0
LCP_Inputs_ON_Electric_Howarth_2023_05_05 | 2047 | CH4 Salt Cavern Storage - ON | Storage | Methane | MI | Dispatch-Storage | VOM | 0 | [6 empty] | 0.34682 | 0
LCP_Inputs_ON_Electric_Howarth_2023_05_05 | 2047 | CH4 Salt Cavern Storage - ON | Storage | Methane | NY | Dispatch-Storage | EmissionsCost | 0 | [6 empty] | 0.34682 | 0
LCP_Inputs_ON_Electric_Howarth_2023_05_05 | 2047 | CH4 Salt Cavern Storage - ON | Storage | Methane | NY | Dispatch-Storage | FuelCost | 0 | [6 empty] | 0.34682 | 0
LCP_Inputs_ON_Electric_Howarth_2023_05_05 | 2047 | CH4 Salt Cavern Storage - ON | Storage | Methane | NY | Dispatch-Storage | VOM | 0 | [6 empty] | 0.34682 | 0
LCP_Inputs_ON_Electric_Howarth_2023_05_05 | 2047 | CH4 Salt Cavern Storage - ON | Storage | Methane | ON | Dispatch-Storage | EmissionsCost | 0 | [6 empty] | 0.34682 | 0
LCP_Inputs_ON_Electric_Howarth_2023_05_05 | 2047 | CH4 Salt Cavern Storage - ON | Storage | Methane | ON | Dispatch-Storage | FuelCost | 0 | [6 empty] | 0.34682 | 0
LCP_Inputs_ON_Electric_Howarth_2023_05_05 | 2047 | CH4 Salt Cavern Storage - ON | Storage | Methane | ON | Dispatch-Storage | VOM | 0 | [6 empty] | 0.34682 | 0
LCP_Inputs_ON_Electric_Howarth_2023_05_05 | 2047 | CH4 Salt Cavern Storage - ON | Storage | Methane | PJ | Dispatch-Storage | EmissionsCost | 0 | [6 empty] | 0.34682 | 0
LCP_Inputs_ON_Electric_Howarth_2023_05_05 | 2047 | CH4 Salt Cavern Storage - ON | Storage | Methane | PJ | Dispatch-Storage | FuelCost | 0 | [6 empty] | 0.34682 | 0
LCP_Inputs_ON_Electric_Howarth_2023_05_05 | 2047 | CH4 Salt Cavern Storage - ON | Storage | Methane | PJ | Dispatch-Storage | VOM | 0 | [6 empty] | 0.34682 | 0
LCP_Inputs_ON_Electric_Howarth_2023_05_05 | 2047 | CH4 Salt Cavern Storage - ON | Storage | Methane | QC | Dispatch-Storage | EmissionsCost | 0 | [6 empty] | 0.34682 | 0
LCP_Inputs_ON_Electric_Howarth_2023_05_05 | 2047 | CH4 Salt Cavern Storage - ON | Storage | Methane | QC | Dispatch-Storage | FuelCost | 0 | [6 empty] | 0.34682 | 0
LCP_Inputs_ON_Electric_Howarth_2023_05_05 | 2047 | CH4 Salt Cavern Storage - ON | Storage | Methane | QC | Dispatch-Storage | VOM | 0 | [6 empty] | 0.34682 | 0
LCP_Inputs_ON_Electric_Howarth_2023_05_05 | 2047 | CH4 Salt Cavern Storage - ON | Storage | Methane | WC | Dispatch-Storage | EmissionsCost | 0 | [6 empty] | 0.34682 | 0
LCP_Inputs_ON_Electric_Howarth_2023_05_05 | 2047 | CH4 Salt Cavern Storage - ON | Storage | Methane | WC | Dispatch-Storage | FuelCost | 0 | [6 empty] | 0.34682 | 0
LCP_Inputs_ON_Electric_Howarth_2023_05_05 | 2047 | CH4 Salt Cavern Storage - ON | Storage | Methane | WC | Dispatch-Storage | VOM | 0 | [6 empty] | 0.34682 | 0
LCP_Inputs_ON_Electric_Howarth_2023_05_05 | 2047 | Electrolyser 2020/2030 | Crossload | Hydrogen | MI | Dispatch-Crossload | EmissionsCost | 0 | [6 empty] | 0.34682 | 0
LCP_Inputs_ON_Electric_Howarth_2023_05_05 | 2047 | Electrolyser 2020/2030 | Crossload | Hydrogen | MI | Dispatch-Crossload | FuelCost | 0 | [6 empty] | 0.34682 | 0
LCP_Inputs_ON_Electric_Howarth_2023_05_05 | 2047 | Electrolyser 2020/2030 | Crossload | Hydrogen | MI | Dispatch-Crossload | VOM | 0 | [6 empty] | 0.34682 | 0
LCP_Inputs_ON_Electric_Howarth_2023_05_05 | 2047 | Electrolyser 2020/2030 | Crossload | Hydrogen | NY | Dispatch-Crossload | EmissionsCost | 0 | [6 empty] | 0.34682 | 0
LCP_Inputs_ON_Electric_Howarth_2023_05_05 | 2047 | Electrolyser 2020/2030 | Crossload | Hydrogen | NY | Dispatch-Crossload | FuelCost | 0 | [6 empty] | 0.34682 | 0
LCP_Inputs_ON_Electric_Howarth_2023_05_05 | 2047 | Electrolyser 2020/2030 | Crossload | Hydrogen | NY | Dispatch-Crossload | VOM | 0 | [6 empty] | 0.34682 | 0
LCP_Inputs_ON_Electric_Howarth_2023_05_05 | 2047 | Electrolyser 2020/2030 | Crossload | Hydrogen | ON | Dispatch-Crossload | EmissionsCost | 0 | [6 empty] | 0.34682 | 0
LCP_Inputs_ON_Electric_Howarth_2023_05_05 | 2047 | Electrolyser 2020/2030 | Crossload | Hydrogen | ON | Dispatch-Crossload | FuelCost | 0 | [6 empty] | 0.34682 | 0
LCP_Inputs_ON_Electric_Howarth_2023_05_05 | 2047 | Electrolyser 2020/2030 | Crossload | Hydrogen | ON | Dispatch-Crossload | VOM | 0 | [6 empty] | 0.34682 | 0
LCP_Inputs_ON_Electric_Howarth_2023_05_05 | 2047 | Electrolyser 2020/2030 | Crossload | Hydrogen | PJ | Dispatch-Crossload | EmissionsCost | 0 | [6 empty] | 0.34682 | 0
LCP_Inputs_ON_Electric_Howarth_2023_05_05 | 2047 | Electrolyser 2020/2030 | Crossload | Hydrogen | PJ | Dispatch-Crossload | FuelCost | 0 | [6 empty] | 0.34682 | 0
LCP_Inputs_ON_Electric_Howarth_2023_05_05 | 2047 | Electrolyser 2020/2030 | Crossload | Hydrogen | PJ | Dispatch-Crossload | VOM | 0 | [6 empty] | 0.34682 | 0
LCP_Inputs_ON_Electric_Howarth_2023_05_05 | 2047 | Electrolyser 2020/2030 | Crossload | Hydrogen | QC | Dispatch-Crossload | EmissionsCost | 0 | [6 empty] | 0.34682 | 0
LCP_Inputs_ON_Electric_Howarth_2023_05_05 | 2047 | Electrolyser 2020/2030 | Crossload | Hydrogen | QC | Dispatch-Crossload | FuelCost | 0 | [6 empty] | 0.34682 | 0
LCP_Inputs_ON_Electric_Howarth_2023_05_05 | 2047 | Electrolyser 2020/2030 | Crossload | Hydrogen | QC | Dispatch-Crossload | VOM | 0 | [6 empty] | 0.34682 | 0
LCP_Inputs_ON_Electric_Howarth_2023_05_05 | 2047 | Electrolyser 2020/2030 | Crossload | Hydrogen | WC | Dispatch-Crossload | EmissionsCost | 0 | [6 empty] | 0.34682 | 0
LCP_Inputs_ON_Electric_Howarth_2023_05_05 | 2047 | Electrolyser 2020/2030 | Crossload | Hydrogen | WC | Dispatch-Crossload | FuelCost | 0 | [6 empty] | 0.34682 | 0
LCP_Inputs_ON_Electric_Howarth_2023_05_05 | 2047 | Electrolyser 2020/2030 | Crossload | Hydrogen | WC | Dispatch-Crossload | VOM | 0 | [6 empty] | 0.34682 | 0
LCP_Inputs_ON_Electric_Howarth_2023_05_05 | 2047 | Electrolyser 2040 | Crossload | Hydrogen | MI | Dispatch-Crossload | EmissionsCost | 0 | [6 empty] | 0.34682 | 0
LCP_Inputs_ON_Electric_Howarth_2023_05_05 | 2047 | Electrolyser 2040 | Crossload | Hydrogen | MI | Dispatch-Crossload | FuelCost | 0 | [6 empty] | 0.34682 | 0
LCP_Inputs_ON_Electric_Howarth_2023_05_05 | 2047 | Electrolyser 2040 | Crossload | Hydrogen | MI | Dispatch-Crossload | VOM | 0 | [6 empty] | 0.34682 | 0
LCP_Inputs_ON_Electric_Howarth_2023_05_05 | 2047 | Electrolyser 2040 | Crossload | Hydrogen | NY | Dispatch-Crossload | EmissionsCost | 0 | [6 empty] | 0.34682 | 0
LCP_Inputs_ON_Electric_Howarth_2023_05_05 | 2047 | Electrolyser 2040 | Crossload | Hydrogen | NY | Dispatch-Crossload | FuelCost | 0 | [6 empty] | 0.34682 | 0
LCP_Inputs_ON_Electric_Howarth_2023_05_05 | 2047 | Electrolyser 2040 | Crossload | Hydrogen | NY | Dispatch-Crossload | VOM | 0 | [6 empty] | 0.34682 | 0
LCP_Inputs_ON_Electric_Howarth_2023_05_05 | 2047 | Electrolyser 2040 | Crossload | Hydrogen | ON | Dispatch-Crossload | EmissionsCost | 0 | [6 empty] | 0.34682 | 0
LCP_Inputs_ON_Electric_Howarth_2023_05_05 | 2047 | Electrolyser 2040 | Crossload | Hydrogen | ON | Dispatch-Crossload | FuelCost | 0 | [6 empty] | 0.34682 | 0
LCP_Inputs_ON_Electric_Howarth_2023_05_05 | 2047 | Electrolyser 2040 | Crossload | Hydrogen | ON | Dispatch-Crossload | VOM | 0 | [6 empty] | 0.34682 | 0
LCP_Inputs_ON_Electric_Howarth_2023_05_05 | 2047 | Electrolyser 2040 | Crossload | Hydrogen | PJ | Dispatch-Crossload | EmissionsCost | 0 | [6 empty] | 0.34682 | 0
LCP_Inputs_ON_Electric_Howarth_2023_05_05 | 2047 | Electrolyser 2040 | Crossload | Hydrogen | PJ | Dispatch-Crossload | FuelCost | 0 | [6 empty] | 0.34682 | 0
LCP_Inputs_ON_Electric_Howarth_2023_05_05 | 2047 | Electrolyser 2040 | Crossload | Hydrogen | PJ | Dispatch-Crossload | VOM | 0 | [6 empty] | 0.34682 | 0
LCP_Inputs_ON_Electric_Howarth_2023_05_05 | 2047 | Electrolyser 2040 | Crossload | Hydrogen | QC | Dispatch-Crossload | EmissionsCost | 0 | [6 empty] | 0.34682 | 0
LCP_Inputs_ON_Electric_Howarth_2023_05_05 | 2047 | Electrolyser 2040 | Crossload | Hydrogen | QC | Dispatch-Crossload | FuelCost | 0 | [6 empty] | 0.34682 | 0
LCP_Inputs_ON_Electric_Howarth_2023_05_05 | 2047 | Electrolyser 2040 | Crossload | Hydrogen | QC | Dispatch-Crossload | VOM | 0 | [6 empty] | 0.34682 | 0
LCP_Inputs_ON_Electric_Howarth_2023_05_05 | 2047 | Electrolyser 2040 | Crossload | Hydrogen | WC | Dispatch-Crossload | EmissionsCost | 0 | [6 empty] | 0.34682 | 0
LCP_Inputs_ON_Electric_Howarth_2023_05_05 | 2047 | Electrolyser 2040 | Crossload | Hydrogen | WC | Dispatch-Crossload | FuelCost | 0 | [6 empty] | 0.34682 | 0
LCP_Inputs_ON_Electric_Howarth_2023_05_05 | 2047 | Electrolyser 2040 | Crossload | Hydrogen | WC | Dispatch-Crossload | VOM | 0 | [6 empty] | 0.34682 | 0
LCP_Inputs_ON_Electric_Howarth_2023_05_05 | 2047 | Electrolyser 2050 | Crossload | Hydrogen | MI | Dispatch-Crossload | EmissionsCost | 0 | [6 empty] | 0.34682 | 0
LCP_Inputs_ON_Electric_Howarth_2023_05_05 | 2047 | Electrolyser 2050 | Crossload | Hydrogen | MI | Dispatch-Crossload | FuelCost | 0 | [6 empty] | 0.34682 | 0
LCP_Inputs_ON_Electric_Howarth_2023_05_05 | 2047 | Electrolyser 2050 | Crossload | Hydrogen | MI | Dispatch-Crossload | VOM | 0 | [6 empty] | 0.34682 | 0
LCP_Inputs_ON_Electric_Howarth_2023_05_05 | 2047 | Electrolyser 2050 | Crossload | Hydrogen | NY | Dispatch-Crossload | EmissionsCost | 0 | [6 empty] | 0.34682 | 0
LCP_Inputs_ON_Electric_Howarth_2023_05_05 | 2047 | Electrolyser 2050 | Crossload | Hydrogen | NY | Dispatch-Crossload | FuelCost | 0 | [6 empty] | 0.34682 | 0
LCP_Inputs_ON_Electric_Howarth_2023_05_05 | 2047 | Electrolyser 2050 | Crossload | Hydrogen | NY | Dispatch-Crossload | VOM | 0 | [6 empty] | 0.34682 | 0
LCP_Inputs_ON_Electric_Howarth_2023_05_05 | 2047 | Electrolyser 2050 | Crossload | Hydrogen | ON | Dispatch-Crossload | EmissionsCost | 0 | [6 empty] | 0.34682 | 0
LCP_Inputs_ON_Electric_Howarth_2023_05_05 | 2047 | Electrolyser 2050 | Crossload | Hydrogen | ON | Dispatch-Crossload | FuelCost | 0 | [6 empty] | 0.34682 | 0
LCP_Inputs_ON_Electric_Howarth_2023_05_05 | 2047 | Electrolyser 2050 | Crossload | Hydrogen | ON | Dispatch-Crossload | VOM | 0 | [6 empty] | 0.34682 | 0
LCP_Inputs_ON_Electric_Howarth_2023_05_05 | 2047 | Electrolyser 2050 | Crossload | Hydrogen | PJ | Dispatch-Crossload | EmissionsCost | 0 | [6 empty] | 0.34682 | 0
LCP_Inputs_ON_Electric_Howarth_2023_05_05 | 2047 | Electrolyser 2050 | Crossload | Hydrogen | PJ | Dispatch-Crossload | FuelCost | 0 | [6 empty] | 0.34682 | 0
LCP_Inputs_ON_Electric_Howarth_2023_05_05 | 2047 | Electrolyser 2050 | Crossload | Hydrogen | PJ | Dispatch-Crossload | VOM | 0 | [6 empty] | 0.34682 | 0
LCP_Inputs_ON_Electric_Howarth_2023_05_05 | 2047 | Electrolyser 2050 | Crossload | Hydrogen | QC | Dispatch-Crossload | EmissionsCost | 0 | [6 empty] | 0.34682 | 0
LCP_Inputs_ON_Electric_Howarth_2023_05_05 | 2047 | Electrolyser 2050 | Crossload | Hydrogen | QC | Dispatch-Crossload | FuelCost | 0 | [6 empty] | 0.34682 | 0
LCP_Inputs_ON_Electric_Howarth_2023_05_05 | 2047 | Electrolyser 2050 | Crossload | Hydrogen | QC | Dispatch-Crossload | VOM | 0 | [6 empty] | 0.34682 | 0
LCP_Inputs_ON_Electric_Howarth_2023_05_05 | 2047 | Electrolyser 2050 | Crossload | Hydrogen | WC | Dispatch-Crossload | EmissionsCost | 0 | [6 empty] | 0.34682 | 0
LCP_Inputs_ON_Electric_Howarth_2023_05_05 | 2047 | Electrolyser 2050 | Crossload | Hydrogen | WC | Dispatch-Crossload | FuelCost | 0 | [6 empty] | 0.34682 | 0
LCP_Inputs_ON_Electric_Howarth_2023_05_05 | 2047 | Electrolyser 2050 | Crossload | Hydrogen | WC | Dispatch-Crossload | VOM | 0 | [6 empty] | 0.34682 | 0
LCP_Inputs_ON_Electric_Howarth_2023_05_05 | 2047 | Fossil Fuel Thermal (Coal, Peat, Oil) | Generation | Electricity | MI | Dispatch-Generation | EmissionsCost | 0 | [6 empty] | 0.34682 | 0
LCP_Inputs_ON_Electric_Howarth_2023_05_05 | 2047 | Fossil Fuel Thermal (Coal, Peat, Oil) | Generation | Electricity | MI | Dispatch-Generation | FuelCost | 0 | [6 empty] | 0.34682 | 0
LCP_Inputs_ON_Electric_Howarth_2023_05_05 | 2047 | Fossil Fuel Thermal (Coal, Peat, Oil) | Generation | Electricity | MI | Dispatch-Generation | VOM | 0 | [6 empty] | 0.34682 | 0
LCP_Inputs_ON_Electric_Howarth_2023_05_05 | 2047 | Fossil Fuel Thermal (Coal, Peat, Oil) | Generation | Electricity | NY | Dispatch-Generation | EmissionsCost | 0 | [6 empty] | 0.34682 | 0
LCP_Inputs_ON_Electric_Howarth_2023_05_05 | 2047 | Fossil Fuel Thermal (Coal, Peat, Oil) | Generation | Electricity | NY | Dispatch-Generation | FuelCost | 0 | [6 empty] | 0.34682 | 0
LCP_Inputs_ON_Electric_Howarth_2023_05_05 | 2047 | Fossil Fuel Thermal (Coal, Peat, Oil) | Generation | Electricity | NY | Dispatch-Generation | VOM | 0 | [6 empty] | 0.34682 | 0
LCP_Inputs_ON_Electric_Howarth_2023_05_05 | 2047 | Fossil Fuel Thermal (Coal, Peat, Oil) | Generation | Electricity | ON | Dispatch-Generation | EmissionsCost | 0 | [6 empty] | 0.34682 | 0
LCP_Inputs_ON_Electric_Howarth_2023_05_05 | 2047 | Fossil Fuel Thermal (Coal, Peat, Oil) | Generation | Electricity | ON | Dispatch-Generation | FuelCost | 0 | [6 empty] | 0.34682 | 0
LCP_Inputs_ON_Electric_Howarth_2023_05_05 | 2047 | Fossil Fuel Thermal (Coal, Peat, Oil) | Generation | Electricity | ON | Dispatch-Generation | VOM | 0 | [6 empty] | 0.34682 | 0
LCP_Inputs_ON_Electric_Howarth_2023_05_05 | 2047 | Fossil Fuel Thermal (Coal, Peat, Oil) | Generation | Electricity | PJ | Dispatch-Generation | EmissionsCost | 0 | [6 empty] | 0.34682 | 0
LCP_Inputs_ON_Electric_Howarth_2023_05_05 | 2047 | Fossil Fuel Thermal (Coal, Peat, Oil) | Generation | Electricity | PJ | Dispatch-Generation | FuelCost | 0 | [6 empty] | 0.34682 | 0
LCP_Inputs_ON_Electric_Howarth_2023_05_05 | 2047 | Fossil Fuel Thermal (Coal, Peat, Oil) | Generation | Electricity | PJ | Dispatch-Generation | VOM | 0 | [6 empty] | 0.34682 | 0
LCP_Inputs_ON_Electric_Howarth_2023_05_05 | 2047 | Fossil Fuel Thermal (Coal, Peat, Oil) | Generation | Electricity | QC | Dispatch-Generation | EmissionsCost | 0 | [6 empty] | 0.34682 | 0
LCP_Inputs_ON_Electric_Howarth_2023_05_05 | 2047 | Fossil Fuel Thermal (Coal, Peat, Oil) | Generation | Electricity | QC | Dispatch-Generation | FuelCost | 0 | [6 empty] | 0.34682 | 0
LCP_Inputs_ON_Electric_Howarth_2023_05_05 | 2047 | Fossil Fuel Thermal (Coal, Peat, Oil) | Generation | Electricity | QC | Dispatch-Generation | VOM | 0 | [6 empty] | 0.34682 | 0
LCP_Inputs_ON_Electric_Howarth_2023_05_05 | 2047 | Fossil Fuel Thermal (Coal, Peat, Oil) | Generation | Electricity | WC | Dispatch-Generation | EmissionsCost | 0 | [6 empty] | 0.34682 | 0
LCP_Inputs_ON_Electric_Howarth_2023_05_05 | 2047 | Fossil Fuel Thermal (Coal, Peat, Oil) | Generation | Electricity | WC | Dispatch-Generation | FuelCost | 0 | [6 empty] | 0.34682 | 0
LCP_Inputs_ON_Electric_Howarth_2023_05_05 | 2047 | Fossil Fuel Thermal (Coal, Peat, Oil) | Generation | Electricity | WC | Dispatch-Generation | VOM | 0 | [6 empty] | 0.34682 | 0
LCP_Inputs_ON_Electric_Howarth_2023_05_05 | 2047 | Generic - Generator | Generation | Electricity | MI | Dispatch-Generation | EmissionsCost | 0 | [6 empty] | 0.34682 | 0
LCP_Inputs_ON_Electric_Howarth_2023_05_05 | 2047 | Generic - Generator | Generation | Electricity | MI | Dispatch-Generation | FuelCost | 822908408.9569 | [6 empty] | 0.34682 | 285398271.9266
LCP_Inputs_ON_Electric_Howarth_2023_05_05 | 2047 | Generic - Generator | Generation | Electricity | MI | Dispatch-Generation | VOM | 26913145.9602 | [6 empty] | 0.34682 | 9333924.9734
LCP_Inputs_ON_Electric_Howarth_2023_05_05 | 2047 | Generic - Generator | Generation | Electricity | NY | Dispatch-Generation | EmissionsCost | 0 | [6 empty] | 0.34682 | 0
LCP_Inputs_ON_Electric_Howarth_2023_05_05 | 2047 | Generic - Generator | Generation | Electricity | NY | Dispatch-Generation | FuelCost | 74454029.7701 | [6 empty] | 0.34682 | 25821891.2373
LCP_Inputs_ON_Electric_Howarth_2023_05_05 | 2047 | Generic - Generator | Generation | Electricity | NY | Dispatch-Generation | VOM | 2435012.3886 | [6 empty] | 0.34682 | 844502.6449
LCP_Inputs_ON_Electric_Howarth_2023_05_05 | 2047 | Generic - Generator | Generation | Electricity | ON | Dispatch-Generation | EmissionsCost | 0 | [6 empty] | 0.34682 | 0
LCP_Inputs_ON_Electric_Howarth_2023_05_05 | 2047 | Generic - Generator | Generation | Electricity | ON | Dispatch-Generation | FuelCost | 0 | [6 empty] | 0.34682 | 0
LCP_Inputs_ON_Electric_Howarth_2023_05_05 | 2047 | Generic - Generator | Generation | Electricity | ON | Dispatch-Generation | VOM | 0 | [6 empty] | 0.34682 | 0
LCP_Inputs_ON_Electric_Howarth_2023_05_05 | 2047 | Generic - Generator | Generation | Electricity | PJ | Dispatch-Generation | EmissionsCost | 0 | [6 empty] | 0.34682 | 0
LCP_Inputs_ON_Electric_Howarth_2023_05_05 | 2047 | Generic - Generator | Generation | Electricity | PJ | Dispatch-Generation | FuelCost | 5362895327.8205 | [6 empty] | 0.34682 | 1859940963.5677
LCP_Inputs_ON_Electric_Howarth_2023_05_05 | 2047 | Generic - Generator | Generation | Electricity | PJ | Dispatch-Generation | VOM | 175393012.3403 | [6 empty] | 0.34682 | 60829202.9649
LCP_Inputs_ON_Electric_Howarth_2023_05_05 | 2047 | Generic - Generator | Generation | Electricity | QC | Dispatch-Generation | EmissionsCost | 0 | [6 empty] | 0.34682 | 0
LCP_Inputs_ON_Electric_Howarth_2023_05_05 | 2047 | Generic - Generator | Generation | Electricity | QC | Dispatch-Generation | FuelCost | 0 | [6 empty] | 0.34682 | 0
LCP_Inputs_ON_Electric_Howarth_2023_05_05 | 2047 | Generic - Generator | Generation | Electricity | QC | Dispatch-Generation | VOM | 0 | [6 empty] | 0.34682 | 0
LCP_Inputs_ON_Electric_Howarth_2023_05_05 | 2047 | Generic - Generator | Generation | Electricity | WC | Dispatch-Generation | EmissionsCost | 0 | [6 empty] | 0.34682 | 0
LCP_Inputs_ON_Electric_Howarth_2023_05_05 | 2047 | Generic - Generator | Generation | Electricity | WC | Dispatch-Generation | FuelCost | 0 | [6 empty] | 0.34682 | 0
LCP_Inputs_ON_Electric_Howarth_2023_05_05 | 2047 | Generic - Generator | Generation | Electricity | WC | Dispatch-Generation | VOM | 0 | [6 empty] | 0.34682 | 0
LCP_Inputs_ON_Electric_Howarth_2023_05_05 | 2047 | H2 Import - QC | Import | Hydrogen | MI | Dispatch-Import | EmissionsCost | 0 | [6 empty] | 0.34682 | 0
LCP_Inputs_ON_Electric_Howarth_2023_05_05 | 2047 | H2 Import - QC | Import | Hydrogen | MI | Dispatch-Import | FuelCost | 0 | [6 empty] | 0.34682 | 0
LCP_Inputs_ON_Electric_Howarth_2023_05_05 | 2047 | H2 Import - QC | Import | Hydrogen | MI | Dispatch-Import | VOM | 0 | [6 empty] | 0.34682 | 0
LCP_Inputs_ON_Electric_Howarth_2023_05_05 | 2047 | H2 Import - QC | Import | Hydrogen | NY | Dispatch-Import | EmissionsCost | 0 | [6 empty] | 0.34682 | 0
LCP_Inputs_ON_Electric_Howarth_2023_05_05 | 2047 | H2 Import - QC | Import | Hydrogen | NY | Dispatch-Import | FuelCost | 0 | [6 empty] | 0.34682 | 0
LCP_Inputs_ON_Electric_Howarth_2023_05_05 | 2047 | H2 Import - QC | Import | Hydrogen | NY | Dispatch-Import | VOM | 0 | [6 empty] | 0.34682 | 0
LCP_Inputs_ON_Electric_Howarth_2023_05_05 | 2047 | H2 Import - QC | Import | Hydrogen | ON | Dispatch-Import | EmissionsCost | 0 | [6 empty] | 0.34682 | 0
LCP_Inputs_ON_Electric_Howarth_2023_05_05 | 2047 | H2 Import - QC | Import | Hydrogen | ON | Dispatch-Import | FuelCost | 0 | [6 empty] | 0.34682 | 0
LCP_Inputs_ON_Electric_Howarth_2023_05_05 | 2047 | H2 Import - QC | Import | Hydrogen | ON | Dispatch-Import | VOM | 0 | [6 empty] | 0.34682 | 0
LCP_Inputs_ON_Electric_Howarth_2023_05_05 | 2047 | H2 Import - QC | Import | Hydrogen | PJ | Dispatch-Import | EmissionsCost | 0 | [6 empty] | 0.34682 | 0
LCP_Inputs_ON_Electric_Howarth_2023_05_05 | 2047 | H2 Import - QC | Import | Hydrogen | PJ | Dispatch-Import | FuelCost | 0 | [6 empty] | 0.34682 | 0
LCP_Inputs_ON_Electric_Howarth_2023_05_05 | 2047 | H2 Import - QC | Import | Hydrogen | PJ | Dispatch-Import | VOM | 0 | [6 empty] | 0.34682 | 0
LCP_Inputs_ON_Electric_Howarth_2023_05_05 | 2047 | H2 Import - QC | Import | Hydrogen | QC | Dispatch-Import | EmissionsCost | 0 | [6 empty] | 0.34682 | 0
LCP_Inputs_ON_Electric_Howarth_2023_05_05 | 2047 | H2 Import - QC | Import | Hydrogen | QC | Dispatch-Import | FuelCost | 0 | [6 empty] | 0.34682 | 0
LCP_Inputs_ON_Electric_Howarth_2023_05_05 | 2047 | H2 Import - QC | Import | Hydrogen | QC | Dispatch-Import | VOM | 0 | [6 empty] | 0.34682 | 0
LCP_Inputs_ON_Electric_Howarth_2023_05_05 | 2047 | H2 Import - QC | Import | Hydrogen | WC | Dispatch-Import | EmissionsCost | 0 | [6 empty] | 0.34682 | 0
LCP_Inputs_ON_Electric_Howarth_2023_05_05 | 2047 | H2 Import - QC | Import | Hydrogen | WC | Dispatch-Import | FuelCost | 0 | [6 empty] | 0.34682 | 0
LCP_Inputs_ON_Electric_Howarth_2023_05_05 | 2047 | H2 Import - QC | Import | Hydrogen | WC | Dispatch-Import | VOM | 0 | [6 empty] | 0.34682 | 0
LCP_Inputs_ON_Electric_Howarth_2023_05_05 | 2047 | H2 Import - WC | Import | Hydrogen | MI | Dispatch-Import | EmissionsCost | 0 | [6 empty] | 0.34682 | 0
LCP_Inputs_ON_Electric_Howarth_2023_05_05 | 2047 | H2 Import - WC | Import | Hydrogen | MI | Dispatch-Import | FuelCost | 0 | [6 empty] | 0.34682 | 0
LCP_Inputs_ON_Electric_Howarth_2023_05_05 | 2047 | H2 Import - WC | Import | Hydrogen | MI | Dispatch-Import | VOM | 0 | [6 empty] | 0.34682 | 0
LCP_Inputs_ON_Electric_Howarth_2023_05_05 | 2047 | H2 Import - WC | Import | Hydrogen | NY | Dispatch-Import | EmissionsCost | 0 | [6 empty] | 0.34682 | 0
LCP_Inputs_ON_Electric_Howarth_2023_05_05 | 2047 | H2 Import - WC | Import | Hydrogen | NY | Dispatch-Import | FuelCost | 0 | [6 empty] | 0.34682 | 0
LCP_Inputs_ON_Electric_Howarth_2023_05_05 | 2047 | H2 Import - WC | Import | Hydrogen | NY | Dispatch-Import | VOM | 0 | [6 empty] | 0.34682 | 0
LCP_Inputs_ON_Electric_Howarth_2023_05_05 | 2047 | H2 Import - WC | Import | Hydrogen | ON | Dispatch-Import | EmissionsCost | 0 | [6 empty] | 0.34682 | 0
LCP_Inputs_ON_Electric_Howarth_2023_05_05 | 2047 | H2 Import - WC | Import | Hydrogen | ON | Dispatch-Import | FuelCost | 0 | [6 empty] | 0.34682 | 0
LCP_Inputs_ON_Electric_Howarth_2023_05_05 | 2047 | H2 Import - WC | Import | Hydrogen | ON | Dispatch-Import | VOM | 0 | [6 empty] | 0.34682 | 0
LCP_Inputs_ON_Electric_Howarth_2023_05_05 | 2047 | H2 Import - WC | Import | Hydrogen | PJ | Dispatch-Import | EmissionsCost | 0 | [6 empty] | 0.34682 | 0
LCP_Inputs_ON_Electric_Howarth_2023_05_05 | 2047 | H2 Import - WC | Import | Hydrogen | PJ | Dispatch-Import | FuelCost | 0 | [6 empty] | 0.34682 | 0
LCP_Inputs_ON_Electric_Howarth_2023_05_05 | 2047 | H2 Import - WC | Import | Hydrogen | PJ | Dispatch-Import | VOM | 0 | [6 empty] | 0.34682 | 0
LCP_Inputs_ON_Electric_Howarth_2023_05_05 | 2047 | H2 Import - WC | Import | Hydrogen | QC | Dispatch-Import | EmissionsCost | 0 | [6 empty] | 0.34682 | 0
LCP_Inputs_ON_Electric_Howarth_2023_05_05 | 2047 | H2 Import - WC | Import | Hydrogen | QC | Dispatch-Import | FuelCost | 0 | [6 empty] | 0.34682 | 0
LCP_Inputs_ON_Electric_Howarth_2023_05_05 | 2047 | H2 Import - WC | Import | Hydrogen | QC | Dispatch-Import | VOM | 0 | [6 empty] | 0.34682 | 0
LCP_Inputs_ON_Electric_Howarth_2023_05_05 | 2047 | H2 Import - WC | Import | Hydrogen | WC | Dispatch-Import | EmissionsCost | 0 | [6 empty] | 0.34682 | 0
LCP_Inputs_ON_Electric_Howarth_2023_05_05 | 2047 | H2 Import - WC | Import | Hydrogen | WC | Dispatch-Import | FuelCost | 264354475.5194 | [6 empty] | 0.34682 | 91682512.4985
LCP_Inputs_ON_Electric_Howarth_2023_05_05 | 2047 | H2 Import - WC | Import | Hydrogen | WC | Dispatch-Import | VOM | 0 | [6 empty] | 0.34682 | 0
LCP_Inputs_ON_Electric_Howarth_2023_05_05 | 2047 | H2 Salt Cavern Storage - ON | Storage | Hydrogen | MI | Dispatch-Storage | EmissionsCost | 0 | [6 empty] | 0.34682 | 0
LCP_Inputs_ON_Electric_Howarth_2023_05_05 | 2047 | H2 Salt Cavern Storage - ON | Storage | Hydrogen | MI | Dispatch-Storage | FuelCost | 0 | [6 empty] | 0.34682 | 0
LCP_Inputs_ON_Electric_Howarth_2023_05_05 | 2047 | H2 Salt Cavern Storage - ON | Storage | Hydrogen | MI | Dispatch-Storage | VOM | 0 | [6 empty] | 0.34682 | 0
LCP_Inputs_ON_Electric_Howarth_2023_05_05 | 2047 | H2 Salt Cavern Storage - ON | Storage | Hydrogen | NY | Dispatch-Storage | EmissionsCost | 0 | [6 empty] | 0.34682 | 0
LCP_Inputs_ON_Electric_Howarth_2023_05_05 | 2047 | H2 Salt Cavern Storage - ON | Storage | Hydrogen | NY | Dispatch-Storage | FuelCost | 0 | [6 empty] | 0.34682 | 0
LCP_Inputs_ON_Electric_Howarth_2023_05_05 | 2047 | H2 Salt Cavern Storage - ON | Storage | Hydrogen | NY | Dispatch-Storage | VOM | 0 | [6 empty] | 0.34682 | 0
LCP_Inputs_ON_Electric_Howarth_2023_05_05 | 2047 | H2 Salt Cavern Storage - ON | Storage | Hydrogen | ON | Dispatch-Storage | EmissionsCost | 0 | [6 empty] | 0.34682 | 0
LCP_Inputs_ON_Electric_Howarth_2023_05_05 | 2047 | H2 Salt Cavern Storage - ON | Storage | Hydrogen | ON | Dispatch-Storage | FuelCost | 0 | [6 empty] | 0.34682 | 0
LCP_Inputs_ON_Electric_Howarth_2023_05_05 | 2047 | H2 Salt Cavern Storage - ON | Storage | Hydrogen | ON | Dispatch-Storage | VOM | 29987486.9081 | [6 empty] | 0.34682 | 10400157.3563
LCP_Inputs_ON_Electric_Howarth_2023_05_05 | 2047 | H2 Salt Cavern Storage - ON | Storage | Hydrogen | PJ | Dispatch-Storage | EmissionsCost | 0 | [6 empty] | 0.34682 | 0
LCP_Inputs_ON_Electric_Howarth_2023_05_05 | 2047 | H2 Salt Cavern Storage - ON | Storage | Hydrogen | PJ | Dispatch-Storage | FuelCost | 0 | [6 empty] | 0.34682 | 0
LCP_Inputs_ON_Electric_Howarth_2023_05_05 | 2047 | H2 Salt Cavern Storage - ON | Storage | Hydrogen | PJ | Dispatch-Storage | VOM | 0 | [6 empty] | 0.34682 | 0
LCP_Inputs_ON_Electric_Howarth_2023_05_05 | 2047 | H2 Salt Cavern Storage - ON | Storage | Hydrogen | QC | Dispatch-Storage | EmissionsCost | 0 | [6 empty] | 0.34682 | 0
LCP_Inputs_ON_Electric_Howarth_2023_05_05 | 2047 | H2 Salt Cavern Storage - ON | Storage | Hydrogen | QC | Dispatch-Storage | FuelCost | 0 | [6 empty] | 0.34682 | 0
LCP_Inputs_ON_Electric_Howarth_2023_05_05 | 2047 | H2 Salt Cavern Storage - ON | Storage | Hydrogen | QC | Dispatch-Storage | VOM | 0 | [6 empty] | 0.34682 | 0
LCP_Inputs_ON_Electric_Howarth_2023_05_05 | 2047 | H2 Salt Cavern Storage - ON | Storage | Hydrogen | WC | Dispatch-Storage | EmissionsCost | 0 | [6 empty] | 0.34682 | 0
LCP_Inputs_ON_Electric_Howarth_2023_05_05 | 2047 | H2 Salt Cavern Storage - ON | Storage | Hydrogen | WC | Dispatch-Storage | FuelCost | 0 | [6 empty] | 0.34682 | 0
LCP_Inputs_ON_Electric_Howarth_2023_05_05 | 2047 | H2 Salt Cavern Storage - ON | Storage | Hydrogen | WC | Dispatch-Storage | VOM | 0 | [6 empty] | 0.34682 | 0
LCP_Inputs_ON_Electric_Howarth_2023_05_05 | 2047 | Hydro | Generation | Electricity | MI | Dispatch-Generation | EmissionsCost | 0 | [6 empty] | 0.34682 | 0
LCP_Inputs_ON_Electric_Howarth_2023_05_05 | 2047 | Hydro | Generation | Electricity | MI | Dispatch-Generation | FuelCost | 0 | [6 empty] | 0.34682 | 0
LCP_Inputs_ON_Electric_Howarth_2023_05_05 | 2047 | Hydro | Generation | Electricity | MI | Dispatch-Generation | VOM | 0 | [6 empty] | 0.34682 | 0
LCP_Inputs_ON_Electric_Howarth_2023_05_05 | 2047 | Hydro | Generation | Electricity | NY | Dispatch-Generation | EmissionsCost | 0 | [6 empty] | 0.34682 | 0
LCP_Inputs_ON_Electric_Howarth_2023_05_05 | 2047 | Hydro | Generation | Electricity | NY | Dispatch-Generation | FuelCost | 0 | [6 empty] | 0.34682 | 0
LCP_Inputs_ON_Electric_Howarth_2023_05_05 | 2047 | Hydro | Generation | Electricity | NY | Dispatch-Generation | VOM | 0 | [6 empty] | 0.34682 | 0
LCP_Inputs_ON_Electric_Howarth_2023_05_05 | 2047 | Hydro | Generation | Electricity | ON | Dispatch-Generation | EmissionsCost | 0 | [6 empty] | 0.34682 | 0
LCP_Inputs_ON_Electric_Howarth_2023_05_05 | 2047 | Hydro | Generation | Electricity | ON | Dispatch-Generation | FuelCost | 0 | [6 empty] | 0.34682 | 0
LCP_Inputs_ON_Electric_Howarth_2023_05_05 | 2047 | Hydro | Generation | Electricity | ON | Dispatch-Generation | VOM | 0 | [6 empty] | 0.34682 | 0
LCP_Inputs_ON_Electric_Howarth_2023_05_05 | 2047 | Hydro | Generation | Electricity | PJ | Dispatch-Generation | EmissionsCost | 0 | [6 empty] | 0.34682 | 0
LCP_Inputs_ON_Electric_Howarth_2023_05_05 | 2047 | Hydro | Generation | Electricity | PJ | Dispatch-Generation | FuelCost | 0 | [6 empty] | 0.34682 | 0
LCP_Inputs_ON_Electric_Howarth_2023_05_05 | 2047 | Hydro | Generation | Electricity | PJ | Dispatch-Generation | VOM | 0 | [6 empty] | 0.34682 | 0
LCP_Inputs_ON_Electric_Howarth_2023_05_05 | 2047 | Hydro | Generation | Electricity | QC | Dispatch-Generation | EmissionsCost | 0 | [6 empty] | 0.34682 | 0
LCP_Inputs_ON_Electric_Howarth_2023_05_05 | 2047 | Hydro | Generation | Electricity | QC | Dispatch-Generation | FuelCost | 0 | [6 empty] | 0.34682 | 0
LCP_Inputs_ON_Electric_Howarth_2023_05_05 | 2047 | Hydro | Generation | Electricity | QC | Dispatch-Generation | VOM | 0 | [6 empty] | 0.34682 | 0
LCP_Inputs_ON_Electric_Howarth_2023_05_05 | 2047 | Hydro | Generation | Electricity | WC | Dispatch-Generation | EmissionsCost | 0 | [6 empty] | 0.34682 | 0
LCP_Inputs_ON_Electric_Howarth_2023_05_05 | 2047 | Hydro | Generation | Electricity | WC | Dispatch-Generation | FuelCost | 0 | [6 empty] | 0.34682 | 0
LCP_Inputs_ON_Electric_Howarth_2023_05_05 | 2047 | Hydro | Generation | Electricity | WC | Dispatch-Generation | VOM | 0 | [6 empty] | 0.34682 | 0
LCP_Inputs_ON_Electric_Howarth_2023_05_05 | 2047 | Hydro Pumped Storage | Storage | Electricity | MI | Dispatch-Storage | EmissionsCost | 0 | [6 empty] | 0.34682 | 0
LCP_Inputs_ON_Electric_Howarth_2023_05_05 | 2047 | Hydro Pumped Storage | Storage | Electricity | MI | Dispatch-Storage | FuelCost | 0 | [6 empty] | 0.34682 | 0
LCP_Inputs_ON_Electric_Howarth_2023_05_05 | 2047 | Hydro Pumped Storage | Storage | Electricity | MI | Dispatch-Storage | VOM | 0 | [6 empty] | 0.34682 | 0
LCP_Inputs_ON_Electric_Howarth_2023_05_05 | 2047 | Hydro Pumped Storage | Storage | Electricity | NY | Dispatch-Storage | EmissionsCost | 0 | [6 empty] | 0.34682 | 0
LCP_Inputs_ON_Electric_Howarth_2023_05_05 | 2047 | Hydro Pumped Storage | Storage | Electricity | NY | Dispatch-Storage | FuelCost | 0 | [6 empty] | 0.34682 | 0
LCP_Inputs_ON_Electric_Howarth_2023_05_05 | 2047 | Hydro Pumped Storage | Storage | Electricity | NY | Dispatch-Storage | VOM | 0 | [6 empty] | 0.34682 | 0
LCP_Inputs_ON_Electric_Howarth_2023_05_05 | 2047 | Hydro Pumped Storage | Storage | Electricity | ON | Dispatch-Storage | EmissionsCost | 0 | [6 empty] | 0.34682 | 0
LCP_Inputs_ON_Electric_Howarth_2023_05_05 | 2047 | Hydro Pumped Storage | Storage | Electricity | ON | Dispatch-Storage | FuelCost | 0 | [6 empty] | 0.34682 | 0
LCP_Inputs_ON_Electric_Howarth_2023_05_05 | 2047 | Hydro Pumped Storage | Storage | Electricity | ON | Dispatch-Storage | VOM | 0 | [6 empty] | 0.34682 | 0
LCP_Inputs_ON_Electric_Howarth_2023_05_05 | 2047 | Hydro Pumped Storage | Storage | Electricity | PJ | Dispatch-Storage | EmissionsCost | 0 | [6 empty] | 0.34682 | 0
LCP_Inputs_ON_Electric_Howarth_2023_05_05 | 2047 | Hydro Pumped Storage | Storage | Electricity | PJ | Dispatch-Storage | FuelCost | 0 | [6 empty] | 0.34682 | 0
LCP_Inputs_ON_Electric_Howarth_2023_05_05 | 2047 | Hydro Pumped Storage | Storage | Electricity | PJ | Dispatch-Storage | VOM | 0 | [6 empty] | 0.34682 | 0
LCP_Inputs_ON_Electric_Howarth_2023_05_05 | 2047 | Hydro Pumped Storage | Storage | Electricity | QC | Dispatch-Storage | EmissionsCost | 0 | [6 empty] | 0.34682 | 0
LCP_Inputs_ON_Electric_Howarth_2023_05_05 | 2047 | Hydro Pumped Storage | Storage | Electricity | QC | Dispatch-Storage | FuelCost | 0 | [6 empty] | 0.34682 | 0
LCP_Inputs_ON_Electric_Howarth_2023_05_05 | 2047 | Hydro Pumped Storage | Storage | Electricity | QC | Dispatch-Storage | VOM | 0 | [6 empty] | 0.34682 | 0
LCP_Inputs_ON_Electric_Howarth_2023_05_05 | 2047 | Hydro Pumped Storage | Storage | Electricity | WC | Dispatch-Storage | EmissionsCost | 0 | [6 empty] | 0.34682 | 0
LCP_Inputs_ON_Electric_Howarth_2023_05_05 | 2047 | Hydro Pumped Storage | Storage | Electricity | WC | Dispatch-Storage | FuelCost | 0 | [6 empty] | 0.34682 | 0
LCP_Inputs_ON_Electric_Howarth_2023_05_05 | 2047 | Hydro Pumped Storage | Storage | Electricity | WC | Dispatch-Storage | VOM | 0 | [6 empty] | 0.34682 | 0
LCP_Inputs_ON_Electric_Howarth_2023_05_05 | 2047 | Nuclear | Generation | Electricity | MI | Dispatch-Generation | EmissionsCost | 0 | [6 empty] | 0.34682 | 0
LCP_Inputs_ON_Electric_Howarth_2023_05_05 | 2047 | Nuclear | Generation | Electricity | MI | Dispatch-Generation | FuelCost | 0 | [6 empty] | 0.34682 | 0
LCP_Inputs_ON_Electric_Howarth_2023_05_05 | 2047 | Nuclear | Generation | Electricity | MI | Dispatch-Generation | VOM | 2762866296.96 | [6 empty] | 0.34682 | 958207812.8429
LCP_Inputs_ON_Electric_Howarth_2023_05_05 | 2047 | Nuclear | Generation | Electricity | NY | Dispatch-Generation | EmissionsCost | 0 | [6 empty] | 0.34682 | 0
LCP_Inputs_ON_Electric_Howarth_2023_05_05 | 2047 | Nuclear | Generation | Electricity | NY | Dispatch-Generation | FuelCost | 0 | [6 empty] | 0.34682 | 0
LCP_Inputs_ON_Electric_Howarth_2023_05_05 | 2047 | Nuclear | Generation | Electricity | NY | Dispatch-Generation | VOM | 2246155230.144 | [6 empty] | 0.34682 | 779003852.9009
LCP_Inputs_ON_Electric_Howarth_2023_05_05 | 2047 | Nuclear | Generation | Electricity | ON | Dispatch-Generation | EmissionsCost | 0 | [6 empty] | 0.34682 | 0
LCP_Inputs_ON_Electric_Howarth_2023_05_05 | 2047 | Nuclear | Generation | Electricity | ON | Dispatch-Generation | FuelCost | 0 | [6 empty] | 0.34682 | 0
LCP_Inputs_ON_Electric_Howarth_2023_05_05 | 2047 | Nuclear | Generation | Electricity | ON | Dispatch-Generation | VOM | 7838119223.6803 | [6 empty] | 0.34682 | 2718389625.4366
LCP_Inputs_ON_Electric_Howarth_2023_05_05 | 2047 | Nuclear | Generation | Electricity | PJ | Dispatch-Generation | EmissionsCost | 0 | [6 empty] | 0.34682 | 0
LCP_Inputs_ON_Electric_Howarth_2023_05_05 | 2047 | Nuclear | Generation | Electricity | PJ | Dispatch-Generation | FuelCost | 0 | [6 empty] | 0.34682 | 0
LCP_Inputs_ON_Electric_Howarth_2023_05_05 | 2047 | Nuclear | Generation | Electricity | PJ | Dispatch-Generation | VOM | 6401347648.6848 | [6 empty] | 0.34682 | 2220093435.7346
LCP_Inputs_ON_Electric_Howarth_2023_05_05 | 2047 | Nuclear | Generation | Electricity | QC | Dispatch-Generation | EmissionsCost | 0 | [6 empty] | 0.34682 | 0
LCP_Inputs_ON_Electric_Howarth_2023_05_05 | 2047 | Nuclear | Generation | Electricity | QC | Dispatch-Generation | FuelCost | 0 | [6 empty] | 0.34682 | 0
LCP_Inputs_ON_Electric_Howarth_2023_05_05 | 2047 | Nuclear | Generation | Electricity | QC | Dispatch-Generation | VOM | 0 | [6 empty] | 0.34682 | 0
LCP_Inputs_ON_Electric_Howarth_2023_05_05 | 2047 | Nuclear | Generation | Electricity | WC | Dispatch-Generation | EmissionsCost | 0 | [6 empty] | 0.34682 | 0
LCP_Inputs_ON_Electric_Howarth_2023_05_05 | 2047 | Nuclear | Generation | Electricity | WC | Dispatch-Generation | FuelCost | 0 | [6 empty] | 0.34682 | 0
LCP_Inputs_ON_Electric_Howarth_2023_05_05 | 2047 | Nuclear | Generation | Electricity | WC | Dispatch-Generation | VOM | 0 | [6 empty] | 0.34682 | 0
LCP_Inputs_ON_Electric_Howarth_2023_05_05 | 2047 | Nuclear SMR | Generation | Electricity | MI | Dispatch-Generation | EmissionsCost | 0 | [6 empty] | 0.34682 | 0
LCP_Inputs_ON_Electric_Howarth_2023_05_05 | 2047 | Nuclear SMR | Generation | Electricity | MI | Dispatch-Generation | FuelCost | 0 | [6 empty] | 0.34682 | 0
LCP_Inputs_ON_Electric_Howarth_2023_05_05 | 2047 | Nuclear SMR | Generation | Electricity | MI | Dispatch-Generation | VOM | 0 | [6 empty] | 0.34682 | 0
LCP_Inputs_ON_Electric_Howarth_2023_05_05 | 2047 | Nuclear SMR | Generation | Electricity | NY | Dispatch-Generation | EmissionsCost | 0 | [6 empty] | 0.34682 | 0
LCP_Inputs_ON_Electric_Howarth_2023_05_05 | 2047 | Nuclear SMR | Generation | Electricity | NY | Dispatch-Generation | FuelCost | 0 | [6 empty] | 0.34682 | 0
LCP_Inputs_ON_Electric_Howarth_2023_05_05 | 2047 | Nuclear SMR | Generation | Electricity | NY | Dispatch-Generation | VOM | 0 | [6 empty] | 0.34682 | 0
LCP_Inputs_ON_Electric_Howarth_2023_05_05 | 2047 | Nuclear SMR | Generation | Electricity | ON | Dispatch-Generation | EmissionsCost | 0 | [6 empty] | 0.34682 | 0
LCP_Inputs_ON_Electric_Howarth_2023_05_05 | 2047 | Nuclear SMR | Generation | Electricity | ON | Dispatch-Generation | FuelCost | 0 | [6 empty] | 0.34682 | 0
LCP_Inputs_ON_Electric_Howarth_2023_05_05 | 2047 | Nuclear SMR | Generation | Electricity | ON | Dispatch-Generation | VOM | 209027402.6763 | [6 empty] | 0.34682 | 72494166.8596
LCP_Inputs_ON_Electric_Howarth_2023_05_05 | 2047 | Nuclear SMR | Generation | Electricity | PJ | Dispatch-Generation | EmissionsCost | 0 | [6 empty] | 0.34682 | 0
LCP_Inputs_ON_Electric_Howarth_2023_05_05 | 2047 | Nuclear SMR | Generation | Electricity | PJ | Dispatch-Generation | FuelCost | 0 | [6 empty] | 0.34682 | 0
LCP_Inputs_ON_Electric_Howarth_2023_05_05 | 2047 | Nuclear SMR | Generation | Electricity | PJ | Dispatch-Generation | VOM | 0 | [6 empty] | 0.34682 | 0
LCP_Inputs_ON_Electric_Howarth_2023_05_05 | 2047 | Nuclear SMR | Generation | Electricity | QC | Dispatch-Generation | EmissionsCost | 0 | [6 empty] | 0.34682 | 0
LCP_Inputs_ON_Electric_Howarth_2023_05_05 | 2047 | Nuclear SMR | Generation | Electricity | QC | Dispatch-Generation | FuelCost | 0 | [6 empty] | 0.34682 | 0
LCP_Inputs_ON_Electric_Howarth_2023_05_05 | 2047 | Nuclear SMR | Generation | Electricity | QC | Dispatch-Generation | VOM | 0 | [6 empty] | 0.34682 | 0
LCP_Inputs_ON_Electric_Howarth_2023_05_05 | 2047 | Nuclear SMR | Generation | Electricity | WC | Dispatch-Generation | EmissionsCost | 0 | [6 empty] | 0.34682 | 0
LCP_Inputs_ON_Electric_Howarth_2023_05_05 | 2047 | Nuclear SMR | Generation | Electricity | WC | Dispatch-Generation | FuelCost | 0 | [6 empty] | 0.34682 | 0
LCP_Inputs_ON_Electric_Howarth_2023_05_05 | 2047 | Nuclear SMR | Generation | Electricity | WC | Dispatch-Generation | VOM | 0 | [6 empty] | 0.34682 | 0
LCP_Inputs_ON_Electric_Howarth_2023_05_05 | 2047 | O/CCGT - CH4 Existing | Crossload | Electricity | MI | Dispatch-Crossload | EmissionsCost | 0 | [6 empty] | 0.34682 | 0
LCP_Inputs_ON_Electric_Howarth_2023_05_05 | 2047 | O/CCGT - CH4 Existing | Crossload | Electricity | MI | Dispatch-Crossload | FuelCost | 0 | [6 empty] | 0.34682 | 0
LCP_Inputs_ON_Electric_Howarth_2023_05_05 | 2047 | O/CCGT - CH4 Existing | Crossload | Electricity | MI | Dispatch-Crossload | VOM | 0 | [6 empty] | 0.34682 | 0
LCP_Inputs_ON_Electric_Howarth_2023_05_05 | 2047 | O/CCGT - CH4 Existing | Crossload | Electricity | NY | Dispatch-Crossload | EmissionsCost | 0 | [6 empty] | 0.34682 | 0
LCP_Inputs_ON_Electric_Howarth_2023_05_05 | 2047 | O/CCGT - CH4 Existing | Crossload | Electricity | NY | Dispatch-Crossload | FuelCost | 0 | [6 empty] | 0.34682 | 0
LCP_Inputs_ON_Electric_Howarth_2023_05_05 | 2047 | O/CCGT - CH4 Existing | Crossload | Electricity | NY | Dispatch-Crossload | VOM | 0 | [6 empty] | 0.34682 | 0
LCP_Inputs_ON_Electric_Howarth_2023_05_05 | 2047 | O/CCGT - CH4 Existing | Crossload | Electricity | ON | Dispatch-Crossload | EmissionsCost | 4102217.4246 | [6 empty] | 0.34682 | 1422716.9771
LCP_Inputs_ON_Electric_Howarth_2023_05_05 | 2047 | O/CCGT - CH4 Existing | Crossload | Electricity | ON | Dispatch-Crossload | FuelCost | 0 | [6 empty] | 0.34682 | 0
LCP_Inputs_ON_Electric_Howarth_2023_05_05 | 2047 | O/CCGT - CH4 Existing | Crossload | Electricity | ON | Dispatch-Crossload | VOM | 145942.0715 | [6 empty] | 0.34682 | 50615.1287
LCP_Inputs_ON_Electric_Howarth_2023_05_05 | 2047 | O/CCGT - CH4 Existing | Crossload | Electricity | PJ | Dispatch-Crossload | EmissionsCost | 0 | [6 empty] | 0.34682 | 0
LCP_Inputs_ON_Electric_Howarth_2023_05_05 | 2047 | O/CCGT - CH4 Existing | Crossload | Electricity | PJ | Dispatch-Crossload | FuelCost | 0 | [6 empty] | 0.34682 | 0
LCP_Inputs_ON_Electric_Howarth_2023_05_05 | 2047 | O/CCGT - CH4 Existing | Crossload | Electricity | PJ | Dispatch-Crossload | VOM | 0 | [6 empty] | 0.34682 | 0
LCP_Inputs_ON_Electric_Howarth_2023_05_05 | 2047 | O/CCGT - CH4 Existing | Crossload | Electricity | QC | Dispatch-Crossload | EmissionsCost | 0 | [6 empty] | 0.34682 | 0
LCP_Inputs_ON_Electric_Howarth_2023_05_05 | 2047 | O/CCGT - CH4 Existing | Crossload | Electricity | QC | Dispatch-Crossload | FuelCost | 0 | [6 empty] | 0.34682 | 0
LCP_Inputs_ON_Electric_Howarth_2023_05_05 | 2047 | O/CCGT - CH4 Existing | Crossload | Electricity | QC | Dispatch-Crossload | VOM | 0 | [6 empty] | 0.34682 | 0
LCP_Inputs_ON_Electric_Howarth_2023_05_05 | 2047 | O/CCGT - CH4 Existing | Crossload | Electricity | WC | Dispatch-Crossload | EmissionsCost | 0 | [6 empty] | 0.34682 | 0
LCP_Inputs_ON_Electric_Howarth_2023_05_05 | 2047 | O/CCGT - CH4 Existing | Crossload | Electricity | WC | Dispatch-Crossload | FuelCost | 0 | [6 empty] | 0.34682 | 0
LCP_Inputs_ON_Electric_Howarth_2023_05_05 | 2047 | O/CCGT - CH4 Existing | Crossload | Electricity | WC | Dispatch-Crossload | VOM | 0 | [6 empty] | 0.34682 | 0
LCP_Inputs_ON_Electric_Howarth_2023_05_05 | 2047 | O/CCGT - CH4 New | Crossload | Electricity | MI | Dispatch-Crossload | EmissionsCost | 0 | [6 empty] | 0.34682 | 0
LCP_Inputs_ON_Electric_Howarth_2023_05_05 | 2047 | O/CCGT - CH4 New | Crossload | Electricity | MI | Dispatch-Crossload | FuelCost | 0 | [6 empty] | 0.34682 | 0
LCP_Inputs_ON_Electric_Howarth_2023_05_05 | 2047 | O/CCGT - CH4 New | Crossload | Electricity | MI | Dispatch-Crossload | VOM | 0 | [6 empty] | 0.34682 | 0
LCP_Inputs_ON_Electric_Howarth_2023_05_05 | 2047 | O/CCGT - CH4 New | Crossload | Electricity | NY | Dispatch-Crossload | EmissionsCost | 0 | [6 empty] | 0.34682 | 0
LCP_Inputs_ON_Electric_Howarth_2023_05_05 | 2047 | O/CCGT - CH4 New | Crossload | Electricity | NY | Dispatch-Crossload | FuelCost | 0 | [6 empty] | 0.34682 | 0
LCP_Inputs_ON_Electric_Howarth_2023_05_05 | 2047 | O/CCGT - CH4 New | Crossload | Electricity | NY | Dispatch-Crossload | VOM | 0 | [6 empty] | 0.34682 | 0
LCP_Inputs_ON_Electric_Howarth_2023_05_05 | 2047 | O/CCGT - CH4 New | Crossload | Electricity | ON | Dispatch-Crossload | EmissionsCost | 1412953.2475 | [6 empty] | 0.34682 | 490035.5991
LCP_Inputs_ON_Electric_Howarth_2023_05_05 | 2047 | O/CCGT - CH4 New | Crossload | Electricity | ON | Dispatch-Crossload | FuelCost | 0 | [6 empty] | 0.34682 | 0
LCP_Inputs_ON_Electric_Howarth_2023_05_05 | 2047 | O/CCGT - CH4 New | Crossload | Electricity | ON | Dispatch-Crossload | VOM | 50267.7704 | [6 empty] | 0.34682 | 17433.6957
LCP_Inputs_ON_Electric_Howarth_2023_05_05 | 2047 | O/CCGT - CH4 New | Crossload | Electricity | PJ | Dispatch-Crossload | EmissionsCost | 0 | [6 empty] | 0.34682 | 0
LCP_Inputs_ON_Electric_Howarth_2023_05_05 | 2047 | O/CCGT - CH4 New | Crossload | Electricity | PJ | Dispatch-Crossload | FuelCost | 0 | [6 empty] | 0.34682 | 0
LCP_Inputs_ON_Electric_Howarth_2023_05_05 | 2047 | O/CCGT - CH4 New | Crossload | Electricity | PJ | Dispatch-Crossload | VOM | 0 | [6 empty] | 0.34682 | 0
LCP_Inputs_ON_Electric_Howarth_2023_05_05 | 2047 | O/CCGT - CH4 New | Crossload | Electricity | QC | Dispatch-Crossload | EmissionsCost | 0 | [6 empty] | 0.34682 | 0
LCP_Inputs_ON_Electric_Howarth_2023_05_05 | 2047 | O/CCGT - CH4 New | Crossload | Electricity | QC | Dispatch-Crossload | FuelCost | 0 | [6 empty] | 0.34682 | 0
LCP_Inputs_ON_Electric_Howarth_2023_05_05 | 2047 | O/CCGT - CH4 New | Crossload | Electricity | QC | Dispatch-Crossload | VOM | 0 | [6 empty] | 0.34682 | 0
LCP_Inputs_ON_Electric_Howarth_2023_05_05 | 2047 | O/CCGT - CH4 New | Crossload | Electricity | WC | Dispatch-Crossload | EmissionsCost | 0 | [6 empty] | 0.34682 | 0
LCP_Inputs_ON_Electric_Howarth_2023_05_05 | 2047 | O/CCGT - CH4 New | Crossload | Electricity | WC | Dispatch-Crossload | FuelCost | 0 | [6 empty] | 0.34682 | 0
LCP_Inputs_ON_Electric_Howarth_2023_05_05 | 2047 | O/CCGT - CH4 New | Crossload | Electricity | WC | Dispatch-Crossload | VOM | 0 | [6 empty] | 0.34682 | 0
LCP_Inputs_ON_Electric_Howarth_2023_05_05 | 2047 | O/CCGT - H2 New | Crossload | Electricity | MI | Dispatch-Crossload | EmissionsCost | 0 | [6 empty] | 0.34682 | 0
LCP_Inputs_ON_Electric_Howarth_2023_05_05 | 2047 | O/CCGT - H2 New | Crossload | Electricity | MI | Dispatch-Crossload | FuelCost | 0 | [6 empty] | 0.34682 | 0
LCP_Inputs_ON_Electric_Howarth_2023_05_05 | 2047 | O/CCGT - H2 New | Crossload | Electricity | MI | Dispatch-Crossload | VOM | 0 | [6 empty] | 0.34682 | 0
LCP_Inputs_ON_Electric_Howarth_2023_05_05 | 2047 | O/CCGT - H2 New | Crossload | Electricity | NY | Dispatch-Crossload | EmissionsCost | 0 | [6 empty] | 0.34682 | 0
LCP_Inputs_ON_Electric_Howarth_2023_05_05 | 2047 | O/CCGT - H2 New | Crossload | Electricity | NY | Dispatch-Crossload | FuelCost | 0 | [6 empty] | 0.34682 | 0
LCP_Inputs_ON_Electric_Howarth_2023_05_05 | 2047 | O/CCGT - H2 New | Crossload | Electricity | NY | Dispatch-Crossload | VOM | 0 | [6 empty] | 0.34682 | 0
LCP_Inputs_ON_Electric_Howarth_2023_05_05 | 2047 | O/CCGT - H2 New | Crossload | Electricity | ON | Dispatch-Crossload | EmissionsCost | 0 | [6 empty] | 0.34682 | 0
LCP_Inputs_ON_Electric_Howarth_2023_05_05 | 2047 | O/CCGT - H2 New | Crossload | Electricity | ON | Dispatch-Crossload | FuelCost | 0 | [6 empty] | 0.34682 | 0
LCP_Inputs_ON_Electric_Howarth_2023_05_05 | 2047 | O/CCGT - H2 New | Crossload | Electricity | ON | Dispatch-Crossload | VOM | 1216577.8169 | [6 empty] | 0.34682 | 421929.3458
LCP_Inputs_ON_Electric_Howarth_2023_05_05 | 2047 | O/CCGT - H2 New | Crossload | Electricity | PJ | Dispatch-Crossload | EmissionsCost | 0 | [6 empty] | 0.34682 | 0
LCP_Inputs_ON_Electric_Howarth_2023_05_05 | 2047 | O/CCGT - H2 New | Crossload | Electricity | PJ | Dispatch-Crossload | FuelCost | 0 | [6 empty] | 0.34682 | 0
LCP_Inputs_ON_Electric_Howarth_2023_05_05 | 2047 | O/CCGT - H2 New | Crossload | Electricity | PJ | Dispatch-Crossload | VOM | 0 | [6 empty] | 0.34682 | 0
LCP_Inputs_ON_Electric_Howarth_2023_05_05 | 2047 | O/CCGT - H2 New | Crossload | Electricity | QC | Dispatch-Crossload | EmissionsCost | 0 | [6 empty] | 0.34682 | 0
LCP_Inputs_ON_Electric_Howarth_2023_05_05 | 2047 | O/CCGT - H2 New | Crossload | Electricity | QC | Dispatch-Crossload | FuelCost | 0 | [6 empty] | 0.34682 | 0
LCP_Inputs_ON_Electric_Howarth_2023_05_05 | 2047 | O/CCGT - H2 New | Crossload | Electricity | QC | Dispatch-Crossload | VOM | 0 | [6 empty] | 0.34682 | 0
LCP_Inputs_ON_Electric_Howarth_2023_05_05 | 2047 | O/CCGT - H2 New | Crossload | Electricity | WC | Dispatch-Crossload | EmissionsCost | 0 | [6 empty] | 0.34682 | 0
LCP_Inputs_ON_Electric_Howarth_2023_05_05 | 2047 | O/CCGT - H2 New | Crossload | Electricity | WC | Dispatch-Crossload | FuelCost | 0 | [6 empty] | 0.34682 | 0
LCP_Inputs_ON_Electric_Howarth_2023_05_05 | 2047 | O/CCGT - H2 New | Crossload | Electricity | WC | Dispatch-Crossload | VOM | 0 | [6 empty] | 0.34682 | 0
LCP_Inputs_ON_Electric_Howarth_2023_05_05 | 2047 | SMR CCS | Generation | Hydrogen | MI | Dispatch-Generation | EmissionsCost | 0 | [6 empty] | 0.34682 | 0
LCP_Inputs_ON_Electric_Howarth_2023_05_05 | 2047 | SMR CCS | Generation | Hydrogen | MI | Dispatch-Generation | FuelCost | 0 | [6 empty] | 0.34682 | 0
LCP_Inputs_ON_Electric_Howarth_2023_05_05 | 2047 | SMR CCS | Generation | Hydrogen | MI | Dispatch-Generation | VOM | 0 | [6 empty] | 0.34682 | 0
LCP_Inputs_ON_Electric_Howarth_2023_05_05 | 2047 | SMR CCS | Generation | Hydrogen | NY | Dispatch-Generation | EmissionsCost | 0 | [6 empty] | 0.34682 | 0
LCP_Inputs_ON_Electric_Howarth_2023_05_05 | 2047 | SMR CCS | Generation | Hydrogen | NY | Dispatch-Generation | FuelCost | 0 | [6 empty] | 0.34682 | 0
LCP_Inputs_ON_Electric_Howarth_2023_05_05 | 2047 | SMR CCS | Generation | Hydrogen | NY | Dispatch-Generation | VOM | 0 | [6 empty] | 0.34682 | 0
LCP_Inputs_ON_Electric_Howarth_2023_05_05 | 2047 | SMR CCS | Generation | Hydrogen | ON | Dispatch-Generation | EmissionsCost | 1007144.5083 | [6 empty] | 0.34682 | 349294.404
LCP_Inputs_ON_Electric_Howarth_2023_05_05 | 2047 | SMR CCS | Generation | Hydrogen | ON | Dispatch-Generation | FuelCost | 457300.2332 | [6 empty] | 0.34682 | 158599.2984
LCP_Inputs_ON_Electric_Howarth_2023_05_05 | 2047 | SMR CCS | Generation | Hydrogen | ON | Dispatch-Generation | VOM | 0 | [6 empty] | 0.34682 | 0
LCP_Inputs_ON_Electric_Howarth_2023_05_05 | 2047 | SMR CCS | Generation | Hydrogen | PJ | Dispatch-Generation | EmissionsCost | 0 | [6 empty] | 0.34682 | 0
LCP_Inputs_ON_Electric_Howarth_2023_05_05 | 2047 | SMR CCS | Generation | Hydrogen | PJ | Dispatch-Generation | FuelCost | 0 | [6 empty] | 0.34682 | 0
LCP_Inputs_ON_Electric_Howarth_2023_05_05 | 2047 | SMR CCS | Generation | Hydrogen | PJ | Dispatch-Generation | VOM | 0 | [6 empty] | 0.34682 | 0
LCP_Inputs_ON_Electric_Howarth_2023_05_05 | 2047 | SMR CCS | Generation | Hydrogen | QC | Dispatch-Generation | EmissionsCost | 0 | [6 empty] | 0.34682 | 0
LCP_Inputs_ON_Electric_Howarth_2023_05_05 | 2047 | SMR CCS | Generation | Hydrogen | QC | Dispatch-Generation | FuelCost | 0 | [6 empty] | 0.34682 | 0
LCP_Inputs_ON_Electric_Howarth_2023_05_05 | 2047 | SMR CCS | Generation | Hydrogen | QC | Dispatch-Generation | VOM | 0 | [6 empty] | 0.34682 | 0
LCP_Inputs_ON_Electric_Howarth_2023_05_05 | 2047 | SMR CCS | Generation | Hydrogen | WC | Dispatch-Generation | EmissionsCost | 0 | [6 empty] | 0.34682 | 0
LCP_Inputs_ON_Electric_Howarth_2023_05_05 | 2047 | SMR CCS | Generation | Hydrogen | WC | Dispatch-Generation | FuelCost | 0 | [6 empty] | 0.34682 | 0
LCP_Inputs_ON_Electric_Howarth_2023_05_05 | 2047 | SMR CCS | Generation | Hydrogen | WC | Dispatch-Generation | VOM | 0 | [6 empty] | 0.34682 | 0
LCP_Inputs_ON_Electric_Howarth_2023_05_05 | 2047 | Solar PV | Generation | Electricity | MI | Dispatch-Generation | EmissionsCost | 0 | [6 empty] | 0.34682 | 0
LCP_Inputs_ON_Electric_Howarth_2023_05_05 | 2047 | Solar PV | Generation | Electricity | MI | Dispatch-Generation | FuelCost | 0 | [6 empty] | 0.34682 | 0
LCP_Inputs_ON_Electric_Howarth_2023_05_05 | 2047 | Solar PV | Generation | Electricity | MI | Dispatch-Generation | VOM | 0 | [6 empty] | 0.34682 | 0
LCP_Inputs_ON_Electric_Howarth_2023_05_05 | 2047 | Solar PV | Generation | Electricity | NY | Dispatch-Generation | EmissionsCost | 0 | [6 empty] | 0.34682 | 0
LCP_Inputs_ON_Electric_Howarth_2023_05_05 | 2047 | Solar PV | Generation | Electricity | NY | Dispatch-Generation | FuelCost | 0 | [6 empty] | 0.34682 | 0
LCP_Inputs_ON_Electric_Howarth_2023_05_05 | 2047 | Solar PV | Generation | Electricity | NY | Dispatch-Generation | VOM | 0 | [6 empty] | 0.34682 | 0
LCP_Inputs_ON_Electric_Howarth_2023_05_05 | 2047 | Solar PV | Generation | Electricity | ON | Dispatch-Generation | EmissionsCost | 0 | [6 empty] | 0.34682 | 0
LCP_Inputs_ON_Electric_Howarth_2023_05_05 | 2047 | Solar PV | Generation | Electricity | ON | Dispatch-Generation | FuelCost | 0 | [6 empty] | 0.34682 | 0
LCP_Inputs_ON_Electric_Howarth_2023_05_05 | 2047 | Solar PV | Generation | Electricity | ON | Dispatch-Generation | VOM | 0 | [6 empty] | 0.34682 | 0
LCP_Inputs_ON_Electric_Howarth_2023_05_05 | 2047 | Solar PV | Generation | Electricity | PJ | Dispatch-Generation | EmissionsCost | 0 | [6 empty] | 0.34682 | 0
LCP_Inputs_ON_Electric_Howarth_2023_05_05 | 2047 | Solar PV | Generation | Electricity | PJ | Dispatch-Generation | FuelCost | 0 | [6 empty] | 0.34682 | 0
LCP_Inputs_ON_Electric_Howarth_2023_05_05 | 2047 | Solar PV | Generation | Electricity | PJ | Dispatch-Generation | VOM | 0 | [6 empty] | 0.34682 | 0
LCP_Inputs_ON_Electric_Howarth_2023_05_05 | 2047 | Solar PV | Generation | Electricity | QC | Dispatch-Generation | EmissionsCost | 0 | [6 empty] | 0.34682 | 0
LCP_Inputs_ON_Electric_Howarth_2023_05_05 | 2047 | Solar PV | Generation | Electricity | QC | Dispatch-Generation | FuelCost | 0 | [6 empty] | 0.34682 | 0
LCP_Inputs_ON_Electric_Howarth_2023_05_05 | 2047 | Solar PV | Generation | Electricity | QC | Dispatch-Generation | VOM | 0 | [6 empty] | 0.34682 | 0
LCP_Inputs_ON_Electric_Howarth_2023_05_05 | 2047 | Solar PV | Generation | Electricity | WC | Dispatch-Generation | EmissionsCost | 0 | [6 empty] | 0.34682 | 0
LCP_Inputs_ON_Electric_Howarth_2023_05_05 | 2047 | Solar PV | Generation | Electricity | WC | Dispatch-Generation | FuelCost | 0 | [6 empty] | 0.34682 | 0
LCP_Inputs_ON_Electric_Howarth_2023_05_05 | 2047 | Solar PV | Generation | Electricity | WC | Dispatch-Generation | VOM | 0 | [6 empty] | 0.34682 | 0
LCP_Inputs_ON_Electric_Howarth_2023_05_05 | 2047 | Wind Offshore | Generation | Electricity | MI | Dispatch-Generation | EmissionsCost | 0 | [6 empty] | 0.34682 | 0
LCP_Inputs_ON_Electric_Howarth_2023_05_05 | 2047 | Wind Offshore | Generation | Electricity | MI | Dispatch-Generation | FuelCost | 0 | [6 empty] | 0.34682 | 0
LCP_Inputs_ON_Electric_Howarth_2023_05_05 | 2047 | Wind Offshore | Generation | Electricity | MI | Dispatch-Generation | VOM | 0 | [6 empty] | 0.34682 | 0
LCP_Inputs_ON_Electric_Howarth_2023_05_05 | 2047 | Wind Offshore | Generation | Electricity | NY | Dispatch-Generation | EmissionsCost | 0 | [6 empty] | 0.34682 | 0
LCP_Inputs_ON_Electric_Howarth_2023_05_05 | 2047 | Wind Offshore | Generation | Electricity | NY | Dispatch-Generation | FuelCost | 0 | [6 empty] | 0.34682 | 0
LCP_Inputs_ON_Electric_Howarth_2023_05_05 | 2047 | Wind Offshore | Generation | Electricity | NY | Dispatch-Generation | VOM | 0 | [6 empty] | 0.34682 | 0
LCP_Inputs_ON_Electric_Howarth_2023_05_05 | 2047 | Wind Offshore | Generation | Electricity | ON | Dispatch-Generation | EmissionsCost | 0 | [6 empty] | 0.34682 | 0
LCP_Inputs_ON_Electric_Howarth_2023_05_05 | 2047 | Wind Offshore | Generation | Electricity | ON | Dispatch-Generation | FuelCost | 0 | [6 empty] | 0.34682 | 0
LCP_Inputs_ON_Electric_Howarth_2023_05_05 | 2047 | Wind Offshore | Generation | Electricity | ON | Dispatch-Generation | VOM | 0 | [6 empty] | 0.34682 | 0
LCP_Inputs_ON_Electric_Howarth_2023_05_05 | 2047 | Wind Offshore | Generation | Electricity | PJ | Dispatch-Generation | EmissionsCost | 0 | [6 empty] | 0.34682 | 0
LCP_Inputs_ON_Electric_Howarth_2023_05_05 | 2047 | Wind Offshore | Generation | Electricity | PJ | Dispatch-Generation | FuelCost | 0 | [6 empty] | 0.34682 | 0
LCP_Inputs_ON_Electric_Howarth_2023_05_05 | 2047 | Wind Offshore | Generation | Electricity | PJ | Dispatch-Generation | VOM | 0 | [6 empty] | 0.34682 | 0
LCP_Inputs_ON_Electric_Howarth_2023_05_05 | 2047 | Wind Offshore | Generation | Electricity | QC | Dispatch-Generation | EmissionsCost | 0 | [6 empty] | 0.34682 | 0
LCP_Inputs_ON_Electric_Howarth_2023_05_05 | 2047 | Wind Offshore | Generation | Electricity | QC | Dispatch-Generation | FuelCost | 0 | [6 empty] | 0.34682 | 0
LCP_Inputs_ON_Electric_Howarth_2023_05_05 | 2047 | Wind Offshore | Generation | Electricity | QC | Dispatch-Generation | VOM | 0 | [6 empty] | 0.34682 | 0
LCP_Inputs_ON_Electric_Howarth_2023_05_05 | 2047 | Wind Offshore | Generation | Electricity | WC | Dispatch-Generation | EmissionsCost | 0 | [6 empty] | 0.34682 | 0
LCP_Inputs_ON_Electric_Howarth_2023_05_05 | 2047 | Wind Offshore | Generation | Electricity | WC | Dispatch-Generation | FuelCost | 0 | [6 empty] | 0.34682 | 0
LCP_Inputs_ON_Electric_Howarth_2023_05_05 | 2047 | Wind Offshore | Generation | Electricity | WC | Dispatch-Generation | VOM | 0 | [6 empty] | 0.34682 | 0
LCP_Inputs_ON_Electric_Howarth_2023_05_05 | 2047 | Wind Onshore | Generation | Electricity | MI | Dispatch-Generation | EmissionsCost | 0 | [6 empty] | 0.34682 | 0
LCP_Inputs_ON_Electric_Howarth_2023_05_05 | 2047 | Wind Onshore | Generation | Electricity | MI | Dispatch-Generation | FuelCost | 0 | [6 empty] | 0.34682 | 0
LCP_Inputs_ON_Electric_Howarth_2023_05_05 | 2047 | Wind Onshore | Generation | Electricity | MI | Dispatch-Generation | VOM | 0 | [6 empty] | 0.34682 | 0
LCP_Inputs_ON_Electric_Howarth_2023_05_05 | 2047 | Wind Onshore | Generation | Electricity | NY | Dispatch-Generation | EmissionsCost | 0 | [6 empty] | 0.34682 | 0
LCP_Inputs_ON_Electric_Howarth_2023_05_05 | 2047 | Wind Onshore | Generation | Electricity | NY | Dispatch-Generation | FuelCost | 0 | [6 empty] | 0.34682 | 0
LCP_Inputs_ON_Electric_Howarth_2023_05_05 | 2047 | Wind Onshore | Generation | Electricity | NY | Dispatch-Generation | VOM | 0 | [6 empty] | 0.34682 | 0
LCP_Inputs_ON_Electric_Howarth_2023_05_05 | 2047 | Wind Onshore | Generation | Electricity | ON | Dispatch-Generation | EmissionsCost | 0 | [6 empty] | 0.34682 | 0
LCP_Inputs_ON_Electric_Howarth_2023_05_05 | 2047 | Wind Onshore | Generation | Electricity | ON | Dispatch-Generation | FuelCost | 0 | [6 empty] | 0.34682 | 0
LCP_Inputs_ON_Electric_Howarth_2023_05_05 | 2047 | Wind Onshore | Generation | Electricity | ON | Dispatch-Generation | VOM | 0 | [6 empty] | 0.34682 | 0
LCP_Inputs_ON_Electric_Howarth_2023_05_05 | 2047 | Wind Onshore | Generation | Electricity | PJ | Dispatch-Generation | EmissionsCost | 0 | [6 empty] | 0.34682 | 0
LCP_Inputs_ON_Electric_Howarth_2023_05_05 | 2047 | Wind Onshore | Generation | Electricity | PJ | Dispatch-Generation | FuelCost | 0 | [6 empty] | 0.34682 | 0
LCP_Inputs_ON_Electric_Howarth_2023_05_05 | 2047 | Wind Onshore | Generation | Electricity | PJ | Dispatch-Generation | VOM | 0 | [6 empty] | 0.34682 | 0
LCP_Inputs_ON_Electric_Howarth_2023_05_05 | 2047 | Wind Onshore | Generation | Electricity | QC | Dispatch-Generation | EmissionsCost | 0 | [6 empty] | 0.34682 | 0
LCP_Inputs_ON_Electric_Howarth_2023_05_05 | 2047 | Wind Onshore | Generation | Electricity | QC | Dispatch-Generation | FuelCost | 0 | [6 empty] | 0.34682 | 0
LCP_Inputs_ON_Electric_Howarth_2023_05_05 | 2047 | Wind Onshore | Generation | Electricity | QC | Dispatch-Generation | VOM | 0 | [6 empty] | 0.34682 | 0
LCP_Inputs_ON_Electric_Howarth_2023_05_05 | 2047 | Wind Onshore | Generation | Electricity | WC | Dispatch-Generation | EmissionsCost | 0 | [6 empty] | 0.34682 | 0
LCP_Inputs_ON_Electric_Howarth_2023_05_05 | 2047 | Wind Onshore | Generation | Electricity | WC | Dispatch-Generation | FuelCost | 0 | [6 empty] | 0.34682 | 0
LCP_Inputs_ON_Electric_Howarth_2023_05_05 | 2047 | Wind Onshore | Generation | Electricity | WC | Dispatch-Generation | VOM | 0 | [6 empty] | 0.34682 | 0
LCP_Inputs_ON_Electric_Howarth_2023_05_05 | 2048 | Anaerobic Digestion | Generation | Methane | MI | Dispatch-Generation | EmissionsCost | 0 | [6 empty] | 0.33348 | 0
LCP_Inputs_ON_Electric_Howarth_2023_05_05 | 2048 | Anaerobic Digestion | Generation | Methane | MI | Dispatch-Generation | FuelCost | 0 | [6 empty] | 0.33348 | 0
LCP_Inputs_ON_Electric_Howarth_2023_05_05 | 2048 | Anaerobic Digestion | Generation | Methane | MI | Dispatch-Generation | VOM | 0 | [6 empty] | 0.33348 | 0
LCP_Inputs_ON_Electric_Howarth_2023_05_05 | 2048 | Anaerobic Digestion | Generation | Methane | NY | Dispatch-Generation | EmissionsCost | 0 | [6 empty] | 0.33348 | 0
LCP_Inputs_ON_Electric_Howarth_2023_05_05 | 2048 | Anaerobic Digestion | Generation | Methane | NY | Dispatch-Generation | FuelCost | 0 | [6 empty] | 0.33348 | 0
LCP_Inputs_ON_Electric_Howarth_2023_05_05 | 2048 | Anaerobic Digestion | Generation | Methane | NY | Dispatch-Generation | VOM | 0 | [6 empty] | 0.33348 | 0
LCP_Inputs_ON_Electric_Howarth_2023_05_05 | 2048 | Anaerobic Digestion | Generation | Methane | ON | Dispatch-Generation | EmissionsCost | 4244873.9669 | [6 empty] | 0.33348 | 1415569.8364
LCP_Inputs_ON_Electric_Howarth_2023_05_05 | 2048 | Anaerobic Digestion | Generation | Methane | ON | Dispatch-Generation | FuelCost | 0 | [6 empty] | 0.33348 | 0
LCP_Inputs_ON_Electric_Howarth_2023_05_05 | 2048 | Anaerobic Digestion | Generation | Methane | ON | Dispatch-Generation | VOM | 1125040000 | [6 empty] | 0.33348 | 375175494.2889
LCP_Inputs_ON_Electric_Howarth_2023_05_05 | 2048 | Anaerobic Digestion | Generation | Methane | PJ | Dispatch-Generation | EmissionsCost | 0 | [6 empty] | 0.33348 | 0
LCP_Inputs_ON_Electric_Howarth_2023_05_05 | 2048 | Anaerobic Digestion | Generation | Methane | PJ | Dispatch-Generation | FuelCost | 0 | [6 empty] | 0.33348 | 0
LCP_Inputs_ON_Electric_Howarth_2023_05_05 | 2048 | Anaerobic Digestion | Generation | Methane | PJ | Dispatch-Generation | VOM | 0 | [6 empty] | 0.33348 | 0
LCP_Inputs_ON_Electric_Howarth_2023_05_05 | 2048 | Anaerobic Digestion | Generation | Methane | QC | Dispatch-Generation | EmissionsCost | 0 | [6 empty] | 0.33348 | 0
LCP_Inputs_ON_Electric_Howarth_2023_05_05 | 2048 | Anaerobic Digestion | Generation | Methane | QC | Dispatch-Generation | FuelCost | 0 | [6 empty] | 0.33348 | 0
LCP_Inputs_ON_Electric_Howarth_2023_05_05 | 2048 | Anaerobic Digestion | Generation | Methane | QC | Dispatch-Generation | VOM | 0 | [6 empty] | 0.33348 | 0
LCP_Inputs_ON_Electric_Howarth_2023_05_05 | 2048 | Anaerobic Digestion | Generation | Methane | WC | Dispatch-Generation | EmissionsCost | 0 | [6 empty] | 0.33348 | 0
LCP_Inputs_ON_Electric_Howarth_2023_05_05 | 2048 | Anaerobic Digestion | Generation | Methane | WC | Dispatch-Generation | FuelCost | 0 | [6 empty] | 0.33348 | 0
LCP_Inputs_ON_Electric_Howarth_2023_05_05 | 2048 | Anaerobic Digestion | Generation | Methane | WC | Dispatch-Generation | VOM | 0 | [6 empty] | 0.33348 | 0
LCP_Inputs_ON_Electric_Howarth_2023_05_05 | 2048 | Battery Storage | Storage | Electricity | MI | Dispatch-Storage | EmissionsCost | 0 | [6 empty] | 0.33348 | 0
LCP_Inputs_ON_Electric_Howarth_2023_05_05 | 2048 | Battery Storage | Storage | Electricity | MI | Dispatch-Storage | FuelCost | 0 | [6 empty] | 0.33348 | 0
LCP_Inputs_ON_Electric_Howarth_2023_05_05 | 2048 | Battery Storage | Storage | Electricity | MI | Dispatch-Storage | VOM | 0 | [6 empty] | 0.33348 | 0
LCP_Inputs_ON_Electric_Howarth_2023_05_05 | 2048 | Battery Storage | Storage | Electricity | NY | Dispatch-Storage | EmissionsCost | 0 | [6 empty] | 0.33348 | 0
LCP_Inputs_ON_Electric_Howarth_2023_05_05 | 2048 | Battery Storage | Storage | Electricity | NY | Dispatch-Storage | FuelCost | 0 | [6 empty] | 0.33348 | 0
LCP_Inputs_ON_Electric_Howarth_2023_05_05 | 2048 | Battery Storage | Storage | Electricity | NY | Dispatch-Storage | VOM | 0 | [6 empty] | 0.33348 | 0
LCP_Inputs_ON_Electric_Howarth_2023_05_05 | 2048 | Battery Storage | Storage | Electricity | ON | Dispatch-Storage | EmissionsCost | 0 | [6 empty] | 0.33348 | 0
LCP_Inputs_ON_Electric_Howarth_2023_05_05 | 2048 | Battery Storage | Storage | Electricity | ON | Dispatch-Storage | FuelCost | 0 | [6 empty] | 0.33348 | 0
LCP_Inputs_ON_Electric_Howarth_2023_05_05 | 2048 | Battery Storage | Storage | Electricity | ON | Dispatch-Storage | VOM | 0 | [6 empty] | 0.33348 | 0
LCP_Inputs_ON_Electric_Howarth_2023_05_05 | 2048 | Battery Storage | Storage | Electricity | PJ | Dispatch-Storage | EmissionsCost | 0 | [6 empty] | 0.33348 | 0
LCP_Inputs_ON_Electric_Howarth_2023_05_05 | 2048 | Battery Storage | Storage | Electricity | PJ | Dispatch-Storage | FuelCost | 0 | [6 empty] | 0.33348 | 0
LCP_Inputs_ON_Electric_Howarth_2023_05_05 | 2048 | Battery Storage | Storage | Electricity | PJ | Dispatch-Storage | VOM | 0 | [6 empty] | 0.33348 | 0
LCP_Inputs_ON_Electric_Howarth_2023_05_05 | 2048 | Battery Storage | Storage | Electricity | QC | Dispatch-Storage | EmissionsCost | 0 | [6 empty] | 0.33348 | 0
LCP_Inputs_ON_Electric_Howarth_2023_05_05 | 2048 | Battery Storage | Storage | Electricity | QC | Dispatch-Storage | FuelCost | 0 | [6 empty] | 0.33348 | 0
LCP_Inputs_ON_Electric_Howarth_2023_05_05 | 2048 | Battery Storage | Storage | Electricity | QC | Dispatch-Storage | VOM | 0 | [6 empty] | 0.33348 | 0
LCP_Inputs_ON_Electric_Howarth_2023_05_05 | 2048 | Battery Storage | Storage | Electricity | WC | Dispatch-Storage | EmissionsCost | 0 | [6 empty] | 0.33348 | 0
LCP_Inputs_ON_Electric_Howarth_2023_05_05 | 2048 | Battery Storage | Storage | Electricity | WC | Dispatch-Storage | FuelCost | 0 | [6 empty] | 0.33348 | 0
LCP_Inputs_ON_Electric_Howarth_2023_05_05 | 2048 | Battery Storage | Storage | Electricity | WC | Dispatch-Storage | VOM | 0 | [6 empty] | 0.33348 | 0
LCP_Inputs_ON_Electric_Howarth_2023_05_05 | 2048 | Biomass | Generation | Electricity | MI | Dispatch-Generation | EmissionsCost | 0 | [6 empty] | 0.33348 | 0
LCP_Inputs_ON_Electric_Howarth_2023_05_05 | 2048 | Biomass | Generation | Electricity | MI | Dispatch-Generation | FuelCost | 0 | [6 empty] | 0.33348 | 0
LCP_Inputs_ON_Electric_Howarth_2023_05_05 | 2048 | Biomass | Generation | Electricity | MI | Dispatch-Generation | VOM | 0 | [6 empty] | 0.33348 | 0
LCP_Inputs_ON_Electric_Howarth_2023_05_05 | 2048 | Biomass | Generation | Electricity | NY | Dispatch-Generation | EmissionsCost | 0 | [6 empty] | 0.33348 | 0
LCP_Inputs_ON_Electric_Howarth_2023_05_05 | 2048 | Biomass | Generation | Electricity | NY | Dispatch-Generation | FuelCost | 0 | [6 empty] | 0.33348 | 0
LCP_Inputs_ON_Electric_Howarth_2023_05_05 | 2048 | Biomass | Generation | Electricity | NY | Dispatch-Generation | VOM | 0 | [6 empty] | 0.33348 | 0
LCP_Inputs_ON_Electric_Howarth_2023_05_05 | 2048 | Biomass | Generation | Electricity | ON | Dispatch-Generation | EmissionsCost | 0 | [6 empty] | 0.33348 | 0
LCP_Inputs_ON_Electric_Howarth_2023_05_05 | 2048 | Biomass | Generation | Electricity | ON | Dispatch-Generation | FuelCost | 2449112.7273 | [6 empty] | 0.33348 | 816723.9192
LCP_Inputs_ON_Electric_Howarth_2023_05_05 | 2048 | Biomass | Generation | Electricity | ON | Dispatch-Generation | VOM | 31430.28 | [6 empty] | 0.33348 | 10481.2903
LCP_Inputs_ON_Electric_Howarth_2023_05_05 | 2048 | Biomass | Generation | Electricity | PJ | Dispatch-Generation | EmissionsCost | 0 | [6 empty] | 0.33348 | 0
LCP_Inputs_ON_Electric_Howarth_2023_05_05 | 2048 | Biomass | Generation | Electricity | PJ | Dispatch-Generation | FuelCost | 0 | [6 empty] | 0.33348 | 0
LCP_Inputs_ON_Electric_Howarth_2023_05_05 | 2048 | Biomass | Generation | Electricity | PJ | Dispatch-Generation | VOM | 0 | [6 empty] | 0.33348 | 0
LCP_Inputs_ON_Electric_Howarth_2023_05_05 | 2048 | Biomass | Generation | Electricity | QC | Dispatch-Generation | EmissionsCost | 0 | [6 empty] | 0.33348 | 0
LCP_Inputs_ON_Electric_Howarth_2023_05_05 | 2048 | Biomass | Generation | Electricity | QC | Dispatch-Generation | FuelCost | 128334.5455 | [6 empty] | 0.33348 | 42796.6797
LCP_Inputs_ON_Electric_Howarth_2023_05_05 | 2048 | Biomass | Generation | Electricity | QC | Dispatch-Generation | VOM | 1646.96 | [6 empty] | 0.33348 | 549.2241
LCP_Inputs_ON_Electric_Howarth_2023_05_05 | 2048 | Biomass | Generation | Electricity | WC | Dispatch-Generation | EmissionsCost | 0 | [6 empty] | 0.33348 | 0
LCP_Inputs_ON_Electric_Howarth_2023_05_05 | 2048 | Biomass | Generation | Electricity | WC | Dispatch-Generation | FuelCost | 0 | [6 empty] | 0.33348 | 0
LCP_Inputs_ON_Electric_Howarth_2023_05_05 | 2048 | Biomass | Generation | Electricity | WC | Dispatch-Generation | VOM | 0 | [6 empty] | 0.33348 | 0
LCP_Inputs_ON_Electric_Howarth_2023_05_05 | 2048 | Biomass + CCS | Generation | Electricity | MI | Dispatch-Generation | EmissionsCost | 0 | [6 empty] | 0.33348 | 0
LCP_Inputs_ON_Electric_Howarth_2023_05_05 | 2048 | Biomass + CCS | Generation | Electricity | MI | Dispatch-Generation | FuelCost | 0 | [6 empty] | 0.33348 | 0
LCP_Inputs_ON_Electric_Howarth_2023_05_05 | 2048 | Biomass + CCS | Generation | Electricity | MI | Dispatch-Generation | VOM | 0 | [6 empty] | 0.33348 | 0
LCP_Inputs_ON_Electric_Howarth_2023_05_05 | 2048 | Biomass + CCS | Generation | Electricity | NY | Dispatch-Generation | EmissionsCost | 0 | [6 empty] | 0.33348 | 0
LCP_Inputs_ON_Electric_Howarth_2023_05_05 | 2048 | Biomass + CCS | Generation | Electricity | NY | Dispatch-Generation | FuelCost | 0 | [6 empty] | 0.33348 | 0
LCP_Inputs_ON_Electric_Howarth_2023_05_05 | 2048 | Biomass + CCS | Generation | Electricity | NY | Dispatch-Generation | VOM | 0 | [6 empty] | 0.33348 | 0
LCP_Inputs_ON_Electric_Howarth_2023_05_05 | 2048 | Biomass + CCS | Generation | Electricity | ON | Dispatch-Generation | EmissionsCost | -566815549.8142 | [6 empty] | 0.33348 | -189020216.2342
LCP_Inputs_ON_Electric_Howarth_2023_05_05 | 2048 | Biomass + CCS | Generation | Electricity | ON | Dispatch-Generation | FuelCost | 456060730.9091 | [6 empty] | 0.33348 | 152085979.2937
LCP_Inputs_ON_Electric_Howarth_2023_05_05 | 2048 | Biomass + CCS | Generation | Electricity | ON | Dispatch-Generation | VOM | 3546136.7278 | [6 empty] | 0.33348 | 1182556.7088
LCP_Inputs_ON_Electric_Howarth_2023_05_05 | 2048 | Biomass + CCS | Generation | Electricity | PJ | Dispatch-Generation | EmissionsCost | 0 | [6 empty] | 0.33348 | 0
LCP_Inputs_ON_Electric_Howarth_2023_05_05 | 2048 | Biomass + CCS | Generation | Electricity | PJ | Dispatch-Generation | FuelCost | 0 | [6 empty] | 0.33348 | 0
LCP_Inputs_ON_Electric_Howarth_2023_05_05 | 2048 | Biomass + CCS | Generation | Electricity | PJ | Dispatch-Generation | VOM | 0 | [6 empty] | 0.33348 | 0
LCP_Inputs_ON_Electric_Howarth_2023_05_05 | 2048 | Biomass + CCS | Generation | Electricity | QC | Dispatch-Generation | EmissionsCost | 0 | [6 empty] | 0.33348 | 0
LCP_Inputs_ON_Electric_Howarth_2023_05_05 | 2048 | Biomass + CCS | Generation | Electricity | QC | Dispatch-Generation | FuelCost | 0 | [6 empty] | 0.33348 | 0
LCP_Inputs_ON_Electric_Howarth_2023_05_05 | 2048 | Biomass + CCS | Generation | Electricity | QC | Dispatch-Generation | VOM | 0 | [6 empty] | 0.33348 | 0
LCP_Inputs_ON_Electric_Howarth_2023_05_05 | 2048 | Biomass + CCS | Generation | Electricity | WC | Dispatch-Generation | EmissionsCost | 0 | [6 empty] | 0.33348 | 0
LCP_Inputs_ON_Electric_Howarth_2023_05_05 | 2048 | Biomass + CCS | Generation | Electricity | WC | Dispatch-Generation | FuelCost | 0 | [6 empty] | 0.33348 | 0
LCP_Inputs_ON_Electric_Howarth_2023_05_05 | 2048 | Biomass + CCS | Generation | Electricity | WC | Dispatch-Generation | VOM | 0 | [6 empty] | 0.33348 | 0
LCP_Inputs_ON_Electric_Howarth_2023_05_05 | 2048 | CH4 + CCS | Generation | Methane | MI | Dispatch-Generation | EmissionsCost | 0 | [6 empty] | 0.33348 | 0
LCP_Inputs_ON_Electric_Howarth_2023_05_05 | 2048 | CH4 + CCS | Generation | Methane | MI | Dispatch-Generation | FuelCost | 0 | [6 empty] | 0.33348 | 0
LCP_Inputs_ON_Electric_Howarth_2023_05_05 | 2048 | CH4 + CCS | Generation | Methane | MI | Dispatch-Generation | VOM | 0 | [6 empty] | 0.33348 | 0
LCP_Inputs_ON_Electric_Howarth_2023_05_05 | 2048 | CH4 + CCS | Generation | Methane | NY | Dispatch-Generation | EmissionsCost | 0 | [6 empty] | 0.33348 | 0
LCP_Inputs_ON_Electric_Howarth_2023_05_05 | 2048 | CH4 + CCS | Generation | Methane | NY | Dispatch-Generation | FuelCost | 0 | [6 empty] | 0.33348 | 0
LCP_Inputs_ON_Electric_Howarth_2023_05_05 | 2048 | CH4 + CCS | Generation | Methane | NY | Dispatch-Generation | VOM | 0 | [6 empty] | 0.33348 | 0
LCP_Inputs_ON_Electric_Howarth_2023_05_05 | 2048 | CH4 + CCS | Generation | Methane | ON | Dispatch-Generation | EmissionsCost | 84395478.3721 | [6 empty] | 0.33348 | 28143990.715
LCP_Inputs_ON_Electric_Howarth_2023_05_05 | 2048 | CH4 + CCS | Generation | Methane | ON | Dispatch-Generation | FuelCost | 271488076.3116 | [6 empty] | 0.33348 | 90535157.1711
LCP_Inputs_ON_Electric_Howarth_2023_05_05 | 2048 | CH4 + CCS | Generation | Methane | ON | Dispatch-Generation | VOM | 25812098.3333 | [6 empty] | 0.33348 | 8607753.2806
LCP_Inputs_ON_Electric_Howarth_2023_05_05 | 2048 | CH4 + CCS | Generation | Methane | PJ | Dispatch-Generation | EmissionsCost | 0 | [6 empty] | 0.33348 | 0
LCP_Inputs_ON_Electric_Howarth_2023_05_05 | 2048 | CH4 + CCS | Generation | Methane | PJ | Dispatch-Generation | FuelCost | 0 | [6 empty] | 0.33348 | 0
LCP_Inputs_ON_Electric_Howarth_2023_05_05 | 2048 | CH4 + CCS | Generation | Methane | PJ | Dispatch-Generation | VOM | 0 | [6 empty] | 0.33348 | 0
LCP_Inputs_ON_Electric_Howarth_2023_05_05 | 2048 | CH4 + CCS | Generation | Methane | QC | Dispatch-Generation | EmissionsCost | 0 | [6 empty] | 0.33348 | 0
LCP_Inputs_ON_Electric_Howarth_2023_05_05 | 2048 | CH4 + CCS | Generation | Methane | QC | Dispatch-Generation | FuelCost | 0 | [6 empty] | 0.33348 | 0
LCP_Inputs_ON_Electric_Howarth_2023_05_05 | 2048 | CH4 + CCS | Generation | Methane | QC | Dispatch-Generation | VOM | 0 | [6 empty] | 0.33348 | 0
LCP_Inputs_ON_Electric_Howarth_2023_05_05 | 2048 | CH4 + CCS | Generation | Methane | WC | Dispatch-Generation | EmissionsCost | 0 | [6 empty] | 0.33348 | 0
LCP_Inputs_ON_Electric_Howarth_2023_05_05 | 2048 | CH4 + CCS | Generation | Methane | WC | Dispatch-Generation | FuelCost | 0 | [6 empty] | 0.33348 | 0
LCP_Inputs_ON_Electric_Howarth_2023_05_05 | 2048 | CH4 + CCS | Generation | Methane | WC | Dispatch-Generation | VOM | 0 | [6 empty] | 0.33348 | 0
LCP_Inputs_ON_Electric_Howarth_2023_05_05 | 2048 | CH4 Import - NY 2020 | Import | Methane | MI | Dispatch-Import | EmissionsCost | 0 | [6 empty] | 0.33348 | 0
LCP_Inputs_ON_Electric_Howarth_2023_05_05 | 2048 | CH4 Import - NY 2020 | Import | Methane | MI | Dispatch-Import | FuelCost | 0 | [6 empty] | 0.33348 | 0
LCP_Inputs_ON_Electric_Howarth_2023_05_05 | 2048 | CH4 Import - NY 2020 | Import | Methane | MI | Dispatch-Import | VOM | 0 | [6 empty] | 0.33348 | 0
LCP_Inputs_ON_Electric_Howarth_2023_05_05 | 2048 | CH4 Import - NY 2020 | Import | Methane | NY | Dispatch-Import | EmissionsCost | 0 | [6 empty] | 0.33348 | 0
LCP_Inputs_ON_Electric_Howarth_2023_05_05 | 2048 | CH4 Import - NY 2020 | Import | Methane | NY | Dispatch-Import | FuelCost | 0 | [6 empty] | 0.33348 | 0
LCP_Inputs_ON_Electric_Howarth_2023_05_05 | 2048 | CH4 Import - NY 2020 | Import | Methane | NY | Dispatch-Import | VOM | 0 | [6 empty] | 0.33348 | 0
LCP_Inputs_ON_Electric_Howarth_2023_05_05 | 2048 | CH4 Import - NY 2020 | Import | Methane | ON | Dispatch-Import | EmissionsCost | 0 | [6 empty] | 0.33348 | 0
LCP_Inputs_ON_Electric_Howarth_2023_05_05 | 2048 | CH4 Import - NY 2020 | Import | Methane | ON | Dispatch-Import | FuelCost | 0 | [6 empty] | 0.33348 | 0
LCP_Inputs_ON_Electric_Howarth_2023_05_05 | 2048 | CH4 Import - NY 2020 | Import | Methane | ON | Dispatch-Import | VOM | 0 | [6 empty] | 0.33348 | 0
LCP_Inputs_ON_Electric_Howarth_2023_05_05 | 2048 | CH4 Import - NY 2020 | Import | Methane | PJ | Dispatch-Import | EmissionsCost | 0 | [6 empty] | 0.33348 | 0
LCP_Inputs_ON_Electric_Howarth_2023_05_05 | 2048 | CH4 Import - NY 2020 | Import | Methane | PJ | Dispatch-Import | FuelCost | 0 | [6 empty] | 0.33348 | 0
LCP_Inputs_ON_Electric_Howarth_2023_05_05 | 2048 | CH4 Import - NY 2020 | Import | Methane | PJ | Dispatch-Import | VOM | 0 | [6 empty] | 0.33348 | 0
LCP_Inputs_ON_Electric_Howarth_2023_05_05 | 2048 | CH4 Import - NY 2020 | Import | Methane | QC | Dispatch-Import | EmissionsCost | 0 | [6 empty] | 0.33348 | 0
LCP_Inputs_ON_Electric_Howarth_2023_05_05 | 2048 | CH4 Import - NY 2020 | Import | Methane | QC | Dispatch-Import | FuelCost | 0 | [6 empty] | 0.33348 | 0
LCP_Inputs_ON_Electric_Howarth_2023_05_05 | 2048 | CH4 Import - NY 2020 | Import | Methane | QC | Dispatch-Import | VOM | 0 | [6 empty] | 0.33348 | 0
LCP_Inputs_ON_Electric_Howarth_2023_05_05 | 2048 | CH4 Import - NY 2020 | Import | Methane | WC | Dispatch-Import | EmissionsCost | 0 | [6 empty] | 0.33348 | 0
LCP_Inputs_ON_Electric_Howarth_2023_05_05 | 2048 | CH4 Import - NY 2020 | Import | Methane | WC | Dispatch-Import | FuelCost | 0 | [6 empty] | 0.33348 | 0
LCP_Inputs_ON_Electric_Howarth_2023_05_05 | 2048 | CH4 Import - NY 2020 | Import | Methane | WC | Dispatch-Import | VOM | 0 | [6 empty] | 0.33348 | 0
LCP_Inputs_ON_Electric_Howarth_2023_05_05 | 2048 | CH4 Import - NY 2030 | Import | Methane | MI | Dispatch-Import | EmissionsCost | 0 | [6 empty] | 0.33348 | 0
LCP_Inputs_ON_Electric_Howarth_2023_05_05 | 2048 | CH4 Import - NY 2030 | Import | Methane | MI | Dispatch-Import | FuelCost | 0 | [6 empty] | 0.33348 | 0
LCP_Inputs_ON_Electric_Howarth_2023_05_05 | 2048 | CH4 Import - NY 2030 | Import | Methane | MI | Dispatch-Import | VOM | 0 | [6 empty] | 0.33348 | 0
LCP_Inputs_ON_Electric_Howarth_2023_05_05 | 2048 | CH4 Import - NY 2030 | Import | Methane | NY | Dispatch-Import | EmissionsCost | 0 | [6 empty] | 0.33348 | 0
LCP_Inputs_ON_Electric_Howarth_2023_05_05 | 2048 | CH4 Import - NY 2030 | Import | Methane | NY | Dispatch-Import | FuelCost | 0 | [6 empty] | 0.33348 | 0
LCP_Inputs_ON_Electric_Howarth_2023_05_05 | 2048 | CH4 Import - NY 2030 | Import | Methane | NY | Dispatch-Import | VOM | 0 | [6 empty] | 0.33348 | 0
LCP_Inputs_ON_Electric_Howarth_2023_05_05 | 2048 | CH4 Import - NY 2030 | Import | Methane | ON | Dispatch-Import | EmissionsCost | 0 | [6 empty] | 0.33348 | 0
LCP_Inputs_ON_Electric_Howarth_2023_05_05 | 2048 | CH4 Import - NY 2030 | Import | Methane | ON | Dispatch-Import | FuelCost | 0 | [6 empty] | 0.33348 | 0
LCP_Inputs_ON_Electric_Howarth_2023_05_05 | 2048 | CH4 Import - NY 2030 | Import | Methane | ON | Dispatch-Import | VOM | 0 | [6 empty] | 0.33348 | 0
LCP_Inputs_ON_Electric_Howarth_2023_05_05 | 2048 | CH4 Import - NY 2030 | Import | Methane | PJ | Dispatch-Import | EmissionsCost | 0 | [6 empty] | 0.33348 | 0
LCP_Inputs_ON_Electric_Howarth_2023_05_05 | 2048 | CH4 Import - NY 2030 | Import | Methane | PJ | Dispatch-Import | FuelCost | 0 | [6 empty] | 0.33348 | 0
LCP_Inputs_ON_Electric_Howarth_2023_05_05 | 2048 | CH4 Import - NY 2030 | Import | Methane | PJ | Dispatch-Import | VOM | 0 | [6 empty] | 0.33348 | 0
LCP_Inputs_ON_Electric_Howarth_2023_05_05 | 2048 | CH4 Import - NY 2030 | Import | Methane | QC | Dispatch-Import | EmissionsCost | 0 | [6 empty] | 0.33348 | 0
LCP_Inputs_ON_Electric_Howarth_2023_05_05 | 2048 | CH4 Import - NY 2030 | Import | Methane | QC | Dispatch-Import | FuelCost | 0 | [6 empty] | 0.33348 | 0
LCP_Inputs_ON_Electric_Howarth_2023_05_05 | 2048 | CH4 Import - NY 2030 | Import | Methane | QC | Dispatch-Import | VOM | 0 | [6 empty] | 0.33348 | 0
LCP_Inputs_ON_Electric_Howarth_2023_05_05 | 2048 | CH4 Import - NY 2030 | Import | Methane | WC | Dispatch-Import | EmissionsCost | 0 | [6 empty] | 0.33348 | 0
LCP_Inputs_ON_Electric_Howarth_2023_05_05 | 2048 | CH4 Import - NY 2030 | Import | Methane | WC | Dispatch-Import | FuelCost | 0 | [6 empty] | 0.33348 | 0
LCP_Inputs_ON_Electric_Howarth_2023_05_05 | 2048 | CH4 Import - NY 2030 | Import | Methane | WC | Dispatch-Import | VOM | 0 | [6 empty] | 0.33348 | 0
LCP_Inputs_ON_Electric_Howarth_2023_05_05 | 2048 | CH4 Import - NY 2040 | Import | Methane | MI | Dispatch-Import | EmissionsCost | 0 | [6 empty] | 0.33348 | 0
LCP_Inputs_ON_Electric_Howarth_2023_05_05 | 2048 | CH4 Import - NY 2040 | Import | Methane | MI | Dispatch-Import | FuelCost | 0 | [6 empty] | 0.33348 | 0
LCP_Inputs_ON_Electric_Howarth_2023_05_05 | 2048 | CH4 Import - NY 2040 | Import | Methane | MI | Dispatch-Import | VOM | 0 | [6 empty] | 0.33348 | 0
LCP_Inputs_ON_Electric_Howarth_2023_05_05 | 2048 | CH4 Import - NY 2040 | Import | Methane | NY | Dispatch-Import | EmissionsCost | 2422180073.5024 | [6 empty] | 0.33348 | 807742485.8965
LCP_Inputs_ON_Electric_Howarth_2023_05_05 | 2048 | CH4 Import - NY 2040 | Import | Methane | NY | Dispatch-Import | FuelCost | 758346581.876 | [6 empty] | 0.33348 | 252891500.4779
LCP_Inputs_ON_Electric_Howarth_2023_05_05 | 2048 | CH4 Import - NY 2040 | Import | Methane | NY | Dispatch-Import | VOM | 0 | [6 empty] | 0.33348 | 0
LCP_Inputs_ON_Electric_Howarth_2023_05_05 | 2048 | CH4 Import - NY 2040 | Import | Methane | ON | Dispatch-Import | EmissionsCost | 0 | [6 empty] | 0.33348 | 0
LCP_Inputs_ON_Electric_Howarth_2023_05_05 | 2048 | CH4 Import - NY 2040 | Import | Methane | ON | Dispatch-Import | FuelCost | 0 | [6 empty] | 0.33348 | 0
LCP_Inputs_ON_Electric_Howarth_2023_05_05 | 2048 | CH4 Import - NY 2040 | Import | Methane | ON | Dispatch-Import | VOM | 0 | [6 empty] | 0.33348 | 0
LCP_Inputs_ON_Electric_Howarth_2023_05_05 | 2048 | CH4 Import - NY 2040 | Import | Methane | PJ | Dispatch-Import | EmissionsCost | 0 | [6 empty] | 0.33348 | 0
LCP_Inputs_ON_Electric_Howarth_2023_05_05 | 2048 | CH4 Import - NY 2040 | Import | Methane | PJ | Dispatch-Import | FuelCost | 0 | [6 empty] | 0.33348 | 0
LCP_Inputs_ON_Electric_Howarth_2023_05_05 | 2048 | CH4 Import - NY 2040 | Import | Methane | PJ | Dispatch-Import | VOM | 0 | [6 empty] | 0.33348 | 0
LCP_Inputs_ON_Electric_Howarth_2023_05_05 | 2048 | CH4 Import - NY 2040 | Import | Methane | QC | Dispatch-Import | EmissionsCost | 0 | [6 empty] | 0.33348 | 0
LCP_Inputs_ON_Electric_Howarth_2023_05_05 | 2048 | CH4 Import - NY 2040 | Import | Methane | QC | Dispatch-Import | FuelCost | 0 | [6 empty] | 0.33348 | 0
LCP_Inputs_ON_Electric_Howarth_2023_05_05 | 2048 | CH4 Import - NY 2040 | Import | Methane | QC | Dispatch-Import | VOM | 0 | [6 empty] | 0.33348 | 0
LCP_Inputs_ON_Electric_Howarth_2023_05_05 | 2048 | CH4 Import - NY 2040 | Import | Methane | WC | Dispatch-Import | EmissionsCost | 0 | [6 empty] | 0.33348 | 0
LCP_Inputs_ON_Electric_Howarth_2023_05_05 | 2048 | CH4 Import - NY 2040 | Import | Methane | WC | Dispatch-Import | FuelCost | 0 | [6 empty] | 0.33348 | 0
LCP_Inputs_ON_Electric_Howarth_2023_05_05 | 2048 | CH4 Import - NY 2040 | Import | Methane | WC | Dispatch-Import | VOM | 0 | [6 empty] | 0.33348 | 0
LCP_Inputs_ON_Electric_Howarth_2023_05_05 | 2048 | CH4 Import - NY 2050 | Import | Methane | MI | Dispatch-Import | EmissionsCost | 0 | [6 empty] | 0.33348 | 0
LCP_Inputs_ON_Electric_Howarth_2023_05_05 | 2048 | CH4 Import - NY 2050 | Import | Methane | MI | Dispatch-Import | FuelCost | 0 | [6 empty] | 0.33348 | 0
LCP_Inputs_ON_Electric_Howarth_2023_05_05 | 2048 | CH4 Import - NY 2050 | Import | Methane | MI | Dispatch-Import | VOM | 0 | [6 empty] | 0.33348 | 0
LCP_Inputs_ON_Electric_Howarth_2023_05_05 | 2048 | CH4 Import - NY 2050 | Import | Methane | NY | Dispatch-Import | EmissionsCost | 0 | [6 empty] | 0.33348 | 0
LCP_Inputs_ON_Electric_Howarth_2023_05_05 | 2048 | CH4 Import - NY 2050 | Import | Methane | NY | Dispatch-Import | FuelCost | 0 | [6 empty] | 0.33348 | 0
LCP_Inputs_ON_Electric_Howarth_2023_05_05 | 2048 | CH4 Import - NY 2050 | Import | Methane | NY | Dispatch-Import | VOM | 0 | [6 empty] | 0.33348 | 0
LCP_Inputs_ON_Electric_Howarth_2023_05_05 | 2048 | CH4 Import - NY 2050 | Import | Methane | ON | Dispatch-Import | EmissionsCost | 0 | [6 empty] | 0.33348 | 0
LCP_Inputs_ON_Electric_Howarth_2023_05_05 | 2048 | CH4 Import - NY 2050 | Import | Methane | ON | Dispatch-Import | FuelCost | 0 | [6 empty] | 0.33348 | 0
LCP_Inputs_ON_Electric_Howarth_2023_05_05 | 2048 | CH4 Import - NY 2050 | Import | Methane | ON | Dispatch-Import | VOM | 0 | [6 empty] | 0.33348 | 0
LCP_Inputs_ON_Electric_Howarth_2023_05_05 | 2048 | CH4 Import - NY 2050 | Import | Methane | PJ | Dispatch-Import | EmissionsCost | 0 | [6 empty] | 0.33348 | 0
LCP_Inputs_ON_Electric_Howarth_2023_05_05 | 2048 | CH4 Import - NY 2050 | Import | Methane | PJ | Dispatch-Import | FuelCost | 0 | [6 empty] | 0.33348 | 0
LCP_Inputs_ON_Electric_Howarth_2023_05_05 | 2048 | CH4 Import - NY 2050 | Import | Methane | PJ | Dispatch-Import | VOM | 0 | [6 empty] | 0.33348 | 0
LCP_Inputs_ON_Electric_Howarth_2023_05_05 | 2048 | CH4 Import - NY 2050 | Import | Methane | QC | Dispatch-Import | EmissionsCost | 0 | [6 empty] | 0.33348 | 0
LCP_Inputs_ON_Electric_Howarth_2023_05_05 | 2048 | CH4 Import - NY 2050 | Import | Methane | QC | Dispatch-Import | FuelCost | 0 | [6 empty] | 0.33348 | 0
LCP_Inputs_ON_Electric_Howarth_2023_05_05 | 2048 | CH4 Import - NY 2050 | Import | Methane | QC | Dispatch-Import | VOM | 0 | [6 empty] | 0.33348 | 0
LCP_Inputs_ON_Electric_Howarth_2023_05_05 | 2048 | CH4 Import - NY 2050 | Import | Methane | WC | Dispatch-Import | EmissionsCost | 0 | [6 empty] | 0.33348 | 0
LCP_Inputs_ON_Electric_Howarth_2023_05_05 | 2048 | CH4 Import - NY 2050 | Import | Methane | WC | Dispatch-Import | FuelCost | 0 | [6 empty] | 0.33348 | 0
LCP_Inputs_ON_Electric_Howarth_2023_05_05 | 2048 | CH4 Import - NY 2050 | Import | Methane | WC | Dispatch-Import | VOM | 0 | [6 empty] | 0.33348 | 0
LCP_Inputs_ON_Electric_Howarth_2023_05_05 | 2048 | CH4 Import - WC 2020 | Import | Methane | MI | Dispatch-Import | EmissionsCost | 0 | [6 empty] | 0.33348 | 0
LCP_Inputs_ON_Electric_Howarth_2023_05_05 | 2048 | CH4 Import - WC 2020 | Import | Methane | MI | Dispatch-Import | FuelCost | 0 | [6 empty] | 0.33348 | 0
LCP_Inputs_ON_Electric_Howarth_2023_05_05 | 2048 | CH4 Import - WC 2020 | Import | Methane | MI | Dispatch-Import | VOM | 0 | [6 empty] | 0.33348 | 0
LCP_Inputs_ON_Electric_Howarth_2023_05_05 | 2048 | CH4 Import - WC 2020 | Import | Methane | NY | Dispatch-Import | EmissionsCost | 0 | [6 empty] | 0.33348 | 0
LCP_Inputs_ON_Electric_Howarth_2023_05_05 | 2048 | CH4 Import - WC 2020 | Import | Methane | NY | Dispatch-Import | FuelCost | 0 | [6 empty] | 0.33348 | 0
LCP_Inputs_ON_Electric_Howarth_2023_05_05 | 2048 | CH4 Import - WC 2020 | Import | Methane | NY | Dispatch-Import | VOM | 0 | [6 empty] | 0.33348 | 0
LCP_Inputs_ON_Electric_Howarth_2023_05_05 | 2048 | CH4 Import - WC 2020 | Import | Methane | ON | Dispatch-Import | EmissionsCost | 0 | [6 empty] | 0.33348 | 0
LCP_Inputs_ON_Electric_Howarth_2023_05_05 | 2048 | CH4 Import - WC 2020 | Import | Methane | ON | Dispatch-Import | FuelCost | 0 | [6 empty] | 0.33348 | 0
LCP_Inputs_ON_Electric_Howarth_2023_05_05 | 2048 | CH4 Import - WC 2020 | Import | Methane | ON | Dispatch-Import | VOM | 0 | [6 empty] | 0.33348 | 0
LCP_Inputs_ON_Electric_Howarth_2023_05_05 | 2048 | CH4 Import - WC 2020 | Import | Methane | PJ | Dispatch-Import | EmissionsCost | 0 | [6 empty] | 0.33348 | 0
LCP_Inputs_ON_Electric_Howarth_2023_05_05 | 2048 | CH4 Import - WC 2020 | Import | Methane | PJ | Dispatch-Import | FuelCost | 0 | [6 empty] | 0.33348 | 0
LCP_Inputs_ON_Electric_Howarth_2023_05_05 | 2048 | CH4 Import - WC 2020 | Import | Methane | PJ | Dispatch-Import | VOM | 0 | [6 empty] | 0.33348 | 0
LCP_Inputs_ON_Electric_Howarth_2023_05_05 | 2048 | CH4 Import - WC 2020 | Import | Methane | QC | Dispatch-Import | EmissionsCost | 0 | [6 empty] | 0.33348 | 0
LCP_Inputs_ON_Electric_Howarth_2023_05_05 | 2048 | CH4 Import - WC 2020 | Import | Methane | QC | Dispatch-Import | FuelCost | 0 | [6 empty] | 0.33348 | 0
LCP_Inputs_ON_Electric_Howarth_2023_05_05 | 2048 | CH4 Import - WC 2020 | Import | Methane | QC | Dispatch-Import | VOM | 0 | [6 empty] | 0.33348 | 0
LCP_Inputs_ON_Electric_Howarth_2023_05_05 | 2048 | CH4 Import - WC 2020 | Import | Methane | WC | Dispatch-Import | EmissionsCost | 0 | [6 empty] | 0.33348 | 0
LCP_Inputs_ON_Electric_Howarth_2023_05_05 | 2048 | CH4 Import - WC 2020 | Import | Methane | WC | Dispatch-Import | FuelCost | 0 | [6 empty] | 0.33348 | 0
LCP_Inputs_ON_Electric_Howarth_2023_05_05 | 2048 | CH4 Import - WC 2020 | Import | Methane | WC | Dispatch-Import | VOM | 0 | [6 empty] | 0.33348 | 0
LCP_Inputs_ON_Electric_Howarth_2023_05_05 | 2048 | CH4 Import - WC 2030 | Import | Methane | MI | Dispatch-Import | EmissionsCost | 0 | [6 empty] | 0.33348 | 0
LCP_Inputs_ON_Electric_Howarth_2023_05_05 | 2048 | CH4 Import - WC 2030 | Import | Methane | MI | Dispatch-Import | FuelCost | 0 | [6 empty] | 0.33348 | 0
LCP_Inputs_ON_Electric_Howarth_2023_05_05 | 2048 | CH4 Import - WC 2030 | Import | Methane | MI | Dispatch-Import | VOM | 0 | [6 empty] | 0.33348 | 0
LCP_Inputs_ON_Electric_Howarth_2023_05_05 | 2048 | CH4 Import - WC 2030 | Import | Methane | NY | Dispatch-Import | EmissionsCost | 0 | [6 empty] | 0.33348 | 0
LCP_Inputs_ON_Electric_Howarth_2023_05_05 | 2048 | CH4 Import - WC 2030 | Import | Methane | NY | Dispatch-Import | FuelCost | 0 | [6 empty] | 0.33348 | 0
LCP_Inputs_ON_Electric_Howarth_2023_05_05 | 2048 | CH4 Import - WC 2030 | Import | Methane | NY | Dispatch-Import | VOM | 0 | [6 empty] | 0.33348 | 0
LCP_Inputs_ON_Electric_Howarth_2023_05_05 | 2048 | CH4 Import - WC 2030 | Import | Methane | ON | Dispatch-Import | EmissionsCost | 0 | [6 empty] | 0.33348 | 0
LCP_Inputs_ON_Electric_Howarth_2023_05_05 | 2048 | CH4 Import - WC 2030 | Import | Methane | ON | Dispatch-Import | FuelCost | 0 | [6 empty] | 0.33348 | 0
LCP_Inputs_ON_Electric_Howarth_2023_05_05 | 2048 | CH4 Import - WC 2030 | Import | Methane | ON | Dispatch-Import | VOM | 0 | [6 empty] | 0.33348 | 0
LCP_Inputs_ON_Electric_Howarth_2023_05_05 | 2048 | CH4 Import - WC 2030 | Import | Methane | PJ | Dispatch-Import | EmissionsCost | 0 | [6 empty] | 0.33348 | 0
LCP_Inputs_ON_Electric_Howarth_2023_05_05 | 2048 | CH4 Import - WC 2030 | Import | Methane | PJ | Dispatch-Import | FuelCost | 0 | [6 empty] | 0.33348 | 0
LCP_Inputs_ON_Electric_Howarth_2023_05_05 | 2048 | CH4 Import - WC 2030 | Import | Methane | PJ | Dispatch-Import | VOM | 0 | [6 empty] | 0.33348 | 0
LCP_Inputs_ON_Electric_Howarth_2023_05_05 | 2048 | CH4 Import - WC 2030 | Import | Methane | QC | Dispatch-Import | EmissionsCost | 0 | [6 empty] | 0.33348 | 0
LCP_Inputs_ON_Electric_Howarth_2023_05_05 | 2048 | CH4 Import - WC 2030 | Import | Methane | QC | Dispatch-Import | FuelCost | 0 | [6 empty] | 0.33348 | 0
LCP_Inputs_ON_Electric_Howarth_2023_05_05 | 2048 | CH4 Import - WC 2030 | Import | Methane | QC | Dispatch-Import | VOM | 0 | [6 empty] | 0.33348 | 0
LCP_Inputs_ON_Electric_Howarth_2023_05_05 | 2048 | CH4 Import - WC 2030 | Import | Methane | WC | Dispatch-Import | EmissionsCost | 0 | [6 empty] | 0.33348 | 0
LCP_Inputs_ON_Electric_Howarth_2023_05_05 | 2048 | CH4 Import - WC 2030 | Import | Methane | WC | Dispatch-Import | FuelCost | 0 | [6 empty] | 0.33348 | 0
LCP_Inputs_ON_Electric_Howarth_2023_05_05 | 2048 | CH4 Import - WC 2030 | Import | Methane | WC | Dispatch-Import | VOM | 0 | [6 empty] | 0.33348 | 0
LCP_Inputs_ON_Electric_Howarth_2023_05_05 | 2048 | CH4 Import - WC 2040 | Import | Methane | MI | Dispatch-Import | EmissionsCost | 0 | [6 empty] | 0.33348 | 0
LCP_Inputs_ON_Electric_Howarth_2023_05_05 | 2048 | CH4 Import - WC 2040 | Import | Methane | MI | Dispatch-Import | FuelCost | 0 | [6 empty] | 0.33348 | 0
LCP_Inputs_ON_Electric_Howarth_2023_05_05 | 2048 | CH4 Import - WC 2040 | Import | Methane | MI | Dispatch-Import | VOM | 0 | [6 empty] | 0.33348 | 0
LCP_Inputs_ON_Electric_Howarth_2023_05_05 | 2048 | CH4 Import - WC 2040 | Import | Methane | NY | Dispatch-Import | EmissionsCost | 0 | [6 empty] | 0.33348 | 0
LCP_Inputs_ON_Electric_Howarth_2023_05_05 | 2048 | CH4 Import - WC 2040 | Import | Methane | NY | Dispatch-Import | FuelCost | 0 | [6 empty] | 0.33348 | 0
LCP_Inputs_ON_Electric_Howarth_2023_05_05 | 2048 | CH4 Import - WC 2040 | Import | Methane | NY | Dispatch-Import | VOM | 0 | [6 empty] | 0.33348 | 0
LCP_Inputs_ON_Electric_Howarth_2023_05_05 | 2048 | CH4 Import - WC 2040 | Import | Methane | ON | Dispatch-Import | EmissionsCost | 0 | [6 empty] | 0.33348 | 0
LCP_Inputs_ON_Electric_Howarth_2023_05_05 | 2048 | CH4 Import - WC 2040 | Import | Methane | ON | Dispatch-Import | FuelCost | 0 | [6 empty] | 0.33348 | 0
LCP_Inputs_ON_Electric_Howarth_2023_05_05 | 2048 | CH4 Import - WC 2040 | Import | Methane | ON | Dispatch-Import | VOM | 0 | [6 empty] | 0.33348 | 0
LCP_Inputs_ON_Electric_Howarth_2023_05_05 | 2048 | CH4 Import - WC 2040 | Import | Methane | PJ | Dispatch-Import | EmissionsCost | 0 | [6 empty] | 0.33348 | 0
LCP_Inputs_ON_Electric_Howarth_2023_05_05 | 2048 | CH4 Import - WC 2040 | Import | Methane | PJ | Dispatch-Import | FuelCost | 0 | [6 empty] | 0.33348 | 0
LCP_Inputs_ON_Electric_Howarth_2023_05_05 | 2048 | CH4 Import - WC 2040 | Import | Methane | PJ | Dispatch-Import | VOM | 0 | [6 empty] | 0.33348 | 0
LCP_Inputs_ON_Electric_Howarth_2023_05_05 | 2048 | CH4 Import - WC 2040 | Import | Methane | QC | Dispatch-Import | EmissionsCost | 0 | [6 empty] | 0.33348 | 0
LCP_Inputs_ON_Electric_Howarth_2023_05_05 | 2048 | CH4 Import - WC 2040 | Import | Methane | QC | Dispatch-Import | FuelCost | 0 | [6 empty] | 0.33348 | 0
LCP_Inputs_ON_Electric_Howarth_2023_05_05 | 2048 | CH4 Import - WC 2040 | Import | Methane | QC | Dispatch-Import | VOM | 0 | [6 empty] | 0.33348 | 0
LCP_Inputs_ON_Electric_Howarth_2023_05_05 | 2048 | CH4 Import - WC 2040 | Import | Methane | WC | Dispatch-Import | EmissionsCost | 2104121392.2192 | [6 empty] | 0.33348 | 701677081.1435
LCP_Inputs_ON_Electric_Howarth_2023_05_05 | 2048 | CH4 Import - WC 2040 | Import | Methane | WC | Dispatch-Import | FuelCost | 658767398.4677 | [6 empty] | 0.33348 | 219684086.2028
LCP_Inputs_ON_Electric_Howarth_2023_05_05 | 2048 | CH4 Import - WC 2040 | Import | Methane | WC | Dispatch-Import | VOM | 0 | [6 empty] | 0.33348 | 0
LCP_Inputs_ON_Electric_Howarth_2023_05_05 | 2048 | CH4 Import - WC 2050 | Import | Methane | MI | Dispatch-Import | EmissionsCost | 0 | [6 empty] | 0.33348 | 0
LCP_Inputs_ON_Electric_Howarth_2023_05_05 | 2048 | CH4 Import - WC 2050 | Import | Methane | MI | Dispatch-Import | FuelCost | 0 | [6 empty] | 0.33348 | 0
LCP_Inputs_ON_Electric_Howarth_2023_05_05 | 2048 | CH4 Import - WC 2050 | Import | Methane | MI | Dispatch-Import | VOM | 0 | [6 empty] | 0.33348 | 0
LCP_Inputs_ON_Electric_Howarth_2023_05_05 | 2048 | CH4 Import - WC 2050 | Import | Methane | NY | Dispatch-Import | EmissionsCost | 0 | [6 empty] | 0.33348 | 0
LCP_Inputs_ON_Electric_Howarth_2023_05_05 | 2048 | CH4 Import - WC 2050 | Import | Methane | NY | Dispatch-Import | FuelCost | 0 | [6 empty] | 0.33348 | 0
LCP_Inputs_ON_Electric_Howarth_2023_05_05 | 2048 | CH4 Import - WC 2050 | Import | Methane | NY | Dispatch-Import | VOM | 0 | [6 empty] | 0.33348 | 0
LCP_Inputs_ON_Electric_Howarth_2023_05_05 | 2048 | CH4 Import - WC 2050 | Import | Methane | ON | Dispatch-Import | EmissionsCost | 0 | [6 empty] | 0.33348 | 0
LCP_Inputs_ON_Electric_Howarth_2023_05_05 | 2048 | CH4 Import - WC 2050 | Import | Methane | ON | Dispatch-Import | FuelCost | 0 | [6 empty] | 0.33348 | 0
LCP_Inputs_ON_Electric_Howarth_2023_05_05 | 2048 | CH4 Import - WC 2050 | Import | Methane | ON | Dispatch-Import | VOM | 0 | [6 empty] | 0.33348 | 0
LCP_Inputs_ON_Electric_Howarth_2023_05_05 | 2048 | CH4 Import - WC 2050 | Import | Methane | PJ | Dispatch-Import | EmissionsCost | 0 | [6 empty] | 0.33348 | 0
LCP_Inputs_ON_Electric_Howarth_2023_05_05 | 2048 | CH4 Import - WC 2050 | Import | Methane | PJ | Dispatch-Import | FuelCost | 0 | [6 empty] | 0.33348 | 0
LCP_Inputs_ON_Electric_Howarth_2023_05_05 | 2048 | CH4 Import - WC 2050 | Import | Methane | PJ | Dispatch-Import | VOM | 0 | [6 empty] | 0.33348 | 0
LCP_Inputs_ON_Electric_Howarth_2023_05_05 | 2048 | CH4 Import - WC 2050 | Import | Methane | QC | Dispatch-Import | EmissionsCost | 0 | [6 empty] | 0.33348 | 0
LCP_Inputs_ON_Electric_Howarth_2023_05_05 | 2048 | CH4 Import - WC 2050 | Import | Methane | QC | Dispatch-Import | FuelCost | 0 | [6 empty] | 0.33348 | 0
LCP_Inputs_ON_Electric_Howarth_2023_05_05 | 2048 | CH4 Import - WC 2050 | Import | Methane | QC | Dispatch-Import | VOM | 0 | [6 empty] | 0.33348 | 0
LCP_Inputs_ON_Electric_Howarth_2023_05_05 | 2048 | CH4 Import - WC 2050 | Import | Methane | WC | Dispatch-Import | EmissionsCost | 0 | [6 empty] | 0.33348 | 0
LCP_Inputs_ON_Electric_Howarth_2023_05_05 | 2048 | CH4 Import - WC 2050 | Import | Methane | WC | Dispatch-Import | FuelCost | 0 | [6 empty] | 0.33348 | 0
LCP_Inputs_ON_Electric_Howarth_2023_05_05 | 2048 | CH4 Import - WC 2050 | Import | Methane | WC | Dispatch-Import | VOM | 0 | [6 empty] | 0.33348 | 0
LCP_Inputs_ON_Electric_Howarth_2023_05_05 | 2048 | CH4 Salt Cavern Storage - ON | Storage | Methane | MI | Dispatch-Storage | EmissionsCost | 0 | [6 empty] | 0.33348 | 0
LCP_Inputs_ON_Electric_Howarth_2023_05_05 | 2048 | CH4 Salt Cavern Storage - ON | Storage | Methane | MI | Dispatch-Storage | FuelCost | 0 | [6 empty] | 0.33348 | 0
LCP_Inputs_ON_Electric_Howarth_2023_05_05 | 2048 | CH4 Salt Cavern Storage - ON | Storage | Methane | MI | Dispatch-Storage | VOM | 0 | [6 empty] | 0.33348 | 0
LCP_Inputs_ON_Electric_Howarth_2023_05_05 | 2048 | CH4 Salt Cavern Storage - ON | Storage | Methane | NY | Dispatch-Storage | EmissionsCost | 0 | [6 empty] | 0.33348 | 0
LCP_Inputs_ON_Electric_Howarth_2023_05_05 | 2048 | CH4 Salt Cavern Storage - ON | Storage | Methane | NY | Dispatch-Storage | FuelCost | 0 | [6 empty] | 0.33348 | 0
LCP_Inputs_ON_Electric_Howarth_2023_05_05 | 2048 | CH4 Salt Cavern Storage - ON | Storage | Methane | NY | Dispatch-Storage | VOM | 0 | [6 empty] | 0.33348 | 0
LCP_Inputs_ON_Electric_Howarth_2023_05_05 | 2048 | CH4 Salt Cavern Storage - ON | Storage | Methane | ON | Dispatch-Storage | EmissionsCost | 0 | [6 empty] | 0.33348 | 0
LCP_Inputs_ON_Electric_Howarth_2023_05_05 | 2048 | CH4 Salt Cavern Storage - ON | Storage | Methane | ON | Dispatch-Storage | FuelCost | 0 | [6 empty] | 0.33348 | 0
LCP_Inputs_ON_Electric_Howarth_2023_05_05 | 2048 | CH4 Salt Cavern Storage - ON | Storage | Methane | ON | Dispatch-Storage | VOM | 0 | [6 empty] | 0.33348 | 0
LCP_Inputs_ON_Electric_Howarth_2023_05_05 | 2048 | CH4 Salt Cavern Storage - ON | Storage | Methane | PJ | Dispatch-Storage | EmissionsCost | 0 | [6 empty] | 0.33348 | 0
LCP_Inputs_ON_Electric_Howarth_2023_05_05 | 2048 | CH4 Salt Cavern Storage - ON | Storage | Methane | PJ | Dispatch-Storage | FuelCost | 0 | [6 empty] | 0.33348 | 0
LCP_Inputs_ON_Electric_Howarth_2023_05_05 | 2048 | CH4 Salt Cavern Storage - ON | Storage | Methane | PJ | Dispatch-Storage | VOM | 0 | [6 empty] | 0.33348 | 0
LCP_Inputs_ON_Electric_Howarth_2023_05_05 | 2048 | CH4 Salt Cavern Storage - ON | Storage | Methane | QC | Dispatch-Storage | EmissionsCost | 0 | [6 empty] | 0.33348 | 0
LCP_Inputs_ON_Electric_Howarth_2023_05_05 | 2048 | CH4 Salt Cavern Storage - ON | Storage | Methane | QC | Dispatch-Storage | FuelCost | 0 | [6 empty] | 0.33348 | 0
LCP_Inputs_ON_Electric_Howarth_2023_05_05 | 2048 | CH4 Salt Cavern Storage - ON | Storage | Methane | QC | Dispatch-Storage | VOM | 0 | [6 empty] | 0.33348 | 0
LCP_Inputs_ON_Electric_Howarth_2023_05_05 | 2048 | CH4 Salt Cavern Storage - ON | Storage | Methane | WC | Dispatch-Storage | EmissionsCost | 0 | [6 empty] | 0.33348 | 0
LCP_Inputs_ON_Electric_Howarth_2023_05_05 | 2048 | CH4 Salt Cavern Storage - ON | Storage | Methane | WC | Dispatch-Storage | FuelCost | 0 | [6 empty] | 0.33348 | 0
LCP_Inputs_ON_Electric_Howarth_2023_05_05 | 2048 | CH4 Salt Cavern Storage - ON | Storage | Methane | WC | Dispatch-Storage | VOM | 0 | [6 empty] | 0.33348 | 0
LCP_Inputs_ON_Electric_Howarth_2023_05_05 | 2048 | Electrolyser 2020/2030 | Crossload | Hydrogen | MI | Dispatch-Crossload | EmissionsCost | 0 | [6 empty] | 0.33348 | 0
LCP_Inputs_ON_Electric_Howarth_2023_05_05 | 2048 | Electrolyser 2020/2030 | Crossload | Hydrogen | MI | Dispatch-Crossload | FuelCost | 0 | [6 empty] | 0.33348 | 0
LCP_Inputs_ON_Electric_Howarth_2023_05_05 | 2048 | Electrolyser 2020/2030 | Crossload | Hydrogen | MI | Dispatch-Crossload | VOM | 0 | [6 empty] | 0.33348 | 0
LCP_Inputs_ON_Electric_Howarth_2023_05_05 | 2048 | Electrolyser 2020/2030 | Crossload | Hydrogen | NY | Dispatch-Crossload | EmissionsCost | 0 | [6 empty] | 0.33348 | 0
LCP_Inputs_ON_Electric_Howarth_2023_05_05 | 2048 | Electrolyser 2020/2030 | Crossload | Hydrogen | NY | Dispatch-Crossload | FuelCost | 0 | [6 empty] | 0.33348 | 0
LCP_Inputs_ON_Electric_Howarth_2023_05_05 | 2048 | Electrolyser 2020/2030 | Crossload | Hydrogen | NY | Dispatch-Crossload | VOM | 0 | [6 empty] | 0.33348 | 0
LCP_Inputs_ON_Electric_Howarth_2023_05_05 | 2048 | Electrolyser 2020/2030 | Crossload | Hydrogen | ON | Dispatch-Crossload | EmissionsCost | 0 | [6 empty] | 0.33348 | 0
LCP_Inputs_ON_Electric_Howarth_2023_05_05 | 2048 | Electrolyser 2020/2030 | Crossload | Hydrogen | ON | Dispatch-Crossload | FuelCost | 0 | [6 empty] | 0.33348 | 0
LCP_Inputs_ON_Electric_Howarth_2023_05_05 | 2048 | Electrolyser 2020/2030 | Crossload | Hydrogen | ON | Dispatch-Crossload | VOM | 0 | [6 empty] | 0.33348 | 0
LCP_Inputs_ON_Electric_Howarth_2023_05_05 | 2048 | Electrolyser 2020/2030 | Crossload | Hydrogen | PJ | Dispatch-Crossload | EmissionsCost | 0 | [6 empty] | 0.33348 | 0
LCP_Inputs_ON_Electric_Howarth_2023_05_05 | 2048 | Electrolyser 2020/2030 | Crossload | Hydrogen | PJ | Dispatch-Crossload | FuelCost | 0 | [6 empty] | 0.33348 | 0
LCP_Inputs_ON_Electric_Howarth_2023_05_05 | 2048 | Electrolyser 2020/2030 | Crossload | Hydrogen | PJ | Dispatch-Crossload | VOM | 0 | [6 empty] | 0.33348 | 0
LCP_Inputs_ON_Electric_Howarth_2023_05_05 | 2048 | Electrolyser 2020/2030 | Crossload | Hydrogen | QC | Dispatch-Crossload | EmissionsCost | 0 | [6 empty] | 0.33348 | 0
LCP_Inputs_ON_Electric_Howarth_2023_05_05 | 2048 | Electrolyser 2020/2030 | Crossload | Hydrogen | QC | Dispatch-Crossload | FuelCost | 0 | [6 empty] | 0.33348 | 0
LCP_Inputs_ON_Electric_Howarth_2023_05_05 | 2048 | Electrolyser 2020/2030 | Crossload | Hydrogen | QC | Dispatch-Crossload | VOM | 0 | [6 empty] | 0.33348 | 0
LCP_Inputs_ON_Electric_Howarth_2023_05_05 | 2048 | Electrolyser 2020/2030 | Crossload | Hydrogen | WC | Dispatch-Crossload | EmissionsCost | 0 | [6 empty] | 0.33348 | 0
LCP_Inputs_ON_Electric_Howarth_2023_05_05 | 2048 | Electrolyser 2020/2030 | Crossload | Hydrogen | WC | Dispatch-Crossload | FuelCost | 0 | [6 empty] | 0.33348 | 0
LCP_Inputs_ON_Electric_Howarth_2023_05_05 | 2048 | Electrolyser 2020/2030 | Crossload | Hydrogen | WC | Dispatch-Crossload | VOM | 0 | [6 empty] | 0.33348 | 0
LCP_Inputs_ON_Electric_Howarth_2023_05_05 | 2048 | Electrolyser 2040 | Crossload | Hydrogen | MI | Dispatch-Crossload | EmissionsCost | 0 | [6 empty] | 0.33348 | 0
LCP_Inputs_ON_Electric_Howarth_2023_05_05 | 2048 | Electrolyser 2040 | Crossload | Hydrogen | MI | Dispatch-Crossload | FuelCost | 0 | [6 empty] | 0.33348 | 0
LCP_Inputs_ON_Electric_Howarth_2023_05_05 | 2048 | Electrolyser 2040 | Crossload | Hydrogen | MI | Dispatch-Crossload | VOM | 0 | [6 empty] | 0.33348 | 0
LCP_Inputs_ON_Electric_Howarth_2023_05_05 | 2048 | Electrolyser 2040 | Crossload | Hydrogen | NY | Dispatch-Crossload | EmissionsCost | 0 | [6 empty] | 0.33348 | 0
LCP_Inputs_ON_Electric_Howarth_2023_05_05 | 2048 | Electrolyser 2040 | Crossload | Hydrogen | NY | Dispatch-Crossload | FuelCost | 0 | [6 empty] | 0.33348 | 0
LCP_Inputs_ON_Electric_Howarth_2023_05_05 | 2048 | Electrolyser 2040 | Crossload | Hydrogen | NY | Dispatch-Crossload | VOM | 0 | [6 empty] | 0.33348 | 0
LCP_Inputs_ON_Electric_Howarth_2023_05_05 | 2048 | Electrolyser 2040 | Crossload | Hydrogen | ON | Dispatch-Crossload | EmissionsCost | 0 | [6 empty] | 0.33348 | 0
LCP_Inputs_ON_Electric_Howarth_2023_05_05 | 2048 | Electrolyser 2040 | Crossload | Hydrogen | ON | Dispatch-Crossload | FuelCost | 0 | [6 empty] | 0.33348 | 0
LCP_Inputs_ON_Electric_Howarth_2023_05_05 | 2048 | Electrolyser 2040 | Crossload | Hydrogen | ON | Dispatch-Crossload | VOM | 0 | [6 empty] | 0.33348 | 0
LCP_Inputs_ON_Electric_Howarth_2023_05_05 | 2048 | Electrolyser 2040 | Crossload | Hydrogen | PJ | Dispatch-Crossload | EmissionsCost | 0 | [6 empty] | 0.33348 | 0
LCP_Inputs_ON_Electric_Howarth_2023_05_05 | 2048 | Electrolyser 2040 | Crossload | Hydrogen | PJ | Dispatch-Crossload | FuelCost | 0 | [6 empty] | 0.33348 | 0
LCP_Inputs_ON_Electric_Howarth_2023_05_05 | 2048 | Electrolyser 2040 | Crossload | Hydrogen | PJ | Dispatch-Crossload | VOM | 0 | [6 empty] | 0.33348 | 0
LCP_Inputs_ON_Electric_Howarth_2023_05_05 | 2048 | Electrolyser 2040 | Crossload | Hydrogen | QC | Dispatch-Crossload | EmissionsCost | 0 | [6 empty] | 0.33348 | 0
LCP_Inputs_ON_Electric_Howarth_2023_05_05 | 2048 | Electrolyser 2040 | Crossload | Hydrogen | QC | Dispatch-Crossload | FuelCost | 0 | [6 empty] | 0.33348 | 0
LCP_Inputs_ON_Electric_Howarth_2023_05_05 | 2048 | Electrolyser 2040 | Crossload | Hydrogen | QC | Dispatch-Crossload | VOM | 0 | [6 empty] | 0.33348 | 0
LCP_Inputs_ON_Electric_Howarth_2023_05_05 | 2048 | Electrolyser 2040 | Crossload | Hydrogen | WC | Dispatch-Crossload | EmissionsCost | 0 | [6 empty] | 0.33348 | 0
LCP_Inputs_ON_Electric_Howarth_2023_05_05 | 2048 | Electrolyser 2040 | Crossload | Hydrogen | WC | Dispatch-Crossload | FuelCost | 0 | [6 empty] | 0.33348 | 0
LCP_Inputs_ON_Electric_Howarth_2023_05_05 | 2048 | Electrolyser 2040 | Crossload | Hydrogen | WC | Dispatch-Crossload | VOM | 0 | [6 empty] | 0.33348 | 0
LCP_Inputs_ON_Electric_Howarth_2023_05_05 | 2048 | Electrolyser 2050 | Crossload | Hydrogen | MI | Dispatch-Crossload | EmissionsCost | 0 | [6 empty] | 0.33348 | 0
LCP_Inputs_ON_Electric_Howarth_2023_05_05 | 2048 | Electrolyser 2050 | Crossload | Hydrogen | MI | Dispatch-Crossload | FuelCost | 0 | [6 empty] | 0.33348 | 0
LCP_Inputs_ON_Electric_Howarth_2023_05_05 | 2048 | Electrolyser 2050 | Crossload | Hydrogen | MI | Dispatch-Crossload | VOM | 0 | [6 empty] | 0.33348 | 0
LCP_Inputs_ON_Electric_Howarth_2023_05_05 | 2048 | Electrolyser 2050 | Crossload | Hydrogen | NY | Dispatch-Crossload | EmissionsCost | 0 | [6 empty] | 0.33348 | 0
LCP_Inputs_ON_Electric_Howarth_2023_05_05 | 2048 | Electrolyser 2050 | Crossload | Hydrogen | NY | Dispatch-Crossload | FuelCost | 0 | [6 empty] | 0.33348 | 0
LCP_Inputs_ON_Electric_Howarth_2023_05_05 | 2048 | Electrolyser 2050 | Crossload | Hydrogen | NY | Dispatch-Crossload | VOM | 0 | [6 empty] | 0.33348 | 0
LCP_Inputs_ON_Electric_Howarth_2023_05_05 | 2048 | Electrolyser 2050 | Crossload | Hydrogen | ON | Dispatch-Crossload | EmissionsCost | 0 | [6 empty] | 0.33348 | 0
LCP_Inputs_ON_Electric_Howarth_2023_05_05 | 2048 | Electrolyser 2050 | Crossload | Hydrogen | ON | Dispatch-Crossload | FuelCost | 0 | [6 empty] | 0.33348 | 0
LCP_Inputs_ON_Electric_Howarth_2023_05_05 | 2048 | Electrolyser 2050 | Crossload | Hydrogen | ON | Dispatch-Crossload | VOM | 0 | [6 empty] | 0.33348 | 0
LCP_Inputs_ON_Electric_Howarth_2023_05_05 | 2048 | Electrolyser 2050 | Crossload | Hydrogen | PJ | Dispatch-Crossload | EmissionsCost | 0 | [6 empty] | 0.33348 | 0
LCP_Inputs_ON_Electric_Howarth_2023_05_05 | 2048 | Electrolyser 2050 | Crossload | Hydrogen | PJ | Dispatch-Crossload | FuelCost | 0 | [6 empty] | 0.33348 | 0
LCP_Inputs_ON_Electric_Howarth_2023_05_05 | 2048 | Electrolyser 2050 | Crossload | Hydrogen | PJ | Dispatch-Crossload | VOM | 0 | [6 empty] | 0.33348 | 0
LCP_Inputs_ON_Electric_Howarth_2023_05_05 | 2048 | Electrolyser 2050 | Crossload | Hydrogen | QC | Dispatch-Crossload | EmissionsCost | 0 | [6 empty] | 0.33348 | 0
LCP_Inputs_ON_Electric_Howarth_2023_05_05 | 2048 | Electrolyser 2050 | Crossload | Hydrogen | QC | Dispatch-Crossload | FuelCost | 0 | [6 empty] | 0.33348 | 0
LCP_Inputs_ON_Electric_Howarth_2023_05_05 | 2048 | Electrolyser 2050 | Crossload | Hydrogen | QC | Dispatch-Crossload | VOM | 0 | [6 empty] | 0.33348 | 0
LCP_Inputs_ON_Electric_Howarth_2023_05_05 | 2048 | Electrolyser 2050 | Crossload | Hydrogen | WC | Dispatch-Crossload | EmissionsCost | 0 | [6 empty] | 0.33348 | 0
LCP_Inputs_ON_Electric_Howarth_2023_05_05 | 2048 | Electrolyser 2050 | Crossload | Hydrogen | WC | Dispatch-Crossload | FuelCost | 0 | [6 empty] | 0.33348 | 0
LCP_Inputs_ON_Electric_Howarth_2023_05_05 | 2048 | Electrolyser 2050 | Crossload | Hydrogen | WC | Dispatch-Crossload | VOM | 0 | [6 empty] | 0.33348 | 0
LCP_Inputs_ON_Electric_Howarth_2023_05_05 | 2048 | Fossil Fuel Thermal (Coal, Peat, Oil) | Generation | Electricity | MI | Dispatch-Generation | EmissionsCost | 0 | [6 empty] | 0.33348 | 0
LCP_Inputs_ON_Electric_Howarth_2023_05_05 | 2048 | Fossil Fuel Thermal (Coal, Peat, Oil) | Generation | Electricity | MI | Dispatch-Generation | FuelCost | 0 | [6 empty] | 0.33348 | 0
LCP_Inputs_ON_Electric_Howarth_2023_05_05 | 2048 | Fossil Fuel Thermal (Coal, Peat, Oil) | Generation | Electricity | MI | Dispatch-Generation | VOM | 0 | [6 empty] | 0.33348 | 0
LCP_Inputs_ON_Electric_Howarth_2023_05_05 | 2048 | Fossil Fuel Thermal (Coal, Peat, Oil) | Generation | Electricity | NY | Dispatch-Generation | EmissionsCost | 0 | [6 empty] | 0.33348 | 0
LCP_Inputs_ON_Electric_Howarth_2023_05_05 | 2048 | Fossil Fuel Thermal (Coal, Peat, Oil) | Generation | Electricity | NY | Dispatch-Generation | FuelCost | 0 | [6 empty] | 0.33348 | 0
LCP_Inputs_ON_Electric_Howarth_2023_05_05 | 2048 | Fossil Fuel Thermal (Coal, Peat, Oil) | Generation | Electricity | NY | Dispatch-Generation | VOM | 0 | [6 empty] | 0.33348 | 0
LCP_Inputs_ON_Electric_Howarth_2023_05_05 | 2048 | Fossil Fuel Thermal (Coal, Peat, Oil) | Generation | Electricity | ON | Dispatch-Generation | EmissionsCost | 0 | [6 empty] | 0.33348 | 0
LCP_Inputs_ON_Electric_Howarth_2023_05_05 | 2048 | Fossil Fuel Thermal (Coal, Peat, Oil) | Generation | Electricity | ON | Dispatch-Generation | FuelCost | 0 | [6 empty] | 0.33348 | 0
LCP_Inputs_ON_Electric_Howarth_2023_05_05 | 2048 | Fossil Fuel Thermal (Coal, Peat, Oil) | Generation | Electricity | ON | Dispatch-Generation | VOM | 0 | [6 empty] | 0.33348 | 0
LCP_Inputs_ON_Electric_Howarth_2023_05_05 | 2048 | Fossil Fuel Thermal (Coal, Peat, Oil) | Generation | Electricity | PJ | Dispatch-Generation | EmissionsCost | 0 | [6 empty] | 0.33348 | 0
LCP_Inputs_ON_Electric_Howarth_2023_05_05 | 2048 | Fossil Fuel Thermal (Coal, Peat, Oil) | Generation | Electricity | PJ | Dispatch-Generation | FuelCost | 0 | [6 empty] | 0.33348 | 0
LCP_Inputs_ON_Electric_Howarth_2023_05_05 | 2048 | Fossil Fuel Thermal (Coal, Peat, Oil) | Generation | Electricity | PJ | Dispatch-Generation | VOM | 0 | [6 empty] | 0.33348 | 0
LCP_Inputs_ON_Electric_Howarth_2023_05_05 | 2048 | Fossil Fuel Thermal (Coal, Peat, Oil) | Generation | Electricity | QC | Dispatch-Generation | EmissionsCost | 0 | [6 empty] | 0.33348 | 0
LCP_Inputs_ON_Electric_Howarth_2023_05_05 | 2048 | Fossil Fuel Thermal (Coal, Peat, Oil) | Generation | Electricity | QC | Dispatch-Generation | FuelCost | 0 | [6 empty] | 0.33348 | 0
LCP_Inputs_ON_Electric_Howarth_2023_05_05 | 2048 | Fossil Fuel Thermal (Coal, Peat, Oil) | Generation | Electricity | QC | Dispatch-Generation | VOM | 0 | [6 empty] | 0.33348 | 0
LCP_Inputs_ON_Electric_Howarth_2023_05_05 | 2048 | Fossil Fuel Thermal (Coal, Peat, Oil) | Generation | Electricity | WC | Dispatch-Generation | EmissionsCost | 0 | [6 empty] | 0.33348 | 0
LCP_Inputs_ON_Electric_Howarth_2023_05_05 | 2048 | Fossil Fuel Thermal (Coal, Peat, Oil) | Generation | Electricity | WC | Dispatch-Generation | FuelCost | 0 | [6 empty] | 0.33348 | 0
LCP_Inputs_ON_Electric_Howarth_2023_05_05 | 2048 | Fossil Fuel Thermal (Coal, Peat, Oil) | Generation | Electricity | WC | Dispatch-Generation | VOM | 0 | [6 empty] | 0.33348 | 0
LCP_Inputs_ON_Electric_Howarth_2023_05_05 | 2048 | Generic - Generator | Generation | Electricity | MI | Dispatch-Generation | EmissionsCost | 0 | [6 empty] | 0.33348 | 0
LCP_Inputs_ON_Electric_Howarth_2023_05_05 | 2048 | Generic - Generator | Generation | Electricity | MI | Dispatch-Generation | FuelCost | 822908408.9569 | [6 empty] | 0.33348 | 274421415.314
LCP_Inputs_ON_Electric_Howarth_2023_05_05 | 2048 | Generic - Generator | Generation | Electricity | MI | Dispatch-Generation | VOM | 26913145.9602 | [6 empty] | 0.33348 | 8974927.859
LCP_Inputs_ON_Electric_Howarth_2023_05_05 | 2048 | Generic - Generator | Generation | Electricity | NY | Dispatch-Generation | EmissionsCost | 0 | [6 empty] | 0.33348 | 0
LCP_Inputs_ON_Electric_Howarth_2023_05_05 | 2048 | Generic - Generator | Generation | Electricity | NY | Dispatch-Generation | FuelCost | 74454029.7701 | [6 empty] | 0.33348 | 24828741.5744
LCP_Inputs_ON_Electric_Howarth_2023_05_05 | 2048 | Generic - Generator | Generation | Electricity | NY | Dispatch-Generation | VOM | 2435012.3886 | [6 empty] | 0.33348 | 812021.7739
LCP_Inputs_ON_Electric_Howarth_2023_05_05 | 2048 | Generic - Generator | Generation | Electricity | ON | Dispatch-Generation | EmissionsCost | 0 | [6 empty] | 0.33348 | 0
LCP_Inputs_ON_Electric_Howarth_2023_05_05 | 2048 | Generic - Generator | Generation | Electricity | ON | Dispatch-Generation | FuelCost | 0 | [6 empty] | 0.33348 | 0
LCP_Inputs_ON_Electric_Howarth_2023_05_05 | 2048 | Generic - Generator | Generation | Electricity | ON | Dispatch-Generation | VOM | 0 | [6 empty] | 0.33348 | 0
LCP_Inputs_ON_Electric_Howarth_2023_05_05 | 2048 | Generic - Generator | Generation | Electricity | PJ | Dispatch-Generation | EmissionsCost | 0 | [6 empty] | 0.33348 | 0
LCP_Inputs_ON_Electric_Howarth_2023_05_05 | 2048 | Generic - Generator | Generation | Electricity | PJ | Dispatch-Generation | FuelCost | 5362895327.8205 | [6 empty] | 0.33348 | 1788404772.6612
LCP_Inputs_ON_Electric_Howarth_2023_05_05 | 2048 | Generic - Generator | Generation | Electricity | PJ | Dispatch-Generation | VOM | 175393012.3403 | [6 empty] | 0.33348 | 58489618.2355
LCP_Inputs_ON_Electric_Howarth_2023_05_05 | 2048 | Generic - Generator | Generation | Electricity | QC | Dispatch-Generation | EmissionsCost | 0 | [6 empty] | 0.33348 | 0
LCP_Inputs_ON_Electric_Howarth_2023_05_05 | 2048 | Generic - Generator | Generation | Electricity | QC | Dispatch-Generation | FuelCost | 0 | [6 empty] | 0.33348 | 0
LCP_Inputs_ON_Electric_Howarth_2023_05_05 | 2048 | Generic - Generator | Generation | Electricity | QC | Dispatch-Generation | VOM | 0 | [6 empty] | 0.33348 | 0
LCP_Inputs_ON_Electric_Howarth_2023_05_05 | 2048 | Generic - Generator | Generation | Electricity | WC | Dispatch-Generation | EmissionsCost | 0 | [6 empty] | 0.33348 | 0
LCP_Inputs_ON_Electric_Howarth_2023_05_05 | 2048 | Generic - Generator | Generation | Electricity | WC | Dispatch-Generation | FuelCost | 0 | [6 empty] | 0.33348 | 0
LCP_Inputs_ON_Electric_Howarth_2023_05_05 | 2048 | Generic - Generator | Generation | Electricity | WC | Dispatch-Generation | VOM | 0 | [6 empty] | 0.33348 | 0
LCP_Inputs_ON_Electric_Howarth_2023_05_05 | 2048 | H2 Import - QC | Import | Hydrogen | MI | Dispatch-Import | EmissionsCost | 0 | [6 empty] | 0.33348 | 0
LCP_Inputs_ON_Electric_Howarth_2023_05_05 | 2048 | H2 Import - QC | Import | Hydrogen | MI | Dispatch-Import | FuelCost | 0 | [6 empty] | 0.33348 | 0
LCP_Inputs_ON_Electric_Howarth_2023_05_05 | 2048 | H2 Import - QC | Import | Hydrogen | MI | Dispatch-Import | VOM | 0 | [6 empty] | 0.33348 | 0
LCP_Inputs_ON_Electric_Howarth_2023_05_05 | 2048 | H2 Import - QC | Import | Hydrogen | NY | Dispatch-Import | EmissionsCost | 0 | [6 empty] | 0.33348 | 0
LCP_Inputs_ON_Electric_Howarth_2023_05_05 | 2048 | H2 Import - QC | Import | Hydrogen | NY | Dispatch-Import | FuelCost | 0 | [6 empty] | 0.33348 | 0
LCP_Inputs_ON_Electric_Howarth_2023_05_05 | 2048 | H2 Import - QC | Import | Hydrogen | NY | Dispatch-Import | VOM | 0 | [6 empty] | 0.33348 | 0
LCP_Inputs_ON_Electric_Howarth_2023_05_05 | 2048 | H2 Import - QC | Import | Hydrogen | ON | Dispatch-Import | EmissionsCost | 0 | [6 empty] | 0.33348 | 0
LCP_Inputs_ON_Electric_Howarth_2023_05_05 | 2048 | H2 Import - QC | Import | Hydrogen | ON | Dispatch-Import | FuelCost | 0 | [6 empty] | 0.33348 | 0
LCP_Inputs_ON_Electric_Howarth_2023_05_05 | 2048 | H2 Import - QC | Import | Hydrogen | ON | Dispatch-Import | VOM | 0 | [6 empty] | 0.33348 | 0
LCP_Inputs_ON_Electric_Howarth_2023_05_05 | 2048 | H2 Import - QC | Import | Hydrogen | PJ | Dispatch-Import | EmissionsCost | 0 | [6 empty] | 0.33348 | 0
LCP_Inputs_ON_Electric_Howarth_2023_05_05 | 2048 | H2 Import - QC | Import | Hydrogen | PJ | Dispatch-Import | FuelCost | 0 | [6 empty] | 0.33348 | 0
LCP_Inputs_ON_Electric_Howarth_2023_05_05 | 2048 | H2 Import - QC | Import | Hydrogen | PJ | Dispatch-Import | VOM | 0 | [6 empty] | 0.33348 | 0
LCP_Inputs_ON_Electric_Howarth_2023_05_05 | 2048 | H2 Import - QC | Import | Hydrogen | QC | Dispatch-Import | EmissionsCost | 0 | [6 empty] | 0.33348 | 0
LCP_Inputs_ON_Electric_Howarth_2023_05_05 | 2048 | H2 Import - QC | Import | Hydrogen | QC | Dispatch-Import | FuelCost | 0 | [6 empty] | 0.33348 | 0
LCP_Inputs_ON_Electric_Howarth_2023_05_05 | 2048 | H2 Import - QC | Import | Hydrogen | QC | Dispatch-Import | VOM | 0 | [6 empty] | 0.33348 | 0
LCP_Inputs_ON_Electric_Howarth_2023_05_05 | 2048 | H2 Import - QC | Import | Hydrogen | WC | Dispatch-Import | EmissionsCost | 0 | [6 empty] | 0.33348 | 0
LCP_Inputs_ON_Electric_Howarth_2023_05_05 | 2048 | H2 Import - QC | Import | Hydrogen | WC | Dispatch-Import | FuelCost | 0 | [6 empty] | 0.33348 | 0
LCP_Inputs_ON_Electric_Howarth_2023_05_05 | 2048 | H2 Import - QC | Import | Hydrogen | WC | Dispatch-Import | VOM | 0 | [6 empty] | 0.33348 | 0
LCP_Inputs_ON_Electric_Howarth_2023_05_05 | 2048 | H2 Import - WC | Import | Hydrogen | MI | Dispatch-Import | EmissionsCost | 0 | [6 empty] | 0.33348 | 0
LCP_Inputs_ON_Electric_Howarth_2023_05_05 | 2048 | H2 Import - WC | Import | Hydrogen | MI | Dispatch-Import | FuelCost | 0 | [6 empty] | 0.33348 | 0
LCP_Inputs_ON_Electric_Howarth_2023_05_05 | 2048 | H2 Import - WC | Import | Hydrogen | MI | Dispatch-Import | VOM | 0 | [6 empty] | 0.33348 | 0
LCP_Inputs_ON_Electric_Howarth_2023_05_05 | 2048 | H2 Import - WC | Import | Hydrogen | NY | Dispatch-Import | EmissionsCost | 0 | [6 empty] | 0.33348 | 0
LCP_Inputs_ON_Electric_Howarth_2023_05_05 | 2048 | H2 Import - WC | Import | Hydrogen | NY | Dispatch-Import | FuelCost | 0 | [6 empty] | 0.33348 | 0
LCP_Inputs_ON_Electric_Howarth_2023_05_05 | 2048 | H2 Import - WC | Import | Hydrogen | NY | Dispatch-Import | VOM | 0 | [6 empty] | 0.33348 | 0
LCP_Inputs_ON_Electric_Howarth_2023_05_05 | 2048 | H2 Import - WC | Import | Hydrogen | ON | Dispatch-Import | EmissionsCost | 0 | [6 empty] | 0.33348 | 0
LCP_Inputs_ON_Electric_Howarth_2023_05_05 | 2048 | H2 Import - WC | Import | Hydrogen | ON | Dispatch-Import | FuelCost | 0 | [6 empty] | 0.33348 | 0
LCP_Inputs_ON_Electric_Howarth_2023_05_05 | 2048 | H2 Import - WC | Import | Hydrogen | ON | Dispatch-Import | VOM | 0 | [6 empty] | 0.33348 | 0
LCP_Inputs_ON_Electric_Howarth_2023_05_05 | 2048 | H2 Import - WC | Import | Hydrogen | PJ | Dispatch-Import | EmissionsCost | 0 | [6 empty] | 0.33348 | 0
LCP_Inputs_ON_Electric_Howarth_2023_05_05 | 2048 | H2 Import - WC | Import | Hydrogen | PJ | Dispatch-Import | FuelCost | 0 | [6 empty] | 0.33348 | 0
LCP_Inputs_ON_Electric_Howarth_2023_05_05 | 2048 | H2 Import - WC | Import | Hydrogen | PJ | Dispatch-Import | VOM | 0 | [6 empty] | 0.33348 | 0
LCP_Inputs_ON_Electric_Howarth_2023_05_05 | 2048 | H2 Import - WC | Import | Hydrogen | QC | Dispatch-Import | EmissionsCost | 0 | [6 empty] | 0.33348 | 0
LCP_Inputs_ON_Electric_Howarth_2023_05_05 | 2048 | H2 Import - WC | Import | Hydrogen | QC | Dispatch-Import | FuelCost | 0 | [6 empty] | 0.33348 | 0
LCP_Inputs_ON_Electric_Howarth_2023_05_05 | 2048 | H2 Import - WC | Import | Hydrogen | QC | Dispatch-Import | VOM | 0 | [6 empty] | 0.33348 | 0
LCP_Inputs_ON_Electric_Howarth_2023_05_05 | 2048 | H2 Import - WC | Import | Hydrogen | WC | Dispatch-Import | EmissionsCost | 0 | [6 empty] | 0.33348 | 0
LCP_Inputs_ON_Electric_Howarth_2023_05_05 | 2048 | H2 Import - WC | Import | Hydrogen | WC | Dispatch-Import | FuelCost | 264354475.5194 | [6 empty] | 0.33348 | 88156262.0178
LCP_Inputs_ON_Electric_Howarth_2023_05_05 | 2048 | H2 Import - WC | Import | Hydrogen | WC | Dispatch-Import | VOM | 0 | [6 empty] | 0.33348 | 0
LCP_Inputs_ON_Electric_Howarth_2023_05_05 | 2048 | H2 Salt Cavern Storage - ON | Storage | Hydrogen | MI | Dispatch-Storage | EmissionsCost | 0 | [6 empty] | 0.33348 | 0
LCP_Inputs_ON_Electric_Howarth_2023_05_05 | 2048 | H2 Salt Cavern Storage - ON | Storage | Hydrogen | MI | Dispatch-Storage | FuelCost | 0 | [6 empty] | 0.33348 | 0
LCP_Inputs_ON_Electric_Howarth_2023_05_05 | 2048 | H2 Salt Cavern Storage - ON | Storage | Hydrogen | MI | Dispatch-Storage | VOM | 0 | [6 empty] | 0.33348 | 0
LCP_Inputs_ON_Electric_Howarth_2023_05_05 | 2048 | H2 Salt Cavern Storage - ON | Storage | Hydrogen | NY | Dispatch-Storage | EmissionsCost | 0 | [6 empty] | 0.33348 | 0
LCP_Inputs_ON_Electric_Howarth_2023_05_05 | 2048 | H2 Salt Cavern Storage - ON | Storage | Hydrogen | NY | Dispatch-Storage | FuelCost | 0 | [6 empty] | 0.33348 | 0
LCP_Inputs_ON_Electric_Howarth_2023_05_05 | 2048 | H2 Salt Cavern Storage - ON | Storage | Hydrogen | NY | Dispatch-Storage | VOM | 0 | [6 empty] | 0.33348 | 0
LCP_Inputs_ON_Electric_Howarth_2023_05_05 | 2048 | H2 Salt Cavern Storage - ON | Storage | Hydrogen | ON | Dispatch-Storage | EmissionsCost | 0 | [6 empty] | 0.33348 | 0
LCP_Inputs_ON_Electric_Howarth_2023_05_05 | 2048 | H2 Salt Cavern Storage - ON | Storage | Hydrogen | ON | Dispatch-Storage | FuelCost | 0 | [6 empty] | 0.33348 | 0
LCP_Inputs_ON_Electric_Howarth_2023_05_05 | 2048 | H2 Salt Cavern Storage - ON | Storage | Hydrogen | ON | Dispatch-Storage | VOM | 29987486.9081 | [6 empty] | 0.33348 | 10000151.3042
LCP_Inputs_ON_Electric_Howarth_2023_05_05 | 2048 | H2 Salt Cavern Storage - ON | Storage | Hydrogen | PJ | Dispatch-Storage | EmissionsCost | 0 | [6 empty] | 0.33348 | 0
LCP_Inputs_ON_Electric_Howarth_2023_05_05 | 2048 | H2 Salt Cavern Storage - ON | Storage | Hydrogen | PJ | Dispatch-Storage | FuelCost | 0 | [6 empty] | 0.33348 | 0
LCP_Inputs_ON_Electric_Howarth_2023_05_05 | 2048 | H2 Salt Cavern Storage - ON | Storage | Hydrogen | PJ | Dispatch-Storage | VOM | 0 | [6 empty] | 0.33348 | 0
LCP_Inputs_ON_Electric_Howarth_2023_05_05 | 2048 | H2 Salt Cavern Storage - ON | Storage | Hydrogen | QC | Dispatch-Storage | EmissionsCost | 0 | [6 empty] | 0.33348 | 0
LCP_Inputs_ON_Electric_Howarth_2023_05_05 | 2048 | H2 Salt Cavern Storage - ON | Storage | Hydrogen | QC | Dispatch-Storage | FuelCost | 0 | [6 empty] | 0.33348 | 0
LCP_Inputs_ON_Electric_Howarth_2023_05_05 | 2048 | H2 Salt Cavern Storage - ON | Storage | Hydrogen | QC | Dispatch-Storage | VOM | 0 | [6 empty] | 0.33348 | 0
LCP_Inputs_ON_Electric_Howarth_2023_05_05 | 2048 | H2 Salt Cavern Storage - ON | Storage | Hydrogen | WC | Dispatch-Storage | EmissionsCost | 0 | [6 empty] | 0.33348 | 0
LCP_Inputs_ON_Electric_Howarth_2023_05_05 | 2048 | H2 Salt Cavern Storage - ON | Storage | Hydrogen | WC | Dispatch-Storage | FuelCost | 0 | [6 empty] | 0.33348 | 0
LCP_Inputs_ON_Electric_Howarth_2023_05_05 | 2048 | H2 Salt Cavern Storage - ON | Storage | Hydrogen | WC | Dispatch-Storage | VOM | 0 | [6 empty] | 0.33348 | 0
LCP_Inputs_ON_Electric_Howarth_2023_05_05 | 2048 | Hydro | Generation | Electricity | MI | Dispatch-Generation | EmissionsCost | 0 | [6 empty] | 0.33348 | 0
LCP_Inputs_ON_Electric_Howarth_2023_05_05 | 2048 | Hydro | Generation | Electricity | MI | Dispatch-Generation | FuelCost | 0 | [6 empty] | 0.33348 | 0
LCP_Inputs_ON_Electric_Howarth_2023_05_05 | 2048 | Hydro | Generation | Electricity | MI | Dispatch-Generation | VOM | 0 | [6 empty] | 0.33348 | 0
LCP_Inputs_ON_Electric_Howarth_2023_05_05 | 2048 | Hydro | Generation | Electricity | NY | Dispatch-Generation | EmissionsCost | 0 | [6 empty] | 0.33348 | 0
LCP_Inputs_ON_Electric_Howarth_2023_05_05 | 2048 | Hydro | Generation | Electricity | NY | Dispatch-Generation | FuelCost | 0 | [6 empty] | 0.33348 | 0
LCP_Inputs_ON_Electric_Howarth_2023_05_05 | 2048 | Hydro | Generation | Electricity | NY | Dispatch-Generation | VOM | 0 | [6 empty] | 0.33348 | 0
LCP_Inputs_ON_Electric_Howarth_2023_05_05 | 2048 | Hydro | Generation | Electricity | ON | Dispatch-Generation | EmissionsCost | 0 | [6 empty] | 0.33348 | 0
LCP_Inputs_ON_Electric_Howarth_2023_05_05 | 2048 | Hydro | Generation | Electricity | ON | Dispatch-Generation | FuelCost | 0 | [6 empty] | 0.33348 | 0
LCP_Inputs_ON_Electric_Howarth_2023_05_05 | 2048 | Hydro | Generation | Electricity | ON | Dispatch-Generation | VOM | 0 | [6 empty] | 0.33348 | 0
LCP_Inputs_ON_Electric_Howarth_2023_05_05 | 2048 | Hydro | Generation | Electricity | PJ | Dispatch-Generation | EmissionsCost | 0 | [6 empty] | 0.33348 | 0
LCP_Inputs_ON_Electric_Howarth_2023_05_05 | 2048 | Hydro | Generation | Electricity | PJ | Dispatch-Generation | FuelCost | 0 | [6 empty] | 0.33348 | 0
LCP_Inputs_ON_Electric_Howarth_2023_05_05 | 2048 | Hydro | Generation | Electricity | PJ | Dispatch-Generation | VOM | 0 | [6 empty] | 0.33348 | 0
LCP_Inputs_ON_Electric_Howarth_2023_05_05 | 2048 | Hydro | Generation | Electricity | QC | Dispatch-Generation | EmissionsCost | 0 | [6 empty] | 0.33348 | 0
LCP_Inputs_ON_Electric_Howarth_2023_05_05 | 2048 | Hydro | Generation | Electricity | QC | Dispatch-Generation | FuelCost | 0 | [6 empty] | 0.33348 | 0
LCP_Inputs_ON_Electric_Howarth_2023_05_05 | 2048 | Hydro | Generation | Electricity | QC | Dispatch-Generation | VOM | 0 | [6 empty] | 0.33348 | 0
LCP_Inputs_ON_Electric_Howarth_2023_05_05 | 2048 | Hydro | Generation | Electricity | WC | Dispatch-Generation | EmissionsCost | 0 | [6 empty] | 0.33348 | 0
LCP_Inputs_ON_Electric_Howarth_2023_05_05 | 2048 | Hydro | Generation | Electricity | WC | Dispatch-Generation | FuelCost | 0 | [6 empty] | 0.33348 | 0
LCP_Inputs_ON_Electric_Howarth_2023_05_05 | 2048 | Hydro | Generation | Electricity | WC | Dispatch-Generation | VOM | 0 | [6 empty] | 0.33348 | 0
LCP_Inputs_ON_Electric_Howarth_2023_05_05 | 2048 | Hydro Pumped Storage | Storage | Electricity | MI | Dispatch-Storage | EmissionsCost | 0 | [6 empty] | 0.33348 | 0
LCP_Inputs_ON_Electric_Howarth_2023_05_05 | 2048 | Hydro Pumped Storage | Storage | Electricity | MI | Dispatch-Storage | FuelCost | 0 | [6 empty] | 0.33348 | 0
LCP_Inputs_ON_Electric_Howarth_2023_05_05 | 2048 | Hydro Pumped Storage | Storage | Electricity | MI | Dispatch-Storage | VOM | 0 | [6 empty] | 0.33348 | 0
LCP_Inputs_ON_Electric_Howarth_2023_05_05 | 2048 | Hydro Pumped Storage | Storage | Electricity | NY | Dispatch-Storage | EmissionsCost | 0 | [6 empty] | 0.33348 | 0
LCP_Inputs_ON_Electric_Howarth_2023_05_05 | 2048 | Hydro Pumped Storage | Storage | Electricity | NY | Dispatch-Storage | FuelCost | 0 | [6 empty] | 0.33348 | 0
LCP_Inputs_ON_Electric_Howarth_2023_05_05 | 2048 | Hydro Pumped Storage | Storage | Electricity | NY | Dispatch-Storage | VOM | 0 | [6 empty] | 0.33348 | 0
LCP_Inputs_ON_Electric_Howarth_2023_05_05 | 2048 | Hydro Pumped Storage | Storage | Electricity | ON | Dispatch-Storage | EmissionsCost | 0 | [6 empty] | 0.33348 | 0
LCP_Inputs_ON_Electric_Howarth_2023_05_05 | 2048 | Hydro Pumped Storage | Storage | Electricity | ON | Dispatch-Storage | FuelCost | 0 | [6 empty] | 0.33348 | 0
LCP_Inputs_ON_Electric_Howarth_2023_05_05 | 2048 | Hydro Pumped Storage | Storage | Electricity | ON | Dispatch-Storage | VOM | 0 | [6 empty] | 0.33348 | 0
LCP_Inputs_ON_Electric_Howarth_2023_05_05 | 2048 | Hydro Pumped Storage | Storage | Electricity | PJ | Dispatch-Storage | EmissionsCost | 0 | [6 empty] | 0.33348 | 0
LCP_Inputs_ON_Electric_Howarth_2023_05_05 | 2048 | Hydro Pumped Storage | Storage | Electricity | PJ | Dispatch-Storage | FuelCost | 0 | [6 empty] | 0.33348 | 0
LCP_Inputs_ON_Electric_Howarth_2023_05_05 | 2048 | Hydro Pumped Storage | Storage | Electricity | PJ | Dispatch-Storage | VOM | 0 | [6 empty] | 0.33348 | 0
LCP_Inputs_ON_Electric_Howarth_2023_05_05 | 2048 | Hydro Pumped Storage | Storage | Electricity | QC | Dispatch-Storage | EmissionsCost | 0 | [6 empty] | 0.33348 | 0
LCP_Inputs_ON_Electric_Howarth_2023_05_05 | 2048 | Hydro Pumped Storage | Storage | Electricity | QC | Dispatch-Storage | FuelCost | 0 | [6 empty] | 0.33348 | 0
LCP_Inputs_ON_Electric_Howarth_2023_05_05 | 2048 | Hydro Pumped Storage | Storage | Electricity | QC | Dispatch-Storage | VOM | 0 | [6 empty] | 0.33348 | 0
LCP_Inputs_ON_Electric_Howarth_2023_05_05 | 2048 | Hydro Pumped Storage | Storage | Electricity | WC | Dispatch-Storage | EmissionsCost | 0 | [6 empty] | 0.33348 | 0
LCP_Inputs_ON_Electric_Howarth_2023_05_05 | 2048 | Hydro Pumped Storage | Storage | Electricity | WC | Dispatch-Storage | FuelCost | 0 | [6 empty] | 0.33348 | 0
LCP_Inputs_ON_Electric_Howarth_2023_05_05 | 2048 | Hydro Pumped Storage | Storage | Electricity | WC | Dispatch-Storage | VOM | 0 | [6 empty] | 0.33348 | 0
LCP_Inputs_ON_Electric_Howarth_2023_05_05 | 2048 | Nuclear | Generation | Electricity | MI | Dispatch-Generation | EmissionsCost | 0 | [6 empty] | 0.33348 | 0
LCP_Inputs_ON_Electric_Howarth_2023_05_05 | 2048 | Nuclear | Generation | Electricity | MI | Dispatch-Generation | FuelCost | 0 | [6 empty] | 0.33348 | 0
LCP_Inputs_ON_Electric_Howarth_2023_05_05 | 2048 | Nuclear | Generation | Electricity | MI | Dispatch-Generation | VOM | 2762866296.96 | [6 empty] | 0.33348 | 921353666.1951
LCP_Inputs_ON_Electric_Howarth_2023_05_05 | 2048 | Nuclear | Generation | Electricity | NY | Dispatch-Generation | EmissionsCost | 0 | [6 empty] | 0.33348 | 0
LCP_Inputs_ON_Electric_Howarth_2023_05_05 | 2048 | Nuclear | Generation | Electricity | NY | Dispatch-Generation | FuelCost | 0 | [6 empty] | 0.33348 | 0
LCP_Inputs_ON_Electric_Howarth_2023_05_05 | 2048 | Nuclear | Generation | Electricity | NY | Dispatch-Generation | VOM | 2246155230.144 | [6 empty] | 0.33348 | 749042166.2509
LCP_Inputs_ON_Electric_Howarth_2023_05_05 | 2048 | Nuclear | Generation | Electricity | ON | Dispatch-Generation | EmissionsCost | 0 | [6 empty] | 0.33348 | 0
LCP_Inputs_ON_Electric_Howarth_2023_05_05 | 2048 | Nuclear | Generation | Electricity | ON | Dispatch-Generation | FuelCost | 0 | [6 empty] | 0.33348 | 0
LCP_Inputs_ON_Electric_Howarth_2023_05_05 | 2048 | Nuclear | Generation | Electricity | ON | Dispatch-Generation | VOM | 7838119223.6803 | [6 empty] | 0.33348 | 2613836178.3045
LCP_Inputs_ON_Electric_Howarth_2023_05_05 | 2048 | Nuclear | Generation | Electricity | PJ | Dispatch-Generation | EmissionsCost | 0 | [6 empty] | 0.33348 | 0
LCP_Inputs_ON_Electric_Howarth_2023_05_05 | 2048 | Nuclear | Generation | Electricity | PJ | Dispatch-Generation | FuelCost | 0 | [6 empty] | 0.33348 | 0
LCP_Inputs_ON_Electric_Howarth_2023_05_05 | 2048 | Nuclear | Generation | Electricity | PJ | Dispatch-Generation | VOM | 6401347648.6848 | [6 empty] | 0.33348 | 2134705226.6679
LCP_Inputs_ON_Electric_Howarth_2023_05_05 | 2048 | Nuclear | Generation | Electricity | QC | Dispatch-Generation | EmissionsCost | 0 | [6 empty] | 0.33348 | 0
LCP_Inputs_ON_Electric_Howarth_2023_05_05 | 2048 | Nuclear | Generation | Electricity | QC | Dispatch-Generation | FuelCost | 0 | [6 empty] | 0.33348 | 0
LCP_Inputs_ON_Electric_Howarth_2023_05_05 | 2048 | Nuclear | Generation | Electricity | QC | Dispatch-Generation | VOM | 0 | [6 empty] | 0.33348 | 0
LCP_Inputs_ON_Electric_Howarth_2023_05_05 | 2048 | Nuclear | Generation | Electricity | WC | Dispatch-Generation | EmissionsCost | 0 | [6 empty] | 0.33348 | 0
LCP_Inputs_ON_Electric_Howarth_2023_05_05 | 2048 | Nuclear | Generation | Electricity | WC | Dispatch-Generation | FuelCost | 0 | [6 empty] | 0.33348 | 0
LCP_Inputs_ON_Electric_Howarth_2023_05_05 | 2048 | Nuclear | Generation | Electricity | WC | Dispatch-Generation | VOM | 0 | [6 empty] | 0.33348 | 0
LCP_Inputs_ON_Electric_Howarth_2023_05_05 | 2048 | Nuclear SMR | Generation | Electricity | MI | Dispatch-Generation | EmissionsCost | 0 | [6 empty] | 0.33348 | 0
LCP_Inputs_ON_Electric_Howarth_2023_05_05 | 2048 | Nuclear SMR | Generation | Electricity | MI | Dispatch-Generation | FuelCost | 0 | [6 empty] | 0.33348 | 0
LCP_Inputs_ON_Electric_Howarth_2023_05_05 | 2048 | Nuclear SMR | Generation | Electricity | MI | Dispatch-Generation | VOM | 0 | [6 empty] | 0.33348 | 0
LCP_Inputs_ON_Electric_Howarth_2023_05_05 | 2048 | Nuclear SMR | Generation | Electricity | NY | Dispatch-Generation | EmissionsCost | 0 | [6 empty] | 0.33348 | 0
LCP_Inputs_ON_Electric_Howarth_2023_05_05 | 2048 | Nuclear SMR | Generation | Electricity | NY | Dispatch-Generation | FuelCost | 0 | [6 empty] | 0.33348 | 0
LCP_Inputs_ON_Electric_Howarth_2023_05_05 | 2048 | Nuclear SMR | Generation | Electricity | NY | Dispatch-Generation | VOM | 0 | [6 empty] | 0.33348 | 0
LCP_Inputs_ON_Electric_Howarth_2023_05_05 | 2048 | Nuclear SMR | Generation | Electricity | ON | Dispatch-Generation | EmissionsCost | 0 | [6 empty] | 0.33348 | 0
LCP_Inputs_ON_Electric_Howarth_2023_05_05 | 2048 | Nuclear SMR | Generation | Electricity | ON | Dispatch-Generation | FuelCost | 0 | [6 empty] | 0.33348 | 0
LCP_Inputs_ON_Electric_Howarth_2023_05_05 | 2048 | Nuclear SMR | Generation | Electricity | ON | Dispatch-Generation | VOM | 209027402.6763 | [6 empty] | 0.33348 | 69705929.6727
LCP_Inputs_ON_Electric_Howarth_2023_05_05 | 2048 | Nuclear SMR | Generation | Electricity | PJ | Dispatch-Generation | EmissionsCost | 0 | [6 empty] | 0.33348 | 0
LCP_Inputs_ON_Electric_Howarth_2023_05_05 | 2048 | Nuclear SMR | Generation | Electricity | PJ | Dispatch-Generation | FuelCost | 0 | [6 empty] | 0.33348 | 0
LCP_Inputs_ON_Electric_Howarth_2023_05_05 | 2048 | Nuclear SMR | Generation | Electricity | PJ | Dispatch-Generation | VOM | 0 | [6 empty] | 0.33348 | 0
LCP_Inputs_ON_Electric_Howarth_2023_05_05 | 2048 | Nuclear SMR | Generation | Electricity | QC | Dispatch-Generation | EmissionsCost | 0 | [6 empty] | 0.33348 | 0
LCP_Inputs_ON_Electric_Howarth_2023_05_05 | 2048 | Nuclear SMR | Generation | Electricity | QC | Dispatch-Generation | FuelCost | 0 | [6 empty] | 0.33348 | 0
LCP_Inputs_ON_Electric_Howarth_2023_05_05 | 2048 | Nuclear SMR | Generation | Electricity | QC | Dispatch-Generation | VOM | 0 | [6 empty] | 0.33348 | 0
LCP_Inputs_ON_Electric_Howarth_2023_05_05 | 2048 | Nuclear SMR | Generation | Electricity | WC | Dispatch-Generation | EmissionsCost | 0 | [6 empty] | 0.33348 | 0
LCP_Inputs_ON_Electric_Howarth_2023_05_05 | 2048 | Nuclear SMR | Generation | Electricity | WC | Dispatch-Generation | FuelCost | 0 | [6 empty] | 0.33348 | 0
LCP_Inputs_ON_Electric_Howarth_2023_05_05 | 2048 | Nuclear SMR | Generation | Electricity | WC | Dispatch-Generation | VOM | 0 | [6 empty] | 0.33348 | 0
LCP_Inputs_ON_Electric_Howarth_2023_05_05 | 2048 | O/CCGT - CH4 Existing | Crossload | Electricity | MI | Dispatch-Crossload | EmissionsCost | 0 | [6 empty] | 0.33348 | 0
LCP_Inputs_ON_Electric_Howarth_2023_05_05 | 2048 | O/CCGT - CH4 Existing | Crossload | Electricity | MI | Dispatch-Crossload | FuelCost | 0 | [6 empty] | 0.33348 | 0
LCP_Inputs_ON_Electric_Howarth_2023_05_05 | 2048 | O/CCGT - CH4 Existing | Crossload | Electricity | MI | Dispatch-Crossload | VOM | 0 | [6 empty] | 0.33348 | 0
LCP_Inputs_ON_Electric_Howarth_2023_05_05 | 2048 | O/CCGT - CH4 Existing | Crossload | Electricity | NY | Dispatch-Crossload | EmissionsCost | 0 | [6 empty] | 0.33348 | 0
LCP_Inputs_ON_Electric_Howarth_2023_05_05 | 2048 | O/CCGT - CH4 Existing | Crossload | Electricity | NY | Dispatch-Crossload | FuelCost | 0 | [6 empty] | 0.33348 | 0
LCP_Inputs_ON_Electric_Howarth_2023_05_05 | 2048 | O/CCGT - CH4 Existing | Crossload | Electricity | NY | Dispatch-Crossload | VOM | 0 | [6 empty] | 0.33348 | 0
LCP_Inputs_ON_Electric_Howarth_2023_05_05 | 2048 | O/CCGT - CH4 Existing | Crossload | Electricity | ON | Dispatch-Crossload | EmissionsCost | 4102217.4246 | [6 empty] | 0.33348 | 1367997.0934
LCP_Inputs_ON_Electric_Howarth_2023_05_05 | 2048 | O/CCGT - CH4 Existing | Crossload | Electricity | ON | Dispatch-Crossload | FuelCost | 0 | [6 empty] | 0.33348 | 0
LCP_Inputs_ON_Electric_Howarth_2023_05_05 | 2048 | O/CCGT - CH4 Existing | Crossload | Electricity | ON | Dispatch-Crossload | VOM | 145942.0715 | [6 empty] | 0.33348 | 48668.3929
LCP_Inputs_ON_Electric_Howarth_2023_05_05 | 2048 | O/CCGT - CH4 Existing | Crossload | Electricity | PJ | Dispatch-Crossload | EmissionsCost | 0 | [6 empty] | 0.33348 | 0
LCP_Inputs_ON_Electric_Howarth_2023_05_05 | 2048 | O/CCGT - CH4 Existing | Crossload | Electricity | PJ | Dispatch-Crossload | FuelCost | 0 | [6 empty] | 0.33348 | 0
LCP_Inputs_ON_Electric_Howarth_2023_05_05 | 2048 | O/CCGT - CH4 Existing | Crossload | Electricity | PJ | Dispatch-Crossload | VOM | 0 | [6 empty] | 0.33348 | 0
LCP_Inputs_ON_Electric_Howarth_2023_05_05 | 2048 | O/CCGT - CH4 Existing | Crossload | Electricity | QC | Dispatch-Crossload | EmissionsCost | 0 | [6 empty] | 0.33348 | 0
LCP_Inputs_ON_Electric_Howarth_2023_05_05 | 2048 | O/CCGT - CH4 Existing | Crossload | Electricity | QC | Dispatch-Crossload | FuelCost | 0 | [6 empty] | 0.33348 | 0
LCP_Inputs_ON_Electric_Howarth_2023_05_05 | 2048 | O/CCGT - CH4 Existing | Crossload | Electricity | QC | Dispatch-Crossload | VOM | 0 | [6 empty] | 0.33348 | 0
LCP_Inputs_ON_Electric_Howarth_2023_05_05 | 2048 | O/CCGT - CH4 Existing | Crossload | Electricity | WC | Dispatch-Crossload | EmissionsCost | 0 | [6 empty] | 0.33348 | 0
LCP_Inputs_ON_Electric_Howarth_2023_05_05 | 2048 | O/CCGT - CH4 Existing | Crossload | Electricity | WC | Dispatch-Crossload | FuelCost | 0 | [6 empty] | 0.33348 | 0
LCP_Inputs_ON_Electric_Howarth_2023_05_05 | 2048 | O/CCGT - CH4 Existing | Crossload | Electricity | WC | Dispatch-Crossload | VOM | 0 | [6 empty] | 0.33348 | 0
LCP_Inputs_ON_Electric_Howarth_2023_05_05 | 2048 | O/CCGT - CH4 New | Crossload | Electricity | MI | Dispatch-Crossload | EmissionsCost | 0 | [6 empty] | 0.33348 | 0
LCP_Inputs_ON_Electric_Howarth_2023_05_05 | 2048 | O/CCGT - CH4 New | Crossload | Electricity | MI | Dispatch-Crossload | FuelCost | 0 | [6 empty] | 0.33348 | 0
LCP_Inputs_ON_Electric_Howarth_2023_05_05 | 2048 | O/CCGT - CH4 New | Crossload | Electricity | MI | Dispatch-Crossload | VOM | 0 | [6 empty] | 0.33348 | 0
LCP_Inputs_ON_Electric_Howarth_2023_05_05 | 2048 | O/CCGT - CH4 New | Crossload | Electricity | NY | Dispatch-Crossload | EmissionsCost | 0 | [6 empty] | 0.33348 | 0
LCP_Inputs_ON_Electric_Howarth_2023_05_05 | 2048 | O/CCGT - CH4 New | Crossload | Electricity | NY | Dispatch-Crossload | FuelCost | 0 | [6 empty] | 0.33348 | 0
LCP_Inputs_ON_Electric_Howarth_2023_05_05 | 2048 | O/CCGT - CH4 New | Crossload | Electricity | NY | Dispatch-Crossload | VOM | 0 | [6 empty] | 0.33348 | 0
LCP_Inputs_ON_Electric_Howarth_2023_05_05 | 2048 | O/CCGT - CH4 New | Crossload | Electricity | ON | Dispatch-Crossload | EmissionsCost | 1412953.2475 | [6 empty] | 0.33348 | 471188.076
LCP_Inputs_ON_Electric_Howarth_2023_05_05 | 2048 | O/CCGT - CH4 New | Crossload | Electricity | ON | Dispatch-Crossload | FuelCost | 0 | [6 empty] | 0.33348 | 0
LCP_Inputs_ON_Electric_Howarth_2023_05_05 | 2048 | O/CCGT - CH4 New | Crossload | Electricity | ON | Dispatch-Crossload | VOM | 50267.7704 | [6 empty] | 0.33348 | 16763.169
LCP_Inputs_ON_Electric_Howarth_2023_05_05 | 2048 | O/CCGT - CH4 New | Crossload | Electricity | PJ | Dispatch-Crossload | EmissionsCost | 0 | [6 empty] | 0.33348 | 0
LCP_Inputs_ON_Electric_Howarth_2023_05_05 | 2048 | O/CCGT - CH4 New | Crossload | Electricity | PJ | Dispatch-Crossload | FuelCost | 0 | [6 empty] | 0.33348 | 0
LCP_Inputs_ON_Electric_Howarth_2023_05_05 | 2048 | O/CCGT - CH4 New | Crossload | Electricity | PJ | Dispatch-Crossload | VOM | 0 | [6 empty] | 0.33348 | 0
LCP_Inputs_ON_Electric_Howarth_2023_05_05 | 2048 | O/CCGT - CH4 New | Crossload | Electricity | QC | Dispatch-Crossload | EmissionsCost | 0 | [6 empty] | 0.33348 | 0
LCP_Inputs_ON_Electric_Howarth_2023_05_05 | 2048 | O/CCGT - CH4 New | Crossload | Electricity | QC | Dispatch-Crossload | FuelCost | 0 | [6 empty] | 0.33348 | 0
LCP_Inputs_ON_Electric_Howarth_2023_05_05 | 2048 | O/CCGT - CH4 New | Crossload | Electricity | QC | Dispatch-Crossload | VOM | 0 | [6 empty] | 0.33348 | 0
LCP_Inputs_ON_Electric_Howarth_2023_05_05 | 2048 | O/CCGT - CH4 New | Crossload | Electricity | WC | Dispatch-Crossload | EmissionsCost | 0 | [6 empty] | 0.33348 | 0
LCP_Inputs_ON_Electric_Howarth_2023_05_05 | 2048 | O/CCGT - CH4 New | Crossload | Electricity | WC | Dispatch-Crossload | FuelCost | 0 | [6 empty] | 0.33348 | 0
LCP_Inputs_ON_Electric_Howarth_2023_05_05 | 2048 | O/CCGT - CH4 New | Crossload | Electricity | WC | Dispatch-Crossload | VOM | 0 | [6 empty] | 0.33348 | 0
LCP_Inputs_ON_Electric_Howarth_2023_05_05 | 2048 | O/CCGT - H2 New | Crossload | Electricity | MI | Dispatch-Crossload | EmissionsCost | 0 | [6 empty] | 0.33348 | 0
LCP_Inputs_ON_Electric_Howarth_2023_05_05 | 2048 | O/CCGT - H2 New | Crossload | Electricity | MI | Dispatch-Crossload | FuelCost | 0 | [6 empty] | 0.33348 | 0
LCP_Inputs_ON_Electric_Howarth_2023_05_05 | 2048 | O/CCGT - H2 New | Crossload | Electricity | MI | Dispatch-Crossload | VOM | 0 | [6 empty] | 0.33348 | 0
LCP_Inputs_ON_Electric_Howarth_2023_05_05 | 2048 | O/CCGT - H2 New | Crossload | Electricity | NY | Dispatch-Crossload | EmissionsCost | 0 | [6 empty] | 0.33348 | 0
LCP_Inputs_ON_Electric_Howarth_2023_05_05 | 2048 | O/CCGT - H2 New | Crossload | Electricity | NY | Dispatch-Crossload | FuelCost | 0 | [6 empty] | 0.33348 | 0
LCP_Inputs_ON_Electric_Howarth_2023_05_05 | 2048 | O/CCGT - H2 New | Crossload | Electricity | NY | Dispatch-Crossload | VOM | 0 | [6 empty] | 0.33348 | 0
LCP_Inputs_ON_Electric_Howarth_2023_05_05 | 2048 | O/CCGT - H2 New | Crossload | Electricity | ON | Dispatch-Crossload | EmissionsCost | 0 | [6 empty] | 0.33348 | 0
LCP_Inputs_ON_Electric_Howarth_2023_05_05 | 2048 | O/CCGT - H2 New | Crossload | Electricity | ON | Dispatch-Crossload | FuelCost | 0 | [6 empty] | 0.33348 | 0
LCP_Inputs_ON_Electric_Howarth_2023_05_05 | 2048 | O/CCGT - H2 New | Crossload | Electricity | ON | Dispatch-Crossload | VOM | 1216577.8169 | [6 empty] | 0.33348 | 405701.294
LCP_Inputs_ON_Electric_Howarth_2023_05_05 | 2048 | O/CCGT - H2 New | Crossload | Electricity | PJ | Dispatch-Crossload | EmissionsCost | 0 | [6 empty] | 0.33348 | 0
LCP_Inputs_ON_Electric_Howarth_2023_05_05 | 2048 | O/CCGT - H2 New | Crossload | Electricity | PJ | Dispatch-Crossload | FuelCost | 0 | [6 empty] | 0.33348 | 0
LCP_Inputs_ON_Electric_Howarth_2023_05_05 | 2048 | O/CCGT - H2 New | Crossload | Electricity | PJ | Dispatch-Crossload | VOM | 0 | [6 empty] | 0.33348 | 0
LCP_Inputs_ON_Electric_Howarth_2023_05_05 | 2048 | O/CCGT - H2 New | Crossload | Electricity | QC | Dispatch-Crossload | EmissionsCost | 0 | [6 empty] | 0.33348 | 0
LCP_Inputs_ON_Electric_Howarth_2023_05_05 | 2048 | O/CCGT - H2 New | Crossload | Electricity | QC | Dispatch-Crossload | FuelCost | 0 | [6 empty] | 0.33348 | 0
LCP_Inputs_ON_Electric_Howarth_2023_05_05 | 2048 | O/CCGT - H2 New | Crossload | Electricity | QC | Dispatch-Crossload | VOM | 0 | [6 empty] | 0.33348 | 0
LCP_Inputs_ON_Electric_Howarth_2023_05_05 | 2048 | O/CCGT - H2 New | Crossload | Electricity | WC | Dispatch-Crossload | EmissionsCost | 0 | [6 empty] | 0.33348 | 0
LCP_Inputs_ON_Electric_Howarth_2023_05_05 | 2048 | O/CCGT - H2 New | Crossload | Electricity | WC | Dispatch-Crossload | FuelCost | 0 | [6 empty] | 0.33348 | 0
LCP_Inputs_ON_Electric_Howarth_2023_05_05 | 2048 | O/CCGT - H2 New | Crossload | Electricity | WC | Dispatch-Crossload | VOM | 0 | [6 empty] | 0.33348 | 0
LCP_Inputs_ON_Electric_Howarth_2023_05_05 | 2048 | SMR CCS | Generation | Hydrogen | MI | Dispatch-Generation | EmissionsCost | 0 | [6 empty] | 0.33348 | 0
LCP_Inputs_ON_Electric_Howarth_2023_05_05 | 2048 | SMR CCS | Generation | Hydrogen | MI | Dispatch-Generation | FuelCost | 0 | [6 empty] | 0.33348 | 0
LCP_Inputs_ON_Electric_Howarth_2023_05_05 | 2048 | SMR CCS | Generation | Hydrogen | MI | Dispatch-Generation | VOM | 0 | [6 empty] | 0.33348 | 0
LCP_Inputs_ON_Electric_Howarth_2023_05_05 | 2048 | SMR CCS | Generation | Hydrogen | NY | Dispatch-Generation | EmissionsCost | 0 | [6 empty] | 0.33348 | 0
LCP_Inputs_ON_Electric_Howarth_2023_05_05 | 2048 | SMR CCS | Generation | Hydrogen | NY | Dispatch-Generation | FuelCost | 0 | [6 empty] | 0.33348 | 0
LCP_Inputs_ON_Electric_Howarth_2023_05_05 | 2048 | SMR CCS | Generation | Hydrogen | NY | Dispatch-Generation | VOM | 0 | [6 empty] | 0.33348 | 0
LCP_Inputs_ON_Electric_Howarth_2023_05_05 | 2048 | SMR CCS | Generation | Hydrogen | ON | Dispatch-Generation | EmissionsCost | 1007144.5083 | [6 empty] | 0.33348 | 335860.0038
LCP_Inputs_ON_Electric_Howarth_2023_05_05 | 2048 | SMR CCS | Generation | Hydrogen | ON | Dispatch-Generation | FuelCost | 457300.2332 | [6 empty] | 0.33348 | 152499.3254
LCP_Inputs_ON_Electric_Howarth_2023_05_05 | 2048 | SMR CCS | Generation | Hydrogen | ON | Dispatch-Generation | VOM | 0 | [6 empty] | 0.33348 | 0
LCP_Inputs_ON_Electric_Howarth_2023_05_05 | 2048 | SMR CCS | Generation | Hydrogen | PJ | Dispatch-Generation | EmissionsCost | 0 | [6 empty] | 0.33348 | 0
LCP_Inputs_ON_Electric_Howarth_2023_05_05 | 2048 | SMR CCS | Generation | Hydrogen | PJ | Dispatch-Generation | FuelCost | 0 | [6 empty] | 0.33348 | 0
LCP_Inputs_ON_Electric_Howarth_2023_05_05 | 2048 | SMR CCS | Generation | Hydrogen | PJ | Dispatch-Generation | VOM | 0 | [6 empty] | 0.33348 | 0
LCP_Inputs_ON_Electric_Howarth_2023_05_05 | 2048 | SMR CCS | Generation | Hydrogen | QC | Dispatch-Generation | EmissionsCost | 0 | [6 empty] | 0.33348 | 0
LCP_Inputs_ON_Electric_Howarth_2023_05_05 | 2048 | SMR CCS | Generation | Hydrogen | QC | Dispatch-Generation | FuelCost | 0 | [6 empty] | 0.33348 | 0
LCP_Inputs_ON_Electric_Howarth_2023_05_05 | 2048 | SMR CCS | Generation | Hydrogen | QC | Dispatch-Generation | VOM | 0 | [6 empty] | 0.33348 | 0
LCP_Inputs_ON_Electric_Howarth_2023_05_05 | 2048 | SMR CCS | Generation | Hydrogen | WC | Dispatch-Generation | EmissionsCost | 0 | [6 empty] | 0.33348 | 0
LCP_Inputs_ON_Electric_Howarth_2023_05_05 | 2048 | SMR CCS | Generation | Hydrogen | WC | Dispatch-Generation | FuelCost | 0 | [6 empty] | 0.33348 | 0
LCP_Inputs_ON_Electric_Howarth_2023_05_05 | 2048 | SMR CCS | Generation | Hydrogen | WC | Dispatch-Generation | VOM | 0 | [6 empty] | 0.33348 | 0
LCP_Inputs_ON_Electric_Howarth_2023_05_05 | 2048 | Solar PV | Generation | Electricity | MI | Dispatch-Generation | EmissionsCost | 0 | [6 empty] | 0.33348 | 0
LCP_Inputs_ON_Electric_Howarth_2023_05_05 | 2048 | Solar PV | Generation | Electricity | MI | Dispatch-Generation | FuelCost | 0 | [6 empty] | 0.33348 | 0
LCP_Inputs_ON_Electric_Howarth_2023_05_05 | 2048 | Solar PV | Generation | Electricity | MI | Dispatch-Generation | VOM | 0 | [6 empty] | 0.33348 | 0
LCP_Inputs_ON_Electric_Howarth_2023_05_05 | 2048 | Solar PV | Generation | Electricity | NY | Dispatch-Generation | EmissionsCost | 0 | [6 empty] | 0.33348 | 0
LCP_Inputs_ON_Electric_Howarth_2023_05_05 | 2048 | Solar PV | Generation | Electricity | NY | Dispatch-Generation | FuelCost | 0 | [6 empty] | 0.33348 | 0
LCP_Inputs_ON_Electric_Howarth_2023_05_05 | 2048 | Solar PV | Generation | Electricity | NY | Dispatch-Generation | VOM | 0 | [6 empty] | 0.33348 | 0
LCP_Inputs_ON_Electric_Howarth_2023_05_05 | 2048 | Solar PV | Generation | Electricity | ON | Dispatch-Generation | EmissionsCost | 0 | [6 empty] | 0.33348 | 0
LCP_Inputs_ON_Electric_Howarth_2023_05_05 | 2048 | Solar PV | Generation | Electricity | ON | Dispatch-Generation | FuelCost | 0 | [6 empty] | 0.33348 | 0
LCP_Inputs_ON_Electric_Howarth_2023_05_05 | 2048 | Solar PV | Generation | Electricity | ON | Dispatch-Generation | VOM | 0 | [6 empty] | 0.33348 | 0
LCP_Inputs_ON_Electric_Howarth_2023_05_05 | 2048 | Solar PV | Generation | Electricity | PJ | Dispatch-Generation | EmissionsCost | 0 | [6 empty] | 0.33348 | 0
LCP_Inputs_ON_Electric_Howarth_2023_05_05 | 2048 | Solar PV | Generation | Electricity | PJ | Dispatch-Generation | FuelCost | 0 | [6 empty] | 0.33348 | 0
LCP_Inputs_ON_Electric_Howarth_2023_05_05 | 2048 | Solar PV | Generation | Electricity | PJ | Dispatch-Generation | VOM | 0 | [6 empty] | 0.33348 | 0
LCP_Inputs_ON_Electric_Howarth_2023_05_05 | 2048 | Solar PV | Generation | Electricity | QC | Dispatch-Generation | EmissionsCost | 0 | [6 empty] | 0.33348 | 0
LCP_Inputs_ON_Electric_Howarth_2023_05_05 | 2048 | Solar PV | Generation | Electricity | QC | Dispatch-Generation | FuelCost | 0 | [6 empty] | 0.33348 | 0
LCP_Inputs_ON_Electric_Howarth_2023_05_05 | 2048 | Solar PV | Generation | Electricity | QC | Dispatch-Generation | VOM | 0 | [6 empty] | 0.33348 | 0
LCP_Inputs_ON_Electric_Howarth_2023_05_05 | 2048 | Solar PV | Generation | Electricity | WC | Dispatch-Generation | EmissionsCost | 0 | [6 empty] | 0.33348 | 0
LCP_Inputs_ON_Electric_Howarth_2023_05_05 | 2048 | Solar PV | Generation | Electricity | WC | Dispatch-Generation | FuelCost | 0 | [6 empty] | 0.33348 | 0
LCP_Inputs_ON_Electric_Howarth_2023_05_05 | 2048 | Solar PV | Generation | Electricity | WC | Dispatch-Generation | VOM | 0 | [6 empty] | 0.33348 | 0
LCP_Inputs_ON_Electric_Howarth_2023_05_05 | 2048 | Wind Offshore | Generation | Electricity | MI | Dispatch-Generation | EmissionsCost | 0 | [6 empty] | 0.33348 | 0
LCP_Inputs_ON_Electric_Howarth_2023_05_05 | 2048 | Wind Offshore | Generation | Electricity | MI | Dispatch-Generation | FuelCost | 0 | [6 empty] | 0.33348 | 0
LCP_Inputs_ON_Electric_Howarth_2023_05_05 | 2048 | Wind Offshore | Generation | Electricity | MI | Dispatch-Generation | VOM | 0 | [6 empty] | 0.33348 | 0
LCP_Inputs_ON_Electric_Howarth_2023_05_05 | 2048 | Wind Offshore | Generation | Electricity | NY | Dispatch-Generation | EmissionsCost | 0 | [6 empty] | 0.33348 | 0
LCP_Inputs_ON_Electric_Howarth_2023_05_05 | 2048 | Wind Offshore | Generation | Electricity | NY | Dispatch-Generation | FuelCost | 0 | [6 empty] | 0.33348 | 0
LCP_Inputs_ON_Electric_Howarth_2023_05_05 | 2048 | Wind Offshore | Generation | Electricity | NY | Dispatch-Generation | VOM | 0 | [6 empty] | 0.33348 | 0
LCP_Inputs_ON_Electric_Howarth_2023_05_05 | 2048 | Wind Offshore | Generation | Electricity | ON | Dispatch-Generation | EmissionsCost | 0 | [6 empty] | 0.33348 | 0
LCP_Inputs_ON_Electric_Howarth_2023_05_05 | 2048 | Wind Offshore | Generation | Electricity | ON | Dispatch-Generation | FuelCost | 0 | [6 empty] | 0.33348 | 0
LCP_Inputs_ON_Electric_Howarth_2023_05_05 | 2048 | Wind Offshore | Generation | Electricity | ON | Dispatch-Generation | VOM | 0 | [6 empty] | 0.33348 | 0
LCP_Inputs_ON_Electric_Howarth_2023_05_05 | 2048 | Wind Offshore | Generation | Electricity | PJ | Dispatch-Generation | EmissionsCost | 0 | [6 empty] | 0.33348 | 0
LCP_Inputs_ON_Electric_Howarth_2023_05_05 | 2048 | Wind Offshore | Generation | Electricity | PJ | Dispatch-Generation | FuelCost | 0 | [6 empty] | 0.33348 | 0
LCP_Inputs_ON_Electric_Howarth_2023_05_05 | 2048 | Wind Offshore | Generation | Electricity | PJ | Dispatch-Generation | VOM | 0 | [6 empty] | 0.33348 | 0
LCP_Inputs_ON_Electric_Howarth_2023_05_05 | 2048 | Wind Offshore | Generation | Electricity | QC | Dispatch-Generation | EmissionsCost | 0 | [6 empty] | 0.33348 | 0
LCP_Inputs_ON_Electric_Howarth_2023_05_05 | 2048 | Wind Offshore | Generation | Electricity | QC | Dispatch-Generation | FuelCost | 0 | [6 empty] | 0.33348 | 0
LCP_Inputs_ON_Electric_Howarth_2023_05_05 | 2048 | Wind Offshore | Generation | Electricity | QC | Dispatch-Generation | VOM | 0 | [6 empty] | 0.33348 | 0
LCP_Inputs_ON_Electric_Howarth_2023_05_05 | 2048 | Wind Offshore | Generation | Electricity | WC | Dispatch-Generation | EmissionsCost | 0 | [6 empty] | 0.33348 | 0
LCP_Inputs_ON_Electric_Howarth_2023_05_05 | 2048 | Wind Offshore | Generation | Electricity | WC | Dispatch-Generation | FuelCost | 0 | [6 empty] | 0.33348 | 0
LCP_Inputs_ON_Electric_Howarth_2023_05_05 | 2048 | Wind Offshore | Generation | Electricity | WC | Dispatch-Generation | VOM | 0 | [6 empty] | 0.33348 | 0
LCP_Inputs_ON_Electric_Howarth_2023_05_05 | 2048 | Wind Onshore | Generation | Electricity | MI | Dispatch-Generation | EmissionsCost | 0 | [6 empty] | 0.33348 | 0
LCP_Inputs_ON_Electric_Howarth_2023_05_05 | 2048 | Wind Onshore | Generation | Electricity | MI | Dispatch-Generation | FuelCost | 0 | [6 empty] | 0.33348 | 0
LCP_Inputs_ON_Electric_Howarth_2023_05_05 | 2048 | Wind Onshore | Generation | Electricity | MI | Dispatch-Generation | VOM | 0 | [6 empty] | 0.33348 | 0
LCP_Inputs_ON_Electric_Howarth_2023_05_05 | 2048 | Wind Onshore | Generation | Electricity | NY | Dispatch-Generation | EmissionsCost | 0 | [6 empty] | 0.33348 | 0
LCP_Inputs_ON_Electric_Howarth_2023_05_05 | 2048 | Wind Onshore | Generation | Electricity | NY | Dispatch-Generation | FuelCost | 0 | [6 empty] | 0.33348 | 0
LCP_Inputs_ON_Electric_Howarth_2023_05_05 | 2048 | Wind Onshore | Generation | Electricity | NY | Dispatch-Generation | VOM | 0 | [6 empty] | 0.33348 | 0
LCP_Inputs_ON_Electric_Howarth_2023_05_05 | 2048 | Wind Onshore | Generation | Electricity | ON | Dispatch-Generation | EmissionsCost | 0 | [6 empty] | 0.33348 | 0
LCP_Inputs_ON_Electric_Howarth_2023_05_05 | 2048 | Wind Onshore | Generation | Electricity | ON | Dispatch-Generation | FuelCost | 0 | [6 empty] | 0.33348 | 0
LCP_Inputs_ON_Electric_Howarth_2023_05_05 | 2048 | Wind Onshore | Generation | Electricity | ON | Dispatch-Generation | VOM | 0 | [6 empty] | 0.33348 | 0
LCP_Inputs_ON_Electric_Howarth_2023_05_05 | 2048 | Wind Onshore | Generation | Electricity | PJ | Dispatch-Generation | EmissionsCost | 0 | [6 empty] | 0.33348 | 0
LCP_Inputs_ON_Electric_Howarth_2023_05_05 | 2048 | Wind Onshore | Generation | Electricity | PJ | Dispatch-Generation | FuelCost | 0 | [6 empty] | 0.33348 | 0
LCP_Inputs_ON_Electric_Howarth_2023_05_05 | 2048 | Wind Onshore | Generation | Electricity | PJ | Dispatch-Generation | VOM | 0 | [6 empty] | 0.33348 | 0
LCP_Inputs_ON_Electric_Howarth_2023_05_05 | 2048 | Wind Onshore | Generation | Electricity | QC | Dispatch-Generation | EmissionsCost | 0 | [6 empty] | 0.33348 | 0
LCP_Inputs_ON_Electric_Howarth_2023_05_05 | 2048 | Wind Onshore | Generation | Electricity | QC | Dispatch-Generation | FuelCost | 0 | [6 empty] | 0.33348 | 0
LCP_Inputs_ON_Electric_Howarth_2023_05_05 | 2048 | Wind Onshore | Generation | Electricity | QC | Dispatch-Generation | VOM | 0 | [6 empty] | 0.33348 | 0
LCP_Inputs_ON_Electric_Howarth_2023_05_05 | 2048 | Wind Onshore | Generation | Electricity | WC | Dispatch-Generation | EmissionsCost | 0 | [6 empty] | 0.33348 | 0
LCP_Inputs_ON_Electric_Howarth_2023_05_05 | 2048 | Wind Onshore | Generation | Electricity | WC | Dispatch-Generation | FuelCost | 0 | [6 empty] | 0.33348 | 0
LCP_Inputs_ON_Electric_Howarth_2023_05_05 | 2048 | Wind Onshore | Generation | Electricity | WC | Dispatch-Generation | VOM | 0 | [6 empty] | 0.33348 | 0
LCP_Inputs_ON_Electric_Howarth_2023_05_05 | 2049 | Anaerobic Digestion | Generation | Methane | MI | Dispatch-Generation | EmissionsCost | 0 | [6 empty] | 0.32065 | 0
LCP_Inputs_ON_Electric_Howarth_2023_05_05 | 2049 | Anaerobic Digestion | Generation | Methane | MI | Dispatch-Generation | FuelCost | 0 | [6 empty] | 0.32065 | 0
LCP_Inputs_ON_Electric_Howarth_2023_05_05 | 2049 | Anaerobic Digestion | Generation | Methane | MI | Dispatch-Generation | VOM | 0 | [6 empty] | 0.32065 | 0
LCP_Inputs_ON_Electric_Howarth_2023_05_05 | 2049 | Anaerobic Digestion | Generation | Methane | NY | Dispatch-Generation | EmissionsCost | 0 | [6 empty] | 0.32065 | 0
LCP_Inputs_ON_Electric_Howarth_2023_05_05 | 2049 | Anaerobic Digestion | Generation | Methane | NY | Dispatch-Generation | FuelCost | 0 | [6 empty] | 0.32065 | 0
LCP_Inputs_ON_Electric_Howarth_2023_05_05 | 2049 | Anaerobic Digestion | Generation | Methane | NY | Dispatch-Generation | VOM | 0 | [6 empty] | 0.32065 | 0
LCP_Inputs_ON_Electric_Howarth_2023_05_05 | 2049 | Anaerobic Digestion | Generation | Methane | ON | Dispatch-Generation | EmissionsCost | 4244873.9669 | [6 empty] | 0.32065 | 1361124.8427
LCP_Inputs_ON_Electric_Howarth_2023_05_05 | 2049 | Anaerobic Digestion | Generation | Methane | ON | Dispatch-Generation | FuelCost | 0 | [6 empty] | 0.32065 | 0
LCP_Inputs_ON_Electric_Howarth_2023_05_05 | 2049 | Anaerobic Digestion | Generation | Methane | ON | Dispatch-Generation | VOM | 1125040000 | [6 empty] | 0.32065 | 360745667.5855
LCP_Inputs_ON_Electric_Howarth_2023_05_05 | 2049 | Anaerobic Digestion | Generation | Methane | PJ | Dispatch-Generation | EmissionsCost | 0 | [6 empty] | 0.32065 | 0
LCP_Inputs_ON_Electric_Howarth_2023_05_05 | 2049 | Anaerobic Digestion | Generation | Methane | PJ | Dispatch-Generation | FuelCost | 0 | [6 empty] | 0.32065 | 0
LCP_Inputs_ON_Electric_Howarth_2023_05_05 | 2049 | Anaerobic Digestion | Generation | Methane | PJ | Dispatch-Generation | VOM | 0 | [6 empty] | 0.32065 | 0
LCP_Inputs_ON_Electric_Howarth_2023_05_05 | 2049 | Anaerobic Digestion | Generation | Methane | QC | Dispatch-Generation | EmissionsCost | 0 | [6 empty] | 0.32065 | 0
LCP_Inputs_ON_Electric_Howarth_2023_05_05 | 2049 | Anaerobic Digestion | Generation | Methane | QC | Dispatch-Generation | FuelCost | 0 | [6 empty] | 0.32065 | 0
LCP_Inputs_ON_Electric_Howarth_2023_05_05 | 2049 | Anaerobic Digestion | Generation | Methane | QC | Dispatch-Generation | VOM | 0 | [6 empty] | 0.32065 | 0
LCP_Inputs_ON_Electric_Howarth_2023_05_05 | 2049 | Anaerobic Digestion | Generation | Methane | WC | Dispatch-Generation | EmissionsCost | 0 | [6 empty] | 0.32065 | 0
LCP_Inputs_ON_Electric_Howarth_2023_05_05 | 2049 | Anaerobic Digestion | Generation | Methane | WC | Dispatch-Generation | FuelCost | 0 | [6 empty] | 0.32065 | 0
LCP_Inputs_ON_Electric_Howarth_2023_05_05 | 2049 | Anaerobic Digestion | Generation | Methane | WC | Dispatch-Generation | VOM | 0 | [6 empty] | 0.32065 | 0
LCP_Inputs_ON_Electric_Howarth_2023_05_05 | 2049 | Battery Storage | Storage | Electricity | MI | Dispatch-Storage | EmissionsCost | 0 | [6 empty] | 0.32065 | 0
LCP_Inputs_ON_Electric_Howarth_2023_05_05 | 2049 | Battery Storage | Storage | Electricity | MI | Dispatch-Storage | FuelCost | 0 | [6 empty] | 0.32065 | 0
LCP_Inputs_ON_Electric_Howarth_2023_05_05 | 2049 | Battery Storage | Storage | Electricity | MI | Dispatch-Storage | VOM | 0 | [6 empty] | 0.32065 | 0
LCP_Inputs_ON_Electric_Howarth_2023_05_05 | 2049 | Battery Storage | Storage | Electricity | NY | Dispatch-Storage | EmissionsCost | 0 | [6 empty] | 0.32065 | 0
LCP_Inputs_ON_Electric_Howarth_2023_05_05 | 2049 | Battery Storage | Storage | Electricity | NY | Dispatch-Storage | FuelCost | 0 | [6 empty] | 0.32065 | 0
LCP_Inputs_ON_Electric_Howarth_2023_05_05 | 2049 | Battery Storage | Storage | Electricity | NY | Dispatch-Storage | VOM | 0 | [6 empty] | 0.32065 | 0
LCP_Inputs_ON_Electric_Howarth_2023_05_05 | 2049 | Battery Storage | Storage | Electricity | ON | Dispatch-Storage | EmissionsCost | 0 | [6 empty] | 0.32065 | 0
LCP_Inputs_ON_Electric_Howarth_2023_05_05 | 2049 | Battery Storage | Storage | Electricity | ON | Dispatch-Storage | FuelCost | 0 | [6 empty] | 0.32065 | 0
LCP_Inputs_ON_Electric_Howarth_2023_05_05 | 2049 | Battery Storage | Storage | Electricity | ON | Dispatch-Storage | VOM | 0 | [6 empty] | 0.32065 | 0
LCP_Inputs_ON_Electric_Howarth_2023_05_05 | 2049 | Battery Storage | Storage | Electricity | PJ | Dispatch-Storage | EmissionsCost | 0 | [6 empty] | 0.32065 | 0
LCP_Inputs_ON_Electric_Howarth_2023_05_05 | 2049 | Battery Storage | Storage | Electricity | PJ | Dispatch-Storage | FuelCost | 0 | [6 empty] | 0.32065 | 0
LCP_Inputs_ON_Electric_Howarth_2023_05_05 | 2049 | Battery Storage | Storage | Electricity | PJ | Dispatch-Storage | VOM | 0 | [6 empty] | 0.32065 | 0
LCP_Inputs_ON_Electric_Howarth_2023_05_05 | 2049 | Battery Storage | Storage | Electricity | QC | Dispatch-Storage | EmissionsCost | 0 | [6 empty] | 0.32065 | 0
LCP_Inputs_ON_Electric_Howarth_2023_05_05 | 2049 | Battery Storage | Storage | Electricity | QC | Dispatch-Storage | FuelCost | 0 | [6 empty] | 0.32065 | 0
LCP_Inputs_ON_Electric_Howarth_2023_05_05 | 2049 | Battery Storage | Storage | Electricity | QC | Dispatch-Storage | VOM | 0 | [6 empty] | 0.32065 | 0
LCP_Inputs_ON_Electric_Howarth_2023_05_05 | 2049 | Battery Storage | Storage | Electricity | WC | Dispatch-Storage | EmissionsCost | 0 | [6 empty] | 0.32065 | 0
LCP_Inputs_ON_Electric_Howarth_2023_05_05 | 2049 | Battery Storage | Storage | Electricity | WC | Dispatch-Storage | FuelCost | 0 | [6 empty] | 0.32065 | 0
LCP_Inputs_ON_Electric_Howarth_2023_05_05 | 2049 | Battery Storage | Storage | Electricity | WC | Dispatch-Storage | VOM | 0 | [6 empty] | 0.32065 | 0
LCP_Inputs_ON_Electric_Howarth_2023_05_05 | 2049 | Biomass | Generation | Electricity | MI | Dispatch-Generation | EmissionsCost | 0 | [6 empty] | 0.32065 | 0
LCP_Inputs_ON_Electric_Howarth_2023_05_05 | 2049 | Biomass | Generation | Electricity | MI | Dispatch-Generation | FuelCost | 0 | [6 empty] | 0.32065 | 0
LCP_Inputs_ON_Electric_Howarth_2023_05_05 | 2049 | Biomass | Generation | Electricity | MI | Dispatch-Generation | VOM | 0 | [6 empty] | 0.32065 | 0
LCP_Inputs_ON_Electric_Howarth_2023_05_05 | 2049 | Biomass | Generation | Electricity | NY | Dispatch-Generation | EmissionsCost | 0 | [6 empty] | 0.32065 | 0
LCP_Inputs_ON_Electric_Howarth_2023_05_05 | 2049 | Biomass | Generation | Electricity | NY | Dispatch-Generation | FuelCost | 0 | [6 empty] | 0.32065 | 0
LCP_Inputs_ON_Electric_Howarth_2023_05_05 | 2049 | Biomass | Generation | Electricity | NY | Dispatch-Generation | VOM | 0 | [6 empty] | 0.32065 | 0
LCP_Inputs_ON_Electric_Howarth_2023_05_05 | 2049 | Biomass | Generation | Electricity | ON | Dispatch-Generation | EmissionsCost | 0 | [6 empty] | 0.32065 | 0
LCP_Inputs_ON_Electric_Howarth_2023_05_05 | 2049 | Biomass | Generation | Electricity | ON | Dispatch-Generation | FuelCost | 2449112.7273 | [6 empty] | 0.32065 | 785311.4607
LCP_Inputs_ON_Electric_Howarth_2023_05_05 | 2049 | Biomass | Generation | Electricity | ON | Dispatch-Generation | VOM | 31430.28 | [6 empty] | 0.32065 | 10078.1637
LCP_Inputs_ON_Electric_Howarth_2023_05_05 | 2049 | Biomass | Generation | Electricity | PJ | Dispatch-Generation | EmissionsCost | 0 | [6 empty] | 0.32065 | 0
LCP_Inputs_ON_Electric_Howarth_2023_05_05 | 2049 | Biomass | Generation | Electricity | PJ | Dispatch-Generation | FuelCost | 0 | [6 empty] | 0.32065 | 0
LCP_Inputs_ON_Electric_Howarth_2023_05_05 | 2049 | Biomass | Generation | Electricity | PJ | Dispatch-Generation | VOM | 0 | [6 empty] | 0.32065 | 0
LCP_Inputs_ON_Electric_Howarth_2023_05_05 | 2049 | Biomass | Generation | Electricity | QC | Dispatch-Generation | EmissionsCost | 0 | [6 empty] | 0.32065 | 0
LCP_Inputs_ON_Electric_Howarth_2023_05_05 | 2049 | Biomass | Generation | Electricity | QC | Dispatch-Generation | FuelCost | 128334.5455 | [6 empty] | 0.32065 | 41150.6536
LCP_Inputs_ON_Electric_Howarth_2023_05_05 | 2049 | Biomass | Generation | Electricity | QC | Dispatch-Generation | VOM | 1646.96 | [6 empty] | 0.32065 | 528.1001
LCP_Inputs_ON_Electric_Howarth_2023_05_05 | 2049 | Biomass | Generation | Electricity | WC | Dispatch-Generation | EmissionsCost | 0 | [6 empty] | 0.32065 | 0
LCP_Inputs_ON_Electric_Howarth_2023_05_05 | 2049 | Biomass | Generation | Electricity | WC | Dispatch-Generation | FuelCost | 0 | [6 empty] | 0.32065 | 0
LCP_Inputs_ON_Electric_Howarth_2023_05_05 | 2049 | Biomass | Generation | Electricity | WC | Dispatch-Generation | VOM | 0 | [6 empty] | 0.32065 | 0
LCP_Inputs_ON_Electric_Howarth_2023_05_05 | 2049 | Biomass + CCS | Generation | Electricity | MI | Dispatch-Generation | EmissionsCost | 0 | [6 empty] | 0.32065 | 0
LCP_Inputs_ON_Electric_Howarth_2023_05_05 | 2049 | Biomass + CCS | Generation | Electricity | MI | Dispatch-Generation | FuelCost | 0 | [6 empty] | 0.32065 | 0
LCP_Inputs_ON_Electric_Howarth_2023_05_05 | 2049 | Biomass + CCS | Generation | Electricity | MI | Dispatch-Generation | VOM | 0 | [6 empty] | 0.32065 | 0
LCP_Inputs_ON_Electric_Howarth_2023_05_05 | 2049 | Biomass + CCS | Generation | Electricity | NY | Dispatch-Generation | EmissionsCost | 0 | [6 empty] | 0.32065 | 0
LCP_Inputs_ON_Electric_Howarth_2023_05_05 | 2049 | Biomass + CCS | Generation | Electricity | NY | Dispatch-Generation | FuelCost | 0 | [6 empty] | 0.32065 | 0
LCP_Inputs_ON_Electric_Howarth_2023_05_05 | 2049 | Biomass + CCS | Generation | Electricity | NY | Dispatch-Generation | VOM | 0 | [6 empty] | 0.32065 | 0
LCP_Inputs_ON_Electric_Howarth_2023_05_05 | 2049 | Biomass + CCS | Generation | Electricity | ON | Dispatch-Generation | EmissionsCost | -566815549.8142 | [6 empty] | 0.32065 | -181750207.9175
LCP_Inputs_ON_Electric_Howarth_2023_05_05 | 2049 | Biomass + CCS | Generation | Electricity | ON | Dispatch-Generation | FuelCost | 456060730.9091 | [6 empty] | 0.32065 | 146236518.5516
LCP_Inputs_ON_Electric_Howarth_2023_05_05 | 2049 | Biomass + CCS | Generation | Electricity | ON | Dispatch-Generation | VOM | 3546136.7278 | [6 empty] | 0.32065 | 1137073.7585
LCP_Inputs_ON_Electric_Howarth_2023_05_05 | 2049 | Biomass + CCS | Generation | Electricity | PJ | Dispatch-Generation | EmissionsCost | 0 | [6 empty] | 0.32065 | 0
LCP_Inputs_ON_Electric_Howarth_2023_05_05 | 2049 | Biomass + CCS | Generation | Electricity | PJ | Dispatch-Generation | FuelCost | 0 | [6 empty] | 0.32065 | 0
LCP_Inputs_ON_Electric_Howarth_2023_05_05 | 2049 | Biomass + CCS | Generation | Electricity | PJ | Dispatch-Generation | VOM | 0 | [6 empty] | 0.32065 | 0
LCP_Inputs_ON_Electric_Howarth_2023_05_05 | 2049 | Biomass + CCS | Generation | Electricity | QC | Dispatch-Generation | EmissionsCost | 0 | [6 empty] | 0.32065 | 0
LCP_Inputs_ON_Electric_Howarth_2023_05_05 | 2049 | Biomass + CCS | Generation | Electricity | QC | Dispatch-Generation | FuelCost | 0 | [6 empty] | 0.32065 | 0
LCP_Inputs_ON_Electric_Howarth_2023_05_05 | 2049 | Biomass + CCS | Generation | Electricity | QC | Dispatch-Generation | VOM | 0 | [6 empty] | 0.32065 | 0
LCP_Inputs_ON_Electric_Howarth_2023_05_05 | 2049 | Biomass + CCS | Generation | Electricity | WC | Dispatch-Generation | EmissionsCost | 0 | [6 empty] | 0.32065 | 0
LCP_Inputs_ON_Electric_Howarth_2023_05_05 | 2049 | Biomass + CCS | Generation | Electricity | WC | Dispatch-Generation | FuelCost | 0 | [6 empty] | 0.32065 | 0
LCP_Inputs_ON_Electric_Howarth_2023_05_05 | 2049 | Biomass + CCS | Generation | Electricity | WC | Dispatch-Generation | VOM | 0 | [6 empty] | 0.32065 | 0
LCP_Inputs_ON_Electric_Howarth_2023_05_05 | 2049 | CH4 + CCS | Generation | Methane | MI | Dispatch-Generation | EmissionsCost | 0 | [6 empty] | 0.32065 | 0
LCP_Inputs_ON_Electric_Howarth_2023_05_05 | 2049 | CH4 + CCS | Generation | Methane | MI | Dispatch-Generation | FuelCost | 0 | [6 empty] | 0.32065 | 0
LCP_Inputs_ON_Electric_Howarth_2023_05_05 | 2049 | CH4 + CCS | Generation | Methane | MI | Dispatch-Generation | VOM | 0 | [6 empty] | 0.32065 | 0
LCP_Inputs_ON_Electric_Howarth_2023_05_05 | 2049 | CH4 + CCS | Generation | Methane | NY | Dispatch-Generation | EmissionsCost | 0 | [6 empty] | 0.32065 | 0
LCP_Inputs_ON_Electric_Howarth_2023_05_05 | 2049 | CH4 + CCS | Generation | Methane | NY | Dispatch-Generation | FuelCost | 0 | [6 empty] | 0.32065 | 0
LCP_Inputs_ON_Electric_Howarth_2023_05_05 | 2049 | CH4 + CCS | Generation | Methane | NY | Dispatch-Generation | VOM | 0 | [6 empty] | 0.32065 | 0
LCP_Inputs_ON_Electric_Howarth_2023_05_05 | 2049 | CH4 + CCS | Generation | Methane | ON | Dispatch-Generation | EmissionsCost | 84395478.3721 | [6 empty] | 0.32065 | 27061529.5336
LCP_Inputs_ON_Electric_Howarth_2023_05_05 | 2049 | CH4 + CCS | Generation | Methane | ON | Dispatch-Generation | FuelCost | 271488076.3116 | [6 empty] | 0.32065 | 87053035.7414
LCP_Inputs_ON_Electric_Howarth_2023_05_05 | 2049 | CH4 + CCS | Generation | Methane | ON | Dispatch-Generation | VOM | 25812098.3333 | [6 empty] | 0.32065 | 8276685.8468
LCP_Inputs_ON_Electric_Howarth_2023_05_05 | 2049 | CH4 + CCS | Generation | Methane | PJ | Dispatch-Generation | EmissionsCost | 0 | [6 empty] | 0.32065 | 0
LCP_Inputs_ON_Electric_Howarth_2023_05_05 | 2049 | CH4 + CCS | Generation | Methane | PJ | Dispatch-Generation | FuelCost | 0 | [6 empty] | 0.32065 | 0
LCP_Inputs_ON_Electric_Howarth_2023_05_05 | 2049 | CH4 + CCS | Generation | Methane | PJ | Dispatch-Generation | VOM | 0 | [6 empty] | 0.32065 | 0
LCP_Inputs_ON_Electric_Howarth_2023_05_05 | 2049 | CH4 + CCS | Generation | Methane | QC | Dispatch-Generation | EmissionsCost | 0 | [6 empty] | 0.32065 | 0
LCP_Inputs_ON_Electric_Howarth_2023_05_05 | 2049 | CH4 + CCS | Generation | Methane | QC | Dispatch-Generation | FuelCost | 0 | [6 empty] | 0.32065 | 0
LCP_Inputs_ON_Electric_Howarth_2023_05_05 | 2049 | CH4 + CCS | Generation | Methane | QC | Dispatch-Generation | VOM | 0 | [6 empty] | 0.32065 | 0
LCP_Inputs_ON_Electric_Howarth_2023_05_05 | 2049 | CH4 + CCS | Generation | Methane | WC | Dispatch-Generation | EmissionsCost | 0 | [6 empty] | 0.32065 | 0
LCP_Inputs_ON_Electric_Howarth_2023_05_05 | 2049 | CH4 + CCS | Generation | Methane | WC | Dispatch-Generation | FuelCost | 0 | [6 empty] | 0.32065 | 0
LCP_Inputs_ON_Electric_Howarth_2023_05_05 | 2049 | CH4 + CCS | Generation | Methane | WC | Dispatch-Generation | VOM | 0 | [6 empty] | 0.32065 | 0
LCP_Inputs_ON_Electric_Howarth_2023_05_05 | 2049 | CH4 Import - NY 2020 | Import | Methane | MI | Dispatch-Import | EmissionsCost | 0 | [6 empty] | 0.32065 | 0
LCP_Inputs_ON_Electric_Howarth_2023_05_05 | 2049 | CH4 Import - NY 2020 | Import | Methane | MI | Dispatch-Import | FuelCost | 0 | [6 empty] | 0.32065 | 0
LCP_Inputs_ON_Electric_Howarth_2023_05_05 | 2049 | CH4 Import - NY 2020 | Import | Methane | MI | Dispatch-Import | VOM | 0 | [6 empty] | 0.32065 | 0
LCP_Inputs_ON_Electric_Howarth_2023_05_05 | 2049 | CH4 Import - NY 2020 | Import | Methane | NY | Dispatch-Import | EmissionsCost | 0 | [6 empty] | 0.32065 | 0
LCP_Inputs_ON_Electric_Howarth_2023_05_05 | 2049 | CH4 Import - NY 2020 | Import | Methane | NY | Dispatch-Import | FuelCost | 0 | [6 empty] | 0.32065 | 0
LCP_Inputs_ON_Electric_Howarth_2023_05_05 | 2049 | CH4 Import - NY 2020 | Import | Methane | NY | Dispatch-Import | VOM | 0 | [6 empty] | 0.32065 | 0
LCP_Inputs_ON_Electric_Howarth_2023_05_05 | 2049 | CH4 Import - NY 2020 | Import | Methane | ON | Dispatch-Import | EmissionsCost | 0 | [6 empty] | 0.32065 | 0
LCP_Inputs_ON_Electric_Howarth_2023_05_05 | 2049 | CH4 Import - NY 2020 | Import | Methane | ON | Dispatch-Import | FuelCost | 0 | [6 empty] | 0.32065 | 0
LCP_Inputs_ON_Electric_Howarth_2023_05_05 | 2049 | CH4 Import - NY 2020 | Import | Methane | ON | Dispatch-Import | VOM | 0 | [6 empty] | 0.32065 | 0
LCP_Inputs_ON_Electric_Howarth_2023_05_05 | 2049 | CH4 Import - NY 2020 | Import | Methane | PJ | Dispatch-Import | EmissionsCost | 0 | [6 empty] | 0.32065 | 0
LCP_Inputs_ON_Electric_Howarth_2023_05_05 | 2049 | CH4 Import - NY 2020 | Import | Methane | PJ | Dispatch-Import | FuelCost | 0 | [6 empty] | 0.32065 | 0
LCP_Inputs_ON_Electric_Howarth_2023_05_05 | 2049 | CH4 Import - NY 2020 | Import | Methane | PJ | Dispatch-Import | VOM | 0 | [6 empty] | 0.32065 | 0
LCP_Inputs_ON_Electric_Howarth_2023_05_05 | 2049 | CH4 Import - NY 2020 | Import | Methane | QC | Dispatch-Import | EmissionsCost | 0 | [6 empty] | 0.32065 | 0
LCP_Inputs_ON_Electric_Howarth_2023_05_05 | 2049 | CH4 Import - NY 2020 | Import | Methane | QC | Dispatch-Import | FuelCost | 0 | [6 empty] | 0.32065 | 0
LCP_Inputs_ON_Electric_Howarth_2023_05_05 | 2049 | CH4 Import - NY 2020 | Import | Methane | QC | Dispatch-Import | VOM | 0 | [6 empty] | 0.32065 | 0
LCP_Inputs_ON_Electric_Howarth_2023_05_05 | 2049 | CH4 Import - NY 2020 | Import | Methane | WC | Dispatch-Import | EmissionsCost | 0 | [6 empty] | 0.32065 | 0
LCP_Inputs_ON_Electric_Howarth_2023_05_05 | 2049 | CH4 Import - NY 2020 | Import | Methane | WC | Dispatch-Import | FuelCost | 0 | [6 empty] | 0.32065 | 0
LCP_Inputs_ON_Electric_Howarth_2023_05_05 | 2049 | CH4 Import - NY 2020 | Import | Methane | WC | Dispatch-Import | VOM | 0 | [6 empty] | 0.32065 | 0
LCP_Inputs_ON_Electric_Howarth_2023_05_05 | 2049 | CH4 Import - NY 2030 | Import | Methane | MI | Dispatch-Import | EmissionsCost | 0 | [6 empty] | 0.32065 | 0
LCP_Inputs_ON_Electric_Howarth_2023_05_05 | 2049 | CH4 Import - NY 2030 | Import | Methane | MI | Dispatch-Import | FuelCost | 0 | [6 empty] | 0.32065 | 0
LCP_Inputs_ON_Electric_Howarth_2023_05_05 | 2049 | CH4 Import - NY 2030 | Import | Methane | MI | Dispatch-Import | VOM | 0 | [6 empty] | 0.32065 | 0
LCP_Inputs_ON_Electric_Howarth_2023_05_05 | 2049 | CH4 Import - NY 2030 | Import | Methane | NY | Dispatch-Import | EmissionsCost | 0 | [6 empty] | 0.32065 | 0
LCP_Inputs_ON_Electric_Howarth_2023_05_05 | 2049 | CH4 Import - NY 2030 | Import | Methane | NY | Dispatch-Import | FuelCost | 0 | [6 empty] | 0.32065 | 0
LCP_Inputs_ON_Electric_Howarth_2023_05_05 | 2049 | CH4 Import - NY 2030 | Import | Methane | NY | Dispatch-Import | VOM | 0 | [6 empty] | 0.32065 | 0
LCP_Inputs_ON_Electric_Howarth_2023_05_05 | 2049 | CH4 Import - NY 2030 | Import | Methane | ON | Dispatch-Import | EmissionsCost | 0 | [6 empty] | 0.32065 | 0
LCP_Inputs_ON_Electric_Howarth_2023_05_05 | 2049 | CH4 Import - NY 2030 | Import | Methane | ON | Dispatch-Import | FuelCost | 0 | [6 empty] | 0.32065 | 0
LCP_Inputs_ON_Electric_Howarth_2023_05_05 | 2049 | CH4 Import - NY 2030 | Import | Methane | ON | Dispatch-Import | VOM | 0 | [6 empty] | 0.32065 | 0
LCP_Inputs_ON_Electric_Howarth_2023_05_05 | 2049 | CH4 Import - NY 2030 | Import | Methane | PJ | Dispatch-Import | EmissionsCost | 0 | [6 empty] | 0.32065 | 0
LCP_Inputs_ON_Electric_Howarth_2023_05_05 | 2049 | CH4 Import - NY 2030 | Import | Methane | PJ | Dispatch-Import | FuelCost | 0 | [6 empty] | 0.32065 | 0
LCP_Inputs_ON_Electric_Howarth_2023_05_05 | 2049 | CH4 Import - NY 2030 | Import | Methane | PJ | Dispatch-Import | VOM | 0 | [6 empty] | 0.32065 | 0
LCP_Inputs_ON_Electric_Howarth_2023_05_05 | 2049 | CH4 Import - NY 2030 | Import | Methane | QC | Dispatch-Import | EmissionsCost | 0 | [6 empty] | 0.32065 | 0
LCP_Inputs_ON_Electric_Howarth_2023_05_05 | 2049 | CH4 Import - NY 2030 | Import | Methane | QC | Dispatch-Import | FuelCost | 0 | [6 empty] | 0.32065 | 0
LCP_Inputs_ON_Electric_Howarth_2023_05_05 | 2049 | CH4 Import - NY 2030 | Import | Methane | QC | Dispatch-Import | VOM | 0 | [6 empty] | 0.32065 | 0
LCP_Inputs_ON_Electric_Howarth_2023_05_05 | 2049 | CH4 Import - NY 2030 | Import | Methane | WC | Dispatch-Import | EmissionsCost | 0 | [6 empty] | 0.32065 | 0
LCP_Inputs_ON_Electric_Howarth_2023_05_05 | 2049 | CH4 Import - NY 2030 | Import | Methane | WC | Dispatch-Import | FuelCost | 0 | [6 empty] | 0.32065 | 0
LCP_Inputs_ON_Electric_Howarth_2023_05_05 | 2049 | CH4 Import - NY 2030 | Import | Methane | WC | Dispatch-Import | VOM | 0 | [6 empty] | 0.32065 | 0
LCP_Inputs_ON_Electric_Howarth_2023_05_05 | 2049 | CH4 Import - NY 2040 | Import | Methane | MI | Dispatch-Import | EmissionsCost | 0 | [6 empty] | 0.32065 | 0
LCP_Inputs_ON_Electric_Howarth_2023_05_05 | 2049 | CH4 Import - NY 2040 | Import | Methane | MI | Dispatch-Import | FuelCost | 0 | [6 empty] | 0.32065 | 0
LCP_Inputs_ON_Electric_Howarth_2023_05_05 | 2049 | CH4 Import - NY 2040 | Import | Methane | MI | Dispatch-Import | VOM | 0 | [6 empty] | 0.32065 | 0
LCP_Inputs_ON_Electric_Howarth_2023_05_05 | 2049 | CH4 Import - NY 2040 | Import | Methane | NY | Dispatch-Import | EmissionsCost | 2422180073.5024 | [6 empty] | 0.32065 | 776675467.2082
LCP_Inputs_ON_Electric_Howarth_2023_05_05 | 2049 | CH4 Import - NY 2040 | Import | Methane | NY | Dispatch-Import | FuelCost | 758346581.876 | [6 empty] | 0.32065 | 243164904.3057
LCP_Inputs_ON_Electric_Howarth_2023_05_05 | 2049 | CH4 Import - NY 2040 | Import | Methane | NY | Dispatch-Import | VOM | 0 | [6 empty] | 0.32065 | 0
LCP_Inputs_ON_Electric_Howarth_2023_05_05 | 2049 | CH4 Import - NY 2040 | Import | Methane | ON | Dispatch-Import | EmissionsCost | 0 | [6 empty] | 0.32065 | 0
LCP_Inputs_ON_Electric_Howarth_2023_05_05 | 2049 | CH4 Import - NY 2040 | Import | Methane | ON | Dispatch-Import | FuelCost | 0 | [6 empty] | 0.32065 | 0
LCP_Inputs_ON_Electric_Howarth_2023_05_05 | 2049 | CH4 Import - NY 2040 | Import | Methane | ON | Dispatch-Import | VOM | 0 | [6 empty] | 0.32065 | 0
LCP_Inputs_ON_Electric_Howarth_2023_05_05 | 2049 | CH4 Import - NY 2040 | Import | Methane | PJ | Dispatch-Import | EmissionsCost | 0 | [6 empty] | 0.32065 | 0
LCP_Inputs_ON_Electric_Howarth_2023_05_05 | 2049 | CH4 Import - NY 2040 | Import | Methane | PJ | Dispatch-Import | FuelCost | 0 | [6 empty] | 0.32065 | 0
LCP_Inputs_ON_Electric_Howarth_2023_05_05 | 2049 | CH4 Import - NY 2040 | Import | Methane | PJ | Dispatch-Import | VOM | 0 | [6 empty] | 0.32065 | 0
LCP_Inputs_ON_Electric_Howarth_2023_05_05 | 2049 | CH4 Import - NY 2040 | Import | Methane | QC | Dispatch-Import | EmissionsCost | 0 | [6 empty] | 0.32065 | 0
LCP_Inputs_ON_Electric_Howarth_2023_05_05 | 2049 | CH4 Import - NY 2040 | Import | Methane | QC | Dispatch-Import | FuelCost | 0 | [6 empty] | 0.32065 | 0
LCP_Inputs_ON_Electric_Howarth_2023_05_05 | 2049 | CH4 Import - NY 2040 | Import | Methane | QC | Dispatch-Import | VOM | 0 | [6 empty] | 0.32065 | 0
LCP_Inputs_ON_Electric_Howarth_2023_05_05 | 2049 | CH4 Import - NY 2040 | Import | Methane | WC | Dispatch-Import | EmissionsCost | 0 | [6 empty] | 0.32065 | 0
LCP_Inputs_ON_Electric_Howarth_2023_05_05 | 2049 | CH4 Import - NY 2040 | Import | Methane | WC | Dispatch-Import | FuelCost | 0 | [6 empty] | 0.32065 | 0
LCP_Inputs_ON_Electric_Howarth_2023_05_05 | 2049 | CH4 Import - NY 2040 | Import | Methane | WC | Dispatch-Import | VOM | 0 | [6 empty] | 0.32065 | 0
LCP_Inputs_ON_Electric_Howarth_2023_05_05 | 2049 | CH4 Import - NY 2050 | Import | Methane | MI | Dispatch-Import | EmissionsCost | 0 | [6 empty] | 0.32065 | 0
LCP_Inputs_ON_Electric_Howarth_2023_05_05 | 2049 | CH4 Import - NY 2050 | Import | Methane | MI | Dispatch-Import | FuelCost | 0 | [6 empty] | 0.32065 | 0
LCP_Inputs_ON_Electric_Howarth_2023_05_05 | 2049 | CH4 Import - NY 2050 | Import | Methane | MI | Dispatch-Import | VOM | 0 | [6 empty] | 0.32065 | 0
LCP_Inputs_ON_Electric_Howarth_2023_05_05 | 2049 | CH4 Import - NY 2050 | Import | Methane | NY | Dispatch-Import | EmissionsCost | 0 | [6 empty] | 0.32065 | 0
LCP_Inputs_ON_Electric_Howarth_2023_05_05 | 2049 | CH4 Import - NY 2050 | Import | Methane | NY | Dispatch-Import | FuelCost | 0 | [6 empty] | 0.32065 | 0
LCP_Inputs_ON_Electric_Howarth_2023_05_05 | 2049 | CH4 Import - NY 2050 | Import | Methane | NY | Dispatch-Import | VOM | 0 | [6 empty] | 0.32065 | 0
LCP_Inputs_ON_Electric_Howarth_2023_05_05 | 2049 | CH4 Import - NY 2050 | Import | Methane | ON | Dispatch-Import | EmissionsCost | 0 | [6 empty] | 0.32065 | 0
LCP_Inputs_ON_Electric_Howarth_2023_05_05 | 2049 | CH4 Import - NY 2050 | Import | Methane | ON | Dispatch-Import | FuelCost | 0 | [6 empty] | 0.32065 | 0
LCP_Inputs_ON_Electric_Howarth_2023_05_05 | 2049 | CH4 Import - NY 2050 | Import | Methane | ON | Dispatch-Import | VOM | 0 | [6 empty] | 0.32065 | 0
LCP_Inputs_ON_Electric_Howarth_2023_05_05 | 2049 | CH4 Import - NY 2050 | Import | Methane | PJ | Dispatch-Import | EmissionsCost | 0 | [6 empty] | 0.32065 | 0
LCP_Inputs_ON_Electric_Howarth_2023_05_05 | 2049 | CH4 Import - NY 2050 | Import | Methane | PJ | Dispatch-Import | FuelCost | 0 | [6 empty] | 0.32065 | 0
LCP_Inputs_ON_Electric_Howarth_2023_05_05 | 2049 | CH4 Import - NY 2050 | Import | Methane | PJ | Dispatch-Import | VOM | 0 | [6 empty] | 0.32065 | 0
LCP_Inputs_ON_Electric_Howarth_2023_05_05 | 2049 | CH4 Import - NY 2050 | Import | Methane | QC | Dispatch-Import | EmissionsCost | 0 | [6 empty] | 0.32065 | 0
LCP_Inputs_ON_Electric_Howarth_2023_05_05 | 2049 | CH4 Import - NY 2050 | Import | Methane | QC | Dispatch-Import | FuelCost | 0 | [6 empty] | 0.32065 | 0
LCP_Inputs_ON_Electric_Howarth_2023_05_05 | 2049 | CH4 Import - NY 2050 | Import | Methane | QC | Dispatch-Import | VOM | 0 | [6 empty] | 0.32065 | 0
LCP_Inputs_ON_Electric_Howarth_2023_05_05 | 2049 | CH4 Import - NY 2050 | Import | Methane | WC | Dispatch-Import | EmissionsCost | 0 | [6 empty] | 0.32065 | 0
LCP_Inputs_ON_Electric_Howarth_2023_05_05 | 2049 | CH4 Import - NY 2050 | Import | Methane | WC | Dispatch-Import | FuelCost | 0 | [6 empty] | 0.32065 | 0
LCP_Inputs_ON_Electric_Howarth_2023_05_05 | 2049 | CH4 Import - NY 2050 | Import | Methane | WC | Dispatch-Import | VOM | 0 | [6 empty] | 0.32065 | 0
LCP_Inputs_ON_Electric_Howarth_2023_05_05 | 2049 | CH4 Import - WC 2020 | Import | Methane | MI | Dispatch-Import | EmissionsCost | 0 | [6 empty] | 0.32065 | 0
LCP_Inputs_ON_Electric_Howarth_2023_05_05 | 2049 | CH4 Import - WC 2020 | Import | Methane | MI | Dispatch-Import | FuelCost | 0 | [6 empty] | 0.32065 | 0
LCP_Inputs_ON_Electric_Howarth_2023_05_05 | 2049 | CH4 Import - WC 2020 | Import | Methane | MI | Dispatch-Import | VOM | 0 | [6 empty] | 0.32065 | 0
LCP_Inputs_ON_Electric_Howarth_2023_05_05 | 2049 | CH4 Import - WC 2020 | Import | Methane | NY | Dispatch-Import | EmissionsCost | 0 | [6 empty] | 0.32065 | 0
LCP_Inputs_ON_Electric_Howarth_2023_05_05 | 2049 | CH4 Import - WC 2020 | Import | Methane | NY | Dispatch-Import | FuelCost | 0 | [6 empty] | 0.32065 | 0
LCP_Inputs_ON_Electric_Howarth_2023_05_05 | 2049 | CH4 Import - WC 2020 | Import | Methane | NY | Dispatch-Import | VOM | 0 | [6 empty] | 0.32065 | 0
LCP_Inputs_ON_Electric_Howarth_2023_05_05 | 2049 | CH4 Import - WC 2020 | Import | Methane | ON | Dispatch-Import | EmissionsCost | 0 | [6 empty] | 0.32065 | 0
LCP_Inputs_ON_Electric_Howarth_2023_05_05 | 2049 | CH4 Import - WC 2020 | Import | Methane | ON | Dispatch-Import | FuelCost | 0 | [6 empty] | 0.32065 | 0
LCP_Inputs_ON_Electric_Howarth_2023_05_05 | 2049 | CH4 Import - WC 2020 | Import | Methane | ON | Dispatch-Import | VOM | 0 | [6 empty] | 0.32065 | 0
LCP_Inputs_ON_Electric_Howarth_2023_05_05 | 2049 | CH4 Import - WC 2020 | Import | Methane | PJ | Dispatch-Import | EmissionsCost | 0 | [6 empty] | 0.32065 | 0
LCP_Inputs_ON_Electric_Howarth_2023_05_05 | 2049 | CH4 Import - WC 2020 | Import | Methane | PJ | Dispatch-Import | FuelCost | 0 | [6 empty] | 0.32065 | 0
LCP_Inputs_ON_Electric_Howarth_2023_05_05 | 2049 | CH4 Import - WC 2020 | Import | Methane | PJ | Dispatch-Import | VOM | 0 | [6 empty] | 0.32065 | 0
LCP_Inputs_ON_Electric_Howarth_2023_05_05 | 2049 | CH4 Import - WC 2020 | Import | Methane | QC | Dispatch-Import | EmissionsCost | 0 | [6 empty] | 0.32065 | 0
LCP_Inputs_ON_Electric_Howarth_2023_05_05 | 2049 | CH4 Import - WC 2020 | Import | Methane | QC | Dispatch-Import | FuelCost | 0 | [6 empty] | 0.32065 | 0
LCP_Inputs_ON_Electric_Howarth_2023_05_05 | 2049 | CH4 Import - WC 2020 | Import | Methane | QC | Dispatch-Import | VOM | 0 | [6 empty] | 0.32065 | 0
LCP_Inputs_ON_Electric_Howarth_2023_05_05 | 2049 | CH4 Import - WC 2020 | Import | Methane | WC | Dispatch-Import | EmissionsCost | 0 | [6 empty] | 0.32065 | 0
LCP_Inputs_ON_Electric_Howarth_2023_05_05 | 2049 | CH4 Import - WC 2020 | Import | Methane | WC | Dispatch-Import | FuelCost | 0 | [6 empty] | 0.32065 | 0
LCP_Inputs_ON_Electric_Howarth_2023_05_05 | 2049 | CH4 Import - WC 2020 | Import | Methane | WC | Dispatch-Import | VOM | 0 | [6 empty] | 0.32065 | 0
LCP_Inputs_ON_Electric_Howarth_2023_05_05 | 2049 | CH4 Import - WC 2030 | Import | Methane | MI | Dispatch-Import | EmissionsCost | 0 | [6 empty] | 0.32065 | 0
LCP_Inputs_ON_Electric_Howarth_2023_05_05 | 2049 | CH4 Import - WC 2030 | Import | Methane | MI | Dispatch-Import | FuelCost | 0 | [6 empty] | 0.32065 | 0
LCP_Inputs_ON_Electric_Howarth_2023_05_05 | 2049 | CH4 Import - WC 2030 | Import | Methane | MI | Dispatch-Import | VOM | 0 | [6 empty] | 0.32065 | 0
LCP_Inputs_ON_Electric_Howarth_2023_05_05 | 2049 | CH4 Import - WC 2030 | Import | Methane | NY | Dispatch-Import | EmissionsCost | 0 | [6 empty] | 0.32065 | 0
LCP_Inputs_ON_Electric_Howarth_2023_05_05 | 2049 | CH4 Import - WC 2030 | Import | Methane | NY | Dispatch-Import | FuelCost | 0 | [6 empty] | 0.32065 | 0
LCP_Inputs_ON_Electric_Howarth_2023_05_05 | 2049 | CH4 Import - WC 2030 | Import | Methane | NY | Dispatch-Import | VOM | 0 | [6 empty] | 0.32065 | 0
LCP_Inputs_ON_Electric_Howarth_2023_05_05 | 2049 | CH4 Import - WC 2030 | Import | Methane | ON | Dispatch-Import | EmissionsCost | 0 | [6 empty] | 0.32065 | 0
LCP_Inputs_ON_Electric_Howarth_2023_05_05 | 2049 | CH4 Import - WC 2030 | Import | Methane | ON | Dispatch-Import | FuelCost | 0 | [6 empty] | 0.32065 | 0
LCP_Inputs_ON_Electric_Howarth_2023_05_05 | 2049 | CH4 Import - WC 2030 | Import | Methane | ON | Dispatch-Import | VOM | 0 | [6 empty] | 0.32065 | 0
LCP_Inputs_ON_Electric_Howarth_2023_05_05 | 2049 | CH4 Import - WC 2030 | Import | Methane | PJ | Dispatch-Import | EmissionsCost | 0 | [6 empty] | 0.32065 | 0
LCP_Inputs_ON_Electric_Howarth_2023_05_05 | 2049 | CH4 Import - WC 2030 | Import | Methane | PJ | Dispatch-Import | FuelCost | 0 | [6 empty] | 0.32065 | 0
LCP_Inputs_ON_Electric_Howarth_2023_05_05 | 2049 | CH4 Import - WC 2030 | Import | Methane | PJ | Dispatch-Import | VOM | 0 | [6 empty] | 0.32065 | 0
LCP_Inputs_ON_Electric_Howarth_2023_05_05 | 2049 | CH4 Import - WC 2030 | Import | Methane | QC | Dispatch-Import | EmissionsCost | 0 | [6 empty] | 0.32065 | 0
LCP_Inputs_ON_Electric_Howarth_2023_05_05 | 2049 | CH4 Import - WC 2030 | Import | Methane | QC | Dispatch-Import | FuelCost | 0 | [6 empty] | 0.32065 | 0
LCP_Inputs_ON_Electric_Howarth_2023_05_05 | 2049 | CH4 Import - WC 2030 | Import | Methane | QC | Dispatch-Import | VOM | 0 | [6 empty] | 0.32065 | 0
LCP_Inputs_ON_Electric_Howarth_2023_05_05 | 2049 | CH4 Import - WC 2030 | Import | Methane | WC | Dispatch-Import | EmissionsCost | 0 | [6 empty] | 0.32065 | 0
LCP_Inputs_ON_Electric_Howarth_2023_05_05 | 2049 | CH4 Import - WC 2030 | Import | Methane | WC | Dispatch-Import | FuelCost | 0 | [6 empty] | 0.32065 | 0
LCP_Inputs_ON_Electric_Howarth_2023_05_05 | 2049 | CH4 Import - WC 2030 | Import | Methane | WC | Dispatch-Import | VOM | 0 | [6 empty] | 0.32065 | 0
LCP_Inputs_ON_Electric_Howarth_2023_05_05 | 2049 | CH4 Import - WC 2040 | Import | Methane | MI | Dispatch-Import | EmissionsCost | 0 | [6 empty] | 0.32065 | 0
LCP_Inputs_ON_Electric_Howarth_2023_05_05 | 2049 | CH4 Import - WC 2040 | Import | Methane | MI | Dispatch-Import | FuelCost | 0 | [6 empty] | 0.32065 | 0
LCP_Inputs_ON_Electric_Howarth_2023_05_05 | 2049 | CH4 Import - WC 2040 | Import | Methane | MI | Dispatch-Import | VOM | 0 | [6 empty] | 0.32065 | 0
LCP_Inputs_ON_Electric_Howarth_2023_05_05 | 2049 | CH4 Import - WC 2040 | Import | Methane | NY | Dispatch-Import | EmissionsCost | 0 | [6 empty] | 0.32065 | 0
LCP_Inputs_ON_Electric_Howarth_2023_05_05 | 2049 | CH4 Import - WC 2040 | Import | Methane | NY | Dispatch-Import | FuelCost | 0 | [6 empty] | 0.32065 | 0
LCP_Inputs_ON_Electric_Howarth_2023_05_05 | 2049 | CH4 Import - WC 2040 | Import | Methane | NY | Dispatch-Import | VOM | 0 | [6 empty] | 0.32065 | 0
LCP_Inputs_ON_Electric_Howarth_2023_05_05 | 2049 | CH4 Import - WC 2040 | Import | Methane | ON | Dispatch-Import | EmissionsCost | 0 | [6 empty] | 0.32065 | 0
LCP_Inputs_ON_Electric_Howarth_2023_05_05 | 2049 | CH4 Import - WC 2040 | Import | Methane | ON | Dispatch-Import | FuelCost | 0 | [6 empty] | 0.32065 | 0
LCP_Inputs_ON_Electric_Howarth_2023_05_05 | 2049 | CH4 Import - WC 2040 | Import | Methane | ON | Dispatch-Import | VOM | 0 | [6 empty] | 0.32065 | 0
LCP_Inputs_ON_Electric_Howarth_2023_05_05 | 2049 | CH4 Import - WC 2040 | Import | Methane | PJ | Dispatch-Import | EmissionsCost | 0 | [6 empty] | 0.32065 | 0
LCP_Inputs_ON_Electric_Howarth_2023_05_05 | 2049 | CH4 Import - WC 2040 | Import | Methane | PJ | Dispatch-Import | FuelCost | 0 | [6 empty] | 0.32065 | 0
LCP_Inputs_ON_Electric_Howarth_2023_05_05 | 2049 | CH4 Import - WC 2040 | Import | Methane | PJ | Dispatch-Import | VOM | 0 | [6 empty] | 0.32065 | 0
LCP_Inputs_ON_Electric_Howarth_2023_05_05 | 2049 | CH4 Import - WC 2040 | Import | Methane | QC | Dispatch-Import | EmissionsCost | 0 | [6 empty] | 0.32065 | 0
LCP_Inputs_ON_Electric_Howarth_2023_05_05 | 2049 | CH4 Import - WC 2040 | Import | Methane | QC | Dispatch-Import | FuelCost | 0 | [6 empty] | 0.32065 | 0
LCP_Inputs_ON_Electric_Howarth_2023_05_05 | 2049 | CH4 Import - WC 2040 | Import | Methane | QC | Dispatch-Import | VOM | 0 | [6 empty] | 0.32065 | 0
LCP_Inputs_ON_Electric_Howarth_2023_05_05 | 2049 | CH4 Import - WC 2040 | Import | Methane | WC | Dispatch-Import | EmissionsCost | 2104121392.2192 | [6 empty] | 0.32065 | 674689501.0995
LCP_Inputs_ON_Electric_Howarth_2023_05_05 | 2049 | CH4 Import - WC 2040 | Import | Methane | WC | Dispatch-Import | FuelCost | 658767398.4677 | [6 empty] | 0.32065 | 211234698.2719
LCP_Inputs_ON_Electric_Howarth_2023_05_05 | 2049 | CH4 Import - WC 2040 | Import | Methane | WC | Dispatch-Import | VOM | 0 | [6 empty] | 0.32065 | 0
LCP_Inputs_ON_Electric_Howarth_2023_05_05 | 2049 | CH4 Import - WC 2050 | Import | Methane | MI | Dispatch-Import | EmissionsCost | 0 | [6 empty] | 0.32065 | 0
LCP_Inputs_ON_Electric_Howarth_2023_05_05 | 2049 | CH4 Import - WC 2050 | Import | Methane | MI | Dispatch-Import | FuelCost | 0 | [6 empty] | 0.32065 | 0
LCP_Inputs_ON_Electric_Howarth_2023_05_05 | 2049 | CH4 Import - WC 2050 | Import | Methane | MI | Dispatch-Import | VOM | 0 | [6 empty] | 0.32065 | 0
LCP_Inputs_ON_Electric_Howarth_2023_05_05 | 2049 | CH4 Import - WC 2050 | Import | Methane | NY | Dispatch-Import | EmissionsCost | 0 | [6 empty] | 0.32065 | 0
LCP_Inputs_ON_Electric_Howarth_2023_05_05 | 2049 | CH4 Import - WC 2050 | Import | Methane | NY | Dispatch-Import | FuelCost | 0 | [6 empty] | 0.32065 | 0
LCP_Inputs_ON_Electric_Howarth_2023_05_05 | 2049 | CH4 Import - WC 2050 | Import | Methane | NY | Dispatch-Import | VOM | 0 | [6 empty] | 0.32065 | 0
LCP_Inputs_ON_Electric_Howarth_2023_05_05 | 2049 | CH4 Import - WC 2050 | Import | Methane | ON | Dispatch-Import | EmissionsCost | 0 | [6 empty] | 0.32065 | 0
LCP_Inputs_ON_Electric_Howarth_2023_05_05 | 2049 | CH4 Import - WC 2050 | Import | Methane | ON | Dispatch-Import | FuelCost | 0 | [6 empty] | 0.32065 | 0
LCP_Inputs_ON_Electric_Howarth_2023_05_05 | 2049 | CH4 Import - WC 2050 | Import | Methane | ON | Dispatch-Import | VOM | 0 | [6 empty] | 0.32065 | 0
LCP_Inputs_ON_Electric_Howarth_2023_05_05 | 2049 | CH4 Import - WC 2050 | Import | Methane | PJ | Dispatch-Import | EmissionsCost | 0 | [6 empty] | 0.32065 | 0
LCP_Inputs_ON_Electric_Howarth_2023_05_05 | 2049 | CH4 Import - WC 2050 | Import | Methane | PJ | Dispatch-Import | FuelCost | 0 | [6 empty] | 0.32065 | 0
LCP_Inputs_ON_Electric_Howarth_2023_05_05 | 2049 | CH4 Import - WC 2050 | Import | Methane | PJ | Dispatch-Import | VOM | 0 | [6 empty] | 0.32065 | 0
LCP_Inputs_ON_Electric_Howarth_2023_05_05 | 2049 | CH4 Import - WC 2050 | Import | Methane | QC | Dispatch-Import | EmissionsCost | 0 | [6 empty] | 0.32065 | 0
LCP_Inputs_ON_Electric_Howarth_2023_05_05 | 2049 | CH4 Import - WC 2050 | Import | Methane | QC | Dispatch-Import | FuelCost | 0 | [6 empty] | 0.32065 | 0
LCP_Inputs_ON_Electric_Howarth_2023_05_05 | 2049 | CH4 Import - WC 2050 | Import | Methane | QC | Dispatch-Import | VOM | 0 | [6 empty] | 0.32065 | 0
LCP_Inputs_ON_Electric_Howarth_2023_05_05 | 2049 | CH4 Import - WC 2050 | Import | Methane | WC | Dispatch-Import | EmissionsCost | 0 | [6 empty] | 0.32065 | 0
LCP_Inputs_ON_Electric_Howarth_2023_05_05 | 2049 | CH4 Import - WC 2050 | Import | Methane | WC | Dispatch-Import | FuelCost | 0 | [6 empty] | 0.32065 | 0
LCP_Inputs_ON_Electric_Howarth_2023_05_05 | 2049 | CH4 Import - WC 2050 | Import | Methane | WC | Dispatch-Import | VOM | 0 | [6 empty] | 0.32065 | 0
LCP_Inputs_ON_Electric_Howarth_2023_05_05 | 2049 | CH4 Salt Cavern Storage - ON | Storage | Methane | MI | Dispatch-Storage | EmissionsCost | 0 | [6 empty] | 0.32065 | 0
LCP_Inputs_ON_Electric_Howarth_2023_05_05 | 2049 | CH4 Salt Cavern Storage - ON | Storage | Methane | MI | Dispatch-Storage | FuelCost | 0 | [6 empty] | 0.32065 | 0
LCP_Inputs_ON_Electric_Howarth_2023_05_05 | 2049 | CH4 Salt Cavern Storage - ON | Storage | Methane | MI | Dispatch-Storage | VOM | 0 | [6 empty] | 0.32065 | 0
LCP_Inputs_ON_Electric_Howarth_2023_05_05 | 2049 | CH4 Salt Cavern Storage - ON | Storage | Methane | NY | Dispatch-Storage | EmissionsCost | 0 | [6 empty] | 0.32065 | 0
LCP_Inputs_ON_Electric_Howarth_2023_05_05 | 2049 | CH4 Salt Cavern Storage - ON | Storage | Methane | NY | Dispatch-Storage | FuelCost | 0 | [6 empty] | 0.32065 | 0
LCP_Inputs_ON_Electric_Howarth_2023_05_05 | 2049 | CH4 Salt Cavern Storage - ON | Storage | Methane | NY | Dispatch-Storage | VOM | 0 | [6 empty] | 0.32065 | 0
LCP_Inputs_ON_Electric_Howarth_2023_05_05 | 2049 | CH4 Salt Cavern Storage - ON | Storage | Methane | ON | Dispatch-Storage | EmissionsCost | 0 | [6 empty] | 0.32065 | 0
LCP_Inputs_ON_Electric_Howarth_2023_05_05 | 2049 | CH4 Salt Cavern Storage - ON | Storage | Methane | ON | Dispatch-Storage | FuelCost | 0 | [6 empty] | 0.32065 | 0
LCP_Inputs_ON_Electric_Howarth_2023_05_05 | 2049 | CH4 Salt Cavern Storage - ON | Storage | Methane | ON | Dispatch-Storage | VOM | 0 | [6 empty] | 0.32065 | 0
LCP_Inputs_ON_Electric_Howarth_2023_05_05 | 2049 | CH4 Salt Cavern Storage - ON | Storage | Methane | PJ | Dispatch-Storage | EmissionsCost | 0 | [6 empty] | 0.32065 | 0
LCP_Inputs_ON_Electric_Howarth_2023_05_05 | 2049 | CH4 Salt Cavern Storage - ON | Storage | Methane | PJ | Dispatch-Storage | FuelCost | 0 | [6 empty] | 0.32065 | 0
LCP_Inputs_ON_Electric_Howarth_2023_05_05 | 2049 | CH4 Salt Cavern Storage - ON | Storage | Methane | PJ | Dispatch-Storage | VOM | 0 | [6 empty] | 0.32065 | 0
LCP_Inputs_ON_Electric_Howarth_2023_05_05 | 2049 | CH4 Salt Cavern Storage - ON | Storage | Methane | QC | Dispatch-Storage | EmissionsCost | 0 | [6 empty] | 0.32065 | 0
LCP_Inputs_ON_Electric_Howarth_2023_05_05 | 2049 | CH4 Salt Cavern Storage - ON | Storage | Methane | QC | Dispatch-Storage | FuelCost | 0 | [6 empty] | 0.32065 | 0
LCP_Inputs_ON_Electric_Howarth_2023_05_05 | 2049 | CH4 Salt Cavern Storage - ON | Storage | Methane | QC | Dispatch-Storage | VOM | 0 | [6 empty] | 0.32065 | 0
LCP_Inputs_ON_Electric_Howarth_2023_05_05 | 2049 | CH4 Salt Cavern Storage - ON | Storage | Methane | WC | Dispatch-Storage | EmissionsCost | 0 | [6 empty] | 0.32065 | 0
LCP_Inputs_ON_Electric_Howarth_2023_05_05 | 2049 | CH4 Salt Cavern Storage - ON | Storage | Methane | WC | Dispatch-Storage | FuelCost | 0 | [6 empty] | 0.32065 | 0
LCP_Inputs_ON_Electric_Howarth_2023_05_05 | 2049 | CH4 Salt Cavern Storage - ON | Storage | Methane | WC | Dispatch-Storage | VOM | 0 | [6 empty] | 0.32065 | 0
LCP_Inputs_ON_Electric_Howarth_2023_05_05 | 2049 | Electrolyser 2020/2030 | Crossload | Hydrogen | MI | Dispatch-Crossload | EmissionsCost | 0 | [6 empty] | 0.32065 | 0
LCP_Inputs_ON_Electric_Howarth_2023_05_05 | 2049 | Electrolyser 2020/2030 | Crossload | Hydrogen | MI | Dispatch-Crossload | FuelCost | 0 | [6 empty] | 0.32065 | 0
LCP_Inputs_ON_Electric_Howarth_2023_05_05 | 2049 | Electrolyser 2020/2030 | Crossload | Hydrogen | MI | Dispatch-Crossload | VOM | 0 | [6 empty] | 0.32065 | 0
LCP_Inputs_ON_Electric_Howarth_2023_05_05 | 2049 | Electrolyser 2020/2030 | Crossload | Hydrogen | NY | Dispatch-Crossload | EmissionsCost | 0 | [6 empty] | 0.32065 | 0
LCP_Inputs_ON_Electric_Howarth_2023_05_05 | 2049 | Electrolyser 2020/2030 | Crossload | Hydrogen | NY | Dispatch-Crossload | FuelCost | 0 | [6 empty] | 0.32065 | 0
LCP_Inputs_ON_Electric_Howarth_2023_05_05 | 2049 | Electrolyser 2020/2030 | Crossload | Hydrogen | NY | Dispatch-Crossload | VOM | 0 | [6 empty] | 0.32065 | 0
LCP_Inputs_ON_Electric_Howarth_2023_05_05 | 2049 | Electrolyser 2020/2030 | Crossload | Hydrogen | ON | Dispatch-Crossload | EmissionsCost | 0 | [6 empty] | 0.32065 | 0
LCP_Inputs_ON_Electric_Howarth_2023_05_05 | 2049 | Electrolyser 2020/2030 | Crossload | Hydrogen | ON | Dispatch-Crossload | FuelCost | 0 | [6 empty] | 0.32065 | 0
LCP_Inputs_ON_Electric_Howarth_2023_05_05 | 2049 | Electrolyser 2020/2030 | Crossload | Hydrogen | ON | Dispatch-Crossload | VOM | 0 | [6 empty] | 0.32065 | 0
LCP_Inputs_ON_Electric_Howarth_2023_05_05 | 2049 | Electrolyser 2020/2030 | Crossload | Hydrogen | PJ | Dispatch-Crossload | EmissionsCost | 0 | [6 empty] | 0.32065 | 0
LCP_Inputs_ON_Electric_Howarth_2023_05_05 | 2049 | Electrolyser 2020/2030 | Crossload | Hydrogen | PJ | Dispatch-Crossload | FuelCost | 0 | [6 empty] | 0.32065 | 0
LCP_Inputs_ON_Electric_Howarth_2023_05_05 | 2049 | Electrolyser 2020/2030 | Crossload | Hydrogen | PJ | Dispatch-Crossload | VOM | 0 | [6 empty] | 0.32065 | 0
LCP_Inputs_ON_Electric_Howarth_2023_05_05 | 2049 | Electrolyser 2020/2030 | Crossload | Hydrogen | QC | Dispatch-Crossload | EmissionsCost | 0 | [6 empty] | 0.32065 | 0
LCP_Inputs_ON_Electric_Howarth_2023_05_05 | 2049 | Electrolyser 2020/2030 | Crossload | Hydrogen | QC | Dispatch-Crossload | FuelCost | 0 | [6 empty] | 0.32065 | 0
LCP_Inputs_ON_Electric_Howarth_2023_05_05 | 2049 | Electrolyser 2020/2030 | Crossload | Hydrogen | QC | Dispatch-Crossload | VOM | 0 | [6 empty] | 0.32065 | 0
LCP_Inputs_ON_Electric_Howarth_2023_05_05 | 2049 | Electrolyser 2020/2030 | Crossload | Hydrogen | WC | Dispatch-Crossload | EmissionsCost | 0 | [6 empty] | 0.32065 | 0
LCP_Inputs_ON_Electric_Howarth_2023_05_05 | 2049 | Electrolyser 2020/2030 | Crossload | Hydrogen | WC | Dispatch-Crossload | FuelCost | 0 | [6 empty] | 0.32065 | 0
LCP_Inputs_ON_Electric_Howarth_2023_05_05 | 2049 | Electrolyser 2020/2030 | Crossload | Hydrogen | WC | Dispatch-Crossload | VOM | 0 | [6 empty] | 0.32065 | 0
LCP_Inputs_ON_Electric_Howarth_2023_05_05 | 2049 | Electrolyser 2040 | Crossload | Hydrogen | MI | Dispatch-Crossload | EmissionsCost | 0 | [6 empty] | 0.32065 | 0
LCP_Inputs_ON_Electric_Howarth_2023_05_05 | 2049 | Electrolyser 2040 | Crossload | Hydrogen | MI | Dispatch-Crossload | FuelCost | 0 | [6 empty] | 0.32065 | 0
LCP_Inputs_ON_Electric_Howarth_2023_05_05 | 2049 | Electrolyser 2040 | Crossload | Hydrogen | MI | Dispatch-Crossload | VOM | 0 | [6 empty] | 0.32065 | 0
LCP_Inputs_ON_Electric_Howarth_2023_05_05 | 2049 | Electrolyser 2040 | Crossload | Hydrogen | NY | Dispatch-Crossload | EmissionsCost | 0 | [6 empty] | 0.32065 | 0
LCP_Inputs_ON_Electric_Howarth_2023_05_05 | 2049 | Electrolyser 2040 | Crossload | Hydrogen | NY | Dispatch-Crossload | FuelCost | 0 | [6 empty] | 0.32065 | 0
LCP_Inputs_ON_Electric_Howarth_2023_05_05 | 2049 | Electrolyser 2040 | Crossload | Hydrogen | NY | Dispatch-Crossload | VOM | 0 | [6 empty] | 0.32065 | 0
LCP_Inputs_ON_Electric_Howarth_2023_05_05 | 2049 | Electrolyser 2040 | Crossload | Hydrogen | ON | Dispatch-Crossload | EmissionsCost | 0 | [6 empty] | 0.32065 | 0
LCP_Inputs_ON_Electric_Howarth_2023_05_05 | 2049 | Electrolyser 2040 | Crossload | Hydrogen | ON | Dispatch-Crossload | FuelCost | 0 | [6 empty] | 0.32065 | 0
LCP_Inputs_ON_Electric_Howarth_2023_05_05 | 2049 | Electrolyser 2040 | Crossload | Hydrogen | ON | Dispatch-Crossload | VOM | 0 | [6 empty] | 0.32065 | 0
LCP_Inputs_ON_Electric_Howarth_2023_05_05 | 2049 | Electrolyser 2040 | Crossload | Hydrogen | PJ | Dispatch-Crossload | EmissionsCost | 0 | [6 empty] | 0.32065 | 0
LCP_Inputs_ON_Electric_Howarth_2023_05_05 | 2049 | Electrolyser 2040 | Crossload | Hydrogen | PJ | Dispatch-Crossload | FuelCost | 0 | [6 empty] | 0.32065 | 0
LCP_Inputs_ON_Electric_Howarth_2023_05_05 | 2049 | Electrolyser 2040 | Crossload | Hydrogen | PJ | Dispatch-Crossload | VOM | 0 | [6 empty] | 0.32065 | 0
LCP_Inputs_ON_Electric_Howarth_2023_05_05 | 2049 | Electrolyser 2040 | Crossload | Hydrogen | QC | Dispatch-Crossload | EmissionsCost | 0 | [6 empty] | 0.32065 | 0
LCP_Inputs_ON_Electric_Howarth_2023_05_05 | 2049 | Electrolyser 2040 | Crossload | Hydrogen | QC | Dispatch-Crossload | FuelCost | 0 | [6 empty] | 0.32065 | 0
LCP_Inputs_ON_Electric_Howarth_2023_05_05 | 2049 | Electrolyser 2040 | Crossload | Hydrogen | QC | Dispatch-Crossload | VOM | 0 | [6 empty] | 0.32065 | 0
LCP_Inputs_ON_Electric_Howarth_2023_05_05 | 2049 | Electrolyser 2040 | Crossload | Hydrogen | WC | Dispatch-Crossload | EmissionsCost | 0 | [6 empty] | 0.32065 | 0
LCP_Inputs_ON_Electric_Howarth_2023_05_05 | 2049 | Electrolyser 2040 | Crossload | Hydrogen | WC | Dispatch-Crossload | FuelCost | 0 | [6 empty] | 0.32065 | 0
LCP_Inputs_ON_Electric_Howarth_2023_05_05 | 2049 | Electrolyser 2040 | Crossload | Hydrogen | WC | Dispatch-Crossload | VOM | 0 | [6 empty] | 0.32065 | 0
LCP_Inputs_ON_Electric_Howarth_2023_05_05 | 2049 | Electrolyser 2050 | Crossload | Hydrogen | MI | Dispatch-Crossload | EmissionsCost | 0 | [6 empty] | 0.32065 | 0
LCP_Inputs_ON_Electric_Howarth_2023_05_05 | 2049 | Electrolyser 2050 | Crossload | Hydrogen | MI | Dispatch-Crossload | FuelCost | 0 | [6 empty] | 0.32065 | 0
LCP_Inputs_ON_Electric_Howarth_2023_05_05 | 2049 | Electrolyser 2050 | Crossload | Hydrogen | MI | Dispatch-Crossload | VOM | 0 | [6 empty] | 0.32065 | 0
LCP_Inputs_ON_Electric_Howarth_2023_05_05 | 2049 | Electrolyser 2050 | Crossload | Hydrogen | NY | Dispatch-Crossload | EmissionsCost | 0 | [6 empty] | 0.32065 | 0
LCP_Inputs_ON_Electric_Howarth_2023_05_05 | 2049 | Electrolyser 2050 | Crossload | Hydrogen | NY | Dispatch-Crossload | FuelCost | 0 | [6 empty] | 0.32065 | 0
LCP_Inputs_ON_Electric_Howarth_2023_05_05 | 2049 | Electrolyser 2050 | Crossload | Hydrogen | NY | Dispatch-Crossload | VOM | 0 | [6 empty] | 0.32065 | 0
LCP_Inputs_ON_Electric_Howarth_2023_05_05 | 2049 | Electrolyser 2050 | Crossload | Hydrogen | ON | Dispatch-Crossload | EmissionsCost | 0 | [6 empty] | 0.32065 | 0
LCP_Inputs_ON_Electric_Howarth_2023_05_05 | 2049 | Electrolyser 2050 | Crossload | Hydrogen | ON | Dispatch-Crossload | FuelCost | 0 | [6 empty] | 0.32065 | 0
LCP_Inputs_ON_Electric_Howarth_2023_05_05 | 2049 | Electrolyser 2050 | Crossload | Hydrogen | ON | Dispatch-Crossload | VOM | 0 | [6 empty] | 0.32065 | 0
LCP_Inputs_ON_Electric_Howarth_2023_05_05 | 2049 | Electrolyser 2050 | Crossload | Hydrogen | PJ | Dispatch-Crossload | EmissionsCost | 0 | [6 empty] | 0.32065 | 0
LCP_Inputs_ON_Electric_Howarth_2023_05_05 | 2049 | Electrolyser 2050 | Crossload | Hydrogen | PJ | Dispatch-Crossload | FuelCost | 0 | [6 empty] | 0.32065 | 0
LCP_Inputs_ON_Electric_Howarth_2023_05_05 | 2049 | Electrolyser 2050 | Crossload | Hydrogen | PJ | Dispatch-Crossload | VOM | 0 | [6 empty] | 0.32065 | 0
LCP_Inputs_ON_Electric_Howarth_2023_05_05 | 2049 | Electrolyser 2050 | Crossload | Hydrogen | QC | Dispatch-Crossload | EmissionsCost | 0 | [6 empty] | 0.32065 | 0
LCP_Inputs_ON_Electric_Howarth_2023_05_05 | 2049 | Electrolyser 2050 | Crossload | Hydrogen | QC | Dispatch-Crossload | FuelCost | 0 | [6 empty] | 0.32065 | 0
LCP_Inputs_ON_Electric_Howarth_2023_05_05 | 2049 | Electrolyser 2050 | Crossload | Hydrogen | QC | Dispatch-Crossload | VOM | 0 | [6 empty] | 0.32065 | 0
LCP_Inputs_ON_Electric_Howarth_2023_05_05 | 2049 | Electrolyser 2050 | Crossload | Hydrogen | WC | Dispatch-Crossload | EmissionsCost | 0 | [6 empty] | 0.32065 | 0
LCP_Inputs_ON_Electric_Howarth_2023_05_05 | 2049 | Electrolyser 2050 | Crossload | Hydrogen | WC | Dispatch-Crossload | FuelCost | 0 | [6 empty] | 0.32065 | 0
LCP_Inputs_ON_Electric_Howarth_2023_05_05 | 2049 | Electrolyser 2050 | Crossload | Hydrogen | WC | Dispatch-Crossload | VOM | 0 | [6 empty] | 0.32065 | 0
LCP_Inputs_ON_Electric_Howarth_2023_05_05 | 2049 | Fossil Fuel Thermal (Coal, Peat, Oil) | Generation | Electricity | MI | Dispatch-Generation | EmissionsCost | 0 | [6 empty] | 0.32065 | 0
LCP_Inputs_ON_Electric_Howarth_2023_05_05 | 2049 | Fossil Fuel Thermal (Coal, Peat, Oil) | Generation | Electricity | MI | Dispatch-Generation | FuelCost | 0 | [6 empty] | 0.32065 | 0
LCP_Inputs_ON_Electric_Howarth_2023_05_05 | 2049 | Fossil Fuel Thermal (Coal, Peat, Oil) | Generation | Electricity | MI | Dispatch-Generation | VOM | 0 | [6 empty] | 0.32065 | 0
LCP_Inputs_ON_Electric_Howarth_2023_05_05 | 2049 | Fossil Fuel Thermal (Coal, Peat, Oil) | Generation | Electricity | NY | Dispatch-Generation | EmissionsCost | 0 | [6 empty] | 0.32065 | 0
LCP_Inputs_ON_Electric_Howarth_2023_05_05 | 2049 | Fossil Fuel Thermal (Coal, Peat, Oil) | Generation | Electricity | NY | Dispatch-Generation | FuelCost | 0 | [6 empty] | 0.32065 | 0
LCP_Inputs_ON_Electric_Howarth_2023_05_05 | 2049 | Fossil Fuel Thermal (Coal, Peat, Oil) | Generation | Electricity | NY | Dispatch-Generation | VOM | 0 | [6 empty] | 0.32065 | 0
LCP_Inputs_ON_Electric_Howarth_2023_05_05 | 2049 | Fossil Fuel Thermal (Coal, Peat, Oil) | Generation | Electricity | ON | Dispatch-Generation | EmissionsCost | 0 | [6 empty] | 0.32065 | 0
LCP_Inputs_ON_Electric_Howarth_2023_05_05 | 2049 | Fossil Fuel Thermal (Coal, Peat, Oil) | Generation | Electricity | ON | Dispatch-Generation | FuelCost | 0 | [6 empty] | 0.32065 | 0
LCP_Inputs_ON_Electric_Howarth_2023_05_05 | 2049 | Fossil Fuel Thermal (Coal, Peat, Oil) | Generation | Electricity | ON | Dispatch-Generation | VOM | 0 | [6 empty] | 0.32065 | 0
LCP_Inputs_ON_Electric_Howarth_2023_05_05 | 2049 | Fossil Fuel Thermal (Coal, Peat, Oil) | Generation | Electricity | PJ | Dispatch-Generation | EmissionsCost | 0 | [6 empty] | 0.32065 | 0
LCP_Inputs_ON_Electric_Howarth_2023_05_05 | 2049 | Fossil Fuel Thermal (Coal, Peat, Oil) | Generation | Electricity | PJ | Dispatch-Generation | FuelCost | 0 | [6 empty] | 0.32065 | 0
LCP_Inputs_ON_Electric_Howarth_2023_05_05 | 2049 | Fossil Fuel Thermal (Coal, Peat, Oil) | Generation | Electricity | PJ | Dispatch-Generation | VOM | 0 | [6 empty] | 0.32065 | 0
LCP_Inputs_ON_Electric_Howarth_2023_05_05 | 2049 | Fossil Fuel Thermal (Coal, Peat, Oil) | Generation | Electricity | QC | Dispatch-Generation | EmissionsCost | 0 | [6 empty] | 0.32065 | 0
LCP_Inputs_ON_Electric_Howarth_2023_05_05 | 2049 | Fossil Fuel Thermal (Coal, Peat, Oil) | Generation | Electricity | QC | Dispatch-Generation | FuelCost | 0 | [6 empty] | 0.32065 | 0
LCP_Inputs_ON_Electric_Howarth_2023_05_05 | 2049 | Fossil Fuel Thermal (Coal, Peat, Oil) | Generation | Electricity | QC | Dispatch-Generation | VOM | 0 | [6 empty] | 0.32065 | 0
LCP_Inputs_ON_Electric_Howarth_2023_05_05 | 2049 | Fossil Fuel Thermal (Coal, Peat, Oil) | Generation | Electricity | WC | Dispatch-Generation | EmissionsCost | 0 | [6 empty] | 0.32065 | 0
LCP_Inputs_ON_Electric_Howarth_2023_05_05 | 2049 | Fossil Fuel Thermal (Coal, Peat, Oil) | Generation | Electricity | WC | Dispatch-Generation | FuelCost | 0 | [6 empty] | 0.32065 | 0
LCP_Inputs_ON_Electric_Howarth_2023_05_05 | 2049 | Fossil Fuel Thermal (Coal, Peat, Oil) | Generation | Electricity | WC | Dispatch-Generation | VOM | 0 | [6 empty] | 0.32065 | 0
LCP_Inputs_ON_Electric_Howarth_2023_05_05 | 2049 | Generic - Generator | Generation | Electricity | MI | Dispatch-Generation | EmissionsCost | 0 | [6 empty] | 0.32065 | 0
LCP_Inputs_ON_Electric_Howarth_2023_05_05 | 2049 | Generic - Generator | Generation | Electricity | MI | Dispatch-Generation | FuelCost | 822908408.9569 | [6 empty] | 0.32065 | 263866745.4943
LCP_Inputs_ON_Electric_Howarth_2023_05_05 | 2049 | Generic - Generator | Generation | Electricity | MI | Dispatch-Generation | VOM | 26913145.9602 | [6 empty] | 0.32065 | 8629738.326
LCP_Inputs_ON_Electric_Howarth_2023_05_05 | 2049 | Generic - Generator | Generation | Electricity | NY | Dispatch-Generation | EmissionsCost | 0 | [6 empty] | 0.32065 | 0
LCP_Inputs_ON_Electric_Howarth_2023_05_05 | 2049 | Generic - Generator | Generation | Electricity | NY | Dispatch-Generation | FuelCost | 74454029.7701 | [6 empty] | 0.32065 | 23873789.9753
LCP_Inputs_ON_Electric_Howarth_2023_05_05 | 2049 | Generic - Generator | Generation | Electricity | NY | Dispatch-Generation | VOM | 2435012.3886 | [6 empty] | 0.32065 | 780790.1672
LCP_Inputs_ON_Electric_Howarth_2023_05_05 | 2049 | Generic - Generator | Generation | Electricity | ON | Dispatch-Generation | EmissionsCost | 0 | [6 empty] | 0.32065 | 0
LCP_Inputs_ON_Electric_Howarth_2023_05_05 | 2049 | Generic - Generator | Generation | Electricity | ON | Dispatch-Generation | FuelCost | 0 | [6 empty] | 0.32065 | 0
LCP_Inputs_ON_Electric_Howarth_2023_05_05 | 2049 | Generic - Generator | Generation | Electricity | ON | Dispatch-Generation | VOM | 0 | [6 empty] | 0.32065 | 0
LCP_Inputs_ON_Electric_Howarth_2023_05_05 | 2049 | Generic - Generator | Generation | Electricity | PJ | Dispatch-Generation | EmissionsCost | 0 | [6 empty] | 0.32065 | 0
LCP_Inputs_ON_Electric_Howarth_2023_05_05 | 2049 | Generic - Generator | Generation | Electricity | PJ | Dispatch-Generation | FuelCost | 5362895327.8205 | [6 empty] | 0.32065 | 1719619973.7127
LCP_Inputs_ON_Electric_Howarth_2023_05_05 | 2049 | Generic - Generator | Generation | Electricity | PJ | Dispatch-Generation | VOM | 175393012.3403 | [6 empty] | 0.32065 | 56240017.5341
LCP_Inputs_ON_Electric_Howarth_2023_05_05 | 2049 | Generic - Generator | Generation | Electricity | QC | Dispatch-Generation | EmissionsCost | 0 | [6 empty] | 0.32065 | 0
LCP_Inputs_ON_Electric_Howarth_2023_05_05 | 2049 | Generic - Generator | Generation | Electricity | QC | Dispatch-Generation | FuelCost | 0 | [6 empty] | 0.32065 | 0
LCP_Inputs_ON_Electric_Howarth_2023_05_05 | 2049 | Generic - Generator | Generation | Electricity | QC | Dispatch-Generation | VOM | 0 | [6 empty] | 0.32065 | 0
LCP_Inputs_ON_Electric_Howarth_2023_05_05 | 2049 | Generic - Generator | Generation | Electricity | WC | Dispatch-Generation | EmissionsCost | 0 | [6 empty] | 0.32065 | 0
LCP_Inputs_ON_Electric_Howarth_2023_05_05 | 2049 | Generic - Generator | Generation | Electricity | WC | Dispatch-Generation | FuelCost | 0 | [6 empty] | 0.32065 | 0
LCP_Inputs_ON_Electric_Howarth_2023_05_05 | 2049 | Generic - Generator | Generation | Electricity | WC | Dispatch-Generation | VOM | 0 | [6 empty] | 0.32065 | 0
LCP_Inputs_ON_Electric_Howarth_2023_05_05 | 2049 | H2 Import - QC | Import | Hydrogen | MI | Dispatch-Import | EmissionsCost | 0 | [6 empty] | 0.32065 | 0
LCP_Inputs_ON_Electric_Howarth_2023_05_05 | 2049 | H2 Import - QC | Import | Hydrogen | MI | Dispatch-Import | FuelCost | 0 | [6 empty] | 0.32065 | 0
LCP_Inputs_ON_Electric_Howarth_2023_05_05 | 2049 | H2 Import - QC | Import | Hydrogen | MI | Dispatch-Import | VOM | 0 | [6 empty] | 0.32065 | 0
LCP_Inputs_ON_Electric_Howarth_2023_05_05 | 2049 | H2 Import - QC | Import | Hydrogen | NY | Dispatch-Import | EmissionsCost | 0 | [6 empty] | 0.32065 | 0
LCP_Inputs_ON_Electric_Howarth_2023_05_05 | 2049 | H2 Import - QC | Import | Hydrogen | NY | Dispatch-Import | FuelCost | 0 | [6 empty] | 0.32065 | 0
LCP_Inputs_ON_Electric_Howarth_2023_05_05 | 2049 | H2 Import - QC | Import | Hydrogen | NY | Dispatch-Import | VOM | 0 | [6 empty] | 0.32065 | 0
LCP_Inputs_ON_Electric_Howarth_2023_05_05 | 2049 | H2 Import - QC | Import | Hydrogen | ON | Dispatch-Import | EmissionsCost | 0 | [6 empty] | 0.32065 | 0
LCP_Inputs_ON_Electric_Howarth_2023_05_05 | 2049 | H2 Import - QC | Import | Hydrogen | ON | Dispatch-Import | FuelCost | 0 | [6 empty] | 0.32065 | 0
LCP_Inputs_ON_Electric_Howarth_2023_05_05 | 2049 | H2 Import - QC | Import | Hydrogen | ON | Dispatch-Import | VOM | 0 | [6 empty] | 0.32065 | 0
LCP_Inputs_ON_Electric_Howarth_2023_05_05 | 2049 | H2 Import - QC | Import | Hydrogen | PJ | Dispatch-Import | EmissionsCost | 0 | [6 empty] | 0.32065 | 0
LCP_Inputs_ON_Electric_Howarth_2023_05_05 | 2049 | H2 Import - QC | Import | Hydrogen | PJ | Dispatch-Import | FuelCost | 0 | [6 empty] | 0.32065 | 0
LCP_Inputs_ON_Electric_Howarth_2023_05_05 | 2049 | H2 Import - QC | Import | Hydrogen | PJ | Dispatch-Import | VOM | 0 | [6 empty] | 0.32065 | 0
LCP_Inputs_ON_Electric_Howarth_2023_05_05 | 2049 | H2 Import - QC | Import | Hydrogen | QC | Dispatch-Import | EmissionsCost | 0 | [6 empty] | 0.32065 | 0
LCP_Inputs_ON_Electric_Howarth_2023_05_05 | 2049 | H2 Import - QC | Import | Hydrogen | QC | Dispatch-Import | FuelCost | 0 | [6 empty] | 0.32065 | 0
LCP_Inputs_ON_Electric_Howarth_2023_05_05 | 2049 | H2 Import - QC | Import | Hydrogen | QC | Dispatch-Import | VOM | 0 | [6 empty] | 0.32065 | 0
LCP_Inputs_ON_Electric_Howarth_2023_05_05 | 2049 | H2 Import - QC | Import | Hydrogen | WC | Dispatch-Import | EmissionsCost | 0 | [6 empty] | 0.32065 | 0
LCP_Inputs_ON_Electric_Howarth_2023_05_05 | 2049 | H2 Import - QC | Import | Hydrogen | WC | Dispatch-Import | FuelCost | 0 | [6 empty] | 0.32065 | 0
LCP_Inputs_ON_Electric_Howarth_2023_05_05 | 2049 | H2 Import - QC | Import | Hydrogen | WC | Dispatch-Import | VOM | 0 | [6 empty] | 0.32065 | 0
LCP_Inputs_ON_Electric_Howarth_2023_05_05 | 2049 | H2 Import - WC | Import | Hydrogen | MI | Dispatch-Import | EmissionsCost | 0 | [6 empty] | 0.32065 | 0
LCP_Inputs_ON_Electric_Howarth_2023_05_05 | 2049 | H2 Import - WC | Import | Hydrogen | MI | Dispatch-Import | FuelCost | 0 | [6 empty] | 0.32065 | 0
LCP_Inputs_ON_Electric_Howarth_2023_05_05 | 2049 | H2 Import - WC | Import | Hydrogen | MI | Dispatch-Import | VOM | 0 | [6 empty] | 0.32065 | 0
LCP_Inputs_ON_Electric_Howarth_2023_05_05 | 2049 | H2 Import - WC | Import | Hydrogen | NY | Dispatch-Import | EmissionsCost | 0 | [6 empty] | 0.32065 | 0
LCP_Inputs_ON_Electric_Howarth_2023_05_05 | 2049 | H2 Import - WC | Import | Hydrogen | NY | Dispatch-Import | FuelCost | 0 | [6 empty] | 0.32065 | 0
LCP_Inputs_ON_Electric_Howarth_2023_05_05 | 2049 | H2 Import - WC | Import | Hydrogen | NY | Dispatch-Import | VOM | 0 | [6 empty] | 0.32065 | 0
LCP_Inputs_ON_Electric_Howarth_2023_05_05 | 2049 | H2 Import - WC | Import | Hydrogen | ON | Dispatch-Import | EmissionsCost | 0 | [6 empty] | 0.32065 | 0
LCP_Inputs_ON_Electric_Howarth_2023_05_05 | 2049 | H2 Import - WC | Import | Hydrogen | ON | Dispatch-Import | FuelCost | 0 | [6 empty] | 0.32065 | 0
LCP_Inputs_ON_Electric_Howarth_2023_05_05 | 2049 | H2 Import - WC | Import | Hydrogen | ON | Dispatch-Import | VOM | 0 | [6 empty] | 0.32065 | 0
LCP_Inputs_ON_Electric_Howarth_2023_05_05 | 2049 | H2 Import - WC | Import | Hydrogen | PJ | Dispatch-Import | EmissionsCost | 0 | [6 empty] | 0.32065 | 0
LCP_Inputs_ON_Electric_Howarth_2023_05_05 | 2049 | H2 Import - WC | Import | Hydrogen | PJ | Dispatch-Import | FuelCost | 0 | [6 empty] | 0.32065 | 0
LCP_Inputs_ON_Electric_Howarth_2023_05_05 | 2049 | H2 Import - WC | Import | Hydrogen | PJ | Dispatch-Import | VOM | 0 | [6 empty] | 0.32065 | 0
LCP_Inputs_ON_Electric_Howarth_2023_05_05 | 2049 | H2 Import - WC | Import | Hydrogen | QC | Dispatch-Import | EmissionsCost | 0 | [6 empty] | 0.32065 | 0
LCP_Inputs_ON_Electric_Howarth_2023_05_05 | 2049 | H2 Import - WC | Import | Hydrogen | QC | Dispatch-Import | FuelCost | 0 | [6 empty] | 0.32065 | 0
LCP_Inputs_ON_Electric_Howarth_2023_05_05 | 2049 | H2 Import - WC | Import | Hydrogen | QC | Dispatch-Import | VOM | 0 | [6 empty] | 0.32065 | 0
LCP_Inputs_ON_Electric_Howarth_2023_05_05 | 2049 | H2 Import - WC | Import | Hydrogen | WC | Dispatch-Import | EmissionsCost | 0 | [6 empty] | 0.32065 | 0
LCP_Inputs_ON_Electric_Howarth_2023_05_05 | 2049 | H2 Import - WC | Import | Hydrogen | WC | Dispatch-Import | FuelCost | 264354475.5194 | [6 empty] | 0.32065 | 84765636.5555
LCP_Inputs_ON_Electric_Howarth_2023_05_05 | 2049 | H2 Import - WC | Import | Hydrogen | WC | Dispatch-Import | VOM | 0 | [6 empty] | 0.32065 | 0
LCP_Inputs_ON_Electric_Howarth_2023_05_05 | 2049 | H2 Salt Cavern Storage - ON | Storage | Hydrogen | MI | Dispatch-Storage | EmissionsCost | 0 | [6 empty] | 0.32065 | 0
LCP_Inputs_ON_Electric_Howarth_2023_05_05 | 2049 | H2 Salt Cavern Storage - ON | Storage | Hydrogen | MI | Dispatch-Storage | FuelCost | 0 | [6 empty] | 0.32065 | 0
LCP_Inputs_ON_Electric_Howarth_2023_05_05 | 2049 | H2 Salt Cavern Storage - ON | Storage | Hydrogen | MI | Dispatch-Storage | VOM | 0 | [6 empty] | 0.32065 | 0
LCP_Inputs_ON_Electric_Howarth_2023_05_05 | 2049 | H2 Salt Cavern Storage - ON | Storage | Hydrogen | NY | Dispatch-Storage | EmissionsCost | 0 | [6 empty] | 0.32065 | 0
LCP_Inputs_ON_Electric_Howarth_2023_05_05 | 2049 | H2 Salt Cavern Storage - ON | Storage | Hydrogen | NY | Dispatch-Storage | FuelCost | 0 | [6 empty] | 0.32065 | 0
LCP_Inputs_ON_Electric_Howarth_2023_05_05 | 2049 | H2 Salt Cavern Storage - ON | Storage | Hydrogen | NY | Dispatch-Storage | VOM | 0 | [6 empty] | 0.32065 | 0
LCP_Inputs_ON_Electric_Howarth_2023_05_05 | 2049 | H2 Salt Cavern Storage - ON | Storage | Hydrogen | ON | Dispatch-Storage | EmissionsCost | 0 | [6 empty] | 0.32065 | 0
LCP_Inputs_ON_Electric_Howarth_2023_05_05 | 2049 | H2 Salt Cavern Storage - ON | Storage | Hydrogen | ON | Dispatch-Storage | FuelCost | 0 | [6 empty] | 0.32065 | 0
LCP_Inputs_ON_Electric_Howarth_2023_05_05 | 2049 | H2 Salt Cavern Storage - ON | Storage | Hydrogen | ON | Dispatch-Storage | VOM | 29987486.9081 | [6 empty] | 0.32065 | 9615530.1002
LCP_Inputs_ON_Electric_Howarth_2023_05_05 | 2049 | H2 Salt Cavern Storage - ON | Storage | Hydrogen | PJ | Dispatch-Storage | EmissionsCost | 0 | [6 empty] | 0.32065 | 0
LCP_Inputs_ON_Electric_Howarth_2023_05_05 | 2049 | H2 Salt Cavern Storage - ON | Storage | Hydrogen | PJ | Dispatch-Storage | FuelCost | 0 | [6 empty] | 0.32065 | 0
LCP_Inputs_ON_Electric_Howarth_2023_05_05 | 2049 | H2 Salt Cavern Storage - ON | Storage | Hydrogen | PJ | Dispatch-Storage | VOM | 0 | [6 empty] | 0.32065 | 0
LCP_Inputs_ON_Electric_Howarth_2023_05_05 | 2049 | H2 Salt Cavern Storage - ON | Storage | Hydrogen | QC | Dispatch-Storage | EmissionsCost | 0 | [6 empty] | 0.32065 | 0
LCP_Inputs_ON_Electric_Howarth_2023_05_05 | 2049 | H2 Salt Cavern Storage - ON | Storage | Hydrogen | QC | Dispatch-Storage | FuelCost | 0 | [6 empty] | 0.32065 | 0
LCP_Inputs_ON_Electric_Howarth_2023_05_05 | 2049 | H2 Salt Cavern Storage - ON | Storage | Hydrogen | QC | Dispatch-Storage | VOM | 0 | [6 empty] | 0.32065 | 0
LCP_Inputs_ON_Electric_Howarth_2023_05_05 | 2049 | H2 Salt Cavern Storage - ON | Storage | Hydrogen | WC | Dispatch-Storage | EmissionsCost | 0 | [6 empty] | 0.32065 | 0
LCP_Inputs_ON_Electric_Howarth_2023_05_05 | 2049 | H2 Salt Cavern Storage - ON | Storage | Hydrogen | WC | Dispatch-Storage | FuelCost | 0 | [6 empty] | 0.32065 | 0
LCP_Inputs_ON_Electric_Howarth_2023_05_05 | 2049 | H2 Salt Cavern Storage - ON | Storage | Hydrogen | WC | Dispatch-Storage | VOM | 0 | [6 empty] | 0.32065 | 0
LCP_Inputs_ON_Electric_Howarth_2023_05_05 | 2049 | Hydro | Generation | Electricity | MI | Dispatch-Generation | EmissionsCost | 0 | [6 empty] | 0.32065 | 0
LCP_Inputs_ON_Electric_Howarth_2023_05_05 | 2049 | Hydro | Generation | Electricity | MI | Dispatch-Generation | FuelCost | 0 | [6 empty] | 0.32065 | 0
LCP_Inputs_ON_Electric_Howarth_2023_05_05 | 2049 | Hydro | Generation | Electricity | MI | Dispatch-Generation | VOM | 0 | [6 empty] | 0.32065 | 0
LCP_Inputs_ON_Electric_Howarth_2023_05_05 | 2049 | Hydro | Generation | Electricity | NY | Dispatch-Generation | EmissionsCost | 0 | [6 empty] | 0.32065 | 0
LCP_Inputs_ON_Electric_Howarth_2023_05_05 | 2049 | Hydro | Generation | Electricity | NY | Dispatch-Generation | FuelCost | 0 | [6 empty] | 0.32065 | 0
LCP_Inputs_ON_Electric_Howarth_2023_05_05 | 2049 | Hydro | Generation | Electricity | NY | Dispatch-Generation | VOM | 0 | [6 empty] | 0.32065 | 0
LCP_Inputs_ON_Electric_Howarth_2023_05_05 | 2049 | Hydro | Generation | Electricity | ON | Dispatch-Generation | EmissionsCost | 0 | [6 empty] | 0.32065 | 0
LCP_Inputs_ON_Electric_Howarth_2023_05_05 | 2049 | Hydro | Generation | Electricity | ON | Dispatch-Generation | FuelCost | 0 | [6 empty] | 0.32065 | 0
LCP_Inputs_ON_Electric_Howarth_2023_05_05 | 2049 | Hydro | Generation | Electricity | ON | Dispatch-Generation | VOM | 0 | [6 empty] | 0.32065 | 0
LCP_Inputs_ON_Electric_Howarth_2023_05_05 | 2049 | Hydro | Generation | Electricity | PJ | Dispatch-Generation | EmissionsCost | 0 | [6 empty] | 0.32065 | 0
LCP_Inputs_ON_Electric_Howarth_2023_05_05 | 2049 | Hydro | Generation | Electricity | PJ | Dispatch-Generation | FuelCost | 0 | [6 empty] | 0.32065 | 0
LCP_Inputs_ON_Electric_Howarth_2023_05_05 | 2049 | Hydro | Generation | Electricity | PJ | Dispatch-Generation | VOM | 0 | [6 empty] | 0.32065 | 0
LCP_Inputs_ON_Electric_Howarth_2023_05_05 | 2049 | Hydro | Generation | Electricity | QC | Dispatch-Generation | EmissionsCost | 0 | [6 empty] | 0.32065 | 0
LCP_Inputs_ON_Electric_Howarth_2023_05_05 | 2049 | Hydro | Generation | Electricity | QC | Dispatch-Generation | FuelCost | 0 | [6 empty] | 0.32065 | 0
LCP_Inputs_ON_Electric_Howarth_2023_05_05 | 2049 | Hydro | Generation | Electricity | QC | Dispatch-Generation | VOM | 0 | [6 empty] | 0.32065 | 0
LCP_Inputs_ON_Electric_Howarth_2023_05_05 | 2049 | Hydro | Generation | Electricity | WC | Dispatch-Generation | EmissionsCost | 0 | [6 empty] | 0.32065 | 0
LCP_Inputs_ON_Electric_Howarth_2023_05_05 | 2049 | Hydro | Generation | Electricity | WC | Dispatch-Generation | FuelCost | 0 | [6 empty] | 0.32065 | 0
LCP_Inputs_ON_Electric_Howarth_2023_05_05 | 2049 | Hydro | Generation | Electricity | WC | Dispatch-Generation | VOM | 0 | [6 empty] | 0.32065 | 0
LCP_Inputs_ON_Electric_Howarth_2023_05_05 | 2049 | Hydro Pumped Storage | Storage | Electricity | MI | Dispatch-Storage | EmissionsCost | 0 | [6 empty] | 0.32065 | 0
LCP_Inputs_ON_Electric_Howarth_2023_05_05 | 2049 | Hydro Pumped Storage | Storage | Electricity | MI | Dispatch-Storage | FuelCost | 0 | [6 empty] | 0.32065 | 0
LCP_Inputs_ON_Electric_Howarth_2023_05_05 | 2049 | Hydro Pumped Storage | Storage | Electricity | MI | Dispatch-Storage | VOM | 0 | [6 empty] | 0.32065 | 0
LCP_Inputs_ON_Electric_Howarth_2023_05_05 | 2049 | Hydro Pumped Storage | Storage | Electricity | NY | Dispatch-Storage | EmissionsCost | 0 | [6 empty] | 0.32065 | 0
LCP_Inputs_ON_Electric_Howarth_2023_05_05 | 2049 | Hydro Pumped Storage | Storage | Electricity | NY | Dispatch-Storage | FuelCost | 0 | [6 empty] | 0.32065 | 0
LCP_Inputs_ON_Electric_Howarth_2023_05_05 | 2049 | Hydro Pumped Storage | Storage | Electricity | NY | Dispatch-Storage | VOM | 0 | [6 empty] | 0.32065 | 0
LCP_Inputs_ON_Electric_Howarth_2023_05_05 | 2049 | Hydro Pumped Storage | Storage | Electricity | ON | Dispatch-Storage | EmissionsCost | 0 | [6 empty] | 0.32065 | 0
LCP_Inputs_ON_Electric_Howarth_2023_05_05 | 2049 | Hydro Pumped Storage | Storage | Electricity | ON | Dispatch-Storage | FuelCost | 0 | [6 empty] | 0.32065 | 0
LCP_Inputs_ON_Electric_Howarth_2023_05_05 | 2049 | Hydro Pumped Storage | Storage | Electricity | ON | Dispatch-Storage | VOM | 0 | [6 empty] | 0.32065 | 0
LCP_Inputs_ON_Electric_Howarth_2023_05_05 | 2049 | Hydro Pumped Storage | Storage | Electricity | PJ | Dispatch-Storage | EmissionsCost | 0 | [6 empty] | 0.32065 | 0
LCP_Inputs_ON_Electric_Howarth_2023_05_05 | 2049 | Hydro Pumped Storage | Storage | Electricity | PJ | Dispatch-Storage | FuelCost | 0 | [6 empty] | 0.32065 | 0
LCP_Inputs_ON_Electric_Howarth_2023_05_05 | 2049 | Hydro Pumped Storage | Storage | Electricity | PJ | Dispatch-Storage | VOM | 0 | [6 empty] | 0.32065 | 0
LCP_Inputs_ON_Electric_Howarth_2023_05_05 | 2049 | Hydro Pumped Storage | Storage | Electricity | QC | Dispatch-Storage | EmissionsCost | 0 | [6 empty] | 0.32065 | 0
LCP_Inputs_ON_Electric_Howarth_2023_05_05 | 2049 | Hydro Pumped Storage | Storage | Electricity | QC | Dispatch-Storage | FuelCost | 0 | [6 empty] | 0.32065 | 0
LCP_Inputs_ON_Electric_Howarth_2023_05_05 | 2049 | Hydro Pumped Storage | Storage | Electricity | QC | Dispatch-Storage | VOM | 0 | [6 empty] | 0.32065 | 0
LCP_Inputs_ON_Electric_Howarth_2023_05_05 | 2049 | Hydro Pumped Storage | Storage | Electricity | WC | Dispatch-Storage | EmissionsCost | 0 | [6 empty] | 0.32065 | 0
LCP_Inputs_ON_Electric_Howarth_2023_05_05 | 2049 | Hydro Pumped Storage | Storage | Electricity | WC | Dispatch-Storage | FuelCost | 0 | [6 empty] | 0.32065 | 0
LCP_Inputs_ON_Electric_Howarth_2023_05_05 | 2049 | Hydro Pumped Storage | Storage | Electricity | WC | Dispatch-Storage | VOM | 0 | [6 empty] | 0.32065 | 0
LCP_Inputs_ON_Electric_Howarth_2023_05_05 | 2049 | Nuclear | Generation | Electricity | MI | Dispatch-Generation | EmissionsCost | 0 | [6 empty] | 0.32065 | 0
LCP_Inputs_ON_Electric_Howarth_2023_05_05 | 2049 | Nuclear | Generation | Electricity | MI | Dispatch-Generation | FuelCost | 0 | [6 empty] | 0.32065 | 0
LCP_Inputs_ON_Electric_Howarth_2023_05_05 | 2049 | Nuclear | Generation | Electricity | MI | Dispatch-Generation | VOM | 2762866296.96 | [6 empty] | 0.32065 | 885916986.7261
LCP_Inputs_ON_Electric_Howarth_2023_05_05 | 2049 | Nuclear | Generation | Electricity | NY | Dispatch-Generation | EmissionsCost | 0 | [6 empty] | 0.32065 | 0
LCP_Inputs_ON_Electric_Howarth_2023_05_05 | 2049 | Nuclear | Generation | Electricity | NY | Dispatch-Generation | FuelCost | 0 | [6 empty] | 0.32065 | 0
LCP_Inputs_ON_Electric_Howarth_2023_05_05 | 2049 | Nuclear | Generation | Electricity | NY | Dispatch-Generation | VOM | 2246155230.144 | [6 empty] | 0.32065 | 720232852.1643
LCP_Inputs_ON_Electric_Howarth_2023_05_05 | 2049 | Nuclear | Generation | Electricity | ON | Dispatch-Generation | EmissionsCost | 0 | [6 empty] | 0.32065 | 0
LCP_Inputs_ON_Electric_Howarth_2023_05_05 | 2049 | Nuclear | Generation | Electricity | ON | Dispatch-Generation | FuelCost | 0 | [6 empty] | 0.32065 | 0
LCP_Inputs_ON_Electric_Howarth_2023_05_05 | 2049 | Nuclear | Generation | Electricity | ON | Dispatch-Generation | VOM | 7838119223.6803 | [6 empty] | 0.32065 | 2513304017.6004
LCP_Inputs_ON_Electric_Howarth_2023_05_05 | 2049 | Nuclear | Generation | Electricity | PJ | Dispatch-Generation | EmissionsCost | 0 | [6 empty] | 0.32065 | 0
LCP_Inputs_ON_Electric_Howarth_2023_05_05 | 2049 | Nuclear | Generation | Electricity | PJ | Dispatch-Generation | FuelCost | 0 | [6 empty] | 0.32065 | 0
LCP_Inputs_ON_Electric_Howarth_2023_05_05 | 2049 | Nuclear | Generation | Electricity | PJ | Dispatch-Generation | VOM | 6401347648.6848 | [6 empty] | 0.32065 | 2052601179.4884
LCP_Inputs_ON_Electric_Howarth_2023_05_05 | 2049 | Nuclear | Generation | Electricity | QC | Dispatch-Generation | EmissionsCost | 0 | [6 empty] | 0.32065 | 0
LCP_Inputs_ON_Electric_Howarth_2023_05_05 | 2049 | Nuclear | Generation | Electricity | QC | Dispatch-Generation | FuelCost | 0 | [6 empty] | 0.32065 | 0
LCP_Inputs_ON_Electric_Howarth_2023_05_05 | 2049 | Nuclear | Generation | Electricity | QC | Dispatch-Generation | VOM | 0 | [6 empty] | 0.32065 | 0
LCP_Inputs_ON_Electric_Howarth_2023_05_05 | 2049 | Nuclear | Generation | Electricity | WC | Dispatch-Generation | EmissionsCost | 0 | [6 empty] | 0.32065 | 0
LCP_Inputs_ON_Electric_Howarth_2023_05_05 | 2049 | Nuclear | Generation | Electricity | WC | Dispatch-Generation | FuelCost | 0 | [6 empty] | 0.32065 | 0
LCP_Inputs_ON_Electric_Howarth_2023_05_05 | 2049 | Nuclear | Generation | Electricity | WC | Dispatch-Generation | VOM | 0 | [6 empty] | 0.32065 | 0
LCP_Inputs_ON_Electric_Howarth_2023_05_05 | 2049 | Nuclear SMR | Generation | Electricity | MI | Dispatch-Generation | EmissionsCost | 0 | [6 empty] | 0.32065 | 0
LCP_Inputs_ON_Electric_Howarth_2023_05_05 | 2049 | Nuclear SMR | Generation | Electricity | MI | Dispatch-Generation | FuelCost | 0 | [6 empty] | 0.32065 | 0
LCP_Inputs_ON_Electric_Howarth_2023_05_05 | 2049 | Nuclear SMR | Generation | Electricity | MI | Dispatch-Generation | VOM | 0 | [6 empty] | 0.32065 | 0
LCP_Inputs_ON_Electric_Howarth_2023_05_05 | 2049 | Nuclear SMR | Generation | Electricity | NY | Dispatch-Generation | EmissionsCost | 0 | [6 empty] | 0.32065 | 0
LCP_Inputs_ON_Electric_Howarth_2023_05_05 | 2049 | Nuclear SMR | Generation | Electricity | NY | Dispatch-Generation | FuelCost | 0 | [6 empty] | 0.32065 | 0
LCP_Inputs_ON_Electric_Howarth_2023_05_05 | 2049 | Nuclear SMR | Generation | Electricity | NY | Dispatch-Generation | VOM | 0 | [6 empty] | 0.32065 | 0
LCP_Inputs_ON_Electric_Howarth_2023_05_05 | 2049 | Nuclear SMR | Generation | Electricity | ON | Dispatch-Generation | EmissionsCost | 0 | [6 empty] | 0.32065 | 0
LCP_Inputs_ON_Electric_Howarth_2023_05_05 | 2049 | Nuclear SMR | Generation | Electricity | ON | Dispatch-Generation | FuelCost | 0 | [6 empty] | 0.32065 | 0
LCP_Inputs_ON_Electric_Howarth_2023_05_05 | 2049 | Nuclear SMR | Generation | Electricity | ON | Dispatch-Generation | VOM | 209027402.6763 | [6 empty] | 0.32065 | 67024932.3776
LCP_Inputs_ON_Electric_Howarth_2023_05_05 | 2049 | Nuclear SMR | Generation | Electricity | PJ | Dispatch-Generation | EmissionsCost | 0 | [6 empty] | 0.32065 | 0
LCP_Inputs_ON_Electric_Howarth_2023_05_05 | 2049 | Nuclear SMR | Generation | Electricity | PJ | Dispatch-Generation | FuelCost | 0 | [6 empty] | 0.32065 | 0
LCP_Inputs_ON_Electric_Howarth_2023_05_05 | 2049 | Nuclear SMR | Generation | Electricity | PJ | Dispatch-Generation | VOM | 0 | [6 empty] | 0.32065 | 0
LCP_Inputs_ON_Electric_Howarth_2023_05_05 | 2049 | Nuclear SMR | Generation | Electricity | QC | Dispatch-Generation | EmissionsCost | 0 | [6 empty] | 0.32065 | 0
LCP_Inputs_ON_Electric_Howarth_2023_05_05 | 2049 | Nuclear SMR | Generation | Electricity | QC | Dispatch-Generation | FuelCost | 0 | [6 empty] | 0.32065 | 0
LCP_Inputs_ON_Electric_Howarth_2023_05_05 | 2049 | Nuclear SMR | Generation | Electricity | QC | Dispatch-Generation | VOM | 0 | [6 empty] | 0.32065 | 0
LCP_Inputs_ON_Electric_Howarth_2023_05_05 | 2049 | Nuclear SMR | Generation | Electricity | WC | Dispatch-Generation | EmissionsCost | 0 | [6 empty] | 0.32065 | 0
LCP_Inputs_ON_Electric_Howarth_2023_05_05 | 2049 | Nuclear SMR | Generation | Electricity | WC | Dispatch-Generation | FuelCost | 0 | [6 empty] | 0.32065 | 0
LCP_Inputs_ON_Electric_Howarth_2023_05_05 | 2049 | Nuclear SMR | Generation | Electricity | WC | Dispatch-Generation | VOM | 0 | [6 empty] | 0.32065 | 0
LCP_Inputs_ON_Electric_Howarth_2023_05_05 | 2049 | O/CCGT - CH4 Existing | Crossload | Electricity | MI | Dispatch-Crossload | EmissionsCost | 0 | [6 empty] | 0.32065 | 0
LCP_Inputs_ON_Electric_Howarth_2023_05_05 | 2049 | O/CCGT - CH4 Existing | Crossload | Electricity | MI | Dispatch-Crossload | FuelCost | 0 | [6 empty] | 0.32065 | 0
LCP_Inputs_ON_Electric_Howarth_2023_05_05 | 2049 | O/CCGT - CH4 Existing | Crossload | Electricity | MI | Dispatch-Crossload | VOM | 0 | [6 empty] | 0.32065 | 0
LCP_Inputs_ON_Electric_Howarth_2023_05_05 | 2049 | O/CCGT - CH4 Existing | Crossload | Electricity | NY | Dispatch-Crossload | EmissionsCost | 0 | [6 empty] | 0.32065 | 0
LCP_Inputs_ON_Electric_Howarth_2023_05_05 | 2049 | O/CCGT - CH4 Existing | Crossload | Electricity | NY | Dispatch-Crossload | FuelCost | 0 | [6 empty] | 0.32065 | 0
LCP_Inputs_ON_Electric_Howarth_2023_05_05 | 2049 | O/CCGT - CH4 Existing | Crossload | Electricity | NY | Dispatch-Crossload | VOM | 0 | [6 empty] | 0.32065 | 0
LCP_Inputs_ON_Electric_Howarth_2023_05_05 | 2049 | O/CCGT - CH4 Existing | Crossload | Electricity | ON | Dispatch-Crossload | EmissionsCost | 4102217.4246 | [6 empty] | 0.32065 | 1315381.8206
LCP_Inputs_ON_Electric_Howarth_2023_05_05 | 2049 | O/CCGT - CH4 Existing | Crossload | Electricity | ON | Dispatch-Crossload | FuelCost | 0 | [6 empty] | 0.32065 | 0
LCP_Inputs_ON_Electric_Howarth_2023_05_05 | 2049 | O/CCGT - CH4 Existing | Crossload | Electricity | ON | Dispatch-Crossload | VOM | 145942.0715 | [6 empty] | 0.32065 | 46796.5317
LCP_Inputs_ON_Electric_Howarth_2023_05_05 | 2049 | O/CCGT - CH4 Existing | Crossload | Electricity | PJ | Dispatch-Crossload | EmissionsCost | 0 | [6 empty] | 0.32065 | 0
LCP_Inputs_ON_Electric_Howarth_2023_05_05 | 2049 | O/CCGT - CH4 Existing | Crossload | Electricity | PJ | Dispatch-Crossload | FuelCost | 0 | [6 empty] | 0.32065 | 0
LCP_Inputs_ON_Electric_Howarth_2023_05_05 | 2049 | O/CCGT - CH4 Existing | Crossload | Electricity | PJ | Dispatch-Crossload | VOM | 0 | [6 empty] | 0.32065 | 0
LCP_Inputs_ON_Electric_Howarth_2023_05_05 | 2049 | O/CCGT - CH4 Existing | Crossload | Electricity | QC | Dispatch-Crossload | EmissionsCost | 0 | [6 empty] | 0.32065 | 0
LCP_Inputs_ON_Electric_Howarth_2023_05_05 | 2049 | O/CCGT - CH4 Existing | Crossload | Electricity | QC | Dispatch-Crossload | FuelCost | 0 | [6 empty] | 0.32065 | 0
LCP_Inputs_ON_Electric_Howarth_2023_05_05 | 2049 | O/CCGT - CH4 Existing | Crossload | Electricity | QC | Dispatch-Crossload | VOM | 0 | [6 empty] | 0.32065 | 0
LCP_Inputs_ON_Electric_Howarth_2023_05_05 | 2049 | O/CCGT - CH4 Existing | Crossload | Electricity | WC | Dispatch-Crossload | EmissionsCost | 0 | [6 empty] | 0.32065 | 0
LCP_Inputs_ON_Electric_Howarth_2023_05_05 | 2049 | O/CCGT - CH4 Existing | Crossload | Electricity | WC | Dispatch-Crossload | FuelCost | 0 | [6 empty] | 0.32065 | 0
LCP_Inputs_ON_Electric_Howarth_2023_05_05 | 2049 | O/CCGT - CH4 Existing | Crossload | Electricity | WC | Dispatch-Crossload | VOM | 0 | [6 empty] | 0.32065 | 0
LCP_Inputs_ON_Electric_Howarth_2023_05_05 | 2049 | O/CCGT - CH4 New | Crossload | Electricity | MI | Dispatch-Crossload | EmissionsCost | 0 | [6 empty] | 0.32065 | 0
LCP_Inputs_ON_Electric_Howarth_2023_05_05 | 2049 | O/CCGT - CH4 New | Crossload | Electricity | MI | Dispatch-Crossload | FuelCost | 0 | [6 empty] | 0.32065 | 0
LCP_Inputs_ON_Electric_Howarth_2023_05_05 | 2049 | O/CCGT - CH4 New | Crossload | Electricity | MI | Dispatch-Crossload | VOM | 0 | [6 empty] | 0.32065 | 0
LCP_Inputs_ON_Electric_Howarth_2023_05_05 | 2049 | O/CCGT - CH4 New | Crossload | Electricity | NY | Dispatch-Crossload | EmissionsCost | 0 | [6 empty] | 0.32065 | 0
LCP_Inputs_ON_Electric_Howarth_2023_05_05 | 2049 | O/CCGT - CH4 New | Crossload | Electricity | NY | Dispatch-Crossload | FuelCost | 0 | [6 empty] | 0.32065 | 0
LCP_Inputs_ON_Electric_Howarth_2023_05_05 | 2049 | O/CCGT - CH4 New | Crossload | Electricity | NY | Dispatch-Crossload | VOM | 0 | [6 empty] | 0.32065 | 0
LCP_Inputs_ON_Electric_Howarth_2023_05_05 | 2049 | O/CCGT - CH4 New | Crossload | Electricity | ON | Dispatch-Crossload | EmissionsCost | 1412953.2475 | [6 empty] | 0.32065 | 453065.4577
LCP_Inputs_ON_Electric_Howarth_2023_05_05 | 2049 | O/CCGT - CH4 New | Crossload | Electricity | ON | Dispatch-Crossload | FuelCost | 0 | [6 empty] | 0.32065 | 0
LCP_Inputs_ON_Electric_Howarth_2023_05_05 | 2049 | O/CCGT - CH4 New | Crossload | Electricity | ON | Dispatch-Crossload | VOM | 50267.7704 | [6 empty] | 0.32065 | 16118.4317
LCP_Inputs_ON_Electric_Howarth_2023_05_05 | 2049 | O/CCGT - CH4 New | Crossload | Electricity | PJ | Dispatch-Crossload | EmissionsCost | 0 | [6 empty] | 0.32065 | 0
LCP_Inputs_ON_Electric_Howarth_2023_05_05 | 2049 | O/CCGT - CH4 New | Crossload | Electricity | PJ | Dispatch-Crossload | FuelCost | 0 | [6 empty] | 0.32065 | 0
LCP_Inputs_ON_Electric_Howarth_2023_05_05 | 2049 | O/CCGT - CH4 New | Crossload | Electricity | PJ | Dispatch-Crossload | VOM | 0 | [6 empty] | 0.32065 | 0
LCP_Inputs_ON_Electric_Howarth_2023_05_05 | 2049 | O/CCGT - CH4 New | Crossload | Electricity | QC | Dispatch-Crossload | EmissionsCost | 0 | [6 empty] | 0.32065 | 0
LCP_Inputs_ON_Electric_Howarth_2023_05_05 | 2049 | O/CCGT - CH4 New | Crossload | Electricity | QC | Dispatch-Crossload | FuelCost | 0 | [6 empty] | 0.32065 | 0
LCP_Inputs_ON_Electric_Howarth_2023_05_05 | 2049 | O/CCGT - CH4 New | Crossload | Electricity | QC | Dispatch-Crossload | VOM | 0 | [6 empty] | 0.32065 | 0
LCP_Inputs_ON_Electric_Howarth_2023_05_05 | 2049 | O/CCGT - CH4 New | Crossload | Electricity | WC | Dispatch-Crossload | EmissionsCost | 0 | [6 empty] | 0.32065 | 0
LCP_Inputs_ON_Electric_Howarth_2023_05_05 | 2049 | O/CCGT - CH4 New | Crossload | Electricity | WC | Dispatch-Crossload | FuelCost | 0 | [6 empty] | 0.32065 | 0
LCP_Inputs_ON_Electric_Howarth_2023_05_05 | 2049 | O/CCGT - CH4 New | Crossload | Electricity | WC | Dispatch-Crossload | VOM | 0 | [6 empty] | 0.32065 | 0
LCP_Inputs_ON_Electric_Howarth_2023_05_05 | 2049 | O/CCGT - H2 New | Crossload | Electricity | MI | Dispatch-Crossload | EmissionsCost | 0 | [6 empty] | 0.32065 | 0
LCP_Inputs_ON_Electric_Howarth_2023_05_05 | 2049 | O/CCGT - H2 New | Crossload | Electricity | MI | Dispatch-Crossload | FuelCost | 0 | [6 empty] | 0.32065 | 0
LCP_Inputs_ON_Electric_Howarth_2023_05_05 | 2049 | O/CCGT - H2 New | Crossload | Electricity | MI | Dispatch-Crossload | VOM | 0 | [6 empty] | 0.32065 | 0
LCP_Inputs_ON_Electric_Howarth_2023_05_05 | 2049 | O/CCGT - H2 New | Crossload | Electricity | NY | Dispatch-Crossload | EmissionsCost | 0 | [6 empty] | 0.32065 | 0
LCP_Inputs_ON_Electric_Howarth_2023_05_05 | 2049 | O/CCGT - H2 New | Crossload | Electricity | NY | Dispatch-Crossload | FuelCost | 0 | [6 empty] | 0.32065 | 0
LCP_Inputs_ON_Electric_Howarth_2023_05_05 | 2049 | O/CCGT - H2 New | Crossload | Electricity | NY | Dispatch-Crossload | VOM | 0 | [6 empty] | 0.32065 | 0
LCP_Inputs_ON_Electric_Howarth_2023_05_05 | 2049 | O/CCGT - H2 New | Crossload | Electricity | ON | Dispatch-Crossload | EmissionsCost | 0 | [6 empty] | 0.32065 | 0
LCP_Inputs_ON_Electric_Howarth_2023_05_05 | 2049 | O/CCGT - H2 New | Crossload | Electricity | ON | Dispatch-Crossload | FuelCost | 0 | [6 empty] | 0.32065 | 0
LCP_Inputs_ON_Electric_Howarth_2023_05_05 | 2049 | O/CCGT - H2 New | Crossload | Electricity | ON | Dispatch-Crossload | VOM | 1216577.8169 | [6 empty] | 0.32065 | 390097.3981
LCP_Inputs_ON_Electric_Howarth_2023_05_05 | 2049 | O/CCGT - H2 New | Crossload | Electricity | PJ | Dispatch-Crossload | EmissionsCost | 0 | [6 empty] | 0.32065 | 0
LCP_Inputs_ON_Electric_Howarth_2023_05_05 | 2049 | O/CCGT - H2 New | Crossload | Electricity | PJ | Dispatch-Crossload | FuelCost | 0 | [6 empty] | 0.32065 | 0
LCP_Inputs_ON_Electric_Howarth_2023_05_05 | 2049 | O/CCGT - H2 New | Crossload | Electricity | PJ | Dispatch-Crossload | VOM | 0 | [6 empty] | 0.32065 | 0
LCP_Inputs_ON_Electric_Howarth_2023_05_05 | 2049 | O/CCGT - H2 New | Crossload | Electricity | QC | Dispatch-Crossload | EmissionsCost | 0 | [6 empty] | 0.32065 | 0
LCP_Inputs_ON_Electric_Howarth_2023_05_05 | 2049 | O/CCGT - H2 New | Crossload | Electricity | QC | Dispatch-Crossload | FuelCost | 0 | [6 empty] | 0.32065 | 0
LCP_Inputs_ON_Electric_Howarth_2023_05_05 | 2049 | O/CCGT - H2 New | Crossload | Electricity | QC | Dispatch-Crossload | VOM | 0 | [6 empty] | 0.32065 | 0
LCP_Inputs_ON_Electric_Howarth_2023_05_05 | 2049 | O/CCGT - H2 New | Crossload | Electricity | WC | Dispatch-Crossload | EmissionsCost | 0 | [6 empty] | 0.32065 | 0
LCP_Inputs_ON_Electric_Howarth_2023_05_05 | 2049 | O/CCGT - H2 New | Crossload | Electricity | WC | Dispatch-Crossload | FuelCost | 0 | [6 empty] | 0.32065 | 0
LCP_Inputs_ON_Electric_Howarth_2023_05_05 | 2049 | O/CCGT - H2 New | Crossload | Electricity | WC | Dispatch-Crossload | VOM | 0 | [6 empty] | 0.32065 | 0
LCP_Inputs_ON_Electric_Howarth_2023_05_05 | 2049 | SMR CCS | Generation | Hydrogen | MI | Dispatch-Generation | EmissionsCost | 0 | [6 empty] | 0.32065 | 0
LCP_Inputs_ON_Electric_Howarth_2023_05_05 | 2049 | SMR CCS | Generation | Hydrogen | MI | Dispatch-Generation | FuelCost | 0 | [6 empty] | 0.32065 | 0
LCP_Inputs_ON_Electric_Howarth_2023_05_05 | 2049 | SMR CCS | Generation | Hydrogen | MI | Dispatch-Generation | VOM | 0 | [6 empty] | 0.32065 | 0
LCP_Inputs_ON_Electric_Howarth_2023_05_05 | 2049 | SMR CCS | Generation | Hydrogen | NY | Dispatch-Generation | EmissionsCost | 0 | [6 empty] | 0.32065 | 0
LCP_Inputs_ON_Electric_Howarth_2023_05_05 | 2049 | SMR CCS | Generation | Hydrogen | NY | Dispatch-Generation | FuelCost | 0 | [6 empty] | 0.32065 | 0
LCP_Inputs_ON_Electric_Howarth_2023_05_05 | 2049 | SMR CCS | Generation | Hydrogen | NY | Dispatch-Generation | VOM | 0 | [6 empty] | 0.32065 | 0
LCP_Inputs_ON_Electric_Howarth_2023_05_05 | 2049 | SMR CCS | Generation | Hydrogen | ON | Dispatch-Generation | EmissionsCost | 1007144.5083 | [6 empty] | 0.32065 | 322942.3114
LCP_Inputs_ON_Electric_Howarth_2023_05_05 | 2049 | SMR CCS | Generation | Hydrogen | ON | Dispatch-Generation | FuelCost | 457300.2332 | [6 empty] | 0.32065 | 146633.9667
LCP_Inputs_ON_Electric_Howarth_2023_05_05 | 2049 | SMR CCS | Generation | Hydrogen | ON | Dispatch-Generation | VOM | 0 | [6 empty] | 0.32065 | 0
LCP_Inputs_ON_Electric_Howarth_2023_05_05 | 2049 | SMR CCS | Generation | Hydrogen | PJ | Dispatch-Generation | EmissionsCost | 0 | [6 empty] | 0.32065 | 0
LCP_Inputs_ON_Electric_Howarth_2023_05_05 | 2049 | SMR CCS | Generation | Hydrogen | PJ | Dispatch-Generation | FuelCost | 0 | [6 empty] | 0.32065 | 0
LCP_Inputs_ON_Electric_Howarth_2023_05_05 | 2049 | SMR CCS | Generation | Hydrogen | PJ | Dispatch-Generation | VOM | 0 | [6 empty] | 0.32065 | 0
LCP_Inputs_ON_Electric_Howarth_2023_05_05 | 2049 | SMR CCS | Generation | Hydrogen | QC | Dispatch-Generation | EmissionsCost | 0 | [6 empty] | 0.32065 | 0
LCP_Inputs_ON_Electric_Howarth_2023_05_05 | 2049 | SMR CCS | Generation | Hydrogen | QC | Dispatch-Generation | FuelCost | 0 | [6 empty] | 0.32065 | 0
LCP_Inputs_ON_Electric_Howarth_2023_05_05 | 2049 | SMR CCS | Generation | Hydrogen | QC | Dispatch-Generation | VOM | 0 | [6 empty] | 0.32065 | 0
LCP_Inputs_ON_Electric_Howarth_2023_05_05 | 2049 | SMR CCS | Generation | Hydrogen | WC | Dispatch-Generation | EmissionsCost | 0 | [6 empty] | 0.32065 | 0
LCP_Inputs_ON_Electric_Howarth_2023_05_05 | 2049 | SMR CCS | Generation | Hydrogen | WC | Dispatch-Generation | FuelCost | 0 | [6 empty] | 0.32065 | 0
LCP_Inputs_ON_Electric_Howarth_2023_05_05 | 2049 | SMR CCS | Generation | Hydrogen | WC | Dispatch-Generation | VOM | 0 | [6 empty] | 0.32065 | 0
LCP_Inputs_ON_Electric_Howarth_2023_05_05 | 2049 | Solar PV | Generation | Electricity | MI | Dispatch-Generation | EmissionsCost | 0 | [6 empty] | 0.32065 | 0
LCP_Inputs_ON_Electric_Howarth_2023_05_05 | 2049 | Solar PV | Generation | Electricity | MI | Dispatch-Generation | FuelCost | 0 | [6 empty] | 0.32065 | 0
LCP_Inputs_ON_Electric_Howarth_2023_05_05 | 2049 | Solar PV | Generation | Electricity | MI | Dispatch-Generation | VOM | 0 | [6 empty] | 0.32065 | 0
LCP_Inputs_ON_Electric_Howarth_2023_05_05 | 2049 | Solar PV | Generation | Electricity | NY | Dispatch-Generation | EmissionsCost | 0 | [6 empty] | 0.32065 | 0
LCP_Inputs_ON_Electric_Howarth_2023_05_05 | 2049 | Solar PV | Generation | Electricity | NY | Dispatch-Generation | FuelCost | 0 | [6 empty] | 0.32065 | 0
LCP_Inputs_ON_Electric_Howarth_2023_05_05 | 2049 | Solar PV | Generation | Electricity | NY | Dispatch-Generation | VOM | 0 | [6 empty] | 0.32065 | 0
LCP_Inputs_ON_Electric_Howarth_2023_05_05 | 2049 | Solar PV | Generation | Electricity | ON | Dispatch-Generation | EmissionsCost | 0 | [6 empty] | 0.32065 | 0
LCP_Inputs_ON_Electric_Howarth_2023_05_05 | 2049 | Solar PV | Generation | Electricity | ON | Dispatch-Generation | FuelCost | 0 | [6 empty] | 0.32065 | 0
LCP_Inputs_ON_Electric_Howarth_2023_05_05 | 2049 | Solar PV | Generation | Electricity | ON | Dispatch-Generation | VOM | 0 | [6 empty] | 0.32065 | 0
LCP_Inputs_ON_Electric_Howarth_2023_05_05 | 2049 | Solar PV | Generation | Electricity | PJ | Dispatch-Generation | EmissionsCost | 0 | [6 empty] | 0.32065 | 0
LCP_Inputs_ON_Electric_Howarth_2023_05_05 | 2049 | Solar PV | Generation | Electricity | PJ | Dispatch-Generation | FuelCost | 0 | [6 empty] | 0.32065 | 0
LCP_Inputs_ON_Electric_Howarth_2023_05_05 | 2049 | Solar PV | Generation | Electricity | PJ | Dispatch-Generation | VOM | 0 | [6 empty] | 0.32065 | 0
LCP_Inputs_ON_Electric_Howarth_2023_05_05 | 2049 | Solar PV | Generation | Electricity | QC | Dispatch-Generation | EmissionsCost | 0 | [6 empty] | 0.32065 | 0
LCP_Inputs_ON_Electric_Howarth_2023_05_05 | 2049 | Solar PV | Generation | Electricity | QC | Dispatch-Generation | FuelCost | 0 | [6 empty] | 0.32065 | 0
LCP_Inputs_ON_Electric_Howarth_2023_05_05 | 2049 | Solar PV | Generation | Electricity | QC | Dispatch-Generation | VOM | 0 | [6 empty] | 0.32065 | 0
LCP_Inputs_ON_Electric_Howarth_2023_05_05 | 2049 | Solar PV | Generation | Electricity | WC | Dispatch-Generation | EmissionsCost | 0 | [6 empty] | 0.32065 | 0
LCP_Inputs_ON_Electric_Howarth_2023_05_05 | 2049 | Solar PV | Generation | Electricity | WC | Dispatch-Generation | FuelCost | 0 | [6 empty] | 0.32065 | 0
LCP_Inputs_ON_Electric_Howarth_2023_05_05 | 2049 | Solar PV | Generation | Electricity | WC | Dispatch-Generation | VOM | 0 | [6 empty] | 0.32065 | 0
LCP_Inputs_ON_Electric_Howarth_2023_05_05 | 2049 | Wind Offshore | Generation | Electricity | MI | Dispatch-Generation | EmissionsCost | 0 | [6 empty] | 0.32065 | 0
LCP_Inputs_ON_Electric_Howarth_2023_05_05 | 2049 | Wind Offshore | Generation | Electricity | MI | Dispatch-Generation | FuelCost | 0 | [6 empty] | 0.32065 | 0
LCP_Inputs_ON_Electric_Howarth_2023_05_05 | 2049 | Wind Offshore | Generation | Electricity | MI | Dispatch-Generation | VOM | 0 | [6 empty] | 0.32065 | 0
LCP_Inputs_ON_Electric_Howarth_2023_05_05 | 2049 | Wind Offshore | Generation | Electricity | NY | Dispatch-Generation | EmissionsCost | 0 | [6 empty] | 0.32065 | 0
LCP_Inputs_ON_Electric_Howarth_2023_05_05 | 2049 | Wind Offshore | Generation | Electricity | NY | Dispatch-Generation | FuelCost | 0 | [6 empty] | 0.32065 | 0
LCP_Inputs_ON_Electric_Howarth_2023_05_05 | 2049 | Wind Offshore | Generation | Electricity | NY | Dispatch-Generation | VOM | 0 | [6 empty] | 0.32065 | 0
LCP_Inputs_ON_Electric_Howarth_2023_05_05 | 2049 | Wind Offshore | Generation | Electricity | ON | Dispatch-Generation | EmissionsCost | 0 | [6 empty] | 0.32065 | 0
LCP_Inputs_ON_Electric_Howarth_2023_05_05 | 2049 | Wind Offshore | Generation | Electricity | ON | Dispatch-Generation | FuelCost | 0 | [6 empty] | 0.32065 | 0
LCP_Inputs_ON_Electric_Howarth_2023_05_05 | 2049 | Wind Offshore | Generation | Electricity | ON | Dispatch-Generation | VOM | 0 | [6 empty] | 0.32065 | 0
LCP_Inputs_ON_Electric_Howarth_2023_05_05 | 2049 | Wind Offshore | Generation | Electricity | PJ | Dispatch-Generation | EmissionsCost | 0 | [6 empty] | 0.32065 | 0
LCP_Inputs_ON_Electric_Howarth_2023_05_05 | 2049 | Wind Offshore | Generation | Electricity | PJ | Dispatch-Generation | FuelCost | 0 | [6 empty] | 0.32065 | 0
LCP_Inputs_ON_Electric_Howarth_2023_05_05 | 2049 | Wind Offshore | Generation | Electricity | PJ | Dispatch-Generation | VOM | 0 | [6 empty] | 0.32065 | 0
LCP_Inputs_ON_Electric_Howarth_2023_05_05 | 2049 | Wind Offshore | Generation | Electricity | QC | Dispatch-Generation | EmissionsCost | 0 | [6 empty] | 0.32065 | 0
LCP_Inputs_ON_Electric_Howarth_2023_05_05 | 2049 | Wind Offshore | Generation | Electricity | QC | Dispatch-Generation | FuelCost | 0 | [6 empty] | 0.32065 | 0
LCP_Inputs_ON_Electric_Howarth_2023_05_05 | 2049 | Wind Offshore | Generation | Electricity | QC | Dispatch-Generation | VOM | 0 | [6 empty] | 0.32065 | 0
LCP_Inputs_ON_Electric_Howarth_2023_05_05 | 2049 | Wind Offshore | Generation | Electricity | WC | Dispatch-Generation | EmissionsCost | 0 | [6 empty] | 0.32065 | 0
LCP_Inputs_ON_Electric_Howarth_2023_05_05 | 2049 | Wind Offshore | Generation | Electricity | WC | Dispatch-Generation | FuelCost | 0 | [6 empty] | 0.32065 | 0
LCP_Inputs_ON_Electric_Howarth_2023_05_05 | 2049 | Wind Offshore | Generation | Electricity | WC | Dispatch-Generation | VOM | 0 | [6 empty] | 0.32065 | 0
LCP_Inputs_ON_Electric_Howarth_2023_05_05 | 2049 | Wind Onshore | Generation | Electricity | MI | Dispatch-Generation | EmissionsCost | 0 | [6 empty] | 0.32065 | 0
LCP_Inputs_ON_Electric_Howarth_2023_05_05 | 2049 | Wind Onshore | Generation | Electricity | MI | Dispatch-Generation | FuelCost | 0 | [6 empty] | 0.32065 | 0
LCP_Inputs_ON_Electric_Howarth_2023_05_05 | 2049 | Wind Onshore | Generation | Electricity | MI | Dispatch-Generation | VOM | 0 | [6 empty] | 0.32065 | 0
LCP_Inputs_ON_Electric_Howarth_2023_05_05 | 2049 | Wind Onshore | Generation | Electricity | NY | Dispatch-Generation | EmissionsCost | 0 | [6 empty] | 0.32065 | 0
LCP_Inputs_ON_Electric_Howarth_2023_05_05 | 2049 | Wind Onshore | Generation | Electricity | NY | Dispatch-Generation | FuelCost | 0 | [6 empty] | 0.32065 | 0
LCP_Inputs_ON_Electric_Howarth_2023_05_05 | 2049 | Wind Onshore | Generation | Electricity | NY | Dispatch-Generation | VOM | 0 | [6 empty] | 0.32065 | 0
LCP_Inputs_ON_Electric_Howarth_2023_05_05 | 2049 | Wind Onshore | Generation | Electricity | ON | Dispatch-Generation | EmissionsCost | 0 | [6 empty] | 0.32065 | 0
LCP_Inputs_ON_Electric_Howarth_2023_05_05 | 2049 | Wind Onshore | Generation | Electricity | ON | Dispatch-Generation | FuelCost | 0 | [6 empty] | 0.32065 | 0
LCP_Inputs_ON_Electric_Howarth_2023_05_05 | 2049 | Wind Onshore | Generation | Electricity | ON | Dispatch-Generation | VOM | 0 | [6 empty] | 0.32065 | 0
LCP_Inputs_ON_Electric_Howarth_2023_05_05 | 2049 | Wind Onshore | Generation | Electricity | PJ | Dispatch-Generation | EmissionsCost | 0 | [6 empty] | 0.32065 | 0
LCP_Inputs_ON_Electric_Howarth_2023_05_05 | 2049 | Wind Onshore | Generation | Electricity | PJ | Dispatch-Generation | FuelCost | 0 | [6 empty] | 0.32065 | 0
LCP_Inputs_ON_Electric_Howarth_2023_05_05 | 2049 | Wind Onshore | Generation | Electricity | PJ | Dispatch-Generation | VOM | 0 | [6 empty] | 0.32065 | 0
LCP_Inputs_ON_Electric_Howarth_2023_05_05 | 2049 | Wind Onshore | Generation | Electricity | QC | Dispatch-Generation | EmissionsCost | 0 | [6 empty] | 0.32065 | 0
LCP_Inputs_ON_Electric_Howarth_2023_05_05 | 2049 | Wind Onshore | Generation | Electricity | QC | Dispatch-Generation | FuelCost | 0 | [6 empty] | 0.32065 | 0
LCP_Inputs_ON_Electric_Howarth_2023_05_05 | 2049 | Wind Onshore | Generation | Electricity | QC | Dispatch-Generation | VOM | 0 | [6 empty] | 0.32065 | 0
LCP_Inputs_ON_Electric_Howarth_2023_05_05 | 2049 | Wind Onshore | Generation | Electricity | WC | Dispatch-Generation | EmissionsCost | 0 | [6 empty] | 0.32065 | 0
LCP_Inputs_ON_Electric_Howarth_2023_05_05 | 2049 | Wind Onshore | Generation | Electricity | WC | Dispatch-Generation | FuelCost | 0 | [6 empty] | 0.32065 | 0
LCP_Inputs_ON_Electric_Howarth_2023_05_05 | 2049 | Wind Onshore | Generation | Electricity | WC | Dispatch-Generation | VOM | 0 | [6 empty] | 0.32065 | 0
LCP_Inputs_ON_Electric_Howarth_2023_05_05 | 2050 | Anaerobic Digestion | Generation | Methane | MI | Dispatch-Generation | EmissionsCost | 0 | [6 empty] | 0.30832 | 0
LCP_Inputs_ON_Electric_Howarth_2023_05_05 | 2050 | Anaerobic Digestion | Generation | Methane | MI | Dispatch-Generation | FuelCost | 0 | [6 empty] | 0.30832 | 0
LCP_Inputs_ON_Electric_Howarth_2023_05_05 | 2050 | Anaerobic Digestion | Generation | Methane | MI | Dispatch-Generation | VOM | 0 | [6 empty] | 0.30832 | 0
LCP_Inputs_ON_Electric_Howarth_2023_05_05 | 2050 | Anaerobic Digestion | Generation | Methane | NY | Dispatch-Generation | EmissionsCost | 0 | [6 empty] | 0.30832 | 0
LCP_Inputs_ON_Electric_Howarth_2023_05_05 | 2050 | Anaerobic Digestion | Generation | Methane | NY | Dispatch-Generation | FuelCost | 0 | [6 empty] | 0.30832 | 0
LCP_Inputs_ON_Electric_Howarth_2023_05_05 | 2050 | Anaerobic Digestion | Generation | Methane | NY | Dispatch-Generation | VOM | 0 | [6 empty] | 0.30832 | 0
LCP_Inputs_ON_Electric_Howarth_2023_05_05 | 2050 | Anaerobic Digestion | Generation | Methane | ON | Dispatch-Generation | EmissionsCost | 5202558.9473 | [6 empty] | 0.30832 | 1604046.0447
LCP_Inputs_ON_Electric_Howarth_2023_05_05 | 2050 | Anaerobic Digestion | Generation | Methane | ON | Dispatch-Generation | FuelCost | 0 | [6 empty] | 0.30832 | 0
LCP_Inputs_ON_Electric_Howarth_2023_05_05 | 2050 | Anaerobic Digestion | Generation | Methane | ON | Dispatch-Generation | VOM | 1348710000 | [6 empty] | 0.30832 | 415832470.6824
LCP_Inputs_ON_Electric_Howarth_2023_05_05 | 2050 | Anaerobic Digestion | Generation | Methane | PJ | Dispatch-Generation | EmissionsCost | 0 | [6 empty] | 0.30832 | 0
LCP_Inputs_ON_Electric_Howarth_2023_05_05 | 2050 | Anaerobic Digestion | Generation | Methane | PJ | Dispatch-Generation | FuelCost | 0 | [6 empty] | 0.30832 | 0
LCP_Inputs_ON_Electric_Howarth_2023_05_05 | 2050 | Anaerobic Digestion | Generation | Methane | PJ | Dispatch-Generation | VOM | 0 | [6 empty] | 0.30832 | 0
LCP_Inputs_ON_Electric_Howarth_2023_05_05 | 2050 | Anaerobic Digestion | Generation | Methane | QC | Dispatch-Generation | EmissionsCost | 0 | [6 empty] | 0.30832 | 0
LCP_Inputs_ON_Electric_Howarth_2023_05_05 | 2050 | Anaerobic Digestion | Generation | Methane | QC | Dispatch-Generation | FuelCost | 0 | [6 empty] | 0.30832 | 0
LCP_Inputs_ON_Electric_Howarth_2023_05_05 | 2050 | Anaerobic Digestion | Generation | Methane | QC | Dispatch-Generation | VOM | 0 | [6 empty] | 0.30832 | 0
LCP_Inputs_ON_Electric_Howarth_2023_05_05 | 2050 | Anaerobic Digestion | Generation | Methane | WC | Dispatch-Generation | EmissionsCost | 0 | [6 empty] | 0.30832 | 0
LCP_Inputs_ON_Electric_Howarth_2023_05_05 | 2050 | Anaerobic Digestion | Generation | Methane | WC | Dispatch-Generation | FuelCost | 0 | [6 empty] | 0.30832 | 0
LCP_Inputs_ON_Electric_Howarth_2023_05_05 | 2050 | Anaerobic Digestion | Generation | Methane | WC | Dispatch-Generation | VOM | 0 | [6 empty] | 0.30832 | 0
LCP_Inputs_ON_Electric_Howarth_2023_05_05 | 2050 | Battery Storage | Storage | Electricity | MI | Dispatch-Storage | EmissionsCost | 0 | [6 empty] | 0.30832 | 0
LCP_Inputs_ON_Electric_Howarth_2023_05_05 | 2050 | Battery Storage | Storage | Electricity | MI | Dispatch-Storage | FuelCost | 0 | [6 empty] | 0.30832 | 0
LCP_Inputs_ON_Electric_Howarth_2023_05_05 | 2050 | Battery Storage | Storage | Electricity | MI | Dispatch-Storage | VOM | 0 | [6 empty] | 0.30832 | 0
LCP_Inputs_ON_Electric_Howarth_2023_05_05 | 2050 | Battery Storage | Storage | Electricity | NY | Dispatch-Storage | EmissionsCost | 0 | [6 empty] | 0.30832 | 0
LCP_Inputs_ON_Electric_Howarth_2023_05_05 | 2050 | Battery Storage | Storage | Electricity | NY | Dispatch-Storage | FuelCost | 0 | [6 empty] | 0.30832 | 0
LCP_Inputs_ON_Electric_Howarth_2023_05_05 | 2050 | Battery Storage | Storage | Electricity | NY | Dispatch-Storage | VOM | 0 | [6 empty] | 0.30832 | 0
LCP_Inputs_ON_Electric_Howarth_2023_05_05 | 2050 | Battery Storage | Storage | Electricity | ON | Dispatch-Storage | EmissionsCost | 0 | [6 empty] | 0.30832 | 0
LCP_Inputs_ON_Electric_Howarth_2023_05_05 | 2050 | Battery Storage | Storage | Electricity | ON | Dispatch-Storage | FuelCost | 0 | [6 empty] | 0.30832 | 0
LCP_Inputs_ON_Electric_Howarth_2023_05_05 | 2050 | Battery Storage | Storage | Electricity | ON | Dispatch-Storage | VOM | 0 | [6 empty] | 0.30832 | 0
LCP_Inputs_ON_Electric_Howarth_2023_05_05 | 2050 | Battery Storage | Storage | Electricity | PJ | Dispatch-Storage | EmissionsCost | 0 | [6 empty] | 0.30832 | 0
LCP_Inputs_ON_Electric_Howarth_2023_05_05 | 2050 | Battery Storage | Storage | Electricity | PJ | Dispatch-Storage | FuelCost | 0 | [6 empty] | 0.30832 | 0
LCP_Inputs_ON_Electric_Howarth_2023_05_05 | 2050 | Battery Storage | Storage | Electricity | PJ | Dispatch-Storage | VOM | 0 | [6 empty] | 0.30832 | 0
LCP_Inputs_ON_Electric_Howarth_2023_05_05 | 2050 | Battery Storage | Storage | Electricity | QC | Dispatch-Storage | EmissionsCost | 0 | [6 empty] | 0.30832 | 0
LCP_Inputs_ON_Electric_Howarth_2023_05_05 | 2050 | Battery Storage | Storage | Electricity | QC | Dispatch-Storage | FuelCost | 0 | [6 empty] | 0.30832 | 0
LCP_Inputs_ON_Electric_Howarth_2023_05_05 | 2050 | Battery Storage | Storage | Electricity | QC | Dispatch-Storage | VOM | 0 | [6 empty] | 0.30832 | 0
LCP_Inputs_ON_Electric_Howarth_2023_05_05 | 2050 | Battery Storage | Storage | Electricity | WC | Dispatch-Storage | EmissionsCost | 0 | [6 empty] | 0.30832 | 0
LCP_Inputs_ON_Electric_Howarth_2023_05_05 | 2050 | Battery Storage | Storage | Electricity | WC | Dispatch-Storage | FuelCost | 0 | [6 empty] | 0.30832 | 0
LCP_Inputs_ON_Electric_Howarth_2023_05_05 | 2050 | Battery Storage | Storage | Electricity | WC | Dispatch-Storage | VOM | 0 | [6 empty] | 0.30832 | 0
LCP_Inputs_ON_Electric_Howarth_2023_05_05 | 2050 | Biomass | Generation | Electricity | MI | Dispatch-Generation | EmissionsCost | 0 | [6 empty] | 0.30832 | 0
LCP_Inputs_ON_Electric_Howarth_2023_05_05 | 2050 | Biomass | Generation | Electricity | MI | Dispatch-Generation | FuelCost | 0 | [6 empty] | 0.30832 | 0
LCP_Inputs_ON_Electric_Howarth_2023_05_05 | 2050 | Biomass | Generation | Electricity | MI | Dispatch-Generation | VOM | 0 | [6 empty] | 0.30832 | 0
LCP_Inputs_ON_Electric_Howarth_2023_05_05 | 2050 | Biomass | Generation | Electricity | NY | Dispatch-Generation | EmissionsCost | 0 | [6 empty] | 0.30832 | 0
LCP_Inputs_ON_Electric_Howarth_2023_05_05 | 2050 | Biomass | Generation | Electricity | NY | Dispatch-Generation | FuelCost | 0 | [6 empty] | 0.30832 | 0
LCP_Inputs_ON_Electric_Howarth_2023_05_05 | 2050 | Biomass | Generation | Electricity | NY | Dispatch-Generation | VOM | 0 | [6 empty] | 0.30832 | 0
LCP_Inputs_ON_Electric_Howarth_2023_05_05 | 2050 | Biomass | Generation | Electricity | ON | Dispatch-Generation | EmissionsCost | 0 | [6 empty] | 0.30832 | 0
LCP_Inputs_ON_Electric_Howarth_2023_05_05 | 2050 | Biomass | Generation | Electricity | ON | Dispatch-Generation | FuelCost | 1076149.6381 | [6 empty] | 0.30832 | 331797.023
LCP_Inputs_ON_Electric_Howarth_2023_05_05 | 2050 | Biomass | Generation | Electricity | ON | Dispatch-Generation | VOM | 13810.587 | [6 empty] | 0.30832 | 4258.0618
LCP_Inputs_ON_Electric_Howarth_2023_05_05 | 2050 | Biomass | Generation | Electricity | PJ | Dispatch-Generation | EmissionsCost | 0 | [6 empty] | 0.30832 | 0
LCP_Inputs_ON_Electric_Howarth_2023_05_05 | 2050 | Biomass | Generation | Electricity | PJ | Dispatch-Generation | FuelCost | 0 | [6 empty] | 0.30832 | 0
LCP_Inputs_ON_Electric_Howarth_2023_05_05 | 2050 | Biomass | Generation | Electricity | PJ | Dispatch-Generation | VOM | 0 | [6 empty] | 0.30832 | 0
LCP_Inputs_ON_Electric_Howarth_2023_05_05 | 2050 | Biomass | Generation | Electricity | QC | Dispatch-Generation | EmissionsCost | 0 | [6 empty] | 0.30832 | 0
LCP_Inputs_ON_Electric_Howarth_2023_05_05 | 2050 | Biomass | Generation | Electricity | QC | Dispatch-Generation | FuelCost | 64167.2727 | [6 empty] | 0.30832 | 19783.9681
LCP_Inputs_ON_Electric_Howarth_2023_05_05 | 2050 | Biomass | Generation | Electricity | QC | Dispatch-Generation | VOM | 823.48 | [6 empty] | 0.30832 | 253.8943
LCP_Inputs_ON_Electric_Howarth_2023_05_05 | 2050 | Biomass | Generation | Electricity | WC | Dispatch-Generation | EmissionsCost | 0 | [6 empty] | 0.30832 | 0
LCP_Inputs_ON_Electric_Howarth_2023_05_05 | 2050 | Biomass | Generation | Electricity | WC | Dispatch-Generation | FuelCost | 0 | [6 empty] | 0.30832 | 0
LCP_Inputs_ON_Electric_Howarth_2023_05_05 | 2050 | Biomass | Generation | Electricity | WC | Dispatch-Generation | VOM | 0 | [6 empty] | 0.30832 | 0
LCP_Inputs_ON_Electric_Howarth_2023_05_05 | 2050 | Biomass + CCS | Generation | Electricity | MI | Dispatch-Generation | EmissionsCost | 0 | [6 empty] | 0.30832 | 0
LCP_Inputs_ON_Electric_Howarth_2023_05_05 | 2050 | Biomass + CCS | Generation | Electricity | MI | Dispatch-Generation | FuelCost | 0 | [6 empty] | 0.30832 | 0
LCP_Inputs_ON_Electric_Howarth_2023_05_05 | 2050 | Biomass + CCS | Generation | Electricity | MI | Dispatch-Generation | VOM | 0 | [6 empty] | 0.30832 | 0
LCP_Inputs_ON_Electric_Howarth_2023_05_05 | 2050 | Biomass + CCS | Generation | Electricity | NY | Dispatch-Generation | EmissionsCost | 0 | [6 empty] | 0.30832 | 0
LCP_Inputs_ON_Electric_Howarth_2023_05_05 | 2050 | Biomass + CCS | Generation | Electricity | NY | Dispatch-Generation | FuelCost | 0 | [6 empty] | 0.30832 | 0
LCP_Inputs_ON_Electric_Howarth_2023_05_05 | 2050 | Biomass + CCS | Generation | Electricity | NY | Dispatch-Generation | VOM | 0 | [6 empty] | 0.30832 | 0
LCP_Inputs_ON_Electric_Howarth_2023_05_05 | 2050 | Biomass + CCS | Generation | Electricity | ON | Dispatch-Generation | EmissionsCost | -1133631099.6284 | [6 empty] | 0.30832 | -349519630.6107
LCP_Inputs_ON_Electric_Howarth_2023_05_05 | 2050 | Biomass + CCS | Generation | Electricity | ON | Dispatch-Generation | FuelCost | 912121461.8182 | [6 empty] | 0.30832 | 281224074.1378
LCP_Inputs_ON_Electric_Howarth_2023_05_05 | 2050 | Biomass + CCS | Generation | Electricity | ON | Dispatch-Generation | VOM | 7092273.4557 | [6 empty] | 0.30832 | 2186680.3048
LCP_Inputs_ON_Electric_Howarth_2023_05_05 | 2050 | Biomass + CCS | Generation | Electricity | PJ | Dispatch-Generation | EmissionsCost | 0 | [6 empty] | 0.30832 | 0
LCP_Inputs_ON_Electric_Howarth_2023_05_05 | 2050 | Biomass + CCS | Generation | Electricity | PJ | Dispatch-Generation | FuelCost | 0 | [6 empty] | 0.30832 | 0
LCP_Inputs_ON_Electric_Howarth_2023_05_05 | 2050 | Biomass + CCS | Generation | Electricity | PJ | Dispatch-Generation | VOM | 0 | [6 empty] | 0.30832 | 0
LCP_Inputs_ON_Electric_Howarth_2023_05_05 | 2050 | Biomass + CCS | Generation | Electricity | QC | Dispatch-Generation | EmissionsCost | 0 | [6 empty] | 0.30832 | 0
LCP_Inputs_ON_Electric_Howarth_2023_05_05 | 2050 | Biomass + CCS | Generation | Electricity | QC | Dispatch-Generation | FuelCost | 0 | [6 empty] | 0.30832 | 0
LCP_Inputs_ON_Electric_Howarth_2023_05_05 | 2050 | Biomass + CCS | Generation | Electricity | QC | Dispatch-Generation | VOM | 0 | [6 empty] | 0.30832 | 0
LCP_Inputs_ON_Electric_Howarth_2023_05_05 | 2050 | Biomass + CCS | Generation | Electricity | WC | Dispatch-Generation | EmissionsCost | 0 | [6 empty] | 0.30832 | 0
LCP_Inputs_ON_Electric_Howarth_2023_05_05 | 2050 | Biomass + CCS | Generation | Electricity | WC | Dispatch-Generation | FuelCost | 0 | [6 empty] | 0.30832 | 0
LCP_Inputs_ON_Electric_Howarth_2023_05_05 | 2050 | Biomass + CCS | Generation | Electricity | WC | Dispatch-Generation | VOM | 0 | [6 empty] | 0.30832 | 0
LCP_Inputs_ON_Electric_Howarth_2023_05_05 | 2050 | CH4 + CCS | Generation | Methane | MI | Dispatch-Generation | EmissionsCost | 0 | [6 empty] | 0.30832 | 0
LCP_Inputs_ON_Electric_Howarth_2023_05_05 | 2050 | CH4 + CCS | Generation | Methane | MI | Dispatch-Generation | FuelCost | 0 | [6 empty] | 0.30832 | 0
LCP_Inputs_ON_Electric_Howarth_2023_05_05 | 2050 | CH4 + CCS | Generation | Methane | MI | Dispatch-Generation | VOM | 0 | [6 empty] | 0.30832 | 0
LCP_Inputs_ON_Electric_Howarth_2023_05_05 | 2050 | CH4 + CCS | Generation | Methane | NY | Dispatch-Generation | EmissionsCost | 0 | [6 empty] | 0.30832 | 0
LCP_Inputs_ON_Electric_Howarth_2023_05_05 | 2050 | CH4 + CCS | Generation | Methane | NY | Dispatch-Generation | FuelCost | 0 | [6 empty] | 0.30832 | 0
LCP_Inputs_ON_Electric_Howarth_2023_05_05 | 2050 | CH4 + CCS | Generation | Methane | NY | Dispatch-Generation | VOM | 0 | [6 empty] | 0.30832 | 0
LCP_Inputs_ON_Electric_Howarth_2023_05_05 | 2050 | CH4 + CCS | Generation | Methane | ON | Dispatch-Generation | EmissionsCost | 135542652.6469 | [6 empty] | 0.30832 | 41790330.1177
LCP_Inputs_ON_Electric_Howarth_2023_05_05 | 2050 | CH4 + CCS | Generation | Methane | ON | Dispatch-Generation | FuelCost | 436021155.8141 | [6 empty] | 0.30832 | 134433461.9688
LCP_Inputs_ON_Electric_Howarth_2023_05_05 | 2050 | CH4 + CCS | Generation | Methane | ON | Dispatch-Generation | VOM | 41455304.7861 | [6 empty] | 0.30832 | 12781444.3521
LCP_Inputs_ON_Electric_Howarth_2023_05_05 | 2050 | CH4 + CCS | Generation | Methane | PJ | Dispatch-Generation | EmissionsCost | 0 | [6 empty] | 0.30832 | 0
LCP_Inputs_ON_Electric_Howarth_2023_05_05 | 2050 | CH4 + CCS | Generation | Methane | PJ | Dispatch-Generation | FuelCost | 0 | [6 empty] | 0.30832 | 0
LCP_Inputs_ON_Electric_Howarth_2023_05_05 | 2050 | CH4 + CCS | Generation | Methane | PJ | Dispatch-Generation | VOM | 0 | [6 empty] | 0.30832 | 0
LCP_Inputs_ON_Electric_Howarth_2023_05_05 | 2050 | CH4 + CCS | Generation | Methane | QC | Dispatch-Generation | EmissionsCost | 0 | [6 empty] | 0.30832 | 0
LCP_Inputs_ON_Electric_Howarth_2023_05_05 | 2050 | CH4 + CCS | Generation | Methane | QC | Dispatch-Generation | FuelCost | 0 | [6 empty] | 0.30832 | 0
LCP_Inputs_ON_Electric_Howarth_2023_05_05 | 2050 | CH4 + CCS | Generation | Methane | QC | Dispatch-Generation | VOM | 0 | [6 empty] | 0.30832 | 0
LCP_Inputs_ON_Electric_Howarth_2023_05_05 | 2050 | CH4 + CCS | Generation | Methane | WC | Dispatch-Generation | EmissionsCost | 0 | [6 empty] | 0.30832 | 0
LCP_Inputs_ON_Electric_Howarth_2023_05_05 | 2050 | CH4 + CCS | Generation | Methane | WC | Dispatch-Generation | FuelCost | 0 | [6 empty] | 0.30832 | 0
LCP_Inputs_ON_Electric_Howarth_2023_05_05 | 2050 | CH4 + CCS | Generation | Methane | WC | Dispatch-Generation | VOM | 0 | [6 empty] | 0.30832 | 0
LCP_Inputs_ON_Electric_Howarth_2023_05_05 | 2050 | CH4 Import - NY 2020 | Import | Methane | MI | Dispatch-Import | EmissionsCost | 0 | [6 empty] | 0.30832 | 0
LCP_Inputs_ON_Electric_Howarth_2023_05_05 | 2050 | CH4 Import - NY 2020 | Import | Methane | MI | Dispatch-Import | FuelCost | 0 | [6 empty] | 0.30832 | 0
LCP_Inputs_ON_Electric_Howarth_2023_05_05 | 2050 | CH4 Import - NY 2020 | Import | Methane | MI | Dispatch-Import | VOM | 0 | [6 empty] | 0.30832 | 0
LCP_Inputs_ON_Electric_Howarth_2023_05_05 | 2050 | CH4 Import - NY 2020 | Import | Methane | NY | Dispatch-Import | EmissionsCost | 0 | [6 empty] | 0.30832 | 0
LCP_Inputs_ON_Electric_Howarth_2023_05_05 | 2050 | CH4 Import - NY 2020 | Import | Methane | NY | Dispatch-Import | FuelCost | 0 | [6 empty] | 0.30832 | 0
LCP_Inputs_ON_Electric_Howarth_2023_05_05 | 2050 | CH4 Import - NY 2020 | Import | Methane | NY | Dispatch-Import | VOM | 0 | [6 empty] | 0.30832 | 0
LCP_Inputs_ON_Electric_Howarth_2023_05_05 | 2050 | CH4 Import - NY 2020 | Import | Methane | ON | Dispatch-Import | EmissionsCost | 0 | [6 empty] | 0.30832 | 0
LCP_Inputs_ON_Electric_Howarth_2023_05_05 | 2050 | CH4 Import - NY 2020 | Import | Methane | ON | Dispatch-Import | FuelCost | 0 | [6 empty] | 0.30832 | 0
LCP_Inputs_ON_Electric_Howarth_2023_05_05 | 2050 | CH4 Import - NY 2020 | Import | Methane | ON | Dispatch-Import | VOM | 0 | [6 empty] | 0.30832 | 0
LCP_Inputs_ON_Electric_Howarth_2023_05_05 | 2050 | CH4 Import - NY 2020 | Import | Methane | PJ | Dispatch-Import | EmissionsCost | 0 | [6 empty] | 0.30832 | 0
LCP_Inputs_ON_Electric_Howarth_2023_05_05 | 2050 | CH4 Import - NY 2020 | Import | Methane | PJ | Dispatch-Import | FuelCost | 0 | [6 empty] | 0.30832 | 0
LCP_Inputs_ON_Electric_Howarth_2023_05_05 | 2050 | CH4 Import - NY 2020 | Import | Methane | PJ | Dispatch-Import | VOM | 0 | [6 empty] | 0.30832 | 0
LCP_Inputs_ON_Electric_Howarth_2023_05_05 | 2050 | CH4 Import - NY 2020 | Import | Methane | QC | Dispatch-Import | EmissionsCost | 0 | [6 empty] | 0.30832 | 0
LCP_Inputs_ON_Electric_Howarth_2023_05_05 | 2050 | CH4 Import - NY 2020 | Import | Methane | QC | Dispatch-Import | FuelCost | 0 | [6 empty] | 0.30832 | 0
LCP_Inputs_ON_Electric_Howarth_2023_05_05 | 2050 | CH4 Import - NY 2020 | Import | Methane | QC | Dispatch-Import | VOM | 0 | [6 empty] | 0.30832 | 0
LCP_Inputs_ON_Electric_Howarth_2023_05_05 | 2050 | CH4 Import - NY 2020 | Import | Methane | WC | Dispatch-Import | EmissionsCost | 0 | [6 empty] | 0.30832 | 0
LCP_Inputs_ON_Electric_Howarth_2023_05_05 | 2050 | CH4 Import - NY 2020 | Import | Methane | WC | Dispatch-Import | FuelCost | 0 | [6 empty] | 0.30832 | 0
LCP_Inputs_ON_Electric_Howarth_2023_05_05 | 2050 | CH4 Import - NY 2020 | Import | Methane | WC | Dispatch-Import | VOM | 0 | [6 empty] | 0.30832 | 0
LCP_Inputs_ON_Electric_Howarth_2023_05_05 | 2050 | CH4 Import - NY 2030 | Import | Methane | MI | Dispatch-Import | EmissionsCost | 0 | [6 empty] | 0.30832 | 0
LCP_Inputs_ON_Electric_Howarth_2023_05_05 | 2050 | CH4 Import - NY 2030 | Import | Methane | MI | Dispatch-Import | FuelCost | 0 | [6 empty] | 0.30832 | 0
LCP_Inputs_ON_Electric_Howarth_2023_05_05 | 2050 | CH4 Import - NY 2030 | Import | Methane | MI | Dispatch-Import | VOM | 0 | [6 empty] | 0.30832 | 0
LCP_Inputs_ON_Electric_Howarth_2023_05_05 | 2050 | CH4 Import - NY 2030 | Import | Methane | NY | Dispatch-Import | EmissionsCost | 0 | [6 empty] | 0.30832 | 0
LCP_Inputs_ON_Electric_Howarth_2023_05_05 | 2050 | CH4 Import - NY 2030 | Import | Methane | NY | Dispatch-Import | FuelCost | 0 | [6 empty] | 0.30832 | 0
LCP_Inputs_ON_Electric_Howarth_2023_05_05 | 2050 | CH4 Import - NY 2030 | Import | Methane | NY | Dispatch-Import | VOM | 0 | [6 empty] | 0.30832 | 0
LCP_Inputs_ON_Electric_Howarth_2023_05_05 | 2050 | CH4 Import - NY 2030 | Import | Methane | ON | Dispatch-Import | EmissionsCost | 0 | [6 empty] | 0.30832 | 0
LCP_Inputs_ON_Electric_Howarth_2023_05_05 | 2050 | CH4 Import - NY 2030 | Import | Methane | ON | Dispatch-Import | FuelCost | 0 | [6 empty] | 0.30832 | 0
LCP_Inputs_ON_Electric_Howarth_2023_05_05 | 2050 | CH4 Import - NY 2030 | Import | Methane | ON | Dispatch-Import | VOM | 0 | [6 empty] | 0.30832 | 0
LCP_Inputs_ON_Electric_Howarth_2023_05_05 | 2050 | CH4 Import - NY 2030 | Import | Methane | PJ | Dispatch-Import | EmissionsCost | 0 | [6 empty] | 0.30832 | 0
LCP_Inputs_ON_Electric_Howarth_2023_05_05 | 2050 | CH4 Import - NY 2030 | Import | Methane | PJ | Dispatch-Import | FuelCost | 0 | [6 empty] | 0.30832 | 0
LCP_Inputs_ON_Electric_Howarth_2023_05_05 | 2050 | CH4 Import - NY 2030 | Import | Methane | PJ | Dispatch-Import | VOM | 0 | [6 empty] | 0.30832 | 0
LCP_Inputs_ON_Electric_Howarth_2023_05_05 | 2050 | CH4 Import - NY 2030 | Import | Methane | QC | Dispatch-Import | EmissionsCost | 0 | [6 empty] | 0.30832 | 0
LCP_Inputs_ON_Electric_Howarth_2023_05_05 | 2050 | CH4 Import - NY 2030 | Import | Methane | QC | Dispatch-Import | FuelCost | 0 | [6 empty] | 0.30832 | 0
LCP_Inputs_ON_Electric_Howarth_2023_05_05 | 2050 | CH4 Import - NY 2030 | Import | Methane | QC | Dispatch-Import | VOM | 0 | [6 empty] | 0.30832 | 0
LCP_Inputs_ON_Electric_Howarth_2023_05_05 | 2050 | CH4 Import - NY 2030 | Import | Methane | WC | Dispatch-Import | EmissionsCost | 0 | [6 empty] | 0.30832 | 0
LCP_Inputs_ON_Electric_Howarth_2023_05_05 | 2050 | CH4 Import - NY 2030 | Import | Methane | WC | Dispatch-Import | FuelCost | 0 | [6 empty] | 0.30832 | 0
LCP_Inputs_ON_Electric_Howarth_2023_05_05 | 2050 | CH4 Import - NY 2030 | Import | Methane | WC | Dispatch-Import | VOM | 0 | [6 empty] | 0.30832 | 0
LCP_Inputs_ON_Electric_Howarth_2023_05_05 | 2050 | CH4 Import - NY 2040 | Import | Methane | MI | Dispatch-Import | EmissionsCost | 0 | [6 empty] | 0.30832 | 0
LCP_Inputs_ON_Electric_Howarth_2023_05_05 | 2050 | CH4 Import - NY 2040 | Import | Methane | MI | Dispatch-Import | FuelCost | 0 | [6 empty] | 0.30832 | 0
LCP_Inputs_ON_Electric_Howarth_2023_05_05 | 2050 | CH4 Import - NY 2040 | Import | Methane | MI | Dispatch-Import | VOM | 0 | [6 empty] | 0.30832 | 0
LCP_Inputs_ON_Electric_Howarth_2023_05_05 | 2050 | CH4 Import - NY 2040 | Import | Methane | NY | Dispatch-Import | EmissionsCost | 0 | [6 empty] | 0.30832 | 0
LCP_Inputs_ON_Electric_Howarth_2023_05_05 | 2050 | CH4 Import - NY 2040 | Import | Methane | NY | Dispatch-Import | FuelCost | 0 | [6 empty] | 0.30832 | 0
LCP_Inputs_ON_Electric_Howarth_2023_05_05 | 2050 | CH4 Import - NY 2040 | Import | Methane | NY | Dispatch-Import | VOM | 0 | [6 empty] | 0.30832 | 0
LCP_Inputs_ON_Electric_Howarth_2023_05_05 | 2050 | CH4 Import - NY 2040 | Import | Methane | ON | Dispatch-Import | EmissionsCost | 0 | [6 empty] | 0.30832 | 0
LCP_Inputs_ON_Electric_Howarth_2023_05_05 | 2050 | CH4 Import - NY 2040 | Import | Methane | ON | Dispatch-Import | FuelCost | 0 | [6 empty] | 0.30832 | 0
LCP_Inputs_ON_Electric_Howarth_2023_05_05 | 2050 | CH4 Import - NY 2040 | Import | Methane | ON | Dispatch-Import | VOM | 0 | [6 empty] | 0.30832 | 0
LCP_Inputs_ON_Electric_Howarth_2023_05_05 | 2050 | CH4 Import - NY 2040 | Import | Methane | PJ | Dispatch-Import | EmissionsCost | 0 | [6 empty] | 0.30832 | 0
LCP_Inputs_ON_Electric_Howarth_2023_05_05 | 2050 | CH4 Import - NY 2040 | Import | Methane | PJ | Dispatch-Import | FuelCost | 0 | [6 empty] | 0.30832 | 0
LCP_Inputs_ON_Electric_Howarth_2023_05_05 | 2050 | CH4 Import - NY 2040 | Import | Methane | PJ | Dispatch-Import | VOM | 0 | [6 empty] | 0.30832 | 0
LCP_Inputs_ON_Electric_Howarth_2023_05_05 | 2050 | CH4 Import - NY 2040 | Import | Methane | QC | Dispatch-Import | EmissionsCost | 0 | [6 empty] | 0.30832 | 0
LCP_Inputs_ON_Electric_Howarth_2023_05_05 | 2050 | CH4 Import - NY 2040 | Import | Methane | QC | Dispatch-Import | FuelCost | 0 | [6 empty] | 0.30832 | 0
LCP_Inputs_ON_Electric_Howarth_2023_05_05 | 2050 | CH4 Import - NY 2040 | Import | Methane | QC | Dispatch-Import | VOM | 0 | [6 empty] | 0.30832 | 0
LCP_Inputs_ON_Electric_Howarth_2023_05_05 | 2050 | CH4 Import - NY 2040 | Import | Methane | WC | Dispatch-Import | EmissionsCost | 0 | [6 empty] | 0.30832 | 0
LCP_Inputs_ON_Electric_Howarth_2023_05_05 | 2050 | CH4 Import - NY 2040 | Import | Methane | WC | Dispatch-Import | FuelCost | 0 | [6 empty] | 0.30832 | 0
LCP_Inputs_ON_Electric_Howarth_2023_05_05 | 2050 | CH4 Import - NY 2040 | Import | Methane | WC | Dispatch-Import | VOM | 0 | [6 empty] | 0.30832 | 0
LCP_Inputs_ON_Electric_Howarth_2023_05_05 | 2050 | CH4 Import - NY 2050 | Import | Methane | MI | Dispatch-Import | EmissionsCost | 0 | [6 empty] | 0.30832 | 0
LCP_Inputs_ON_Electric_Howarth_2023_05_05 | 2050 | CH4 Import - NY 2050 | Import | Methane | MI | Dispatch-Import | FuelCost | 0 | [6 empty] | 0.30832 | 0
LCP_Inputs_ON_Electric_Howarth_2023_05_05 | 2050 | CH4 Import - NY 2050 | Import | Methane | MI | Dispatch-Import | VOM | 0 | [6 empty] | 0.30832 | 0
LCP_Inputs_ON_Electric_Howarth_2023_05_05 | 2050 | CH4 Import - NY 2050 | Import | Methane | NY | Dispatch-Import | EmissionsCost | 0 | [6 empty] | 0.30832 | 0
LCP_Inputs_ON_Electric_Howarth_2023_05_05 | 2050 | CH4 Import - NY 2050 | Import | Methane | NY | Dispatch-Import | FuelCost | 0 | [6 empty] | 0.30832 | 0
LCP_Inputs_ON_Electric_Howarth_2023_05_05 | 2050 | CH4 Import - NY 2050 | Import | Methane | NY | Dispatch-Import | VOM | 0 | [6 empty] | 0.30832 | 0
LCP_Inputs_ON_Electric_Howarth_2023_05_05 | 2050 | CH4 Import - NY 2050 | Import | Methane | ON | Dispatch-Import | EmissionsCost | 0 | [6 empty] | 0.30832 | 0
LCP_Inputs_ON_Electric_Howarth_2023_05_05 | 2050 | CH4 Import - NY 2050 | Import | Methane | ON | Dispatch-Import | FuelCost | 0 | [6 empty] | 0.30832 | 0
LCP_Inputs_ON_Electric_Howarth_2023_05_05 | 2050 | CH4 Import - NY 2050 | Import | Methane | ON | Dispatch-Import | VOM | 0 | [6 empty] | 0.30832 | 0
LCP_Inputs_ON_Electric_Howarth_2023_05_05 | 2050 | CH4 Import - NY 2050 | Import | Methane | PJ | Dispatch-Import | EmissionsCost | 0 | [6 empty] | 0.30832 | 0
LCP_Inputs_ON_Electric_Howarth_2023_05_05 | 2050 | CH4 Import - NY 2050 | Import | Methane | PJ | Dispatch-Import | FuelCost | 0 | [6 empty] | 0.30832 | 0
LCP_Inputs_ON_Electric_Howarth_2023_05_05 | 2050 | CH4 Import - NY 2050 | Import | Methane | PJ | Dispatch-Import | VOM | 0 | [6 empty] | 0.30832 | 0
LCP_Inputs_ON_Electric_Howarth_2023_05_05 | 2050 | CH4 Import - NY 2050 | Import | Methane | QC | Dispatch-Import | EmissionsCost | 0 | [6 empty] | 0.30832 | 0
LCP_Inputs_ON_Electric_Howarth_2023_05_05 | 2050 | CH4 Import - NY 2050 | Import | Methane | QC | Dispatch-Import | FuelCost | 0 | [6 empty] | 0.30832 | 0
LCP_Inputs_ON_Electric_Howarth_2023_05_05 | 2050 | CH4 Import - NY 2050 | Import | Methane | QC | Dispatch-Import | VOM | 0 | [6 empty] | 0.30832 | 0
LCP_Inputs_ON_Electric_Howarth_2023_05_05 | 2050 | CH4 Import - NY 2050 | Import | Methane | WC | Dispatch-Import | EmissionsCost | 0 | [6 empty] | 0.30832 | 0
LCP_Inputs_ON_Electric_Howarth_2023_05_05 | 2050 | CH4 Import - NY 2050 | Import | Methane | WC | Dispatch-Import | FuelCost | 0 | [6 empty] | 0.30832 | 0
LCP_Inputs_ON_Electric_Howarth_2023_05_05 | 2050 | CH4 Import - NY 2050 | Import | Methane | WC | Dispatch-Import | VOM | 0 | [6 empty] | 0.30832 | 0
LCP_Inputs_ON_Electric_Howarth_2023_05_05 | 2050 | CH4 Import - WC 2020 | Import | Methane | MI | Dispatch-Import | EmissionsCost | 0 | [6 empty] | 0.30832 | 0
LCP_Inputs_ON_Electric_Howarth_2023_05_05 | 2050 | CH4 Import - WC 2020 | Import | Methane | MI | Dispatch-Import | FuelCost | 0 | [6 empty] | 0.30832 | 0
LCP_Inputs_ON_Electric_Howarth_2023_05_05 | 2050 | CH4 Import - WC 2020 | Import | Methane | MI | Dispatch-Import | VOM | 0 | [6 empty] | 0.30832 | 0
LCP_Inputs_ON_Electric_Howarth_2023_05_05 | 2050 | CH4 Import - WC 2020 | Import | Methane | NY | Dispatch-Import | EmissionsCost | 0 | [6 empty] | 0.30832 | 0
LCP_Inputs_ON_Electric_Howarth_2023_05_05 | 2050 | CH4 Import - WC 2020 | Import | Methane | NY | Dispatch-Import | FuelCost | 0 | [6 empty] | 0.30832 | 0
LCP_Inputs_ON_Electric_Howarth_2023_05_05 | 2050 | CH4 Import - WC 2020 | Import | Methane | NY | Dispatch-Import | VOM | 0 | [6 empty] | 0.30832 | 0
LCP_Inputs_ON_Electric_Howarth_2023_05_05 | 2050 | CH4 Import - WC 2020 | Import | Methane | ON | Dispatch-Import | EmissionsCost | 0 | [6 empty] | 0.30832 | 0
LCP_Inputs_ON_Electric_Howarth_2023_05_05 | 2050 | CH4 Import - WC 2020 | Import | Methane | ON | Dispatch-Import | FuelCost | 0 | [6 empty] | 0.30832 | 0
LCP_Inputs_ON_Electric_Howarth_2023_05_05 | 2050 | CH4 Import - WC 2020 | Import | Methane | ON | Dispatch-Import | VOM | 0 | [6 empty] | 0.30832 | 0
LCP_Inputs_ON_Electric_Howarth_2023_05_05 | 2050 | CH4 Import - WC 2020 | Import | Methane | PJ | Dispatch-Import | EmissionsCost | 0 | [6 empty] | 0.30832 | 0
LCP_Inputs_ON_Electric_Howarth_2023_05_05 | 2050 | CH4 Import - WC 2020 | Import | Methane | PJ | Dispatch-Import | FuelCost | 0 | [6 empty] | 0.30832 | 0
LCP_Inputs_ON_Electric_Howarth_2023_05_05 | 2050 | CH4 Import - WC 2020 | Import | Methane | PJ | Dispatch-Import | VOM | 0 | [6 empty] | 0.30832 | 0
LCP_Inputs_ON_Electric_Howarth_2023_05_05 | 2050 | CH4 Import - WC 2020 | Import | Methane | QC | Dispatch-Import | EmissionsCost | 0 | [6 empty] | 0.30832 | 0
LCP_Inputs_ON_Electric_Howarth_2023_05_05 | 2050 | CH4 Import - WC 2020 | Import | Methane | QC | Dispatch-Import | FuelCost | 0 | [6 empty] | 0.30832 | 0
LCP_Inputs_ON_Electric_Howarth_2023_05_05 | 2050 | CH4 Import - WC 2020 | Import | Methane | QC | Dispatch-Import | VOM | 0 | [6 empty] | 0.30832 | 0
LCP_Inputs_ON_Electric_Howarth_2023_05_05 | 2050 | CH4 Import - WC 2020 | Import | Methane | WC | Dispatch-Import | EmissionsCost | 0 | [6 empty] | 0.30832 | 0
LCP_Inputs_ON_Electric_Howarth_2023_05_05 | 2050 | CH4 Import - WC 2020 | Import | Methane | WC | Dispatch-Import | FuelCost | 0 | [6 empty] | 0.30832 | 0
LCP_Inputs_ON_Electric_Howarth_2023_05_05 | 2050 | CH4 Import - WC 2020 | Import | Methane | WC | Dispatch-Import | VOM | 0 | [6 empty] | 0.30832 | 0
LCP_Inputs_ON_Electric_Howarth_2023_05_05 | 2050 | CH4 Import - WC 2030 | Import | Methane | MI | Dispatch-Import | EmissionsCost | 0 | [6 empty] | 0.30832 | 0
LCP_Inputs_ON_Electric_Howarth_2023_05_05 | 2050 | CH4 Import - WC 2030 | Import | Methane | MI | Dispatch-Import | FuelCost | 0 | [6 empty] | 0.30832 | 0
LCP_Inputs_ON_Electric_Howarth_2023_05_05 | 2050 | CH4 Import - WC 2030 | Import | Methane | MI | Dispatch-Import | VOM | 0 | [6 empty] | 0.30832 | 0
LCP_Inputs_ON_Electric_Howarth_2023_05_05 | 2050 | CH4 Import - WC 2030 | Import | Methane | NY | Dispatch-Import | EmissionsCost | 0 | [6 empty] | 0.30832 | 0
LCP_Inputs_ON_Electric_Howarth_2023_05_05 | 2050 | CH4 Import - WC 2030 | Import | Methane | NY | Dispatch-Import | FuelCost | 0 | [6 empty] | 0.30832 | 0
LCP_Inputs_ON_Electric_Howarth_2023_05_05 | 2050 | CH4 Import - WC 2030 | Import | Methane | NY | Dispatch-Import | VOM | 0 | [6 empty] | 0.30832 | 0
LCP_Inputs_ON_Electric_Howarth_2023_05_05 | 2050 | CH4 Import - WC 2030 | Import | Methane | ON | Dispatch-Import | EmissionsCost | 0 | [6 empty] | 0.30832 | 0
LCP_Inputs_ON_Electric_Howarth_2023_05_05 | 2050 | CH4 Import - WC 2030 | Import | Methane | ON | Dispatch-Import | FuelCost | 0 | [6 empty] | 0.30832 | 0
LCP_Inputs_ON_Electric_Howarth_2023_05_05 | 2050 | CH4 Import - WC 2030 | Import | Methane | ON | Dispatch-Import | VOM | 0 | [6 empty] | 0.30832 | 0
LCP_Inputs_ON_Electric_Howarth_2023_05_05 | 2050 | CH4 Import - WC 2030 | Import | Methane | PJ | Dispatch-Import | EmissionsCost | 0 | [6 empty] | 0.30832 | 0
LCP_Inputs_ON_Electric_Howarth_2023_05_05 | 2050 | CH4 Import - WC 2030 | Import | Methane | PJ | Dispatch-Import | FuelCost | 0 | [6 empty] | 0.30832 | 0
LCP_Inputs_ON_Electric_Howarth_2023_05_05 | 2050 | CH4 Import - WC 2030 | Import | Methane | PJ | Dispatch-Import | VOM | 0 | [6 empty] | 0.30832 | 0
LCP_Inputs_ON_Electric_Howarth_2023_05_05 | 2050 | CH4 Import - WC 2030 | Import | Methane | QC | Dispatch-Import | EmissionsCost | 0 | [6 empty] | 0.30832 | 0
LCP_Inputs_ON_Electric_Howarth_2023_05_05 | 2050 | CH4 Import - WC 2030 | Import | Methane | QC | Dispatch-Import | FuelCost | 0 | [6 empty] | 0.30832 | 0
LCP_Inputs_ON_Electric_Howarth_2023_05_05 | 2050 | CH4 Import - WC 2030 | Import | Methane | QC | Dispatch-Import | VOM | 0 | [6 empty] | 0.30832 | 0
LCP_Inputs_ON_Electric_Howarth_2023_05_05 | 2050 | CH4 Import - WC 2030 | Import | Methane | WC | Dispatch-Import | EmissionsCost | 0 | [6 empty] | 0.30832 | 0
LCP_Inputs_ON_Electric_Howarth_2023_05_05 | 2050 | CH4 Import - WC 2030 | Import | Methane | WC | Dispatch-Import | FuelCost | 0 | [6 empty] | 0.30832 | 0
LCP_Inputs_ON_Electric_Howarth_2023_05_05 | 2050 | CH4 Import - WC 2030 | Import | Methane | WC | Dispatch-Import | VOM | 0 | [6 empty] | 0.30832 | 0
LCP_Inputs_ON_Electric_Howarth_2023_05_05 | 2050 | CH4 Import - WC 2040 | Import | Methane | MI | Dispatch-Import | EmissionsCost | 0 | [6 empty] | 0.30832 | 0
LCP_Inputs_ON_Electric_Howarth_2023_05_05 | 2050 | CH4 Import - WC 2040 | Import | Methane | MI | Dispatch-Import | FuelCost | 0 | [6 empty] | 0.30832 | 0
LCP_Inputs_ON_Electric_Howarth_2023_05_05 | 2050 | CH4 Import - WC 2040 | Import | Methane | MI | Dispatch-Import | VOM | 0 | [6 empty] | 0.30832 | 0
LCP_Inputs_ON_Electric_Howarth_2023_05_05 | 2050 | CH4 Import - WC 2040 | Import | Methane | NY | Dispatch-Import | EmissionsCost | 0 | [6 empty] | 0.30832 | 0
LCP_Inputs_ON_Electric_Howarth_2023_05_05 | 2050 | CH4 Import - WC 2040 | Import | Methane | NY | Dispatch-Import | FuelCost | 0 | [6 empty] | 0.30832 | 0
LCP_Inputs_ON_Electric_Howarth_2023_05_05 | 2050 | CH4 Import - WC 2040 | Import | Methane | NY | Dispatch-Import | VOM | 0 | [6 empty] | 0.30832 | 0
LCP_Inputs_ON_Electric_Howarth_2023_05_05 | 2050 | CH4 Import - WC 2040 | Import | Methane | ON | Dispatch-Import | EmissionsCost | 0 | [6 empty] | 0.30832 | 0
LCP_Inputs_ON_Electric_Howarth_2023_05_05 | 2050 | CH4 Import - WC 2040 | Import | Methane | ON | Dispatch-Import | FuelCost | 0 | [6 empty] | 0.30832 | 0
LCP_Inputs_ON_Electric_Howarth_2023_05_05 | 2050 | CH4 Import - WC 2040 | Import | Methane | ON | Dispatch-Import | VOM | 0 | [6 empty] | 0.30832 | 0
LCP_Inputs_ON_Electric_Howarth_2023_05_05 | 2050 | CH4 Import - WC 2040 | Import | Methane | PJ | Dispatch-Import | EmissionsCost | 0 | [6 empty] | 0.30832 | 0
LCP_Inputs_ON_Electric_Howarth_2023_05_05 | 2050 | CH4 Import - WC 2040 | Import | Methane | PJ | Dispatch-Import | FuelCost | 0 | [6 empty] | 0.30832 | 0
LCP_Inputs_ON_Electric_Howarth_2023_05_05 | 2050 | CH4 Import - WC 2040 | Import | Methane | PJ | Dispatch-Import | VOM | 0 | [6 empty] | 0.30832 | 0
LCP_Inputs_ON_Electric_Howarth_2023_05_05 | 2050 | CH4 Import - WC 2040 | Import | Methane | QC | Dispatch-Import | EmissionsCost | 0 | [6 empty] | 0.30832 | 0
LCP_Inputs_ON_Electric_Howarth_2023_05_05 | 2050 | CH4 Import - WC 2040 | Import | Methane | QC | Dispatch-Import | FuelCost | 0 | [6 empty] | 0.30832 | 0
LCP_Inputs_ON_Electric_Howarth_2023_05_05 | 2050 | CH4 Import - WC 2040 | Import | Methane | QC | Dispatch-Import | VOM | 0 | [6 empty] | 0.30832 | 0
LCP_Inputs_ON_Electric_Howarth_2023_05_05 | 2050 | CH4 Import - WC 2040 | Import | Methane | WC | Dispatch-Import | EmissionsCost | 0 | [6 empty] | 0.30832 | 0
LCP_Inputs_ON_Electric_Howarth_2023_05_05 | 2050 | CH4 Import - WC 2040 | Import | Methane | WC | Dispatch-Import | FuelCost | 0 | [6 empty] | 0.30832 | 0
LCP_Inputs_ON_Electric_Howarth_2023_05_05 | 2050 | CH4 Import - WC 2040 | Import | Methane | WC | Dispatch-Import | VOM | 0 | [6 empty] | 0.30832 | 0
LCP_Inputs_ON_Electric_Howarth_2023_05_05 | 2050 | CH4 Import - WC 2050 | Import | Methane | MI | Dispatch-Import | EmissionsCost | 0 | [6 empty] | 0.30832 | 0
LCP_Inputs_ON_Electric_Howarth_2023_05_05 | 2050 | CH4 Import - WC 2050 | Import | Methane | MI | Dispatch-Import | FuelCost | 0 | [6 empty] | 0.30832 | 0
LCP_Inputs_ON_Electric_Howarth_2023_05_05 | 2050 | CH4 Import - WC 2050 | Import | Methane | MI | Dispatch-Import | VOM | 0 | [6 empty] | 0.30832 | 0
LCP_Inputs_ON_Electric_Howarth_2023_05_05 | 2050 | CH4 Import - WC 2050 | Import | Methane | NY | Dispatch-Import | EmissionsCost | 0 | [6 empty] | 0.30832 | 0
LCP_Inputs_ON_Electric_Howarth_2023_05_05 | 2050 | CH4 Import - WC 2050 | Import | Methane | NY | Dispatch-Import | FuelCost | 0 | [6 empty] | 0.30832 | 0
LCP_Inputs_ON_Electric_Howarth_2023_05_05 | 2050 | CH4 Import - WC 2050 | Import | Methane | NY | Dispatch-Import | VOM | 0 | [6 empty] | 0.30832 | 0
LCP_Inputs_ON_Electric_Howarth_2023_05_05 | 2050 | CH4 Import - WC 2050 | Import | Methane | ON | Dispatch-Import | EmissionsCost | 0 | [6 empty] | 0.30832 | 0
LCP_Inputs_ON_Electric_Howarth_2023_05_05 | 2050 | CH4 Import - WC 2050 | Import | Methane | ON | Dispatch-Import | FuelCost | 0 | [6 empty] | 0.30832 | 0
LCP_Inputs_ON_Electric_Howarth_2023_05_05 | 2050 | CH4 Import - WC 2050 | Import | Methane | ON | Dispatch-Import | VOM | 0 | [6 empty] | 0.30832 | 0
LCP_Inputs_ON_Electric_Howarth_2023_05_05 | 2050 | CH4 Import - WC 2050 | Import | Methane | PJ | Dispatch-Import | EmissionsCost | 0 | [6 empty] | 0.30832 | 0
LCP_Inputs_ON_Electric_Howarth_2023_05_05 | 2050 | CH4 Import - WC 2050 | Import | Methane | PJ | Dispatch-Import | FuelCost | 0 | [6 empty] | 0.30832 | 0
LCP_Inputs_ON_Electric_Howarth_2023_05_05 | 2050 | CH4 Import - WC 2050 | Import | Methane | PJ | Dispatch-Import | VOM | 0 | [6 empty] | 0.30832 | 0
LCP_Inputs_ON_Electric_Howarth_2023_05_05 | 2050 | CH4 Import - WC 2050 | Import | Methane | QC | Dispatch-Import | EmissionsCost | 0 | [6 empty] | 0.30832 | 0
LCP_Inputs_ON_Electric_Howarth_2023_05_05 | 2050 | CH4 Import - WC 2050 | Import | Methane | QC | Dispatch-Import | FuelCost | 0 | [6 empty] | 0.30832 | 0
LCP_Inputs_ON_Electric_Howarth_2023_05_05 | 2050 | CH4 Import - WC 2050 | Import | Methane | QC | Dispatch-Import | VOM | 0 | [6 empty] | 0.30832 | 0
LCP_Inputs_ON_Electric_Howarth_2023_05_05 | 2050 | CH4 Import - WC 2050 | Import | Methane | WC | Dispatch-Import | EmissionsCost | 0 | [6 empty] | 0.30832 | 0
LCP_Inputs_ON_Electric_Howarth_2023_05_05 | 2050 | CH4 Import - WC 2050 | Import | Methane | WC | Dispatch-Import | FuelCost | 0 | [6 empty] | 0.30832 | 0
LCP_Inputs_ON_Electric_Howarth_2023_05_05 | 2050 | CH4 Import - WC 2050 | Import | Methane | WC | Dispatch-Import | VOM | 0 | [6 empty] | 0.30832 | 0
LCP_Inputs_ON_Electric_Howarth_2023_05_05 | 2050 | CH4 Salt Cavern Storage - ON | Storage | Methane | MI | Dispatch-Storage | EmissionsCost | 0 | [6 empty] | 0.30832 | 0
LCP_Inputs_ON_Electric_Howarth_2023_05_05 | 2050 | CH4 Salt Cavern Storage - ON | Storage | Methane | MI | Dispatch-Storage | FuelCost | 0 | [6 empty] | 0.30832 | 0
LCP_Inputs_ON_Electric_Howarth_2023_05_05 | 2050 | CH4 Salt Cavern Storage - ON | Storage | Methane | MI | Dispatch-Storage | VOM | 0 | [6 empty] | 0.30832 | 0
LCP_Inputs_ON_Electric_Howarth_2023_05_05 | 2050 | CH4 Salt Cavern Storage - ON | Storage | Methane | NY | Dispatch-Storage | EmissionsCost | 0 | [6 empty] | 0.30832 | 0
LCP_Inputs_ON_Electric_Howarth_2023_05_05 | 2050 | CH4 Salt Cavern Storage - ON | Storage | Methane | NY | Dispatch-Storage | FuelCost | 0 | [6 empty] | 0.30832 | 0
LCP_Inputs_ON_Electric_Howarth_2023_05_05 | 2050 | CH4 Salt Cavern Storage - ON | Storage | Methane | NY | Dispatch-Storage | VOM | 0 | [6 empty] | 0.30832 | 0
LCP_Inputs_ON_Electric_Howarth_2023_05_05 | 2050 | CH4 Salt Cavern Storage - ON | Storage | Methane | ON | Dispatch-Storage | EmissionsCost | 0 | [6 empty] | 0.30832 | 0
LCP_Inputs_ON_Electric_Howarth_2023_05_05 | 2050 | CH4 Salt Cavern Storage - ON | Storage | Methane | ON | Dispatch-Storage | FuelCost | 0 | [6 empty] | 0.30832 | 0
LCP_Inputs_ON_Electric_Howarth_2023_05_05 | 2050 | CH4 Salt Cavern Storage - ON | Storage | Methane | ON | Dispatch-Storage | VOM | 0 | [6 empty] | 0.30832 | 0
LCP_Inputs_ON_Electric_Howarth_2023_05_05 | 2050 | CH4 Salt Cavern Storage - ON | Storage | Methane | PJ | Dispatch-Storage | EmissionsCost | 0 | [6 empty] | 0.30832 | 0
LCP_Inputs_ON_Electric_Howarth_2023_05_05 | 2050 | CH4 Salt Cavern Storage - ON | Storage | Methane | PJ | Dispatch-Storage | FuelCost | 0 | [6 empty] | 0.30832 | 0
LCP_Inputs_ON_Electric_Howarth_2023_05_05 | 2050 | CH4 Salt Cavern Storage - ON | Storage | Methane | PJ | Dispatch-Storage | VOM | 0 | [6 empty] | 0.30832 | 0
LCP_Inputs_ON_Electric_Howarth_2023_05_05 | 2050 | CH4 Salt Cavern Storage - ON | Storage | Methane | QC | Dispatch-Storage | EmissionsCost | 0 | [6 empty] | 0.30832 | 0
LCP_Inputs_ON_Electric_Howarth_2023_05_05 | 2050 | CH4 Salt Cavern Storage - ON | Storage | Methane | QC | Dispatch-Storage | FuelCost | 0 | [6 empty] | 0.30832 | 0
LCP_Inputs_ON_Electric_Howarth_2023_05_05 | 2050 | CH4 Salt Cavern Storage - ON | Storage | Methane | QC | Dispatch-Storage | VOM | 0 | [6 empty] | 0.30832 | 0
LCP_Inputs_ON_Electric_Howarth_2023_05_05 | 2050 | CH4 Salt Cavern Storage - ON | Storage | Methane | WC | Dispatch-Storage | EmissionsCost | 0 | [6 empty] | 0.30832 | 0
LCP_Inputs_ON_Electric_Howarth_2023_05_05 | 2050 | CH4 Salt Cavern Storage - ON | Storage | Methane | WC | Dispatch-Storage | FuelCost | 0 | [6 empty] | 0.30832 | 0
LCP_Inputs_ON_Electric_Howarth_2023_05_05 | 2050 | CH4 Salt Cavern Storage - ON | Storage | Methane | WC | Dispatch-Storage | VOM | 0 | [6 empty] | 0.30832 | 0
LCP_Inputs_ON_Electric_Howarth_2023_05_05 | 2050 | Electrolyser 2020/2030 | Crossload | Hydrogen | MI | Dispatch-Crossload | EmissionsCost | 0 | [6 empty] | 0.30832 | 0
LCP_Inputs_ON_Electric_Howarth_2023_05_05 | 2050 | Electrolyser 2020/2030 | Crossload | Hydrogen | MI | Dispatch-Crossload | FuelCost | 0 | [6 empty] | 0.30832 | 0
LCP_Inputs_ON_Electric_Howarth_2023_05_05 | 2050 | Electrolyser 2020/2030 | Crossload | Hydrogen | MI | Dispatch-Crossload | VOM | 0 | [6 empty] | 0.30832 | 0
LCP_Inputs_ON_Electric_Howarth_2023_05_05 | 2050 | Electrolyser 2020/2030 | Crossload | Hydrogen | NY | Dispatch-Crossload | EmissionsCost | 0 | [6 empty] | 0.30832 | 0
LCP_Inputs_ON_Electric_Howarth_2023_05_05 | 2050 | Electrolyser 2020/2030 | Crossload | Hydrogen | NY | Dispatch-Crossload | FuelCost | 0 | [6 empty] | 0.30832 | 0
LCP_Inputs_ON_Electric_Howarth_2023_05_05 | 2050 | Electrolyser 2020/2030 | Crossload | Hydrogen | NY | Dispatch-Crossload | VOM | 0 | [6 empty] | 0.30832 | 0
LCP_Inputs_ON_Electric_Howarth_2023_05_05 | 2050 | Electrolyser 2020/2030 | Crossload | Hydrogen | ON | Dispatch-Crossload | EmissionsCost | 0 | [6 empty] | 0.30832 | 0
LCP_Inputs_ON_Electric_Howarth_2023_05_05 | 2050 | Electrolyser 2020/2030 | Crossload | Hydrogen | ON | Dispatch-Crossload | FuelCost | 0 | [6 empty] | 0.30832 | 0
LCP_Inputs_ON_Electric_Howarth_2023_05_05 | 2050 | Electrolyser 2020/2030 | Crossload | Hydrogen | ON | Dispatch-Crossload | VOM | 0 | [6 empty] | 0.30832 | 0
LCP_Inputs_ON_Electric_Howarth_2023_05_05 | 2050 | Electrolyser 2020/2030 | Crossload | Hydrogen | PJ | Dispatch-Crossload | EmissionsCost | 0 | [6 empty] | 0.30832 | 0
LCP_Inputs_ON_Electric_Howarth_2023_05_05 | 2050 | Electrolyser 2020/2030 | Crossload | Hydrogen | PJ | Dispatch-Crossload | FuelCost | 0 | [6 empty] | 0.30832 | 0
LCP_Inputs_ON_Electric_Howarth_2023_05_05 | 2050 | Electrolyser 2020/2030 | Crossload | Hydrogen | PJ | Dispatch-Crossload | VOM | 0 | [6 empty] | 0.30832 | 0
LCP_Inputs_ON_Electric_Howarth_2023_05_05 | 2050 | Electrolyser 2020/2030 | Crossload | Hydrogen | QC | Dispatch-Crossload | EmissionsCost | 0 | [6 empty] | 0.30832 | 0
LCP_Inputs_ON_Electric_Howarth_2023_05_05 | 2050 | Electrolyser 2020/2030 | Crossload | Hydrogen | QC | Dispatch-Crossload | FuelCost | 0 | [6 empty] | 0.30832 | 0
LCP_Inputs_ON_Electric_Howarth_2023_05_05 | 2050 | Electrolyser 2020/2030 | Crossload | Hydrogen | QC | Dispatch-Crossload | VOM | 0 | [6 empty] | 0.30832 | 0
LCP_Inputs_ON_Electric_Howarth_2023_05_05 | 2050 | Electrolyser 2020/2030 | Crossload | Hydrogen | WC | Dispatch-Crossload | EmissionsCost | 0 | [6 empty] | 0.30832 | 0
LCP_Inputs_ON_Electric_Howarth_2023_05_05 | 2050 | Electrolyser 2020/2030 | Crossload | Hydrogen | WC | Dispatch-Crossload | FuelCost | 0 | [6 empty] | 0.30832 | 0
LCP_Inputs_ON_Electric_Howarth_2023_05_05 | 2050 | Electrolyser 2020/2030 | Crossload | Hydrogen | WC | Dispatch-Crossload | VOM | 0 | [6 empty] | 0.30832 | 0
LCP_Inputs_ON_Electric_Howarth_2023_05_05 | 2050 | Electrolyser 2040 | Crossload | Hydrogen | MI | Dispatch-Crossload | EmissionsCost | 0 | [6 empty] | 0.30832 | 0
LCP_Inputs_ON_Electric_Howarth_2023_05_05 | 2050 | Electrolyser 2040 | Crossload | Hydrogen | MI | Dispatch-Crossload | FuelCost | 0 | [6 empty] | 0.30832 | 0
LCP_Inputs_ON_Electric_Howarth_2023_05_05 | 2050 | Electrolyser 2040 | Crossload | Hydrogen | MI | Dispatch-Crossload | VOM | 0 | [6 empty] | 0.30832 | 0
LCP_Inputs_ON_Electric_Howarth_2023_05_05 | 2050 | Electrolyser 2040 | Crossload | Hydrogen | NY | Dispatch-Crossload | EmissionsCost | 0 | [6 empty] | 0.30832 | 0
LCP_Inputs_ON_Electric_Howarth_2023_05_05 | 2050 | Electrolyser 2040 | Crossload | Hydrogen | NY | Dispatch-Crossload | FuelCost | 0 | [6 empty] | 0.30832 | 0
LCP_Inputs_ON_Electric_Howarth_2023_05_05 | 2050 | Electrolyser 2040 | Crossload | Hydrogen | NY | Dispatch-Crossload | VOM | 0 | [6 empty] | 0.30832 | 0
LCP_Inputs_ON_Electric_Howarth_2023_05_05 | 2050 | Electrolyser 2040 | Crossload | Hydrogen | ON | Dispatch-Crossload | EmissionsCost | 0 | [6 empty] | 0.30832 | 0
LCP_Inputs_ON_Electric_Howarth_2023_05_05 | 2050 | Electrolyser 2040 | Crossload | Hydrogen | ON | Dispatch-Crossload | FuelCost | 0 | [6 empty] | 0.30832 | 0
LCP_Inputs_ON_Electric_Howarth_2023_05_05 | 2050 | Electrolyser 2040 | Crossload | Hydrogen | ON | Dispatch-Crossload | VOM | 0 | [6 empty] | 0.30832 | 0
LCP_Inputs_ON_Electric_Howarth_2023_05_05 | 2050 | Electrolyser 2040 | Crossload | Hydrogen | PJ | Dispatch-Crossload | EmissionsCost | 0 | [6 empty] | 0.30832 | 0
LCP_Inputs_ON_Electric_Howarth_2023_05_05 | 2050 | Electrolyser 2040 | Crossload | Hydrogen | PJ | Dispatch-Crossload | FuelCost | 0 | [6 empty] | 0.30832 | 0
LCP_Inputs_ON_Electric_Howarth_2023_05_05 | 2050 | Electrolyser 2040 | Crossload | Hydrogen | PJ | Dispatch-Crossload | VOM | 0 | [6 empty] | 0.30832 | 0
LCP_Inputs_ON_Electric_Howarth_2023_05_05 | 2050 | Electrolyser 2040 | Crossload | Hydrogen | QC | Dispatch-Crossload | EmissionsCost | 0 | [6 empty] | 0.30832 | 0
LCP_Inputs_ON_Electric_Howarth_2023_05_05 | 2050 | Electrolyser 2040 | Crossload | Hydrogen | QC | Dispatch-Crossload | FuelCost | 0 | [6 empty] | 0.30832 | 0
LCP_Inputs_ON_Electric_Howarth_2023_05_05 | 2050 | Electrolyser 2040 | Crossload | Hydrogen | QC | Dispatch-Crossload | VOM | 0 | [6 empty] | 0.30832 | 0
LCP_Inputs_ON_Electric_Howarth_2023_05_05 | 2050 | Electrolyser 2040 | Crossload | Hydrogen | WC | Dispatch-Crossload | EmissionsCost | 0 | [6 empty] | 0.30832 | 0
LCP_Inputs_ON_Electric_Howarth_2023_05_05 | 2050 | Electrolyser 2040 | Crossload | Hydrogen | WC | Dispatch-Crossload | FuelCost | 0 | [6 empty] | 0.30832 | 0
LCP_Inputs_ON_Electric_Howarth_2023_05_05 | 2050 | Electrolyser 2040 | Crossload | Hydrogen | WC | Dispatch-Crossload | VOM | 0 | [6 empty] | 0.30832 | 0
LCP_Inputs_ON_Electric_Howarth_2023_05_05 | 2050 | Electrolyser 2050 | Crossload | Hydrogen | MI | Dispatch-Crossload | EmissionsCost | 0 | [6 empty] | 0.30832 | 0
LCP_Inputs_ON_Electric_Howarth_2023_05_05 | 2050 | Electrolyser 2050 | Crossload | Hydrogen | MI | Dispatch-Crossload | FuelCost | 0 | [6 empty] | 0.30832 | 0
LCP_Inputs_ON_Electric_Howarth_2023_05_05 | 2050 | Electrolyser 2050 | Crossload | Hydrogen | MI | Dispatch-Crossload | VOM | 0 | [6 empty] | 0.30832 | 0
LCP_Inputs_ON_Electric_Howarth_2023_05_05 | 2050 | Electrolyser 2050 | Crossload | Hydrogen | NY | Dispatch-Crossload | EmissionsCost | 0 | [6 empty] | 0.30832 | 0
LCP_Inputs_ON_Electric_Howarth_2023_05_05 | 2050 | Electrolyser 2050 | Crossload | Hydrogen | NY | Dispatch-Crossload | FuelCost | 0 | [6 empty] | 0.30832 | 0
LCP_Inputs_ON_Electric_Howarth_2023_05_05 | 2050 | Electrolyser 2050 | Crossload | Hydrogen | NY | Dispatch-Crossload | VOM | 0 | [6 empty] | 0.30832 | 0
LCP_Inputs_ON_Electric_Howarth_2023_05_05 | 2050 | Electrolyser 2050 | Crossload | Hydrogen | ON | Dispatch-Crossload | EmissionsCost | 0 | [6 empty] | 0.30832 | 0
LCP_Inputs_ON_Electric_Howarth_2023_05_05 | 2050 | Electrolyser 2050 | Crossload | Hydrogen | ON | Dispatch-Crossload | FuelCost | 0 | [6 empty] | 0.30832 | 0
LCP_Inputs_ON_Electric_Howarth_2023_05_05 | 2050 | Electrolyser 2050 | Crossload | Hydrogen | ON | Dispatch-Crossload | VOM | 0 | [6 empty] | 0.30832 | 0
LCP_Inputs_ON_Electric_Howarth_2023_05_05 | 2050 | Electrolyser 2050 | Crossload | Hydrogen | PJ | Dispatch-Crossload | EmissionsCost | 0 | [6 empty] | 0.30832 | 0
LCP_Inputs_ON_Electric_Howarth_2023_05_05 | 2050 | Electrolyser 2050 | Crossload | Hydrogen | PJ | Dispatch-Crossload | FuelCost | 0 | [6 empty] | 0.30832 | 0
LCP_Inputs_ON_Electric_Howarth_2023_05_05 | 2050 | Electrolyser 2050 | Crossload | Hydrogen | PJ | Dispatch-Crossload | VOM | 0 | [6 empty] | 0.30832 | 0
LCP_Inputs_ON_Electric_Howarth_2023_05_05 | 2050 | Electrolyser 2050 | Crossload | Hydrogen | QC | Dispatch-Crossload | EmissionsCost | 0 | [6 empty] | 0.30832 | 0
LCP_Inputs_ON_Electric_Howarth_2023_05_05 | 2050 | Electrolyser 2050 | Crossload | Hydrogen | QC | Dispatch-Crossload | FuelCost | 0 | [6 empty] | 0.30832 | 0
LCP_Inputs_ON_Electric_Howarth_2023_05_05 | 2050 | Electrolyser 2050 | Crossload | Hydrogen | QC | Dispatch-Crossload | VOM | 0 | [6 empty] | 0.30832 | 0
LCP_Inputs_ON_Electric_Howarth_2023_05_05 | 2050 | Electrolyser 2050 | Crossload | Hydrogen | WC | Dispatch-Crossload | EmissionsCost | 0 | [6 empty] | 0.30832 | 0
LCP_Inputs_ON_Electric_Howarth_2023_05_05 | 2050 | Electrolyser 2050 | Crossload | Hydrogen | WC | Dispatch-Crossload | FuelCost | 0 | [6 empty] | 0.30832 | 0
LCP_Inputs_ON_Electric_Howarth_2023_05_05 | 2050 | Electrolyser 2050 | Crossload | Hydrogen | WC | Dispatch-Crossload | VOM | 0 | [6 empty] | 0.30832 | 0
LCP_Inputs_ON_Electric_Howarth_2023_05_05 | 2050 | Fossil Fuel Thermal (Coal, Peat, Oil) | Generation | Electricity | MI | Dispatch-Generation | EmissionsCost | 0 | [6 empty] | 0.30832 | 0
LCP_Inputs_ON_Electric_Howarth_2023_05_05 | 2050 | Fossil Fuel Thermal (Coal, Peat, Oil) | Generation | Electricity | MI | Dispatch-Generation | FuelCost | 0 | [6 empty] | 0.30832 | 0
LCP_Inputs_ON_Electric_Howarth_2023_05_05 | 2050 | Fossil Fuel Thermal (Coal, Peat, Oil) | Generation | Electricity | MI | Dispatch-Generation | VOM | 0 | [6 empty] | 0.30832 | 0
LCP_Inputs_ON_Electric_Howarth_2023_05_05 | 2050 | Fossil Fuel Thermal (Coal, Peat, Oil) | Generation | Electricity | NY | Dispatch-Generation | EmissionsCost | 0 | [6 empty] | 0.30832 | 0
LCP_Inputs_ON_Electric_Howarth_2023_05_05 | 2050 | Fossil Fuel Thermal (Coal, Peat, Oil) | Generation | Electricity | NY | Dispatch-Generation | FuelCost | 0 | [6 empty] | 0.30832 | 0
LCP_Inputs_ON_Electric_Howarth_2023_05_05 | 2050 | Fossil Fuel Thermal (Coal, Peat, Oil) | Generation | Electricity | NY | Dispatch-Generation | VOM | 0 | [6 empty] | 0.30832 | 0
LCP_Inputs_ON_Electric_Howarth_2023_05_05 | 2050 | Fossil Fuel Thermal (Coal, Peat, Oil) | Generation | Electricity | ON | Dispatch-Generation | EmissionsCost | 0 | [6 empty] | 0.30832 | 0
LCP_Inputs_ON_Electric_Howarth_2023_05_05 | 2050 | Fossil Fuel Thermal (Coal, Peat, Oil) | Generation | Electricity | ON | Dispatch-Generation | FuelCost | 0 | [6 empty] | 0.30832 | 0
LCP_Inputs_ON_Electric_Howarth_2023_05_05 | 2050 | Fossil Fuel Thermal (Coal, Peat, Oil) | Generation | Electricity | ON | Dispatch-Generation | VOM | 0 | [6 empty] | 0.30832 | 0
LCP_Inputs_ON_Electric_Howarth_2023_05_05 | 2050 | Fossil Fuel Thermal (Coal, Peat, Oil) | Generation | Electricity | PJ | Dispatch-Generation | EmissionsCost | 0 | [6 empty] | 0.30832 | 0
LCP_Inputs_ON_Electric_Howarth_2023_05_05 | 2050 | Fossil Fuel Thermal (Coal, Peat, Oil) | Generation | Electricity | PJ | Dispatch-Generation | FuelCost | 0 | [6 empty] | 0.30832 | 0
LCP_Inputs_ON_Electric_Howarth_2023_05_05 | 2050 | Fossil Fuel Thermal (Coal, Peat, Oil) | Generation | Electricity | PJ | Dispatch-Generation | VOM | 0 | [6 empty] | 0.30832 | 0
LCP_Inputs_ON_Electric_Howarth_2023_05_05 | 2050 | Fossil Fuel Thermal (Coal, Peat, Oil) | Generation | Electricity | QC | Dispatch-Generation | EmissionsCost | 0 | [6 empty] | 0.30832 | 0
LCP_Inputs_ON_Electric_Howarth_2023_05_05 | 2050 | Fossil Fuel Thermal (Coal, Peat, Oil) | Generation | Electricity | QC | Dispatch-Generation | FuelCost | 0 | [6 empty] | 0.30832 | 0
LCP_Inputs_ON_Electric_Howarth_2023_05_05 | 2050 | Fossil Fuel Thermal (Coal, Peat, Oil) | Generation | Electricity | QC | Dispatch-Generation | VOM | 0 | [6 empty] | 0.30832 | 0
LCP_Inputs_ON_Electric_Howarth_2023_05_05 | 2050 | Fossil Fuel Thermal (Coal, Peat, Oil) | Generation | Electricity | WC | Dispatch-Generation | EmissionsCost | 0 | [6 empty] | 0.30832 | 0
LCP_Inputs_ON_Electric_Howarth_2023_05_05 | 2050 | Fossil Fuel Thermal (Coal, Peat, Oil) | Generation | Electricity | WC | Dispatch-Generation | FuelCost | 0 | [6 empty] | 0.30832 | 0
LCP_Inputs_ON_Electric_Howarth_2023_05_05 | 2050 | Fossil Fuel Thermal (Coal, Peat, Oil) | Generation | Electricity | WC | Dispatch-Generation | VOM | 0 | [6 empty] | 0.30832 | 0
LCP_Inputs_ON_Electric_Howarth_2023_05_05 | 2050 | Generic - Generator | Generation | Electricity | MI | Dispatch-Generation | EmissionsCost | 0 | [6 empty] | 0.30832 | 0
LCP_Inputs_ON_Electric_Howarth_2023_05_05 | 2050 | Generic - Generator | Generation | Electricity | MI | Dispatch-Generation | FuelCost | 208469728.3591 | [6 empty] | 0.30832 | 64275108.9605
LCP_Inputs_ON_Electric_Howarth_2023_05_05 | 2050 | Generic - Generator | Generation | Electricity | MI | Dispatch-Generation | VOM | 6817983.8322 | [6 empty] | 0.30832 | 2102111.6934
LCP_Inputs_ON_Electric_Howarth_2023_05_05 | 2050 | Generic - Generator | Generation | Electricity | NY | Dispatch-Generation | EmissionsCost | 0 | [6 empty] | 0.30832 | 0
LCP_Inputs_ON_Electric_Howarth_2023_05_05 | 2050 | Generic - Generator | Generation | Electricity | NY | Dispatch-Generation | FuelCost | 80844913.4824 | [6 empty] | 0.30832 | 24925996.0373
LCP_Inputs_ON_Electric_Howarth_2023_05_05 | 2050 | Generic - Generator | Generation | Electricity | NY | Dispatch-Generation | VOM | 2644025.6692 | [6 empty] | 0.30832 | 815202.4724
LCP_Inputs_ON_Electric_Howarth_2023_05_05 | 2050 | Generic - Generator | Generation | Electricity | ON | Dispatch-Generation | EmissionsCost | 0 | [6 empty] | 0.30832 | 0
LCP_Inputs_ON_Electric_Howarth_2023_05_05 | 2050 | Generic - Generator | Generation | Electricity | ON | Dispatch-Generation | FuelCost | 0 | [6 empty] | 0.30832 | 0
LCP_Inputs_ON_Electric_Howarth_2023_05_05 | 2050 | Generic - Generator | Generation | Electricity | ON | Dispatch-Generation | VOM | 0 | [6 empty] | 0.30832 | 0
LCP_Inputs_ON_Electric_Howarth_2023_05_05 | 2050 | Generic - Generator | Generation | Electricity | PJ | Dispatch-Generation | EmissionsCost | 0 | [6 empty] | 0.30832 | 0
LCP_Inputs_ON_Electric_Howarth_2023_05_05 | 2050 | Generic - Generator | Generation | Electricity | PJ | Dispatch-Generation | FuelCost | 3752722187.624 | [6 empty] | 0.30832 | 1157034306.1625
LCP_Inputs_ON_Electric_Howarth_2023_05_05 | 2050 | Generic - Generator | Generation | Electricity | PJ | Dispatch-Generation | VOM | 122732443.7136 | [6 empty] | 0.30832 | 37840703.5629
LCP_Inputs_ON_Electric_Howarth_2023_05_05 | 2050 | Generic - Generator | Generation | Electricity | QC | Dispatch-Generation | EmissionsCost | 0 | [6 empty] | 0.30832 | 0
LCP_Inputs_ON_Electric_Howarth_2023_05_05 | 2050 | Generic - Generator | Generation | Electricity | QC | Dispatch-Generation | FuelCost | 0 | [6 empty] | 0.30832 | 0
LCP_Inputs_ON_Electric_Howarth_2023_05_05 | 2050 | Generic - Generator | Generation | Electricity | QC | Dispatch-Generation | VOM | 0 | [6 empty] | 0.30832 | 0
LCP_Inputs_ON_Electric_Howarth_2023_05_05 | 2050 | Generic - Generator | Generation | Electricity | WC | Dispatch-Generation | EmissionsCost | 0 | [6 empty] | 0.30832 | 0
LCP_Inputs_ON_Electric_Howarth_2023_05_05 | 2050 | Generic - Generator | Generation | Electricity | WC | Dispatch-Generation | FuelCost | 0 | [6 empty] | 0.30832 | 0
LCP_Inputs_ON_Electric_Howarth_2023_05_05 | 2050 | Generic - Generator | Generation | Electricity | WC | Dispatch-Generation | VOM | 0 | [6 empty] | 0.30832 | 0
LCP_Inputs_ON_Electric_Howarth_2023_05_05 | 2050 | H2 Import - QC | Import | Hydrogen | MI | Dispatch-Import | EmissionsCost | 0 | [6 empty] | 0.30832 | 0
LCP_Inputs_ON_Electric_Howarth_2023_05_05 | 2050 | H2 Import - QC | Import | Hydrogen | MI | Dispatch-Import | FuelCost | 0 | [6 empty] | 0.30832 | 0
LCP_Inputs_ON_Electric_Howarth_2023_05_05 | 2050 | H2 Import - QC | Import | Hydrogen | MI | Dispatch-Import | VOM | 0 | [6 empty] | 0.30832 | 0
LCP_Inputs_ON_Electric_Howarth_2023_05_05 | 2050 | H2 Import - QC | Import | Hydrogen | NY | Dispatch-Import | EmissionsCost | 0 | [6 empty] | 0.30832 | 0
LCP_Inputs_ON_Electric_Howarth_2023_05_05 | 2050 | H2 Import - QC | Import | Hydrogen | NY | Dispatch-Import | FuelCost | 0 | [6 empty] | 0.30832 | 0
LCP_Inputs_ON_Electric_Howarth_2023_05_05 | 2050 | H2 Import - QC | Import | Hydrogen | NY | Dispatch-Import | VOM | 0 | [6 empty] | 0.30832 | 0
LCP_Inputs_ON_Electric_Howarth_2023_05_05 | 2050 | H2 Import - QC | Import | Hydrogen | ON | Dispatch-Import | EmissionsCost | 0 | [6 empty] | 0.30832 | 0
LCP_Inputs_ON_Electric_Howarth_2023_05_05 | 2050 | H2 Import - QC | Import | Hydrogen | ON | Dispatch-Import | FuelCost | 0 | [6 empty] | 0.30832 | 0
LCP_Inputs_ON_Electric_Howarth_2023_05_05 | 2050 | H2 Import - QC | Import | Hydrogen | ON | Dispatch-Import | VOM | 0 | [6 empty] | 0.30832 | 0
LCP_Inputs_ON_Electric_Howarth_2023_05_05 | 2050 | H2 Import - QC | Import | Hydrogen | PJ | Dispatch-Import | EmissionsCost | 0 | [6 empty] | 0.30832 | 0
LCP_Inputs_ON_Electric_Howarth_2023_05_05 | 2050 | H2 Import - QC | Import | Hydrogen | PJ | Dispatch-Import | FuelCost | 0 | [6 empty] | 0.30832 | 0
LCP_Inputs_ON_Electric_Howarth_2023_05_05 | 2050 | H2 Import - QC | Import | Hydrogen | PJ | Dispatch-Import | VOM | 0 | [6 empty] | 0.30832 | 0
LCP_Inputs_ON_Electric_Howarth_2023_05_05 | 2050 | H2 Import - QC | Import | Hydrogen | QC | Dispatch-Import | EmissionsCost | 0 | [6 empty] | 0.30832 | 0
LCP_Inputs_ON_Electric_Howarth_2023_05_05 | 2050 | H2 Import - QC | Import | Hydrogen | QC | Dispatch-Import | FuelCost | 10976904.0623 | [6 empty] | 0.30832 | 3384384.4389
LCP_Inputs_ON_Electric_Howarth_2023_05_05 | 2050 | H2 Import - QC | Import | Hydrogen | QC | Dispatch-Import | VOM | 0 | [6 empty] | 0.30832 | 0
LCP_Inputs_ON_Electric_Howarth_2023_05_05 | 2050 | H2 Import - QC | Import | Hydrogen | WC | Dispatch-Import | EmissionsCost | 0 | [6 empty] | 0.30832 | 0
LCP_Inputs_ON_Electric_Howarth_2023_05_05 | 2050 | H2 Import - QC | Import | Hydrogen | WC | Dispatch-Import | FuelCost | 0 | [6 empty] | 0.30832 | 0
LCP_Inputs_ON_Electric_Howarth_2023_05_05 | 2050 | H2 Import - QC | Import | Hydrogen | WC | Dispatch-Import | VOM | 0 | [6 empty] | 0.30832 | 0
LCP_Inputs_ON_Electric_Howarth_2023_05_05 | 2050 | H2 Import - WC | Import | Hydrogen | MI | Dispatch-Import | EmissionsCost | 0 | [6 empty] | 0.30832 | 0
LCP_Inputs_ON_Electric_Howarth_2023_05_05 | 2050 | H2 Import - WC | Import | Hydrogen | MI | Dispatch-Import | FuelCost | 0 | [6 empty] | 0.30832 | 0
LCP_Inputs_ON_Electric_Howarth_2023_05_05 | 2050 | H2 Import - WC | Import | Hydrogen | MI | Dispatch-Import | VOM | 0 | [6 empty] | 0.30832 | 0
LCP_Inputs_ON_Electric_Howarth_2023_05_05 | 2050 | H2 Import - WC | Import | Hydrogen | NY | Dispatch-Import | EmissionsCost | 0 | [6 empty] | 0.30832 | 0
LCP_Inputs_ON_Electric_Howarth_2023_05_05 | 2050 | H2 Import - WC | Import | Hydrogen | NY | Dispatch-Import | FuelCost | 0 | [6 empty] | 0.30832 | 0
LCP_Inputs_ON_Electric_Howarth_2023_05_05 | 2050 | H2 Import - WC | Import | Hydrogen | NY | Dispatch-Import | VOM | 0 | [6 empty] | 0.30832 | 0
LCP_Inputs_ON_Electric_Howarth_2023_05_05 | 2050 | H2 Import - WC | Import | Hydrogen | ON | Dispatch-Import | EmissionsCost | 0 | [6 empty] | 0.30832 | 0
LCP_Inputs_ON_Electric_Howarth_2023_05_05 | 2050 | H2 Import - WC | Import | Hydrogen | ON | Dispatch-Import | FuelCost | 0 | [6 empty] | 0.30832 | 0
LCP_Inputs_ON_Electric_Howarth_2023_05_05 | 2050 | H2 Import - WC | Import | Hydrogen | ON | Dispatch-Import | VOM | 0 | [6 empty] | 0.30832 | 0
LCP_Inputs_ON_Electric_Howarth_2023_05_05 | 2050 | H2 Import - WC | Import | Hydrogen | PJ | Dispatch-Import | EmissionsCost | 0 | [6 empty] | 0.30832 | 0
LCP_Inputs_ON_Electric_Howarth_2023_05_05 | 2050 | H2 Import - WC | Import | Hydrogen | PJ | Dispatch-Import | FuelCost | 0 | [6 empty] | 0.30832 | 0
LCP_Inputs_ON_Electric_Howarth_2023_05_05 | 2050 | H2 Import - WC | Import | Hydrogen | PJ | Dispatch-Import | VOM | 0 | [6 empty] | 0.30832 | 0
LCP_Inputs_ON_Electric_Howarth_2023_05_05 | 2050 | H2 Import - WC | Import | Hydrogen | QC | Dispatch-Import | EmissionsCost | 0 | [6 empty] | 0.30832 | 0
LCP_Inputs_ON_Electric_Howarth_2023_05_05 | 2050 | H2 Import - WC | Import | Hydrogen | QC | Dispatch-Import | FuelCost | 0 | [6 empty] | 0.30832 | 0
LCP_Inputs_ON_Electric_Howarth_2023_05_05 | 2050 | H2 Import - WC | Import | Hydrogen | QC | Dispatch-Import | VOM | 0 | [6 empty] | 0.30832 | 0
LCP_Inputs_ON_Electric_Howarth_2023_05_05 | 2050 | H2 Import - WC | Import | Hydrogen | WC | Dispatch-Import | EmissionsCost | 0 | [6 empty] | 0.30832 | 0
LCP_Inputs_ON_Electric_Howarth_2023_05_05 | 2050 | H2 Import - WC | Import | Hydrogen | WC | Dispatch-Import | FuelCost | 56758151.951 | [6 empty] | 0.30832 | 17499597.8062
LCP_Inputs_ON_Electric_Howarth_2023_05_05 | 2050 | H2 Import - WC | Import | Hydrogen | WC | Dispatch-Import | VOM | 0 | [6 empty] | 0.30832 | 0
LCP_Inputs_ON_Electric_Howarth_2023_05_05 | 2050 | H2 Salt Cavern Storage - ON | Storage | Hydrogen | MI | Dispatch-Storage | EmissionsCost | 0 | [6 empty] | 0.30832 | 0
LCP_Inputs_ON_Electric_Howarth_2023_05_05 | 2050 | H2 Salt Cavern Storage - ON | Storage | Hydrogen | MI | Dispatch-Storage | FuelCost | 0 | [6 empty] | 0.30832 | 0
LCP_Inputs_ON_Electric_Howarth_2023_05_05 | 2050 | H2 Salt Cavern Storage - ON | Storage | Hydrogen | MI | Dispatch-Storage | VOM | 0 | [6 empty] | 0.30832 | 0
LCP_Inputs_ON_Electric_Howarth_2023_05_05 | 2050 | H2 Salt Cavern Storage - ON | Storage | Hydrogen | NY | Dispatch-Storage | EmissionsCost | 0 | [6 empty] | 0.30832 | 0
LCP_Inputs_ON_Electric_Howarth_2023_05_05 | 2050 | H2 Salt Cavern Storage - ON | Storage | Hydrogen | NY | Dispatch-Storage | FuelCost | 0 | [6 empty] | 0.30832 | 0
LCP_Inputs_ON_Electric_Howarth_2023_05_05 | 2050 | H2 Salt Cavern Storage - ON | Storage | Hydrogen | NY | Dispatch-Storage | VOM | 0 | [6 empty] | 0.30832 | 0
LCP_Inputs_ON_Electric_Howarth_2023_05_05 | 2050 | H2 Salt Cavern Storage - ON | Storage | Hydrogen | ON | Dispatch-Storage | EmissionsCost | 0 | [6 empty] | 0.30832 | 0
LCP_Inputs_ON_Electric_Howarth_2023_05_05 | 2050 | H2 Salt Cavern Storage - ON | Storage | Hydrogen | ON | Dispatch-Storage | FuelCost | 0 | [6 empty] | 0.30832 | 0
LCP_Inputs_ON_Electric_Howarth_2023_05_05 | 2050 | H2 Salt Cavern Storage - ON | Storage | Hydrogen | ON | Dispatch-Storage | VOM | 79093271.5277 | [6 empty] | 0.30832 | 24385932.1231
LCP_Inputs_ON_Electric_Howarth_2023_05_05 | 2050 | H2 Salt Cavern Storage - ON | Storage | Hydrogen | PJ | Dispatch-Storage | EmissionsCost | 0 | [6 empty] | 0.30832 | 0
LCP_Inputs_ON_Electric_Howarth_2023_05_05 | 2050 | H2 Salt Cavern Storage - ON | Storage | Hydrogen | PJ | Dispatch-Storage | FuelCost | 0 | [6 empty] | 0.30832 | 0
LCP_Inputs_ON_Electric_Howarth_2023_05_05 | 2050 | H2 Salt Cavern Storage - ON | Storage | Hydrogen | PJ | Dispatch-Storage | VOM | 0 | [6 empty] | 0.30832 | 0
LCP_Inputs_ON_Electric_Howarth_2023_05_05 | 2050 | H2 Salt Cavern Storage - ON | Storage | Hydrogen | QC | Dispatch-Storage | EmissionsCost | 0 | [6 empty] | 0.30832 | 0
LCP_Inputs_ON_Electric_Howarth_2023_05_05 | 2050 | H2 Salt Cavern Storage - ON | Storage | Hydrogen | QC | Dispatch-Storage | FuelCost | 0 | [6 empty] | 0.30832 | 0
LCP_Inputs_ON_Electric_Howarth_2023_05_05 | 2050 | H2 Salt Cavern Storage - ON | Storage | Hydrogen | QC | Dispatch-Storage | VOM | 0 | [6 empty] | 0.30832 | 0
LCP_Inputs_ON_Electric_Howarth_2023_05_05 | 2050 | H2 Salt Cavern Storage - ON | Storage | Hydrogen | WC | Dispatch-Storage | EmissionsCost | 0 | [6 empty] | 0.30832 | 0
LCP_Inputs_ON_Electric_Howarth_2023_05_05 | 2050 | H2 Salt Cavern Storage - ON | Storage | Hydrogen | WC | Dispatch-Storage | FuelCost | 0 | [6 empty] | 0.30832 | 0
LCP_Inputs_ON_Electric_Howarth_2023_05_05 | 2050 | H2 Salt Cavern Storage - ON | Storage | Hydrogen | WC | Dispatch-Storage | VOM | 0 | [6 empty] | 0.30832 | 0
LCP_Inputs_ON_Electric_Howarth_2023_05_05 | 2050 | Hydro | Generation | Electricity | MI | Dispatch-Generation | EmissionsCost | 0 | [6 empty] | 0.30832 | 0
LCP_Inputs_ON_Electric_Howarth_2023_05_05 | 2050 | Hydro | Generation | Electricity | MI | Dispatch-Generation | FuelCost | 0 | [6 empty] | 0.30832 | 0
LCP_Inputs_ON_Electric_Howarth_2023_05_05 | 2050 | Hydro | Generation | Electricity | MI | Dispatch-Generation | VOM | 0 | [6 empty] | 0.30832 | 0
LCP_Inputs_ON_Electric_Howarth_2023_05_05 | 2050 | Hydro | Generation | Electricity | NY | Dispatch-Generation | EmissionsCost | 0 | [6 empty] | 0.30832 | 0
LCP_Inputs_ON_Electric_Howarth_2023_05_05 | 2050 | Hydro | Generation | Electricity | NY | Dispatch-Generation | FuelCost | 0 | [6 empty] | 0.30832 | 0
LCP_Inputs_ON_Electric_Howarth_2023_05_05 | 2050 | Hydro | Generation | Electricity | NY | Dispatch-Generation | VOM | 0 | [6 empty] | 0.30832 | 0
LCP_Inputs_ON_Electric_Howarth_2023_05_05 | 2050 | Hydro | Generation | Electricity | ON | Dispatch-Generation | EmissionsCost | 0 | [6 empty] | 0.30832 | 0
LCP_Inputs_ON_Electric_Howarth_2023_05_05 | 2050 | Hydro | Generation | Electricity | ON | Dispatch-Generation | FuelCost | 0 | [6 empty] | 0.30832 | 0
LCP_Inputs_ON_Electric_Howarth_2023_05_05 | 2050 | Hydro | Generation | Electricity | ON | Dispatch-Generation | VOM | 0 | [6 empty] | 0.30832 | 0
LCP_Inputs_ON_Electric_Howarth_2023_05_05 | 2050 | Hydro | Generation | Electricity | PJ | Dispatch-Generation | EmissionsCost | 0 | [6 empty] | 0.30832 | 0
LCP_Inputs_ON_Electric_Howarth_2023_05_05 | 2050 | Hydro | Generation | Electricity | PJ | Dispatch-Generation | FuelCost | 0 | [6 empty] | 0.30832 | 0
LCP_Inputs_ON_Electric_Howarth_2023_05_05 | 2050 | Hydro | Generation | Electricity | PJ | Dispatch-Generation | VOM | 0 | [6 empty] | 0.30832 | 0
LCP_Inputs_ON_Electric_Howarth_2023_05_05 | 2050 | Hydro | Generation | Electricity | QC | Dispatch-Generation | EmissionsCost | 0 | [6 empty] | 0.30832 | 0
LCP_Inputs_ON_Electric_Howarth_2023_05_05 | 2050 | Hydro | Generation | Electricity | QC | Dispatch-Generation | FuelCost | 0 | [6 empty] | 0.30832 | 0
LCP_Inputs_ON_Electric_Howarth_2023_05_05 | 2050 | Hydro | Generation | Electricity | QC | Dispatch-Generation | VOM | 0 | [6 empty] | 0.30832 | 0
LCP_Inputs_ON_Electric_Howarth_2023_05_05 | 2050 | Hydro | Generation | Electricity | WC | Dispatch-Generation | EmissionsCost | 0 | [6 empty] | 0.30832 | 0
LCP_Inputs_ON_Electric_Howarth_2023_05_05 | 2050 | Hydro | Generation | Electricity | WC | Dispatch-Generation | FuelCost | 0 | [6 empty] | 0.30832 | 0
LCP_Inputs_ON_Electric_Howarth_2023_05_05 | 2050 | Hydro | Generation | Electricity | WC | Dispatch-Generation | VOM | 0 | [6 empty] | 0.30832 | 0
LCP_Inputs_ON_Electric_Howarth_2023_05_05 | 2050 | Hydro Pumped Storage | Storage | Electricity | MI | Dispatch-Storage | EmissionsCost | 0 | [6 empty] | 0.30832 | 0
LCP_Inputs_ON_Electric_Howarth_2023_05_05 | 2050 | Hydro Pumped Storage | Storage | Electricity | MI | Dispatch-Storage | FuelCost | 0 | [6 empty] | 0.30832 | 0
LCP_Inputs_ON_Electric_Howarth_2023_05_05 | 2050 | Hydro Pumped Storage | Storage | Electricity | MI | Dispatch-Storage | VOM | 0 | [6 empty] | 0.30832 | 0
LCP_Inputs_ON_Electric_Howarth_2023_05_05 | 2050 | Hydro Pumped Storage | Storage | Electricity | NY | Dispatch-Storage | EmissionsCost | 0 | [6 empty] | 0.30832 | 0
LCP_Inputs_ON_Electric_Howarth_2023_05_05 | 2050 | Hydro Pumped Storage | Storage | Electricity | NY | Dispatch-Storage | FuelCost | 0 | [6 empty] | 0.30832 | 0
LCP_Inputs_ON_Electric_Howarth_2023_05_05 | 2050 | Hydro Pumped Storage | Storage | Electricity | NY | Dispatch-Storage | VOM | 0 | [6 empty] | 0.30832 | 0
LCP_Inputs_ON_Electric_Howarth_2023_05_05 | 2050 | Hydro Pumped Storage | Storage | Electricity | ON | Dispatch-Storage | EmissionsCost | 0 | [6 empty] | 0.30832 | 0
LCP_Inputs_ON_Electric_Howarth_2023_05_05 | 2050 | Hydro Pumped Storage | Storage | Electricity | ON | Dispatch-Storage | FuelCost | 0 | [6 empty] | 0.30832 | 0
LCP_Inputs_ON_Electric_Howarth_2023_05_05 | 2050 | Hydro Pumped Storage | Storage | Electricity | ON | Dispatch-Storage | VOM | 0 | [6 empty] | 0.30832 | 0
LCP_Inputs_ON_Electric_Howarth_2023_05_05 | 2050 | Hydro Pumped Storage | Storage | Electricity | PJ | Dispatch-Storage | EmissionsCost | 0 | [6 empty] | 0.30832 | 0
LCP_Inputs_ON_Electric_Howarth_2023_05_05 | 2050 | Hydro Pumped Storage | Storage | Electricity | PJ | Dispatch-Storage | FuelCost | 0 | [6 empty] | 0.30832 | 0
LCP_Inputs_ON_Electric_Howarth_2023_05_05 | 2050 | Hydro Pumped Storage | Storage | Electricity | PJ | Dispatch-Storage | VOM | 0 | [6 empty] | 0.30832 | 0
LCP_Inputs_ON_Electric_Howarth_2023_05_05 | 2050 | Hydro Pumped Storage | Storage | Electricity | QC | Dispatch-Storage | EmissionsCost | 0 | [6 empty] | 0.30832 | 0
LCP_Inputs_ON_Electric_Howarth_2023_05_05 | 2050 | Hydro Pumped Storage | Storage | Electricity | QC | Dispatch-Storage | FuelCost | 0 | [6 empty] | 0.30832 | 0
LCP_Inputs_ON_Electric_Howarth_2023_05_05 | 2050 | Hydro Pumped Storage | Storage | Electricity | QC | Dispatch-Storage | VOM | 0 | [6 empty] | 0.30832 | 0
LCP_Inputs_ON_Electric_Howarth_2023_05_05 | 2050 | Hydro Pumped Storage | Storage | Electricity | WC | Dispatch-Storage | EmissionsCost | 0 | [6 empty] | 0.30832 | 0
LCP_Inputs_ON_Electric_Howarth_2023_05_05 | 2050 | Hydro Pumped Storage | Storage | Electricity | WC | Dispatch-Storage | FuelCost | 0 | [6 empty] | 0.30832 | 0
LCP_Inputs_ON_Electric_Howarth_2023_05_05 | 2050 | Hydro Pumped Storage | Storage | Electricity | WC | Dispatch-Storage | VOM | 0 | [6 empty] | 0.30832 | 0
LCP_Inputs_ON_Electric_Howarth_2023_05_05 | 2050 | Nuclear | Generation | Electricity | MI | Dispatch-Generation | EmissionsCost | 0 | [6 empty] | 0.30832 | 0
LCP_Inputs_ON_Electric_Howarth_2023_05_05 | 2050 | Nuclear | Generation | Electricity | MI | Dispatch-Generation | FuelCost | 0 | [6 empty] | 0.30832 | 0
LCP_Inputs_ON_Electric_Howarth_2023_05_05 | 2050 | Nuclear | Generation | Electricity | MI | Dispatch-Generation | VOM | 2762866296.96 | [6 empty] | 0.30832 | 851843256.4674
LCP_Inputs_ON_Electric_Howarth_2023_05_05 | 2050 | Nuclear | Generation | Electricity | NY | Dispatch-Generation | EmissionsCost | 0 | [6 empty] | 0.30832 | 0
LCP_Inputs_ON_Electric_Howarth_2023_05_05 | 2050 | Nuclear | Generation | Electricity | NY | Dispatch-Generation | FuelCost | 0 | [6 empty] | 0.30832 | 0
LCP_Inputs_ON_Electric_Howarth_2023_05_05 | 2050 | Nuclear | Generation | Electricity | NY | Dispatch-Generation | VOM | 2246155230.144 | [6 empty] | 0.30832 | 692531588.6195
LCP_Inputs_ON_Electric_Howarth_2023_05_05 | 2050 | Nuclear | Generation | Electricity | ON | Dispatch-Generation | EmissionsCost | 0 | [6 empty] | 0.30832 | 0
LCP_Inputs_ON_Electric_Howarth_2023_05_05 | 2050 | Nuclear | Generation | Electricity | ON | Dispatch-Generation | FuelCost | 0 | [6 empty] | 0.30832 | 0
LCP_Inputs_ON_Electric_Howarth_2023_05_05 | 2050 | Nuclear | Generation | Electricity | ON | Dispatch-Generation | VOM | 7823178339.984 | [6 empty] | 0.30832 | 2412031925.1024
LCP_Inputs_ON_Electric_Howarth_2023_05_05 | 2050 | Nuclear | Generation | Electricity | PJ | Dispatch-Generation | EmissionsCost | 0 | [6 empty] | 0.30832 | 0
LCP_Inputs_ON_Electric_Howarth_2023_05_05 | 2050 | Nuclear | Generation | Electricity | PJ | Dispatch-Generation | FuelCost | 0 | [6 empty] | 0.30832 | 0
LCP_Inputs_ON_Electric_Howarth_2023_05_05 | 2050 | Nuclear | Generation | Electricity | PJ | Dispatch-Generation | VOM | 6401347648.6848 | [6 empty] | 0.30832 | 1973654980.2773
LCP_Inputs_ON_Electric_Howarth_2023_05_05 | 2050 | Nuclear | Generation | Electricity | QC | Dispatch-Generation | EmissionsCost | 0 | [6 empty] | 0.30832 | 0
LCP_Inputs_ON_Electric_Howarth_2023_05_05 | 2050 | Nuclear | Generation | Electricity | QC | Dispatch-Generation | FuelCost | 0 | [6 empty] | 0.30832 | 0
LCP_Inputs_ON_Electric_Howarth_2023_05_05 | 2050 | Nuclear | Generation | Electricity | QC | Dispatch-Generation | VOM | 0 | [6 empty] | 0.30832 | 0
LCP_Inputs_ON_Electric_Howarth_2023_05_05 | 2050 | Nuclear | Generation | Electricity | WC | Dispatch-Generation | EmissionsCost | 0 | [6 empty] | 0.30832 | 0
LCP_Inputs_ON_Electric_Howarth_2023_05_05 | 2050 | Nuclear | Generation | Electricity | WC | Dispatch-Generation | FuelCost | 0 | [6 empty] | 0.30832 | 0
LCP_Inputs_ON_Electric_Howarth_2023_05_05 | 2050 | Nuclear | Generation | Electricity | WC | Dispatch-Generation | VOM | 0 | [6 empty] | 0.30832 | 0
LCP_Inputs_ON_Electric_Howarth_2023_05_05 | 2050 | Nuclear SMR | Generation | Electricity | MI | Dispatch-Generation | EmissionsCost | 0 | [6 empty] | 0.30832 | 0
LCP_Inputs_ON_Electric_Howarth_2023_05_05 | 2050 | Nuclear SMR | Generation | Electricity | MI | Dispatch-Generation | FuelCost | 0 | [6 empty] | 0.30832 | 0
LCP_Inputs_ON_Electric_Howarth_2023_05_05 | 2050 | Nuclear SMR | Generation | Electricity | MI | Dispatch-Generation | VOM | 0 | [6 empty] | 0.30832 | 0
LCP_Inputs_ON_Electric_Howarth_2023_05_05 | 2050 | Nuclear SMR | Generation | Electricity | NY | Dispatch-Generation | EmissionsCost | 0 | [6 empty] | 0.30832 | 0
LCP_Inputs_ON_Electric_Howarth_2023_05_05 | 2050 | Nuclear SMR | Generation | Electricity | NY | Dispatch-Generation | FuelCost | 0 | [6 empty] | 0.30832 | 0
LCP_Inputs_ON_Electric_Howarth_2023_05_05 | 2050 | Nuclear SMR | Generation | Electricity | NY | Dispatch-Generation | VOM | 0 | [6 empty] | 0.30832 | 0
LCP_Inputs_ON_Electric_Howarth_2023_05_05 | 2050 | Nuclear SMR | Generation | Electricity | ON | Dispatch-Generation | EmissionsCost | 0 | [6 empty] | 0.30832 | 0
LCP_Inputs_ON_Electric_Howarth_2023_05_05 | 2050 | Nuclear SMR | Generation | Electricity | ON | Dispatch-Generation | FuelCost | 0 | [6 empty] | 0.30832 | 0
LCP_Inputs_ON_Electric_Howarth_2023_05_05 | 2050 | Nuclear SMR | Generation | Electricity | ON | Dispatch-Generation | VOM | 187198228.8 | [6 empty] | 0.30832 | 57716708.5506
LCP_Inputs_ON_Electric_Howarth_2023_05_05 | 2050 | Nuclear SMR | Generation | Electricity | PJ | Dispatch-Generation | EmissionsCost | 0 | [6 empty] | 0.30832 | 0
LCP_Inputs_ON_Electric_Howarth_2023_05_05 | 2050 | Nuclear SMR | Generation | Electricity | PJ | Dispatch-Generation | FuelCost | 0 | [6 empty] | 0.30832 | 0
LCP_Inputs_ON_Electric_Howarth_2023_05_05 | 2050 | Nuclear SMR | Generation | Electricity | PJ | Dispatch-Generation | VOM | 0 | [6 empty] | 0.30832 | 0
LCP_Inputs_ON_Electric_Howarth_2023_05_05 | 2050 | Nuclear SMR | Generation | Electricity | QC | Dispatch-Generation | EmissionsCost | 0 | [6 empty] | 0.30832 | 0
LCP_Inputs_ON_Electric_Howarth_2023_05_05 | 2050 | Nuclear SMR | Generation | Electricity | QC | Dispatch-Generation | FuelCost | 0 | [6 empty] | 0.30832 | 0
LCP_Inputs_ON_Electric_Howarth_2023_05_05 | 2050 | Nuclear SMR | Generation | Electricity | QC | Dispatch-Generation | VOM | 0 | [6 empty] | 0.30832 | 0
LCP_Inputs_ON_Electric_Howarth_2023_05_05 | 2050 | Nuclear SMR | Generation | Electricity | WC | Dispatch-Generation | EmissionsCost | 0 | [6 empty] | 0.30832 | 0
LCP_Inputs_ON_Electric_Howarth_2023_05_05 | 2050 | Nuclear SMR | Generation | Electricity | WC | Dispatch-Generation | FuelCost | 0 | [6 empty] | 0.30832 | 0
LCP_Inputs_ON_Electric_Howarth_2023_05_05 | 2050 | Nuclear SMR | Generation | Electricity | WC | Dispatch-Generation | VOM | 0 | [6 empty] | 0.30832 | 0
LCP_Inputs_ON_Electric_Howarth_2023_05_05 | 2050 | O/CCGT - CH4 Existing | Crossload | Electricity | MI | Dispatch-Crossload | EmissionsCost | 0 | [6 empty] | 0.30832 | 0
LCP_Inputs_ON_Electric_Howarth_2023_05_05 | 2050 | O/CCGT - CH4 Existing | Crossload | Electricity | MI | Dispatch-Crossload | FuelCost | 0 | [6 empty] | 0.30832 | 0
LCP_Inputs_ON_Electric_Howarth_2023_05_05 | 2050 | O/CCGT - CH4 Existing | Crossload | Electricity | MI | Dispatch-Crossload | VOM | 0 | [6 empty] | 0.30832 | 0
LCP_Inputs_ON_Electric_Howarth_2023_05_05 | 2050 | O/CCGT - CH4 Existing | Crossload | Electricity | NY | Dispatch-Crossload | EmissionsCost | 0 | [6 empty] | 0.30832 | 0
LCP_Inputs_ON_Electric_Howarth_2023_05_05 | 2050 | O/CCGT - CH4 Existing | Crossload | Electricity | NY | Dispatch-Crossload | FuelCost | 0 | [6 empty] | 0.30832 | 0
LCP_Inputs_ON_Electric_Howarth_2023_05_05 | 2050 | O/CCGT - CH4 Existing | Crossload | Electricity | NY | Dispatch-Crossload | VOM | 0 | [6 empty] | 0.30832 | 0
LCP_Inputs_ON_Electric_Howarth_2023_05_05 | 2050 | O/CCGT - CH4 Existing | Crossload | Electricity | ON | Dispatch-Crossload | EmissionsCost | 0 | [6 empty] | 0.30832 | 0
LCP_Inputs_ON_Electric_Howarth_2023_05_05 | 2050 | O/CCGT - CH4 Existing | Crossload | Electricity | ON | Dispatch-Crossload | FuelCost | 0 | [6 empty] | 0.30832 | 0
LCP_Inputs_ON_Electric_Howarth_2023_05_05 | 2050 | O/CCGT - CH4 Existing | Crossload | Electricity | ON | Dispatch-Crossload | VOM | 0 | [6 empty] | 0.30832 | 0
LCP_Inputs_ON_Electric_Howarth_2023_05_05 | 2050 | O/CCGT - CH4 Existing | Crossload | Electricity | PJ | Dispatch-Crossload | EmissionsCost | 0 | [6 empty] | 0.30832 | 0
LCP_Inputs_ON_Electric_Howarth_2023_05_05 | 2050 | O/CCGT - CH4 Existing | Crossload | Electricity | PJ | Dispatch-Crossload | FuelCost | 0 | [6 empty] | 0.30832 | 0
LCP_Inputs_ON_Electric_Howarth_2023_05_05 | 2050 | O/CCGT - CH4 Existing | Crossload | Electricity | PJ | Dispatch-Crossload | VOM | 0 | [6 empty] | 0.30832 | 0
LCP_Inputs_ON_Electric_Howarth_2023_05_05 | 2050 | O/CCGT - CH4 Existing | Crossload | Electricity | QC | Dispatch-Crossload | EmissionsCost | 0 | [6 empty] | 0.30832 | 0
LCP_Inputs_ON_Electric_Howarth_2023_05_05 | 2050 | O/CCGT - CH4 Existing | Crossload | Electricity | QC | Dispatch-Crossload | FuelCost | 0 | [6 empty] | 0.30832 | 0
LCP_Inputs_ON_Electric_Howarth_2023_05_05 | 2050 | O/CCGT - CH4 Existing | Crossload | Electricity | QC | Dispatch-Crossload | VOM | 0 | [6 empty] | 0.30832 | 0
LCP_Inputs_ON_Electric_Howarth_2023_05_05 | 2050 | O/CCGT - CH4 Existing | Crossload | Electricity | WC | Dispatch-Crossload | EmissionsCost | 0 | [6 empty] | 0.30832 | 0
LCP_Inputs_ON_Electric_Howarth_2023_05_05 | 2050 | O/CCGT - CH4 Existing | Crossload | Electricity | WC | Dispatch-Crossload | FuelCost | 0 | [6 empty] | 0.30832 | 0
LCP_Inputs_ON_Electric_Howarth_2023_05_05 | 2050 | O/CCGT - CH4 Existing | Crossload | Electricity | WC | Dispatch-Crossload | VOM | 0 | [6 empty] | 0.30832 | 0
LCP_Inputs_ON_Electric_Howarth_2023_05_05 | 2050 | O/CCGT - CH4 New | Crossload | Electricity | MI | Dispatch-Crossload | EmissionsCost | 0 | [6 empty] | 0.30832 | 0
LCP_Inputs_ON_Electric_Howarth_2023_05_05 | 2050 | O/CCGT - CH4 New | Crossload | Electricity | MI | Dispatch-Crossload | FuelCost | 0 | [6 empty] | 0.30832 | 0
LCP_Inputs_ON_Electric_Howarth_2023_05_05 | 2050 | O/CCGT - CH4 New | Crossload | Electricity | MI | Dispatch-Crossload | VOM | 0 | [6 empty] | 0.30832 | 0
LCP_Inputs_ON_Electric_Howarth_2023_05_05 | 2050 | O/CCGT - CH4 New | Crossload | Electricity | NY | Dispatch-Crossload | EmissionsCost | 0 | [6 empty] | 0.30832 | 0
LCP_Inputs_ON_Electric_Howarth_2023_05_05 | 2050 | O/CCGT - CH4 New | Crossload | Electricity | NY | Dispatch-Crossload | FuelCost | 0 | [6 empty] | 0.30832 | 0
LCP_Inputs_ON_Electric_Howarth_2023_05_05 | 2050 | O/CCGT - CH4 New | Crossload | Electricity | NY | Dispatch-Crossload | VOM | 0 | [6 empty] | 0.30832 | 0
LCP_Inputs_ON_Electric_Howarth_2023_05_05 | 2050 | O/CCGT - CH4 New | Crossload | Electricity | ON | Dispatch-Crossload | EmissionsCost | 0 | [6 empty] | 0.30832 | 0
LCP_Inputs_ON_Electric_Howarth_2023_05_05 | 2050 | O/CCGT - CH4 New | Crossload | Electricity | ON | Dispatch-Crossload | FuelCost | 0 | [6 empty] | 0.30832 | 0
LCP_Inputs_ON_Electric_Howarth_2023_05_05 | 2050 | O/CCGT - CH4 New | Crossload | Electricity | ON | Dispatch-Crossload | VOM | 0 | [6 empty] | 0.30832 | 0
LCP_Inputs_ON_Electric_Howarth_2023_05_05 | 2050 | O/CCGT - CH4 New | Crossload | Electricity | PJ | Dispatch-Crossload | EmissionsCost | 0 | [6 empty] | 0.30832 | 0
LCP_Inputs_ON_Electric_Howarth_2023_05_05 | 2050 | O/CCGT - CH4 New | Crossload | Electricity | PJ | Dispatch-Crossload | FuelCost | 0 | [6 empty] | 0.30832 | 0
LCP_Inputs_ON_Electric_Howarth_2023_05_05 | 2050 | O/CCGT - CH4 New | Crossload | Electricity | PJ | Dispatch-Crossload | VOM | 0 | [6 empty] | 0.30832 | 0
LCP_Inputs_ON_Electric_Howarth_2023_05_05 | 2050 | O/CCGT - CH4 New | Crossload | Electricity | QC | Dispatch-Crossload | EmissionsCost | 0 | [6 empty] | 0.30832 | 0
LCP_Inputs_ON_Electric_Howarth_2023_05_05 | 2050 | O/CCGT - CH4 New | Crossload | Electricity | QC | Dispatch-Crossload | FuelCost | 0 | [6 empty] | 0.30832 | 0
LCP_Inputs_ON_Electric_Howarth_2023_05_05 | 2050 | O/CCGT - CH4 New | Crossload | Electricity | QC | Dispatch-Crossload | VOM | 0 | [6 empty] | 0.30832 | 0
LCP_Inputs_ON_Electric_Howarth_2023_05_05 | 2050 | O/CCGT - CH4 New | Crossload | Electricity | WC | Dispatch-Crossload | EmissionsCost | 0 | [6 empty] | 0.30832 | 0
LCP_Inputs_ON_Electric_Howarth_2023_05_05 | 2050 | O/CCGT - CH4 New | Crossload | Electricity | WC | Dispatch-Crossload | FuelCost | 0 | [6 empty] | 0.30832 | 0
LCP_Inputs_ON_Electric_Howarth_2023_05_05 | 2050 | O/CCGT - CH4 New | Crossload | Electricity | WC | Dispatch-Crossload | VOM | 0 | [6 empty] | 0.30832 | 0
LCP_Inputs_ON_Electric_Howarth_2023_05_05 | 2050 | O/CCGT - H2 New | Crossload | Electricity | MI | Dispatch-Crossload | EmissionsCost | 0 | [6 empty] | 0.30832 | 0
LCP_Inputs_ON_Electric_Howarth_2023_05_05 | 2050 | O/CCGT - H2 New | Crossload | Electricity | MI | Dispatch-Crossload | FuelCost | 0 | [6 empty] | 0.30832 | 0
LCP_Inputs_ON_Electric_Howarth_2023_05_05 | 2050 | O/CCGT - H2 New | Crossload | Electricity | MI | Dispatch-Crossload | VOM | 0 | [6 empty] | 0.30832 | 0
LCP_Inputs_ON_Electric_Howarth_2023_05_05 | 2050 | O/CCGT - H2 New | Crossload | Electricity | NY | Dispatch-Crossload | EmissionsCost | 0 | [6 empty] | 0.30832 | 0
LCP_Inputs_ON_Electric_Howarth_2023_05_05 | 2050 | O/CCGT - H2 New | Crossload | Electricity | NY | Dispatch-Crossload | FuelCost | 0 | [6 empty] | 0.30832 | 0
LCP_Inputs_ON_Electric_Howarth_2023_05_05 | 2050 | O/CCGT - H2 New | Crossload | Electricity | NY | Dispatch-Crossload | VOM | 0 | [6 empty] | 0.30832 | 0
LCP_Inputs_ON_Electric_Howarth_2023_05_05 | 2050 | O/CCGT - H2 New | Crossload | Electricity | ON | Dispatch-Crossload | EmissionsCost | 0 | [6 empty] | 0.30832 | 0
LCP_Inputs_ON_Electric_Howarth_2023_05_05 | 2050 | O/CCGT - H2 New | Crossload | Electricity | ON | Dispatch-Crossload | FuelCost | 0 | [6 empty] | 0.30832 | 0
LCP_Inputs_ON_Electric_Howarth_2023_05_05 | 2050 | O/CCGT - H2 New | Crossload | Electricity | ON | Dispatch-Crossload | VOM | 2296200.1893 | [6 empty] | 0.30832 | 707961.3838
LCP_Inputs_ON_Electric_Howarth_2023_05_05 | 2050 | O/CCGT - H2 New | Crossload | Electricity | PJ | Dispatch-Crossload | EmissionsCost | 0 | [6 empty] | 0.30832 | 0
LCP_Inputs_ON_Electric_Howarth_2023_05_05 | 2050 | O/CCGT - H2 New | Crossload | Electricity | PJ | Dispatch-Crossload | FuelCost | 0 | [6 empty] | 0.30832 | 0
LCP_Inputs_ON_Electric_Howarth_2023_05_05 | 2050 | O/CCGT - H2 New | Crossload | Electricity | PJ | Dispatch-Crossload | VOM | 0 | [6 empty] | 0.30832 | 0
LCP_Inputs_ON_Electric_Howarth_2023_05_05 | 2050 | O/CCGT - H2 New | Crossload | Electricity | QC | Dispatch-Crossload | EmissionsCost | 0 | [6 empty] | 0.30832 | 0
LCP_Inputs_ON_Electric_Howarth_2023_05_05 | 2050 | O/CCGT - H2 New | Crossload | Electricity | QC | Dispatch-Crossload | FuelCost | 0 | [6 empty] | 0.30832 | 0
LCP_Inputs_ON_Electric_Howarth_2023_05_05 | 2050 | O/CCGT - H2 New | Crossload | Electricity | QC | Dispatch-Crossload | VOM | 0 | [6 empty] | 0.30832 | 0
LCP_Inputs_ON_Electric_Howarth_2023_05_05 | 2050 | O/CCGT - H2 New | Crossload | Electricity | WC | Dispatch-Crossload | EmissionsCost | 0 | [6 empty] | 0.30832 | 0
LCP_Inputs_ON_Electric_Howarth_2023_05_05 | 2050 | O/CCGT - H2 New | Crossload | Electricity | WC | Dispatch-Crossload | FuelCost | 0 | [6 empty] | 0.30832 | 0
LCP_Inputs_ON_Electric_Howarth_2023_05_05 | 2050 | O/CCGT - H2 New | Crossload | Electricity | WC | Dispatch-Crossload | VOM | 0 | [6 empty] | 0.30832 | 0
LCP_Inputs_ON_Electric_Howarth_2023_05_05 | 2050 | SMR CCS | Generation | Hydrogen | MI | Dispatch-Generation | EmissionsCost | 0 | [6 empty] | 0.30832 | 0
LCP_Inputs_ON_Electric_Howarth_2023_05_05 | 2050 | SMR CCS | Generation | Hydrogen | MI | Dispatch-Generation | FuelCost | 0 | [6 empty] | 0.30832 | 0
LCP_Inputs_ON_Electric_Howarth_2023_05_05 | 2050 | SMR CCS | Generation | Hydrogen | MI | Dispatch-Generation | VOM | 0 | [6 empty] | 0.30832 | 0
LCP_Inputs_ON_Electric_Howarth_2023_05_05 | 2050 | SMR CCS | Generation | Hydrogen | NY | Dispatch-Generation | EmissionsCost | 0 | [6 empty] | 0.30832 | 0
LCP_Inputs_ON_Electric_Howarth_2023_05_05 | 2050 | SMR CCS | Generation | Hydrogen | NY | Dispatch-Generation | FuelCost | 0 | [6 empty] | 0.30832 | 0
LCP_Inputs_ON_Electric_Howarth_2023_05_05 | 2050 | SMR CCS | Generation | Hydrogen | NY | Dispatch-Generation | VOM | 0 | [6 empty] | 0.30832 | 0
LCP_Inputs_ON_Electric_Howarth_2023_05_05 | 2050 | SMR CCS | Generation | Hydrogen | ON | Dispatch-Generation | EmissionsCost | 487610.0131 | [6 empty] | 0.30832 | 150339.2697
LCP_Inputs_ON_Electric_Howarth_2023_05_05 | 2050 | SMR CCS | Generation | Hydrogen | ON | Dispatch-Generation | FuelCost | 221402.3617 | [6 empty] | 0.30832 | 68262.4812
LCP_Inputs_ON_Electric_Howarth_2023_05_05 | 2050 | SMR CCS | Generation | Hydrogen | ON | Dispatch-Generation | VOM | 0 | [6 empty] | 0.30832 | 0
LCP_Inputs_ON_Electric_Howarth_2023_05_05 | 2050 | SMR CCS | Generation | Hydrogen | PJ | Dispatch-Generation | EmissionsCost | 0 | [6 empty] | 0.30832 | 0
LCP_Inputs_ON_Electric_Howarth_2023_05_05 | 2050 | SMR CCS | Generation | Hydrogen | PJ | Dispatch-Generation | FuelCost | 0 | [6 empty] | 0.30832 | 0
LCP_Inputs_ON_Electric_Howarth_2023_05_05 | 2050 | SMR CCS | Generation | Hydrogen | PJ | Dispatch-Generation | VOM | 0 | [6 empty] | 0.30832 | 0
LCP_Inputs_ON_Electric_Howarth_2023_05_05 | 2050 | SMR CCS | Generation | Hydrogen | QC | Dispatch-Generation | EmissionsCost | 0 | [6 empty] | 0.30832 | 0
LCP_Inputs_ON_Electric_Howarth_2023_05_05 | 2050 | SMR CCS | Generation | Hydrogen | QC | Dispatch-Generation | FuelCost | 0 | [6 empty] | 0.30832 | 0
LCP_Inputs_ON_Electric_Howarth_2023_05_05 | 2050 | SMR CCS | Generation | Hydrogen | QC | Dispatch-Generation | VOM | 0 | [6 empty] | 0.30832 | 0
LCP_Inputs_ON_Electric_Howarth_2023_05_05 | 2050 | SMR CCS | Generation | Hydrogen | WC | Dispatch-Generation | EmissionsCost | 0 | [6 empty] | 0.30832 | 0
LCP_Inputs_ON_Electric_Howarth_2023_05_05 | 2050 | SMR CCS | Generation | Hydrogen | WC | Dispatch-Generation | FuelCost | 0 | [6 empty] | 0.30832 | 0
LCP_Inputs_ON_Electric_Howarth_2023_05_05 | 2050 | SMR CCS | Generation | Hydrogen | WC | Dispatch-Generation | VOM | 0 | [6 empty] | 0.30832 | 0
LCP_Inputs_ON_Electric_Howarth_2023_05_05 | 2050 | Solar PV | Generation | Electricity | MI | Dispatch-Generation | EmissionsCost | 0 | [6 empty] | 0.30832 | 0
LCP_Inputs_ON_Electric_Howarth_2023_05_05 | 2050 | Solar PV | Generation | Electricity | MI | Dispatch-Generation | FuelCost | 0 | [6 empty] | 0.30832 | 0
LCP_Inputs_ON_Electric_Howarth_2023_05_05 | 2050 | Solar PV | Generation | Electricity | MI | Dispatch-Generation | VOM | 0 | [6 empty] | 0.30832 | 0
LCP_Inputs_ON_Electric_Howarth_2023_05_05 | 2050 | Solar PV | Generation | Electricity | NY | Dispatch-Generation | EmissionsCost | 0 | [6 empty] | 0.30832 | 0
LCP_Inputs_ON_Electric_Howarth_2023_05_05 | 2050 | Solar PV | Generation | Electricity | NY | Dispatch-Generation | FuelCost | 0 | [6 empty] | 0.30832 | 0
LCP_Inputs_ON_Electric_Howarth_2023_05_05 | 2050 | Solar PV | Generation | Electricity | NY | Dispatch-Generation | VOM | 0 | [6 empty] | 0.30832 | 0
LCP_Inputs_ON_Electric_Howarth_2023_05_05 | 2050 | Solar PV | Generation | Electricity | ON | Dispatch-Generation | EmissionsCost | 0 | [6 empty] | 0.30832 | 0
LCP_Inputs_ON_Electric_Howarth_2023_05_05 | 2050 | Solar PV | Generation | Electricity | ON | Dispatch-Generation | FuelCost | 0 | [6 empty] | 0.30832 | 0
LCP_Inputs_ON_Electric_Howarth_2023_05_05 | 2050 | Solar PV | Generation | Electricity | ON | Dispatch-Generation | VOM | 0 | [6 empty] | 0.30832 | 0
LCP_Inputs_ON_Electric_Howarth_2023_05_05 | 2050 | Solar PV | Generation | Electricity | PJ | Dispatch-Generation | EmissionsCost | 0 | [6 empty] | 0.30832 | 0
LCP_Inputs_ON_Electric_Howarth_2023_05_05 | 2050 | Solar PV | Generation | Electricity | PJ | Dispatch-Generation | FuelCost | 0 | [6 empty] | 0.30832 | 0
LCP_Inputs_ON_Electric_Howarth_2023_05_05 | 2050 | Solar PV | Generation | Electricity | PJ | Dispatch-Generation | VOM | 0 | [6 empty] | 0.30832 | 0
LCP_Inputs_ON_Electric_Howarth_2023_05_05 | 2050 | Solar PV | Generation | Electricity | QC | Dispatch-Generation | EmissionsCost | 0 | [6 empty] | 0.30832 | 0
LCP_Inputs_ON_Electric_Howarth_2023_05_05 | 2050 | Solar PV | Generation | Electricity | QC | Dispatch-Generation | FuelCost | 0 | [6 empty] | 0.30832 | 0
LCP_Inputs_ON_Electric_Howarth_2023_05_05 | 2050 | Solar PV | Generation | Electricity | QC | Dispatch-Generation | VOM | 0 | [6 empty] | 0.30832 | 0
LCP_Inputs_ON_Electric_Howarth_2023_05_05 | 2050 | Solar PV | Generation | Electricity | WC | Dispatch-Generation | EmissionsCost | 0 | [6 empty] | 0.30832 | 0
LCP_Inputs_ON_Electric_Howarth_2023_05_05 | 2050 | Solar PV | Generation | Electricity | WC | Dispatch-Generation | FuelCost | 0 | [6 empty] | 0.30832 | 0
LCP_Inputs_ON_Electric_Howarth_2023_05_05 | 2050 | Solar PV | Generation | Electricity | WC | Dispatch-Generation | VOM | 0 | [6 empty] | 0.30832 | 0
LCP_Inputs_ON_Electric_Howarth_2023_05_05 | 2050 | Wind Offshore | Generation | Electricity | MI | Dispatch-Generation | EmissionsCost | 0 | [6 empty] | 0.30832 | 0
LCP_Inputs_ON_Electric_Howarth_2023_05_05 | 2050 | Wind Offshore | Generation | Electricity | MI | Dispatch-Generation | FuelCost | 0 | [6 empty] | 0.30832 | 0
LCP_Inputs_ON_Electric_Howarth_2023_05_05 | 2050 | Wind Offshore | Generation | Electricity | MI | Dispatch-Generation | VOM | 0 | [6 empty] | 0.30832 | 0
LCP_Inputs_ON_Electric_Howarth_2023_05_05 | 2050 | Wind Offshore | Generation | Electricity | NY | Dispatch-Generation | EmissionsCost | 0 | [6 empty] | 0.30832 | 0
LCP_Inputs_ON_Electric_Howarth_2023_05_05 | 2050 | Wind Offshore | Generation | Electricity | NY | Dispatch-Generation | FuelCost | 0 | [6 empty] | 0.30832 | 0
LCP_Inputs_ON_Electric_Howarth_2023_05_05 | 2050 | Wind Offshore | Generation | Electricity | NY | Dispatch-Generation | VOM | 0 | [6 empty] | 0.30832 | 0
LCP_Inputs_ON_Electric_Howarth_2023_05_05 | 2050 | Wind Offshore | Generation | Electricity | ON | Dispatch-Generation | EmissionsCost | 0 | [6 empty] | 0.30832 | 0
LCP_Inputs_ON_Electric_Howarth_2023_05_05 | 2050 | Wind Offshore | Generation | Electricity | ON | Dispatch-Generation | FuelCost | 0 | [6 empty] | 0.30832 | 0
LCP_Inputs_ON_Electric_Howarth_2023_05_05 | 2050 | Wind Offshore | Generation | Electricity | ON | Dispatch-Generation | VOM | 0 | [6 empty] | 0.30832 | 0
LCP_Inputs_ON_Electric_Howarth_2023_05_05 | 2050 | Wind Offshore | Generation | Electricity | PJ | Dispatch-Generation | EmissionsCost | 0 | [6 empty] | 0.30832 | 0
LCP_Inputs_ON_Electric_Howarth_2023_05_05 | 2050 | Wind Offshore | Generation | Electricity | PJ | Dispatch-Generation | FuelCost | 0 | [6 empty] | 0.30832 | 0
LCP_Inputs_ON_Electric_Howarth_2023_05_05 | 2050 | Wind Offshore | Generation | Electricity | PJ | Dispatch-Generation | VOM | 0 | [6 empty] | 0.30832 | 0
LCP_Inputs_ON_Electric_Howarth_2023_05_05 | 2050 | Wind Offshore | Generation | Electricity | QC | Dispatch-Generation | EmissionsCost | 0 | [6 empty] | 0.30832 | 0
LCP_Inputs_ON_Electric_Howarth_2023_05_05 | 2050 | Wind Offshore | Generation | Electricity | QC | Dispatch-Generation | FuelCost | 0 | [6 empty] | 0.30832 | 0
LCP_Inputs_ON_Electric_Howarth_2023_05_05 | 2050 | Wind Offshore | Generation | Electricity | QC | Dispatch-Generation | VOM | 0 | [6 empty] | 0.30832 | 0
LCP_Inputs_ON_Electric_Howarth_2023_05_05 | 2050 | Wind Offshore | Generation | Electricity | WC | Dispatch-Generation | EmissionsCost | 0 | [6 empty] | 0.30832 | 0
LCP_Inputs_ON_Electric_Howarth_2023_05_05 | 2050 | Wind Offshore | Generation | Electricity | WC | Dispatch-Generation | FuelCost | 0 | [6 empty] | 0.30832 | 0
LCP_Inputs_ON_Electric_Howarth_2023_05_05 | 2050 | Wind Offshore | Generation | Electricity | WC | Dispatch-Generation | VOM | 0 | [6 empty] | 0.30832 | 0
LCP_Inputs_ON_Electric_Howarth_2023_05_05 | 2050 | Wind Onshore | Generation | Electricity | MI | Dispatch-Generation | EmissionsCost | 0 | [6 empty] | 0.30832 | 0
LCP_Inputs_ON_Electric_Howarth_2023_05_05 | 2050 | Wind Onshore | Generation | Electricity | MI | Dispatch-Generation | FuelCost | 0 | [6 empty] | 0.30832 | 0
LCP_Inputs_ON_Electric_Howarth_2023_05_05 | 2050 | Wind Onshore | Generation | Electricity | MI | Dispatch-Generation | VOM | 0 | [6 empty] | 0.30832 | 0
LCP_Inputs_ON_Electric_Howarth_2023_05_05 | 2050 | Wind Onshore | Generation | Electricity | NY | Dispatch-Generation | EmissionsCost | 0 | [6 empty] | 0.30832 | 0
LCP_Inputs_ON_Electric_Howarth_2023_05_05 | 2050 | Wind Onshore | Generation | Electricity | NY | Dispatch-Generation | FuelCost | 0 | [6 empty] | 0.30832 | 0
LCP_Inputs_ON_Electric_Howarth_2023_05_05 | 2050 | Wind Onshore | Generation | Electricity | NY | Dispatch-Generation | VOM | 0 | [6 empty] | 0.30832 | 0
LCP_Inputs_ON_Electric_Howarth_2023_05_05 | 2050 | Wind Onshore | Generation | Electricity | ON | Dispatch-Generation | EmissionsCost | 0 | [6 empty] | 0.30832 | 0
LCP_Inputs_ON_Electric_Howarth_2023_05_05 | 2050 | Wind Onshore | Generation | Electricity | ON | Dispatch-Generation | FuelCost | 0 | [6 empty] | 0.30832 | 0
LCP_Inputs_ON_Electric_Howarth_2023_05_05 | 2050 | Wind Onshore | Generation | Electricity | ON | Dispatch-Generation | VOM | 0 | [6 empty] | 0.30832 | 0
LCP_Inputs_ON_Electric_Howarth_2023_05_05 | 2050 | Wind Onshore | Generation | Electricity | PJ | Dispatch-Generation | EmissionsCost | 0 | [6 empty] | 0.30832 | 0
LCP_Inputs_ON_Electric_Howarth_2023_05_05 | 2050 | Wind Onshore | Generation | Electricity | PJ | Dispatch-Generation | FuelCost | 0 | [6 empty] | 0.30832 | 0
LCP_Inputs_ON_Electric_Howarth_2023_05_05 | 2050 | Wind Onshore | Generation | Electricity | PJ | Dispatch-Generation | VOM | 0 | [6 empty] | 0.30832 | 0
LCP_Inputs_ON_Electric_Howarth_2023_05_05 | 2050 | Wind Onshore | Generation | Electricity | QC | Dispatch-Generation | EmissionsCost | 0 | [6 empty] | 0.30832 | 0
LCP_Inputs_ON_Electric_Howarth_2023_05_05 | 2050 | Wind Onshore | Generation | Electricity | QC | Dispatch-Generation | FuelCost | 0 | [6 empty] | 0.30832 | 0
LCP_Inputs_ON_Electric_Howarth_2023_05_05 | 2050 | Wind Onshore | Generation | Electricity | QC | Dispatch-Generation | VOM | 0 | [6 empty] | 0.30832 | 0
LCP_Inputs_ON_Electric_Howarth_2023_05_05 | 2050 | Wind Onshore | Generation | Electricity | WC | Dispatch-Generation | EmissionsCost | 0 | [6 empty] | 0.30832 | 0
LCP_Inputs_ON_Electric_Howarth_2023_05_05 | 2050 | Wind Onshore | Generation | Electricity | WC | Dispatch-Generation | FuelCost | 0 | [6 empty] | 0.30832 | 0
LCP_Inputs_ON_Electric_Howarth_2023_05_05 | 2050 | Wind Onshore | Generation | Electricity | WC | Dispatch-Generation | VOM | 0 | [6 empty] | 0.30832 | 0
LCP_Inputs_ON_Electric_Howarth_2023_05_05 | 2030 | Anaerobic Digestion | Generation |  | ON | Capacity-Generation | CONE | 0 | [6 empty] | 0.67556 | 0
LCP_Inputs_ON_Electric_Howarth_2023_05_05 | 2030 | Anaerobic Digestion | Generation |  | ON | Capacity-Generation | FOM | 0 | [6 empty] | 0.67556 | 0
LCP_Inputs_ON_Electric_Howarth_2023_05_05 | 2030 | Anaerobic Digestion | Generation |  | ON | Capacity-Generation | Flex Adder | 0 | [6 empty] | 0.67556 | 0
LCP_Inputs_ON_Electric_Howarth_2023_05_05 | 2030 | Battery Storage | Storage |  | ON | Capacity-Storage | CONE | 0 | [6 empty] | 0.67556 | 0
LCP_Inputs_ON_Electric_Howarth_2023_05_05 | 2030 | Battery Storage | Storage |  | ON | Capacity-Storage | FOM | 0 | [6 empty] | 0.67556 | 0
LCP_Inputs_ON_Electric_Howarth_2023_05_05 | 2030 | Battery Storage | Storage |  | ON | Capacity-Storage | Flex Adder | 0 | [6 empty] | 0.67556 | 0
LCP_Inputs_ON_Electric_Howarth_2023_05_05 | 2030 | CH4 + CCS | Generation |  | ON | Capacity-Generation | CONE | 0 | [6 empty] | 0.67556 | 0
LCP_Inputs_ON_Electric_Howarth_2023_05_05 | 2030 | CH4 + CCS | Generation |  | ON | Capacity-Generation | FOM | 0 | [6 empty] | 0.67556 | 0
LCP_Inputs_ON_Electric_Howarth_2023_05_05 | 2030 | CH4 + CCS | Generation |  | ON | Capacity-Generation | Flex Adder | 0 | [6 empty] | 0.67556 | 0
LCP_Inputs_ON_Electric_Howarth_2023_05_05 | 2030 | Electrolyser 2020/2030 | Crossload |  | ON | Capacity-Crossload | CONE | 272354923.7596 | [6 empty] | 0.67556 | 183993227.6952
LCP_Inputs_ON_Electric_Howarth_2023_05_05 | 2030 | Electrolyser 2020/2030 | Crossload |  | ON | Capacity-Crossload | FOM | 11376563.2314 | [6 empty] | 0.67556 | 7685598.4835
LCP_Inputs_ON_Electric_Howarth_2023_05_05 | 2030 | Electrolyser 2020/2030 | Crossload |  | ON | Capacity-Crossload | Flex Adder | 0 | [6 empty] | 0.67556 | 0
LCP_Inputs_ON_Electric_Howarth_2023_05_05 | 2030 | Generic - Generator | Generation |  | MI | Capacity-Generation | CONE | 0 | [6 empty] | 0.67556 | 0
LCP_Inputs_ON_Electric_Howarth_2023_05_05 | 2030 | Generic - Generator | Generation |  | MI | Capacity-Generation | FOM | 0 | [6 empty] | 0.67556 | 0
LCP_Inputs_ON_Electric_Howarth_2023_05_05 | 2030 | Generic - Generator | Generation |  | MI | Capacity-Generation | Flex Adder | 0 | [6 empty] | 0.67556 | 0
LCP_Inputs_ON_Electric_Howarth_2023_05_05 | 2030 | Generic - Generator | Generation |  | NY | Capacity-Generation | CONE | 0 | [6 empty] | 0.67556 | 0
LCP_Inputs_ON_Electric_Howarth_2023_05_05 | 2030 | Generic - Generator | Generation |  | NY | Capacity-Generation | FOM | 0 | [6 empty] | 0.67556 | 0
LCP_Inputs_ON_Electric_Howarth_2023_05_05 | 2030 | Generic - Generator | Generation |  | NY | Capacity-Generation | Flex Adder | 0 | [6 empty] | 0.67556 | 0
LCP_Inputs_ON_Electric_Howarth_2023_05_05 | 2030 | Generic - Generator | Generation |  | PJ | Capacity-Generation | CONE | 0 | [6 empty] | 0.67556 | 0
LCP_Inputs_ON_Electric_Howarth_2023_05_05 | 2030 | Generic - Generator | Generation |  | PJ | Capacity-Generation | FOM | 0 | [6 empty] | 0.67556 | 0
LCP_Inputs_ON_Electric_Howarth_2023_05_05 | 2030 | Generic - Generator | Generation |  | PJ | Capacity-Generation | Flex Adder | 0 | [6 empty] | 0.67556 | 0
LCP_Inputs_ON_Electric_Howarth_2023_05_05 | 2030 | Generic - Generator | Generation |  | QC | Capacity-Generation | CONE | 0 | [6 empty] | 0.67556 | 0
LCP_Inputs_ON_Electric_Howarth_2023_05_05 | 2030 | Generic - Generator | Generation |  | QC | Capacity-Generation | FOM | 0 | [6 empty] | 0.67556 | 0
LCP_Inputs_ON_Electric_Howarth_2023_05_05 | 2030 | Generic - Generator | Generation |  | QC | Capacity-Generation | Flex Adder | 0 | [6 empty] | 0.67556 | 0
LCP_Inputs_ON_Electric_Howarth_2023_05_05 | 2030 | Generic - Generator | Generation |  | WC | Capacity-Generation | CONE | 0 | [6 empty] | 0.67556 | 0
LCP_Inputs_ON_Electric_Howarth_2023_05_05 | 2030 | Generic - Generator | Generation |  | WC | Capacity-Generation | FOM | 0 | [6 empty] | 0.67556 | 0
LCP_Inputs_ON_Electric_Howarth_2023_05_05 | 2030 | Generic - Generator | Generation |  | WC | Capacity-Generation | Flex Adder | 0 | [6 empty] | 0.67556 | 0
LCP_Inputs_ON_Electric_Howarth_2023_05_05 | 2030 | H2 Salt Cavern Storage - ON | Storage |  | ON | Capacity-Storage | CONE | 21 | [6 empty] | 0.67556 | 14.1868
LCP_Inputs_ON_Electric_Howarth_2023_05_05 | 2030 | H2 Salt Cavern Storage - ON | Storage |  | ON | Capacity-Storage | FOM | 0 | [6 empty] | 0.67556 | 0
LCP_Inputs_ON_Electric_Howarth_2023_05_05 | 2030 | H2 Salt Cavern Storage - ON | Storage |  | ON | Capacity-Storage | Flex Adder | 0 | [6 empty] | 0.67556 | 0
LCP_Inputs_ON_Electric_Howarth_2023_05_05 | 2030 | O/CCGT - H2 New | Crossload |  | ON | Capacity-Crossload | CONE | 2312696851.1498 | [6 empty] | 0.67556 | 1562375125.9931
LCP_Inputs_ON_Electric_Howarth_2023_05_05 | 2030 | O/CCGT - H2 New | Crossload |  | ON | Capacity-Crossload | FOM | 83430622.3359 | [6 empty] | 0.67556 | 56362739.0329
LCP_Inputs_ON_Electric_Howarth_2023_05_05 | 2030 | O/CCGT - H2 New | Crossload |  | ON | Capacity-Crossload | Flex Adder | 0 | [6 empty] | 0.67556 | 0
LCP_Inputs_ON_Electric_Howarth_2023_05_05 | 2030 | SMR CCS | Generation |  | ON | Capacity-Generation | CONE | 3407081108.836 | [6 empty] | 0.67556 | 2301701917.4129
LCP_Inputs_ON_Electric_Howarth_2023_05_05 | 2030 | SMR CCS | Generation |  | ON | Capacity-Generation | FOM | 121681468.1727 | [6 empty] | 0.67556 | 82203639.9076
LCP_Inputs_ON_Electric_Howarth_2023_05_05 | 2030 | SMR CCS | Generation |  | ON | Capacity-Generation | Flex Adder | 0 | [6 empty] | 0.67556 | 0
LCP_Inputs_ON_Electric_Howarth_2023_05_05 | 2030 | SMR CCS | Generation |  | WC | Capacity-Generation | CONE | 0 | [6 empty] | 0.67556 | 0
LCP_Inputs_ON_Electric_Howarth_2023_05_05 | 2030 | SMR CCS | Generation |  | WC | Capacity-Generation | FOM | 0 | [6 empty] | 0.67556 | 0
LCP_Inputs_ON_Electric_Howarth_2023_05_05 | 2030 | SMR CCS | Generation |  | WC | Capacity-Generation | Flex Adder | 0 | [6 empty] | 0.67556 | 0
LCP_Inputs_ON_Electric_Howarth_2023_05_05 | 2030 | Solar PV | Generation |  | ON | Capacity-Generation | CONE | 4464075000 | [6 empty] | 0.67556 | 3015769116.951
LCP_Inputs_ON_Electric_Howarth_2023_05_05 | 2030 | Solar PV | Generation |  | ON | Capacity-Generation | FOM | 110000000 | [6 empty] | 0.67556 | 74312058.5708
LCP_Inputs_ON_Electric_Howarth_2023_05_05 | 2030 | Solar PV | Generation |  | ON | Capacity-Generation | Flex Adder | 0 | [6 empty] | 0.67556 | 0
LCP_Inputs_ON_Electric_Howarth_2023_05_05 | 2030 | Solar PV | Generation |  | WC | Capacity-Generation | CONE | 0 | [6 empty] | 0.67556 | 0
LCP_Inputs_ON_Electric_Howarth_2023_05_05 | 2030 | Solar PV | Generation |  | WC | Capacity-Generation | FOM | 0 | [6 empty] | 0.67556 | 0
LCP_Inputs_ON_Electric_Howarth_2023_05_05 | 2030 | Solar PV | Generation |  | WC | Capacity-Generation | Flex Adder | 0 | [6 empty] | 0.67556 | 0
LCP_Inputs_ON_Electric_Howarth_2023_05_05 | 2030 | Wind Onshore | Generation |  | MI | Capacity-Generation | CONE | 38640535428.2822 | [6 empty] | 0.67556 | 26104161199.5913
LCP_Inputs_ON_Electric_Howarth_2023_05_05 | 2030 | Wind Onshore | Generation |  | MI | Capacity-Generation | FOM | 813954479.6005 | [6 empty] | 0.67556 | 549878481.4733
LCP_Inputs_ON_Electric_Howarth_2023_05_05 | 2030 | Wind Onshore | Generation |  | MI | Capacity-Generation | Flex Adder | 0 | [6 empty] | 0.67556 | 0
LCP_Inputs_ON_Electric_Howarth_2023_05_05 | 2030 | Wind Onshore | Generation |  | NY | Capacity-Generation | CONE | 13880787191.238 | [6 empty] | 0.67556 | 9377362461.4965
LCP_Inputs_ON_Electric_Howarth_2023_05_05 | 2030 | Wind Onshore | Generation |  | NY | Capacity-Generation | FOM | 292395764.9515 | [6 empty] | 0.67556 | 197532101.9177
LCP_Inputs_ON_Electric_Howarth_2023_05_05 | 2030 | Wind Onshore | Generation |  | NY | Capacity-Generation | Flex Adder | 0 | [6 empty] | 0.67556 | 0
LCP_Inputs_ON_Electric_Howarth_2023_05_05 | 2030 | Wind Onshore | Generation |  | ON | Capacity-Generation | CONE | 17802225000 | [6 empty] | 0.67556 | 12026545335.3749
LCP_Inputs_ON_Electric_Howarth_2023_05_05 | 2030 | Wind Onshore | Generation |  | ON | Capacity-Generation | FOM | 375000000 | [6 empty] | 0.67556 | 253336563.3097
LCP_Inputs_ON_Electric_Howarth_2023_05_05 | 2030 | Wind Onshore | Generation |  | ON | Capacity-Generation | Flex Adder | 0 | [6 empty] | 0.67556 | 0
LCP_Inputs_ON_Electric_Howarth_2023_05_05 | 2030 | Wind Onshore | Generation |  | PJ | Capacity-Generation | CONE | 204786746113.693 | [6 empty] | 0.67556 | 138346587924.837
LCP_Inputs_ON_Electric_Howarth_2023_05_05 | 2030 | Wind Onshore | Generation |  | PJ | Capacity-Generation | FOM | 4313788292.9035 | [6 empty] | 0.67556 | 2914240802.5858
LCP_Inputs_ON_Electric_Howarth_2023_05_05 | 2030 | Wind Onshore | Generation |  | PJ | Capacity-Generation | Flex Adder | 0 | [6 empty] | 0.67556 | 0
LCP_Inputs_ON_Electric_Howarth_2023_05_05 | 2030 | Wind Onshore | Generation |  | WC | Capacity-Generation | CONE | 0 | [6 empty] | 0.67556 | 0
LCP_Inputs_ON_Electric_Howarth_2023_05_05 | 2030 | Wind Onshore | Generation |  | WC | Capacity-Generation | FOM | 0 | [6 empty] | 0.67556 | 0
LCP_Inputs_ON_Electric_Howarth_2023_05_05 | 2030 | Wind Onshore | Generation |  | WC | Capacity-Generation | Flex Adder | 0 | [6 empty] | 0.67556 | 0
LCP_Inputs_ON_Electric_Howarth_2023_05_05 | 2031 | Anaerobic Digestion | Generation |  | ON | Capacity-Generation | FOM | 0 | [6 empty] | 0.64958 | 0
LCP_Inputs_ON_Electric_Howarth_2023_05_05 | 2031 | Anaerobic Digestion | Generation |  | ON | Capacity-Generation | Flex Adder | 0 | [6 empty] | 0.64958 | 0
LCP_Inputs_ON_Electric_Howarth_2023_05_05 | 2031 | Battery Storage | Storage |  | ON | Capacity-Storage | FOM | 0 | [6 empty] | 0.64958 | 0
LCP_Inputs_ON_Electric_Howarth_2023_05_05 | 2031 | Battery Storage | Storage |  | ON | Capacity-Storage | Flex Adder | 0 | [6 empty] | 0.64958 | 0
LCP_Inputs_ON_Electric_Howarth_2023_05_05 | 2031 | CH4 + CCS | Generation |  | ON | Capacity-Generation | FOM | 0 | [6 empty] | 0.64958 | 0
LCP_Inputs_ON_Electric_Howarth_2023_05_05 | 2031 | CH4 + CCS | Generation |  | ON | Capacity-Generation | Flex Adder | 0 | [6 empty] | 0.64958 | 0
LCP_Inputs_ON_Electric_Howarth_2023_05_05 | 2031 | Electrolyser 2020/2030 | Crossload |  | ON | Capacity-Crossload | FOM | 11376563.2314 | [6 empty] | 0.64958 | 7389998.5418
LCP_Inputs_ON_Electric_Howarth_2023_05_05 | 2031 | Electrolyser 2020/2030 | Crossload |  | ON | Capacity-Crossload | Flex Adder | 0 | [6 empty] | 0.64958 | 0
LCP_Inputs_ON_Electric_Howarth_2023_05_05 | 2031 | Generic - Generator | Generation |  | MI | Capacity-Generation | FOM | 0 | [6 empty] | 0.64958 | 0
LCP_Inputs_ON_Electric_Howarth_2023_05_05 | 2031 | Generic - Generator | Generation |  | MI | Capacity-Generation | Flex Adder | 0 | [6 empty] | 0.64958 | 0
LCP_Inputs_ON_Electric_Howarth_2023_05_05 | 2031 | Generic - Generator | Generation |  | NY | Capacity-Generation | FOM | 0 | [6 empty] | 0.64958 | 0
LCP_Inputs_ON_Electric_Howarth_2023_05_05 | 2031 | Generic - Generator | Generation |  | NY | Capacity-Generation | Flex Adder | 0 | [6 empty] | 0.64958 | 0
LCP_Inputs_ON_Electric_Howarth_2023_05_05 | 2031 | Generic - Generator | Generation |  | PJ | Capacity-Generation | FOM | 0 | [6 empty] | 0.64958 | 0
LCP_Inputs_ON_Electric_Howarth_2023_05_05 | 2031 | Generic - Generator | Generation |  | PJ | Capacity-Generation | Flex Adder | 0 | [6 empty] | 0.64958 | 0
LCP_Inputs_ON_Electric_Howarth_2023_05_05 | 2031 | Generic - Generator | Generation |  | QC | Capacity-Generation | FOM | 0 | [6 empty] | 0.64958 | 0
LCP_Inputs_ON_Electric_Howarth_2023_05_05 | 2031 | Generic - Generator | Generation |  | QC | Capacity-Generation | Flex Adder | 0 | [6 empty] | 0.64958 | 0
LCP_Inputs_ON_Electric_Howarth_2023_05_05 | 2031 | Generic - Generator | Generation |  | WC | Capacity-Generation | FOM | 0 | [6 empty] | 0.64958 | 0
LCP_Inputs_ON_Electric_Howarth_2023_05_05 | 2031 | Generic - Generator | Generation |  | WC | Capacity-Generation | Flex Adder | 0 | [6 empty] | 0.64958 | 0
LCP_Inputs_ON_Electric_Howarth_2023_05_05 | 2031 | H2 Salt Cavern Storage - ON | Storage |  | ON | Capacity-Storage | FOM | 0 | [6 empty] | 0.64958 | 0
LCP_Inputs_ON_Electric_Howarth_2023_05_05 | 2031 | H2 Salt Cavern Storage - ON | Storage |  | ON | Capacity-Storage | Flex Adder | 0 | [6 empty] | 0.64958 | 0
LCP_Inputs_ON_Electric_Howarth_2023_05_05 | 2031 | O/CCGT - H2 New | Crossload |  | ON | Capacity-Crossload | FOM | 83430622.3359 | [6 empty] | 0.64958 | 54194941.3778
LCP_Inputs_ON_Electric_Howarth_2023_05_05 | 2031 | O/CCGT - H2 New | Crossload |  | ON | Capacity-Crossload | Flex Adder | 0 | [6 empty] | 0.64958 | 0
LCP_Inputs_ON_Electric_Howarth_2023_05_05 | 2031 | SMR CCS | Generation |  | ON | Capacity-Generation | FOM | 121681468.1727 | [6 empty] | 0.64958 | 79041961.4496
LCP_Inputs_ON_Electric_Howarth_2023_05_05 | 2031 | SMR CCS | Generation |  | ON | Capacity-Generation | Flex Adder | 0 | [6 empty] | 0.64958 | 0
LCP_Inputs_ON_Electric_Howarth_2023_05_05 | 2031 | SMR CCS | Generation |  | WC | Capacity-Generation | FOM | 0 | [6 empty] | 0.64958 | 0
LCP_Inputs_ON_Electric_Howarth_2023_05_05 | 2031 | SMR CCS | Generation |  | WC | Capacity-Generation | Flex Adder | 0 | [6 empty] | 0.64958 | 0
LCP_Inputs_ON_Electric_Howarth_2023_05_05 | 2031 | Solar PV | Generation |  | ON | Capacity-Generation | FOM | 110000000 | [6 empty] | 0.64958 | 71453902.472
LCP_Inputs_ON_Electric_Howarth_2023_05_05 | 2031 | Solar PV | Generation |  | ON | Capacity-Generation | Flex Adder | 0 | [6 empty] | 0.64958 | 0
LCP_Inputs_ON_Electric_Howarth_2023_05_05 | 2031 | Solar PV | Generation |  | WC | Capacity-Generation | FOM | 0 | [6 empty] | 0.64958 | 0
LCP_Inputs_ON_Electric_Howarth_2023_05_05 | 2031 | Solar PV | Generation |  | WC | Capacity-Generation | Flex Adder | 0 | [6 empty] | 0.64958 | 0
LCP_Inputs_ON_Electric_Howarth_2023_05_05 | 2031 | Wind Onshore | Generation |  | MI | Capacity-Generation | FOM | 813954479.6005 | [6 empty] | 0.64958 | 528729309.109
LCP_Inputs_ON_Electric_Howarth_2023_05_05 | 2031 | Wind Onshore | Generation |  | MI | Capacity-Generation | Flex Adder | 0 | [6 empty] | 0.64958 | 0
LCP_Inputs_ON_Electric_Howarth_2023_05_05 | 2031 | Wind Onshore | Generation |  | NY | Capacity-Generation | FOM | 292395764.9515 | [6 empty] | 0.64958 | 189934713.3824
LCP_Inputs_ON_Electric_Howarth_2023_05_05 | 2031 | Wind Onshore | Generation |  | NY | Capacity-Generation | Flex Adder | 0 | [6 empty] | 0.64958 | 0
LCP_Inputs_ON_Electric_Howarth_2023_05_05 | 2031 | Wind Onshore | Generation |  | ON | Capacity-Generation | FOM | 375000000 | [6 empty] | 0.64958 | 243592849.3362
LCP_Inputs_ON_Electric_Howarth_2023_05_05 | 2031 | Wind Onshore | Generation |  | ON | Capacity-Generation | Flex Adder | 0 | [6 empty] | 0.64958 | 0
LCP_Inputs_ON_Electric_Howarth_2023_05_05 | 2031 | Wind Onshore | Generation |  | PJ | Capacity-Generation | FOM | 4313788292.9035 | [6 empty] | 0.64958 | 2802154617.871
LCP_Inputs_ON_Electric_Howarth_2023_05_05 | 2031 | Wind Onshore | Generation |  | PJ | Capacity-Generation | Flex Adder | 0 | [6 empty] | 0.64958 | 0
LCP_Inputs_ON_Electric_Howarth_2023_05_05 | 2031 | Wind Onshore | Generation |  | WC | Capacity-Generation | FOM | 0 | [6 empty] | 0.64958 | 0
LCP_Inputs_ON_Electric_Howarth_2023_05_05 | 2031 | Wind Onshore | Generation |  | WC | Capacity-Generation | Flex Adder | 0 | [6 empty] | 0.64958 | 0
LCP_Inputs_ON_Electric_Howarth_2023_05_05 | 2032 | Anaerobic Digestion | Generation |  | ON | Capacity-Generation | FOM | 0 | [6 empty] | 0.6246 | 0
LCP_Inputs_ON_Electric_Howarth_2023_05_05 | 2032 | Anaerobic Digestion | Generation |  | ON | Capacity-Generation | Flex Adder | 0 | [6 empty] | 0.6246 | 0
LCP_Inputs_ON_Electric_Howarth_2023_05_05 | 2032 | Battery Storage | Storage |  | ON | Capacity-Storage | FOM | 0 | [6 empty] | 0.6246 | 0
LCP_Inputs_ON_Electric_Howarth_2023_05_05 | 2032 | Battery Storage | Storage |  | ON | Capacity-Storage | Flex Adder | 0 | [6 empty] | 0.6246 | 0
LCP_Inputs_ON_Electric_Howarth_2023_05_05 | 2032 | CH4 + CCS | Generation |  | ON | Capacity-Generation | FOM | 0 | [6 empty] | 0.6246 | 0
LCP_Inputs_ON_Electric_Howarth_2023_05_05 | 2032 | CH4 + CCS | Generation |  | ON | Capacity-Generation | Flex Adder | 0 | [6 empty] | 0.6246 | 0
LCP_Inputs_ON_Electric_Howarth_2023_05_05 | 2032 | Electrolyser 2020/2030 | Crossload |  | ON | Capacity-Crossload | FOM | 11376563.2314 | [6 empty] | 0.6246 | 7105767.8287
LCP_Inputs_ON_Electric_Howarth_2023_05_05 | 2032 | Electrolyser 2020/2030 | Crossload |  | ON | Capacity-Crossload | Flex Adder | 0 | [6 empty] | 0.6246 | 0
LCP_Inputs_ON_Electric_Howarth_2023_05_05 | 2032 | Generic - Generator | Generation |  | MI | Capacity-Generation | FOM | 0 | [6 empty] | 0.6246 | 0
LCP_Inputs_ON_Electric_Howarth_2023_05_05 | 2032 | Generic - Generator | Generation |  | MI | Capacity-Generation | Flex Adder | 0 | [6 empty] | 0.6246 | 0
LCP_Inputs_ON_Electric_Howarth_2023_05_05 | 2032 | Generic - Generator | Generation |  | NY | Capacity-Generation | FOM | 0 | [6 empty] | 0.6246 | 0
LCP_Inputs_ON_Electric_Howarth_2023_05_05 | 2032 | Generic - Generator | Generation |  | NY | Capacity-Generation | Flex Adder | 0 | [6 empty] | 0.6246 | 0
LCP_Inputs_ON_Electric_Howarth_2023_05_05 | 2032 | Generic - Generator | Generation |  | PJ | Capacity-Generation | FOM | 0 | [6 empty] | 0.6246 | 0
LCP_Inputs_ON_Electric_Howarth_2023_05_05 | 2032 | Generic - Generator | Generation |  | PJ | Capacity-Generation | Flex Adder | 0 | [6 empty] | 0.6246 | 0
LCP_Inputs_ON_Electric_Howarth_2023_05_05 | 2032 | Generic - Generator | Generation |  | QC | Capacity-Generation | FOM | 0 | [6 empty] | 0.6246 | 0
LCP_Inputs_ON_Electric_Howarth_2023_05_05 | 2032 | Generic - Generator | Generation |  | QC | Capacity-Generation | Flex Adder | 0 | [6 empty] | 0.6246 | 0
LCP_Inputs_ON_Electric_Howarth_2023_05_05 | 2032 | Generic - Generator | Generation |  | WC | Capacity-Generation | FOM | 0 | [6 empty] | 0.6246 | 0
LCP_Inputs_ON_Electric_Howarth_2023_05_05 | 2032 | Generic - Generator | Generation |  | WC | Capacity-Generation | Flex Adder | 0 | [6 empty] | 0.6246 | 0
LCP_Inputs_ON_Electric_Howarth_2023_05_05 | 2032 | H2 Salt Cavern Storage - ON | Storage |  | ON | Capacity-Storage | FOM | 0 | [6 empty] | 0.6246 | 0
LCP_Inputs_ON_Electric_Howarth_2023_05_05 | 2032 | H2 Salt Cavern Storage - ON | Storage |  | ON | Capacity-Storage | Flex Adder | 0 | [6 empty] | 0.6246 | 0
LCP_Inputs_ON_Electric_Howarth_2023_05_05 | 2032 | O/CCGT - H2 New | Crossload |  | ON | Capacity-Crossload | FOM | 83430622.3359 | [6 empty] | 0.6246 | 52110520.5556
LCP_Inputs_ON_Electric_Howarth_2023_05_05 | 2032 | O/CCGT - H2 New | Crossload |  | ON | Capacity-Crossload | Flex Adder | 0 | [6 empty] | 0.6246 | 0
LCP_Inputs_ON_Electric_Howarth_2023_05_05 | 2032 | SMR CCS | Generation |  | ON | Capacity-Generation | FOM | 121681468.1727 | [6 empty] | 0.6246 | 76001886.0092
LCP_Inputs_ON_Electric_Howarth_2023_05_05 | 2032 | SMR CCS | Generation |  | ON | Capacity-Generation | Flex Adder | 0 | [6 empty] | 0.6246 | 0
LCP_Inputs_ON_Electric_Howarth_2023_05_05 | 2032 | SMR CCS | Generation |  | WC | Capacity-Generation | FOM | 0 | [6 empty] | 0.6246 | 0
LCP_Inputs_ON_Electric_Howarth_2023_05_05 | 2032 | SMR CCS | Generation |  | WC | Capacity-Generation | Flex Adder | 0 | [6 empty] | 0.6246 | 0
LCP_Inputs_ON_Electric_Howarth_2023_05_05 | 2032 | Solar PV | Generation |  | ON | Capacity-Generation | FOM | 110000000 | [6 empty] | 0.6246 | 68705675.4538
LCP_Inputs_ON_Electric_Howarth_2023_05_05 | 2032 | Solar PV | Generation |  | ON | Capacity-Generation | Flex Adder | 0 | [6 empty] | 0.6246 | 0
LCP_Inputs_ON_Electric_Howarth_2023_05_05 | 2032 | Solar PV | Generation |  | WC | Capacity-Generation | FOM | 0 | [6 empty] | 0.6246 | 0
LCP_Inputs_ON_Electric_Howarth_2023_05_05 | 2032 | Solar PV | Generation |  | WC | Capacity-Generation | Flex Adder | 0 | [6 empty] | 0.6246 | 0
LCP_Inputs_ON_Electric_Howarth_2023_05_05 | 2032 | Wind Onshore | Generation |  | MI | Capacity-Generation | FOM | 813954479.6005 | [6 empty] | 0.6246 | 508393566.4509
LCP_Inputs_ON_Electric_Howarth_2023_05_05 | 2032 | Wind Onshore | Generation |  | MI | Capacity-Generation | Flex Adder | 0 | [6 empty] | 0.6246 | 0
LCP_Inputs_ON_Electric_Howarth_2023_05_05 | 2032 | Wind Onshore | Generation |  | NY | Capacity-Generation | FOM | 292395764.9515 | [6 empty] | 0.6246 | 182629532.0984
LCP_Inputs_ON_Electric_Howarth_2023_05_05 | 2032 | Wind Onshore | Generation |  | NY | Capacity-Generation | Flex Adder | 0 | [6 empty] | 0.6246 | 0
LCP_Inputs_ON_Electric_Howarth_2023_05_05 | 2032 | Wind Onshore | Generation |  | ON | Capacity-Generation | FOM | 375000000 | [6 empty] | 0.6246 | 234223893.5925
LCP_Inputs_ON_Electric_Howarth_2023_05_05 | 2032 | Wind Onshore | Generation |  | ON | Capacity-Generation | Flex Adder | 0 | [6 empty] | 0.6246 | 0
LCP_Inputs_ON_Electric_Howarth_2023_05_05 | 2032 | Wind Onshore | Generation |  | PJ | Capacity-Generation | FOM | 4313788292.9035 | [6 empty] | 0.6246 | 2694379440.2606
LCP_Inputs_ON_Electric_Howarth_2023_05_05 | 2032 | Wind Onshore | Generation |  | PJ | Capacity-Generation | Flex Adder | 0 | [6 empty] | 0.6246 | 0
LCP_Inputs_ON_Electric_Howarth_2023_05_05 | 2032 | Wind Onshore | Generation |  | WC | Capacity-Generation | FOM | 0 | [6 empty] | 0.6246 | 0
LCP_Inputs_ON_Electric_Howarth_2023_05_05 | 2032 | Wind Onshore | Generation |  | WC | Capacity-Generation | Flex Adder | 0 | [6 empty] | 0.6246 | 0
LCP_Inputs_ON_Electric_Howarth_2023_05_05 | 2033 | Anaerobic Digestion | Generation |  | ON | Capacity-Generation | FOM | 0 | [6 empty] | 0.60057 | 0
LCP_Inputs_ON_Electric_Howarth_2023_05_05 | 2033 | Anaerobic Digestion | Generation |  | ON | Capacity-Generation | Flex Adder | 0 | [6 empty] | 0.60057 | 0
LCP_Inputs_ON_Electric_Howarth_2023_05_05 | 2033 | Battery Storage | Storage |  | ON | Capacity-Storage | FOM | 0 | [6 empty] | 0.60057 | 0
LCP_Inputs_ON_Electric_Howarth_2023_05_05 | 2033 | Battery Storage | Storage |  | ON | Capacity-Storage | Flex Adder | 0 | [6 empty] | 0.60057 | 0
LCP_Inputs_ON_Electric_Howarth_2023_05_05 | 2033 | CH4 + CCS | Generation |  | ON | Capacity-Generation | FOM | 0 | [6 empty] | 0.60057 | 0
LCP_Inputs_ON_Electric_Howarth_2023_05_05 | 2033 | CH4 + CCS | Generation |  | ON | Capacity-Generation | Flex Adder | 0 | [6 empty] | 0.60057 | 0
LCP_Inputs_ON_Electric_Howarth_2023_05_05 | 2033 | Electrolyser 2020/2030 | Crossload |  | ON | Capacity-Crossload | FOM | 11376563.2314 | [6 empty] | 0.60057 | 6832469.066
LCP_Inputs_ON_Electric_Howarth_2023_05_05 | 2033 | Electrolyser 2020/2030 | Crossload |  | ON | Capacity-Crossload | Flex Adder | 0 | [6 empty] | 0.60057 | 0
LCP_Inputs_ON_Electric_Howarth_2023_05_05 | 2033 | Generic - Generator | Generation |  | MI | Capacity-Generation | FOM | 0 | [6 empty] | 0.60057 | 0
LCP_Inputs_ON_Electric_Howarth_2023_05_05 | 2033 | Generic - Generator | Generation |  | MI | Capacity-Generation | Flex Adder | 0 | [6 empty] | 0.60057 | 0
LCP_Inputs_ON_Electric_Howarth_2023_05_05 | 2033 | Generic - Generator | Generation |  | NY | Capacity-Generation | FOM | 0 | [6 empty] | 0.60057 | 0
LCP_Inputs_ON_Electric_Howarth_2023_05_05 | 2033 | Generic - Generator | Generation |  | NY | Capacity-Generation | Flex Adder | 0 | [6 empty] | 0.60057 | 0
LCP_Inputs_ON_Electric_Howarth_2023_05_05 | 2033 | Generic - Generator | Generation |  | PJ | Capacity-Generation | FOM | 0 | [6 empty] | 0.60057 | 0
LCP_Inputs_ON_Electric_Howarth_2023_05_05 | 2033 | Generic - Generator | Generation |  | PJ | Capacity-Generation | Flex Adder | 0 | [6 empty] | 0.60057 | 0
LCP_Inputs_ON_Electric_Howarth_2023_05_05 | 2033 | Generic - Generator | Generation |  | QC | Capacity-Generation | FOM | 0 | [6 empty] | 0.60057 | 0
LCP_Inputs_ON_Electric_Howarth_2023_05_05 | 2033 | Generic - Generator | Generation |  | QC | Capacity-Generation | Flex Adder | 0 | [6 empty] | 0.60057 | 0
LCP_Inputs_ON_Electric_Howarth_2023_05_05 | 2033 | Generic - Generator | Generation |  | WC | Capacity-Generation | FOM | 0 | [6 empty] | 0.60057 | 0
LCP_Inputs_ON_Electric_Howarth_2023_05_05 | 2033 | Generic - Generator | Generation |  | WC | Capacity-Generation | Flex Adder | 0 | [6 empty] | 0.60057 | 0
LCP_Inputs_ON_Electric_Howarth_2023_05_05 | 2033 | H2 Salt Cavern Storage - ON | Storage |  | ON | Capacity-Storage | FOM | 0 | [6 empty] | 0.60057 | 0
LCP_Inputs_ON_Electric_Howarth_2023_05_05 | 2033 | H2 Salt Cavern Storage - ON | Storage |  | ON | Capacity-Storage | Flex Adder | 0 | [6 empty] | 0.60057 | 0
LCP_Inputs_ON_Electric_Howarth_2023_05_05 | 2033 | O/CCGT - H2 New | Crossload |  | ON | Capacity-Crossload | FOM | 83430622.3359 | [6 empty] | 0.60057 | 50106269.765
LCP_Inputs_ON_Electric_Howarth_2023_05_05 | 2033 | O/CCGT - H2 New | Crossload |  | ON | Capacity-Crossload | Flex Adder | 0 | [6 empty] | 0.60057 | 0
LCP_Inputs_ON_Electric_Howarth_2023_05_05 | 2033 | SMR CCS | Generation |  | ON | Capacity-Generation | FOM | 121681468.1727 | [6 empty] | 0.60057 | 73078736.5474
LCP_Inputs_ON_Electric_Howarth_2023_05_05 | 2033 | SMR CCS | Generation |  | ON | Capacity-Generation | Flex Adder | 0 | [6 empty] | 0.60057 | 0
LCP_Inputs_ON_Electric_Howarth_2023_05_05 | 2033 | SMR CCS | Generation |  | WC | Capacity-Generation | FOM | 0 | [6 empty] | 0.60057 | 0
LCP_Inputs_ON_Electric_Howarth_2023_05_05 | 2033 | SMR CCS | Generation |  | WC | Capacity-Generation | Flex Adder | 0 | [6 empty] | 0.60057 | 0
LCP_Inputs_ON_Electric_Howarth_2023_05_05 | 2033 | Solar PV | Generation |  | ON | Capacity-Generation | FOM | 110000000 | [6 empty] | 0.60057 | 66063149.4748
LCP_Inputs_ON_Electric_Howarth_2023_05_05 | 2033 | Solar PV | Generation |  | ON | Capacity-Generation | Flex Adder | 0 | [6 empty] | 0.60057 | 0
LCP_Inputs_ON_Electric_Howarth_2023_05_05 | 2033 | Solar PV | Generation |  | WC | Capacity-Generation | FOM | 0 | [6 empty] | 0.60057 | 0
LCP_Inputs_ON_Electric_Howarth_2023_05_05 | 2033 | Solar PV | Generation |  | WC | Capacity-Generation | Flex Adder | 0 | [6 empty] | 0.60057 | 0
LCP_Inputs_ON_Electric_Howarth_2023_05_05 | 2033 | Wind Onshore | Generation |  | MI | Capacity-Generation | FOM | 813954479.6005 | [6 empty] | 0.60057 | 488839967.7413
LCP_Inputs_ON_Electric_Howarth_2023_05_05 | 2033 | Wind Onshore | Generation |  | MI | Capacity-Generation | Flex Adder | 0 | [6 empty] | 0.60057 | 0
LCP_Inputs_ON_Electric_Howarth_2023_05_05 | 2033 | Wind Onshore | Generation |  | NY | Capacity-Generation | FOM | 292395764.9515 | [6 empty] | 0.60057 | 175605319.3254
LCP_Inputs_ON_Electric_Howarth_2023_05_05 | 2033 | Wind Onshore | Generation |  | NY | Capacity-Generation | Flex Adder | 0 | [6 empty] | 0.60057 | 0
LCP_Inputs_ON_Electric_Howarth_2023_05_05 | 2033 | Wind Onshore | Generation |  | ON | Capacity-Generation | FOM | 375000000 | [6 empty] | 0.60057 | 225215282.3005
LCP_Inputs_ON_Electric_Howarth_2023_05_05 | 2033 | Wind Onshore | Generation |  | ON | Capacity-Generation | Flex Adder | 0 | [6 empty] | 0.60057 | 0
LCP_Inputs_ON_Electric_Howarth_2023_05_05 | 2033 | Wind Onshore | Generation |  | PJ | Capacity-Generation | FOM | 4313788292.9035 | [6 empty] | 0.60057 | 2590749461.789
LCP_Inputs_ON_Electric_Howarth_2023_05_05 | 2033 | Wind Onshore | Generation |  | PJ | Capacity-Generation | Flex Adder | 0 | [6 empty] | 0.60057 | 0
LCP_Inputs_ON_Electric_Howarth_2023_05_05 | 2033 | Wind Onshore | Generation |  | WC | Capacity-Generation | FOM | 0 | [6 empty] | 0.60057 | 0
LCP_Inputs_ON_Electric_Howarth_2023_05_05 | 2033 | Wind Onshore | Generation |  | WC | Capacity-Generation | Flex Adder | 0 | [6 empty] | 0.60057 | 0
LCP_Inputs_ON_Electric_Howarth_2023_05_05 | 2034 | Anaerobic Digestion | Generation |  | ON | Capacity-Generation | FOM | 0 | [6 empty] | 0.57748 | 0
LCP_Inputs_ON_Electric_Howarth_2023_05_05 | 2034 | Anaerobic Digestion | Generation |  | ON | Capacity-Generation | Flex Adder | 0 | [6 empty] | 0.57748 | 0
LCP_Inputs_ON_Electric_Howarth_2023_05_05 | 2034 | Battery Storage | Storage |  | ON | Capacity-Storage | FOM | 0 | [6 empty] | 0.57748 | 0
LCP_Inputs_ON_Electric_Howarth_2023_05_05 | 2034 | Battery Storage | Storage |  | ON | Capacity-Storage | Flex Adder | 0 | [6 empty] | 0.57748 | 0
LCP_Inputs_ON_Electric_Howarth_2023_05_05 | 2034 | CH4 + CCS | Generation |  | ON | Capacity-Generation | FOM | 0 | [6 empty] | 0.57748 | 0
LCP_Inputs_ON_Electric_Howarth_2023_05_05 | 2034 | CH4 + CCS | Generation |  | ON | Capacity-Generation | Flex Adder | 0 | [6 empty] | 0.57748 | 0
LCP_Inputs_ON_Electric_Howarth_2023_05_05 | 2034 | Electrolyser 2020/2030 | Crossload |  | ON | Capacity-Crossload | FOM | 11376563.2314 | [6 empty] | 0.57748 | 6569681.7943
LCP_Inputs_ON_Electric_Howarth_2023_05_05 | 2034 | Electrolyser 2020/2030 | Crossload |  | ON | Capacity-Crossload | Flex Adder | 0 | [6 empty] | 0.57748 | 0
LCP_Inputs_ON_Electric_Howarth_2023_05_05 | 2034 | Generic - Generator | Generation |  | MI | Capacity-Generation | FOM | 0 | [6 empty] | 0.57748 | 0
LCP_Inputs_ON_Electric_Howarth_2023_05_05 | 2034 | Generic - Generator | Generation |  | MI | Capacity-Generation | Flex Adder | 0 | [6 empty] | 0.57748 | 0
LCP_Inputs_ON_Electric_Howarth_2023_05_05 | 2034 | Generic - Generator | Generation |  | NY | Capacity-Generation | FOM | 0 | [6 empty] | 0.57748 | 0
LCP_Inputs_ON_Electric_Howarth_2023_05_05 | 2034 | Generic - Generator | Generation |  | NY | Capacity-Generation | Flex Adder | 0 | [6 empty] | 0.57748 | 0
LCP_Inputs_ON_Electric_Howarth_2023_05_05 | 2034 | Generic - Generator | Generation |  | PJ | Capacity-Generation | FOM | 0 | [6 empty] | 0.57748 | 0
LCP_Inputs_ON_Electric_Howarth_2023_05_05 | 2034 | Generic - Generator | Generation |  | PJ | Capacity-Generation | Flex Adder | 0 | [6 empty] | 0.57748 | 0
LCP_Inputs_ON_Electric_Howarth_2023_05_05 | 2034 | Generic - Generator | Generation |  | QC | Capacity-Generation | FOM | 0 | [6 empty] | 0.57748 | 0
LCP_Inputs_ON_Electric_Howarth_2023_05_05 | 2034 | Generic - Generator | Generation |  | QC | Capacity-Generation | Flex Adder | 0 | [6 empty] | 0.57748 | 0
LCP_Inputs_ON_Electric_Howarth_2023_05_05 | 2034 | Generic - Generator | Generation |  | WC | Capacity-Generation | FOM | 0 | [6 empty] | 0.57748 | 0
LCP_Inputs_ON_Electric_Howarth_2023_05_05 | 2034 | Generic - Generator | Generation |  | WC | Capacity-Generation | Flex Adder | 0 | [6 empty] | 0.57748 | 0
LCP_Inputs_ON_Electric_Howarth_2023_05_05 | 2034 | H2 Salt Cavern Storage - ON | Storage |  | ON | Capacity-Storage | FOM | 0 | [6 empty] | 0.57748 | 0
LCP_Inputs_ON_Electric_Howarth_2023_05_05 | 2034 | H2 Salt Cavern Storage - ON | Storage |  | ON | Capacity-Storage | Flex Adder | 0 | [6 empty] | 0.57748 | 0
LCP_Inputs_ON_Electric_Howarth_2023_05_05 | 2034 | O/CCGT - H2 New | Crossload |  | ON | Capacity-Crossload | FOM | 83430622.3359 | [6 empty] | 0.57748 | 48179105.5433
LCP_Inputs_ON_Electric_Howarth_2023_05_05 | 2034 | O/CCGT - H2 New | Crossload |  | ON | Capacity-Crossload | Flex Adder | 0 | [6 empty] | 0.57748 | 0
LCP_Inputs_ON_Electric_Howarth_2023_05_05 | 2034 | SMR CCS | Generation |  | ON | Capacity-Generation | FOM | 121681468.1727 | [6 empty] | 0.57748 | 70268015.9109
LCP_Inputs_ON_Electric_Howarth_2023_05_05 | 2034 | SMR CCS | Generation |  | ON | Capacity-Generation | Flex Adder | 0 | [6 empty] | 0.57748 | 0
LCP_Inputs_ON_Electric_Howarth_2023_05_05 | 2034 | SMR CCS | Generation |  | WC | Capacity-Generation | FOM | 0 | [6 empty] | 0.57748 | 0
LCP_Inputs_ON_Electric_Howarth_2023_05_05 | 2034 | SMR CCS | Generation |  | WC | Capacity-Generation | Flex Adder | 0 | [6 empty] | 0.57748 | 0
LCP_Inputs_ON_Electric_Howarth_2023_05_05 | 2034 | Solar PV | Generation |  | ON | Capacity-Generation | FOM | 110000000 | [6 empty] | 0.57748 | 63522259.1104
LCP_Inputs_ON_Electric_Howarth_2023_05_05 | 2034 | Solar PV | Generation |  | ON | Capacity-Generation | Flex Adder | 0 | [6 empty] | 0.57748 | 0
LCP_Inputs_ON_Electric_Howarth_2023_05_05 | 2034 | Solar PV | Generation |  | WC | Capacity-Generation | FOM | 0 | [6 empty] | 0.57748 | 0
LCP_Inputs_ON_Electric_Howarth_2023_05_05 | 2034 | Solar PV | Generation |  | WC | Capacity-Generation | Flex Adder | 0 | [6 empty] | 0.57748 | 0
LCP_Inputs_ON_Electric_Howarth_2023_05_05 | 2034 | Wind Onshore | Generation |  | MI | Capacity-Generation | FOM | 813954479.6005 | [6 empty] | 0.57748 | 470038430.5205
LCP_Inputs_ON_Electric_Howarth_2023_05_05 | 2034 | Wind Onshore | Generation |  | MI | Capacity-Generation | Flex Adder | 0 | [6 empty] | 0.57748 | 0
LCP_Inputs_ON_Electric_Howarth_2023_05_05 | 2034 | Wind Onshore | Generation |  | NY | Capacity-Generation | FOM | 292395764.9515 | [6 empty] | 0.57748 | 168851268.5821
LCP_Inputs_ON_Electric_Howarth_2023_05_05 | 2034 | Wind Onshore | Generation |  | NY | Capacity-Generation | Flex Adder | 0 | [6 empty] | 0.57748 | 0
LCP_Inputs_ON_Electric_Howarth_2023_05_05 | 2034 | Wind Onshore | Generation |  | ON | Capacity-Generation | FOM | 375000000 | [6 empty] | 0.57748 | 216553156.0582
LCP_Inputs_ON_Electric_Howarth_2023_05_05 | 2034 | Wind Onshore | Generation |  | ON | Capacity-Generation | Flex Adder | 0 | [6 empty] | 0.57748 | 0
LCP_Inputs_ON_Electric_Howarth_2023_05_05 | 2034 | Wind Onshore | Generation |  | PJ | Capacity-Generation | FOM | 4313788292.9035 | [6 empty] | 0.57748 | 2491105251.7202
LCP_Inputs_ON_Electric_Howarth_2023_05_05 | 2034 | Wind Onshore | Generation |  | PJ | Capacity-Generation | Flex Adder | 0 | [6 empty] | 0.57748 | 0
LCP_Inputs_ON_Electric_Howarth_2023_05_05 | 2034 | Wind Onshore | Generation |  | WC | Capacity-Generation | FOM | 0 | [6 empty] | 0.57748 | 0
LCP_Inputs_ON_Electric_Howarth_2023_05_05 | 2034 | Wind Onshore | Generation |  | WC | Capacity-Generation | Flex Adder | 0 | [6 empty] | 0.57748 | 0
LCP_Inputs_ON_Electric_Howarth_2023_05_05 | 2035 | Anaerobic Digestion | Generation |  | ON | Capacity-Generation | FOM | 0 | [6 empty] | 0.55526 | 0
LCP_Inputs_ON_Electric_Howarth_2023_05_05 | 2035 | Anaerobic Digestion | Generation |  | ON | Capacity-Generation | Flex Adder | 0 | [6 empty] | 0.55526 | 0
LCP_Inputs_ON_Electric_Howarth_2023_05_05 | 2035 | Battery Storage | Storage |  | ON | Capacity-Storage | FOM | 0 | [6 empty] | 0.55526 | 0
LCP_Inputs_ON_Electric_Howarth_2023_05_05 | 2035 | Battery Storage | Storage |  | ON | Capacity-Storage | Flex Adder | 0 | [6 empty] | 0.55526 | 0
LCP_Inputs_ON_Electric_Howarth_2023_05_05 | 2035 | CH4 + CCS | Generation |  | ON | Capacity-Generation | FOM | 0 | [6 empty] | 0.55526 | 0
LCP_Inputs_ON_Electric_Howarth_2023_05_05 | 2035 | CH4 + CCS | Generation |  | ON | Capacity-Generation | Flex Adder | 0 | [6 empty] | 0.55526 | 0
LCP_Inputs_ON_Electric_Howarth_2023_05_05 | 2035 | Electrolyser 2020/2030 | Crossload |  | ON | Capacity-Crossload | FOM | 11376563.2314 | [6 empty] | 0.55526 | 6317001.7253
LCP_Inputs_ON_Electric_Howarth_2023_05_05 | 2035 | Electrolyser 2020/2030 | Crossload |  | ON | Capacity-Crossload | Flex Adder | 0 | [6 empty] | 0.55526 | 0
LCP_Inputs_ON_Electric_Howarth_2023_05_05 | 2035 | Generic - Generator | Generation |  | MI | Capacity-Generation | FOM | 0 | [6 empty] | 0.55526 | 0
LCP_Inputs_ON_Electric_Howarth_2023_05_05 | 2035 | Generic - Generator | Generation |  | MI | Capacity-Generation | Flex Adder | 0 | [6 empty] | 0.55526 | 0
LCP_Inputs_ON_Electric_Howarth_2023_05_05 | 2035 | Generic - Generator | Generation |  | NY | Capacity-Generation | FOM | 0 | [6 empty] | 0.55526 | 0
LCP_Inputs_ON_Electric_Howarth_2023_05_05 | 2035 | Generic - Generator | Generation |  | NY | Capacity-Generation | Flex Adder | 0 | [6 empty] | 0.55526 | 0
LCP_Inputs_ON_Electric_Howarth_2023_05_05 | 2035 | Generic - Generator | Generation |  | PJ | Capacity-Generation | FOM | 0 | [6 empty] | 0.55526 | 0
LCP_Inputs_ON_Electric_Howarth_2023_05_05 | 2035 | Generic - Generator | Generation |  | PJ | Capacity-Generation | Flex Adder | 0 | [6 empty] | 0.55526 | 0
LCP_Inputs_ON_Electric_Howarth_2023_05_05 | 2035 | Generic - Generator | Generation |  | QC | Capacity-Generation | FOM | 0 | [6 empty] | 0.55526 | 0
LCP_Inputs_ON_Electric_Howarth_2023_05_05 | 2035 | Generic - Generator | Generation |  | QC | Capacity-Generation | Flex Adder | 0 | [6 empty] | 0.55526 | 0
LCP_Inputs_ON_Electric_Howarth_2023_05_05 | 2035 | Generic - Generator | Generation |  | WC | Capacity-Generation | FOM | 0 | [6 empty] | 0.55526 | 0
LCP_Inputs_ON_Electric_Howarth_2023_05_05 | 2035 | Generic - Generator | Generation |  | WC | Capacity-Generation | Flex Adder | 0 | [6 empty] | 0.55526 | 0
LCP_Inputs_ON_Electric_Howarth_2023_05_05 | 2035 | H2 Salt Cavern Storage - ON | Storage |  | ON | Capacity-Storage | FOM | 0 | [6 empty] | 0.55526 | 0
LCP_Inputs_ON_Electric_Howarth_2023_05_05 | 2035 | H2 Salt Cavern Storage - ON | Storage |  | ON | Capacity-Storage | Flex Adder | 0 | [6 empty] | 0.55526 | 0
LCP_Inputs_ON_Electric_Howarth_2023_05_05 | 2035 | O/CCGT - H2 New | Crossload |  | ON | Capacity-Crossload | FOM | 83430622.3359 | [6 empty] | 0.55526 | 46326063.0224
LCP_Inputs_ON_Electric_Howarth_2023_05_05 | 2035 | O/CCGT - H2 New | Crossload |  | ON | Capacity-Crossload | Flex Adder | 0 | [6 empty] | 0.55526 | 0
LCP_Inputs_ON_Electric_Howarth_2023_05_05 | 2035 | SMR CCS | Generation |  | ON | Capacity-Generation | FOM | 121681468.1727 | [6 empty] | 0.55526 | 67565399.9143
LCP_Inputs_ON_Electric_Howarth_2023_05_05 | 2035 | SMR CCS | Generation |  | ON | Capacity-Generation | Flex Adder | 0 | [6 empty] | 0.55526 | 0
LCP_Inputs_ON_Electric_Howarth_2023_05_05 | 2035 | SMR CCS | Generation |  | WC | Capacity-Generation | FOM | 0 | [6 empty] | 0.55526 | 0
LCP_Inputs_ON_Electric_Howarth_2023_05_05 | 2035 | SMR CCS | Generation |  | WC | Capacity-Generation | Flex Adder | 0 | [6 empty] | 0.55526 | 0
LCP_Inputs_ON_Electric_Howarth_2023_05_05 | 2035 | Solar PV | Generation |  | ON | Capacity-Generation | FOM | 110000000 | [6 empty] | 0.55526 | 61079095.2985
LCP_Inputs_ON_Electric_Howarth_2023_05_05 | 2035 | Solar PV | Generation |  | ON | Capacity-Generation | Flex Adder | 0 | [6 empty] | 0.55526 | 0
LCP_Inputs_ON_Electric_Howarth_2023_05_05 | 2035 | Solar PV | Generation |  | WC | Capacity-Generation | FOM | 0 | [6 empty] | 0.55526 | 0
LCP_Inputs_ON_Electric_Howarth_2023_05_05 | 2035 | Solar PV | Generation |  | WC | Capacity-Generation | Flex Adder | 0 | [6 empty] | 0.55526 | 0
LCP_Inputs_ON_Electric_Howarth_2023_05_05 | 2035 | Wind Onshore | Generation |  | MI | Capacity-Generation | FOM | 813954479.6005 | [6 empty] | 0.55526 | 451960029.3466
LCP_Inputs_ON_Electric_Howarth_2023_05_05 | 2035 | Wind Onshore | Generation |  | MI | Capacity-Generation | Flex Adder | 0 | [6 empty] | 0.55526 | 0
LCP_Inputs_ON_Electric_Howarth_2023_05_05 | 2035 | Wind Onshore | Generation |  | NY | Capacity-Generation | FOM | 292395764.9515 | [6 empty] | 0.55526 | 162356989.0213
LCP_Inputs_ON_Electric_Howarth_2023_05_05 | 2035 | Wind Onshore | Generation |  | NY | Capacity-Generation | Flex Adder | 0 | [6 empty] | 0.55526 | 0
LCP_Inputs_ON_Electric_Howarth_2023_05_05 | 2035 | Wind Onshore | Generation |  | ON | Capacity-Generation | FOM | 375000000 | [6 empty] | 0.55526 | 208224188.5175
LCP_Inputs_ON_Electric_Howarth_2023_05_05 | 2035 | Wind Onshore | Generation |  | ON | Capacity-Generation | Flex Adder | 0 | [6 empty] | 0.55526 | 0
LCP_Inputs_ON_Electric_Howarth_2023_05_05 | 2035 | Wind Onshore | Generation |  | PJ | Capacity-Generation | FOM | 4313788292.9035 | [6 empty] | 0.55526 | 2395293511.2694
LCP_Inputs_ON_Electric_Howarth_2023_05_05 | 2035 | Wind Onshore | Generation |  | PJ | Capacity-Generation | Flex Adder | 0 | [6 empty] | 0.55526 | 0
LCP_Inputs_ON_Electric_Howarth_2023_05_05 | 2035 | Wind Onshore | Generation |  | WC | Capacity-Generation | FOM | 0 | [6 empty] | 0.55526 | 0
LCP_Inputs_ON_Electric_Howarth_2023_05_05 | 2035 | Wind Onshore | Generation |  | WC | Capacity-Generation | Flex Adder | 0 | [6 empty] | 0.55526 | 0
LCP_Inputs_ON_Electric_Howarth_2023_05_05 | 2036 | Anaerobic Digestion | Generation |  | ON | Capacity-Generation | FOM | 0 | [6 empty] | 0.53391 | 0
LCP_Inputs_ON_Electric_Howarth_2023_05_05 | 2036 | Anaerobic Digestion | Generation |  | ON | Capacity-Generation | Flex Adder | 0 | [6 empty] | 0.53391 | 0
LCP_Inputs_ON_Electric_Howarth_2023_05_05 | 2036 | Battery Storage | Storage |  | ON | Capacity-Storage | FOM | 0 | [6 empty] | 0.53391 | 0
LCP_Inputs_ON_Electric_Howarth_2023_05_05 | 2036 | Battery Storage | Storage |  | ON | Capacity-Storage | Flex Adder | 0 | [6 empty] | 0.53391 | 0
LCP_Inputs_ON_Electric_Howarth_2023_05_05 | 2036 | CH4 + CCS | Generation |  | ON | Capacity-Generation | FOM | 0 | [6 empty] | 0.53391 | 0
LCP_Inputs_ON_Electric_Howarth_2023_05_05 | 2036 | CH4 + CCS | Generation |  | ON | Capacity-Generation | Flex Adder | 0 | [6 empty] | 0.53391 | 0
LCP_Inputs_ON_Electric_Howarth_2023_05_05 | 2036 | Electrolyser 2020/2030 | Crossload |  | ON | Capacity-Crossload | FOM | 11376563.2314 | [6 empty] | 0.53391 | 6074040.1204
LCP_Inputs_ON_Electric_Howarth_2023_05_05 | 2036 | Electrolyser 2020/2030 | Crossload |  | ON | Capacity-Crossload | Flex Adder | 0 | [6 empty] | 0.53391 | 0
LCP_Inputs_ON_Electric_Howarth_2023_05_05 | 2036 | Generic - Generator | Generation |  | MI | Capacity-Generation | FOM | 0 | [6 empty] | 0.53391 | 0
LCP_Inputs_ON_Electric_Howarth_2023_05_05 | 2036 | Generic - Generator | Generation |  | MI | Capacity-Generation | Flex Adder | 0 | [6 empty] | 0.53391 | 0
LCP_Inputs_ON_Electric_Howarth_2023_05_05 | 2036 | Generic - Generator | Generation |  | NY | Capacity-Generation | FOM | 0 | [6 empty] | 0.53391 | 0
LCP_Inputs_ON_Electric_Howarth_2023_05_05 | 2036 | Generic - Generator | Generation |  | NY | Capacity-Generation | Flex Adder | 0 | [6 empty] | 0.53391 | 0
LCP_Inputs_ON_Electric_Howarth_2023_05_05 | 2036 | Generic - Generator | Generation |  | PJ | Capacity-Generation | FOM | 0 | [6 empty] | 0.53391 | 0
LCP_Inputs_ON_Electric_Howarth_2023_05_05 | 2036 | Generic - Generator | Generation |  | PJ | Capacity-Generation | Flex Adder | 0 | [6 empty] | 0.53391 | 0
LCP_Inputs_ON_Electric_Howarth_2023_05_05 | 2036 | Generic - Generator | Generation |  | QC | Capacity-Generation | FOM | 0 | [6 empty] | 0.53391 | 0
LCP_Inputs_ON_Electric_Howarth_2023_05_05 | 2036 | Generic - Generator | Generation |  | QC | Capacity-Generation | Flex Adder | 0 | [6 empty] | 0.53391 | 0
LCP_Inputs_ON_Electric_Howarth_2023_05_05 | 2036 | Generic - Generator | Generation |  | WC | Capacity-Generation | FOM | 0 | [6 empty] | 0.53391 | 0
LCP_Inputs_ON_Electric_Howarth_2023_05_05 | 2036 | Generic - Generator | Generation |  | WC | Capacity-Generation | Flex Adder | 0 | [6 empty] | 0.53391 | 0
LCP_Inputs_ON_Electric_Howarth_2023_05_05 | 2036 | H2 Salt Cavern Storage - ON | Storage |  | ON | Capacity-Storage | FOM | 0 | [6 empty] | 0.53391 | 0
LCP_Inputs_ON_Electric_Howarth_2023_05_05 | 2036 | H2 Salt Cavern Storage - ON | Storage |  | ON | Capacity-Storage | Flex Adder | 0 | [6 empty] | 0.53391 | 0
LCP_Inputs_ON_Electric_Howarth_2023_05_05 | 2036 | O/CCGT - H2 New | Crossload |  | ON | Capacity-Crossload | FOM | 83430622.3359 | [6 empty] | 0.53391 | 44544291.3677
LCP_Inputs_ON_Electric_Howarth_2023_05_05 | 2036 | O/CCGT - H2 New | Crossload |  | ON | Capacity-Crossload | Flex Adder | 0 | [6 empty] | 0.53391 | 0
LCP_Inputs_ON_Electric_Howarth_2023_05_05 | 2036 | SMR CCS | Generation |  | ON | Capacity-Generation | FOM | 121681468.1727 | [6 empty] | 0.53391 | 64966730.6869
LCP_Inputs_ON_Electric_Howarth_2023_05_05 | 2036 | SMR CCS | Generation |  | ON | Capacity-Generation | Flex Adder | 0 | [6 empty] | 0.53391 | 0
LCP_Inputs_ON_Electric_Howarth_2023_05_05 | 2036 | SMR CCS | Generation |  | WC | Capacity-Generation | FOM | 0 | [6 empty] | 0.53391 | 0
LCP_Inputs_ON_Electric_Howarth_2023_05_05 | 2036 | SMR CCS | Generation |  | WC | Capacity-Generation | Flex Adder | 0 | [6 empty] | 0.53391 | 0
LCP_Inputs_ON_Electric_Howarth_2023_05_05 | 2036 | Solar PV | Generation |  | ON | Capacity-Generation | FOM | 110000000 | [6 empty] | 0.53391 | 58729899.3254
LCP_Inputs_ON_Electric_Howarth_2023_05_05 | 2036 | Solar PV | Generation |  | ON | Capacity-Generation | Flex Adder | 0 | [6 empty] | 0.53391 | 0
LCP_Inputs_ON_Electric_Howarth_2023_05_05 | 2036 | Solar PV | Generation |  | WC | Capacity-Generation | FOM | 0 | [6 empty] | 0.53391 | 0
LCP_Inputs_ON_Electric_Howarth_2023_05_05 | 2036 | Solar PV | Generation |  | WC | Capacity-Generation | Flex Adder | 0 | [6 empty] | 0.53391 | 0
LCP_Inputs_ON_Electric_Howarth_2023_05_05 | 2036 | Wind Onshore | Generation |  | MI | Capacity-Generation | FOM | 813954479.6005 | [6 empty] | 0.53391 | 434576951.2948
LCP_Inputs_ON_Electric_Howarth_2023_05_05 | 2036 | Wind Onshore | Generation |  | MI | Capacity-Generation | Flex Adder | 0 | [6 empty] | 0.53391 | 0
LCP_Inputs_ON_Electric_Howarth_2023_05_05 | 2036 | Wind Onshore | Generation |  | NY | Capacity-Generation | FOM | 292395764.9515 | [6 empty] | 0.53391 | 156112489.4435
LCP_Inputs_ON_Electric_Howarth_2023_05_05 | 2036 | Wind Onshore | Generation |  | NY | Capacity-Generation | Flex Adder | 0 | [6 empty] | 0.53391 | 0
LCP_Inputs_ON_Electric_Howarth_2023_05_05 | 2036 | Wind Onshore | Generation |  | ON | Capacity-Generation | FOM | 375000000 | [6 empty] | 0.53391 | 200215565.8822
LCP_Inputs_ON_Electric_Howarth_2023_05_05 | 2036 | Wind Onshore | Generation |  | ON | Capacity-Generation | Flex Adder | 0 | [6 empty] | 0.53391 | 0
LCP_Inputs_ON_Electric_Howarth_2023_05_05 | 2036 | Wind Onshore | Generation |  | PJ | Capacity-Generation | FOM | 4313788292.9035 | [6 empty] | 0.53391 | 2303166837.7591
LCP_Inputs_ON_Electric_Howarth_2023_05_05 | 2036 | Wind Onshore | Generation |  | PJ | Capacity-Generation | Flex Adder | 0 | [6 empty] | 0.53391 | 0
LCP_Inputs_ON_Electric_Howarth_2023_05_05 | 2036 | Wind Onshore | Generation |  | WC | Capacity-Generation | FOM | 0 | [6 empty] | 0.53391 | 0
LCP_Inputs_ON_Electric_Howarth_2023_05_05 | 2036 | Wind Onshore | Generation |  | WC | Capacity-Generation | Flex Adder | 0 | [6 empty] | 0.53391 | 0
LCP_Inputs_ON_Electric_Howarth_2023_05_05 | 2037 | Anaerobic Digestion | Generation |  | ON | Capacity-Generation | FOM | 0 | [6 empty] | 0.51337 | 0
LCP_Inputs_ON_Electric_Howarth_2023_05_05 | 2037 | Anaerobic Digestion | Generation |  | ON | Capacity-Generation | Flex Adder | 0 | [6 empty] | 0.51337 | 0
LCP_Inputs_ON_Electric_Howarth_2023_05_05 | 2037 | Battery Storage | Storage |  | ON | Capacity-Storage | FOM | 0 | [6 empty] | 0.51337 | 0
LCP_Inputs_ON_Electric_Howarth_2023_05_05 | 2037 | Battery Storage | Storage |  | ON | Capacity-Storage | Flex Adder | 0 | [6 empty] | 0.51337 | 0
LCP_Inputs_ON_Electric_Howarth_2023_05_05 | 2037 | CH4 + CCS | Generation |  | ON | Capacity-Generation | FOM | 0 | [6 empty] | 0.51337 | 0
LCP_Inputs_ON_Electric_Howarth_2023_05_05 | 2037 | CH4 + CCS | Generation |  | ON | Capacity-Generation | Flex Adder | 0 | [6 empty] | 0.51337 | 0
LCP_Inputs_ON_Electric_Howarth_2023_05_05 | 2037 | Electrolyser 2020/2030 | Crossload |  | ON | Capacity-Crossload | FOM | 11376563.2314 | [6 empty] | 0.51337 | 5840423.1927
LCP_Inputs_ON_Electric_Howarth_2023_05_05 | 2037 | Electrolyser 2020/2030 | Crossload |  | ON | Capacity-Crossload | Flex Adder | 0 | [6 empty] | 0.51337 | 0
LCP_Inputs_ON_Electric_Howarth_2023_05_05 | 2037 | Generic - Generator | Generation |  | MI | Capacity-Generation | FOM | 0 | [6 empty] | 0.51337 | 0
LCP_Inputs_ON_Electric_Howarth_2023_05_05 | 2037 | Generic - Generator | Generation |  | MI | Capacity-Generation | Flex Adder | 0 | [6 empty] | 0.51337 | 0
LCP_Inputs_ON_Electric_Howarth_2023_05_05 | 2037 | Generic - Generator | Generation |  | NY | Capacity-Generation | FOM | 0 | [6 empty] | 0.51337 | 0
LCP_Inputs_ON_Electric_Howarth_2023_05_05 | 2037 | Generic - Generator | Generation |  | NY | Capacity-Generation | Flex Adder | 0 | [6 empty] | 0.51337 | 0
LCP_Inputs_ON_Electric_Howarth_2023_05_05 | 2037 | Generic - Generator | Generation |  | PJ | Capacity-Generation | FOM | 0 | [6 empty] | 0.51337 | 0
LCP_Inputs_ON_Electric_Howarth_2023_05_05 | 2037 | Generic - Generator | Generation |  | PJ | Capacity-Generation | Flex Adder | 0 | [6 empty] | 0.51337 | 0
LCP_Inputs_ON_Electric_Howarth_2023_05_05 | 2037 | Generic - Generator | Generation |  | QC | Capacity-Generation | FOM | 0 | [6 empty] | 0.51337 | 0
LCP_Inputs_ON_Electric_Howarth_2023_05_05 | 2037 | Generic - Generator | Generation |  | QC | Capacity-Generation | Flex Adder | 0 | [6 empty] | 0.51337 | 0
LCP_Inputs_ON_Electric_Howarth_2023_05_05 | 2037 | Generic - Generator | Generation |  | WC | Capacity-Generation | FOM | 0 | [6 empty] | 0.51337 | 0
LCP_Inputs_ON_Electric_Howarth_2023_05_05 | 2037 | Generic - Generator | Generation |  | WC | Capacity-Generation | Flex Adder | 0 | [6 empty] | 0.51337 | 0
LCP_Inputs_ON_Electric_Howarth_2023_05_05 | 2037 | H2 Salt Cavern Storage - ON | Storage |  | ON | Capacity-Storage | FOM | 0 | [6 empty] | 0.51337 | 0
LCP_Inputs_ON_Electric_Howarth_2023_05_05 | 2037 | H2 Salt Cavern Storage - ON | Storage |  | ON | Capacity-Storage | Flex Adder | 0 | [6 empty] | 0.51337 | 0
LCP_Inputs_ON_Electric_Howarth_2023_05_05 | 2037 | O/CCGT - H2 New | Crossload |  | ON | Capacity-Crossload | FOM | 83430622.3359 | [6 empty] | 0.51337 | 42831049.392
LCP_Inputs_ON_Electric_Howarth_2023_05_05 | 2037 | O/CCGT - H2 New | Crossload |  | ON | Capacity-Crossload | Flex Adder | 0 | [6 empty] | 0.51337 | 0
LCP_Inputs_ON_Electric_Howarth_2023_05_05 | 2037 | SMR CCS | Generation |  | ON | Capacity-Generation | FOM | 121681468.1727 | [6 empty] | 0.51337 | 62468010.2758
LCP_Inputs_ON_Electric_Howarth_2023_05_05 | 2037 | SMR CCS | Generation |  | ON | Capacity-Generation | Flex Adder | 0 | [6 empty] | 0.51337 | 0
LCP_Inputs_ON_Electric_Howarth_2023_05_05 | 2037 | SMR CCS | Generation |  | WC | Capacity-Generation | FOM | 0 | [6 empty] | 0.51337 | 0
LCP_Inputs_ON_Electric_Howarth_2023_05_05 | 2037 | SMR CCS | Generation |  | WC | Capacity-Generation | Flex Adder | 0 | [6 empty] | 0.51337 | 0
LCP_Inputs_ON_Electric_Howarth_2023_05_05 | 2037 | Solar PV | Generation |  | ON | Capacity-Generation | FOM | 110000000 | [6 empty] | 0.51337 | 56471057.0437
LCP_Inputs_ON_Electric_Howarth_2023_05_05 | 2037 | Solar PV | Generation |  | ON | Capacity-Generation | Flex Adder | 0 | [6 empty] | 0.51337 | 0
LCP_Inputs_ON_Electric_Howarth_2023_05_05 | 2037 | Solar PV | Generation |  | WC | Capacity-Generation | FOM | 0 | [6 empty] | 0.51337 | 0
LCP_Inputs_ON_Electric_Howarth_2023_05_05 | 2037 | Solar PV | Generation |  | WC | Capacity-Generation | Flex Adder | 0 | [6 empty] | 0.51337 | 0
LCP_Inputs_ON_Electric_Howarth_2023_05_05 | 2037 | Wind Onshore | Generation |  | MI | Capacity-Generation | FOM | 813954479.6005 | [6 empty] | 0.51337 | 417862453.1681
LCP_Inputs_ON_Electric_Howarth_2023_05_05 | 2037 | Wind Onshore | Generation |  | MI | Capacity-Generation | Flex Adder | 0 | [6 empty] | 0.51337 | 0
LCP_Inputs_ON_Electric_Howarth_2023_05_05 | 2037 | Wind Onshore | Generation |  | NY | Capacity-Generation | FOM | 292395764.9515 | [6 empty] | 0.51337 | 150108162.9265
LCP_Inputs_ON_Electric_Howarth_2023_05_05 | 2037 | Wind Onshore | Generation |  | NY | Capacity-Generation | Flex Adder | 0 | [6 empty] | 0.51337 | 0
LCP_Inputs_ON_Electric_Howarth_2023_05_05 | 2037 | Wind Onshore | Generation |  | ON | Capacity-Generation | FOM | 375000000 | [6 empty] | 0.51337 | 192514967.1944
LCP_Inputs_ON_Electric_Howarth_2023_05_05 | 2037 | Wind Onshore | Generation |  | ON | Capacity-Generation | Flex Adder | 0 | [6 empty] | 0.51337 | 0
LCP_Inputs_ON_Electric_Howarth_2023_05_05 | 2037 | Wind Onshore | Generation |  | PJ | Capacity-Generation | FOM | 4313788292.9035 | [6 empty] | 0.51337 | 2214583497.8453
LCP_Inputs_ON_Electric_Howarth_2023_05_05 | 2037 | Wind Onshore | Generation |  | PJ | Capacity-Generation | Flex Adder | 0 | [6 empty] | 0.51337 | 0
LCP_Inputs_ON_Electric_Howarth_2023_05_05 | 2037 | Wind Onshore | Generation |  | WC | Capacity-Generation | FOM | 0 | [6 empty] | 0.51337 | 0
LCP_Inputs_ON_Electric_Howarth_2023_05_05 | 2037 | Wind Onshore | Generation |  | WC | Capacity-Generation | Flex Adder | 0 | [6 empty] | 0.51337 | 0
LCP_Inputs_ON_Electric_Howarth_2023_05_05 | 2038 | Anaerobic Digestion | Generation |  | ON | Capacity-Generation | FOM | 0 | [6 empty] | 0.49363 | 0
LCP_Inputs_ON_Electric_Howarth_2023_05_05 | 2038 | Anaerobic Digestion | Generation |  | ON | Capacity-Generation | Flex Adder | 0 | [6 empty] | 0.49363 | 0
LCP_Inputs_ON_Electric_Howarth_2023_05_05 | 2038 | Battery Storage | Storage |  | ON | Capacity-Storage | FOM | 0 | [6 empty] | 0.49363 | 0
LCP_Inputs_ON_Electric_Howarth_2023_05_05 | 2038 | Battery Storage | Storage |  | ON | Capacity-Storage | Flex Adder | 0 | [6 empty] | 0.49363 | 0
LCP_Inputs_ON_Electric_Howarth_2023_05_05 | 2038 | CH4 + CCS | Generation |  | ON | Capacity-Generation | FOM | 0 | [6 empty] | 0.49363 | 0
LCP_Inputs_ON_Electric_Howarth_2023_05_05 | 2038 | CH4 + CCS | Generation |  | ON | Capacity-Generation | Flex Adder | 0 | [6 empty] | 0.49363 | 0
LCP_Inputs_ON_Electric_Howarth_2023_05_05 | 2038 | Electrolyser 2020/2030 | Crossload |  | ON | Capacity-Crossload | FOM | 11376563.2314 | [6 empty] | 0.49363 | 5615791.5315
LCP_Inputs_ON_Electric_Howarth_2023_05_05 | 2038 | Electrolyser 2020/2030 | Crossload |  | ON | Capacity-Crossload | Flex Adder | 0 | [6 empty] | 0.49363 | 0
LCP_Inputs_ON_Electric_Howarth_2023_05_05 | 2038 | Generic - Generator | Generation |  | MI | Capacity-Generation | FOM | 0 | [6 empty] | 0.49363 | 0
LCP_Inputs_ON_Electric_Howarth_2023_05_05 | 2038 | Generic - Generator | Generation |  | MI | Capacity-Generation | Flex Adder | 0 | [6 empty] | 0.49363 | 0
LCP_Inputs_ON_Electric_Howarth_2023_05_05 | 2038 | Generic - Generator | Generation |  | NY | Capacity-Generation | FOM | 0 | [6 empty] | 0.49363 | 0
LCP_Inputs_ON_Electric_Howarth_2023_05_05 | 2038 | Generic - Generator | Generation |  | NY | Capacity-Generation | Flex Adder | 0 | [6 empty] | 0.49363 | 0
LCP_Inputs_ON_Electric_Howarth_2023_05_05 | 2038 | Generic - Generator | Generation |  | PJ | Capacity-Generation | FOM | 0 | [6 empty] | 0.49363 | 0
LCP_Inputs_ON_Electric_Howarth_2023_05_05 | 2038 | Generic - Generator | Generation |  | PJ | Capacity-Generation | Flex Adder | 0 | [6 empty] | 0.49363 | 0
LCP_Inputs_ON_Electric_Howarth_2023_05_05 | 2038 | Generic - Generator | Generation |  | QC | Capacity-Generation | FOM | 0 | [6 empty] | 0.49363 | 0
LCP_Inputs_ON_Electric_Howarth_2023_05_05 | 2038 | Generic - Generator | Generation |  | QC | Capacity-Generation | Flex Adder | 0 | [6 empty] | 0.49363 | 0
LCP_Inputs_ON_Electric_Howarth_2023_05_05 | 2038 | Generic - Generator | Generation |  | WC | Capacity-Generation | FOM | 0 | [6 empty] | 0.49363 | 0
LCP_Inputs_ON_Electric_Howarth_2023_05_05 | 2038 | Generic - Generator | Generation |  | WC | Capacity-Generation | Flex Adder | 0 | [6 empty] | 0.49363 | 0
LCP_Inputs_ON_Electric_Howarth_2023_05_05 | 2038 | H2 Salt Cavern Storage - ON | Storage |  | ON | Capacity-Storage | FOM | 0 | [6 empty] | 0.49363 | 0
LCP_Inputs_ON_Electric_Howarth_2023_05_05 | 2038 | H2 Salt Cavern Storage - ON | Storage |  | ON | Capacity-Storage | Flex Adder | 0 | [6 empty] | 0.49363 | 0
LCP_Inputs_ON_Electric_Howarth_2023_05_05 | 2038 | O/CCGT - H2 New | Crossload |  | ON | Capacity-Crossload | FOM | 83430622.3359 | [6 empty] | 0.49363 | 41183701.3385
LCP_Inputs_ON_Electric_Howarth_2023_05_05 | 2038 | O/CCGT - H2 New | Crossload |  | ON | Capacity-Crossload | Flex Adder | 0 | [6 empty] | 0.49363 | 0
LCP_Inputs_ON_Electric_Howarth_2023_05_05 | 2038 | SMR CCS | Generation |  | ON | Capacity-Generation | FOM | 121681468.1727 | [6 empty] | 0.49363 | 60065394.496
LCP_Inputs_ON_Electric_Howarth_2023_05_05 | 2038 | SMR CCS | Generation |  | ON | Capacity-Generation | Flex Adder | 0 | [6 empty] | 0.49363 | 0
LCP_Inputs_ON_Electric_Howarth_2023_05_05 | 2038 | SMR CCS | Generation |  | WC | Capacity-Generation | FOM | 0 | [6 empty] | 0.49363 | 0
LCP_Inputs_ON_Electric_Howarth_2023_05_05 | 2038 | SMR CCS | Generation |  | WC | Capacity-Generation | Flex Adder | 0 | [6 empty] | 0.49363 | 0
LCP_Inputs_ON_Electric_Howarth_2023_05_05 | 2038 | Solar PV | Generation |  | ON | Capacity-Generation | FOM | 110000000 | [6 empty] | 0.49363 | 54299093.3112
LCP_Inputs_ON_Electric_Howarth_2023_05_05 | 2038 | Solar PV | Generation |  | ON | Capacity-Generation | Flex Adder | 0 | [6 empty] | 0.49363 | 0
LCP_Inputs_ON_Electric_Howarth_2023_05_05 | 2038 | Solar PV | Generation |  | WC | Capacity-Generation | FOM | 0 | [6 empty] | 0.49363 | 0
LCP_Inputs_ON_Electric_Howarth_2023_05_05 | 2038 | Solar PV | Generation |  | WC | Capacity-Generation | Flex Adder | 0 | [6 empty] | 0.49363 | 0
LCP_Inputs_ON_Electric_Howarth_2023_05_05 | 2038 | Wind Onshore | Generation |  | MI | Capacity-Generation | FOM | 813954479.6005 | [6 empty] | 0.49363 | 401790820.3539
LCP_Inputs_ON_Electric_Howarth_2023_05_05 | 2038 | Wind Onshore | Generation |  | MI | Capacity-Generation | Flex Adder | 0 | [6 empty] | 0.49363 | 0
LCP_Inputs_ON_Electric_Howarth_2023_05_05 | 2038 | Wind Onshore | Generation |  | NY | Capacity-Generation | FOM | 292395764.9515 | [6 empty] | 0.49363 | 144334772.0447
LCP_Inputs_ON_Electric_Howarth_2023_05_05 | 2038 | Wind Onshore | Generation |  | NY | Capacity-Generation | Flex Adder | 0 | [6 empty] | 0.49363 | 0
LCP_Inputs_ON_Electric_Howarth_2023_05_05 | 2038 | Wind Onshore | Generation |  | ON | Capacity-Generation | FOM | 375000000 | [6 empty] | 0.49363 | 185110545.3792
LCP_Inputs_ON_Electric_Howarth_2023_05_05 | 2038 | Wind Onshore | Generation |  | ON | Capacity-Generation | Flex Adder | 0 | [6 empty] | 0.49363 | 0
LCP_Inputs_ON_Electric_Howarth_2023_05_05 | 2038 | Wind Onshore | Generation |  | PJ | Capacity-Generation | FOM | 4313788292.9035 | [6 empty] | 0.49363 | 2129407209.4666
LCP_Inputs_ON_Electric_Howarth_2023_05_05 | 2038 | Wind Onshore | Generation |  | PJ | Capacity-Generation | Flex Adder | 0 | [6 empty] | 0.49363 | 0
LCP_Inputs_ON_Electric_Howarth_2023_05_05 | 2038 | Wind Onshore | Generation |  | WC | Capacity-Generation | FOM | 0 | [6 empty] | 0.49363 | 0
LCP_Inputs_ON_Electric_Howarth_2023_05_05 | 2038 | Wind Onshore | Generation |  | WC | Capacity-Generation | Flex Adder | 0 | [6 empty] | 0.49363 | 0
LCP_Inputs_ON_Electric_Howarth_2023_05_05 | 2039 | Anaerobic Digestion | Generation |  | ON | Capacity-Generation | FOM | 0 | [6 empty] | 0.47464 | 0
LCP_Inputs_ON_Electric_Howarth_2023_05_05 | 2039 | Anaerobic Digestion | Generation |  | ON | Capacity-Generation | Flex Adder | 0 | [6 empty] | 0.47464 | 0
LCP_Inputs_ON_Electric_Howarth_2023_05_05 | 2039 | Battery Storage | Storage |  | ON | Capacity-Storage | FOM | 0 | [6 empty] | 0.47464 | 0
LCP_Inputs_ON_Electric_Howarth_2023_05_05 | 2039 | Battery Storage | Storage |  | ON | Capacity-Storage | Flex Adder | 0 | [6 empty] | 0.47464 | 0
LCP_Inputs_ON_Electric_Howarth_2023_05_05 | 2039 | CH4 + CCS | Generation |  | ON | Capacity-Generation | FOM | 0 | [6 empty] | 0.47464 | 0
LCP_Inputs_ON_Electric_Howarth_2023_05_05 | 2039 | CH4 + CCS | Generation |  | ON | Capacity-Generation | Flex Adder | 0 | [6 empty] | 0.47464 | 0
LCP_Inputs_ON_Electric_Howarth_2023_05_05 | 2039 | Electrolyser 2020/2030 | Crossload |  | ON | Capacity-Crossload | FOM | 11376563.2314 | [6 empty] | 0.47464 | 5399799.5495
LCP_Inputs_ON_Electric_Howarth_2023_05_05 | 2039 | Electrolyser 2020/2030 | Crossload |  | ON | Capacity-Crossload | Flex Adder | 0 | [6 empty] | 0.47464 | 0
LCP_Inputs_ON_Electric_Howarth_2023_05_05 | 2039 | Generic - Generator | Generation |  | MI | Capacity-Generation | FOM | 0 | [6 empty] | 0.47464 | 0
LCP_Inputs_ON_Electric_Howarth_2023_05_05 | 2039 | Generic - Generator | Generation |  | MI | Capacity-Generation | Flex Adder | 0 | [6 empty] | 0.47464 | 0
LCP_Inputs_ON_Electric_Howarth_2023_05_05 | 2039 | Generic - Generator | Generation |  | NY | Capacity-Generation | FOM | 0 | [6 empty] | 0.47464 | 0
LCP_Inputs_ON_Electric_Howarth_2023_05_05 | 2039 | Generic - Generator | Generation |  | NY | Capacity-Generation | Flex Adder | 0 | [6 empty] | 0.47464 | 0
LCP_Inputs_ON_Electric_Howarth_2023_05_05 | 2039 | Generic - Generator | Generation |  | PJ | Capacity-Generation | FOM | 0 | [6 empty] | 0.47464 | 0
LCP_Inputs_ON_Electric_Howarth_2023_05_05 | 2039 | Generic - Generator | Generation |  | PJ | Capacity-Generation | Flex Adder | 0 | [6 empty] | 0.47464 | 0
LCP_Inputs_ON_Electric_Howarth_2023_05_05 | 2039 | Generic - Generator | Generation |  | QC | Capacity-Generation | FOM | 0 | [6 empty] | 0.47464 | 0
LCP_Inputs_ON_Electric_Howarth_2023_05_05 | 2039 | Generic - Generator | Generation |  | QC | Capacity-Generation | Flex Adder | 0 | [6 empty] | 0.47464 | 0
LCP_Inputs_ON_Electric_Howarth_2023_05_05 | 2039 | Generic - Generator | Generation |  | WC | Capacity-Generation | FOM | 0 | [6 empty] | 0.47464 | 0
LCP_Inputs_ON_Electric_Howarth_2023_05_05 | 2039 | Generic - Generator | Generation |  | WC | Capacity-Generation | Flex Adder | 0 | [6 empty] | 0.47464 | 0
LCP_Inputs_ON_Electric_Howarth_2023_05_05 | 2039 | H2 Salt Cavern Storage - ON | Storage |  | ON | Capacity-Storage | FOM | 0 | [6 empty] | 0.47464 | 0
LCP_Inputs_ON_Electric_Howarth_2023_05_05 | 2039 | H2 Salt Cavern Storage - ON | Storage |  | ON | Capacity-Storage | Flex Adder | 0 | [6 empty] | 0.47464 | 0
LCP_Inputs_ON_Electric_Howarth_2023_05_05 | 2039 | O/CCGT - H2 New | Crossload |  | ON | Capacity-Crossload | FOM | 83430622.3359 | [6 empty] | 0.47464 | 39599712.8254
LCP_Inputs_ON_Electric_Howarth_2023_05_05 | 2039 | O/CCGT - H2 New | Crossload |  | ON | Capacity-Crossload | Flex Adder | 0 | [6 empty] | 0.47464 | 0
LCP_Inputs_ON_Electric_Howarth_2023_05_05 | 2039 | SMR CCS | Generation |  | ON | Capacity-Generation | FOM | 121681468.1727 | [6 empty] | 0.47464 | 57755187.0154
LCP_Inputs_ON_Electric_Howarth_2023_05_05 | 2039 | SMR CCS | Generation |  | ON | Capacity-Generation | Flex Adder | 0 | [6 empty] | 0.47464 | 0
LCP_Inputs_ON_Electric_Howarth_2023_05_05 | 2039 | SMR CCS | Generation |  | WC | Capacity-Generation | FOM | 0 | [6 empty] | 0.47464 | 0
LCP_Inputs_ON_Electric_Howarth_2023_05_05 | 2039 | SMR CCS | Generation |  | WC | Capacity-Generation | Flex Adder | 0 | [6 empty] | 0.47464 | 0
LCP_Inputs_ON_Electric_Howarth_2023_05_05 | 2039 | Solar PV | Generation |  | ON | Capacity-Generation | FOM | 110000000 | [6 empty] | 0.47464 | 52210666.6454
LCP_Inputs_ON_Electric_Howarth_2023_05_05 | 2039 | Solar PV | Generation |  | ON | Capacity-Generation | Flex Adder | 0 | [6 empty] | 0.47464 | 0
LCP_Inputs_ON_Electric_Howarth_2023_05_05 | 2039 | Solar PV | Generation |  | WC | Capacity-Generation | FOM | 0 | [6 empty] | 0.47464 | 0
LCP_Inputs_ON_Electric_Howarth_2023_05_05 | 2039 | Solar PV | Generation |  | WC | Capacity-Generation | Flex Adder | 0 | [6 empty] | 0.47464 | 0
LCP_Inputs_ON_Electric_Howarth_2023_05_05 | 2039 | Wind Onshore | Generation |  | MI | Capacity-Generation | FOM | 813954479.6005 | [6 empty] | 0.47464 | 386337327.2634
LCP_Inputs_ON_Electric_Howarth_2023_05_05 | 2039 | Wind Onshore | Generation |  | MI | Capacity-Generation | Flex Adder | 0 | [6 empty] | 0.47464 | 0
LCP_Inputs_ON_Electric_Howarth_2023_05_05 | 2039 | Wind Onshore | Generation |  | NY | Capacity-Generation | FOM | 292395764.9515 | [6 empty] | 0.47464 | 138783434.6584
LCP_Inputs_ON_Electric_Howarth_2023_05_05 | 2039 | Wind Onshore | Generation |  | NY | Capacity-Generation | Flex Adder | 0 | [6 empty] | 0.47464 | 0
LCP_Inputs_ON_Electric_Howarth_2023_05_05 | 2039 | Wind Onshore | Generation |  | ON | Capacity-Generation | FOM | 375000000 | [6 empty] | 0.47464 | 177990909.0185
LCP_Inputs_ON_Electric_Howarth_2023_05_05 | 2039 | Wind Onshore | Generation |  | ON | Capacity-Generation | Flex Adder | 0 | [6 empty] | 0.47464 | 0
LCP_Inputs_ON_Electric_Howarth_2023_05_05 | 2039 | Wind Onshore | Generation |  | PJ | Capacity-Generation | FOM | 4313788292.9035 | [6 empty] | 0.47464 | 2047506932.1794
LCP_Inputs_ON_Electric_Howarth_2023_05_05 | 2039 | Wind Onshore | Generation |  | PJ | Capacity-Generation | Flex Adder | 0 | [6 empty] | 0.47464 | 0
LCP_Inputs_ON_Electric_Howarth_2023_05_05 | 2039 | Wind Onshore | Generation |  | WC | Capacity-Generation | FOM | 0 | [6 empty] | 0.47464 | 0
LCP_Inputs_ON_Electric_Howarth_2023_05_05 | 2039 | Wind Onshore | Generation |  | WC | Capacity-Generation | Flex Adder | 0 | [6 empty] | 0.47464 | 0
LCP_Inputs_ON_Electric_Howarth_2023_05_05 | 2040 | Anaerobic Digestion | Generation |  | ON | Capacity-Generation | CONE | 368065817.9235 | [6 empty] | 0.45639 | 167980434.6432
LCP_Inputs_ON_Electric_Howarth_2023_05_05 | 2040 | Anaerobic Digestion | Generation |  | ON | Capacity-Generation | FOM | 167819842.8872 | [6 empty] | 0.45639 | 76590785.6073
LCP_Inputs_ON_Electric_Howarth_2023_05_05 | 2040 | Anaerobic Digestion | Generation |  | ON | Capacity-Generation | Flex Adder | 0 | [6 empty] | 0.45639 | 0
LCP_Inputs_ON_Electric_Howarth_2023_05_05 | 2040 | Battery Storage | Storage |  | ON | Capacity-Storage | CONE | 0 | [6 empty] | 0.45639 | 0
LCP_Inputs_ON_Electric_Howarth_2023_05_05 | 2040 | Battery Storage | Storage |  | ON | Capacity-Storage | FOM | 0 | [6 empty] | 0.45639 | 0
LCP_Inputs_ON_Electric_Howarth_2023_05_05 | 2040 | Battery Storage | Storage |  | ON | Capacity-Storage | Flex Adder | 0 | [6 empty] | 0.45639 | 0
LCP_Inputs_ON_Electric_Howarth_2023_05_05 | 2040 | Biomass + CCS | Generation |  | ON | Capacity-Generation | CONE | 713939820 | [6 empty] | 0.45639 | 325832814.2213
LCP_Inputs_ON_Electric_Howarth_2023_05_05 | 2040 | Biomass + CCS | Generation |  | ON | Capacity-Generation | FOM | 80652292.5 | [6 empty] | 0.45639 | 36808653.4782
LCP_Inputs_ON_Electric_Howarth_2023_05_05 | 2040 | Biomass + CCS | Generation |  | ON | Capacity-Generation | Flex Adder | 0 | [6 empty] | 0.45639 | 0
LCP_Inputs_ON_Electric_Howarth_2023_05_05 | 2040 | CH4 + CCS | Generation |  | ON | Capacity-Generation | CONE | 8.9909 | [6 empty] | 0.45639 | 4.1033
LCP_Inputs_ON_Electric_Howarth_2023_05_05 | 2040 | CH4 + CCS | Generation |  | ON | Capacity-Generation | FOM | 0 | [6 empty] | 0.45639 | 0
LCP_Inputs_ON_Electric_Howarth_2023_05_05 | 2040 | CH4 + CCS | Generation |  | ON | Capacity-Generation | Flex Adder | 0 | [6 empty] | 0.45639 | 0
LCP_Inputs_ON_Electric_Howarth_2023_05_05 | 2040 | Electrolyser 2020/2030 | Crossload |  | ON | Capacity-Crossload | FOM | 11376563.2314 | [6 empty] | 0.45639 | 5192114.9514
LCP_Inputs_ON_Electric_Howarth_2023_05_05 | 2040 | Electrolyser 2020/2030 | Crossload |  | ON | Capacity-Crossload | Flex Adder | 0 | [6 empty] | 0.45639 | 0
LCP_Inputs_ON_Electric_Howarth_2023_05_05 | 2040 | Electrolyser 2040 | Crossload |  | ON | Capacity-Crossload | CONE | 831502987.9856 | [6 empty] | 0.45639 | 379487109.444
LCP_Inputs_ON_Electric_Howarth_2023_05_05 | 2040 | Electrolyser 2040 | Crossload |  | ON | Capacity-Crossload | FOM | 67838239.113 | [6 empty] | 0.45639 | 30960486.7845
LCP_Inputs_ON_Electric_Howarth_2023_05_05 | 2040 | Electrolyser 2040 | Crossload |  | ON | Capacity-Crossload | Flex Adder | 0 | [6 empty] | 0.45639 | 0
LCP_Inputs_ON_Electric_Howarth_2023_05_05 | 2040 | Generic - Generator | Generation |  | MI | Capacity-Generation | CONE | 0 | [6 empty] | 0.45639 | 0
LCP_Inputs_ON_Electric_Howarth_2023_05_05 | 2040 | Generic - Generator | Generation |  | MI | Capacity-Generation | FOM | 0 | [6 empty] | 0.45639 | 0
LCP_Inputs_ON_Electric_Howarth_2023_05_05 | 2040 | Generic - Generator | Generation |  | MI | Capacity-Generation | Flex Adder | 0 | [6 empty] | 0.45639 | 0
LCP_Inputs_ON_Electric_Howarth_2023_05_05 | 2040 | Generic - Generator | Generation |  | NY | Capacity-Generation | CONE | 0 | [6 empty] | 0.45639 | 0
LCP_Inputs_ON_Electric_Howarth_2023_05_05 | 2040 | Generic - Generator | Generation |  | NY | Capacity-Generation | FOM | 0 | [6 empty] | 0.45639 | 0
LCP_Inputs_ON_Electric_Howarth_2023_05_05 | 2040 | Generic - Generator | Generation |  | NY | Capacity-Generation | Flex Adder | 0 | [6 empty] | 0.45639 | 0
LCP_Inputs_ON_Electric_Howarth_2023_05_05 | 2040 | Generic - Generator | Generation |  | PJ | Capacity-Generation | CONE | 0 | [6 empty] | 0.45639 | 0
LCP_Inputs_ON_Electric_Howarth_2023_05_05 | 2040 | Generic - Generator | Generation |  | PJ | Capacity-Generation | FOM | 0 | [6 empty] | 0.45639 | 0
LCP_Inputs_ON_Electric_Howarth_2023_05_05 | 2040 | Generic - Generator | Generation |  | PJ | Capacity-Generation | Flex Adder | 0 | [6 empty] | 0.45639 | 0
LCP_Inputs_ON_Electric_Howarth_2023_05_05 | 2040 | Generic - Generator | Generation |  | QC | Capacity-Generation | CONE | 0 | [6 empty] | 0.45639 | 0
LCP_Inputs_ON_Electric_Howarth_2023_05_05 | 2040 | Generic - Generator | Generation |  | QC | Capacity-Generation | FOM | 0 | [6 empty] | 0.45639 | 0
LCP_Inputs_ON_Electric_Howarth_2023_05_05 | 2040 | Generic - Generator | Generation |  | QC | Capacity-Generation | Flex Adder | 0 | [6 empty] | 0.45639 | 0
LCP_Inputs_ON_Electric_Howarth_2023_05_05 | 2040 | Generic - Generator | Generation |  | WC | Capacity-Generation | CONE | 0 | [6 empty] | 0.45639 | 0
LCP_Inputs_ON_Electric_Howarth_2023_05_05 | 2040 | Generic - Generator | Generation |  | WC | Capacity-Generation | FOM | 0 | [6 empty] | 0.45639 | 0
LCP_Inputs_ON_Electric_Howarth_2023_05_05 | 2040 | Generic - Generator | Generation |  | WC | Capacity-Generation | Flex Adder | 0 | [6 empty] | 0.45639 | 0
LCP_Inputs_ON_Electric_Howarth_2023_05_05 | 2040 | H2 Import - WC | Import |  | WC | Capacity-Import | CONE | 58.4052 | [6 empty] | 0.45639 | 26.6554
LCP_Inputs_ON_Electric_Howarth_2023_05_05 | 2040 | H2 Import - WC | Import |  | WC | Capacity-Import | FOM | 0 | [6 empty] | 0.45639 | 0
LCP_Inputs_ON_Electric_Howarth_2023_05_05 | 2040 | H2 Import - WC | Import |  | WC | Capacity-Import | Flex Adder | 0 | [6 empty] | 0.45639 | 0
LCP_Inputs_ON_Electric_Howarth_2023_05_05 | 2040 | H2 Salt Cavern Storage - ON | Storage |  | ON | Capacity-Storage | CONE | 44 | [6 empty] | 0.45639 | 20.081
LCP_Inputs_ON_Electric_Howarth_2023_05_05 | 2040 | H2 Salt Cavern Storage - ON | Storage |  | ON | Capacity-Storage | FOM | 0 | [6 empty] | 0.45639 | 0
LCP_Inputs_ON_Electric_Howarth_2023_05_05 | 2040 | H2 Salt Cavern Storage - ON | Storage |  | ON | Capacity-Storage | Flex Adder | 0 | [6 empty] | 0.45639 | 0
LCP_Inputs_ON_Electric_Howarth_2023_05_05 | 2040 | Hydro | Generation |  | ON | Capacity-Generation | CONE | 13620609225.2914 | [6 empty] | 0.45639 | 6216268249.7319
LCP_Inputs_ON_Electric_Howarth_2023_05_05 | 2040 | Hydro | Generation |  | ON | Capacity-Generation | FOM | 541728776.0059 | [6 empty] | 0.45639 | 247237941.7507
LCP_Inputs_ON_Electric_Howarth_2023_05_05 | 2040 | Hydro | Generation |  | ON | Capacity-Generation | Flex Adder | 0 | [6 empty] | 0.45639 | 0
LCP_Inputs_ON_Electric_Howarth_2023_05_05 | 2040 | Nuclear | Generation |  | ON | Capacity-Generation | CONE | 0 | [6 empty] | 0.45639 | 0
LCP_Inputs_ON_Electric_Howarth_2023_05_05 | 2040 | Nuclear | Generation |  | ON | Capacity-Generation | FOM | 0 | [6 empty] | 0.45639 | 0
LCP_Inputs_ON_Electric_Howarth_2023_05_05 | 2040 | Nuclear | Generation |  | ON | Capacity-Generation | Flex Adder | 0 | [6 empty] | 0.45639 | 0
LCP_Inputs_ON_Electric_Howarth_2023_05_05 | 2040 | Nuclear SMR | Generation |  | ON | Capacity-Generation | CONE | 3960000000 | [6 empty] | 0.45639 | 1807292306.9571
LCP_Inputs_ON_Electric_Howarth_2023_05_05 | 2040 | Nuclear SMR | Generation |  | ON | Capacity-Generation | FOM | 450000000 | [6 empty] | 0.45639 | 205374125.7906
LCP_Inputs_ON_Electric_Howarth_2023_05_05 | 2040 | Nuclear SMR | Generation |  | ON | Capacity-Generation | Flex Adder | 0 | [6 empty] | 0.45639 | 0
LCP_Inputs_ON_Electric_Howarth_2023_05_05 | 2040 | O/CCGT - H2 New | Crossload |  | ON | Capacity-Crossload | CONE | 5009400000 | [6 empty] | 0.45639 | 2286224768.3007
LCP_Inputs_ON_Electric_Howarth_2023_05_05 | 2040 | O/CCGT - H2 New | Crossload |  | ON | Capacity-Crossload | FOM | 428430622.3359 | [6 empty] | 0.45639 | 195530143.387
LCP_Inputs_ON_Electric_Howarth_2023_05_05 | 2040 | O/CCGT - H2 New | Crossload |  | ON | Capacity-Crossload | Flex Adder | 0 | [6 empty] | 0.45639 | 0
LCP_Inputs_ON_Electric_Howarth_2023_05_05 | 2040 | SMR CCS | Generation |  | ON | Capacity-Generation | CONE | 0 | [6 empty] | 0.45639 | 0
LCP_Inputs_ON_Electric_Howarth_2023_05_05 | 2040 | SMR CCS | Generation |  | ON | Capacity-Generation | FOM | 121681468.1727 | [6 empty] | 0.45639 | 55533833.6686
LCP_Inputs_ON_Electric_Howarth_2023_05_05 | 2040 | SMR CCS | Generation |  | ON | Capacity-Generation | Flex Adder | 0 | [6 empty] | 0.45639 | 0
LCP_Inputs_ON_Electric_Howarth_2023_05_05 | 2040 | SMR CCS | Generation |  | WC | Capacity-Generation | CONE | 0 | [6 empty] | 0.45639 | 0
LCP_Inputs_ON_Electric_Howarth_2023_05_05 | 2040 | SMR CCS | Generation |  | WC | Capacity-Generation | FOM | 0 | [6 empty] | 0.45639 | 0
LCP_Inputs_ON_Electric_Howarth_2023_05_05 | 2040 | SMR CCS | Generation |  | WC | Capacity-Generation | Flex Adder | 0 | [6 empty] | 0.45639 | 0
LCP_Inputs_ON_Electric_Howarth_2023_05_05 | 2040 | Solar PV | Generation |  | ON | Capacity-Generation | CONE | 1445700629.916 | [6 empty] | 0.45639 | 659798895.6086
LCP_Inputs_ON_Electric_Howarth_2023_05_05 | 2040 | Solar PV | Generation |  | ON | Capacity-Generation | FOM | 182756941.0999 | [6 empty] | 0.45639 | 83407882.2457
LCP_Inputs_ON_Electric_Howarth_2023_05_05 | 2040 | Solar PV | Generation |  | ON | Capacity-Generation | Flex Adder | 0 | [6 empty] | 0.45639 | 0
LCP_Inputs_ON_Electric_Howarth_2023_05_05 | 2040 | Solar PV | Generation |  | WC | Capacity-Generation | CONE | 102193531.1234 | [6 empty] | 0.45639 | 46639793.5909
LCP_Inputs_ON_Electric_Howarth_2023_05_05 | 2040 | Solar PV | Generation |  | WC | Capacity-Generation | FOM | 5143034.8517 | [6 empty] | 0.45639 | 2347213.9702
LCP_Inputs_ON_Electric_Howarth_2023_05_05 | 2040 | Solar PV | Generation |  | WC | Capacity-Generation | Flex Adder | 0 | [6 empty] | 0.45639 | 0
LCP_Inputs_ON_Electric_Howarth_2023_05_05 | 2040 | Wind Offshore | Generation |  | ON | Capacity-Generation | CONE | 1440398699.6213 | [6 empty] | 0.45639 | 657379163.8325
LCP_Inputs_ON_Electric_Howarth_2023_05_05 | 2040 | Wind Offshore | Generation |  | ON | Capacity-Generation | FOM | 46481217.4156 | [6 empty] | 0.45639 | 21213420.872
LCP_Inputs_ON_Electric_Howarth_2023_05_05 | 2040 | Wind Offshore | Generation |  | ON | Capacity-Generation | Flex Adder | 0 | [6 empty] | 0.45639 | 0
LCP_Inputs_ON_Electric_Howarth_2023_05_05 | 2040 | Wind Onshore | Generation |  | MI | Capacity-Generation | CONE | 0 | [6 empty] | 0.45639 | 0
LCP_Inputs_ON_Electric_Howarth_2023_05_05 | 2040 | Wind Onshore | Generation |  | MI | Capacity-Generation | FOM | 813954479.6005 | [6 empty] | 0.45639 | 371478199.2917
LCP_Inputs_ON_Electric_Howarth_2023_05_05 | 2040 | Wind Onshore | Generation |  | MI | Capacity-Generation | Flex Adder | 0 | [6 empty] | 0.45639 | 0
LCP_Inputs_ON_Electric_Howarth_2023_05_05 | 2040 | Wind Onshore | Generation |  | NY | Capacity-Generation | CONE | 0 | [6 empty] | 0.45639 | 0
LCP_Inputs_ON_Electric_Howarth_2023_05_05 | 2040 | Wind Onshore | Generation |  | NY | Capacity-Generation | FOM | 292395764.9515 | [6 empty] | 0.45639 | 133445610.2484
LCP_Inputs_ON_Electric_Howarth_2023_05_05 | 2040 | Wind Onshore | Generation |  | NY | Capacity-Generation | Flex Adder | 0 | [6 empty] | 0.45639 | 0
LCP_Inputs_ON_Electric_Howarth_2023_05_05 | 2040 | Wind Onshore | Generation |  | ON | Capacity-Generation | CONE | 10673300000 | [6 empty] | 0.45639 | 4871154792.8903
LCP_Inputs_ON_Electric_Howarth_2023_05_05 | 2040 | Wind Onshore | Generation |  | ON | Capacity-Generation | FOM | 875000000 | [6 empty] | 0.45639 | 399338577.9261
LCP_Inputs_ON_Electric_Howarth_2023_05_05 | 2040 | Wind Onshore | Generation |  | ON | Capacity-Generation | Flex Adder | 0 | [6 empty] | 0.45639 | 0
LCP_Inputs_ON_Electric_Howarth_2023_05_05 | 2040 | Wind Onshore | Generation |  | PJ | Capacity-Generation | CONE | 0 | [6 empty] | 0.45639 | 0
LCP_Inputs_ON_Electric_Howarth_2023_05_05 | 2040 | Wind Onshore | Generation |  | PJ | Capacity-Generation | FOM | 4313788292.9035 | [6 empty] | 0.45639 | 1968756665.5571
LCP_Inputs_ON_Electric_Howarth_2023_05_05 | 2040 | Wind Onshore | Generation |  | PJ | Capacity-Generation | Flex Adder | 0 | [6 empty] | 0.45639 | 0
LCP_Inputs_ON_Electric_Howarth_2023_05_05 | 2040 | Wind Onshore | Generation |  | WC | Capacity-Generation | CONE | 0 | [6 empty] | 0.45639 | 0
LCP_Inputs_ON_Electric_Howarth_2023_05_05 | 2040 | Wind Onshore | Generation |  | WC | Capacity-Generation | FOM | 0 | [6 empty] | 0.45639 | 0
LCP_Inputs_ON_Electric_Howarth_2023_05_05 | 2040 | Wind Onshore | Generation |  | WC | Capacity-Generation | Flex Adder | 0 | [6 empty] | 0.45639 | 0
LCP_Inputs_ON_Electric_Howarth_2023_05_05 | 2041 | Anaerobic Digestion | Generation |  | ON | Capacity-Generation | FOM | 167819842.8872 | [6 empty] | 0.43883 | 73644986.1608
LCP_Inputs_ON_Electric_Howarth_2023_05_05 | 2041 | Anaerobic Digestion | Generation |  | ON | Capacity-Generation | Flex Adder | 0 | [6 empty] | 0.43883 | 0
LCP_Inputs_ON_Electric_Howarth_2023_05_05 | 2041 | Battery Storage | Storage |  | ON | Capacity-Storage | FOM | 0 | [6 empty] | 0.43883 | 0
LCP_Inputs_ON_Electric_Howarth_2023_05_05 | 2041 | Battery Storage | Storage |  | ON | Capacity-Storage | Flex Adder | 0 | [6 empty] | 0.43883 | 0
LCP_Inputs_ON_Electric_Howarth_2023_05_05 | 2041 | Biomass + CCS | Generation |  | ON | Capacity-Generation | FOM | 80652292.5 | [6 empty] | 0.43883 | 35392936.0367
LCP_Inputs_ON_Electric_Howarth_2023_05_05 | 2041 | Biomass + CCS | Generation |  | ON | Capacity-Generation | Flex Adder | 0 | [6 empty] | 0.43883 | 0
LCP_Inputs_ON_Electric_Howarth_2023_05_05 | 2041 | CH4 + CCS | Generation |  | ON | Capacity-Generation | FOM | 0 | [6 empty] | 0.43883 | 0
LCP_Inputs_ON_Electric_Howarth_2023_05_05 | 2041 | CH4 + CCS | Generation |  | ON | Capacity-Generation | Flex Adder | 0 | [6 empty] | 0.43883 | 0
LCP_Inputs_ON_Electric_Howarth_2023_05_05 | 2041 | Electrolyser 2020/2030 | Crossload |  | ON | Capacity-Crossload | FOM | 11376563.2314 | [6 empty] | 0.43883 | 4992418.2225
LCP_Inputs_ON_Electric_Howarth_2023_05_05 | 2041 | Electrolyser 2020/2030 | Crossload |  | ON | Capacity-Crossload | Flex Adder | 0 | [6 empty] | 0.43883 | 0
LCP_Inputs_ON_Electric_Howarth_2023_05_05 | 2041 | Electrolyser 2040 | Crossload |  | ON | Capacity-Crossload | FOM | 67838239.113 | [6 empty] | 0.43883 | 29769698.8312
LCP_Inputs_ON_Electric_Howarth_2023_05_05 | 2041 | Electrolyser 2040 | Crossload |  | ON | Capacity-Crossload | Flex Adder | 0 | [6 empty] | 0.43883 | 0
LCP_Inputs_ON_Electric_Howarth_2023_05_05 | 2041 | Generic - Generator | Generation |  | MI | Capacity-Generation | FOM | 0 | [6 empty] | 0.43883 | 0
LCP_Inputs_ON_Electric_Howarth_2023_05_05 | 2041 | Generic - Generator | Generation |  | MI | Capacity-Generation | Flex Adder | 0 | [6 empty] | 0.43883 | 0
LCP_Inputs_ON_Electric_Howarth_2023_05_05 | 2041 | Generic - Generator | Generation |  | NY | Capacity-Generation | FOM | 0 | [6 empty] | 0.43883 | 0
LCP_Inputs_ON_Electric_Howarth_2023_05_05 | 2041 | Generic - Generator | Generation |  | NY | Capacity-Generation | Flex Adder | 0 | [6 empty] | 0.43883 | 0
LCP_Inputs_ON_Electric_Howarth_2023_05_05 | 2041 | Generic - Generator | Generation |  | PJ | Capacity-Generation | FOM | 0 | [6 empty] | 0.43883 | 0
LCP_Inputs_ON_Electric_Howarth_2023_05_05 | 2041 | Generic - Generator | Generation |  | PJ | Capacity-Generation | Flex Adder | 0 | [6 empty] | 0.43883 | 0
LCP_Inputs_ON_Electric_Howarth_2023_05_05 | 2041 | Generic - Generator | Generation |  | QC | Capacity-Generation | FOM | 0 | [6 empty] | 0.43883 | 0
LCP_Inputs_ON_Electric_Howarth_2023_05_05 | 2041 | Generic - Generator | Generation |  | QC | Capacity-Generation | Flex Adder | 0 | [6 empty] | 0.43883 | 0
LCP_Inputs_ON_Electric_Howarth_2023_05_05 | 2041 | Generic - Generator | Generation |  | WC | Capacity-Generation | FOM | 0 | [6 empty] | 0.43883 | 0
LCP_Inputs_ON_Electric_Howarth_2023_05_05 | 2041 | Generic - Generator | Generation |  | WC | Capacity-Generation | Flex Adder | 0 | [6 empty] | 0.43883 | 0
LCP_Inputs_ON_Electric_Howarth_2023_05_05 | 2041 | H2 Import - WC | Import |  | WC | Capacity-Import | FOM | 0 | [6 empty] | 0.43883 | 0
LCP_Inputs_ON_Electric_Howarth_2023_05_05 | 2041 | H2 Import - WC | Import |  | WC | Capacity-Import | Flex Adder | 0 | [6 empty] | 0.43883 | 0
LCP_Inputs_ON_Electric_Howarth_2023_05_05 | 2041 | H2 Salt Cavern Storage - ON | Storage |  | ON | Capacity-Storage | FOM | 0 | [6 empty] | 0.43883 | 0
LCP_Inputs_ON_Electric_Howarth_2023_05_05 | 2041 | H2 Salt Cavern Storage - ON | Storage |  | ON | Capacity-Storage | Flex Adder | 0 | [6 empty] | 0.43883 | 0
LCP_Inputs_ON_Electric_Howarth_2023_05_05 | 2041 | Hydro | Generation |  | ON | Capacity-Generation | FOM | 541728776.0059 | [6 empty] | 0.43883 | 237728790.1449
LCP_Inputs_ON_Electric_Howarth_2023_05_05 | 2041 | Hydro | Generation |  | ON | Capacity-Generation | Flex Adder | 0 | [6 empty] | 0.43883 | 0
LCP_Inputs_ON_Electric_Howarth_2023_05_05 | 2041 | Nuclear | Generation |  | ON | Capacity-Generation | FOM | 0 | [6 empty] | 0.43883 | 0
LCP_Inputs_ON_Electric_Howarth_2023_05_05 | 2041 | Nuclear | Generation |  | ON | Capacity-Generation | Flex Adder | 0 | [6 empty] | 0.43883 | 0
LCP_Inputs_ON_Electric_Howarth_2023_05_05 | 2041 | Nuclear SMR | Generation |  | ON | Capacity-Generation | FOM | 450000000 | [6 empty] | 0.43883 | 197475120.9525
LCP_Inputs_ON_Electric_Howarth_2023_05_05 | 2041 | Nuclear SMR | Generation |  | ON | Capacity-Generation | Flex Adder | 0 | [6 empty] | 0.43883 | 0
LCP_Inputs_ON_Electric_Howarth_2023_05_05 | 2041 | O/CCGT - H2 New | Crossload |  | ON | Capacity-Crossload | FOM | 428430622.3359 | [6 empty] | 0.43883 | 188009753.2567
LCP_Inputs_ON_Electric_Howarth_2023_05_05 | 2041 | O/CCGT - H2 New | Crossload |  | ON | Capacity-Crossload | Flex Adder | 0 | [6 empty] | 0.43883 | 0
LCP_Inputs_ON_Electric_Howarth_2023_05_05 | 2041 | SMR CCS | Generation |  | ON | Capacity-Generation | FOM | 121681468.1727 | [6 empty] | 0.43883 | 53397916.9891
LCP_Inputs_ON_Electric_Howarth_2023_05_05 | 2041 | SMR CCS | Generation |  | ON | Capacity-Generation | Flex Adder | 0 | [6 empty] | 0.43883 | 0
LCP_Inputs_ON_Electric_Howarth_2023_05_05 | 2041 | SMR CCS | Generation |  | WC | Capacity-Generation | FOM | 0 | [6 empty] | 0.43883 | 0
LCP_Inputs_ON_Electric_Howarth_2023_05_05 | 2041 | SMR CCS | Generation |  | WC | Capacity-Generation | Flex Adder | 0 | [6 empty] | 0.43883 | 0
LCP_Inputs_ON_Electric_Howarth_2023_05_05 | 2041 | Solar PV | Generation |  | ON | Capacity-Generation | FOM | 182756941.0999 | [6 empty] | 0.43883 | 80199886.7747
LCP_Inputs_ON_Electric_Howarth_2023_05_05 | 2041 | Solar PV | Generation |  | ON | Capacity-Generation | Flex Adder | 0 | [6 empty] | 0.43883 | 0
LCP_Inputs_ON_Electric_Howarth_2023_05_05 | 2041 | Solar PV | Generation |  | WC | Capacity-Generation | FOM | 5143034.8517 | [6 empty] | 0.43883 | 2256936.5098
LCP_Inputs_ON_Electric_Howarth_2023_05_05 | 2041 | Solar PV | Generation |  | WC | Capacity-Generation | Flex Adder | 0 | [6 empty] | 0.43883 | 0
LCP_Inputs_ON_Electric_Howarth_2023_05_05 | 2041 | Wind Offshore | Generation |  | ON | Capacity-Generation | FOM | 46481217.4156 | [6 empty] | 0.43883 | 20397520.0692
LCP_Inputs_ON_Electric_Howarth_2023_05_05 | 2041 | Wind Offshore | Generation |  | ON | Capacity-Generation | Flex Adder | 0 | [6 empty] | 0.43883 | 0
LCP_Inputs_ON_Electric_Howarth_2023_05_05 | 2041 | Wind Onshore | Generation |  | MI | Capacity-Generation | FOM | 813954479.6005 | [6 empty] | 0.43883 | 357190576.242
LCP_Inputs_ON_Electric_Howarth_2023_05_05 | 2041 | Wind Onshore | Generation |  | MI | Capacity-Generation | Flex Adder | 0 | [6 empty] | 0.43883 | 0
LCP_Inputs_ON_Electric_Howarth_2023_05_05 | 2041 | Wind Onshore | Generation |  | NY | Capacity-Generation | FOM | 292395764.9515 | [6 empty] | 0.43883 | 128313086.7773
LCP_Inputs_ON_Electric_Howarth_2023_05_05 | 2041 | Wind Onshore | Generation |  | NY | Capacity-Generation | Flex Adder | 0 | [6 empty] | 0.43883 | 0
LCP_Inputs_ON_Electric_Howarth_2023_05_05 | 2041 | Wind Onshore | Generation |  | ON | Capacity-Generation | FOM | 875000000 | [6 empty] | 0.43883 | 383979401.852
LCP_Inputs_ON_Electric_Howarth_2023_05_05 | 2041 | Wind Onshore | Generation |  | ON | Capacity-Generation | Flex Adder | 0 | [6 empty] | 0.43883 | 0
LCP_Inputs_ON_Electric_Howarth_2023_05_05 | 2041 | Wind Onshore | Generation |  | PJ | Capacity-Generation | FOM | 4313788292.9035 | [6 empty] | 0.43883 | 1893035255.3434
LCP_Inputs_ON_Electric_Howarth_2023_05_05 | 2041 | Wind Onshore | Generation |  | PJ | Capacity-Generation | Flex Adder | 0 | [6 empty] | 0.43883 | 0
LCP_Inputs_ON_Electric_Howarth_2023_05_05 | 2041 | Wind Onshore | Generation |  | WC | Capacity-Generation | FOM | 0 | [6 empty] | 0.43883 | 0
LCP_Inputs_ON_Electric_Howarth_2023_05_05 | 2041 | Wind Onshore | Generation |  | WC | Capacity-Generation | Flex Adder | 0 | [6 empty] | 0.43883 | 0
LCP_Inputs_ON_Electric_Howarth_2023_05_05 | 2042 | Anaerobic Digestion | Generation |  | ON | Capacity-Generation | FOM | 167819842.8872 | [6 empty] | 0.42196 | 70812486.6931
LCP_Inputs_ON_Electric_Howarth_2023_05_05 | 2042 | Anaerobic Digestion | Generation |  | ON | Capacity-Generation | Flex Adder | 0 | [6 empty] | 0.42196 | 0
LCP_Inputs_ON_Electric_Howarth_2023_05_05 | 2042 | Battery Storage | Storage |  | ON | Capacity-Storage | FOM | 0 | [6 empty] | 0.42196 | 0
LCP_Inputs_ON_Electric_Howarth_2023_05_05 | 2042 | Battery Storage | Storage |  | ON | Capacity-Storage | Flex Adder | 0 | [6 empty] | 0.42196 | 0
LCP_Inputs_ON_Electric_Howarth_2023_05_05 | 2042 | Biomass + CCS | Generation |  | ON | Capacity-Generation | FOM | 80652292.5 | [6 empty] | 0.42196 | 34031669.2661
LCP_Inputs_ON_Electric_Howarth_2023_05_05 | 2042 | Biomass + CCS | Generation |  | ON | Capacity-Generation | Flex Adder | 0 | [6 empty] | 0.42196 | 0
LCP_Inputs_ON_Electric_Howarth_2023_05_05 | 2042 | CH4 + CCS | Generation |  | ON | Capacity-Generation | FOM | 0 | [6 empty] | 0.42196 | 0
LCP_Inputs_ON_Electric_Howarth_2023_05_05 | 2042 | CH4 + CCS | Generation |  | ON | Capacity-Generation | Flex Adder | 0 | [6 empty] | 0.42196 | 0
LCP_Inputs_ON_Electric_Howarth_2023_05_05 | 2042 | Electrolyser 2020/2030 | Crossload |  | ON | Capacity-Crossload | FOM | 11376563.2314 | [6 empty] | 0.42196 | 4800402.1371
LCP_Inputs_ON_Electric_Howarth_2023_05_05 | 2042 | Electrolyser 2020/2030 | Crossload |  | ON | Capacity-Crossload | Flex Adder | 0 | [6 empty] | 0.42196 | 0
LCP_Inputs_ON_Electric_Howarth_2023_05_05 | 2042 | Electrolyser 2040 | Crossload |  | ON | Capacity-Crossload | FOM | 67838239.113 | [6 empty] | 0.42196 | 28624710.4146
LCP_Inputs_ON_Electric_Howarth_2023_05_05 | 2042 | Electrolyser 2040 | Crossload |  | ON | Capacity-Crossload | Flex Adder | 0 | [6 empty] | 0.42196 | 0
LCP_Inputs_ON_Electric_Howarth_2023_05_05 | 2042 | Generic - Generator | Generation |  | MI | Capacity-Generation | FOM | 0 | [6 empty] | 0.42196 | 0
LCP_Inputs_ON_Electric_Howarth_2023_05_05 | 2042 | Generic - Generator | Generation |  | MI | Capacity-Generation | Flex Adder | 0 | [6 empty] | 0.42196 | 0
LCP_Inputs_ON_Electric_Howarth_2023_05_05 | 2042 | Generic - Generator | Generation |  | NY | Capacity-Generation | FOM | 0 | [6 empty] | 0.42196 | 0
LCP_Inputs_ON_Electric_Howarth_2023_05_05 | 2042 | Generic - Generator | Generation |  | NY | Capacity-Generation | Flex Adder | 0 | [6 empty] | 0.42196 | 0
LCP_Inputs_ON_Electric_Howarth_2023_05_05 | 2042 | Generic - Generator | Generation |  | PJ | Capacity-Generation | FOM | 0 | [6 empty] | 0.42196 | 0
LCP_Inputs_ON_Electric_Howarth_2023_05_05 | 2042 | Generic - Generator | Generation |  | PJ | Capacity-Generation | Flex Adder | 0 | [6 empty] | 0.42196 | 0
LCP_Inputs_ON_Electric_Howarth_2023_05_05 | 2042 | Generic - Generator | Generation |  | QC | Capacity-Generation | FOM | 0 | [6 empty] | 0.42196 | 0
LCP_Inputs_ON_Electric_Howarth_2023_05_05 | 2042 | Generic - Generator | Generation |  | QC | Capacity-Generation | Flex Adder | 0 | [6 empty] | 0.42196 | 0
LCP_Inputs_ON_Electric_Howarth_2023_05_05 | 2042 | Generic - Generator | Generation |  | WC | Capacity-Generation | FOM | 0 | [6 empty] | 0.42196 | 0
LCP_Inputs_ON_Electric_Howarth_2023_05_05 | 2042 | Generic - Generator | Generation |  | WC | Capacity-Generation | Flex Adder | 0 | [6 empty] | 0.42196 | 0
LCP_Inputs_ON_Electric_Howarth_2023_05_05 | 2042 | H2 Import - WC | Import |  | WC | Capacity-Import | FOM | 0 | [6 empty] | 0.42196 | 0
LCP_Inputs_ON_Electric_Howarth_2023_05_05 | 2042 | H2 Import - WC | Import |  | WC | Capacity-Import | Flex Adder | 0 | [6 empty] | 0.42196 | 0
LCP_Inputs_ON_Electric_Howarth_2023_05_05 | 2042 | H2 Salt Cavern Storage - ON | Storage |  | ON | Capacity-Storage | FOM | 0 | [6 empty] | 0.42196 | 0
LCP_Inputs_ON_Electric_Howarth_2023_05_05 | 2042 | H2 Salt Cavern Storage - ON | Storage |  | ON | Capacity-Storage | Flex Adder | 0 | [6 empty] | 0.42196 | 0
LCP_Inputs_ON_Electric_Howarth_2023_05_05 | 2042 | Hydro | Generation |  | ON | Capacity-Generation | FOM | 541728776.0059 | [6 empty] | 0.42196 | 228585375.1393
LCP_Inputs_ON_Electric_Howarth_2023_05_05 | 2042 | Hydro | Generation |  | ON | Capacity-Generation | Flex Adder | 0 | [6 empty] | 0.42196 | 0
LCP_Inputs_ON_Electric_Howarth_2023_05_05 | 2042 | Nuclear | Generation |  | ON | Capacity-Generation | FOM | 0 | [6 empty] | 0.42196 | 0
LCP_Inputs_ON_Electric_Howarth_2023_05_05 | 2042 | Nuclear | Generation |  | ON | Capacity-Generation | Flex Adder | 0 | [6 empty] | 0.42196 | 0
LCP_Inputs_ON_Electric_Howarth_2023_05_05 | 2042 | Nuclear SMR | Generation |  | ON | Capacity-Generation | FOM | 450000000 | [6 empty] | 0.42196 | 189879923.9928
LCP_Inputs_ON_Electric_Howarth_2023_05_05 | 2042 | Nuclear SMR | Generation |  | ON | Capacity-Generation | Flex Adder | 0 | [6 empty] | 0.42196 | 0
LCP_Inputs_ON_Electric_Howarth_2023_05_05 | 2042 | O/CCGT - H2 New | Crossload |  | ON | Capacity-Crossload | FOM | 428430622.3359 | [6 empty] | 0.42196 | 180778608.9007
LCP_Inputs_ON_Electric_Howarth_2023_05_05 | 2042 | O/CCGT - H2 New | Crossload |  | ON | Capacity-Crossload | Flex Adder | 0 | [6 empty] | 0.42196 | 0
LCP_Inputs_ON_Electric_Howarth_2023_05_05 | 2042 | SMR CCS | Generation |  | ON | Capacity-Generation | FOM | 121681468.1727 | [6 empty] | 0.42196 | 51344150.951
LCP_Inputs_ON_Electric_Howarth_2023_05_05 | 2042 | SMR CCS | Generation |  | ON | Capacity-Generation | Flex Adder | 0 | [6 empty] | 0.42196 | 0
LCP_Inputs_ON_Electric_Howarth_2023_05_05 | 2042 | SMR CCS | Generation |  | WC | Capacity-Generation | FOM | 0 | [6 empty] | 0.42196 | 0
LCP_Inputs_ON_Electric_Howarth_2023_05_05 | 2042 | SMR CCS | Generation |  | WC | Capacity-Generation | Flex Adder | 0 | [6 empty] | 0.42196 | 0
LCP_Inputs_ON_Electric_Howarth_2023_05_05 | 2042 | Solar PV | Generation |  | ON | Capacity-Generation | FOM | 182756941.0999 | [6 empty] | 0.42196 | 77115275.7449
LCP_Inputs_ON_Electric_Howarth_2023_05_05 | 2042 | Solar PV | Generation |  | ON | Capacity-Generation | Flex Adder | 0 | [6 empty] | 0.42196 | 0
LCP_Inputs_ON_Electric_Howarth_2023_05_05 | 2042 | Solar PV | Generation |  | WC | Capacity-Generation | FOM | 5143034.8517 | [6 empty] | 0.42196 | 2170131.2594
LCP_Inputs_ON_Electric_Howarth_2023_05_05 | 2042 | Solar PV | Generation |  | WC | Capacity-Generation | Flex Adder | 0 | [6 empty] | 0.42196 | 0
LCP_Inputs_ON_Electric_Howarth_2023_05_05 | 2042 | Wind Offshore | Generation |  | ON | Capacity-Generation | FOM | 46481217.4156 | [6 empty] | 0.42196 | 19613000.0666
LCP_Inputs_ON_Electric_Howarth_2023_05_05 | 2042 | Wind Offshore | Generation |  | ON | Capacity-Generation | Flex Adder | 0 | [6 empty] | 0.42196 | 0
LCP_Inputs_ON_Electric_Howarth_2023_05_05 | 2042 | Wind Onshore | Generation |  | MI | Capacity-Generation | FOM | 813954479.6005 | [6 empty] | 0.42196 | 343452477.1558
LCP_Inputs_ON_Electric_Howarth_2023_05_05 | 2042 | Wind Onshore | Generation |  | MI | Capacity-Generation | Flex Adder | 0 | [6 empty] | 0.42196 | 0
LCP_Inputs_ON_Electric_Howarth_2023_05_05 | 2042 | Wind Onshore | Generation |  | NY | Capacity-Generation | FOM | 292395764.9515 | [6 empty] | 0.42196 | 123377968.0551
LCP_Inputs_ON_Electric_Howarth_2023_05_05 | 2042 | Wind Onshore | Generation |  | NY | Capacity-Generation | Flex Adder | 0 | [6 empty] | 0.42196 | 0
LCP_Inputs_ON_Electric_Howarth_2023_05_05 | 2042 | Wind Onshore | Generation |  | ON | Capacity-Generation | FOM | 875000000 | [6 empty] | 0.42196 | 369210963.3193
LCP_Inputs_ON_Electric_Howarth_2023_05_05 | 2042 | Wind Onshore | Generation |  | ON | Capacity-Generation | Flex Adder | 0 | [6 empty] | 0.42196 | 0
LCP_Inputs_ON_Electric_Howarth_2023_05_05 | 2042 | Wind Onshore | Generation |  | PJ | Capacity-Generation | FOM | 4313788292.9035 | [6 empty] | 0.42196 | 1820226207.061
LCP_Inputs_ON_Electric_Howarth_2023_05_05 | 2042 | Wind Onshore | Generation |  | PJ | Capacity-Generation | Flex Adder | 0 | [6 empty] | 0.42196 | 0
LCP_Inputs_ON_Electric_Howarth_2023_05_05 | 2042 | Wind Onshore | Generation |  | WC | Capacity-Generation | FOM | 0 | [6 empty] | 0.42196 | 0
LCP_Inputs_ON_Electric_Howarth_2023_05_05 | 2042 | Wind Onshore | Generation |  | WC | Capacity-Generation | Flex Adder | 0 | [6 empty] | 0.42196 | 0
LCP_Inputs_ON_Electric_Howarth_2023_05_05 | 2043 | Anaerobic Digestion | Generation |  | ON | Capacity-Generation | FOM | 167819842.8872 | [6 empty] | 0.40573 | 68088929.5126
LCP_Inputs_ON_Electric_Howarth_2023_05_05 | 2043 | Anaerobic Digestion | Generation |  | ON | Capacity-Generation | Flex Adder | 0 | [6 empty] | 0.40573 | 0
LCP_Inputs_ON_Electric_Howarth_2023_05_05 | 2043 | Battery Storage | Storage |  | ON | Capacity-Storage | FOM | 0 | [6 empty] | 0.40573 | 0
LCP_Inputs_ON_Electric_Howarth_2023_05_05 | 2043 | Battery Storage | Storage |  | ON | Capacity-Storage | Flex Adder | 0 | [6 empty] | 0.40573 | 0
LCP_Inputs_ON_Electric_Howarth_2023_05_05 | 2043 | Biomass + CCS | Generation |  | ON | Capacity-Generation | FOM | 80652292.5 | [6 empty] | 0.40573 | 32722758.9097
LCP_Inputs_ON_Electric_Howarth_2023_05_05 | 2043 | Biomass + CCS | Generation |  | ON | Capacity-Generation | Flex Adder | 0 | [6 empty] | 0.40573 | 0
LCP_Inputs_ON_Electric_Howarth_2023_05_05 | 2043 | CH4 + CCS | Generation |  | ON | Capacity-Generation | FOM | 0 | [6 empty] | 0.40573 | 0
LCP_Inputs_ON_Electric_Howarth_2023_05_05 | 2043 | CH4 + CCS | Generation |  | ON | Capacity-Generation | Flex Adder | 0 | [6 empty] | 0.40573 | 0
LCP_Inputs_ON_Electric_Howarth_2023_05_05 | 2043 | Electrolyser 2020/2030 | Crossload |  | ON | Capacity-Crossload | FOM | 11376563.2314 | [6 empty] | 0.40573 | 4615771.2856
LCP_Inputs_ON_Electric_Howarth_2023_05_05 | 2043 | Electrolyser 2020/2030 | Crossload |  | ON | Capacity-Crossload | Flex Adder | 0 | [6 empty] | 0.40573 | 0
LCP_Inputs_ON_Electric_Howarth_2023_05_05 | 2043 | Electrolyser 2040 | Crossload |  | ON | Capacity-Crossload | FOM | 67838239.113 | [6 empty] | 0.40573 | 27523760.0141
LCP_Inputs_ON_Electric_Howarth_2023_05_05 | 2043 | Electrolyser 2040 | Crossload |  | ON | Capacity-Crossload | Flex Adder | 0 | [6 empty] | 0.40573 | 0
LCP_Inputs_ON_Electric_Howarth_2023_05_05 | 2043 | Generic - Generator | Generation |  | MI | Capacity-Generation | FOM | 0 | [6 empty] | 0.40573 | 0
LCP_Inputs_ON_Electric_Howarth_2023_05_05 | 2043 | Generic - Generator | Generation |  | MI | Capacity-Generation | Flex Adder | 0 | [6 empty] | 0.40573 | 0
LCP_Inputs_ON_Electric_Howarth_2023_05_05 | 2043 | Generic - Generator | Generation |  | NY | Capacity-Generation | FOM | 0 | [6 empty] | 0.40573 | 0
LCP_Inputs_ON_Electric_Howarth_2023_05_05 | 2043 | Generic - Generator | Generation |  | NY | Capacity-Generation | Flex Adder | 0 | [6 empty] | 0.40573 | 0
LCP_Inputs_ON_Electric_Howarth_2023_05_05 | 2043 | Generic - Generator | Generation |  | PJ | Capacity-Generation | FOM | 0 | [6 empty] | 0.40573 | 0
LCP_Inputs_ON_Electric_Howarth_2023_05_05 | 2043 | Generic - Generator | Generation |  | PJ | Capacity-Generation | Flex Adder | 0 | [6 empty] | 0.40573 | 0
LCP_Inputs_ON_Electric_Howarth_2023_05_05 | 2043 | Generic - Generator | Generation |  | QC | Capacity-Generation | FOM | 0 | [6 empty] | 0.40573 | 0
LCP_Inputs_ON_Electric_Howarth_2023_05_05 | 2043 | Generic - Generator | Generation |  | QC | Capacity-Generation | Flex Adder | 0 | [6 empty] | 0.40573 | 0
LCP_Inputs_ON_Electric_Howarth_2023_05_05 | 2043 | Generic - Generator | Generation |  | WC | Capacity-Generation | FOM | 0 | [6 empty] | 0.40573 | 0
LCP_Inputs_ON_Electric_Howarth_2023_05_05 | 2043 | Generic - Generator | Generation |  | WC | Capacity-Generation | Flex Adder | 0 | [6 empty] | 0.40573 | 0
LCP_Inputs_ON_Electric_Howarth_2023_05_05 | 2043 | H2 Import - WC | Import |  | WC | Capacity-Import | FOM | 0 | [6 empty] | 0.40573 | 0
LCP_Inputs_ON_Electric_Howarth_2023_05_05 | 2043 | H2 Import - WC | Import |  | WC | Capacity-Import | Flex Adder | 0 | [6 empty] | 0.40573 | 0
LCP_Inputs_ON_Electric_Howarth_2023_05_05 | 2043 | H2 Salt Cavern Storage - ON | Storage |  | ON | Capacity-Storage | FOM | 0 | [6 empty] | 0.40573 | 0
LCP_Inputs_ON_Electric_Howarth_2023_05_05 | 2043 | H2 Salt Cavern Storage - ON | Storage |  | ON | Capacity-Storage | Flex Adder | 0 | [6 empty] | 0.40573 | 0
LCP_Inputs_ON_Electric_Howarth_2023_05_05 | 2043 | Hydro | Generation |  | ON | Capacity-Generation | FOM | 541728776.0059 | [6 empty] | 0.40573 | 219793629.9417
LCP_Inputs_ON_Electric_Howarth_2023_05_05 | 2043 | Hydro | Generation |  | ON | Capacity-Generation | Flex Adder | 0 | [6 empty] | 0.40573 | 0
LCP_Inputs_ON_Electric_Howarth_2023_05_05 | 2043 | Nuclear | Generation |  | ON | Capacity-Generation | FOM | 0 | [6 empty] | 0.40573 | 0
LCP_Inputs_ON_Electric_Howarth_2023_05_05 | 2043 | Nuclear | Generation |  | ON | Capacity-Generation | Flex Adder | 0 | [6 empty] | 0.40573 | 0
LCP_Inputs_ON_Electric_Howarth_2023_05_05 | 2043 | Nuclear SMR | Generation |  | ON | Capacity-Generation | FOM | 450000000 | [6 empty] | 0.40573 | 182576849.993
LCP_Inputs_ON_Electric_Howarth_2023_05_05 | 2043 | Nuclear SMR | Generation |  | ON | Capacity-Generation | Flex Adder | 0 | [6 empty] | 0.40573 | 0
LCP_Inputs_ON_Electric_Howarth_2023_05_05 | 2043 | O/CCGT - H2 New | Crossload |  | ON | Capacity-Crossload | FOM | 428430622.3359 | [6 empty] | 0.40573 | 173825585.4814
LCP_Inputs_ON_Electric_Howarth_2023_05_05 | 2043 | O/CCGT - H2 New | Crossload |  | ON | Capacity-Crossload | Flex Adder | 0 | [6 empty] | 0.40573 | 0
LCP_Inputs_ON_Electric_Howarth_2023_05_05 | 2043 | SMR CCS | Generation |  | ON | Capacity-Generation | FOM | 121681468.1727 | [6 empty] | 0.40573 | 49369375.9145
LCP_Inputs_ON_Electric_Howarth_2023_05_05 | 2043 | SMR CCS | Generation |  | ON | Capacity-Generation | Flex Adder | 0 | [6 empty] | 0.40573 | 0
LCP_Inputs_ON_Electric_Howarth_2023_05_05 | 2043 | SMR CCS | Generation |  | WC | Capacity-Generation | FOM | 0 | [6 empty] | 0.40573 | 0
LCP_Inputs_ON_Electric_Howarth_2023_05_05 | 2043 | SMR CCS | Generation |  | WC | Capacity-Generation | Flex Adder | 0 | [6 empty] | 0.40573 | 0
LCP_Inputs_ON_Electric_Howarth_2023_05_05 | 2043 | Solar PV | Generation |  | ON | Capacity-Generation | FOM | 182756941.0999 | [6 empty] | 0.40573 | 74149303.6008
LCP_Inputs_ON_Electric_Howarth_2023_05_05 | 2043 | Solar PV | Generation |  | ON | Capacity-Generation | Flex Adder | 0 | [6 empty] | 0.40573 | 0
LCP_Inputs_ON_Electric_Howarth_2023_05_05 | 2043 | Solar PV | Generation |  | WC | Capacity-Generation | FOM | 5143034.8517 | [6 empty] | 0.40573 | 2086664.6725
LCP_Inputs_ON_Electric_Howarth_2023_05_05 | 2043 | Solar PV | Generation |  | WC | Capacity-Generation | Flex Adder | 0 | [6 empty] | 0.40573 | 0
LCP_Inputs_ON_Electric_Howarth_2023_05_05 | 2043 | Wind Offshore | Generation |  | ON | Capacity-Generation | FOM | 46481217.4156 | [6 empty] | 0.40573 | 18858653.9102
LCP_Inputs_ON_Electric_Howarth_2023_05_05 | 2043 | Wind Offshore | Generation |  | ON | Capacity-Generation | Flex Adder | 0 | [6 empty] | 0.40573 | 0
LCP_Inputs_ON_Electric_Howarth_2023_05_05 | 2043 | Wind Onshore | Generation |  | MI | Capacity-Generation | FOM | 813954479.6005 | [6 empty] | 0.40573 | 330242766.496
LCP_Inputs_ON_Electric_Howarth_2023_05_05 | 2043 | Wind Onshore | Generation |  | MI | Capacity-Generation | Flex Adder | 0 | [6 empty] | 0.40573 | 0
LCP_Inputs_ON_Electric_Howarth_2023_05_05 | 2043 | Wind Onshore | Generation |  | NY | Capacity-Generation | FOM | 292395764.9515 | [6 empty] | 0.40573 | 118632661.5915
LCP_Inputs_ON_Electric_Howarth_2023_05_05 | 2043 | Wind Onshore | Generation |  | NY | Capacity-Generation | Flex Adder | 0 | [6 empty] | 0.40573 | 0
LCP_Inputs_ON_Electric_Howarth_2023_05_05 | 2043 | Wind Onshore | Generation |  | ON | Capacity-Generation | FOM | 875000000 | [6 empty] | 0.40573 | 355010541.6532
LCP_Inputs_ON_Electric_Howarth_2023_05_05 | 2043 | Wind Onshore | Generation |  | ON | Capacity-Generation | Flex Adder | 0 | [6 empty] | 0.40573 | 0
LCP_Inputs_ON_Electric_Howarth_2023_05_05 | 2043 | Wind Onshore | Generation |  | PJ | Capacity-Generation | FOM | 4313788292.9035 | [6 empty] | 0.40573 | 1750217506.7894
LCP_Inputs_ON_Electric_Howarth_2023_05_05 | 2043 | Wind Onshore | Generation |  | PJ | Capacity-Generation | Flex Adder | 0 | [6 empty] | 0.40573 | 0
LCP_Inputs_ON_Electric_Howarth_2023_05_05 | 2043 | Wind Onshore | Generation |  | WC | Capacity-Generation | FOM | 0 | [6 empty] | 0.40573 | 0
LCP_Inputs_ON_Electric_Howarth_2023_05_05 | 2043 | Wind Onshore | Generation |  | WC | Capacity-Generation | Flex Adder | 0 | [6 empty] | 0.40573 | 0
LCP_Inputs_ON_Electric_Howarth_2023_05_05 | 2044 | Anaerobic Digestion | Generation |  | ON | Capacity-Generation | FOM | 167819842.8872 | [6 empty] | 0.39012 | 65470124.5314
LCP_Inputs_ON_Electric_Howarth_2023_05_05 | 2044 | Anaerobic Digestion | Generation |  | ON | Capacity-Generation | Flex Adder | 0 | [6 empty] | 0.39012 | 0
LCP_Inputs_ON_Electric_Howarth_2023_05_05 | 2044 | Battery Storage | Storage |  | ON | Capacity-Storage | FOM | 0 | [6 empty] | 0.39012 | 0
LCP_Inputs_ON_Electric_Howarth_2023_05_05 | 2044 | Battery Storage | Storage |  | ON | Capacity-Storage | Flex Adder | 0 | [6 empty] | 0.39012 | 0
LCP_Inputs_ON_Electric_Howarth_2023_05_05 | 2044 | Biomass + CCS | Generation |  | ON | Capacity-Generation | FOM | 80652292.5 | [6 empty] | 0.39012 | 31464191.2593
LCP_Inputs_ON_Electric_Howarth_2023_05_05 | 2044 | Biomass + CCS | Generation |  | ON | Capacity-Generation | Flex Adder | 0 | [6 empty] | 0.39012 | 0
LCP_Inputs_ON_Electric_Howarth_2023_05_05 | 2044 | CH4 + CCS | Generation |  | ON | Capacity-Generation | FOM | 0 | [6 empty] | 0.39012 | 0
LCP_Inputs_ON_Electric_Howarth_2023_05_05 | 2044 | CH4 + CCS | Generation |  | ON | Capacity-Generation | Flex Adder | 0 | [6 empty] | 0.39012 | 0
LCP_Inputs_ON_Electric_Howarth_2023_05_05 | 2044 | Electrolyser 2020/2030 | Crossload |  | ON | Capacity-Crossload | FOM | 11376563.2314 | [6 empty] | 0.39012 | 4438241.6208
LCP_Inputs_ON_Electric_Howarth_2023_05_05 | 2044 | Electrolyser 2020/2030 | Crossload |  | ON | Capacity-Crossload | Flex Adder | 0 | [6 empty] | 0.39012 | 0
LCP_Inputs_ON_Electric_Howarth_2023_05_05 | 2044 | Electrolyser 2040 | Crossload |  | ON | Capacity-Crossload | FOM | 67838239.113 | [6 empty] | 0.39012 | 26465153.8597
LCP_Inputs_ON_Electric_Howarth_2023_05_05 | 2044 | Electrolyser 2040 | Crossload |  | ON | Capacity-Crossload | Flex Adder | 0 | [6 empty] | 0.39012 | 0
LCP_Inputs_ON_Electric_Howarth_2023_05_05 | 2044 | Generic - Generator | Generation |  | MI | Capacity-Generation | FOM | 0 | [6 empty] | 0.39012 | 0
LCP_Inputs_ON_Electric_Howarth_2023_05_05 | 2044 | Generic - Generator | Generation |  | MI | Capacity-Generation | Flex Adder | 0 | [6 empty] | 0.39012 | 0
LCP_Inputs_ON_Electric_Howarth_2023_05_05 | 2044 | Generic - Generator | Generation |  | NY | Capacity-Generation | FOM | 0 | [6 empty] | 0.39012 | 0
LCP_Inputs_ON_Electric_Howarth_2023_05_05 | 2044 | Generic - Generator | Generation |  | NY | Capacity-Generation | Flex Adder | 0 | [6 empty] | 0.39012 | 0
LCP_Inputs_ON_Electric_Howarth_2023_05_05 | 2044 | Generic - Generator | Generation |  | PJ | Capacity-Generation | FOM | 0 | [6 empty] | 0.39012 | 0
LCP_Inputs_ON_Electric_Howarth_2023_05_05 | 2044 | Generic - Generator | Generation |  | PJ | Capacity-Generation | Flex Adder | 0 | [6 empty] | 0.39012 | 0
LCP_Inputs_ON_Electric_Howarth_2023_05_05 | 2044 | Generic - Generator | Generation |  | QC | Capacity-Generation | FOM | 0 | [6 empty] | 0.39012 | 0
LCP_Inputs_ON_Electric_Howarth_2023_05_05 | 2044 | Generic - Generator | Generation |  | QC | Capacity-Generation | Flex Adder | 0 | [6 empty] | 0.39012 | 0
LCP_Inputs_ON_Electric_Howarth_2023_05_05 | 2044 | Generic - Generator | Generation |  | WC | Capacity-Generation | FOM | 0 | [6 empty] | 0.39012 | 0
LCP_Inputs_ON_Electric_Howarth_2023_05_05 | 2044 | Generic - Generator | Generation |  | WC | Capacity-Generation | Flex Adder | 0 | [6 empty] | 0.39012 | 0
LCP_Inputs_ON_Electric_Howarth_2023_05_05 | 2044 | H2 Import - WC | Import |  | WC | Capacity-Import | FOM | 0 | [6 empty] | 0.39012 | 0
LCP_Inputs_ON_Electric_Howarth_2023_05_05 | 2044 | H2 Import - WC | Import |  | WC | Capacity-Import | Flex Adder | 0 | [6 empty] | 0.39012 | 0
LCP_Inputs_ON_Electric_Howarth_2023_05_05 | 2044 | H2 Salt Cavern Storage - ON | Storage |  | ON | Capacity-Storage | FOM | 0 | [6 empty] | 0.39012 | 0
LCP_Inputs_ON_Electric_Howarth_2023_05_05 | 2044 | H2 Salt Cavern Storage - ON | Storage |  | ON | Capacity-Storage | Flex Adder | 0 | [6 empty] | 0.39012 | 0
LCP_Inputs_ON_Electric_Howarth_2023_05_05 | 2044 | Hydro | Generation |  | ON | Capacity-Generation | FOM | 541728776.0059 | [6 empty] | 0.39012 | 211340028.7901
LCP_Inputs_ON_Electric_Howarth_2023_05_05 | 2044 | Hydro | Generation |  | ON | Capacity-Generation | Flex Adder | 0 | [6 empty] | 0.39012 | 0
LCP_Inputs_ON_Electric_Howarth_2023_05_05 | 2044 | Nuclear | Generation |  | ON | Capacity-Generation | FOM | 0 | [6 empty] | 0.39012 | 0
LCP_Inputs_ON_Electric_Howarth_2023_05_05 | 2044 | Nuclear | Generation |  | ON | Capacity-Generation | Flex Adder | 0 | [6 empty] | 0.39012 | 0
LCP_Inputs_ON_Electric_Howarth_2023_05_05 | 2044 | Nuclear SMR | Generation |  | ON | Capacity-Generation | FOM | 450000000 | [6 empty] | 0.39012 | 175554663.4549
LCP_Inputs_ON_Electric_Howarth_2023_05_05 | 2044 | Nuclear SMR | Generation |  | ON | Capacity-Generation | Flex Adder | 0 | [6 empty] | 0.39012 | 0
LCP_Inputs_ON_Electric_Howarth_2023_05_05 | 2044 | O/CCGT - H2 New | Crossload |  | ON | Capacity-Crossload | FOM | 428430622.3359 | [6 empty] | 0.39012 | 167139986.0398
LCP_Inputs_ON_Electric_Howarth_2023_05_05 | 2044 | O/CCGT - H2 New | Crossload |  | ON | Capacity-Crossload | Flex Adder | 0 | [6 empty] | 0.39012 | 0
LCP_Inputs_ON_Electric_Howarth_2023_05_05 | 2044 | SMR CCS | Generation |  | ON | Capacity-Generation | FOM | 121681468.1727 | [6 empty] | 0.39012 | 47470553.7639
LCP_Inputs_ON_Electric_Howarth_2023_05_05 | 2044 | SMR CCS | Generation |  | ON | Capacity-Generation | Flex Adder | 0 | [6 empty] | 0.39012 | 0
LCP_Inputs_ON_Electric_Howarth_2023_05_05 | 2044 | SMR CCS | Generation |  | WC | Capacity-Generation | FOM | 0 | [6 empty] | 0.39012 | 0
LCP_Inputs_ON_Electric_Howarth_2023_05_05 | 2044 | SMR CCS | Generation |  | WC | Capacity-Generation | Flex Adder | 0 | [6 empty] | 0.39012 | 0
LCP_Inputs_ON_Electric_Howarth_2023_05_05 | 2044 | Solar PV | Generation |  | ON | Capacity-Generation | FOM | 182756941.0999 | [6 empty] | 0.39012 | 71297407.3085
LCP_Inputs_ON_Electric_Howarth_2023_05_05 | 2044 | Solar PV | Generation |  | ON | Capacity-Generation | Flex Adder | 0 | [6 empty] | 0.39012 | 0
LCP_Inputs_ON_Electric_Howarth_2023_05_05 | 2044 | Solar PV | Generation |  | WC | Capacity-Generation | FOM | 5143034.8517 | [6 empty] | 0.39012 | 2006408.3389
LCP_Inputs_ON_Electric_Howarth_2023_05_05 | 2044 | Solar PV | Generation |  | WC | Capacity-Generation | Flex Adder | 0 | [6 empty] | 0.39012 | 0
LCP_Inputs_ON_Electric_Howarth_2023_05_05 | 2044 | Wind Offshore | Generation |  | ON | Capacity-Generation | FOM | 46481217.4156 | [6 empty] | 0.39012 | 18133321.0675
LCP_Inputs_ON_Electric_Howarth_2023_05_05 | 2044 | Wind Offshore | Generation |  | ON | Capacity-Generation | Flex Adder | 0 | [6 empty] | 0.39012 | 0
LCP_Inputs_ON_Electric_Howarth_2023_05_05 | 2044 | Wind Onshore | Generation |  | MI | Capacity-Generation | FOM | 813954479.6005 | [6 empty] | 0.39012 | 317541121.6307
LCP_Inputs_ON_Electric_Howarth_2023_05_05 | 2044 | Wind Onshore | Generation |  | MI | Capacity-Generation | Flex Adder | 0 | [6 empty] | 0.39012 | 0
LCP_Inputs_ON_Electric_Howarth_2023_05_05 | 2044 | Wind Onshore | Generation |  | NY | Capacity-Generation | FOM | 292395764.9515 | [6 empty] | 0.39012 | 114069866.9149
LCP_Inputs_ON_Electric_Howarth_2023_05_05 | 2044 | Wind Onshore | Generation |  | NY | Capacity-Generation | Flex Adder | 0 | [6 empty] | 0.39012 | 0
LCP_Inputs_ON_Electric_Howarth_2023_05_05 | 2044 | Wind Onshore | Generation |  | ON | Capacity-Generation | FOM | 875000000 | [6 empty] | 0.39012 | 341356290.0511
LCP_Inputs_ON_Electric_Howarth_2023_05_05 | 2044 | Wind Onshore | Generation |  | ON | Capacity-Generation | Flex Adder | 0 | [6 empty] | 0.39012 | 0
LCP_Inputs_ON_Electric_Howarth_2023_05_05 | 2044 | Wind Onshore | Generation |  | PJ | Capacity-Generation | FOM | 4313788292.9035 | [6 empty] | 0.39012 | 1682901448.8359
LCP_Inputs_ON_Electric_Howarth_2023_05_05 | 2044 | Wind Onshore | Generation |  | PJ | Capacity-Generation | Flex Adder | 0 | [6 empty] | 0.39012 | 0
LCP_Inputs_ON_Electric_Howarth_2023_05_05 | 2044 | Wind Onshore | Generation |  | WC | Capacity-Generation | FOM | 0 | [6 empty] | 0.39012 | 0
LCP_Inputs_ON_Electric_Howarth_2023_05_05 | 2044 | Wind Onshore | Generation |  | WC | Capacity-Generation | Flex Adder | 0 | [6 empty] | 0.39012 | 0
LCP_Inputs_ON_Electric_Howarth_2023_05_05 | 2045 | Anaerobic Digestion | Generation |  | ON | Capacity-Generation | FOM | 167819842.8872 | [6 empty] | 0.37512 | 62952042.8186
LCP_Inputs_ON_Electric_Howarth_2023_05_05 | 2045 | Anaerobic Digestion | Generation |  | ON | Capacity-Generation | Flex Adder | 0 | [6 empty] | 0.37512 | 0
LCP_Inputs_ON_Electric_Howarth_2023_05_05 | 2045 | Battery Storage | Storage |  | ON | Capacity-Storage | FOM | 0 | [6 empty] | 0.37512 | 0
LCP_Inputs_ON_Electric_Howarth_2023_05_05 | 2045 | Battery Storage | Storage |  | ON | Capacity-Storage | Flex Adder | 0 | [6 empty] | 0.37512 | 0
LCP_Inputs_ON_Electric_Howarth_2023_05_05 | 2045 | Biomass + CCS | Generation |  | ON | Capacity-Generation | FOM | 80652292.5 | [6 empty] | 0.37512 | 30254030.0571
LCP_Inputs_ON_Electric_Howarth_2023_05_05 | 2045 | Biomass + CCS | Generation |  | ON | Capacity-Generation | Flex Adder | 0 | [6 empty] | 0.37512 | 0
LCP_Inputs_ON_Electric_Howarth_2023_05_05 | 2045 | CH4 + CCS | Generation |  | ON | Capacity-Generation | FOM | 0 | [6 empty] | 0.37512 | 0
LCP_Inputs_ON_Electric_Howarth_2023_05_05 | 2045 | CH4 + CCS | Generation |  | ON | Capacity-Generation | Flex Adder | 0 | [6 empty] | 0.37512 | 0
LCP_Inputs_ON_Electric_Howarth_2023_05_05 | 2045 | Electrolyser 2020/2030 | Crossload |  | ON | Capacity-Crossload | FOM | 11376563.2314 | [6 empty] | 0.37512 | 4267540.02
LCP_Inputs_ON_Electric_Howarth_2023_05_05 | 2045 | Electrolyser 2020/2030 | Crossload |  | ON | Capacity-Crossload | Flex Adder | 0 | [6 empty] | 0.37512 | 0
LCP_Inputs_ON_Electric_Howarth_2023_05_05 | 2045 | Electrolyser 2040 | Crossload |  | ON | Capacity-Crossload | FOM | 67838239.113 | [6 empty] | 0.37512 | 25447263.3266
LCP_Inputs_ON_Electric_Howarth_2023_05_05 | 2045 | Electrolyser 2040 | Crossload |  | ON | Capacity-Crossload | Flex Adder | 0 | [6 empty] | 0.37512 | 0
LCP_Inputs_ON_Electric_Howarth_2023_05_05 | 2045 | Generic - Generator | Generation |  | MI | Capacity-Generation | FOM | 0 | [6 empty] | 0.37512 | 0
LCP_Inputs_ON_Electric_Howarth_2023_05_05 | 2045 | Generic - Generator | Generation |  | MI | Capacity-Generation | Flex Adder | 0 | [6 empty] | 0.37512 | 0
LCP_Inputs_ON_Electric_Howarth_2023_05_05 | 2045 | Generic - Generator | Generation |  | NY | Capacity-Generation | FOM | 0 | [6 empty] | 0.37512 | 0
LCP_Inputs_ON_Electric_Howarth_2023_05_05 | 2045 | Generic - Generator | Generation |  | NY | Capacity-Generation | Flex Adder | 0 | [6 empty] | 0.37512 | 0
LCP_Inputs_ON_Electric_Howarth_2023_05_05 | 2045 | Generic - Generator | Generation |  | PJ | Capacity-Generation | FOM | 0 | [6 empty] | 0.37512 | 0
LCP_Inputs_ON_Electric_Howarth_2023_05_05 | 2045 | Generic - Generator | Generation |  | PJ | Capacity-Generation | Flex Adder | 0 | [6 empty] | 0.37512 | 0
LCP_Inputs_ON_Electric_Howarth_2023_05_05 | 2045 | Generic - Generator | Generation |  | QC | Capacity-Generation | FOM | 0 | [6 empty] | 0.37512 | 0
LCP_Inputs_ON_Electric_Howarth_2023_05_05 | 2045 | Generic - Generator | Generation |  | QC | Capacity-Generation | Flex Adder | 0 | [6 empty] | 0.37512 | 0
LCP_Inputs_ON_Electric_Howarth_2023_05_05 | 2045 | Generic - Generator | Generation |  | WC | Capacity-Generation | FOM | 0 | [6 empty] | 0.37512 | 0
LCP_Inputs_ON_Electric_Howarth_2023_05_05 | 2045 | Generic - Generator | Generation |  | WC | Capacity-Generation | Flex Adder | 0 | [6 empty] | 0.37512 | 0
LCP_Inputs_ON_Electric_Howarth_2023_05_05 | 2045 | H2 Import - WC | Import |  | WC | Capacity-Import | FOM | 0 | [6 empty] | 0.37512 | 0
LCP_Inputs_ON_Electric_Howarth_2023_05_05 | 2045 | H2 Import - WC | Import |  | WC | Capacity-Import | Flex Adder | 0 | [6 empty] | 0.37512 | 0
LCP_Inputs_ON_Electric_Howarth_2023_05_05 | 2045 | H2 Salt Cavern Storage - ON | Storage |  | ON | Capacity-Storage | FOM | 0 | [6 empty] | 0.37512 | 0
LCP_Inputs_ON_Electric_Howarth_2023_05_05 | 2045 | H2 Salt Cavern Storage - ON | Storage |  | ON | Capacity-Storage | Flex Adder | 0 | [6 empty] | 0.37512 | 0
LCP_Inputs_ON_Electric_Howarth_2023_05_05 | 2045 | Hydro | Generation |  | ON | Capacity-Generation | FOM | 541728776.0059 | [6 empty] | 0.37512 | 203211566.1443
LCP_Inputs_ON_Electric_Howarth_2023_05_05 | 2045 | Hydro | Generation |  | ON | Capacity-Generation | Flex Adder | 0 | [6 empty] | 0.37512 | 0
LCP_Inputs_ON_Electric_Howarth_2023_05_05 | 2045 | Nuclear | Generation |  | ON | Capacity-Generation | FOM | 0 | [6 empty] | 0.37512 | 0
LCP_Inputs_ON_Electric_Howarth_2023_05_05 | 2045 | Nuclear | Generation |  | ON | Capacity-Generation | Flex Adder | 0 | [6 empty] | 0.37512 | 0
LCP_Inputs_ON_Electric_Howarth_2023_05_05 | 2045 | Nuclear SMR | Generation |  | ON | Capacity-Generation | FOM | 450000000 | [6 empty] | 0.37512 | 168802561.0143
LCP_Inputs_ON_Electric_Howarth_2023_05_05 | 2045 | Nuclear SMR | Generation |  | ON | Capacity-Generation | Flex Adder | 0 | [6 empty] | 0.37512 | 0
LCP_Inputs_ON_Electric_Howarth_2023_05_05 | 2045 | O/CCGT - H2 New | Crossload |  | ON | Capacity-Crossload | FOM | 428430622.3359 | [6 empty] | 0.37512 | 160711525.0383
LCP_Inputs_ON_Electric_Howarth_2023_05_05 | 2045 | O/CCGT - H2 New | Crossload |  | ON | Capacity-Crossload | Flex Adder | 0 | [6 empty] | 0.37512 | 0
LCP_Inputs_ON_Electric_Howarth_2023_05_05 | 2045 | SMR CCS | Generation |  | ON | Capacity-Generation | FOM | 121681468.1727 | [6 empty] | 0.37512 | 45644763.2345
LCP_Inputs_ON_Electric_Howarth_2023_05_05 | 2045 | SMR CCS | Generation |  | ON | Capacity-Generation | Flex Adder | 0 | [6 empty] | 0.37512 | 0
LCP_Inputs_ON_Electric_Howarth_2023_05_05 | 2045 | SMR CCS | Generation |  | WC | Capacity-Generation | FOM | 0 | [6 empty] | 0.37512 | 0
LCP_Inputs_ON_Electric_Howarth_2023_05_05 | 2045 | SMR CCS | Generation |  | WC | Capacity-Generation | Flex Adder | 0 | [6 empty] | 0.37512 | 0
LCP_Inputs_ON_Electric_Howarth_2023_05_05 | 2045 | Solar PV | Generation |  | ON | Capacity-Generation | FOM | 182756941.0999 | [6 empty] | 0.37512 | 68555199.3351
LCP_Inputs_ON_Electric_Howarth_2023_05_05 | 2045 | Solar PV | Generation |  | ON | Capacity-Generation | Flex Adder | 0 | [6 empty] | 0.37512 | 0
LCP_Inputs_ON_Electric_Howarth_2023_05_05 | 2045 | Solar PV | Generation |  | WC | Capacity-Generation | FOM | 5143034.8517 | [6 empty] | 0.37512 | 1929238.7874
LCP_Inputs_ON_Electric_Howarth_2023_05_05 | 2045 | Solar PV | Generation |  | WC | Capacity-Generation | Flex Adder | 0 | [6 empty] | 0.37512 | 0
LCP_Inputs_ON_Electric_Howarth_2023_05_05 | 2045 | Wind Offshore | Generation |  | ON | Capacity-Generation | FOM | 46481217.4156 | [6 empty] | 0.37512 | 17435885.6418
LCP_Inputs_ON_Electric_Howarth_2023_05_05 | 2045 | Wind Offshore | Generation |  | ON | Capacity-Generation | Flex Adder | 0 | [6 empty] | 0.37512 | 0
LCP_Inputs_ON_Electric_Howarth_2023_05_05 | 2045 | Wind Onshore | Generation |  | MI | Capacity-Generation | FOM | 813954479.6005 | [6 empty] | 0.37512 | 305328001.568
LCP_Inputs_ON_Electric_Howarth_2023_05_05 | 2045 | Wind Onshore | Generation |  | MI | Capacity-Generation | Flex Adder | 0 | [6 empty] | 0.37512 | 0
LCP_Inputs_ON_Electric_Howarth_2023_05_05 | 2045 | Wind Onshore | Generation |  | NY | Capacity-Generation | FOM | 292395764.9515 | [6 empty] | 0.37512 | 109682564.3412
LCP_Inputs_ON_Electric_Howarth_2023_05_05 | 2045 | Wind Onshore | Generation |  | NY | Capacity-Generation | Flex Adder | 0 | [6 empty] | 0.37512 | 0
LCP_Inputs_ON_Electric_Howarth_2023_05_05 | 2045 | Wind Onshore | Generation |  | ON | Capacity-Generation | FOM | 875000000 | [6 empty] | 0.37512 | 328227201.9722
LCP_Inputs_ON_Electric_Howarth_2023_05_05 | 2045 | Wind Onshore | Generation |  | ON | Capacity-Generation | Flex Adder | 0 | [6 empty] | 0.37512 | 0
LCP_Inputs_ON_Electric_Howarth_2023_05_05 | 2045 | Wind Onshore | Generation |  | PJ | Capacity-Generation | FOM | 4313788292.9035 | [6 empty] | 0.37512 | 1618174470.0346
LCP_Inputs_ON_Electric_Howarth_2023_05_05 | 2045 | Wind Onshore | Generation |  | PJ | Capacity-Generation | Flex Adder | 0 | [6 empty] | 0.37512 | 0
LCP_Inputs_ON_Electric_Howarth_2023_05_05 | 2045 | Wind Onshore | Generation |  | WC | Capacity-Generation | FOM | 0 | [6 empty] | 0.37512 | 0
LCP_Inputs_ON_Electric_Howarth_2023_05_05 | 2045 | Wind Onshore | Generation |  | WC | Capacity-Generation | Flex Adder | 0 | [6 empty] | 0.37512 | 0
LCP_Inputs_ON_Electric_Howarth_2023_05_05 | 2046 | Anaerobic Digestion | Generation |  | ON | Capacity-Generation | FOM | 167819842.8872 | [6 empty] | 0.36069 | 60530810.4025
LCP_Inputs_ON_Electric_Howarth_2023_05_05 | 2046 | Anaerobic Digestion | Generation |  | ON | Capacity-Generation | Flex Adder | 0 | [6 empty] | 0.36069 | 0
LCP_Inputs_ON_Electric_Howarth_2023_05_05 | 2046 | Battery Storage | Storage |  | ON | Capacity-Storage | FOM | 0 | [6 empty] | 0.36069 | 0
LCP_Inputs_ON_Electric_Howarth_2023_05_05 | 2046 | Battery Storage | Storage |  | ON | Capacity-Storage | Flex Adder | 0 | [6 empty] | 0.36069 | 0
LCP_Inputs_ON_Electric_Howarth_2023_05_05 | 2046 | Biomass + CCS | Generation |  | ON | Capacity-Generation | FOM | 80652292.5 | [6 empty] | 0.36069 | 29090413.5164
LCP_Inputs_ON_Electric_Howarth_2023_05_05 | 2046 | Biomass + CCS | Generation |  | ON | Capacity-Generation | Flex Adder | 0 | [6 empty] | 0.36069 | 0
LCP_Inputs_ON_Electric_Howarth_2023_05_05 | 2046 | CH4 + CCS | Generation |  | ON | Capacity-Generation | FOM | 0 | [6 empty] | 0.36069 | 0
LCP_Inputs_ON_Electric_Howarth_2023_05_05 | 2046 | CH4 + CCS | Generation |  | ON | Capacity-Generation | Flex Adder | 0 | [6 empty] | 0.36069 | 0
LCP_Inputs_ON_Electric_Howarth_2023_05_05 | 2046 | Electrolyser 2020/2030 | Crossload |  | ON | Capacity-Crossload | FOM | 11376563.2314 | [6 empty] | 0.36069 | 4103403.8654
LCP_Inputs_ON_Electric_Howarth_2023_05_05 | 2046 | Electrolyser 2020/2030 | Crossload |  | ON | Capacity-Crossload | Flex Adder | 0 | [6 empty] | 0.36069 | 0
LCP_Inputs_ON_Electric_Howarth_2023_05_05 | 2046 | Electrolyser 2040 | Crossload |  | ON | Capacity-Crossload | FOM | 67838239.113 | [6 empty] | 0.36069 | 24468522.4294
LCP_Inputs_ON_Electric_Howarth_2023_05_05 | 2046 | Electrolyser 2040 | Crossload |  | ON | Capacity-Crossload | Flex Adder | 0 | [6 empty] | 0.36069 | 0
LCP_Inputs_ON_Electric_Howarth_2023_05_05 | 2046 | Generic - Generator | Generation |  | MI | Capacity-Generation | FOM | 0 | [6 empty] | 0.36069 | 0
LCP_Inputs_ON_Electric_Howarth_2023_05_05 | 2046 | Generic - Generator | Generation |  | MI | Capacity-Generation | Flex Adder | 0 | [6 empty] | 0.36069 | 0
LCP_Inputs_ON_Electric_Howarth_2023_05_05 | 2046 | Generic - Generator | Generation |  | NY | Capacity-Generation | FOM | 0 | [6 empty] | 0.36069 | 0
LCP_Inputs_ON_Electric_Howarth_2023_05_05 | 2046 | Generic - Generator | Generation |  | NY | Capacity-Generation | Flex Adder | 0 | [6 empty] | 0.36069 | 0
LCP_Inputs_ON_Electric_Howarth_2023_05_05 | 2046 | Generic - Generator | Generation |  | PJ | Capacity-Generation | FOM | 0 | [6 empty] | 0.36069 | 0
LCP_Inputs_ON_Electric_Howarth_2023_05_05 | 2046 | Generic - Generator | Generation |  | PJ | Capacity-Generation | Flex Adder | 0 | [6 empty] | 0.36069 | 0
LCP_Inputs_ON_Electric_Howarth_2023_05_05 | 2046 | Generic - Generator | Generation |  | QC | Capacity-Generation | FOM | 0 | [6 empty] | 0.36069 | 0
LCP_Inputs_ON_Electric_Howarth_2023_05_05 | 2046 | Generic - Generator | Generation |  | QC | Capacity-Generation | Flex Adder | 0 | [6 empty] | 0.36069 | 0
LCP_Inputs_ON_Electric_Howarth_2023_05_05 | 2046 | Generic - Generator | Generation |  | WC | Capacity-Generation | FOM | 0 | [6 empty] | 0.36069 | 0
LCP_Inputs_ON_Electric_Howarth_2023_05_05 | 2046 | Generic - Generator | Generation |  | WC | Capacity-Generation | Flex Adder | 0 | [6 empty] | 0.36069 | 0
LCP_Inputs_ON_Electric_Howarth_2023_05_05 | 2046 | H2 Import - WC | Import |  | WC | Capacity-Import | FOM | 0 | [6 empty] | 0.36069 | 0
LCP_Inputs_ON_Electric_Howarth_2023_05_05 | 2046 | H2 Import - WC | Import |  | WC | Capacity-Import | Flex Adder | 0 | [6 empty] | 0.36069 | 0
LCP_Inputs_ON_Electric_Howarth_2023_05_05 | 2046 | H2 Salt Cavern Storage - ON | Storage |  | ON | Capacity-Storage | FOM | 0 | [6 empty] | 0.36069 | 0
LCP_Inputs_ON_Electric_Howarth_2023_05_05 | 2046 | H2 Salt Cavern Storage - ON | Storage |  | ON | Capacity-Storage | Flex Adder | 0 | [6 empty] | 0.36069 | 0
LCP_Inputs_ON_Electric_Howarth_2023_05_05 | 2046 | Hydro | Generation |  | ON | Capacity-Generation | FOM | 541728776.0059 | [6 empty] | 0.36069 | 195395736.6772
LCP_Inputs_ON_Electric_Howarth_2023_05_05 | 2046 | Hydro | Generation |  | ON | Capacity-Generation | Flex Adder | 0 | [6 empty] | 0.36069 | 0
LCP_Inputs_ON_Electric_Howarth_2023_05_05 | 2046 | Nuclear | Generation |  | ON | Capacity-Generation | FOM | 0 | [6 empty] | 0.36069 | 0
LCP_Inputs_ON_Electric_Howarth_2023_05_05 | 2046 | Nuclear | Generation |  | ON | Capacity-Generation | Flex Adder | 0 | [6 empty] | 0.36069 | 0
LCP_Inputs_ON_Electric_Howarth_2023_05_05 | 2046 | Nuclear SMR | Generation |  | ON | Capacity-Generation | FOM | 450000000 | [6 empty] | 0.36069 | 162310154.8214
LCP_Inputs_ON_Electric_Howarth_2023_05_05 | 2046 | Nuclear SMR | Generation |  | ON | Capacity-Generation | Flex Adder | 0 | [6 empty] | 0.36069 | 0
LCP_Inputs_ON_Electric_Howarth_2023_05_05 | 2046 | O/CCGT - H2 New | Crossload |  | ON | Capacity-Crossload | FOM | 428430622.3359 | [6 empty] | 0.36069 | 154530312.5368
LCP_Inputs_ON_Electric_Howarth_2023_05_05 | 2046 | O/CCGT - H2 New | Crossload |  | ON | Capacity-Crossload | Flex Adder | 0 | [6 empty] | 0.36069 | 0
LCP_Inputs_ON_Electric_Howarth_2023_05_05 | 2046 | SMR CCS | Generation |  | ON | Capacity-Generation | FOM | 121681468.1727 | [6 empty] | 0.36069 | 43889195.4178
LCP_Inputs_ON_Electric_Howarth_2023_05_05 | 2046 | SMR CCS | Generation |  | ON | Capacity-Generation | Flex Adder | 0 | [6 empty] | 0.36069 | 0
LCP_Inputs_ON_Electric_Howarth_2023_05_05 | 2046 | SMR CCS | Generation |  | WC | Capacity-Generation | FOM | 0 | [6 empty] | 0.36069 | 0
LCP_Inputs_ON_Electric_Howarth_2023_05_05 | 2046 | SMR CCS | Generation |  | WC | Capacity-Generation | Flex Adder | 0 | [6 empty] | 0.36069 | 0
LCP_Inputs_ON_Electric_Howarth_2023_05_05 | 2046 | Solar PV | Generation |  | ON | Capacity-Generation | FOM | 182756941.0999 | [6 empty] | 0.36069 | 65918460.8991
LCP_Inputs_ON_Electric_Howarth_2023_05_05 | 2046 | Solar PV | Generation |  | ON | Capacity-Generation | Flex Adder | 0 | [6 empty] | 0.36069 | 0
LCP_Inputs_ON_Electric_Howarth_2023_05_05 | 2046 | Solar PV | Generation |  | WC | Capacity-Generation | FOM | 5143034.8517 | [6 empty] | 0.36069 | 1855037.2956
LCP_Inputs_ON_Electric_Howarth_2023_05_05 | 2046 | Solar PV | Generation |  | WC | Capacity-Generation | Flex Adder | 0 | [6 empty] | 0.36069 | 0
LCP_Inputs_ON_Electric_Howarth_2023_05_05 | 2046 | Wind Offshore | Generation |  | ON | Capacity-Generation | FOM | 46481217.4156 | [6 empty] | 0.36069 | 16765274.6556
LCP_Inputs_ON_Electric_Howarth_2023_05_05 | 2046 | Wind Offshore | Generation |  | ON | Capacity-Generation | Flex Adder | 0 | [6 empty] | 0.36069 | 0
LCP_Inputs_ON_Electric_Howarth_2023_05_05 | 2046 | Wind Onshore | Generation |  | MI | Capacity-Generation | FOM | 813954479.6005 | [6 empty] | 0.36069 | 293584616.8923
LCP_Inputs_ON_Electric_Howarth_2023_05_05 | 2046 | Wind Onshore | Generation |  | MI | Capacity-Generation | Flex Adder | 0 | [6 empty] | 0.36069 | 0
LCP_Inputs_ON_Electric_Howarth_2023_05_05 | 2046 | Wind Onshore | Generation |  | NY | Capacity-Generation | FOM | 292395764.9515 | [6 empty] | 0.36069 | 105464004.1743
LCP_Inputs_ON_Electric_Howarth_2023_05_05 | 2046 | Wind Onshore | Generation |  | NY | Capacity-Generation | Flex Adder | 0 | [6 empty] | 0.36069 | 0
LCP_Inputs_ON_Electric_Howarth_2023_05_05 | 2046 | Wind Onshore | Generation |  | ON | Capacity-Generation | FOM | 875000000 | [6 empty] | 0.36069 | 315603078.8194
LCP_Inputs_ON_Electric_Howarth_2023_05_05 | 2046 | Wind Onshore | Generation |  | ON | Capacity-Generation | Flex Adder | 0 | [6 empty] | 0.36069 | 0
LCP_Inputs_ON_Electric_Howarth_2023_05_05 | 2046 | Wind Onshore | Generation |  | PJ | Capacity-Generation | FOM | 4313788292.9035 | [6 empty] | 0.36069 | 1555936990.4179
LCP_Inputs_ON_Electric_Howarth_2023_05_05 | 2046 | Wind Onshore | Generation |  | PJ | Capacity-Generation | Flex Adder | 0 | [6 empty] | 0.36069 | 0
LCP_Inputs_ON_Electric_Howarth_2023_05_05 | 2046 | Wind Onshore | Generation |  | WC | Capacity-Generation | FOM | 0 | [6 empty] | 0.36069 | 0
LCP_Inputs_ON_Electric_Howarth_2023_05_05 | 2046 | Wind Onshore | Generation |  | WC | Capacity-Generation | Flex Adder | 0 | [6 empty] | 0.36069 | 0
LCP_Inputs_ON_Electric_Howarth_2023_05_05 | 2047 | Anaerobic Digestion | Generation |  | ON | Capacity-Generation | FOM | 167819842.8872 | [6 empty] | 0.34682 | 58202702.3101
LCP_Inputs_ON_Electric_Howarth_2023_05_05 | 2047 | Anaerobic Digestion | Generation |  | ON | Capacity-Generation | Flex Adder | 0 | [6 empty] | 0.34682 | 0
LCP_Inputs_ON_Electric_Howarth_2023_05_05 | 2047 | Battery Storage | Storage |  | ON | Capacity-Storage | FOM | 0 | [6 empty] | 0.34682 | 0
LCP_Inputs_ON_Electric_Howarth_2023_05_05 | 2047 | Battery Storage | Storage |  | ON | Capacity-Storage | Flex Adder | 0 | [6 empty] | 0.34682 | 0
LCP_Inputs_ON_Electric_Howarth_2023_05_05 | 2047 | Biomass + CCS | Generation |  | ON | Capacity-Generation | FOM | 80652292.5 | [6 empty] | 0.34682 | 27971551.4581
LCP_Inputs_ON_Electric_Howarth_2023_05_05 | 2047 | Biomass + CCS | Generation |  | ON | Capacity-Generation | Flex Adder | 0 | [6 empty] | 0.34682 | 0
LCP_Inputs_ON_Electric_Howarth_2023_05_05 | 2047 | CH4 + CCS | Generation |  | ON | Capacity-Generation | FOM | 0 | [6 empty] | 0.34682 | 0
LCP_Inputs_ON_Electric_Howarth_2023_05_05 | 2047 | CH4 + CCS | Generation |  | ON | Capacity-Generation | Flex Adder | 0 | [6 empty] | 0.34682 | 0
LCP_Inputs_ON_Electric_Howarth_2023_05_05 | 2047 | Electrolyser 2020/2030 | Crossload |  | ON | Capacity-Crossload | FOM | 11376563.2314 | [6 empty] | 0.34682 | 3945580.6398
LCP_Inputs_ON_Electric_Howarth_2023_05_05 | 2047 | Electrolyser 2020/2030 | Crossload |  | ON | Capacity-Crossload | Flex Adder | 0 | [6 empty] | 0.34682 | 0
LCP_Inputs_ON_Electric_Howarth_2023_05_05 | 2047 | Electrolyser 2040 | Crossload |  | ON | Capacity-Crossload | FOM | 67838239.113 | [6 empty] | 0.34682 | 23527425.4129
LCP_Inputs_ON_Electric_Howarth_2023_05_05 | 2047 | Electrolyser 2040 | Crossload |  | ON | Capacity-Crossload | Flex Adder | 0 | [6 empty] | 0.34682 | 0
LCP_Inputs_ON_Electric_Howarth_2023_05_05 | 2047 | Generic - Generator | Generation |  | MI | Capacity-Generation | FOM | 0 | [6 empty] | 0.34682 | 0
LCP_Inputs_ON_Electric_Howarth_2023_05_05 | 2047 | Generic - Generator | Generation |  | MI | Capacity-Generation | Flex Adder | 0 | [6 empty] | 0.34682 | 0
LCP_Inputs_ON_Electric_Howarth_2023_05_05 | 2047 | Generic - Generator | Generation |  | NY | Capacity-Generation | FOM | 0 | [6 empty] | 0.34682 | 0
LCP_Inputs_ON_Electric_Howarth_2023_05_05 | 2047 | Generic - Generator | Generation |  | NY | Capacity-Generation | Flex Adder | 0 | [6 empty] | 0.34682 | 0
LCP_Inputs_ON_Electric_Howarth_2023_05_05 | 2047 | Generic - Generator | Generation |  | PJ | Capacity-Generation | FOM | 0 | [6 empty] | 0.34682 | 0
LCP_Inputs_ON_Electric_Howarth_2023_05_05 | 2047 | Generic - Generator | Generation |  | PJ | Capacity-Generation | Flex Adder | 0 | [6 empty] | 0.34682 | 0
LCP_Inputs_ON_Electric_Howarth_2023_05_05 | 2047 | Generic - Generator | Generation |  | QC | Capacity-Generation | FOM | 0 | [6 empty] | 0.34682 | 0
LCP_Inputs_ON_Electric_Howarth_2023_05_05 | 2047 | Generic - Generator | Generation |  | QC | Capacity-Generation | Flex Adder | 0 | [6 empty] | 0.34682 | 0
LCP_Inputs_ON_Electric_Howarth_2023_05_05 | 2047 | Generic - Generator | Generation |  | WC | Capacity-Generation | FOM | 0 | [6 empty] | 0.34682 | 0
LCP_Inputs_ON_Electric_Howarth_2023_05_05 | 2047 | Generic - Generator | Generation |  | WC | Capacity-Generation | Flex Adder | 0 | [6 empty] | 0.34682 | 0
LCP_Inputs_ON_Electric_Howarth_2023_05_05 | 2047 | H2 Import - WC | Import |  | WC | Capacity-Import | FOM | 0 | [6 empty] | 0.34682 | 0
LCP_Inputs_ON_Electric_Howarth_2023_05_05 | 2047 | H2 Import - WC | Import |  | WC | Capacity-Import | Flex Adder | 0 | [6 empty] | 0.34682 | 0
LCP_Inputs_ON_Electric_Howarth_2023_05_05 | 2047 | H2 Salt Cavern Storage - ON | Storage |  | ON | Capacity-Storage | FOM | 0 | [6 empty] | 0.34682 | 0
LCP_Inputs_ON_Electric_Howarth_2023_05_05 | 2047 | H2 Salt Cavern Storage - ON | Storage |  | ON | Capacity-Storage | Flex Adder | 0 | [6 empty] | 0.34682 | 0
LCP_Inputs_ON_Electric_Howarth_2023_05_05 | 2047 | Hydro | Generation |  | ON | Capacity-Generation | FOM | 541728776.0059 | [6 empty] | 0.34682 | 187880516.0358
LCP_Inputs_ON_Electric_Howarth_2023_05_05 | 2047 | Hydro | Generation |  | ON | Capacity-Generation | Flex Adder | 0 | [6 empty] | 0.34682 | 0
LCP_Inputs_ON_Electric_Howarth_2023_05_05 | 2047 | Nuclear | Generation |  | ON | Capacity-Generation | FOM | 0 | [6 empty] | 0.34682 | 0
LCP_Inputs_ON_Electric_Howarth_2023_05_05 | 2047 | Nuclear | Generation |  | ON | Capacity-Generation | Flex Adder | 0 | [6 empty] | 0.34682 | 0
LCP_Inputs_ON_Electric_Howarth_2023_05_05 | 2047 | Nuclear SMR | Generation |  | ON | Capacity-Generation | FOM | 450000000 | [6 empty] | 0.34682 | 156067456.5591
LCP_Inputs_ON_Electric_Howarth_2023_05_05 | 2047 | Nuclear SMR | Generation |  | ON | Capacity-Generation | Flex Adder | 0 | [6 empty] | 0.34682 | 0
LCP_Inputs_ON_Electric_Howarth_2023_05_05 | 2047 | O/CCGT - H2 New | Crossload |  | ON | Capacity-Crossload | FOM | 428430622.3359 | [6 empty] | 0.34682 | 148586838.9777
LCP_Inputs_ON_Electric_Howarth_2023_05_05 | 2047 | O/CCGT - H2 New | Crossload |  | ON | Capacity-Crossload | Flex Adder | 0 | [6 empty] | 0.34682 | 0
LCP_Inputs_ON_Electric_Howarth_2023_05_05 | 2047 | SMR CCS | Generation |  | ON | Capacity-Generation | FOM | 121681468.1727 | [6 empty] | 0.34682 | 42201149.4402
LCP_Inputs_ON_Electric_Howarth_2023_05_05 | 2047 | SMR CCS | Generation |  | ON | Capacity-Generation | Flex Adder | 0 | [6 empty] | 0.34682 | 0
LCP_Inputs_ON_Electric_Howarth_2023_05_05 | 2047 | SMR CCS | Generation |  | WC | Capacity-Generation | FOM | 0 | [6 empty] | 0.34682 | 0
LCP_Inputs_ON_Electric_Howarth_2023_05_05 | 2047 | SMR CCS | Generation |  | WC | Capacity-Generation | Flex Adder | 0 | [6 empty] | 0.34682 | 0
LCP_Inputs_ON_Electric_Howarth_2023_05_05 | 2047 | Solar PV | Generation |  | ON | Capacity-Generation | FOM | 182756941.0999 | [6 empty] | 0.34682 | 63383135.4799
LCP_Inputs_ON_Electric_Howarth_2023_05_05 | 2047 | Solar PV | Generation |  | ON | Capacity-Generation | Flex Adder | 0 | [6 empty] | 0.34682 | 0
LCP_Inputs_ON_Electric_Howarth_2023_05_05 | 2047 | Solar PV | Generation |  | WC | Capacity-Generation | FOM | 5143034.8517 | [6 empty] | 0.34682 | 1783689.7073
LCP_Inputs_ON_Electric_Howarth_2023_05_05 | 2047 | Solar PV | Generation |  | WC | Capacity-Generation | Flex Adder | 0 | [6 empty] | 0.34682 | 0
LCP_Inputs_ON_Electric_Howarth_2023_05_05 | 2047 | Wind Offshore | Generation |  | ON | Capacity-Generation | FOM | 46481217.4156 | [6 empty] | 0.34682 | 16120456.3996
LCP_Inputs_ON_Electric_Howarth_2023_05_05 | 2047 | Wind Offshore | Generation |  | ON | Capacity-Generation | Flex Adder | 0 | [6 empty] | 0.34682 | 0
LCP_Inputs_ON_Electric_Howarth_2023_05_05 | 2047 | Wind Onshore | Generation |  | MI | Capacity-Generation | FOM | 813954479.6005 | [6 empty] | 0.34682 | 282292900.858
LCP_Inputs_ON_Electric_Howarth_2023_05_05 | 2047 | Wind Onshore | Generation |  | MI | Capacity-Generation | Flex Adder | 0 | [6 empty] | 0.34682 | 0
LCP_Inputs_ON_Electric_Howarth_2023_05_05 | 2047 | Wind Onshore | Generation |  | NY | Capacity-Generation | FOM | 292395764.9515 | [6 empty] | 0.34682 | 101407696.3214
LCP_Inputs_ON_Electric_Howarth_2023_05_05 | 2047 | Wind Onshore | Generation |  | NY | Capacity-Generation | Flex Adder | 0 | [6 empty] | 0.34682 | 0
LCP_Inputs_ON_Electric_Howarth_2023_05_05 | 2047 | Wind Onshore | Generation |  | ON | Capacity-Generation | FOM | 875000000 | [6 empty] | 0.34682 | 303464498.8648
LCP_Inputs_ON_Electric_Howarth_2023_05_05 | 2047 | Wind Onshore | Generation |  | ON | Capacity-Generation | Flex Adder | 0 | [6 empty] | 0.34682 | 0
LCP_Inputs_ON_Electric_Howarth_2023_05_05 | 2047 | Wind Onshore | Generation |  | PJ | Capacity-Generation | FOM | 4313788292.9035 | [6 empty] | 0.34682 | 1496093260.0172
LCP_Inputs_ON_Electric_Howarth_2023_05_05 | 2047 | Wind Onshore | Generation |  | PJ | Capacity-Generation | Flex Adder | 0 | [6 empty] | 0.34682 | 0
LCP_Inputs_ON_Electric_Howarth_2023_05_05 | 2047 | Wind Onshore | Generation |  | WC | Capacity-Generation | FOM | 0 | [6 empty] | 0.34682 | 0
LCP_Inputs_ON_Electric_Howarth_2023_05_05 | 2047 | Wind Onshore | Generation |  | WC | Capacity-Generation | Flex Adder | 0 | [6 empty] | 0.34682 | 0
LCP_Inputs_ON_Electric_Howarth_2023_05_05 | 2048 | Anaerobic Digestion | Generation |  | ON | Capacity-Generation | FOM | 167819842.8872 | [6 empty] | 0.33348 | 55964136.8366
LCP_Inputs_ON_Electric_Howarth_2023_05_05 | 2048 | Anaerobic Digestion | Generation |  | ON | Capacity-Generation | Flex Adder | 0 | [6 empty] | 0.33348 | 0
LCP_Inputs_ON_Electric_Howarth_2023_05_05 | 2048 | Battery Storage | Storage |  | ON | Capacity-Storage | FOM | 0 | [6 empty] | 0.33348 | 0
LCP_Inputs_ON_Electric_Howarth_2023_05_05 | 2048 | Battery Storage | Storage |  | ON | Capacity-Storage | Flex Adder | 0 | [6 empty] | 0.33348 | 0
LCP_Inputs_ON_Electric_Howarth_2023_05_05 | 2048 | Biomass + CCS | Generation |  | ON | Capacity-Generation | FOM | 80652292.5 | [6 empty] | 0.33348 | 26895722.5558
LCP_Inputs_ON_Electric_Howarth_2023_05_05 | 2048 | Biomass + CCS | Generation |  | ON | Capacity-Generation | Flex Adder | 0 | [6 empty] | 0.33348 | 0
LCP_Inputs_ON_Electric_Howarth_2023_05_05 | 2048 | CH4 + CCS | Generation |  | ON | Capacity-Generation | FOM | 0 | [6 empty] | 0.33348 | 0
LCP_Inputs_ON_Electric_Howarth_2023_05_05 | 2048 | CH4 + CCS | Generation |  | ON | Capacity-Generation | Flex Adder | 0 | [6 empty] | 0.33348 | 0
LCP_Inputs_ON_Electric_Howarth_2023_05_05 | 2048 | Electrolyser 2020/2030 | Crossload |  | ON | Capacity-Crossload | FOM | 11376563.2314 | [6 empty] | 0.33348 | 3793827.5383
LCP_Inputs_ON_Electric_Howarth_2023_05_05 | 2048 | Electrolyser 2020/2030 | Crossload |  | ON | Capacity-Crossload | Flex Adder | 0 | [6 empty] | 0.33348 | 0
LCP_Inputs_ON_Electric_Howarth_2023_05_05 | 2048 | Electrolyser 2040 | Crossload |  | ON | Capacity-Crossload | FOM | 67838239.113 | [6 empty] | 0.33348 | 22622524.4355
LCP_Inputs_ON_Electric_Howarth_2023_05_05 | 2048 | Electrolyser 2040 | Crossload |  | ON | Capacity-Crossload | Flex Adder | 0 | [6 empty] | 0.33348 | 0
LCP_Inputs_ON_Electric_Howarth_2023_05_05 | 2048 | Generic - Generator | Generation |  | MI | Capacity-Generation | FOM | 0 | [6 empty] | 0.33348 | 0
LCP_Inputs_ON_Electric_Howarth_2023_05_05 | 2048 | Generic - Generator | Generation |  | MI | Capacity-Generation | Flex Adder | 0 | [6 empty] | 0.33348 | 0
LCP_Inputs_ON_Electric_Howarth_2023_05_05 | 2048 | Generic - Generator | Generation |  | NY | Capacity-Generation | FOM | 0 | [6 empty] | 0.33348 | 0
LCP_Inputs_ON_Electric_Howarth_2023_05_05 | 2048 | Generic - Generator | Generation |  | NY | Capacity-Generation | Flex Adder | 0 | [6 empty] | 0.33348 | 0
LCP_Inputs_ON_Electric_Howarth_2023_05_05 | 2048 | Generic - Generator | Generation |  | PJ | Capacity-Generation | FOM | 0 | [6 empty] | 0.33348 | 0
LCP_Inputs_ON_Electric_Howarth_2023_05_05 | 2048 | Generic - Generator | Generation |  | PJ | Capacity-Generation | Flex Adder | 0 | [6 empty] | 0.33348 | 0
LCP_Inputs_ON_Electric_Howarth_2023_05_05 | 2048 | Generic - Generator | Generation |  | QC | Capacity-Generation | FOM | 0 | [6 empty] | 0.33348 | 0
LCP_Inputs_ON_Electric_Howarth_2023_05_05 | 2048 | Generic - Generator | Generation |  | QC | Capacity-Generation | Flex Adder | 0 | [6 empty] | 0.33348 | 0
LCP_Inputs_ON_Electric_Howarth_2023_05_05 | 2048 | Generic - Generator | Generation |  | WC | Capacity-Generation | FOM | 0 | [6 empty] | 0.33348 | 0
LCP_Inputs_ON_Electric_Howarth_2023_05_05 | 2048 | Generic - Generator | Generation |  | WC | Capacity-Generation | Flex Adder | 0 | [6 empty] | 0.33348 | 0
LCP_Inputs_ON_Electric_Howarth_2023_05_05 | 2048 | H2 Import - WC | Import |  | WC | Capacity-Import | FOM | 0 | [6 empty] | 0.33348 | 0
LCP_Inputs_ON_Electric_Howarth_2023_05_05 | 2048 | H2 Import - WC | Import |  | WC | Capacity-Import | Flex Adder | 0 | [6 empty] | 0.33348 | 0
LCP_Inputs_ON_Electric_Howarth_2023_05_05 | 2048 | H2 Salt Cavern Storage - ON | Storage |  | ON | Capacity-Storage | FOM | 0 | [6 empty] | 0.33348 | 0
LCP_Inputs_ON_Electric_Howarth_2023_05_05 | 2048 | H2 Salt Cavern Storage - ON | Storage |  | ON | Capacity-Storage | Flex Adder | 0 | [6 empty] | 0.33348 | 0
LCP_Inputs_ON_Electric_Howarth_2023_05_05 | 2048 | Hydro | Generation |  | ON | Capacity-Generation | FOM | 541728776.0059 | [6 empty] | 0.33348 | 180654342.3421
LCP_Inputs_ON_Electric_Howarth_2023_05_05 | 2048 | Hydro | Generation |  | ON | Capacity-Generation | Flex Adder | 0 | [6 empty] | 0.33348 | 0
LCP_Inputs_ON_Electric_Howarth_2023_05_05 | 2048 | Nuclear | Generation |  | ON | Capacity-Generation | FOM | 0 | [6 empty] | 0.33348 | 0
LCP_Inputs_ON_Electric_Howarth_2023_05_05 | 2048 | Nuclear | Generation |  | ON | Capacity-Generation | Flex Adder | 0 | [6 empty] | 0.33348 | 0
LCP_Inputs_ON_Electric_Howarth_2023_05_05 | 2048 | Nuclear SMR | Generation |  | ON | Capacity-Generation | FOM | 450000000 | [6 empty] | 0.33348 | 150064862.076
LCP_Inputs_ON_Electric_Howarth_2023_05_05 | 2048 | Nuclear SMR | Generation |  | ON | Capacity-Generation | Flex Adder | 0 | [6 empty] | 0.33348 | 0
LCP_Inputs_ON_Electric_Howarth_2023_05_05 | 2048 | O/CCGT - H2 New | Crossload |  | ON | Capacity-Crossload | FOM | 428430622.3359 | [6 empty] | 0.33348 | 142871960.5555
LCP_Inputs_ON_Electric_Howarth_2023_05_05 | 2048 | O/CCGT - H2 New | Crossload |  | ON | Capacity-Crossload | Flex Adder | 0 | [6 empty] | 0.33348 | 0
LCP_Inputs_ON_Electric_Howarth_2023_05_05 | 2048 | SMR CCS | Generation |  | ON | Capacity-Generation | FOM | 121681468.1727 | [6 empty] | 0.33348 | 40578028.3079
LCP_Inputs_ON_Electric_Howarth_2023_05_05 | 2048 | SMR CCS | Generation |  | ON | Capacity-Generation | Flex Adder | 0 | [6 empty] | 0.33348 | 0
LCP_Inputs_ON_Electric_Howarth_2023_05_05 | 2048 | SMR CCS | Generation |  | WC | Capacity-Generation | FOM | 0 | [6 empty] | 0.33348 | 0
LCP_Inputs_ON_Electric_Howarth_2023_05_05 | 2048 | SMR CCS | Generation |  | WC | Capacity-Generation | Flex Adder | 0 | [6 empty] | 0.33348 | 0
LCP_Inputs_ON_Electric_Howarth_2023_05_05 | 2048 | Solar PV | Generation |  | ON | Capacity-Generation | FOM | 182756941.0999 | [6 empty] | 0.33348 | 60945322.5769
LCP_Inputs_ON_Electric_Howarth_2023_05_05 | 2048 | Solar PV | Generation |  | ON | Capacity-Generation | Flex Adder | 0 | [6 empty] | 0.33348 | 0
LCP_Inputs_ON_Electric_Howarth_2023_05_05 | 2048 | Solar PV | Generation |  | WC | Capacity-Generation | FOM | 5143034.8517 | [6 empty] | 0.33348 | 1715086.257
LCP_Inputs_ON_Electric_Howarth_2023_05_05 | 2048 | Solar PV | Generation |  | WC | Capacity-Generation | Flex Adder | 0 | [6 empty] | 0.33348 | 0
LCP_Inputs_ON_Electric_Howarth_2023_05_05 | 2048 | Wind Offshore | Generation |  | ON | Capacity-Generation | FOM | 46481217.4156 | [6 empty] | 0.33348 | 15500438.8458
LCP_Inputs_ON_Electric_Howarth_2023_05_05 | 2048 | Wind Offshore | Generation |  | ON | Capacity-Generation | Flex Adder | 0 | [6 empty] | 0.33348 | 0
LCP_Inputs_ON_Electric_Howarth_2023_05_05 | 2048 | Wind Onshore | Generation |  | MI | Capacity-Generation | FOM | 813954479.6005 | [6 empty] | 0.33348 | 271435481.5942
LCP_Inputs_ON_Electric_Howarth_2023_05_05 | 2048 | Wind Onshore | Generation |  | MI | Capacity-Generation | Flex Adder | 0 | [6 empty] | 0.33348 | 0
LCP_Inputs_ON_Electric_Howarth_2023_05_05 | 2048 | Wind Onshore | Generation |  | NY | Capacity-Generation | FOM | 292395764.9515 | [6 empty] | 0.33348 | 97507400.309
LCP_Inputs_ON_Electric_Howarth_2023_05_05 | 2048 | Wind Onshore | Generation |  | NY | Capacity-Generation | Flex Adder | 0 | [6 empty] | 0.33348 | 0
LCP_Inputs_ON_Electric_Howarth_2023_05_05 | 2048 | Wind Onshore | Generation |  | ON | Capacity-Generation | FOM | 875000000 | [6 empty] | 0.33348 | 291792787.37
LCP_Inputs_ON_Electric_Howarth_2023_05_05 | 2048 | Wind Onshore | Generation |  | ON | Capacity-Generation | Flex Adder | 0 | [6 empty] | 0.33348 | 0
LCP_Inputs_ON_Electric_Howarth_2023_05_05 | 2048 | Wind Onshore | Generation |  | PJ | Capacity-Generation | FOM | 4313788292.9035 | [6 empty] | 0.33348 | 1438551211.555
LCP_Inputs_ON_Electric_Howarth_2023_05_05 | 2048 | Wind Onshore | Generation |  | PJ | Capacity-Generation | Flex Adder | 0 | [6 empty] | 0.33348 | 0
LCP_Inputs_ON_Electric_Howarth_2023_05_05 | 2048 | Wind Onshore | Generation |  | WC | Capacity-Generation | FOM | 0 | [6 empty] | 0.33348 | 0
LCP_Inputs_ON_Electric_Howarth_2023_05_05 | 2048 | Wind Onshore | Generation |  | WC | Capacity-Generation | Flex Adder | 0 | [6 empty] | 0.33348 | 0
LCP_Inputs_ON_Electric_Howarth_2023_05_05 | 2049 | Anaerobic Digestion | Generation |  | ON | Capacity-Generation | FOM | 167819842.8872 | [6 empty] | 0.32065 | 53811670.0352
LCP_Inputs_ON_Electric_Howarth_2023_05_05 | 2049 | Anaerobic Digestion | Generation |  | ON | Capacity-Generation | Flex Adder | 0 | [6 empty] | 0.32065 | 0
LCP_Inputs_ON_Electric_Howarth_2023_05_05 | 2049 | Battery Storage | Storage |  | ON | Capacity-Storage | FOM | 0 | [6 empty] | 0.32065 | 0
LCP_Inputs_ON_Electric_Howarth_2023_05_05 | 2049 | Battery Storage | Storage |  | ON | Capacity-Storage | Flex Adder | 0 | [6 empty] | 0.32065 | 0
LCP_Inputs_ON_Electric_Howarth_2023_05_05 | 2049 | Biomass + CCS | Generation |  | ON | Capacity-Generation | FOM | 80652292.5 | [6 empty] | 0.32065 | 25861271.6883
LCP_Inputs_ON_Electric_Howarth_2023_05_05 | 2049 | Biomass + CCS | Generation |  | ON | Capacity-Generation | Flex Adder | 0 | [6 empty] | 0.32065 | 0
LCP_Inputs_ON_Electric_Howarth_2023_05_05 | 2049 | CH4 + CCS | Generation |  | ON | Capacity-Generation | FOM | 0 | [6 empty] | 0.32065 | 0
LCP_Inputs_ON_Electric_Howarth_2023_05_05 | 2049 | CH4 + CCS | Generation |  | ON | Capacity-Generation | Flex Adder | 0 | [6 empty] | 0.32065 | 0
LCP_Inputs_ON_Electric_Howarth_2023_05_05 | 2049 | Electrolyser 2020/2030 | Crossload |  | ON | Capacity-Crossload | FOM | 11376563.2314 | [6 empty] | 0.32065 | 3647911.0945
LCP_Inputs_ON_Electric_Howarth_2023_05_05 | 2049 | Electrolyser 2020/2030 | Crossload |  | ON | Capacity-Crossload | Flex Adder | 0 | [6 empty] | 0.32065 | 0
LCP_Inputs_ON_Electric_Howarth_2023_05_05 | 2049 | Electrolyser 2040 | Crossload |  | ON | Capacity-Crossload | FOM | 67838239.113 | [6 empty] | 0.32065 | 21752427.3418
LCP_Inputs_ON_Electric_Howarth_2023_05_05 | 2049 | Electrolyser 2040 | Crossload |  | ON | Capacity-Crossload | Flex Adder | 0 | [6 empty] | 0.32065 | 0
LCP_Inputs_ON_Electric_Howarth_2023_05_05 | 2049 | Generic - Generator | Generation |  | MI | Capacity-Generation | FOM | 0 | [6 empty] | 0.32065 | 0
LCP_Inputs_ON_Electric_Howarth_2023_05_05 | 2049 | Generic - Generator | Generation |  | MI | Capacity-Generation | Flex Adder | 0 | [6 empty] | 0.32065 | 0
LCP_Inputs_ON_Electric_Howarth_2023_05_05 | 2049 | Generic - Generator | Generation |  | NY | Capacity-Generation | FOM | 0 | [6 empty] | 0.32065 | 0
LCP_Inputs_ON_Electric_Howarth_2023_05_05 | 2049 | Generic - Generator | Generation |  | NY | Capacity-Generation | Flex Adder | 0 | [6 empty] | 0.32065 | 0
LCP_Inputs_ON_Electric_Howarth_2023_05_05 | 2049 | Generic - Generator | Generation |  | PJ | Capacity-Generation | FOM | 0 | [6 empty] | 0.32065 | 0
LCP_Inputs_ON_Electric_Howarth_2023_05_05 | 2049 | Generic - Generator | Generation |  | PJ | Capacity-Generation | Flex Adder | 0 | [6 empty] | 0.32065 | 0
LCP_Inputs_ON_Electric_Howarth_2023_05_05 | 2049 | Generic - Generator | Generation |  | QC | Capacity-Generation | FOM | 0 | [6 empty] | 0.32065 | 0
LCP_Inputs_ON_Electric_Howarth_2023_05_05 | 2049 | Generic - Generator | Generation |  | QC | Capacity-Generation | Flex Adder | 0 | [6 empty] | 0.32065 | 0
LCP_Inputs_ON_Electric_Howarth_2023_05_05 | 2049 | Generic - Generator | Generation |  | WC | Capacity-Generation | FOM | 0 | [6 empty] | 0.32065 | 0
LCP_Inputs_ON_Electric_Howarth_2023_05_05 | 2049 | Generic - Generator | Generation |  | WC | Capacity-Generation | Flex Adder | 0 | [6 empty] | 0.32065 | 0
LCP_Inputs_ON_Electric_Howarth_2023_05_05 | 2049 | H2 Import - WC | Import |  | WC | Capacity-Import | FOM | 0 | [6 empty] | 0.32065 | 0
LCP_Inputs_ON_Electric_Howarth_2023_05_05 | 2049 | H2 Import - WC | Import |  | WC | Capacity-Import | Flex Adder | 0 | [6 empty] | 0.32065 | 0
LCP_Inputs_ON_Electric_Howarth_2023_05_05 | 2049 | H2 Salt Cavern Storage - ON | Storage |  | ON | Capacity-Storage | FOM | 0 | [6 empty] | 0.32065 | 0
LCP_Inputs_ON_Electric_Howarth_2023_05_05 | 2049 | H2 Salt Cavern Storage - ON | Storage |  | ON | Capacity-Storage | Flex Adder | 0 | [6 empty] | 0.32065 | 0
LCP_Inputs_ON_Electric_Howarth_2023_05_05 | 2049 | Hydro | Generation |  | ON | Capacity-Generation | FOM | 541728776.0059 | [6 empty] | 0.32065 | 173706098.4059
LCP_Inputs_ON_Electric_Howarth_2023_05_05 | 2049 | Hydro | Generation |  | ON | Capacity-Generation | Flex Adder | 0 | [6 empty] | 0.32065 | 0
LCP_Inputs_ON_Electric_Howarth_2023_05_05 | 2049 | Nuclear | Generation |  | ON | Capacity-Generation | FOM | 0 | [6 empty] | 0.32065 | 0
LCP_Inputs_ON_Electric_Howarth_2023_05_05 | 2049 | Nuclear | Generation |  | ON | Capacity-Generation | Flex Adder | 0 | [6 empty] | 0.32065 | 0
LCP_Inputs_ON_Electric_Howarth_2023_05_05 | 2049 | Nuclear SMR | Generation |  | ON | Capacity-Generation | FOM | 450000000 | [6 empty] | 0.32065 | 144293136.6116
LCP_Inputs_ON_Electric_Howarth_2023_05_05 | 2049 | Nuclear SMR | Generation |  | ON | Capacity-Generation | Flex Adder | 0 | [6 empty] | 0.32065 | 0
LCP_Inputs_ON_Electric_Howarth_2023_05_05 | 2049 | O/CCGT - H2 New | Crossload |  | ON | Capacity-Crossload | FOM | 428430622.3359 | [6 empty] | 0.32065 | 137376885.1495
LCP_Inputs_ON_Electric_Howarth_2023_05_05 | 2049 | O/CCGT - H2 New | Crossload |  | ON | Capacity-Crossload | Flex Adder | 0 | [6 empty] | 0.32065 | 0
LCP_Inputs_ON_Electric_Howarth_2023_05_05 | 2049 | SMR CCS | Generation |  | ON | Capacity-Generation | FOM | 121681468.1727 | [6 empty] | 0.32065 | 39017334.9114
LCP_Inputs_ON_Electric_Howarth_2023_05_05 | 2049 | SMR CCS | Generation |  | ON | Capacity-Generation | Flex Adder | 0 | [6 empty] | 0.32065 | 0
LCP_Inputs_ON_Electric_Howarth_2023_05_05 | 2049 | SMR CCS | Generation |  | WC | Capacity-Generation | FOM | 0 | [6 empty] | 0.32065 | 0
LCP_Inputs_ON_Electric_Howarth_2023_05_05 | 2049 | SMR CCS | Generation |  | WC | Capacity-Generation | Flex Adder | 0 | [6 empty] | 0.32065 | 0
LCP_Inputs_ON_Electric_Howarth_2023_05_05 | 2049 | Solar PV | Generation |  | ON | Capacity-Generation | FOM | 182756941.0999 | [6 empty] | 0.32065 | 58601271.7085
LCP_Inputs_ON_Electric_Howarth_2023_05_05 | 2049 | Solar PV | Generation |  | ON | Capacity-Generation | Flex Adder | 0 | [6 empty] | 0.32065 | 0
LCP_Inputs_ON_Electric_Howarth_2023_05_05 | 2049 | Solar PV | Generation |  | WC | Capacity-Generation | FOM | 5143034.8517 | [6 empty] | 0.32065 | 1649121.401
LCP_Inputs_ON_Electric_Howarth_2023_05_05 | 2049 | Solar PV | Generation |  | WC | Capacity-Generation | Flex Adder | 0 | [6 empty] | 0.32065 | 0
LCP_Inputs_ON_Electric_Howarth_2023_05_05 | 2049 | Wind Offshore | Generation |  | ON | Capacity-Generation | FOM | 46481217.4156 | [6 empty] | 0.32065 | 14904268.1209
LCP_Inputs_ON_Electric_Howarth_2023_05_05 | 2049 | Wind Offshore | Generation |  | ON | Capacity-Generation | Flex Adder | 0 | [6 empty] | 0.32065 | 0
LCP_Inputs_ON_Electric_Howarth_2023_05_05 | 2049 | Wind Onshore | Generation |  | MI | Capacity-Generation | FOM | 813954479.6005 | [6 empty] | 0.32065 | 260995655.3791
LCP_Inputs_ON_Electric_Howarth_2023_05_05 | 2049 | Wind Onshore | Generation |  | MI | Capacity-Generation | Flex Adder | 0 | [6 empty] | 0.32065 | 0
LCP_Inputs_ON_Electric_Howarth_2023_05_05 | 2049 | Wind Onshore | Generation |  | NY | Capacity-Generation | FOM | 292395764.9515 | [6 empty] | 0.32065 | 93757115.6818
LCP_Inputs_ON_Electric_Howarth_2023_05_05 | 2049 | Wind Onshore | Generation |  | NY | Capacity-Generation | Flex Adder | 0 | [6 empty] | 0.32065 | 0
LCP_Inputs_ON_Electric_Howarth_2023_05_05 | 2049 | Wind Onshore | Generation |  | ON | Capacity-Generation | FOM | 875000000 | [6 empty] | 0.32065 | 280569987.8558
LCP_Inputs_ON_Electric_Howarth_2023_05_05 | 2049 | Wind Onshore | Generation |  | ON | Capacity-Generation | Flex Adder | 0 | [6 empty] | 0.32065 | 0
LCP_Inputs_ON_Electric_Howarth_2023_05_05 | 2049 | Wind Onshore | Generation |  | PJ | Capacity-Generation | FOM | 4313788292.9035 | [6 empty] | 0.32065 | 1383222318.8029
LCP_Inputs_ON_Electric_Howarth_2023_05_05 | 2049 | Wind Onshore | Generation |  | PJ | Capacity-Generation | Flex Adder | 0 | [6 empty] | 0.32065 | 0
LCP_Inputs_ON_Electric_Howarth_2023_05_05 | 2049 | Wind Onshore | Generation |  | WC | Capacity-Generation | FOM | 0 | [6 empty] | 0.32065 | 0
LCP_Inputs_ON_Electric_Howarth_2023_05_05 | 2049 | Wind Onshore | Generation |  | WC | Capacity-Generation | Flex Adder | 0 | [6 empty] | 0.32065 | 0
LCP_Inputs_ON_Electric_Howarth_2023_05_05 | 2050 | Anaerobic Digestion | Generation |  | ON | Capacity-Generation | CONE | 7549021.7645 | [6 empty] | 0.30832 | 2327504.3349
LCP_Inputs_ON_Electric_Howarth_2023_05_05 | 2050 | Anaerobic Digestion | Generation |  | ON | Capacity-Generation | FOM | 205681636.7093 | [6 empty] | 0.30832 | 63415488.2568
LCP_Inputs_ON_Electric_Howarth_2023_05_05 | 2050 | Anaerobic Digestion | Generation |  | ON | Capacity-Generation | Flex Adder | 0 | [6 empty] | 0.30832 | 0
LCP_Inputs_ON_Electric_Howarth_2023_05_05 | 2050 | Battery Storage | Storage |  | ON | Capacity-Storage | CONE | 0 | [6 empty] | 0.30832 | 0
LCP_Inputs_ON_Electric_Howarth_2023_05_05 | 2050 | Battery Storage | Storage |  | ON | Capacity-Storage | FOM | 0 | [6 empty] | 0.30832 | 0
LCP_Inputs_ON_Electric_Howarth_2023_05_05 | 2050 | Battery Storage | Storage |  | ON | Capacity-Storage | Flex Adder | 0 | [6 empty] | 0.30832 | 0
LCP_Inputs_ON_Electric_Howarth_2023_05_05 | 2050 | Biomass + CCS | Generation |  | ON | Capacity-Generation | CONE | 64903620 | [6 empty] | 0.30832 | 20010997.6651
LCP_Inputs_ON_Electric_Howarth_2023_05_05 | 2050 | Biomass + CCS | Generation |  | ON | Capacity-Generation | FOM | 161304585 | [6 empty] | 0.30832 | 49733214.7852
LCP_Inputs_ON_Electric_Howarth_2023_05_05 | 2050 | Biomass + CCS | Generation |  | ON | Capacity-Generation | Flex Adder | 0 | [6 empty] | 0.30832 | 0
LCP_Inputs_ON_Electric_Howarth_2023_05_05 | 2050 | CH4 + CCS | Generation |  | ON | Capacity-Generation | CONE | 4.1613 | [6 empty] | 0.30832 | 1.283
LCP_Inputs_ON_Electric_Howarth_2023_05_05 | 2050 | CH4 + CCS | Generation |  | ON | Capacity-Generation | FOM | 0 | [6 empty] | 0.30832 | 0
LCP_Inputs_ON_Electric_Howarth_2023_05_05 | 2050 | CH4 + CCS | Generation |  | ON | Capacity-Generation | Flex Adder | 0 | [6 empty] | 0.30832 | 0
LCP_Inputs_ON_Electric_Howarth_2023_05_05 | 2050 | Electrolyser 2020/2030 | Crossload |  | ON | Capacity-Crossload | FOM | 11376563.2314 | [6 empty] | 0.30832 | 3507606.8216
LCP_Inputs_ON_Electric_Howarth_2023_05_05 | 2050 | Electrolyser 2020/2030 | Crossload |  | ON | Capacity-Crossload | Flex Adder | 0 | [6 empty] | 0.30832 | 0
LCP_Inputs_ON_Electric_Howarth_2023_05_05 | 2050 | Electrolyser 2040 | Crossload |  | ON | Capacity-Crossload | FOM | 67838239.113 | [6 empty] | 0.30832 | 20915795.521
LCP_Inputs_ON_Electric_Howarth_2023_05_05 | 2050 | Electrolyser 2040 | Crossload |  | ON | Capacity-Crossload | Flex Adder | 0 | [6 empty] | 0.30832 | 0
LCP_Inputs_ON_Electric_Howarth_2023_05_05 | 2050 | Electrolyser 2050 | Crossload |  | ON | Capacity-Crossload | CONE | 41427783.5851 | [6 empty] | 0.30832 | 12772959.052
LCP_Inputs_ON_Electric_Howarth_2023_05_05 | 2050 | Electrolyser 2050 | Crossload |  | ON | Capacity-Crossload | FOM | 34523152.9876 | [6 empty] | 0.30832 | 10644132.5434
LCP_Inputs_ON_Electric_Howarth_2023_05_05 | 2050 | Electrolyser 2050 | Crossload |  | ON | Capacity-Crossload | Flex Adder | 0 | [6 empty] | 0.30832 | 0
LCP_Inputs_ON_Electric_Howarth_2023_05_05 | 2050 | Generic - Generator | Generation |  | MI | Capacity-Generation | CONE | 0 | [6 empty] | 0.30832 | 0
LCP_Inputs_ON_Electric_Howarth_2023_05_05 | 2050 | Generic - Generator | Generation |  | MI | Capacity-Generation | FOM | 0 | [6 empty] | 0.30832 | 0
LCP_Inputs_ON_Electric_Howarth_2023_05_05 | 2050 | Generic - Generator | Generation |  | MI | Capacity-Generation | Flex Adder | 0 | [6 empty] | 0.30832 | 0
LCP_Inputs_ON_Electric_Howarth_2023_05_05 | 2050 | Generic - Generator | Generation |  | NY | Capacity-Generation | CONE | 0 | [6 empty] | 0.30832 | 0
LCP_Inputs_ON_Electric_Howarth_2023_05_05 | 2050 | Generic - Generator | Generation |  | NY | Capacity-Generation | FOM | 0 | [6 empty] | 0.30832 | 0
LCP_Inputs_ON_Electric_Howarth_2023_05_05 | 2050 | Generic - Generator | Generation |  | NY | Capacity-Generation | Flex Adder | 0 | [6 empty] | 0.30832 | 0
LCP_Inputs_ON_Electric_Howarth_2023_05_05 | 2050 | Generic - Generator | Generation |  | PJ | Capacity-Generation | CONE | 0 | [6 empty] | 0.30832 | 0
LCP_Inputs_ON_Electric_Howarth_2023_05_05 | 2050 | Generic - Generator | Generation |  | PJ | Capacity-Generation | FOM | 0 | [6 empty] | 0.30832 | 0
LCP_Inputs_ON_Electric_Howarth_2023_05_05 | 2050 | Generic - Generator | Generation |  | PJ | Capacity-Generation | Flex Adder | 0 | [6 empty] | 0.30832 | 0
LCP_Inputs_ON_Electric_Howarth_2023_05_05 | 2050 | Generic - Generator | Generation |  | QC | Capacity-Generation | CONE | 0 | [6 empty] | 0.30832 | 0
LCP_Inputs_ON_Electric_Howarth_2023_05_05 | 2050 | Generic - Generator | Generation |  | QC | Capacity-Generation | FOM | 0 | [6 empty] | 0.30832 | 0
LCP_Inputs_ON_Electric_Howarth_2023_05_05 | 2050 | Generic - Generator | Generation |  | QC | Capacity-Generation | Flex Adder | 0 | [6 empty] | 0.30832 | 0
LCP_Inputs_ON_Electric_Howarth_2023_05_05 | 2050 | Generic - Generator | Generation |  | WC | Capacity-Generation | CONE | 0 | [6 empty] | 0.30832 | 0
LCP_Inputs_ON_Electric_Howarth_2023_05_05 | 2050 | Generic - Generator | Generation |  | WC | Capacity-Generation | FOM | 0 | [6 empty] | 0.30832 | 0
LCP_Inputs_ON_Electric_Howarth_2023_05_05 | 2050 | Generic - Generator | Generation |  | WC | Capacity-Generation | Flex Adder | 0 | [6 empty] | 0.30832 | 0
LCP_Inputs_ON_Electric_Howarth_2023_05_05 | 2050 | H2 Import - QC | Import |  | QC | Capacity-Import | CONE | 2 | [6 empty] | 0.30832 | 0.61664
LCP_Inputs_ON_Electric_Howarth_2023_05_05 | 2050 | H2 Import - QC | Import |  | QC | Capacity-Import | FOM | 0 | [6 empty] | 0.30832 | 0
LCP_Inputs_ON_Electric_Howarth_2023_05_05 | 2050 | H2 Import - QC | Import |  | QC | Capacity-Import | Flex Adder | 0 | [6 empty] | 0.30832 | 0
LCP_Inputs_ON_Electric_Howarth_2023_05_05 | 2050 | H2 Import - WC | Import |  | WC | Capacity-Import | CONE | 3.6923 | [6 empty] | 0.30832 | 1.1384
LCP_Inputs_ON_Electric_Howarth_2023_05_05 | 2050 | H2 Import - WC | Import |  | WC | Capacity-Import | FOM | 0 | [6 empty] | 0.30832 | 0
LCP_Inputs_ON_Electric_Howarth_2023_05_05 | 2050 | H2 Import - WC | Import |  | WC | Capacity-Import | Flex Adder | 0 | [6 empty] | 0.30832 | 0
LCP_Inputs_ON_Electric_Howarth_2023_05_05 | 2050 | H2 Salt Cavern Storage - ON | Storage |  | ON | Capacity-Storage | CONE | 2.2 | [6 empty] | 0.30832 | 0.6783
LCP_Inputs_ON_Electric_Howarth_2023_05_05 | 2050 | H2 Salt Cavern Storage - ON | Storage |  | ON | Capacity-Storage | FOM | 0 | [6 empty] | 0.30832 | 0
LCP_Inputs_ON_Electric_Howarth_2023_05_05 | 2050 | H2 Salt Cavern Storage - ON | Storage |  | ON | Capacity-Storage | Flex Adder | 0 | [6 empty] | 0.30832 | 0
LCP_Inputs_ON_Electric_Howarth_2023_05_05 | 2050 | Hydro | Generation |  | ON | Capacity-Generation | CONE | 0 | [6 empty] | 0.30832 | 0
LCP_Inputs_ON_Electric_Howarth_2023_05_05 | 2050 | Hydro | Generation |  | ON | Capacity-Generation | FOM | 541728776.0059 | [6 empty] | 0.30832 | 167025094.621
LCP_Inputs_ON_Electric_Howarth_2023_05_05 | 2050 | Hydro | Generation |  | ON | Capacity-Generation | Flex Adder | 0 | [6 empty] | 0.30832 | 0
LCP_Inputs_ON_Electric_Howarth_2023_05_05 | 2050 | Nuclear | Generation |  | ON | Capacity-Generation | CONE | 0 | [6 empty] | 0.30832 | 0
LCP_Inputs_ON_Electric_Howarth_2023_05_05 | 2050 | Nuclear | Generation |  | ON | Capacity-Generation | FOM | 0 | [6 empty] | 0.30832 | 0
LCP_Inputs_ON_Electric_Howarth_2023_05_05 | 2050 | Nuclear | Generation |  | ON | Capacity-Generation | Flex Adder | 0 | [6 empty] | 0.30832 | 0
LCP_Inputs_ON_Electric_Howarth_2023_05_05 | 2050 | Nuclear SMR | Generation |  | ON | Capacity-Generation | CONE | 0 | [6 empty] | 0.30832 | 0
LCP_Inputs_ON_Electric_Howarth_2023_05_05 | 2050 | Nuclear SMR | Generation |  | ON | Capacity-Generation | FOM | 450000000 | [6 empty] | 0.30832 | 138743400.588
LCP_Inputs_ON_Electric_Howarth_2023_05_05 | 2050 | Nuclear SMR | Generation |  | ON | Capacity-Generation | Flex Adder | 0 | [6 empty] | 0.30832 | 0
LCP_Inputs_ON_Electric_Howarth_2023_05_05 | 2050 | O/CCGT - H2 New | Crossload |  | ON | Capacity-Crossload | CONE | 444080480.1676 | [6 empty] | 0.30832 | 136918302.1183
LCP_Inputs_ON_Electric_Howarth_2023_05_05 | 2050 | O/CCGT - H2 New | Crossload |  | ON | Capacity-Crossload | FOM | 764855228.5234 | [6 empty] | 0.30832 | 235819145.2508
LCP_Inputs_ON_Electric_Howarth_2023_05_05 | 2050 | O/CCGT - H2 New | Crossload |  | ON | Capacity-Crossload | Flex Adder | 0 | [6 empty] | 0.30832 | 0
LCP_Inputs_ON_Electric_Howarth_2023_05_05 | 2050 | SMR CCS | Generation |  | ON | Capacity-Generation | CONE | 0 | [6 empty] | 0.30832 | 0
LCP_Inputs_ON_Electric_Howarth_2023_05_05 | 2050 | SMR CCS | Generation |  | ON | Capacity-Generation | FOM | 121681468.1727 | [6 empty] | 0.30832 | 37516668.1841
LCP_Inputs_ON_Electric_Howarth_2023_05_05 | 2050 | SMR CCS | Generation |  | ON | Capacity-Generation | Flex Adder | 0 | [6 empty] | 0.30832 | 0
LCP_Inputs_ON_Electric_Howarth_2023_05_05 | 2050 | SMR CCS | Generation |  | WC | Capacity-Generation | CONE | 0 | [6 empty] | 0.30832 | 0
LCP_Inputs_ON_Electric_Howarth_2023_05_05 | 2050 | SMR CCS | Generation |  | WC | Capacity-Generation | FOM | 0 | [6 empty] | 0.30832 | 0
LCP_Inputs_ON_Electric_Howarth_2023_05_05 | 2050 | SMR CCS | Generation |  | WC | Capacity-Generation | Flex Adder | 0 | [6 empty] | 0.30832 | 0
LCP_Inputs_ON_Electric_Howarth_2023_05_05 | 2050 | Solar PV | Generation |  | ON | Capacity-Generation | CONE | 0 | [6 empty] | 0.30832 | 0
LCP_Inputs_ON_Electric_Howarth_2023_05_05 | 2050 | Solar PV | Generation |  | ON | Capacity-Generation | FOM | 182756941.0999 | [6 empty] | 0.30832 | 56347376.6428
LCP_Inputs_ON_Electric_Howarth_2023_05_05 | 2050 | Solar PV | Generation |  | ON | Capacity-Generation | Flex Adder | 0 | [6 empty] | 0.30832 | 0
LCP_Inputs_ON_Electric_Howarth_2023_05_05 | 2050 | Solar PV | Generation |  | WC | Capacity-Generation | CONE | 0 | [6 empty] | 0.30832 | 0
LCP_Inputs_ON_Electric_Howarth_2023_05_05 | 2050 | Solar PV | Generation |  | WC | Capacity-Generation | FOM | 5143034.8517 | [6 empty] | 0.30832 | 1585693.6548
LCP_Inputs_ON_Electric_Howarth_2023_05_05 | 2050 | Solar PV | Generation |  | WC | Capacity-Generation | Flex Adder | 0 | [6 empty] | 0.30832 | 0
LCP_Inputs_ON_Electric_Howarth_2023_05_05 | 2050 | Wind Offshore | Generation |  | ON | Capacity-Generation | CONE | 0 | [6 empty] | 0.30832 | 0
LCP_Inputs_ON_Electric_Howarth_2023_05_05 | 2050 | Wind Offshore | Generation |  | ON | Capacity-Generation | FOM | 46481217.4156 | [6 empty] | 0.30832 | 14331027.0393
LCP_Inputs_ON_Electric_Howarth_2023_05_05 | 2050 | Wind Offshore | Generation |  | ON | Capacity-Generation | Flex Adder | 0 | [6 empty] | 0.30832 | 0
LCP_Inputs_ON_Electric_Howarth_2023_05_05 | 2050 | Wind Onshore | Generation |  | MI | Capacity-Generation | CONE | 0 | [6 empty] | 0.30832 | 0
LCP_Inputs_ON_Electric_Howarth_2023_05_05 | 2050 | Wind Onshore | Generation |  | MI | Capacity-Generation | FOM | 813954479.6005 | [6 empty] | 0.30832 | 250957360.9414
LCP_Inputs_ON_Electric_Howarth_2023_05_05 | 2050 | Wind Onshore | Generation |  | MI | Capacity-Generation | Flex Adder | 0 | [6 empty] | 0.30832 | 0
LCP_Inputs_ON_Electric_Howarth_2023_05_05 | 2050 | Wind Onshore | Generation |  | NY | Capacity-Generation | CONE | 0 | [6 empty] | 0.30832 | 0
LCP_Inputs_ON_Electric_Howarth_2023_05_05 | 2050 | Wind Onshore | Generation |  | NY | Capacity-Generation | FOM | 292395764.9515 | [6 empty] | 0.30832 | 90151072.7709
LCP_Inputs_ON_Electric_Howarth_2023_05_05 | 2050 | Wind Onshore | Generation |  | NY | Capacity-Generation | Flex Adder | 0 | [6 empty] | 0.30832 | 0
LCP_Inputs_ON_Electric_Howarth_2023_05_05 | 2050 | Wind Onshore | Generation |  | ON | Capacity-Generation | CONE | 1228628737.4864 | [6 empty] | 0.30832 | 378809175.7757
LCP_Inputs_ON_Electric_Howarth_2023_05_05 | 2050 | Wind Onshore | Generation |  | ON | Capacity-Generation | FOM | 1565008276.6969 | [6 empty] | 0.30832 | 482521267.2386
LCP_Inputs_ON_Electric_Howarth_2023_05_05 | 2050 | Wind Onshore | Generation |  | ON | Capacity-Generation | Flex Adder | 0 | [6 empty] | 0.30832 | 0
LCP_Inputs_ON_Electric_Howarth_2023_05_05 | 2050 | Wind Onshore | Generation |  | PJ | Capacity-Generation | CONE | 0 | [6 empty] | 0.30832 | 0
LCP_Inputs_ON_Electric_Howarth_2023_05_05 | 2050 | Wind Onshore | Generation |  | PJ | Capacity-Generation | FOM | 4313788292.9035 | [6 empty] | 0.30832 | 1330021460.3874
LCP_Inputs_ON_Electric_Howarth_2023_05_05 | 2050 | Wind Onshore | Generation |  | PJ | Capacity-Generation | Flex Adder | 0 | [6 empty] | 0.30832 | 0
LCP_Inputs_ON_Electric_Howarth_2023_05_05 | 2050 | Wind Onshore | Generation |  | WC | Capacity-Generation | CONE | 0 | [6 empty] | 0.30832 | 0
LCP_Inputs_ON_Electric_Howarth_2023_05_05 | 2050 | Wind Onshore | Generation |  | WC | Capacity-Generation | FOM | 0 | [6 empty] | 0.30832 | 0
LCP_Inputs_ON_Electric_Howarth_2023_05_05 | 2050 | Wind Onshore | Generation |  | WC | Capacity-Generation | Flex Adder | 0 | [6 empty] | 0.30832 | 0
LCP_Inputs_ON_Electric_Howarth_2023_05_05 | 2020 | Battery Storage | Storage | Electricity | MI | Charging-Storage | O&M | 0 | [6 empty] | 1 | 0
LCP_Inputs_ON_Electric_Howarth_2023_05_05 | 2020 | Battery Storage | Storage | Electricity | NY | Charging-Storage | O&M | 0 | [6 empty] | 1 | 0
LCP_Inputs_ON_Electric_Howarth_2023_05_05 | 2020 | Battery Storage | Storage | Electricity | ON | Charging-Storage | O&M | 0 | [6 empty] | 1 | 0
LCP_Inputs_ON_Electric_Howarth_2023_05_05 | 2020 | Battery Storage | Storage | Electricity | PJ | Charging-Storage | O&M | 0 | [6 empty] | 1 | 0
LCP_Inputs_ON_Electric_Howarth_2023_05_05 | 2020 | Battery Storage | Storage | Electricity | QC | Charging-Storage | O&M | 0 | [6 empty] | 1 | 0
LCP_Inputs_ON_Electric_Howarth_2023_05_05 | 2020 | Battery Storage | Storage | Electricity | WC | Charging-Storage | O&M | 0 | [6 empty] | 1 | 0
LCP_Inputs_ON_Electric_Howarth_2023_05_05 | 2020 | CH4 Salt Cavern Storage - ON | Storage | Methane | MI | Charging-Storage | O&M | 0 | [6 empty] | 1 | 0
LCP_Inputs_ON_Electric_Howarth_2023_05_05 | 2020 | CH4 Salt Cavern Storage - ON | Storage | Methane | NY | Charging-Storage | O&M | 0 | [6 empty] | 1 | 0
LCP_Inputs_ON_Electric_Howarth_2023_05_05 | 2020 | CH4 Salt Cavern Storage - ON | Storage | Methane | ON | Charging-Storage | O&M | 0 | [6 empty] | 1 | 0
LCP_Inputs_ON_Electric_Howarth_2023_05_05 | 2020 | CH4 Salt Cavern Storage - ON | Storage | Methane | PJ | Charging-Storage | O&M | 0 | [6 empty] | 1 | 0
LCP_Inputs_ON_Electric_Howarth_2023_05_05 | 2020 | CH4 Salt Cavern Storage - ON | Storage | Methane | QC | Charging-Storage | O&M | 0 | [6 empty] | 1 | 0
LCP_Inputs_ON_Electric_Howarth_2023_05_05 | 2020 | CH4 Salt Cavern Storage - ON | Storage | Methane | WC | Charging-Storage | O&M | 0 | [6 empty] | 1 | 0
LCP_Inputs_ON_Electric_Howarth_2023_05_05 | 2020 | H2 Salt Cavern Storage - ON | Storage | Hydrogen | MI | Charging-Storage | O&M | 0 | [6 empty] | 1 | 0
LCP_Inputs_ON_Electric_Howarth_2023_05_05 | 2020 | H2 Salt Cavern Storage - ON | Storage | Hydrogen | NY | Charging-Storage | O&M | 0 | [6 empty] | 1 | 0
LCP_Inputs_ON_Electric_Howarth_2023_05_05 | 2020 | H2 Salt Cavern Storage - ON | Storage | Hydrogen | ON | Charging-Storage | O&M | 0 | [6 empty] | 1 | 0
LCP_Inputs_ON_Electric_Howarth_2023_05_05 | 2020 | H2 Salt Cavern Storage - ON | Storage | Hydrogen | PJ | Charging-Storage | O&M | 0 | [6 empty] | 1 | 0
LCP_Inputs_ON_Electric_Howarth_2023_05_05 | 2020 | H2 Salt Cavern Storage - ON | Storage | Hydrogen | QC | Charging-Storage | O&M | 0 | [6 empty] | 1 | 0
LCP_Inputs_ON_Electric_Howarth_2023_05_05 | 2020 | H2 Salt Cavern Storage - ON | Storage | Hydrogen | WC | Charging-Storage | O&M | 0 | [6 empty] | 1 | 0
LCP_Inputs_ON_Electric_Howarth_2023_05_05 | 2020 | Hydro Pumped Storage | Storage | Electricity | MI | Charging-Storage | O&M | 0 | [6 empty] | 1 | 0
LCP_Inputs_ON_Electric_Howarth_2023_05_05 | 2020 | Hydro Pumped Storage | Storage | Electricity | NY | Charging-Storage | O&M | 0 | [6 empty] | 1 | 0
LCP_Inputs_ON_Electric_Howarth_2023_05_05 | 2020 | Hydro Pumped Storage | Storage | Electricity | ON | Charging-Storage | O&M | 0 | [6 empty] | 1 | 0
LCP_Inputs_ON_Electric_Howarth_2023_05_05 | 2020 | Hydro Pumped Storage | Storage | Electricity | PJ | Charging-Storage | O&M | 0 | [6 empty] | 1 | 0
LCP_Inputs_ON_Electric_Howarth_2023_05_05 | 2020 | Hydro Pumped Storage | Storage | Electricity | QC | Charging-Storage | O&M | 0 | [6 empty] | 1 | 0
LCP_Inputs_ON_Electric_Howarth_2023_05_05 | 2020 | Hydro Pumped Storage | Storage | Electricity | WC | Charging-Storage | O&M | 0 | [6 empty] | 1 | 0
LCP_Inputs_ON_Electric_Howarth_2023_05_05 | 2030 | Battery Storage | Storage | Electricity | MI | Charging-Storage | O&M | 0 | [6 empty] | 0.67556 | 0
LCP_Inputs_ON_Electric_Howarth_2023_05_05 | 2030 | Battery Storage | Storage | Electricity | NY | Charging-Storage | O&M | 0 | [6 empty] | 0.67556 | 0
LCP_Inputs_ON_Electric_Howarth_2023_05_05 | 2030 | Battery Storage | Storage | Electricity | ON | Charging-Storage | O&M | 0 | [6 empty] | 0.67556 | 0
LCP_Inputs_ON_Electric_Howarth_2023_05_05 | 2030 | Battery Storage | Storage | Electricity | PJ | Charging-Storage | O&M | 0 | [6 empty] | 0.67556 | 0
LCP_Inputs_ON_Electric_Howarth_2023_05_05 | 2030 | Battery Storage | Storage | Electricity | QC | Charging-Storage | O&M | 0 | [6 empty] | 0.67556 | 0
LCP_Inputs_ON_Electric_Howarth_2023_05_05 | 2030 | Battery Storage | Storage | Electricity | WC | Charging-Storage | O&M | 0 | [6 empty] | 0.67556 | 0
LCP_Inputs_ON_Electric_Howarth_2023_05_05 | 2030 | CH4 Salt Cavern Storage - ON | Storage | Methane | MI | Charging-Storage | O&M | 0 | [6 empty] | 0.67556 | 0
LCP_Inputs_ON_Electric_Howarth_2023_05_05 | 2030 | CH4 Salt Cavern Storage - ON | Storage | Methane | NY | Charging-Storage | O&M | 0 | [6 empty] | 0.67556 | 0
LCP_Inputs_ON_Electric_Howarth_2023_05_05 | 2030 | CH4 Salt Cavern Storage - ON | Storage | Methane | ON | Charging-Storage | O&M | 0 | [6 empty] | 0.67556 | 0
LCP_Inputs_ON_Electric_Howarth_2023_05_05 | 2030 | CH4 Salt Cavern Storage - ON | Storage | Methane | PJ | Charging-Storage | O&M | 0 | [6 empty] | 0.67556 | 0
LCP_Inputs_ON_Electric_Howarth_2023_05_05 | 2030 | CH4 Salt Cavern Storage - ON | Storage | Methane | QC | Charging-Storage | O&M | 0 | [6 empty] | 0.67556 | 0
LCP_Inputs_ON_Electric_Howarth_2023_05_05 | 2030 | CH4 Salt Cavern Storage - ON | Storage | Methane | WC | Charging-Storage | O&M | 0 | [6 empty] | 0.67556 | 0
LCP_Inputs_ON_Electric_Howarth_2023_05_05 | 2030 | H2 Salt Cavern Storage - ON | Storage | Hydrogen | MI | Charging-Storage | O&M | 0 | [6 empty] | 0.67556 | 0
LCP_Inputs_ON_Electric_Howarth_2023_05_05 | 2030 | H2 Salt Cavern Storage - ON | Storage | Hydrogen | NY | Charging-Storage | O&M | 0 | [6 empty] | 0.67556 | 0
LCP_Inputs_ON_Electric_Howarth_2023_05_05 | 2030 | H2 Salt Cavern Storage - ON | Storage | Hydrogen | ON | Charging-Storage | O&M | 0 | [6 empty] | 0.67556 | 0
LCP_Inputs_ON_Electric_Howarth_2023_05_05 | 2030 | H2 Salt Cavern Storage - ON | Storage | Hydrogen | PJ | Charging-Storage | O&M | 0 | [6 empty] | 0.67556 | 0
LCP_Inputs_ON_Electric_Howarth_2023_05_05 | 2030 | H2 Salt Cavern Storage - ON | Storage | Hydrogen | QC | Charging-Storage | O&M | 0 | [6 empty] | 0.67556 | 0
LCP_Inputs_ON_Electric_Howarth_2023_05_05 | 2030 | H2 Salt Cavern Storage - ON | Storage | Hydrogen | WC | Charging-Storage | O&M | 0 | [6 empty] | 0.67556 | 0
LCP_Inputs_ON_Electric_Howarth_2023_05_05 | 2030 | Hydro Pumped Storage | Storage | Electricity | MI | Charging-Storage | O&M | 0 | [6 empty] | 0.67556 | 0
LCP_Inputs_ON_Electric_Howarth_2023_05_05 | 2030 | Hydro Pumped Storage | Storage | Electricity | NY | Charging-Storage | O&M | 0 | [6 empty] | 0.67556 | 0
LCP_Inputs_ON_Electric_Howarth_2023_05_05 | 2030 | Hydro Pumped Storage | Storage | Electricity | ON | Charging-Storage | O&M | 0 | [6 empty] | 0.67556 | 0
LCP_Inputs_ON_Electric_Howarth_2023_05_05 | 2030 | Hydro Pumped Storage | Storage | Electricity | PJ | Charging-Storage | O&M | 0 | [6 empty] | 0.67556 | 0
LCP_Inputs_ON_Electric_Howarth_2023_05_05 | 2030 | Hydro Pumped Storage | Storage | Electricity | QC | Charging-Storage | O&M | 0 | [6 empty] | 0.67556 | 0
LCP_Inputs_ON_Electric_Howarth_2023_05_05 | 2030 | Hydro Pumped Storage | Storage | Electricity | WC | Charging-Storage | O&M | 0 | [6 empty] | 0.67556 | 0
LCP_Inputs_ON_Electric_Howarth_2023_05_05 | 2040 | Battery Storage | Storage | Electricity | MI | Charging-Storage | O&M | 0 | [6 empty] | 0.45639 | 0
LCP_Inputs_ON_Electric_Howarth_2023_05_05 | 2040 | Battery Storage | Storage | Electricity | NY | Charging-Storage | O&M | 0 | [6 empty] | 0.45639 | 0
LCP_Inputs_ON_Electric_Howarth_2023_05_05 | 2040 | Battery Storage | Storage | Electricity | ON | Charging-Storage | O&M | 0 | [6 empty] | 0.45639 | 0
LCP_Inputs_ON_Electric_Howarth_2023_05_05 | 2040 | Battery Storage | Storage | Electricity | PJ | Charging-Storage | O&M | 0 | [6 empty] | 0.45639 | 0
LCP_Inputs_ON_Electric_Howarth_2023_05_05 | 2040 | Battery Storage | Storage | Electricity | QC | Charging-Storage | O&M | 0 | [6 empty] | 0.45639 | 0
LCP_Inputs_ON_Electric_Howarth_2023_05_05 | 2040 | Battery Storage | Storage | Electricity | WC | Charging-Storage | O&M | 0 | [6 empty] | 0.45639 | 0
LCP_Inputs_ON_Electric_Howarth_2023_05_05 | 2040 | CH4 Salt Cavern Storage - ON | Storage | Methane | MI | Charging-Storage | O&M | 0 | [6 empty] | 0.45639 | 0
LCP_Inputs_ON_Electric_Howarth_2023_05_05 | 2040 | CH4 Salt Cavern Storage - ON | Storage | Methane | NY | Charging-Storage | O&M | 0 | [6 empty] | 0.45639 | 0
LCP_Inputs_ON_Electric_Howarth_2023_05_05 | 2040 | CH4 Salt Cavern Storage - ON | Storage | Methane | ON | Charging-Storage | O&M | 0 | [6 empty] | 0.45639 | 0
LCP_Inputs_ON_Electric_Howarth_2023_05_05 | 2040 | CH4 Salt Cavern Storage - ON | Storage | Methane | PJ | Charging-Storage | O&M | 0 | [6 empty] | 0.45639 | 0
LCP_Inputs_ON_Electric_Howarth_2023_05_05 | 2040 | CH4 Salt Cavern Storage - ON | Storage | Methane | QC | Charging-Storage | O&M | 0 | [6 empty] | 0.45639 | 0
LCP_Inputs_ON_Electric_Howarth_2023_05_05 | 2040 | CH4 Salt Cavern Storage - ON | Storage | Methane | WC | Charging-Storage | O&M | 0 | [6 empty] | 0.45639 | 0
LCP_Inputs_ON_Electric_Howarth_2023_05_05 | 2040 | H2 Salt Cavern Storage - ON | Storage | Hydrogen | MI | Charging-Storage | O&M | 0 | [6 empty] | 0.45639 | 0
LCP_Inputs_ON_Electric_Howarth_2023_05_05 | 2040 | H2 Salt Cavern Storage - ON | Storage | Hydrogen | NY | Charging-Storage | O&M | 0 | [6 empty] | 0.45639 | 0
LCP_Inputs_ON_Electric_Howarth_2023_05_05 | 2040 | H2 Salt Cavern Storage - ON | Storage | Hydrogen | ON | Charging-Storage | O&M | 0 | [6 empty] | 0.45639 | 0
LCP_Inputs_ON_Electric_Howarth_2023_05_05 | 2040 | H2 Salt Cavern Storage - ON | Storage | Hydrogen | PJ | Charging-Storage | O&M | 0 | [6 empty] | 0.45639 | 0
LCP_Inputs_ON_Electric_Howarth_2023_05_05 | 2040 | H2 Salt Cavern Storage - ON | Storage | Hydrogen | QC | Charging-Storage | O&M | 0 | [6 empty] | 0.45639 | 0
LCP_Inputs_ON_Electric_Howarth_2023_05_05 | 2040 | H2 Salt Cavern Storage - ON | Storage | Hydrogen | WC | Charging-Storage | O&M | 0 | [6 empty] | 0.45639 | 0
LCP_Inputs_ON_Electric_Howarth_2023_05_05 | 2040 | Hydro Pumped Storage | Storage | Electricity | MI | Charging-Storage | O&M | 0 | [6 empty] | 0.45639 | 0
LCP_Inputs_ON_Electric_Howarth_2023_05_05 | 2040 | Hydro Pumped Storage | Storage | Electricity | NY | Charging-Storage | O&M | 0 | [6 empty] | 0.45639 | 0
LCP_Inputs_ON_Electric_Howarth_2023_05_05 | 2040 | Hydro Pumped Storage | Storage | Electricity | ON | Charging-Storage | O&M | 0 | [6 empty] | 0.45639 | 0
LCP_Inputs_ON_Electric_Howarth_2023_05_05 | 2040 | Hydro Pumped Storage | Storage | Electricity | PJ | Charging-Storage | O&M | 0 | [6 empty] | 0.45639 | 0
LCP_Inputs_ON_Electric_Howarth_2023_05_05 | 2040 | Hydro Pumped Storage | Storage | Electricity | QC | Charging-Storage | O&M | 0 | [6 empty] | 0.45639 | 0
LCP_Inputs_ON_Electric_Howarth_2023_05_05 | 2040 | Hydro Pumped Storage | Storage | Electricity | WC | Charging-Storage | O&M | 0 | [6 empty] | 0.45639 | 0
LCP_Inputs_ON_Electric_Howarth_2023_05_05 | 2050 | Battery Storage | Storage | Electricity | MI | Charging-Storage | O&M | 0 | [6 empty] | 0.30832 | 0
LCP_Inputs_ON_Electric_Howarth_2023_05_05 | 2050 | Battery Storage | Storage | Electricity | NY | Charging-Storage | O&M | 0 | [6 empty] | 0.30832 | 0
LCP_Inputs_ON_Electric_Howarth_2023_05_05 | 2050 | Battery Storage | Storage | Electricity | ON | Charging-Storage | O&M | 0 | [6 empty] | 0.30832 | 0
LCP_Inputs_ON_Electric_Howarth_2023_05_05 | 2050 | Battery Storage | Storage | Electricity | PJ | Charging-Storage | O&M | 0 | [6 empty] | 0.30832 | 0
LCP_Inputs_ON_Electric_Howarth_2023_05_05 | 2050 | Battery Storage | Storage | Electricity | QC | Charging-Storage | O&M | 0 | [6 empty] | 0.30832 | 0
LCP_Inputs_ON_Electric_Howarth_2023_05_05 | 2050 | Battery Storage | Storage | Electricity | WC | Charging-Storage | O&M | 0 | [6 empty] | 0.30832 | 0
LCP_Inputs_ON_Electric_Howarth_2023_05_05 | 2050 | CH4 Salt Cavern Storage - ON | Storage | Methane | MI | Charging-Storage | O&M | 0 | [6 empty] | 0.30832 | 0
LCP_Inputs_ON_Electric_Howarth_2023_05_05 | 2050 | CH4 Salt Cavern Storage - ON | Storage | Methane | NY | Charging-Storage | O&M | 0 | [6 empty] | 0.30832 | 0
LCP_Inputs_ON_Electric_Howarth_2023_05_05 | 2050 | CH4 Salt Cavern Storage - ON | Storage | Methane | ON | Charging-Storage | O&M | 0 | [6 empty] | 0.30832 | 0
LCP_Inputs_ON_Electric_Howarth_2023_05_05 | 2050 | CH4 Salt Cavern Storage - ON | Storage | Methane | PJ | Charging-Storage | O&M | 0 | [6 empty] | 0.30832 | 0
LCP_Inputs_ON_Electric_Howarth_2023_05_05 | 2050 | CH4 Salt Cavern Storage - ON | Storage | Methane | QC | Charging-Storage | O&M | 0 | [6 empty] | 0.30832 | 0
LCP_Inputs_ON_Electric_Howarth_2023_05_05 | 2050 | CH4 Salt Cavern Storage - ON | Storage | Methane | WC | Charging-Storage | O&M | 0 | [6 empty] | 0.30832 | 0
LCP_Inputs_ON_Electric_Howarth_2023_05_05 | 2050 | H2 Salt Cavern Storage - ON | Storage | Hydrogen | MI | Charging-Storage | O&M | 0 | [6 empty] | 0.30832 | 0
LCP_Inputs_ON_Electric_Howarth_2023_05_05 | 2050 | H2 Salt Cavern Storage - ON | Storage | Hydrogen | NY | Charging-Storage | O&M | 0 | [6 empty] | 0.30832 | 0
LCP_Inputs_ON_Electric_Howarth_2023_05_05 | 2050 | H2 Salt Cavern Storage - ON | Storage | Hydrogen | ON | Charging-Storage | O&M | 0 | [6 empty] | 0.30832 | 0
LCP_Inputs_ON_Electric_Howarth_2023_05_05 | 2050 | H2 Salt Cavern Storage - ON | Storage | Hydrogen | PJ | Charging-Storage | O&M | 0 | [6 empty] | 0.30832 | 0
LCP_Inputs_ON_Electric_Howarth_2023_05_05 | 2050 | H2 Salt Cavern Storage - ON | Storage | Hydrogen | QC | Charging-Storage | O&M | 0 | [6 empty] | 0.30832 | 0
LCP_Inputs_ON_Electric_Howarth_2023_05_05 | 2050 | H2 Salt Cavern Storage - ON | Storage | Hydrogen | WC | Charging-Storage | O&M | 0 | [6 empty] | 0.30832 | 0
LCP_Inputs_ON_Electric_Howarth_2023_05_05 | 2050 | Hydro Pumped Storage | Storage | Electricity | MI | Charging-Storage | O&M | 0 | [6 empty] | 0.30832 | 0
LCP_Inputs_ON_Electric_Howarth_2023_05_05 | 2050 | Hydro Pumped Storage | Storage | Electricity | NY | Charging-Storage | O&M | 0 | [6 empty] | 0.30832 | 0
LCP_Inputs_ON_Electric_Howarth_2023_05_05 | 2050 | Hydro Pumped Storage | Storage | Electricity | ON | Charging-Storage | O&M | 0 | [6 empty] | 0.30832 | 0
LCP_Inputs_ON_Electric_Howarth_2023_05_05 | 2050 | Hydro Pumped Storage | Storage | Electricity | PJ | Charging-Storage | O&M | 0 | [6 empty] | 0.30832 | 0
LCP_Inputs_ON_Electric_Howarth_2023_05_05 | 2050 | Hydro Pumped Storage | Storage | Electricity | QC | Charging-Storage | O&M | 0 | [6 empty] | 0.30832 | 0
LCP_Inputs_ON_Electric_Howarth_2023_05_05 | 2050 | Hydro Pumped Storage | Storage | Electricity | WC | Charging-Storage | O&M | 0 | [6 empty] | 0.30832 | 0
LCP_Inputs_ON_Electric_Howarth_2023_05_05 | 2020 | CH4 Salt Cavern Storage - ON | Storage | Methane | MI | Storage-Carryover | O&M | 0 | [6 empty] | 1 | 0
LCP_Inputs_ON_Electric_Howarth_2023_05_05 | 2020 | CH4 Salt Cavern Storage - ON | Storage | Methane | NY | Storage-Carryover | O&M | 0 | [6 empty] | 1 | 0
LCP_Inputs_ON_Electric_Howarth_2023_05_05 | 2020 | CH4 Salt Cavern Storage - ON | Storage | Methane | ON | Storage-Carryover | O&M | 0 | [6 empty] | 1 | 0
LCP_Inputs_ON_Electric_Howarth_2023_05_05 | 2020 | CH4 Salt Cavern Storage - ON | Storage | Methane | PJ | Storage-Carryover | O&M | 0 | [6 empty] | 1 | 0
LCP_Inputs_ON_Electric_Howarth_2023_05_05 | 2020 | CH4 Salt Cavern Storage - ON | Storage | Methane | QC | Storage-Carryover | O&M | 0 | [6 empty] | 1 | 0
LCP_Inputs_ON_Electric_Howarth_2023_05_05 | 2020 | CH4 Salt Cavern Storage - ON | Storage | Methane | WC | Storage-Carryover | O&M | 0 | [6 empty] | 1 | 0
LCP_Inputs_ON_Electric_Howarth_2023_05_05 | 2020 | H2 Salt Cavern Storage - ON | Storage | Hydrogen | MI | Storage-Carryover | O&M | 0 | [6 empty] | 1 | 0
LCP_Inputs_ON_Electric_Howarth_2023_05_05 | 2020 | H2 Salt Cavern Storage - ON | Storage | Hydrogen | NY | Storage-Carryover | O&M | 0 | [6 empty] | 1 | 0
LCP_Inputs_ON_Electric_Howarth_2023_05_05 | 2020 | H2 Salt Cavern Storage - ON | Storage | Hydrogen | ON | Storage-Carryover | O&M | 0 | [6 empty] | 1 | 0
LCP_Inputs_ON_Electric_Howarth_2023_05_05 | 2020 | H2 Salt Cavern Storage - ON | Storage | Hydrogen | PJ | Storage-Carryover | O&M | 0 | [6 empty] | 1 | 0
LCP_Inputs_ON_Electric_Howarth_2023_05_05 | 2020 | H2 Salt Cavern Storage - ON | Storage | Hydrogen | QC | Storage-Carryover | O&M | 0 | [6 empty] | 1 | 0
LCP_Inputs_ON_Electric_Howarth_2023_05_05 | 2020 | H2 Salt Cavern Storage - ON | Storage | Hydrogen | WC | Storage-Carryover | O&M | 0 | [6 empty] | 1 | 0
LCP_Inputs_ON_Electric_Howarth_2023_05_05 | 2030 | CH4 Salt Cavern Storage - ON | Storage | Methane | MI | Storage-Carryover | O&M | 0 | [6 empty] | 0.67556 | 0
LCP_Inputs_ON_Electric_Howarth_2023_05_05 | 2030 | CH4 Salt Cavern Storage - ON | Storage | Methane | NY | Storage-Carryover | O&M | 0 | [6 empty] | 0.67556 | 0
LCP_Inputs_ON_Electric_Howarth_2023_05_05 | 2030 | CH4 Salt Cavern Storage - ON | Storage | Methane | ON | Storage-Carryover | O&M | 0 | [6 empty] | 0.67556 | 0
LCP_Inputs_ON_Electric_Howarth_2023_05_05 | 2030 | CH4 Salt Cavern Storage - ON | Storage | Methane | PJ | Storage-Carryover | O&M | 0 | [6 empty] | 0.67556 | 0
LCP_Inputs_ON_Electric_Howarth_2023_05_05 | 2030 | CH4 Salt Cavern Storage - ON | Storage | Methane | QC | Storage-Carryover | O&M | 0 | [6 empty] | 0.67556 | 0
LCP_Inputs_ON_Electric_Howarth_2023_05_05 | 2030 | CH4 Salt Cavern Storage - ON | Storage | Methane | WC | Storage-Carryover | O&M | 0 | [6 empty] | 0.67556 | 0
LCP_Inputs_ON_Electric_Howarth_2023_05_05 | 2030 | H2 Salt Cavern Storage - ON | Storage | Hydrogen | MI | Storage-Carryover | O&M | 0 | [6 empty] | 0.67556 | 0
LCP_Inputs_ON_Electric_Howarth_2023_05_05 | 2030 | H2 Salt Cavern Storage - ON | Storage | Hydrogen | NY | Storage-Carryover | O&M | 0 | [6 empty] | 0.67556 | 0
LCP_Inputs_ON_Electric_Howarth_2023_05_05 | 2030 | H2 Salt Cavern Storage - ON | Storage | Hydrogen | ON | Storage-Carryover | O&M | 0 | [6 empty] | 0.67556 | 0
LCP_Inputs_ON_Electric_Howarth_2023_05_05 | 2030 | H2 Salt Cavern Storage - ON | Storage | Hydrogen | PJ | Storage-Carryover | O&M | 0 | [6 empty] | 0.67556 | 0
LCP_Inputs_ON_Electric_Howarth_2023_05_05 | 2030 | H2 Salt Cavern Storage - ON | Storage | Hydrogen | QC | Storage-Carryover | O&M | 0 | [6 empty] | 0.67556 | 0
LCP_Inputs_ON_Electric_Howarth_2023_05_05 | 2030 | H2 Salt Cavern Storage - ON | Storage | Hydrogen | WC | Storage-Carryover | O&M | 0 | [6 empty] | 0.67556 | 0
LCP_Inputs_ON_Electric_Howarth_2023_05_05 | 2040 | CH4 Salt Cavern Storage - ON | Storage | Methane | MI | Storage-Carryover | O&M | 0 | [6 empty] | 0.45639 | 0
LCP_Inputs_ON_Electric_Howarth_2023_05_05 | 2040 | CH4 Salt Cavern Storage - ON | Storage | Methane | NY | Storage-Carryover | O&M | 0 | [6 empty] | 0.45639 | 0
LCP_Inputs_ON_Electric_Howarth_2023_05_05 | 2040 | CH4 Salt Cavern Storage - ON | Storage | Methane | ON | Storage-Carryover | O&M | 0 | [6 empty] | 0.45639 | 0
LCP_Inputs_ON_Electric_Howarth_2023_05_05 | 2040 | CH4 Salt Cavern Storage - ON | Storage | Methane | PJ | Storage-Carryover | O&M | 0 | [6 empty] | 0.45639 | 0
LCP_Inputs_ON_Electric_Howarth_2023_05_05 | 2040 | CH4 Salt Cavern Storage - ON | Storage | Methane | QC | Storage-Carryover | O&M | 0 | [6 empty] | 0.45639 | 0
LCP_Inputs_ON_Electric_Howarth_2023_05_05 | 2040 | CH4 Salt Cavern Storage - ON | Storage | Methane | WC | Storage-Carryover | O&M | 0 | [6 empty] | 0.45639 | 0
LCP_Inputs_ON_Electric_Howarth_2023_05_05 | 2040 | H2 Salt Cavern Storage - ON | Storage | Hydrogen | MI | Storage-Carryover | O&M | 0 | [6 empty] | 0.45639 | 0
LCP_Inputs_ON_Electric_Howarth_2023_05_05 | 2040 | H2 Salt Cavern Storage - ON | Storage | Hydrogen | NY | Storage-Carryover | O&M | 0 | [6 empty] | 0.45639 | 0
LCP_Inputs_ON_Electric_Howarth_2023_05_05 | 2040 | H2 Salt Cavern Storage - ON | Storage | Hydrogen | ON | Storage-Carryover | O&M | 0 | [6 empty] | 0.45639 | 0
LCP_Inputs_ON_Electric_Howarth_2023_05_05 | 2040 | H2 Salt Cavern Storage - ON | Storage | Hydrogen | PJ | Storage-Carryover | O&M | 0 | [6 empty] | 0.45639 | 0
LCP_Inputs_ON_Electric_Howarth_2023_05_05 | 2040 | H2 Salt Cavern Storage - ON | Storage | Hydrogen | QC | Storage-Carryover | O&M | 0 | [6 empty] | 0.45639 | 0
LCP_Inputs_ON_Electric_Howarth_2023_05_05 | 2040 | H2 Salt Cavern Storage - ON | Storage | Hydrogen | WC | Storage-Carryover | O&M | 0 | [6 empty] | 0.45639 | 0
LCP_Inputs_ON_Electric_Howarth_2023_05_05 | 2050 | CH4 Salt Cavern Storage - ON | Storage | Methane | MI | Storage-Carryover | O&M | 0 | [6 empty] | 0.30832 | 0
LCP_Inputs_ON_Electric_Howarth_2023_05_05 | 2050 | CH4 Salt Cavern Storage - ON | Storage | Methane | NY | Storage-Carryover | O&M | 0 | [6 empty] | 0.30832 | 0
LCP_Inputs_ON_Electric_Howarth_2023_05_05 | 2050 | CH4 Salt Cavern Storage - ON | Storage | Methane | ON | Storage-Carryover | O&M | 0 | [6 empty] | 0.30832 | 0
LCP_Inputs_ON_Electric_Howarth_2023_05_05 | 2050 | CH4 Salt Cavern Storage - ON | Storage | Methane | PJ | Storage-Carryover | O&M | 0 | [6 empty] | 0.30832 | 0
LCP_Inputs_ON_Electric_Howarth_2023_05_05 | 2050 | CH4 Salt Cavern Storage - ON | Storage | Methane | QC | Storage-Carryover | O&M | 0 | [6 empty] | 0.30832 | 0
LCP_Inputs_ON_Electric_Howarth_2023_05_05 | 2050 | CH4 Salt Cavern Storage - ON | Storage | Methane | WC | Storage-Carryover | O&M | 0 | [6 empty] | 0.30832 | 0
LCP_Inputs_ON_Electric_Howarth_2023_05_05 | 2050 | H2 Salt Cavern Storage - ON | Storage | Hydrogen | MI | Storage-Carryover | O&M | 0 | [6 empty] | 0.30832 | 0
LCP_Inputs_ON_Electric_Howarth_2023_05_05 | 2050 | H2 Salt Cavern Storage - ON | Storage | Hydrogen | NY | Storage-Carryover | O&M | 0 | [6 empty] | 0.30832 | 0
LCP_Inputs_ON_Electric_Howarth_2023_05_05 | 2050 | H2 Salt Cavern Storage - ON | Storage | Hydrogen | ON | Storage-Carryover | O&M | 0 | [6 empty] | 0.30832 | 0
LCP_Inputs_ON_Electric_Howarth_2023_05_05 | 2050 | H2 Salt Cavern Storage - ON | Storage | Hydrogen | PJ | Storage-Carryover | O&M | 0 | [6 empty] | 0.30832 | 0
LCP_Inputs_ON_Electric_Howarth_2023_05_05 | 2050 | H2 Salt Cavern Storage - ON | Storage | Hydrogen | QC | Storage-Carryover | O&M | 0 | [6 empty] | 0.30832 | 0
LCP_Inputs_ON_Electric_Howarth_2023_05_05 | 2050 | H2 Salt Cavern Storage - ON | Storage | Hydrogen | WC | Storage-Carryover | O&M | 0 | [6 empty] | 0.30832 | 0
LCP_Inputs_ON_Electric_Howarth_2023_05_05 | 2020 |  |  | Methane |  | Dispatch-Intraconnection | VOM | 0 | MI | MI | CH4 Pipeline |  |  |  | 1 | 0
LCP_Inputs_ON_Electric_Howarth_2023_05_05 | 2020 |  |  | Electricity |  | Dispatch-Intraconnection | VOM | 0 | MI | MI | Electricity Transmission Line |  |  |  | 1 | 0
LCP_Inputs_ON_Electric_Howarth_2023_05_05 | 2020 |  |  | Hydrogen |  | Dispatch-Intraconnection | VOM | 0 | MI | MI | H2 Pipeline - New |  |  |  | 1 | 0
LCP_Inputs_ON_Electric_Howarth_2023_05_05 | 2020 |  |  | Hydrogen |  | Dispatch-Intraconnection | VOM | 0 | MI | MI | H2 Pipeline - Repurposed |  |  |  | 1 | 0
LCP_Inputs_ON_Electric_Howarth_2023_05_05 | 2020 |  |  | Methane |  | Dispatch-Interconnection | VOM | 0 | MI | ON | CH4 Pipeline |  |  |  | 1 | 0
LCP_Inputs_ON_Electric_Howarth_2023_05_05 | 2020 |  |  | Electricity |  | Dispatch-Interconnection | VOM | 670622.3732 | MI | ON | Electricity Transmission Line |  |  |  | 1 | 670622.3732
LCP_Inputs_ON_Electric_Howarth_2023_05_05 | 2020 |  |  | Hydrogen |  | Dispatch-Interconnection | VOM | 0 | MI | ON | H2 Pipeline - New |  |  |  | 1 | 0
LCP_Inputs_ON_Electric_Howarth_2023_05_05 | 2020 |  |  | Hydrogen |  | Dispatch-Interconnection | VOM | 0 | MI | ON | H2 Pipeline - Repurposed |  |  |  | 1 | 0
LCP_Inputs_ON_Electric_Howarth_2023_05_05 | 2020 |  |  | Electricity |  | Dispatch-Interconnection | VOM | 1598406.6308 | MI | WC | Electricity Transmission Line |  |  |  | 1 | 1598406.6308
LCP_Inputs_ON_Electric_Howarth_2023_05_05 | 2020 |  |  | Methane |  | Dispatch-Intraconnection | VOM | 0 | NY | NY | CH4 Pipeline |  |  |  | 1 | 0
LCP_Inputs_ON_Electric_Howarth_2023_05_05 | 2020 |  |  | Electricity |  | Dispatch-Intraconnection | VOM | 0 | NY | NY | Electricity Transmission Line |  |  |  | 1 | 0
LCP_Inputs_ON_Electric_Howarth_2023_05_05 | 2020 |  |  | Hydrogen |  | Dispatch-Intraconnection | VOM | 0 | NY | NY | H2 Pipeline - New |  |  |  | 1 | 0
LCP_Inputs_ON_Electric_Howarth_2023_05_05 | 2020 |  |  | Hydrogen |  | Dispatch-Intraconnection | VOM | 0 | NY | NY | H2 Pipeline - Repurposed |  |  |  | 1 | 0
LCP_Inputs_ON_Electric_Howarth_2023_05_05 | 2020 |  |  | Methane |  | Dispatch-Interconnection | VOM | 0 | NY | ON | CH4 Pipeline |  |  |  | 1 | 0
LCP_Inputs_ON_Electric_Howarth_2023_05_05 | 2020 |  |  | Electricity |  | Dispatch-Interconnection | VOM | 5679970.3879 | NY | ON | Electricity Transmission Line |  |  |  | 1 | 5679970.3879
LCP_Inputs_ON_Electric_Howarth_2023_05_05 | 2020 |  |  | Hydrogen |  | Dispatch-Interconnection | VOM | 0 | NY | ON | H2 Pipeline - New |  |  |  | 1 | 0
LCP_Inputs_ON_Electric_Howarth_2023_05_05 | 2020 |  |  | Hydrogen |  | Dispatch-Interconnection | VOM | 0 | NY | ON | H2 Pipeline - Repurposed |  |  |  | 1 | 0
LCP_Inputs_ON_Electric_Howarth_2023_05_05 | 2020 |  |  | Electricity |  | Dispatch-Interconnection | VOM | 6651284.2408 | NY | QC | Electricity Transmission Line |  |  |  | 1 | 6651284.2408
LCP_Inputs_ON_Electric_Howarth_2023_05_05 | 2020 |  |  | Methane |  | Dispatch-Interconnection | VOM | 0 | ON | MI | CH4 Pipeline |  |  |  | 1 | 0
LCP_Inputs_ON_Electric_Howarth_2023_05_05 | 2020 |  |  | Electricity |  | Dispatch-Interconnection | VOM | 17070370.1503 | ON | MI | Electricity Transmission Line |  |  |  | 1 | 17070370.1503
LCP_Inputs_ON_Electric_Howarth_2023_05_05 | 2020 |  |  | Hydrogen |  | Dispatch-Interconnection | VOM | 0 | ON | MI | H2 Pipeline - New |  |  |  | 1 | 0
LCP_Inputs_ON_Electric_Howarth_2023_05_05 | 2020 |  |  | Hydrogen |  | Dispatch-Interconnection | VOM | 0 | ON | MI | H2 Pipeline - Repurposed |  |  |  | 1 | 0
LCP_Inputs_ON_Electric_Howarth_2023_05_05 | 2020 |  |  | Methane |  | Dispatch-Interconnection | VOM | 0 | ON | NY | CH4 Pipeline |  |  |  | 1 | 0
LCP_Inputs_ON_Electric_Howarth_2023_05_05 | 2020 |  |  | Electricity |  | Dispatch-Interconnection | VOM | 18415209.0161 | ON | NY | Electricity Transmission Line |  |  |  | 1 | 18415209.0161
LCP_Inputs_ON_Electric_Howarth_2023_05_05 | 2020 |  |  | Hydrogen |  | Dispatch-Interconnection | VOM | 0 | ON | NY | H2 Pipeline - New |  |  |  | 1 | 0
LCP_Inputs_ON_Electric_Howarth_2023_05_05 | 2020 |  |  | Hydrogen |  | Dispatch-Interconnection | VOM | 0 | ON | NY | H2 Pipeline - Repurposed |  |  |  | 1 | 0
LCP_Inputs_ON_Electric_Howarth_2023_05_05 | 2020 |  |  | Methane |  | Dispatch-Intraconnection | VOM | 775556540.7665 | ON | ON | CH4 Pipeline |  |  |  | 1 | 775556540.7665
LCP_Inputs_ON_Electric_Howarth_2023_05_05 | 2020 |  |  | Electricity |  | Dispatch-Intraconnection | VOM | 0 | ON | ON | Electricity Transmission Line |  |  |  | 1 | 0
LCP_Inputs_ON_Electric_Howarth_2023_05_05 | 2020 |  |  | Hydrogen |  | Dispatch-Intraconnection | VOM | 0 | ON | ON | H2 Pipeline - New |  |  |  | 1 | 0
LCP_Inputs_ON_Electric_Howarth_2023_05_05 | 2020 |  |  | Hydrogen |  | Dispatch-Intraconnection | VOM | 0 | ON | ON | H2 Pipeline - Repurposed |  |  |  | 1 | 0
LCP_Inputs_ON_Electric_Howarth_2023_05_05 | 2020 |  |  | Methane |  | Dispatch-Interconnection | VOM | 0 | ON | PJ | CH4 Pipeline |  |  |  | 1 | 0
LCP_Inputs_ON_Electric_Howarth_2023_05_05 | 2020 |  |  | Electricity |  | Dispatch-Interconnection | VOM | 0 | ON | PJ | Electricity Transmission Line |  |  |  | 1 | 0
LCP_Inputs_ON_Electric_Howarth_2023_05_05 | 2020 |  |  | Hydrogen |  | Dispatch-Interconnection | VOM | 0 | ON | PJ | H2 Pipeline - New |  |  |  | 1 | 0
LCP_Inputs_ON_Electric_Howarth_2023_05_05 | 2020 |  |  | Hydrogen |  | Dispatch-Interconnection | VOM | 0 | ON | PJ | H2 Pipeline - Repurposed |  |  |  | 1 | 0
LCP_Inputs_ON_Electric_Howarth_2023_05_05 | 2020 |  |  | Methane |  | Dispatch-Interconnection | VOM | 0 | ON | QC | CH4 Pipeline |  |  |  | 1 | 0
LCP_Inputs_ON_Electric_Howarth_2023_05_05 | 2020 |  |  | Electricity |  | Dispatch-Interconnection | VOM | 3255394.417 | ON | QC | Electricity Transmission Line |  |  |  | 1 | 3255394.417
LCP_Inputs_ON_Electric_Howarth_2023_05_05 | 2020 |  |  | Hydrogen |  | Dispatch-Interconnection | VOM | 0 | ON | QC | H2 Pipeline - New |  |  |  | 1 | 0
LCP_Inputs_ON_Electric_Howarth_2023_05_05 | 2020 |  |  | Hydrogen |  | Dispatch-Interconnection | VOM | 0 | ON | QC | H2 Pipeline - Repurposed |  |  |  | 1 | 0
LCP_Inputs_ON_Electric_Howarth_2023_05_05 | 2020 |  |  | Methane |  | Dispatch-Interconnection | VOM | 0 | ON | WC | CH4 Pipeline |  |  |  | 1 | 0
LCP_Inputs_ON_Electric_Howarth_2023_05_05 | 2020 |  |  | Electricity |  | Dispatch-Interconnection | VOM | 87663.7689 | ON | WC | Electricity Transmission Line |  |  |  | 1 | 87663.7689
LCP_Inputs_ON_Electric_Howarth_2023_05_05 | 2020 |  |  | Hydrogen |  | Dispatch-Interconnection | VOM | 0 | ON | WC | H2 Pipeline - New |  |  |  | 1 | 0
LCP_Inputs_ON_Electric_Howarth_2023_05_05 | 2020 |  |  | Hydrogen |  | Dispatch-Interconnection | VOM | 0 | ON | WC | H2 Pipeline - Repurposed |  |  |  | 1 | 0
LCP_Inputs_ON_Electric_Howarth_2023_05_05 | 2020 |  |  | Methane |  | Dispatch-Interconnection | VOM | 0 | PJ | ON | CH4 Pipeline |  |  |  | 1 | 0
LCP_Inputs_ON_Electric_Howarth_2023_05_05 | 2020 |  |  | Electricity |  | Dispatch-Interconnection | VOM | 0 | PJ | ON | Electricity Transmission Line |  |  |  | 1 | 0
LCP_Inputs_ON_Electric_Howarth_2023_05_05 | 2020 |  |  | Hydrogen |  | Dispatch-Interconnection | VOM | 0 | PJ | ON | H2 Pipeline - New |  |  |  | 1 | 0
LCP_Inputs_ON_Electric_Howarth_2023_05_05 | 2020 |  |  | Hydrogen |  | Dispatch-Interconnection | VOM | 0 | PJ | ON | H2 Pipeline - Repurposed |  |  |  | 1 | 0
LCP_Inputs_ON_Electric_Howarth_2023_05_05 | 2020 |  |  | Methane |  | Dispatch-Intraconnection | VOM | 0 | PJ | PJ | CH4 Pipeline |  |  |  | 1 | 0
LCP_Inputs_ON_Electric_Howarth_2023_05_05 | 2020 |  |  | Electricity |  | Dispatch-Intraconnection | VOM | 0 | PJ | PJ | Electricity Transmission Line |  |  |  | 1 | 0
LCP_Inputs_ON_Electric_Howarth_2023_05_05 | 2020 |  |  | Hydrogen |  | Dispatch-Intraconnection | VOM | 0 | PJ | PJ | H2 Pipeline - New |  |  |  | 1 | 0
LCP_Inputs_ON_Electric_Howarth_2023_05_05 | 2020 |  |  | Hydrogen |  | Dispatch-Intraconnection | VOM | 0 | PJ | PJ | H2 Pipeline - Repurposed |  |  |  | 1 | 0
LCP_Inputs_ON_Electric_Howarth_2023_05_05 | 2020 |  |  | Electricity |  | Dispatch-Interconnection | VOM | 64147633.0874 | QC | NY | Electricity Transmission Line |  |  |  | 1 | 64147633.0874
LCP_Inputs_ON_Electric_Howarth_2023_05_05 | 2020 |  |  | Methane |  | Dispatch-Interconnection | VOM | 0 | QC | ON | CH4 Pipeline |  |  |  | 1 | 0
LCP_Inputs_ON_Electric_Howarth_2023_05_05 | 2020 |  |  | Electricity |  | Dispatch-Interconnection | VOM | 6023844.3192 | QC | ON | Electricity Transmission Line |  |  |  | 1 | 6023844.3192
LCP_Inputs_ON_Electric_Howarth_2023_05_05 | 2020 |  |  | Hydrogen |  | Dispatch-Interconnection | VOM | 0 | QC | ON | H2 Pipeline - New |  |  |  | 1 | 0
LCP_Inputs_ON_Electric_Howarth_2023_05_05 | 2020 |  |  | Hydrogen |  | Dispatch-Interconnection | VOM | 0 | QC | ON | H2 Pipeline - Repurposed |  |  |  | 1 | 0
LCP_Inputs_ON_Electric_Howarth_2023_05_05 | 2020 |  |  | Methane |  | Dispatch-Intraconnection | VOM | 0 | QC | QC | CH4 Pipeline |  |  |  | 1 | 0
LCP_Inputs_ON_Electric_Howarth_2023_05_05 | 2020 |  |  | Electricity |  | Dispatch-Intraconnection | VOM | 0 | QC | QC | Electricity Transmission Line |  |  |  | 1 | 0
LCP_Inputs_ON_Electric_Howarth_2023_05_05 | 2020 |  |  | Hydrogen |  | Dispatch-Intraconnection | VOM | 0 | QC | QC | H2 Pipeline - New |  |  |  | 1 | 0
LCP_Inputs_ON_Electric_Howarth_2023_05_05 | 2020 |  |  | Hydrogen |  | Dispatch-Intraconnection | VOM | 0 | QC | QC | H2 Pipeline - Repurposed |  |  |  | 1 | 0
LCP_Inputs_ON_Electric_Howarth_2023_05_05 | 2020 |  |  | Electricity |  | Dispatch-Interconnection | VOM | 15622762.0823 | WC | MI | Electricity Transmission Line |  |  |  | 1 | 15622762.0823
LCP_Inputs_ON_Electric_Howarth_2023_05_05 | 2020 |  |  | Methane |  | Dispatch-Interconnection | VOM | 0 | WC | ON | CH4 Pipeline |  |  |  | 1 | 0
LCP_Inputs_ON_Electric_Howarth_2023_05_05 | 2020 |  |  | Electricity |  | Dispatch-Interconnection | VOM | 453033.4763 | WC | ON | Electricity Transmission Line |  |  |  | 1 | 453033.4763
LCP_Inputs_ON_Electric_Howarth_2023_05_05 | 2020 |  |  | Hydrogen |  | Dispatch-Interconnection | VOM | 0 | WC | ON | H2 Pipeline - New |  |  |  | 1 | 0
LCP_Inputs_ON_Electric_Howarth_2023_05_05 | 2020 |  |  | Hydrogen |  | Dispatch-Interconnection | VOM | 0 | WC | ON | H2 Pipeline - Repurposed |  |  |  | 1 | 0
LCP_Inputs_ON_Electric_Howarth_2023_05_05 | 2020 |  |  | Methane |  | Dispatch-Intraconnection | VOM | 0 | WC | WC | CH4 Pipeline |  |  |  | 1 | 0
LCP_Inputs_ON_Electric_Howarth_2023_05_05 | 2020 |  |  | Electricity |  | Dispatch-Intraconnection | VOM | 0 | WC | WC | Electricity Transmission Line |  |  |  | 1 | 0
LCP_Inputs_ON_Electric_Howarth_2023_05_05 | 2020 |  |  | Hydrogen |  | Dispatch-Intraconnection | VOM | 0 | WC | WC | H2 Pipeline - New |  |  |  | 1 | 0
LCP_Inputs_ON_Electric_Howarth_2023_05_05 | 2020 |  |  | Hydrogen |  | Dispatch-Intraconnection | VOM | 0 | WC | WC | H2 Pipeline - Repurposed |  |  |  | 1 | 0
LCP_Inputs_ON_Electric_Howarth_2023_05_05 | 2021 |  |  | Methane |  | Dispatch-Intraconnection | VOM | 0 | MI | MI | CH4 Pipeline |  |  |  | 0.96154 | 0
LCP_Inputs_ON_Electric_Howarth_2023_05_05 | 2021 |  |  | Electricity |  | Dispatch-Intraconnection | VOM | 0 | MI | MI | Electricity Transmission Line |  |  |  | 0.96154 | 0
LCP_Inputs_ON_Electric_Howarth_2023_05_05 | 2021 |  |  | Hydrogen |  | Dispatch-Intraconnection | VOM | 0 | MI | MI | H2 Pipeline - New |  |  |  | 0.96154 | 0
LCP_Inputs_ON_Electric_Howarth_2023_05_05 | 2021 |  |  | Hydrogen |  | Dispatch-Intraconnection | VOM | 0 | MI | MI | H2 Pipeline - Repurposed |  |  |  | 0.96154 | 0
LCP_Inputs_ON_Electric_Howarth_2023_05_05 | 2021 |  |  | Methane |  | Dispatch-Interconnection | VOM | 0 | MI | ON | CH4 Pipeline |  |  |  | 0.96154 | 0
LCP_Inputs_ON_Electric_Howarth_2023_05_05 | 2021 |  |  | Electricity |  | Dispatch-Interconnection | VOM | 670622.3732 | MI | ON | Electricity Transmission Line |  |  |  | 0.96154 | 644829.205
LCP_Inputs_ON_Electric_Howarth_2023_05_05 | 2021 |  |  | Hydrogen |  | Dispatch-Interconnection | VOM | 0 | MI | ON | H2 Pipeline - New |  |  |  | 0.96154 | 0
LCP_Inputs_ON_Electric_Howarth_2023_05_05 | 2021 |  |  | Hydrogen |  | Dispatch-Interconnection | VOM | 0 | MI | ON | H2 Pipeline - Repurposed |  |  |  | 0.96154 | 0
LCP_Inputs_ON_Electric_Howarth_2023_05_05 | 2021 |  |  | Electricity |  | Dispatch-Interconnection | VOM | 1598406.6308 | MI | WC | Electricity Transmission Line |  |  |  | 0.96154 | 1536929.4527
LCP_Inputs_ON_Electric_Howarth_2023_05_05 | 2021 |  |  | Methane |  | Dispatch-Intraconnection | VOM | 0 | NY | NY | CH4 Pipeline |  |  |  | 0.96154 | 0
LCP_Inputs_ON_Electric_Howarth_2023_05_05 | 2021 |  |  | Electricity |  | Dispatch-Intraconnection | VOM | 0 | NY | NY | Electricity Transmission Line |  |  |  | 0.96154 | 0
LCP_Inputs_ON_Electric_Howarth_2023_05_05 | 2021 |  |  | Hydrogen |  | Dispatch-Intraconnection | VOM | 0 | NY | NY | H2 Pipeline - New |  |  |  | 0.96154 | 0
LCP_Inputs_ON_Electric_Howarth_2023_05_05 | 2021 |  |  | Hydrogen |  | Dispatch-Intraconnection | VOM | 0 | NY | NY | H2 Pipeline - Repurposed |  |  |  | 0.96154 | 0
LCP_Inputs_ON_Electric_Howarth_2023_05_05 | 2021 |  |  | Methane |  | Dispatch-Interconnection | VOM | 0 | NY | ON | CH4 Pipeline |  |  |  | 0.96154 | 0
LCP_Inputs_ON_Electric_Howarth_2023_05_05 | 2021 |  |  | Electricity |  | Dispatch-Interconnection | VOM | 5679970.3879 | NY | ON | Electricity Transmission Line |  |  |  | 0.96154 | 5461509.9884
LCP_Inputs_ON_Electric_Howarth_2023_05_05 | 2021 |  |  | Hydrogen |  | Dispatch-Interconnection | VOM | 0 | NY | ON | H2 Pipeline - New |  |  |  | 0.96154 | 0
LCP_Inputs_ON_Electric_Howarth_2023_05_05 | 2021 |  |  | Hydrogen |  | Dispatch-Interconnection | VOM | 0 | NY | ON | H2 Pipeline - Repurposed |  |  |  | 0.96154 | 0
LCP_Inputs_ON_Electric_Howarth_2023_05_05 | 2021 |  |  | Electricity |  | Dispatch-Interconnection | VOM | 6651284.2408 | NY | QC | Electricity Transmission Line |  |  |  | 0.96154 | 6395465.6161
LCP_Inputs_ON_Electric_Howarth_2023_05_05 | 2021 |  |  | Methane |  | Dispatch-Interconnection | VOM | 0 | ON | MI | CH4 Pipeline |  |  |  | 0.96154 | 0
LCP_Inputs_ON_Electric_Howarth_2023_05_05 | 2021 |  |  | Electricity |  | Dispatch-Interconnection | VOM | 17070370.1503 | ON | MI | Electricity Transmission Line |  |  |  | 0.96154 | 16413817.4522
LCP_Inputs_ON_Electric_Howarth_2023_05_05 | 2021 |  |  | Hydrogen |  | Dispatch-Interconnection | VOM | 0 | ON | MI | H2 Pipeline - New |  |  |  | 0.96154 | 0
LCP_Inputs_ON_Electric_Howarth_2023_05_05 | 2021 |  |  | Hydrogen |  | Dispatch-Interconnection | VOM | 0 | ON | MI | H2 Pipeline - Repurposed |  |  |  | 0.96154 | 0
LCP_Inputs_ON_Electric_Howarth_2023_05_05 | 2021 |  |  | Methane |  | Dispatch-Interconnection | VOM | 0 | ON | NY | CH4 Pipeline |  |  |  | 0.96154 | 0
LCP_Inputs_ON_Electric_Howarth_2023_05_05 | 2021 |  |  | Electricity |  | Dispatch-Interconnection | VOM | 18415209.0161 | ON | NY | Electricity Transmission Line |  |  |  | 0.96154 | 17706931.7463
LCP_Inputs_ON_Electric_Howarth_2023_05_05 | 2021 |  |  | Hydrogen |  | Dispatch-Interconnection | VOM | 0 | ON | NY | H2 Pipeline - New |  |  |  | 0.96154 | 0
LCP_Inputs_ON_Electric_Howarth_2023_05_05 | 2021 |  |  | Hydrogen |  | Dispatch-Interconnection | VOM | 0 | ON | NY | H2 Pipeline - Repurposed |  |  |  | 0.96154 | 0
LCP_Inputs_ON_Electric_Howarth_2023_05_05 | 2021 |  |  | Methane |  | Dispatch-Intraconnection | VOM | 775556540.7665 | ON | ON | CH4 Pipeline |  |  |  | 0.96154 | 745727443.0447
LCP_Inputs_ON_Electric_Howarth_2023_05_05 | 2021 |  |  | Electricity |  | Dispatch-Intraconnection | VOM | 0 | ON | ON | Electricity Transmission Line |  |  |  | 0.96154 | 0
LCP_Inputs_ON_Electric_Howarth_2023_05_05 | 2021 |  |  | Hydrogen |  | Dispatch-Intraconnection | VOM | 0 | ON | ON | H2 Pipeline - New |  |  |  | 0.96154 | 0
LCP_Inputs_ON_Electric_Howarth_2023_05_05 | 2021 |  |  | Hydrogen |  | Dispatch-Intraconnection | VOM | 0 | ON | ON | H2 Pipeline - Repurposed |  |  |  | 0.96154 | 0
LCP_Inputs_ON_Electric_Howarth_2023_05_05 | 2021 |  |  | Methane |  | Dispatch-Interconnection | VOM | 0 | ON | PJ | CH4 Pipeline |  |  |  | 0.96154 | 0
LCP_Inputs_ON_Electric_Howarth_2023_05_05 | 2021 |  |  | Electricity |  | Dispatch-Interconnection | VOM | 0 | ON | PJ | Electricity Transmission Line |  |  |  | 0.96154 | 0
LCP_Inputs_ON_Electric_Howarth_2023_05_05 | 2021 |  |  | Hydrogen |  | Dispatch-Interconnection | VOM | 0 | ON | PJ | H2 Pipeline - New |  |  |  | 0.96154 | 0
LCP_Inputs_ON_Electric_Howarth_2023_05_05 | 2021 |  |  | Hydrogen |  | Dispatch-Interconnection | VOM | 0 | ON | PJ | H2 Pipeline - Repurposed |  |  |  | 0.96154 | 0
LCP_Inputs_ON_Electric_Howarth_2023_05_05 | 2021 |  |  | Methane |  | Dispatch-Interconnection | VOM | 0 | ON | QC | CH4 Pipeline |  |  |  | 0.96154 | 0
LCP_Inputs_ON_Electric_Howarth_2023_05_05 | 2021 |  |  | Electricity |  | Dispatch-Interconnection | VOM | 3255394.417 | ON | QC | Electricity Transmission Line |  |  |  | 0.96154 | 3130186.9394
LCP_Inputs_ON_Electric_Howarth_2023_05_05 | 2021 |  |  | Hydrogen |  | Dispatch-Interconnection | VOM | 0 | ON | QC | H2 Pipeline - New |  |  |  | 0.96154 | 0
LCP_Inputs_ON_Electric_Howarth_2023_05_05 | 2021 |  |  | Hydrogen |  | Dispatch-Interconnection | VOM | 0 | ON | QC | H2 Pipeline - Repurposed |  |  |  | 0.96154 | 0
LCP_Inputs_ON_Electric_Howarth_2023_05_05 | 2021 |  |  | Methane |  | Dispatch-Interconnection | VOM | 0 | ON | WC | CH4 Pipeline |  |  |  | 0.96154 | 0
LCP_Inputs_ON_Electric_Howarth_2023_05_05 | 2021 |  |  | Electricity |  | Dispatch-Interconnection | VOM | 87663.7689 | ON | WC | Electricity Transmission Line |  |  |  | 0.96154 | 84292.0855
LCP_Inputs_ON_Electric_Howarth_2023_05_05 | 2021 |  |  | Hydrogen |  | Dispatch-Interconnection | VOM | 0 | ON | WC | H2 Pipeline - New |  |  |  | 0.96154 | 0
LCP_Inputs_ON_Electric_Howarth_2023_05_05 | 2021 |  |  | Hydrogen |  | Dispatch-Interconnection | VOM | 0 | ON | WC | H2 Pipeline - Repurposed |  |  |  | 0.96154 | 0
LCP_Inputs_ON_Electric_Howarth_2023_05_05 | 2021 |  |  | Methane |  | Dispatch-Interconnection | VOM | 0 | PJ | ON | CH4 Pipeline |  |  |  | 0.96154 | 0
LCP_Inputs_ON_Electric_Howarth_2023_05_05 | 2021 |  |  | Electricity |  | Dispatch-Interconnection | VOM | 0 | PJ | ON | Electricity Transmission Line |  |  |  | 0.96154 | 0
LCP_Inputs_ON_Electric_Howarth_2023_05_05 | 2021 |  |  | Hydrogen |  | Dispatch-Interconnection | VOM | 0 | PJ | ON | H2 Pipeline - New |  |  |  | 0.96154 | 0
LCP_Inputs_ON_Electric_Howarth_2023_05_05 | 2021 |  |  | Hydrogen |  | Dispatch-Interconnection | VOM | 0 | PJ | ON | H2 Pipeline - Repurposed |  |  |  | 0.96154 | 0
LCP_Inputs_ON_Electric_Howarth_2023_05_05 | 2021 |  |  | Methane |  | Dispatch-Intraconnection | VOM | 0 | PJ | PJ | CH4 Pipeline |  |  |  | 0.96154 | 0
LCP_Inputs_ON_Electric_Howarth_2023_05_05 | 2021 |  |  | Electricity |  | Dispatch-Intraconnection | VOM | 0 | PJ | PJ | Electricity Transmission Line |  |  |  | 0.96154 | 0
LCP_Inputs_ON_Electric_Howarth_2023_05_05 | 2021 |  |  | Hydrogen |  | Dispatch-Intraconnection | VOM | 0 | PJ | PJ | H2 Pipeline - New |  |  |  | 0.96154 | 0
LCP_Inputs_ON_Electric_Howarth_2023_05_05 | 2021 |  |  | Hydrogen |  | Dispatch-Intraconnection | VOM | 0 | PJ | PJ | H2 Pipeline - Repurposed |  |  |  | 0.96154 | 0
LCP_Inputs_ON_Electric_Howarth_2023_05_05 | 2021 |  |  | Electricity |  | Dispatch-Interconnection | VOM | 64147633.0874 | QC | NY | Electricity Transmission Line |  |  |  | 0.96154 | 61680416.4302
LCP_Inputs_ON_Electric_Howarth_2023_05_05 | 2021 |  |  | Methane |  | Dispatch-Interconnection | VOM | 0 | QC | ON | CH4 Pipeline |  |  |  | 0.96154 | 0
LCP_Inputs_ON_Electric_Howarth_2023_05_05 | 2021 |  |  | Electricity |  | Dispatch-Interconnection | VOM | 6023844.3192 | QC | ON | Electricity Transmission Line |  |  |  | 0.96154 | 5792157.9993
LCP_Inputs_ON_Electric_Howarth_2023_05_05 | 2021 |  |  | Hydrogen |  | Dispatch-Interconnection | VOM | 0 | QC | ON | H2 Pipeline - New |  |  |  | 0.96154 | 0
LCP_Inputs_ON_Electric_Howarth_2023_05_05 | 2021 |  |  | Hydrogen |  | Dispatch-Interconnection | VOM | 0 | QC | ON | H2 Pipeline - Repurposed |  |  |  | 0.96154 | 0
LCP_Inputs_ON_Electric_Howarth_2023_05_05 | 2021 |  |  | Methane |  | Dispatch-Intraconnection | VOM | 0 | QC | QC | CH4 Pipeline |  |  |  | 0.96154 | 0
LCP_Inputs_ON_Electric_Howarth_2023_05_05 | 2021 |  |  | Electricity |  | Dispatch-Intraconnection | VOM | 0 | QC | QC | Electricity Transmission Line |  |  |  | 0.96154 | 0
LCP_Inputs_ON_Electric_Howarth_2023_05_05 | 2021 |  |  | Hydrogen |  | Dispatch-Intraconnection | VOM | 0 | QC | QC | H2 Pipeline - New |  |  |  | 0.96154 | 0
LCP_Inputs_ON_Electric_Howarth_2023_05_05 | 2021 |  |  | Hydrogen |  | Dispatch-Intraconnection | VOM | 0 | QC | QC | H2 Pipeline - Repurposed |  |  |  | 0.96154 | 0
LCP_Inputs_ON_Electric_Howarth_2023_05_05 | 2021 |  |  | Electricity |  | Dispatch-Interconnection | VOM | 15622762.0823 | WC | MI | Electricity Transmission Line |  |  |  | 0.96154 | 15021886.6176
LCP_Inputs_ON_Electric_Howarth_2023_05_05 | 2021 |  |  | Methane |  | Dispatch-Interconnection | VOM | 0 | WC | ON | CH4 Pipeline |  |  |  | 0.96154 | 0
LCP_Inputs_ON_Electric_Howarth_2023_05_05 | 2021 |  |  | Electricity |  | Dispatch-Interconnection | VOM | 453033.4763 | WC | ON | Electricity Transmission Line |  |  |  | 0.96154 | 435609.1118
LCP_Inputs_ON_Electric_Howarth_2023_05_05 | 2021 |  |  | Hydrogen |  | Dispatch-Interconnection | VOM | 0 | WC | ON | H2 Pipeline - New |  |  |  | 0.96154 | 0
LCP_Inputs_ON_Electric_Howarth_2023_05_05 | 2021 |  |  | Hydrogen |  | Dispatch-Interconnection | VOM | 0 | WC | ON | H2 Pipeline - Repurposed |  |  |  | 0.96154 | 0
LCP_Inputs_ON_Electric_Howarth_2023_05_05 | 2021 |  |  | Methane |  | Dispatch-Intraconnection | VOM | 0 | WC | WC | CH4 Pipeline |  |  |  | 0.96154 | 0
LCP_Inputs_ON_Electric_Howarth_2023_05_05 | 2021 |  |  | Electricity |  | Dispatch-Intraconnection | VOM | 0 | WC | WC | Electricity Transmission Line |  |  |  | 0.96154 | 0
LCP_Inputs_ON_Electric_Howarth_2023_05_05 | 2021 |  |  | Hydrogen |  | Dispatch-Intraconnection | VOM | 0 | WC | WC | H2 Pipeline - New |  |  |  | 0.96154 | 0
LCP_Inputs_ON_Electric_Howarth_2023_05_05 | 2021 |  |  | Hydrogen |  | Dispatch-Intraconnection | VOM | 0 | WC | WC | H2 Pipeline - Repurposed |  |  |  | 0.96154 | 0
LCP_Inputs_ON_Electric_Howarth_2023_05_05 | 2022 |  |  | Methane |  | Dispatch-Intraconnection | VOM | 0 | MI | MI | CH4 Pipeline |  |  |  | 0.92456 | 0
LCP_Inputs_ON_Electric_Howarth_2023_05_05 | 2022 |  |  | Electricity |  | Dispatch-Intraconnection | VOM | 0 | MI | MI | Electricity Transmission Line |  |  |  | 0.92456 | 0
LCP_Inputs_ON_Electric_Howarth_2023_05_05 | 2022 |  |  | Hydrogen |  | Dispatch-Intraconnection | VOM | 0 | MI | MI | H2 Pipeline - New |  |  |  | 0.92456 | 0
LCP_Inputs_ON_Electric_Howarth_2023_05_05 | 2022 |  |  | Hydrogen |  | Dispatch-Intraconnection | VOM | 0 | MI | MI | H2 Pipeline - Repurposed |  |  |  | 0.92456 | 0
LCP_Inputs_ON_Electric_Howarth_2023_05_05 | 2022 |  |  | Methane |  | Dispatch-Interconnection | VOM | 0 | MI | ON | CH4 Pipeline |  |  |  | 0.92456 | 0
LCP_Inputs_ON_Electric_Howarth_2023_05_05 | 2022 |  |  | Electricity |  | Dispatch-Interconnection | VOM | 670622.3732 | MI | ON | Electricity Transmission Line |  |  |  | 0.92456 | 620028.0817
LCP_Inputs_ON_Electric_Howarth_2023_05_05 | 2022 |  |  | Hydrogen |  | Dispatch-Interconnection | VOM | 0 | MI | ON | H2 Pipeline - New |  |  |  | 0.92456 | 0
LCP_Inputs_ON_Electric_Howarth_2023_05_05 | 2022 |  |  | Hydrogen |  | Dispatch-Interconnection | VOM | 0 | MI | ON | H2 Pipeline - Repurposed |  |  |  | 0.92456 | 0
LCP_Inputs_ON_Electric_Howarth_2023_05_05 | 2022 |  |  | Electricity |  | Dispatch-Interconnection | VOM | 1598406.6308 | MI | WC | Electricity Transmission Line |  |  |  | 0.92456 | 1477816.7814
LCP_Inputs_ON_Electric_Howarth_2023_05_05 | 2022 |  |  | Methane |  | Dispatch-Intraconnection | VOM | 0 | NY | NY | CH4 Pipeline |  |  |  | 0.92456 | 0
LCP_Inputs_ON_Electric_Howarth_2023_05_05 | 2022 |  |  | Electricity |  | Dispatch-Intraconnection | VOM | 0 | NY | NY | Electricity Transmission Line |  |  |  | 0.92456 | 0
LCP_Inputs_ON_Electric_Howarth_2023_05_05 | 2022 |  |  | Hydrogen |  | Dispatch-Intraconnection | VOM | 0 | NY | NY | H2 Pipeline - New |  |  |  | 0.92456 | 0
LCP_Inputs_ON_Electric_Howarth_2023_05_05 | 2022 |  |  | Hydrogen |  | Dispatch-Intraconnection | VOM | 0 | NY | NY | H2 Pipeline - Repurposed |  |  |  | 0.92456 | 0
LCP_Inputs_ON_Electric_Howarth_2023_05_05 | 2022 |  |  | Methane |  | Dispatch-Interconnection | VOM | 0 | NY | ON | CH4 Pipeline |  |  |  | 0.92456 | 0
LCP_Inputs_ON_Electric_Howarth_2023_05_05 | 2022 |  |  | Electricity |  | Dispatch-Interconnection | VOM | 5679970.3879 | NY | ON | Electricity Transmission Line |  |  |  | 0.92456 | 5251451.9119
LCP_Inputs_ON_Electric_Howarth_2023_05_05 | 2022 |  |  | Hydrogen |  | Dispatch-Interconnection | VOM | 0 | NY | ON | H2 Pipeline - New |  |  |  | 0.92456 | 0
LCP_Inputs_ON_Electric_Howarth_2023_05_05 | 2022 |  |  | Hydrogen |  | Dispatch-Interconnection | VOM | 0 | NY | ON | H2 Pipeline - Repurposed |  |  |  | 0.92456 | 0
LCP_Inputs_ON_Electric_Howarth_2023_05_05 | 2022 |  |  | Electricity |  | Dispatch-Interconnection | VOM | 6651284.2408 | NY | QC | Electricity Transmission Line |  |  |  | 0.92456 | 6149486.1693
LCP_Inputs_ON_Electric_Howarth_2023_05_05 | 2022 |  |  | Methane |  | Dispatch-Interconnection | VOM | 0 | ON | MI | CH4 Pipeline |  |  |  | 0.92456 | 0
LCP_Inputs_ON_Electric_Howarth_2023_05_05 | 2022 |  |  | Electricity |  | Dispatch-Interconnection | VOM | 17070370.1503 | ON | MI | Electricity Transmission Line |  |  |  | 0.92456 | 15782516.781
LCP_Inputs_ON_Electric_Howarth_2023_05_05 | 2022 |  |  | Hydrogen |  | Dispatch-Interconnection | VOM | 0 | ON | MI | H2 Pipeline - New |  |  |  | 0.92456 | 0
LCP_Inputs_ON_Electric_Howarth_2023_05_05 | 2022 |  |  | Hydrogen |  | Dispatch-Interconnection | VOM | 0 | ON | MI | H2 Pipeline - Repurposed |  |  |  | 0.92456 | 0
LCP_Inputs_ON_Electric_Howarth_2023_05_05 | 2022 |  |  | Methane |  | Dispatch-Interconnection | VOM | 0 | ON | NY | CH4 Pipeline |  |  |  | 0.92456 | 0
LCP_Inputs_ON_Electric_Howarth_2023_05_05 | 2022 |  |  | Electricity |  | Dispatch-Interconnection | VOM | 18415209.0161 | ON | NY | Electricity Transmission Line |  |  |  | 0.92456 | 17025895.9099
LCP_Inputs_ON_Electric_Howarth_2023_05_05 | 2022 |  |  | Hydrogen |  | Dispatch-Interconnection | VOM | 0 | ON | NY | H2 Pipeline - New |  |  |  | 0.92456 | 0
LCP_Inputs_ON_Electric_Howarth_2023_05_05 | 2022 |  |  | Hydrogen |  | Dispatch-Interconnection | VOM | 0 | ON | NY | H2 Pipeline - Repurposed |  |  |  | 0.92456 | 0
LCP_Inputs_ON_Electric_Howarth_2023_05_05 | 2022 |  |  | Methane |  | Dispatch-Intraconnection | VOM | 775556540.7665 | ON | ON | CH4 Pipeline |  |  |  | 0.92456 | 717045618.3123
LCP_Inputs_ON_Electric_Howarth_2023_05_05 | 2022 |  |  | Electricity |  | Dispatch-Intraconnection | VOM | 0 | ON | ON | Electricity Transmission Line |  |  |  | 0.92456 | 0
LCP_Inputs_ON_Electric_Howarth_2023_05_05 | 2022 |  |  | Hydrogen |  | Dispatch-Intraconnection | VOM | 0 | ON | ON | H2 Pipeline - New |  |  |  | 0.92456 | 0
LCP_Inputs_ON_Electric_Howarth_2023_05_05 | 2022 |  |  | Hydrogen |  | Dispatch-Intraconnection | VOM | 0 | ON | ON | H2 Pipeline - Repurposed |  |  |  | 0.92456 | 0
LCP_Inputs_ON_Electric_Howarth_2023_05_05 | 2022 |  |  | Methane |  | Dispatch-Interconnection | VOM | 0 | ON | PJ | CH4 Pipeline |  |  |  | 0.92456 | 0
LCP_Inputs_ON_Electric_Howarth_2023_05_05 | 2022 |  |  | Electricity |  | Dispatch-Interconnection | VOM | 0 | ON | PJ | Electricity Transmission Line |  |  |  | 0.92456 | 0
LCP_Inputs_ON_Electric_Howarth_2023_05_05 | 2022 |  |  | Hydrogen |  | Dispatch-Interconnection | VOM | 0 | ON | PJ | H2 Pipeline - New |  |  |  | 0.92456 | 0
LCP_Inputs_ON_Electric_Howarth_2023_05_05 | 2022 |  |  | Hydrogen |  | Dispatch-Interconnection | VOM | 0 | ON | PJ | H2 Pipeline - Repurposed |  |  |  | 0.92456 | 0
LCP_Inputs_ON_Electric_Howarth_2023_05_05 | 2022 |  |  | Methane |  | Dispatch-Interconnection | VOM | 0 | ON | QC | CH4 Pipeline |  |  |  | 0.92456 | 0
LCP_Inputs_ON_Electric_Howarth_2023_05_05 | 2022 |  |  | Electricity |  | Dispatch-Interconnection | VOM | 3255394.417 | ON | QC | Electricity Transmission Line |  |  |  | 0.92456 | 3009795.134
LCP_Inputs_ON_Electric_Howarth_2023_05_05 | 2022 |  |  | Hydrogen |  | Dispatch-Interconnection | VOM | 0 | ON | QC | H2 Pipeline - New |  |  |  | 0.92456 | 0
LCP_Inputs_ON_Electric_Howarth_2023_05_05 | 2022 |  |  | Hydrogen |  | Dispatch-Interconnection | VOM | 0 | ON | QC | H2 Pipeline - Repurposed |  |  |  | 0.92456 | 0
LCP_Inputs_ON_Electric_Howarth_2023_05_05 | 2022 |  |  | Methane |  | Dispatch-Interconnection | VOM | 0 | ON | WC | CH4 Pipeline |  |  |  | 0.92456 | 0
LCP_Inputs_ON_Electric_Howarth_2023_05_05 | 2022 |  |  | Electricity |  | Dispatch-Interconnection | VOM | 87663.7689 | ON | WC | Electricity Transmission Line |  |  |  | 0.92456 | 81050.0822
LCP_Inputs_ON_Electric_Howarth_2023_05_05 | 2022 |  |  | Hydrogen |  | Dispatch-Interconnection | VOM | 0 | ON | WC | H2 Pipeline - New |  |  |  | 0.92456 | 0
LCP_Inputs_ON_Electric_Howarth_2023_05_05 | 2022 |  |  | Hydrogen |  | Dispatch-Interconnection | VOM | 0 | ON | WC | H2 Pipeline - Repurposed |  |  |  | 0.92456 | 0
LCP_Inputs_ON_Electric_Howarth_2023_05_05 | 2022 |  |  | Methane |  | Dispatch-Interconnection | VOM | 0 | PJ | ON | CH4 Pipeline |  |  |  | 0.92456 | 0
LCP_Inputs_ON_Electric_Howarth_2023_05_05 | 2022 |  |  | Electricity |  | Dispatch-Interconnection | VOM | 0 | PJ | ON | Electricity Transmission Line |  |  |  | 0.92456 | 0
LCP_Inputs_ON_Electric_Howarth_2023_05_05 | 2022 |  |  | Hydrogen |  | Dispatch-Interconnection | VOM | 0 | PJ | ON | H2 Pipeline - New |  |  |  | 0.92456 | 0
LCP_Inputs_ON_Electric_Howarth_2023_05_05 | 2022 |  |  | Hydrogen |  | Dispatch-Interconnection | VOM | 0 | PJ | ON | H2 Pipeline - Repurposed |  |  |  | 0.92456 | 0
LCP_Inputs_ON_Electric_Howarth_2023_05_05 | 2022 |  |  | Methane |  | Dispatch-Intraconnection | VOM | 0 | PJ | PJ | CH4 Pipeline |  |  |  | 0.92456 | 0
LCP_Inputs_ON_Electric_Howarth_2023_05_05 | 2022 |  |  | Electricity |  | Dispatch-Intraconnection | VOM | 0 | PJ | PJ | Electricity Transmission Line |  |  |  | 0.92456 | 0
LCP_Inputs_ON_Electric_Howarth_2023_05_05 | 2022 |  |  | Hydrogen |  | Dispatch-Intraconnection | VOM | 0 | PJ | PJ | H2 Pipeline - New |  |  |  | 0.92456 | 0
LCP_Inputs_ON_Electric_Howarth_2023_05_05 | 2022 |  |  | Hydrogen |  | Dispatch-Intraconnection | VOM | 0 | PJ | PJ | H2 Pipeline - Repurposed |  |  |  | 0.92456 | 0
LCP_Inputs_ON_Electric_Howarth_2023_05_05 | 2022 |  |  | Electricity |  | Dispatch-Interconnection | VOM | 64147633.0874 | QC | NY | Electricity Transmission Line |  |  |  | 0.92456 | 59308092.7213
LCP_Inputs_ON_Electric_Howarth_2023_05_05 | 2022 |  |  | Methane |  | Dispatch-Interconnection | VOM | 0 | QC | ON | CH4 Pipeline |  |  |  | 0.92456 | 0
LCP_Inputs_ON_Electric_Howarth_2023_05_05 | 2022 |  |  | Electricity |  | Dispatch-Interconnection | VOM | 6023844.3192 | QC | ON | Electricity Transmission Line |  |  |  | 0.92456 | 5569382.6916
LCP_Inputs_ON_Electric_Howarth_2023_05_05 | 2022 |  |  | Hydrogen |  | Dispatch-Interconnection | VOM | 0 | QC | ON | H2 Pipeline - New |  |  |  | 0.92456 | 0
LCP_Inputs_ON_Electric_Howarth_2023_05_05 | 2022 |  |  | Hydrogen |  | Dispatch-Interconnection | VOM | 0 | QC | ON | H2 Pipeline - Repurposed |  |  |  | 0.92456 | 0
LCP_Inputs_ON_Electric_Howarth_2023_05_05 | 2022 |  |  | Methane |  | Dispatch-Intraconnection | VOM | 0 | QC | QC | CH4 Pipeline |  |  |  | 0.92456 | 0
LCP_Inputs_ON_Electric_Howarth_2023_05_05 | 2022 |  |  | Electricity |  | Dispatch-Intraconnection | VOM | 0 | QC | QC | Electricity Transmission Line |  |  |  | 0.92456 | 0
LCP_Inputs_ON_Electric_Howarth_2023_05_05 | 2022 |  |  | Hydrogen |  | Dispatch-Intraconnection | VOM | 0 | QC | QC | H2 Pipeline - New |  |  |  | 0.92456 | 0
LCP_Inputs_ON_Electric_Howarth_2023_05_05 | 2022 |  |  | Hydrogen |  | Dispatch-Intraconnection | VOM | 0 | QC | QC | H2 Pipeline - Repurposed |  |  |  | 0.92456 | 0
LCP_Inputs_ON_Electric_Howarth_2023_05_05 | 2022 |  |  | Electricity |  | Dispatch-Interconnection | VOM | 15622762.0823 | WC | MI | Electricity Transmission Line |  |  |  | 0.92456 | 14444121.7477
LCP_Inputs_ON_Electric_Howarth_2023_05_05 | 2022 |  |  | Methane |  | Dispatch-Interconnection | VOM | 0 | WC | ON | CH4 Pipeline |  |  |  | 0.92456 | 0
LCP_Inputs_ON_Electric_Howarth_2023_05_05 | 2022 |  |  | Electricity |  | Dispatch-Interconnection | VOM | 453033.4763 | WC | ON | Electricity Transmission Line |  |  |  | 0.92456 | 418854.9152
LCP_Inputs_ON_Electric_Howarth_2023_05_05 | 2022 |  |  | Hydrogen |  | Dispatch-Interconnection | VOM | 0 | WC | ON | H2 Pipeline - New |  |  |  | 0.92456 | 0
LCP_Inputs_ON_Electric_Howarth_2023_05_05 | 2022 |  |  | Hydrogen |  | Dispatch-Interconnection | VOM | 0 | WC | ON | H2 Pipeline - Repurposed |  |  |  | 0.92456 | 0
LCP_Inputs_ON_Electric_Howarth_2023_05_05 | 2022 |  |  | Methane |  | Dispatch-Intraconnection | VOM | 0 | WC | WC | CH4 Pipeline |  |  |  | 0.92456 | 0
LCP_Inputs_ON_Electric_Howarth_2023_05_05 | 2022 |  |  | Electricity |  | Dispatch-Intraconnection | VOM | 0 | WC | WC | Electricity Transmission Line |  |  |  | 0.92456 | 0
LCP_Inputs_ON_Electric_Howarth_2023_05_05 | 2022 |  |  | Hydrogen |  | Dispatch-Intraconnection | VOM | 0 | WC | WC | H2 Pipeline - New |  |  |  | 0.92456 | 0
LCP_Inputs_ON_Electric_Howarth_2023_05_05 | 2022 |  |  | Hydrogen |  | Dispatch-Intraconnection | VOM | 0 | WC | WC | H2 Pipeline - Repurposed |  |  |  | 0.92456 | 0
LCP_Inputs_ON_Electric_Howarth_2023_05_05 | 2023 |  |  | Methane |  | Dispatch-Intraconnection | VOM | 0 | MI | MI | CH4 Pipeline |  |  |  | 0.889 | 0
LCP_Inputs_ON_Electric_Howarth_2023_05_05 | 2023 |  |  | Electricity |  | Dispatch-Intraconnection | VOM | 0 | MI | MI | Electricity Transmission Line |  |  |  | 0.889 | 0
LCP_Inputs_ON_Electric_Howarth_2023_05_05 | 2023 |  |  | Hydrogen |  | Dispatch-Intraconnection | VOM | 0 | MI | MI | H2 Pipeline - New |  |  |  | 0.889 | 0
LCP_Inputs_ON_Electric_Howarth_2023_05_05 | 2023 |  |  | Hydrogen |  | Dispatch-Intraconnection | VOM | 0 | MI | MI | H2 Pipeline - Repurposed |  |  |  | 0.889 | 0
LCP_Inputs_ON_Electric_Howarth_2023_05_05 | 2023 |  |  | Methane |  | Dispatch-Interconnection | VOM | 0 | MI | ON | CH4 Pipeline |  |  |  | 0.889 | 0
LCP_Inputs_ON_Electric_Howarth_2023_05_05 | 2023 |  |  | Electricity |  | Dispatch-Interconnection | VOM | 670622.3732 | MI | ON | Electricity Transmission Line |  |  |  | 0.889 | 596180.8478
LCP_Inputs_ON_Electric_Howarth_2023_05_05 | 2023 |  |  | Hydrogen |  | Dispatch-Interconnection | VOM | 0 | MI | ON | H2 Pipeline - New |  |  |  | 0.889 | 0
LCP_Inputs_ON_Electric_Howarth_2023_05_05 | 2023 |  |  | Hydrogen |  | Dispatch-Interconnection | VOM | 0 | MI | ON | H2 Pipeline - Repurposed |  |  |  | 0.889 | 0
LCP_Inputs_ON_Electric_Howarth_2023_05_05 | 2023 |  |  | Electricity |  | Dispatch-Interconnection | VOM | 1598406.6308 | MI | WC | Electricity Transmission Line |  |  |  | 0.889 | 1420977.6744
LCP_Inputs_ON_Electric_Howarth_2023_05_05 | 2023 |  |  | Methane |  | Dispatch-Intraconnection | VOM | 0 | NY | NY | CH4 Pipeline |  |  |  | 0.889 | 0
LCP_Inputs_ON_Electric_Howarth_2023_05_05 | 2023 |  |  | Electricity |  | Dispatch-Intraconnection | VOM | 0 | NY | NY | Electricity Transmission Line |  |  |  | 0.889 | 0
LCP_Inputs_ON_Electric_Howarth_2023_05_05 | 2023 |  |  | Hydrogen |  | Dispatch-Intraconnection | VOM | 0 | NY | NY | H2 Pipeline - New |  |  |  | 0.889 | 0
LCP_Inputs_ON_Electric_Howarth_2023_05_05 | 2023 |  |  | Hydrogen |  | Dispatch-Intraconnection | VOM | 0 | NY | NY | H2 Pipeline - Repurposed |  |  |  | 0.889 | 0
LCP_Inputs_ON_Electric_Howarth_2023_05_05 | 2023 |  |  | Methane |  | Dispatch-Interconnection | VOM | 0 | NY | ON | CH4 Pipeline |  |  |  | 0.889 | 0
LCP_Inputs_ON_Electric_Howarth_2023_05_05 | 2023 |  |  | Electricity |  | Dispatch-Interconnection | VOM | 5679970.3879 | NY | ON | Electricity Transmission Line |  |  |  | 0.889 | 5049472.9922
LCP_Inputs_ON_Electric_Howarth_2023_05_05 | 2023 |  |  | Hydrogen |  | Dispatch-Interconnection | VOM | 0 | NY | ON | H2 Pipeline - New |  |  |  | 0.889 | 0
LCP_Inputs_ON_Electric_Howarth_2023_05_05 | 2023 |  |  | Hydrogen |  | Dispatch-Interconnection | VOM | 0 | NY | ON | H2 Pipeline - Repurposed |  |  |  | 0.889 | 0
LCP_Inputs_ON_Electric_Howarth_2023_05_05 | 2023 |  |  | Electricity |  | Dispatch-Interconnection | VOM | 6651284.2408 | NY | QC | Electricity Transmission Line |  |  |  | 0.889 | 5912967.4705
LCP_Inputs_ON_Electric_Howarth_2023_05_05 | 2023 |  |  | Methane |  | Dispatch-Interconnection | VOM | 0 | ON | MI | CH4 Pipeline |  |  |  | 0.889 | 0
LCP_Inputs_ON_Electric_Howarth_2023_05_05 | 2023 |  |  | Electricity |  | Dispatch-Interconnection | VOM | 17070370.1503 | ON | MI | Electricity Transmission Line |  |  |  | 0.889 | 15175496.9048
LCP_Inputs_ON_Electric_Howarth_2023_05_05 | 2023 |  |  | Hydrogen |  | Dispatch-Interconnection | VOM | 0 | ON | MI | H2 Pipeline - New |  |  |  | 0.889 | 0
LCP_Inputs_ON_Electric_Howarth_2023_05_05 | 2023 |  |  | Hydrogen |  | Dispatch-Interconnection | VOM | 0 | ON | MI | H2 Pipeline - Repurposed |  |  |  | 0.889 | 0
LCP_Inputs_ON_Electric_Howarth_2023_05_05 | 2023 |  |  | Methane |  | Dispatch-Interconnection | VOM | 0 | ON | NY | CH4 Pipeline |  |  |  | 0.889 | 0
LCP_Inputs_ON_Electric_Howarth_2023_05_05 | 2023 |  |  | Electricity |  | Dispatch-Interconnection | VOM | 18415209.0161 | ON | NY | Electricity Transmission Line |  |  |  | 0.889 | 16371053.7595
LCP_Inputs_ON_Electric_Howarth_2023_05_05 | 2023 |  |  | Hydrogen |  | Dispatch-Interconnection | VOM | 0 | ON | NY | H2 Pipeline - New |  |  |  | 0.889 | 0
LCP_Inputs_ON_Electric_Howarth_2023_05_05 | 2023 |  |  | Hydrogen |  | Dispatch-Interconnection | VOM | 0 | ON | NY | H2 Pipeline - Repurposed |  |  |  | 0.889 | 0
LCP_Inputs_ON_Electric_Howarth_2023_05_05 | 2023 |  |  | Methane |  | Dispatch-Intraconnection | VOM | 775556540.7665 | ON | ON | CH4 Pipeline |  |  |  | 0.889 | 689466940.6849
LCP_Inputs_ON_Electric_Howarth_2023_05_05 | 2023 |  |  | Electricity |  | Dispatch-Intraconnection | VOM | 0 | ON | ON | Electricity Transmission Line |  |  |  | 0.889 | 0
LCP_Inputs_ON_Electric_Howarth_2023_05_05 | 2023 |  |  | Hydrogen |  | Dispatch-Intraconnection | VOM | 0 | ON | ON | H2 Pipeline - New |  |  |  | 0.889 | 0
LCP_Inputs_ON_Electric_Howarth_2023_05_05 | 2023 |  |  | Hydrogen |  | Dispatch-Intraconnection | VOM | 0 | ON | ON | H2 Pipeline - Repurposed |  |  |  | 0.889 | 0
LCP_Inputs_ON_Electric_Howarth_2023_05_05 | 2023 |  |  | Methane |  | Dispatch-Interconnection | VOM | 0 | ON | PJ | CH4 Pipeline |  |  |  | 0.889 | 0
LCP_Inputs_ON_Electric_Howarth_2023_05_05 | 2023 |  |  | Electricity |  | Dispatch-Interconnection | VOM | 0 | ON | PJ | Electricity Transmission Line |  |  |  | 0.889 | 0
LCP_Inputs_ON_Electric_Howarth_2023_05_05 | 2023 |  |  | Hydrogen |  | Dispatch-Interconnection | VOM | 0 | ON | PJ | H2 Pipeline - New |  |  |  | 0.889 | 0
LCP_Inputs_ON_Electric_Howarth_2023_05_05 | 2023 |  |  | Hydrogen |  | Dispatch-Interconnection | VOM | 0 | ON | PJ | H2 Pipeline - Repurposed |  |  |  | 0.889 | 0
LCP_Inputs_ON_Electric_Howarth_2023_05_05 | 2023 |  |  | Methane |  | Dispatch-Interconnection | VOM | 0 | ON | QC | CH4 Pipeline |  |  |  | 0.889 | 0
LCP_Inputs_ON_Electric_Howarth_2023_05_05 | 2023 |  |  | Electricity |  | Dispatch-Interconnection | VOM | 3255394.417 | ON | QC | Electricity Transmission Line |  |  |  | 0.889 | 2894033.7827
LCP_Inputs_ON_Electric_Howarth_2023_05_05 | 2023 |  |  | Hydrogen |  | Dispatch-Interconnection | VOM | 0 | ON | QC | H2 Pipeline - New |  |  |  | 0.889 | 0
LCP_Inputs_ON_Electric_Howarth_2023_05_05 | 2023 |  |  | Hydrogen |  | Dispatch-Interconnection | VOM | 0 | ON | QC | H2 Pipeline - Repurposed |  |  |  | 0.889 | 0
LCP_Inputs_ON_Electric_Howarth_2023_05_05 | 2023 |  |  | Methane |  | Dispatch-Interconnection | VOM | 0 | ON | WC | CH4 Pipeline |  |  |  | 0.889 | 0
LCP_Inputs_ON_Electric_Howarth_2023_05_05 | 2023 |  |  | Electricity |  | Dispatch-Interconnection | VOM | 87663.7689 | ON | WC | Electricity Transmission Line |  |  |  | 0.889 | 77932.7713
LCP_Inputs_ON_Electric_Howarth_2023_05_05 | 2023 |  |  | Hydrogen |  | Dispatch-Interconnection | VOM | 0 | ON | WC | H2 Pipeline - New |  |  |  | 0.889 | 0
LCP_Inputs_ON_Electric_Howarth_2023_05_05 | 2023 |  |  | Hydrogen |  | Dispatch-Interconnection | VOM | 0 | ON | WC | H2 Pipeline - Repurposed |  |  |  | 0.889 | 0
LCP_Inputs_ON_Electric_Howarth_2023_05_05 | 2023 |  |  | Methane |  | Dispatch-Interconnection | VOM | 0 | PJ | ON | CH4 Pipeline |  |  |  | 0.889 | 0
LCP_Inputs_ON_Electric_Howarth_2023_05_05 | 2023 |  |  | Electricity |  | Dispatch-Interconnection | VOM | 0 | PJ | ON | Electricity Transmission Line |  |  |  | 0.889 | 0
LCP_Inputs_ON_Electric_Howarth_2023_05_05 | 2023 |  |  | Hydrogen |  | Dispatch-Interconnection | VOM | 0 | PJ | ON | H2 Pipeline - New |  |  |  | 0.889 | 0
LCP_Inputs_ON_Electric_Howarth_2023_05_05 | 2023 |  |  | Hydrogen |  | Dispatch-Interconnection | VOM | 0 | PJ | ON | H2 Pipeline - Repurposed |  |  |  | 0.889 | 0
LCP_Inputs_ON_Electric_Howarth_2023_05_05 | 2023 |  |  | Methane |  | Dispatch-Intraconnection | VOM | 0 | PJ | PJ | CH4 Pipeline |  |  |  | 0.889 | 0
LCP_Inputs_ON_Electric_Howarth_2023_05_05 | 2023 |  |  | Electricity |  | Dispatch-Intraconnection | VOM | 0 | PJ | PJ | Electricity Transmission Line |  |  |  | 0.889 | 0
LCP_Inputs_ON_Electric_Howarth_2023_05_05 | 2023 |  |  | Hydrogen |  | Dispatch-Intraconnection | VOM | 0 | PJ | PJ | H2 Pipeline - New |  |  |  | 0.889 | 0
LCP_Inputs_ON_Electric_Howarth_2023_05_05 | 2023 |  |  | Hydrogen |  | Dispatch-Intraconnection | VOM | 0 | PJ | PJ | H2 Pipeline - Repurposed |  |  |  | 0.889 | 0
LCP_Inputs_ON_Electric_Howarth_2023_05_05 | 2023 |  |  | Electricity |  | Dispatch-Interconnection | VOM | 64147633.0874 | QC | NY | Electricity Transmission Line |  |  |  | 0.889 | 57027012.2321
LCP_Inputs_ON_Electric_Howarth_2023_05_05 | 2023 |  |  | Methane |  | Dispatch-Interconnection | VOM | 0 | QC | ON | CH4 Pipeline |  |  |  | 0.889 | 0
LCP_Inputs_ON_Electric_Howarth_2023_05_05 | 2023 |  |  | Electricity |  | Dispatch-Interconnection | VOM | 6023844.3192 | QC | ON | Electricity Transmission Line |  |  |  | 0.889 | 5355175.665
LCP_Inputs_ON_Electric_Howarth_2023_05_05 | 2023 |  |  | Hydrogen |  | Dispatch-Interconnection | VOM | 0 | QC | ON | H2 Pipeline - New |  |  |  | 0.889 | 0
LCP_Inputs_ON_Electric_Howarth_2023_05_05 | 2023 |  |  | Hydrogen |  | Dispatch-Interconnection | VOM | 0 | QC | ON | H2 Pipeline - Repurposed |  |  |  | 0.889 | 0
LCP_Inputs_ON_Electric_Howarth_2023_05_05 | 2023 |  |  | Methane |  | Dispatch-Intraconnection | VOM | 0 | QC | QC | CH4 Pipeline |  |  |  | 0.889 | 0
LCP_Inputs_ON_Electric_Howarth_2023_05_05 | 2023 |  |  | Electricity |  | Dispatch-Intraconnection | VOM | 0 | QC | QC | Electricity Transmission Line |  |  |  | 0.889 | 0
LCP_Inputs_ON_Electric_Howarth_2023_05_05 | 2023 |  |  | Hydrogen |  | Dispatch-Intraconnection | VOM | 0 | QC | QC | H2 Pipeline - New |  |  |  | 0.889 | 0
LCP_Inputs_ON_Electric_Howarth_2023_05_05 | 2023 |  |  | Hydrogen |  | Dispatch-Intraconnection | VOM | 0 | QC | QC | H2 Pipeline - Repurposed |  |  |  | 0.889 | 0
LCP_Inputs_ON_Electric_Howarth_2023_05_05 | 2023 |  |  | Electricity |  | Dispatch-Interconnection | VOM | 15622762.0823 | WC | MI | Electricity Transmission Line |  |  |  | 0.889 | 13888578.6035
LCP_Inputs_ON_Electric_Howarth_2023_05_05 | 2023 |  |  | Methane |  | Dispatch-Interconnection | VOM | 0 | WC | ON | CH4 Pipeline |  |  |  | 0.889 | 0
LCP_Inputs_ON_Electric_Howarth_2023_05_05 | 2023 |  |  | Electricity |  | Dispatch-Interconnection | VOM | 453033.4763 | WC | ON | Electricity Transmission Line |  |  |  | 0.889 | 402745.1108
LCP_Inputs_ON_Electric_Howarth_2023_05_05 | 2023 |  |  | Hydrogen |  | Dispatch-Interconnection | VOM | 0 | WC | ON | H2 Pipeline - New |  |  |  | 0.889 | 0
LCP_Inputs_ON_Electric_Howarth_2023_05_05 | 2023 |  |  | Hydrogen |  | Dispatch-Interconnection | VOM | 0 | WC | ON | H2 Pipeline - Repurposed |  |  |  | 0.889 | 0
LCP_Inputs_ON_Electric_Howarth_2023_05_05 | 2023 |  |  | Methane |  | Dispatch-Intraconnection | VOM | 0 | WC | WC | CH4 Pipeline |  |  |  | 0.889 | 0
LCP_Inputs_ON_Electric_Howarth_2023_05_05 | 2023 |  |  | Electricity |  | Dispatch-Intraconnection | VOM | 0 | WC | WC | Electricity Transmission Line |  |  |  | 0.889 | 0
LCP_Inputs_ON_Electric_Howarth_2023_05_05 | 2023 |  |  | Hydrogen |  | Dispatch-Intraconnection | VOM | 0 | WC | WC | H2 Pipeline - New |  |  |  | 0.889 | 0
LCP_Inputs_ON_Electric_Howarth_2023_05_05 | 2023 |  |  | Hydrogen |  | Dispatch-Intraconnection | VOM | 0 | WC | WC | H2 Pipeline - Repurposed |  |  |  | 0.889 | 0
LCP_Inputs_ON_Electric_Howarth_2023_05_05 | 2024 |  |  | Methane |  | Dispatch-Intraconnection | VOM | 0 | MI | MI | CH4 Pipeline |  |  |  | 0.8548 | 0
LCP_Inputs_ON_Electric_Howarth_2023_05_05 | 2024 |  |  | Electricity |  | Dispatch-Intraconnection | VOM | 0 | MI | MI | Electricity Transmission Line |  |  |  | 0.8548 | 0
LCP_Inputs_ON_Electric_Howarth_2023_05_05 | 2024 |  |  | Hydrogen |  | Dispatch-Intraconnection | VOM | 0 | MI | MI | H2 Pipeline - New |  |  |  | 0.8548 | 0
LCP_Inputs_ON_Electric_Howarth_2023_05_05 | 2024 |  |  | Hydrogen |  | Dispatch-Intraconnection | VOM | 0 | MI | MI | H2 Pipeline - Repurposed |  |  |  | 0.8548 | 0
LCP_Inputs_ON_Electric_Howarth_2023_05_05 | 2024 |  |  | Methane |  | Dispatch-Interconnection | VOM | 0 | MI | ON | CH4 Pipeline |  |  |  | 0.8548 | 0
LCP_Inputs_ON_Electric_Howarth_2023_05_05 | 2024 |  |  | Electricity |  | Dispatch-Interconnection | VOM | 670622.3732 | MI | ON | Electricity Transmission Line |  |  |  | 0.8548 | 573250.8152
LCP_Inputs_ON_Electric_Howarth_2023_05_05 | 2024 |  |  | Hydrogen |  | Dispatch-Interconnection | VOM | 0 | MI | ON | H2 Pipeline - New |  |  |  | 0.8548 | 0
LCP_Inputs_ON_Electric_Howarth_2023_05_05 | 2024 |  |  | Hydrogen |  | Dispatch-Interconnection | VOM | 0 | MI | ON | H2 Pipeline - Repurposed |  |  |  | 0.8548 | 0
LCP_Inputs_ON_Electric_Howarth_2023_05_05 | 2024 |  |  | Electricity |  | Dispatch-Interconnection | VOM | 1598406.6308 | MI | WC | Electricity Transmission Line |  |  |  | 0.8548 | 1366324.687
LCP_Inputs_ON_Electric_Howarth_2023_05_05 | 2024 |  |  | Methane |  | Dispatch-Intraconnection | VOM | 0 | NY | NY | CH4 Pipeline |  |  |  | 0.8548 | 0
LCP_Inputs_ON_Electric_Howarth_2023_05_05 | 2024 |  |  | Electricity |  | Dispatch-Intraconnection | VOM | 0 | NY | NY | Electricity Transmission Line |  |  |  | 0.8548 | 0
LCP_Inputs_ON_Electric_Howarth_2023_05_05 | 2024 |  |  | Hydrogen |  | Dispatch-Intraconnection | VOM | 0 | NY | NY | H2 Pipeline - New |  |  |  | 0.8548 | 0
LCP_Inputs_ON_Electric_Howarth_2023_05_05 | 2024 |  |  | Hydrogen |  | Dispatch-Intraconnection | VOM | 0 | NY | NY | H2 Pipeline - Repurposed |  |  |  | 0.8548 | 0
LCP_Inputs_ON_Electric_Howarth_2023_05_05 | 2024 |  |  | Methane |  | Dispatch-Interconnection | VOM | 0 | NY | ON | CH4 Pipeline |  |  |  | 0.8548 | 0
LCP_Inputs_ON_Electric_Howarth_2023_05_05 | 2024 |  |  | Electricity |  | Dispatch-Interconnection | VOM | 5679970.3879 | NY | ON | Electricity Transmission Line |  |  |  | 0.8548 | 4855262.4925
LCP_Inputs_ON_Electric_Howarth_2023_05_05 | 2024 |  |  | Hydrogen |  | Dispatch-Interconnection | VOM | 0 | NY | ON | H2 Pipeline - New |  |  |  | 0.8548 | 0
LCP_Inputs_ON_Electric_Howarth_2023_05_05 | 2024 |  |  | Hydrogen |  | Dispatch-Interconnection | VOM | 0 | NY | ON | H2 Pipeline - Repurposed |  |  |  | 0.8548 | 0
LCP_Inputs_ON_Electric_Howarth_2023_05_05 | 2024 |  |  | Electricity |  | Dispatch-Interconnection | VOM | 6651284.2408 | NY | QC | Electricity Transmission Line |  |  |  | 0.8548 | 5685545.6447
LCP_Inputs_ON_Electric_Howarth_2023_05_05 | 2024 |  |  | Methane |  | Dispatch-Interconnection | VOM | 0 | ON | MI | CH4 Pipeline |  |  |  | 0.8548 | 0
LCP_Inputs_ON_Electric_Howarth_2023_05_05 | 2024 |  |  | Electricity |  | Dispatch-Interconnection | VOM | 17070370.1503 | ON | MI | Electricity Transmission Line |  |  |  | 0.8548 | 14591823.9469
LCP_Inputs_ON_Electric_Howarth_2023_05_05 | 2024 |  |  | Hydrogen |  | Dispatch-Interconnection | VOM | 0 | ON | MI | H2 Pipeline - New |  |  |  | 0.8548 | 0
LCP_Inputs_ON_Electric_Howarth_2023_05_05 | 2024 |  |  | Hydrogen |  | Dispatch-Interconnection | VOM | 0 | ON | MI | H2 Pipeline - Repurposed |  |  |  | 0.8548 | 0
LCP_Inputs_ON_Electric_Howarth_2023_05_05 | 2024 |  |  | Methane |  | Dispatch-Interconnection | VOM | 0 | ON | NY | CH4 Pipeline |  |  |  | 0.8548 | 0
LCP_Inputs_ON_Electric_Howarth_2023_05_05 | 2024 |  |  | Electricity |  | Dispatch-Interconnection | VOM | 18415209.0161 | ON | NY | Electricity Transmission Line |  |  |  | 0.8548 | 15741397.8457
LCP_Inputs_ON_Electric_Howarth_2023_05_05 | 2024 |  |  | Hydrogen |  | Dispatch-Interconnection | VOM | 0 | ON | NY | H2 Pipeline - New |  |  |  | 0.8548 | 0
LCP_Inputs_ON_Electric_Howarth_2023_05_05 | 2024 |  |  | Hydrogen |  | Dispatch-Interconnection | VOM | 0 | ON | NY | H2 Pipeline - Repurposed |  |  |  | 0.8548 | 0
LCP_Inputs_ON_Electric_Howarth_2023_05_05 | 2024 |  |  | Methane |  | Dispatch-Intraconnection | VOM | 775556540.7665 | ON | ON | CH4 Pipeline |  |  |  | 0.8548 | 662948981.4277
LCP_Inputs_ON_Electric_Howarth_2023_05_05 | 2024 |  |  | Electricity |  | Dispatch-Intraconnection | VOM | 0 | ON | ON | Electricity Transmission Line |  |  |  | 0.8548 | 0
LCP_Inputs_ON_Electric_Howarth_2023_05_05 | 2024 |  |  | Hydrogen |  | Dispatch-Intraconnection | VOM | 0 | ON | ON | H2 Pipeline - New |  |  |  | 0.8548 | 0
LCP_Inputs_ON_Electric_Howarth_2023_05_05 | 2024 |  |  | Hydrogen |  | Dispatch-Intraconnection | VOM | 0 | ON | ON | H2 Pipeline - Repurposed |  |  |  | 0.8548 | 0
LCP_Inputs_ON_Electric_Howarth_2023_05_05 | 2024 |  |  | Methane |  | Dispatch-Interconnection | VOM | 0 | ON | PJ | CH4 Pipeline |  |  |  | 0.8548 | 0
LCP_Inputs_ON_Electric_Howarth_2023_05_05 | 2024 |  |  | Electricity |  | Dispatch-Interconnection | VOM | 0 | ON | PJ | Electricity Transmission Line |  |  |  | 0.8548 | 0
LCP_Inputs_ON_Electric_Howarth_2023_05_05 | 2024 |  |  | Hydrogen |  | Dispatch-Interconnection | VOM | 0 | ON | PJ | H2 Pipeline - New |  |  |  | 0.8548 | 0
LCP_Inputs_ON_Electric_Howarth_2023_05_05 | 2024 |  |  | Hydrogen |  | Dispatch-Interconnection | VOM | 0 | ON | PJ | H2 Pipeline - Repurposed |  |  |  | 0.8548 | 0
LCP_Inputs_ON_Electric_Howarth_2023_05_05 | 2024 |  |  | Methane |  | Dispatch-Interconnection | VOM | 0 | ON | QC | CH4 Pipeline |  |  |  | 0.8548 | 0
LCP_Inputs_ON_Electric_Howarth_2023_05_05 | 2024 |  |  | Electricity |  | Dispatch-Interconnection | VOM | 3255394.417 | ON | QC | Electricity Transmission Line |  |  |  | 0.8548 | 2782724.7911
LCP_Inputs_ON_Electric_Howarth_2023_05_05 | 2024 |  |  | Hydrogen |  | Dispatch-Interconnection | VOM | 0 | ON | QC | H2 Pipeline - New |  |  |  | 0.8548 | 0
LCP_Inputs_ON_Electric_Howarth_2023_05_05 | 2024 |  |  | Hydrogen |  | Dispatch-Interconnection | VOM | 0 | ON | QC | H2 Pipeline - Repurposed |  |  |  | 0.8548 | 0
LCP_Inputs_ON_Electric_Howarth_2023_05_05 | 2024 |  |  | Methane |  | Dispatch-Interconnection | VOM | 0 | ON | WC | CH4 Pipeline |  |  |  | 0.8548 | 0
LCP_Inputs_ON_Electric_Howarth_2023_05_05 | 2024 |  |  | Electricity |  | Dispatch-Interconnection | VOM | 87663.7689 | ON | WC | Electricity Transmission Line |  |  |  | 0.8548 | 74935.3571
LCP_Inputs_ON_Electric_Howarth_2023_05_05 | 2024 |  |  | Hydrogen |  | Dispatch-Interconnection | VOM | 0 | ON | WC | H2 Pipeline - New |  |  |  | 0.8548 | 0
LCP_Inputs_ON_Electric_Howarth_2023_05_05 | 2024 |  |  | Hydrogen |  | Dispatch-Interconnection | VOM | 0 | ON | WC | H2 Pipeline - Repurposed |  |  |  | 0.8548 | 0
LCP_Inputs_ON_Electric_Howarth_2023_05_05 | 2024 |  |  | Methane |  | Dispatch-Interconnection | VOM | 0 | PJ | ON | CH4 Pipeline |  |  |  | 0.8548 | 0
LCP_Inputs_ON_Electric_Howarth_2023_05_05 | 2024 |  |  | Electricity |  | Dispatch-Interconnection | VOM | 0 | PJ | ON | Electricity Transmission Line |  |  |  | 0.8548 | 0
LCP_Inputs_ON_Electric_Howarth_2023_05_05 | 2024 |  |  | Hydrogen |  | Dispatch-Interconnection | VOM | 0 | PJ | ON | H2 Pipeline - New |  |  |  | 0.8548 | 0
LCP_Inputs_ON_Electric_Howarth_2023_05_05 | 2024 |  |  | Hydrogen |  | Dispatch-Interconnection | VOM | 0 | PJ | ON | H2 Pipeline - Repurposed |  |  |  | 0.8548 | 0
LCP_Inputs_ON_Electric_Howarth_2023_05_05 | 2024 |  |  | Methane |  | Dispatch-Intraconnection | VOM | 0 | PJ | PJ | CH4 Pipeline |  |  |  | 0.8548 | 0
LCP_Inputs_ON_Electric_Howarth_2023_05_05 | 2024 |  |  | Electricity |  | Dispatch-Intraconnection | VOM | 0 | PJ | PJ | Electricity Transmission Line |  |  |  | 0.8548 | 0
LCP_Inputs_ON_Electric_Howarth_2023_05_05 | 2024 |  |  | Hydrogen |  | Dispatch-Intraconnection | VOM | 0 | PJ | PJ | H2 Pipeline - New |  |  |  | 0.8548 | 0
LCP_Inputs_ON_Electric_Howarth_2023_05_05 | 2024 |  |  | Hydrogen |  | Dispatch-Intraconnection | VOM | 0 | PJ | PJ | H2 Pipeline - Repurposed |  |  |  | 0.8548 | 0
LCP_Inputs_ON_Electric_Howarth_2023_05_05 | 2024 |  |  | Electricity |  | Dispatch-Interconnection | VOM | 64147633.0874 | QC | NY | Electricity Transmission Line |  |  |  | 0.8548 | 54833665.6078
LCP_Inputs_ON_Electric_Howarth_2023_05_05 | 2024 |  |  | Methane |  | Dispatch-Interconnection | VOM | 0 | QC | ON | CH4 Pipeline |  |  |  | 0.8548 | 0
LCP_Inputs_ON_Electric_Howarth_2023_05_05 | 2024 |  |  | Electricity |  | Dispatch-Interconnection | VOM | 6023844.3192 | QC | ON | Electricity Transmission Line |  |  |  | 0.8548 | 5149207.3702
LCP_Inputs_ON_Electric_Howarth_2023_05_05 | 2024 |  |  | Hydrogen |  | Dispatch-Interconnection | VOM | 0 | QC | ON | H2 Pipeline - New |  |  |  | 0.8548 | 0
LCP_Inputs_ON_Electric_Howarth_2023_05_05 | 2024 |  |  | Hydrogen |  | Dispatch-Interconnection | VOM | 0 | QC | ON | H2 Pipeline - Repurposed |  |  |  | 0.8548 | 0
LCP_Inputs_ON_Electric_Howarth_2023_05_05 | 2024 |  |  | Methane |  | Dispatch-Intraconnection | VOM | 0 | QC | QC | CH4 Pipeline |  |  |  | 0.8548 | 0
LCP_Inputs_ON_Electric_Howarth_2023_05_05 | 2024 |  |  | Electricity |  | Dispatch-Intraconnection | VOM | 0 | QC | QC | Electricity Transmission Line |  |  |  | 0.8548 | 0
LCP_Inputs_ON_Electric_Howarth_2023_05_05 | 2024 |  |  | Hydrogen |  | Dispatch-Intraconnection | VOM | 0 | QC | QC | H2 Pipeline - New |  |  |  | 0.8548 | 0
LCP_Inputs_ON_Electric_Howarth_2023_05_05 | 2024 |  |  | Hydrogen |  | Dispatch-Intraconnection | VOM | 0 | QC | QC | H2 Pipeline - Repurposed |  |  |  | 0.8548 | 0
LCP_Inputs_ON_Electric_Howarth_2023_05_05 | 2024 |  |  | Electricity |  | Dispatch-Interconnection | VOM | 15622762.0823 | WC | MI | Electricity Transmission Line |  |  |  | 0.8548 | 13354402.5034
LCP_Inputs_ON_Electric_Howarth_2023_05_05 | 2024 |  |  | Methane |  | Dispatch-Interconnection | VOM | 0 | WC | ON | CH4 Pipeline |  |  |  | 0.8548 | 0
LCP_Inputs_ON_Electric_Howarth_2023_05_05 | 2024 |  |  | Electricity |  | Dispatch-Interconnection | VOM | 453033.4763 | WC | ON | Electricity Transmission Line |  |  |  | 0.8548 | 387254.9142
LCP_Inputs_ON_Electric_Howarth_2023_05_05 | 2024 |  |  | Hydrogen |  | Dispatch-Interconnection | VOM | 0 | WC | ON | H2 Pipeline - New |  |  |  | 0.8548 | 0
LCP_Inputs_ON_Electric_Howarth_2023_05_05 | 2024 |  |  | Hydrogen |  | Dispatch-Interconnection | VOM | 0 | WC | ON | H2 Pipeline - Repurposed |  |  |  | 0.8548 | 0
LCP_Inputs_ON_Electric_Howarth_2023_05_05 | 2024 |  |  | Methane |  | Dispatch-Intraconnection | VOM | 0 | WC | WC | CH4 Pipeline |  |  |  | 0.8548 | 0
LCP_Inputs_ON_Electric_Howarth_2023_05_05 | 2024 |  |  | Electricity |  | Dispatch-Intraconnection | VOM | 0 | WC | WC | Electricity Transmission Line |  |  |  | 0.8548 | 0
LCP_Inputs_ON_Electric_Howarth_2023_05_05 | 2024 |  |  | Hydrogen |  | Dispatch-Intraconnection | VOM | 0 | WC | WC | H2 Pipeline - New |  |  |  | 0.8548 | 0
LCP_Inputs_ON_Electric_Howarth_2023_05_05 | 2024 |  |  | Hydrogen |  | Dispatch-Intraconnection | VOM | 0 | WC | WC | H2 Pipeline - Repurposed |  |  |  | 0.8548 | 0
LCP_Inputs_ON_Electric_Howarth_2023_05_05 | 2025 |  |  | Methane |  | Dispatch-Intraconnection | VOM | 0 | MI | MI | CH4 Pipeline |  |  |  | 0.82193 | 0
LCP_Inputs_ON_Electric_Howarth_2023_05_05 | 2025 |  |  | Electricity |  | Dispatch-Intraconnection | VOM | 0 | MI | MI | Electricity Transmission Line |  |  |  | 0.82193 | 0
LCP_Inputs_ON_Electric_Howarth_2023_05_05 | 2025 |  |  | Hydrogen |  | Dispatch-Intraconnection | VOM | 0 | MI | MI | H2 Pipeline - New |  |  |  | 0.82193 | 0
LCP_Inputs_ON_Electric_Howarth_2023_05_05 | 2025 |  |  | Hydrogen |  | Dispatch-Intraconnection | VOM | 0 | MI | MI | H2 Pipeline - Repurposed |  |  |  | 0.82193 | 0
LCP_Inputs_ON_Electric_Howarth_2023_05_05 | 2025 |  |  | Methane |  | Dispatch-Interconnection | VOM | 0 | MI | ON | CH4 Pipeline |  |  |  | 0.82193 | 0
LCP_Inputs_ON_Electric_Howarth_2023_05_05 | 2025 |  |  | Electricity |  | Dispatch-Interconnection | VOM | 670622.3732 | MI | ON | Electricity Transmission Line |  |  |  | 0.82193 | 551202.7069
LCP_Inputs_ON_Electric_Howarth_2023_05_05 | 2025 |  |  | Hydrogen |  | Dispatch-Interconnection | VOM | 0 | MI | ON | H2 Pipeline - New |  |  |  | 0.82193 | 0
LCP_Inputs_ON_Electric_Howarth_2023_05_05 | 2025 |  |  | Hydrogen |  | Dispatch-Interconnection | VOM | 0 | MI | ON | H2 Pipeline - Repurposed |  |  |  | 0.82193 | 0
LCP_Inputs_ON_Electric_Howarth_2023_05_05 | 2025 |  |  | Electricity |  | Dispatch-Interconnection | VOM | 1598406.6308 | MI | WC | Electricity Transmission Line |  |  |  | 0.82193 | 1313773.7375
LCP_Inputs_ON_Electric_Howarth_2023_05_05 | 2025 |  |  | Methane |  | Dispatch-Intraconnection | VOM | 0 | NY | NY | CH4 Pipeline |  |  |  | 0.82193 | 0
LCP_Inputs_ON_Electric_Howarth_2023_05_05 | 2025 |  |  | Electricity |  | Dispatch-Intraconnection | VOM | 0 | NY | NY | Electricity Transmission Line |  |  |  | 0.82193 | 0
LCP_Inputs_ON_Electric_Howarth_2023_05_05 | 2025 |  |  | Hydrogen |  | Dispatch-Intraconnection | VOM | 0 | NY | NY | H2 Pipeline - New |  |  |  | 0.82193 | 0
LCP_Inputs_ON_Electric_Howarth_2023_05_05 | 2025 |  |  | Hydrogen |  | Dispatch-Intraconnection | VOM | 0 | NY | NY | H2 Pipeline - Repurposed |  |  |  | 0.82193 | 0
LCP_Inputs_ON_Electric_Howarth_2023_05_05 | 2025 |  |  | Methane |  | Dispatch-Interconnection | VOM | 0 | NY | ON | CH4 Pipeline |  |  |  | 0.82193 | 0
LCP_Inputs_ON_Electric_Howarth_2023_05_05 | 2025 |  |  | Electricity |  | Dispatch-Interconnection | VOM | 5679970.3879 | NY | ON | Electricity Transmission Line |  |  |  | 0.82193 | 4668521.6274
LCP_Inputs_ON_Electric_Howarth_2023_05_05 | 2025 |  |  | Hydrogen |  | Dispatch-Interconnection | VOM | 0 | NY | ON | H2 Pipeline - New |  |  |  | 0.82193 | 0
LCP_Inputs_ON_Electric_Howarth_2023_05_05 | 2025 |  |  | Hydrogen |  | Dispatch-Interconnection | VOM | 0 | NY | ON | H2 Pipeline - Repurposed |  |  |  | 0.82193 | 0
LCP_Inputs_ON_Electric_Howarth_2023_05_05 | 2025 |  |  | Electricity |  | Dispatch-Interconnection | VOM | 6651284.2408 | NY | QC | Electricity Transmission Line |  |  |  | 0.82193 | 5466870.8122
LCP_Inputs_ON_Electric_Howarth_2023_05_05 | 2025 |  |  | Methane |  | Dispatch-Interconnection | VOM | 0 | ON | MI | CH4 Pipeline |  |  |  | 0.82193 | 0
LCP_Inputs_ON_Electric_Howarth_2023_05_05 | 2025 |  |  | Electricity |  | Dispatch-Interconnection | VOM | 17070370.1503 | ON | MI | Electricity Transmission Line |  |  |  | 0.82193 | 14030599.9489
LCP_Inputs_ON_Electric_Howarth_2023_05_05 | 2025 |  |  | Hydrogen |  | Dispatch-Interconnection | VOM | 0 | ON | MI | H2 Pipeline - New |  |  |  | 0.82193 | 0
LCP_Inputs_ON_Electric_Howarth_2023_05_05 | 2025 |  |  | Hydrogen |  | Dispatch-Interconnection | VOM | 0 | ON | MI | H2 Pipeline - Repurposed |  |  |  | 0.82193 | 0
LCP_Inputs_ON_Electric_Howarth_2023_05_05 | 2025 |  |  | Methane |  | Dispatch-Interconnection | VOM | 0 | ON | NY | CH4 Pipeline |  |  |  | 0.82193 | 0
LCP_Inputs_ON_Electric_Howarth_2023_05_05 | 2025 |  |  | Electricity |  | Dispatch-Interconnection | VOM | 18415209.0161 | ON | NY | Electricity Transmission Line |  |  |  | 0.82193 | 15135959.467
LCP_Inputs_ON_Electric_Howarth_2023_05_05 | 2025 |  |  | Hydrogen |  | Dispatch-Interconnection | VOM | 0 | ON | NY | H2 Pipeline - New |  |  |  | 0.82193 | 0
LCP_Inputs_ON_Electric_Howarth_2023_05_05 | 2025 |  |  | Hydrogen |  | Dispatch-Interconnection | VOM | 0 | ON | NY | H2 Pipeline - Repurposed |  |  |  | 0.82193 | 0
LCP_Inputs_ON_Electric_Howarth_2023_05_05 | 2025 |  |  | Methane |  | Dispatch-Intraconnection | VOM | 775556540.7665 | ON | ON | CH4 Pipeline |  |  |  | 0.82193 | 637450943.6805
LCP_Inputs_ON_Electric_Howarth_2023_05_05 | 2025 |  |  | Electricity |  | Dispatch-Intraconnection | VOM | 0 | ON | ON | Electricity Transmission Line |  |  |  | 0.82193 | 0
LCP_Inputs_ON_Electric_Howarth_2023_05_05 | 2025 |  |  | Hydrogen |  | Dispatch-Intraconnection | VOM | 0 | ON | ON | H2 Pipeline - New |  |  |  | 0.82193 | 0
LCP_Inputs_ON_Electric_Howarth_2023_05_05 | 2025 |  |  | Hydrogen |  | Dispatch-Intraconnection | VOM | 0 | ON | ON | H2 Pipeline - Repurposed |  |  |  | 0.82193 | 0
LCP_Inputs_ON_Electric_Howarth_2023_05_05 | 2025 |  |  | Methane |  | Dispatch-Interconnection | VOM | 0 | ON | PJ | CH4 Pipeline |  |  |  | 0.82193 | 0
LCP_Inputs_ON_Electric_Howarth_2023_05_05 | 2025 |  |  | Electricity |  | Dispatch-Interconnection | VOM | 0 | ON | PJ | Electricity Transmission Line |  |  |  | 0.82193 | 0
LCP_Inputs_ON_Electric_Howarth_2023_05_05 | 2025 |  |  | Hydrogen |  | Dispatch-Interconnection | VOM | 0 | ON | PJ | H2 Pipeline - New |  |  |  | 0.82193 | 0
LCP_Inputs_ON_Electric_Howarth_2023_05_05 | 2025 |  |  | Hydrogen |  | Dispatch-Interconnection | VOM | 0 | ON | PJ | H2 Pipeline - Repurposed |  |  |  | 0.82193 | 0
LCP_Inputs_ON_Electric_Howarth_2023_05_05 | 2025 |  |  | Methane |  | Dispatch-Interconnection | VOM | 0 | ON | QC | CH4 Pipeline |  |  |  | 0.82193 | 0
LCP_Inputs_ON_Electric_Howarth_2023_05_05 | 2025 |  |  | Electricity |  | Dispatch-Interconnection | VOM | 3255394.417 | ON | QC | Electricity Transmission Line |  |  |  | 0.82193 | 2675696.9145
LCP_Inputs_ON_Electric_Howarth_2023_05_05 | 2025 |  |  | Hydrogen |  | Dispatch-Interconnection | VOM | 0 | ON | QC | H2 Pipeline - New |  |  |  | 0.82193 | 0
LCP_Inputs_ON_Electric_Howarth_2023_05_05 | 2025 |  |  | Hydrogen |  | Dispatch-Interconnection | VOM | 0 | ON | QC | H2 Pipeline - Repurposed |  |  |  | 0.82193 | 0
LCP_Inputs_ON_Electric_Howarth_2023_05_05 | 2025 |  |  | Methane |  | Dispatch-Interconnection | VOM | 0 | ON | WC | CH4 Pipeline |  |  |  | 0.82193 | 0
LCP_Inputs_ON_Electric_Howarth_2023_05_05 | 2025 |  |  | Electricity |  | Dispatch-Interconnection | VOM | 87663.7689 | ON | WC | Electricity Transmission Line |  |  |  | 0.82193 | 72053.2279
LCP_Inputs_ON_Electric_Howarth_2023_05_05 | 2025 |  |  | Hydrogen |  | Dispatch-Interconnection | VOM | 0 | ON | WC | H2 Pipeline - New |  |  |  | 0.82193 | 0
LCP_Inputs_ON_Electric_Howarth_2023_05_05 | 2025 |  |  | Hydrogen |  | Dispatch-Interconnection | VOM | 0 | ON | WC | H2 Pipeline - Repurposed |  |  |  | 0.82193 | 0
LCP_Inputs_ON_Electric_Howarth_2023_05_05 | 2025 |  |  | Methane |  | Dispatch-Interconnection | VOM | 0 | PJ | ON | CH4 Pipeline |  |  |  | 0.82193 | 0
LCP_Inputs_ON_Electric_Howarth_2023_05_05 | 2025 |  |  | Electricity |  | Dispatch-Interconnection | VOM | 0 | PJ | ON | Electricity Transmission Line |  |  |  | 0.82193 | 0
LCP_Inputs_ON_Electric_Howarth_2023_05_05 | 2025 |  |  | Hydrogen |  | Dispatch-Interconnection | VOM | 0 | PJ | ON | H2 Pipeline - New |  |  |  | 0.82193 | 0
LCP_Inputs_ON_Electric_Howarth_2023_05_05 | 2025 |  |  | Hydrogen |  | Dispatch-Interconnection | VOM | 0 | PJ | ON | H2 Pipeline - Repurposed |  |  |  | 0.82193 | 0
LCP_Inputs_ON_Electric_Howarth_2023_05_05 | 2025 |  |  | Methane |  | Dispatch-Intraconnection | VOM | 0 | PJ | PJ | CH4 Pipeline |  |  |  | 0.82193 | 0
LCP_Inputs_ON_Electric_Howarth_2023_05_05 | 2025 |  |  | Electricity |  | Dispatch-Intraconnection | VOM | 0 | PJ | PJ | Electricity Transmission Line |  |  |  | 0.82193 | 0
LCP_Inputs_ON_Electric_Howarth_2023_05_05 | 2025 |  |  | Hydrogen |  | Dispatch-Intraconnection | VOM | 0 | PJ | PJ | H2 Pipeline - New |  |  |  | 0.82193 | 0
LCP_Inputs_ON_Electric_Howarth_2023_05_05 | 2025 |  |  | Hydrogen |  | Dispatch-Intraconnection | VOM | 0 | PJ | PJ | H2 Pipeline - Repurposed |  |  |  | 0.82193 | 0
LCP_Inputs_ON_Electric_Howarth_2023_05_05 | 2025 |  |  | Electricity |  | Dispatch-Interconnection | VOM | 64147633.0874 | QC | NY | Electricity Transmission Line |  |  |  | 0.82193 | 52724678.469
LCP_Inputs_ON_Electric_Howarth_2023_05_05 | 2025 |  |  | Methane |  | Dispatch-Interconnection | VOM | 0 | QC | ON | CH4 Pipeline |  |  |  | 0.82193 | 0
LCP_Inputs_ON_Electric_Howarth_2023_05_05 | 2025 |  |  | Electricity |  | Dispatch-Interconnection | VOM | 6023844.3192 | QC | ON | Electricity Transmission Line |  |  |  | 0.82193 | 4951160.9329
LCP_Inputs_ON_Electric_Howarth_2023_05_05 | 2025 |  |  | Hydrogen |  | Dispatch-Interconnection | VOM | 0 | QC | ON | H2 Pipeline - New |  |  |  | 0.82193 | 0
LCP_Inputs_ON_Electric_Howarth_2023_05_05 | 2025 |  |  | Hydrogen |  | Dispatch-Interconnection | VOM | 0 | QC | ON | H2 Pipeline - Repurposed |  |  |  | 0.82193 | 0
LCP_Inputs_ON_Electric_Howarth_2023_05_05 | 2025 |  |  | Methane |  | Dispatch-Intraconnection | VOM | 0 | QC | QC | CH4 Pipeline |  |  |  | 0.82193 | 0
LCP_Inputs_ON_Electric_Howarth_2023_05_05 | 2025 |  |  | Electricity |  | Dispatch-Intraconnection | VOM | 0 | QC | QC | Electricity Transmission Line |  |  |  | 0.82193 | 0
LCP_Inputs_ON_Electric_Howarth_2023_05_05 | 2025 |  |  | Hydrogen |  | Dispatch-Intraconnection | VOM | 0 | QC | QC | H2 Pipeline - New |  |  |  | 0.82193 | 0
LCP_Inputs_ON_Electric_Howarth_2023_05_05 | 2025 |  |  | Hydrogen |  | Dispatch-Intraconnection | VOM | 0 | QC | QC | H2 Pipeline - Repurposed |  |  |  | 0.82193 | 0
LCP_Inputs_ON_Electric_Howarth_2023_05_05 | 2025 |  |  | Electricity |  | Dispatch-Interconnection | VOM | 15622762.0823 | WC | MI | Electricity Transmission Line |  |  |  | 0.82193 | 12840771.6379
LCP_Inputs_ON_Electric_Howarth_2023_05_05 | 2025 |  |  | Methane |  | Dispatch-Interconnection | VOM | 0 | WC | ON | CH4 Pipeline |  |  |  | 0.82193 | 0
LCP_Inputs_ON_Electric_Howarth_2023_05_05 | 2025 |  |  | Electricity |  | Dispatch-Interconnection | VOM | 453033.4763 | WC | ON | Electricity Transmission Line |  |  |  | 0.82193 | 372360.4945
LCP_Inputs_ON_Electric_Howarth_2023_05_05 | 2025 |  |  | Hydrogen |  | Dispatch-Interconnection | VOM | 0 | WC | ON | H2 Pipeline - New |  |  |  | 0.82193 | 0
LCP_Inputs_ON_Electric_Howarth_2023_05_05 | 2025 |  |  | Hydrogen |  | Dispatch-Interconnection | VOM | 0 | WC | ON | H2 Pipeline - Repurposed |  |  |  | 0.82193 | 0
LCP_Inputs_ON_Electric_Howarth_2023_05_05 | 2025 |  |  | Methane |  | Dispatch-Intraconnection | VOM | 0 | WC | WC | CH4 Pipeline |  |  |  | 0.82193 | 0
LCP_Inputs_ON_Electric_Howarth_2023_05_05 | 2025 |  |  | Electricity |  | Dispatch-Intraconnection | VOM | 0 | WC | WC | Electricity Transmission Line |  |  |  | 0.82193 | 0
LCP_Inputs_ON_Electric_Howarth_2023_05_05 | 2025 |  |  | Hydrogen |  | Dispatch-Intraconnection | VOM | 0 | WC | WC | H2 Pipeline - New |  |  |  | 0.82193 | 0
LCP_Inputs_ON_Electric_Howarth_2023_05_05 | 2025 |  |  | Hydrogen |  | Dispatch-Intraconnection | VOM | 0 | WC | WC | H2 Pipeline - Repurposed |  |  |  | 0.82193 | 0
LCP_Inputs_ON_Electric_Howarth_2023_05_05 | 2026 |  |  | Methane |  | Dispatch-Intraconnection | VOM | 0 | MI | MI | CH4 Pipeline |  |  |  | 0.79031 | 0
LCP_Inputs_ON_Electric_Howarth_2023_05_05 | 2026 |  |  | Electricity |  | Dispatch-Intraconnection | VOM | 0 | MI | MI | Electricity Transmission Line |  |  |  | 0.79031 | 0
LCP_Inputs_ON_Electric_Howarth_2023_05_05 | 2026 |  |  | Hydrogen |  | Dispatch-Intraconnection | VOM | 0 | MI | MI | H2 Pipeline - New |  |  |  | 0.79031 | 0
LCP_Inputs_ON_Electric_Howarth_2023_05_05 | 2026 |  |  | Hydrogen |  | Dispatch-Intraconnection | VOM | 0 | MI | MI | H2 Pipeline - Repurposed |  |  |  | 0.79031 | 0
LCP_Inputs_ON_Electric_Howarth_2023_05_05 | 2026 |  |  | Methane |  | Dispatch-Interconnection | VOM | 0 | MI | ON | CH4 Pipeline |  |  |  | 0.79031 | 0
LCP_Inputs_ON_Electric_Howarth_2023_05_05 | 2026 |  |  | Electricity |  | Dispatch-Interconnection | VOM | 670622.3732 | MI | ON | Electricity Transmission Line |  |  |  | 0.79031 | 530002.6028
LCP_Inputs_ON_Electric_Howarth_2023_05_05 | 2026 |  |  | Hydrogen |  | Dispatch-Interconnection | VOM | 0 | MI | ON | H2 Pipeline - New |  |  |  | 0.79031 | 0
LCP_Inputs_ON_Electric_Howarth_2023_05_05 | 2026 |  |  | Hydrogen |  | Dispatch-Interconnection | VOM | 0 | MI | ON | H2 Pipeline - Repurposed |  |  |  | 0.79031 | 0
LCP_Inputs_ON_Electric_Howarth_2023_05_05 | 2026 |  |  | Electricity |  | Dispatch-Interconnection | VOM | 1598406.6308 | MI | WC | Electricity Transmission Line |  |  |  | 0.79031 | 1263243.9783
LCP_Inputs_ON_Electric_Howarth_2023_05_05 | 2026 |  |  | Methane |  | Dispatch-Intraconnection | VOM | 0 | NY | NY | CH4 Pipeline |  |  |  | 0.79031 | 0
LCP_Inputs_ON_Electric_Howarth_2023_05_05 | 2026 |  |  | Electricity |  | Dispatch-Intraconnection | VOM | 0 | NY | NY | Electricity Transmission Line |  |  |  | 0.79031 | 0
LCP_Inputs_ON_Electric_Howarth_2023_05_05 | 2026 |  |  | Hydrogen |  | Dispatch-Intraconnection | VOM | 0 | NY | NY | H2 Pipeline - New |  |  |  | 0.79031 | 0
LCP_Inputs_ON_Electric_Howarth_2023_05_05 | 2026 |  |  | Hydrogen |  | Dispatch-Intraconnection | VOM | 0 | NY | NY | H2 Pipeline - Repurposed |  |  |  | 0.79031 | 0
LCP_Inputs_ON_Electric_Howarth_2023_05_05 | 2026 |  |  | Methane |  | Dispatch-Interconnection | VOM | 0 | NY | ON | CH4 Pipeline |  |  |  | 0.79031 | 0
LCP_Inputs_ON_Electric_Howarth_2023_05_05 | 2026 |  |  | Electricity |  | Dispatch-Interconnection | VOM | 5679970.3879 | NY | ON | Electricity Transmission Line |  |  |  | 0.79031 | 4488963.1033
LCP_Inputs_ON_Electric_Howarth_2023_05_05 | 2026 |  |  | Hydrogen |  | Dispatch-Interconnection | VOM | 0 | NY | ON | H2 Pipeline - New |  |  |  | 0.79031 | 0
LCP_Inputs_ON_Electric_Howarth_2023_05_05 | 2026 |  |  | Hydrogen |  | Dispatch-Interconnection | VOM | 0 | NY | ON | H2 Pipeline - Repurposed |  |  |  | 0.79031 | 0
LCP_Inputs_ON_Electric_Howarth_2023_05_05 | 2026 |  |  | Electricity |  | Dispatch-Interconnection | VOM | 6651284.2408 | NY | QC | Electricity Transmission Line |  |  |  | 0.79031 | 5256606.5502
LCP_Inputs_ON_Electric_Howarth_2023_05_05 | 2026 |  |  | Methane |  | Dispatch-Interconnection | VOM | 0 | ON | MI | CH4 Pipeline |  |  |  | 0.79031 | 0
LCP_Inputs_ON_Electric_Howarth_2023_05_05 | 2026 |  |  | Electricity |  | Dispatch-Interconnection | VOM | 17070370.1503 | ON | MI | Electricity Transmission Line |  |  |  | 0.79031 | 13490961.4894
LCP_Inputs_ON_Electric_Howarth_2023_05_05 | 2026 |  |  | Hydrogen |  | Dispatch-Interconnection | VOM | 0 | ON | MI | H2 Pipeline - New |  |  |  | 0.79031 | 0
LCP_Inputs_ON_Electric_Howarth_2023_05_05 | 2026 |  |  | Hydrogen |  | Dispatch-Interconnection | VOM | 0 | ON | MI | H2 Pipeline - Repurposed |  |  |  | 0.79031 | 0
LCP_Inputs_ON_Electric_Howarth_2023_05_05 | 2026 |  |  | Methane |  | Dispatch-Interconnection | VOM | 0 | ON | NY | CH4 Pipeline |  |  |  | 0.79031 | 0
LCP_Inputs_ON_Electric_Howarth_2023_05_05 | 2026 |  |  | Electricity |  | Dispatch-Interconnection | VOM | 18415209.0161 | ON | NY | Electricity Transmission Line |  |  |  | 0.79031 | 14553807.1798
LCP_Inputs_ON_Electric_Howarth_2023_05_05 | 2026 |  |  | Hydrogen |  | Dispatch-Interconnection | VOM | 0 | ON | NY | H2 Pipeline - New |  |  |  | 0.79031 | 0
LCP_Inputs_ON_Electric_Howarth_2023_05_05 | 2026 |  |  | Hydrogen |  | Dispatch-Interconnection | VOM | 0 | ON | NY | H2 Pipeline - Repurposed |  |  |  | 0.79031 | 0
LCP_Inputs_ON_Electric_Howarth_2023_05_05 | 2026 |  |  | Methane |  | Dispatch-Intraconnection | VOM | 775556540.7665 | ON | ON | CH4 Pipeline |  |  |  | 0.79031 | 612933599.6928
LCP_Inputs_ON_Electric_Howarth_2023_05_05 | 2026 |  |  | Electricity |  | Dispatch-Intraconnection | VOM | 0 | ON | ON | Electricity Transmission Line |  |  |  | 0.79031 | 0
LCP_Inputs_ON_Electric_Howarth_2023_05_05 | 2026 |  |  | Hydrogen |  | Dispatch-Intraconnection | VOM | 0 | ON | ON | H2 Pipeline - New |  |  |  | 0.79031 | 0
LCP_Inputs_ON_Electric_Howarth_2023_05_05 | 2026 |  |  | Hydrogen |  | Dispatch-Intraconnection | VOM | 0 | ON | ON | H2 Pipeline - Repurposed |  |  |  | 0.79031 | 0
LCP_Inputs_ON_Electric_Howarth_2023_05_05 | 2026 |  |  | Methane |  | Dispatch-Interconnection | VOM | 0 | ON | PJ | CH4 Pipeline |  |  |  | 0.79031 | 0
LCP_Inputs_ON_Electric_Howarth_2023_05_05 | 2026 |  |  | Electricity |  | Dispatch-Interconnection | VOM | 0 | ON | PJ | Electricity Transmission Line |  |  |  | 0.79031 | 0
LCP_Inputs_ON_Electric_Howarth_2023_05_05 | 2026 |  |  | Hydrogen |  | Dispatch-Interconnection | VOM | 0 | ON | PJ | H2 Pipeline - New |  |  |  | 0.79031 | 0
LCP_Inputs_ON_Electric_Howarth_2023_05_05 | 2026 |  |  | Hydrogen |  | Dispatch-Interconnection | VOM | 0 | ON | PJ | H2 Pipeline - Repurposed |  |  |  | 0.79031 | 0
LCP_Inputs_ON_Electric_Howarth_2023_05_05 | 2026 |  |  | Methane |  | Dispatch-Interconnection | VOM | 0 | ON | QC | CH4 Pipeline |  |  |  | 0.79031 | 0
LCP_Inputs_ON_Electric_Howarth_2023_05_05 | 2026 |  |  | Electricity |  | Dispatch-Interconnection | VOM | 3255394.417 | ON | QC | Electricity Transmission Line |  |  |  | 0.79031 | 2572785.4947
LCP_Inputs_ON_Electric_Howarth_2023_05_05 | 2026 |  |  | Hydrogen |  | Dispatch-Interconnection | VOM | 0 | ON | QC | H2 Pipeline - New |  |  |  | 0.79031 | 0
LCP_Inputs_ON_Electric_Howarth_2023_05_05 | 2026 |  |  | Hydrogen |  | Dispatch-Interconnection | VOM | 0 | ON | QC | H2 Pipeline - Repurposed |  |  |  | 0.79031 | 0
LCP_Inputs_ON_Electric_Howarth_2023_05_05 | 2026 |  |  | Methane |  | Dispatch-Interconnection | VOM | 0 | ON | WC | CH4 Pipeline |  |  |  | 0.79031 | 0
LCP_Inputs_ON_Electric_Howarth_2023_05_05 | 2026 |  |  | Electricity |  | Dispatch-Interconnection | VOM | 87663.7689 | ON | WC | Electricity Transmission Line |  |  |  | 0.79031 | 69281.9499
LCP_Inputs_ON_Electric_Howarth_2023_05_05 | 2026 |  |  | Hydrogen |  | Dispatch-Interconnection | VOM | 0 | ON | WC | H2 Pipeline - New |  |  |  | 0.79031 | 0
LCP_Inputs_ON_Electric_Howarth_2023_05_05 | 2026 |  |  | Hydrogen |  | Dispatch-Interconnection | VOM | 0 | ON | WC | H2 Pipeline - Repurposed |  |  |  | 0.79031 | 0
LCP_Inputs_ON_Electric_Howarth_2023_05_05 | 2026 |  |  | Methane |  | Dispatch-Interconnection | VOM | 0 | PJ | ON | CH4 Pipeline |  |  |  | 0.79031 | 0
LCP_Inputs_ON_Electric_Howarth_2023_05_05 | 2026 |  |  | Electricity |  | Dispatch-Interconnection | VOM | 0 | PJ | ON | Electricity Transmission Line |  |  |  | 0.79031 | 0
LCP_Inputs_ON_Electric_Howarth_2023_05_05 | 2026 |  |  | Hydrogen |  | Dispatch-Interconnection | VOM | 0 | PJ | ON | H2 Pipeline - New |  |  |  | 0.79031 | 0
LCP_Inputs_ON_Electric_Howarth_2023_05_05 | 2026 |  |  | Hydrogen |  | Dispatch-Interconnection | VOM | 0 | PJ | ON | H2 Pipeline - Repurposed |  |  |  | 0.79031 | 0
LCP_Inputs_ON_Electric_Howarth_2023_05_05 | 2026 |  |  | Methane |  | Dispatch-Intraconnection | VOM | 0 | PJ | PJ | CH4 Pipeline |  |  |  | 0.79031 | 0
LCP_Inputs_ON_Electric_Howarth_2023_05_05 | 2026 |  |  | Electricity |  | Dispatch-Intraconnection | VOM | 0 | PJ | PJ | Electricity Transmission Line |  |  |  | 0.79031 | 0
LCP_Inputs_ON_Electric_Howarth_2023_05_05 | 2026 |  |  | Hydrogen |  | Dispatch-Intraconnection | VOM | 0 | PJ | PJ | H2 Pipeline - New |  |  |  | 0.79031 | 0
LCP_Inputs_ON_Electric_Howarth_2023_05_05 | 2026 |  |  | Hydrogen |  | Dispatch-Intraconnection | VOM | 0 | PJ | PJ | H2 Pipeline - Repurposed |  |  |  | 0.79031 | 0
LCP_Inputs_ON_Electric_Howarth_2023_05_05 | 2026 |  |  | Electricity |  | Dispatch-Interconnection | VOM | 64147633.0874 | QC | NY | Electricity Transmission Line |  |  |  | 0.79031 | 50696806.2202
LCP_Inputs_ON_Electric_Howarth_2023_05_05 | 2026 |  |  | Methane |  | Dispatch-Interconnection | VOM | 0 | QC | ON | CH4 Pipeline |  |  |  | 0.79031 | 0
LCP_Inputs_ON_Electric_Howarth_2023_05_05 | 2026 |  |  | Electricity |  | Dispatch-Interconnection | VOM | 6023844.3192 | QC | ON | Electricity Transmission Line |  |  |  | 0.79031 | 4760731.6662
LCP_Inputs_ON_Electric_Howarth_2023_05_05 | 2026 |  |  | Hydrogen |  | Dispatch-Interconnection | VOM | 0 | QC | ON | H2 Pipeline - New |  |  |  | 0.79031 | 0
LCP_Inputs_ON_Electric_Howarth_2023_05_05 | 2026 |  |  | Hydrogen |  | Dispatch-Interconnection | VOM | 0 | QC | ON | H2 Pipeline - Repurposed |  |  |  | 0.79031 | 0
LCP_Inputs_ON_Electric_Howarth_2023_05_05 | 2026 |  |  | Methane |  | Dispatch-Intraconnection | VOM | 0 | QC | QC | CH4 Pipeline |  |  |  | 0.79031 | 0
LCP_Inputs_ON_Electric_Howarth_2023_05_05 | 2026 |  |  | Electricity |  | Dispatch-Intraconnection | VOM | 0 | QC | QC | Electricity Transmission Line |  |  |  | 0.79031 | 0
LCP_Inputs_ON_Electric_Howarth_2023_05_05 | 2026 |  |  | Hydrogen |  | Dispatch-Intraconnection | VOM | 0 | QC | QC | H2 Pipeline - New |  |  |  | 0.79031 | 0
LCP_Inputs_ON_Electric_Howarth_2023_05_05 | 2026 |  |  | Hydrogen |  | Dispatch-Intraconnection | VOM | 0 | QC | QC | H2 Pipeline - Repurposed |  |  |  | 0.79031 | 0
LCP_Inputs_ON_Electric_Howarth_2023_05_05 | 2026 |  |  | Electricity |  | Dispatch-Interconnection | VOM | 15622762.0823 | WC | MI | Electricity Transmission Line |  |  |  | 0.79031 | 12346895.8057
LCP_Inputs_ON_Electric_Howarth_2023_05_05 | 2026 |  |  | Methane |  | Dispatch-Interconnection | VOM | 0 | WC | ON | CH4 Pipeline |  |  |  | 0.79031 | 0
LCP_Inputs_ON_Electric_Howarth_2023_05_05 | 2026 |  |  | Electricity |  | Dispatch-Interconnection | VOM | 453033.4763 | WC | ON | Electricity Transmission Line |  |  |  | 0.79031 | 358038.937
LCP_Inputs_ON_Electric_Howarth_2023_05_05 | 2026 |  |  | Hydrogen |  | Dispatch-Interconnection | VOM | 0 | WC | ON | H2 Pipeline - New |  |  |  | 0.79031 | 0
LCP_Inputs_ON_Electric_Howarth_2023_05_05 | 2026 |  |  | Hydrogen |  | Dispatch-Interconnection | VOM | 0 | WC | ON | H2 Pipeline - Repurposed |  |  |  | 0.79031 | 0
LCP_Inputs_ON_Electric_Howarth_2023_05_05 | 2026 |  |  | Methane |  | Dispatch-Intraconnection | VOM | 0 | WC | WC | CH4 Pipeline |  |  |  | 0.79031 | 0
LCP_Inputs_ON_Electric_Howarth_2023_05_05 | 2026 |  |  | Electricity |  | Dispatch-Intraconnection | VOM | 0 | WC | WC | Electricity Transmission Line |  |  |  | 0.79031 | 0
LCP_Inputs_ON_Electric_Howarth_2023_05_05 | 2026 |  |  | Hydrogen |  | Dispatch-Intraconnection | VOM | 0 | WC | WC | H2 Pipeline - New |  |  |  | 0.79031 | 0
LCP_Inputs_ON_Electric_Howarth_2023_05_05 | 2026 |  |  | Hydrogen |  | Dispatch-Intraconnection | VOM | 0 | WC | WC | H2 Pipeline - Repurposed |  |  |  | 0.79031 | 0
LCP_Inputs_ON_Electric_Howarth_2023_05_05 | 2027 |  |  | Methane |  | Dispatch-Intraconnection | VOM | 0 | MI | MI | CH4 Pipeline |  |  |  | 0.75992 | 0
LCP_Inputs_ON_Electric_Howarth_2023_05_05 | 2027 |  |  | Electricity |  | Dispatch-Intraconnection | VOM | 0 | MI | MI | Electricity Transmission Line |  |  |  | 0.75992 | 0
LCP_Inputs_ON_Electric_Howarth_2023_05_05 | 2027 |  |  | Hydrogen |  | Dispatch-Intraconnection | VOM | 0 | MI | MI | H2 Pipeline - New |  |  |  | 0.75992 | 0
LCP_Inputs_ON_Electric_Howarth_2023_05_05 | 2027 |  |  | Hydrogen |  | Dispatch-Intraconnection | VOM | 0 | MI | MI | H2 Pipeline - Repurposed |  |  |  | 0.75992 | 0
LCP_Inputs_ON_Electric_Howarth_2023_05_05 | 2027 |  |  | Methane |  | Dispatch-Interconnection | VOM | 0 | MI | ON | CH4 Pipeline |  |  |  | 0.75992 | 0
LCP_Inputs_ON_Electric_Howarth_2023_05_05 | 2027 |  |  | Electricity |  | Dispatch-Interconnection | VOM | 670622.3732 | MI | ON | Electricity Transmission Line |  |  |  | 0.75992 | 509617.8873
LCP_Inputs_ON_Electric_Howarth_2023_05_05 | 2027 |  |  | Hydrogen |  | Dispatch-Interconnection | VOM | 0 | MI | ON | H2 Pipeline - New |  |  |  | 0.75992 | 0
LCP_Inputs_ON_Electric_Howarth_2023_05_05 | 2027 |  |  | Hydrogen |  | Dispatch-Interconnection | VOM | 0 | MI | ON | H2 Pipeline - Repurposed |  |  |  | 0.75992 | 0
LCP_Inputs_ON_Electric_Howarth_2023_05_05 | 2027 |  |  | Electricity |  | Dispatch-Interconnection | VOM | 1598406.6308 | MI | WC | Electricity Transmission Line |  |  |  | 0.75992 | 1214657.6715
LCP_Inputs_ON_Electric_Howarth_2023_05_05 | 2027 |  |  | Methane |  | Dispatch-Intraconnection | VOM | 0 | NY | NY | CH4 Pipeline |  |  |  | 0.75992 | 0
LCP_Inputs_ON_Electric_Howarth_2023_05_05 | 2027 |  |  | Electricity |  | Dispatch-Intraconnection | VOM | 0 | NY | NY | Electricity Transmission Line |  |  |  | 0.75992 | 0
LCP_Inputs_ON_Electric_Howarth_2023_05_05 | 2027 |  |  | Hydrogen |  | Dispatch-Intraconnection | VOM | 0 | NY | NY | H2 Pipeline - New |  |  |  | 0.75992 | 0
LCP_Inputs_ON_Electric_Howarth_2023_05_05 | 2027 |  |  | Hydrogen |  | Dispatch-Intraconnection | VOM | 0 | NY | NY | H2 Pipeline - Repurposed |  |  |  | 0.75992 | 0
LCP_Inputs_ON_Electric_Howarth_2023_05_05 | 2027 |  |  | Methane |  | Dispatch-Interconnection | VOM | 0 | NY | ON | CH4 Pipeline |  |  |  | 0.75992 | 0
LCP_Inputs_ON_Electric_Howarth_2023_05_05 | 2027 |  |  | Electricity |  | Dispatch-Interconnection | VOM | 5679970.3879 | NY | ON | Electricity Transmission Line |  |  |  | 0.75992 | 4316310.6762
LCP_Inputs_ON_Electric_Howarth_2023_05_05 | 2027 |  |  | Hydrogen |  | Dispatch-Interconnection | VOM | 0 | NY | ON | H2 Pipeline - New |  |  |  | 0.75992 | 0
LCP_Inputs_ON_Electric_Howarth_2023_05_05 | 2027 |  |  | Hydrogen |  | Dispatch-Interconnection | VOM | 0 | NY | ON | H2 Pipeline - Repurposed |  |  |  | 0.75992 | 0
LCP_Inputs_ON_Electric_Howarth_2023_05_05 | 2027 |  |  | Electricity |  | Dispatch-Interconnection | VOM | 6651284.2408 | NY | QC | Electricity Transmission Line |  |  |  | 0.75992 | 5054429.3752
LCP_Inputs_ON_Electric_Howarth_2023_05_05 | 2027 |  |  | Methane |  | Dispatch-Interconnection | VOM | 0 | ON | MI | CH4 Pipeline |  |  |  | 0.75992 | 0
LCP_Inputs_ON_Electric_Howarth_2023_05_05 | 2027 |  |  | Electricity |  | Dispatch-Interconnection | VOM | 17070370.1503 | ON | MI | Electricity Transmission Line |  |  |  | 0.75992 | 12972078.3552
LCP_Inputs_ON_Electric_Howarth_2023_05_05 | 2027 |  |  | Hydrogen |  | Dispatch-Interconnection | VOM | 0 | ON | MI | H2 Pipeline - New |  |  |  | 0.75992 | 0
LCP_Inputs_ON_Electric_Howarth_2023_05_05 | 2027 |  |  | Hydrogen |  | Dispatch-Interconnection | VOM | 0 | ON | MI | H2 Pipeline - Repurposed |  |  |  | 0.75992 | 0
LCP_Inputs_ON_Electric_Howarth_2023_05_05 | 2027 |  |  | Methane |  | Dispatch-Interconnection | VOM | 0 | ON | NY | CH4 Pipeline |  |  |  | 0.75992 | 0
LCP_Inputs_ON_Electric_Howarth_2023_05_05 | 2027 |  |  | Electricity |  | Dispatch-Interconnection | VOM | 18415209.0161 | ON | NY | Electricity Transmission Line |  |  |  | 0.75992 | 13994045.3652
LCP_Inputs_ON_Electric_Howarth_2023_05_05 | 2027 |  |  | Hydrogen |  | Dispatch-Interconnection | VOM | 0 | ON | NY | H2 Pipeline - New |  |  |  | 0.75992 | 0
LCP_Inputs_ON_Electric_Howarth_2023_05_05 | 2027 |  |  | Hydrogen |  | Dispatch-Interconnection | VOM | 0 | ON | NY | H2 Pipeline - Repurposed |  |  |  | 0.75992 | 0
LCP_Inputs_ON_Electric_Howarth_2023_05_05 | 2027 |  |  | Methane |  | Dispatch-Intraconnection | VOM | 775556540.7665 | ON | ON | CH4 Pipeline |  |  |  | 0.75992 | 589359230.4739
LCP_Inputs_ON_Electric_Howarth_2023_05_05 | 2027 |  |  | Electricity |  | Dispatch-Intraconnection | VOM | 0 | ON | ON | Electricity Transmission Line |  |  |  | 0.75992 | 0
LCP_Inputs_ON_Electric_Howarth_2023_05_05 | 2027 |  |  | Hydrogen |  | Dispatch-Intraconnection | VOM | 0 | ON | ON | H2 Pipeline - New |  |  |  | 0.75992 | 0
LCP_Inputs_ON_Electric_Howarth_2023_05_05 | 2027 |  |  | Hydrogen |  | Dispatch-Intraconnection | VOM | 0 | ON | ON | H2 Pipeline - Repurposed |  |  |  | 0.75992 | 0
LCP_Inputs_ON_Electric_Howarth_2023_05_05 | 2027 |  |  | Methane |  | Dispatch-Interconnection | VOM | 0 | ON | PJ | CH4 Pipeline |  |  |  | 0.75992 | 0
LCP_Inputs_ON_Electric_Howarth_2023_05_05 | 2027 |  |  | Electricity |  | Dispatch-Interconnection | VOM | 0 | ON | PJ | Electricity Transmission Line |  |  |  | 0.75992 | 0
LCP_Inputs_ON_Electric_Howarth_2023_05_05 | 2027 |  |  | Hydrogen |  | Dispatch-Interconnection | VOM | 0 | ON | PJ | H2 Pipeline - New |  |  |  | 0.75992 | 0
LCP_Inputs_ON_Electric_Howarth_2023_05_05 | 2027 |  |  | Hydrogen |  | Dispatch-Interconnection | VOM | 0 | ON | PJ | H2 Pipeline - Repurposed |  |  |  | 0.75992 | 0
LCP_Inputs_ON_Electric_Howarth_2023_05_05 | 2027 |  |  | Methane |  | Dispatch-Interconnection | VOM | 0 | ON | QC | CH4 Pipeline |  |  |  | 0.75992 | 0
LCP_Inputs_ON_Electric_Howarth_2023_05_05 | 2027 |  |  | Electricity |  | Dispatch-Interconnection | VOM | 3255394.417 | ON | QC | Electricity Transmission Line |  |  |  | 0.75992 | 2473832.2064
LCP_Inputs_ON_Electric_Howarth_2023_05_05 | 2027 |  |  | Hydrogen |  | Dispatch-Interconnection | VOM | 0 | ON | QC | H2 Pipeline - New |  |  |  | 0.75992 | 0
LCP_Inputs_ON_Electric_Howarth_2023_05_05 | 2027 |  |  | Hydrogen |  | Dispatch-Interconnection | VOM | 0 | ON | QC | H2 Pipeline - Repurposed |  |  |  | 0.75992 | 0
LCP_Inputs_ON_Electric_Howarth_2023_05_05 | 2027 |  |  | Methane |  | Dispatch-Interconnection | VOM | 0 | ON | WC | CH4 Pipeline |  |  |  | 0.75992 | 0
LCP_Inputs_ON_Electric_Howarth_2023_05_05 | 2027 |  |  | Electricity |  | Dispatch-Interconnection | VOM | 87663.7689 | ON | WC | Electricity Transmission Line |  |  |  | 0.75992 | 66617.2596
LCP_Inputs_ON_Electric_Howarth_2023_05_05 | 2027 |  |  | Hydrogen |  | Dispatch-Interconnection | VOM | 0 | ON | WC | H2 Pipeline - New |  |  |  | 0.75992 | 0
LCP_Inputs_ON_Electric_Howarth_2023_05_05 | 2027 |  |  | Hydrogen |  | Dispatch-Interconnection | VOM | 0 | ON | WC | H2 Pipeline - Repurposed |  |  |  | 0.75992 | 0
LCP_Inputs_ON_Electric_Howarth_2023_05_05 | 2027 |  |  | Methane |  | Dispatch-Interconnection | VOM | 0 | PJ | ON | CH4 Pipeline |  |  |  | 0.75992 | 0
LCP_Inputs_ON_Electric_Howarth_2023_05_05 | 2027 |  |  | Electricity |  | Dispatch-Interconnection | VOM | 0 | PJ | ON | Electricity Transmission Line |  |  |  | 0.75992 | 0
LCP_Inputs_ON_Electric_Howarth_2023_05_05 | 2027 |  |  | Hydrogen |  | Dispatch-Interconnection | VOM | 0 | PJ | ON | H2 Pipeline - New |  |  |  | 0.75992 | 0
LCP_Inputs_ON_Electric_Howarth_2023_05_05 | 2027 |  |  | Hydrogen |  | Dispatch-Interconnection | VOM | 0 | PJ | ON | H2 Pipeline - Repurposed |  |  |  | 0.75992 | 0
LCP_Inputs_ON_Electric_Howarth_2023_05_05 | 2027 |  |  | Methane |  | Dispatch-Intraconnection | VOM | 0 | PJ | PJ | CH4 Pipeline |  |  |  | 0.75992 | 0
LCP_Inputs_ON_Electric_Howarth_2023_05_05 | 2027 |  |  | Electricity |  | Dispatch-Intraconnection | VOM | 0 | PJ | PJ | Electricity Transmission Line |  |  |  | 0.75992 | 0
LCP_Inputs_ON_Electric_Howarth_2023_05_05 | 2027 |  |  | Hydrogen |  | Dispatch-Intraconnection | VOM | 0 | PJ | PJ | H2 Pipeline - New |  |  |  | 0.75992 | 0
LCP_Inputs_ON_Electric_Howarth_2023_05_05 | 2027 |  |  | Hydrogen |  | Dispatch-Intraconnection | VOM | 0 | PJ | PJ | H2 Pipeline - Repurposed |  |  |  | 0.75992 | 0
LCP_Inputs_ON_Electric_Howarth_2023_05_05 | 2027 |  |  | Electricity |  | Dispatch-Interconnection | VOM | 64147633.0874 | QC | NY | Electricity Transmission Line |  |  |  | 0.75992 | 48746929.0579
LCP_Inputs_ON_Electric_Howarth_2023_05_05 | 2027 |  |  | Methane |  | Dispatch-Interconnection | VOM | 0 | QC | ON | CH4 Pipeline |  |  |  | 0.75992 | 0
LCP_Inputs_ON_Electric_Howarth_2023_05_05 | 2027 |  |  | Electricity |  | Dispatch-Interconnection | VOM | 6023844.3192 | QC | ON | Electricity Transmission Line |  |  |  | 0.75992 | 4577626.6021
LCP_Inputs_ON_Electric_Howarth_2023_05_05 | 2027 |  |  | Hydrogen |  | Dispatch-Interconnection | VOM | 0 | QC | ON | H2 Pipeline - New |  |  |  | 0.75992 | 0
LCP_Inputs_ON_Electric_Howarth_2023_05_05 | 2027 |  |  | Hydrogen |  | Dispatch-Interconnection | VOM | 0 | QC | ON | H2 Pipeline - Repurposed |  |  |  | 0.75992 | 0
LCP_Inputs_ON_Electric_Howarth_2023_05_05 | 2027 |  |  | Methane |  | Dispatch-Intraconnection | VOM | 0 | QC | QC | CH4 Pipeline |  |  |  | 0.75992 | 0
LCP_Inputs_ON_Electric_Howarth_2023_05_05 | 2027 |  |  | Electricity |  | Dispatch-Intraconnection | VOM | 0 | QC | QC | Electricity Transmission Line |  |  |  | 0.75992 | 0
LCP_Inputs_ON_Electric_Howarth_2023_05_05 | 2027 |  |  | Hydrogen |  | Dispatch-Intraconnection | VOM | 0 | QC | QC | H2 Pipeline - New |  |  |  | 0.75992 | 0
LCP_Inputs_ON_Electric_Howarth_2023_05_05 | 2027 |  |  | Hydrogen |  | Dispatch-Intraconnection | VOM | 0 | QC | QC | H2 Pipeline - Repurposed |  |  |  | 0.75992 | 0
LCP_Inputs_ON_Electric_Howarth_2023_05_05 | 2027 |  |  | Electricity |  | Dispatch-Interconnection | VOM | 15622762.0823 | WC | MI | Electricity Transmission Line |  |  |  | 0.75992 | 11872015.1977
LCP_Inputs_ON_Electric_Howarth_2023_05_05 | 2027 |  |  | Methane |  | Dispatch-Interconnection | VOM | 0 | WC | ON | CH4 Pipeline |  |  |  | 0.75992 | 0
LCP_Inputs_ON_Electric_Howarth_2023_05_05 | 2027 |  |  | Electricity |  | Dispatch-Interconnection | VOM | 453033.4763 | WC | ON | Electricity Transmission Line |  |  |  | 0.75992 | 344268.2086
LCP_Inputs_ON_Electric_Howarth_2023_05_05 | 2027 |  |  | Hydrogen |  | Dispatch-Interconnection | VOM | 0 | WC | ON | H2 Pipeline - New |  |  |  | 0.75992 | 0
LCP_Inputs_ON_Electric_Howarth_2023_05_05 | 2027 |  |  | Hydrogen |  | Dispatch-Interconnection | VOM | 0 | WC | ON | H2 Pipeline - Repurposed |  |  |  | 0.75992 | 0
LCP_Inputs_ON_Electric_Howarth_2023_05_05 | 2027 |  |  | Methane |  | Dispatch-Intraconnection | VOM | 0 | WC | WC | CH4 Pipeline |  |  |  | 0.75992 | 0
LCP_Inputs_ON_Electric_Howarth_2023_05_05 | 2027 |  |  | Electricity |  | Dispatch-Intraconnection | VOM | 0 | WC | WC | Electricity Transmission Line |  |  |  | 0.75992 | 0
LCP_Inputs_ON_Electric_Howarth_2023_05_05 | 2027 |  |  | Hydrogen |  | Dispatch-Intraconnection | VOM | 0 | WC | WC | H2 Pipeline - New |  |  |  | 0.75992 | 0
LCP_Inputs_ON_Electric_Howarth_2023_05_05 | 2027 |  |  | Hydrogen |  | Dispatch-Intraconnection | VOM | 0 | WC | WC | H2 Pipeline - Repurposed |  |  |  | 0.75992 | 0
LCP_Inputs_ON_Electric_Howarth_2023_05_05 | 2028 |  |  | Methane |  | Dispatch-Intraconnection | VOM | 0 | MI | MI | CH4 Pipeline |  |  |  | 0.73069 | 0
LCP_Inputs_ON_Electric_Howarth_2023_05_05 | 2028 |  |  | Electricity |  | Dispatch-Intraconnection | VOM | 0 | MI | MI | Electricity Transmission Line |  |  |  | 0.73069 | 0
LCP_Inputs_ON_Electric_Howarth_2023_05_05 | 2028 |  |  | Hydrogen |  | Dispatch-Intraconnection | VOM | 0 | MI | MI | H2 Pipeline - New |  |  |  | 0.73069 | 0
LCP_Inputs_ON_Electric_Howarth_2023_05_05 | 2028 |  |  | Hydrogen |  | Dispatch-Intraconnection | VOM | 0 | MI | MI | H2 Pipeline - Repurposed |  |  |  | 0.73069 | 0
LCP_Inputs_ON_Electric_Howarth_2023_05_05 | 2028 |  |  | Methane |  | Dispatch-Interconnection | VOM | 0 | MI | ON | CH4 Pipeline |  |  |  | 0.73069 | 0
LCP_Inputs_ON_Electric_Howarth_2023_05_05 | 2028 |  |  | Electricity |  | Dispatch-Interconnection | VOM | 670622.3732 | MI | ON | Electricity Transmission Line |  |  |  | 0.73069 | 490017.1993
LCP_Inputs_ON_Electric_Howarth_2023_05_05 | 2028 |  |  | Hydrogen |  | Dispatch-Interconnection | VOM | 0 | MI | ON | H2 Pipeline - New |  |  |  | 0.73069 | 0
LCP_Inputs_ON_Electric_Howarth_2023_05_05 | 2028 |  |  | Hydrogen |  | Dispatch-Interconnection | VOM | 0 | MI | ON | H2 Pipeline - Repurposed |  |  |  | 0.73069 | 0
LCP_Inputs_ON_Electric_Howarth_2023_05_05 | 2028 |  |  | Electricity |  | Dispatch-Interconnection | VOM | 1598406.6308 | MI | WC | Electricity Transmission Line |  |  |  | 0.73069 | 1167940.0687
LCP_Inputs_ON_Electric_Howarth_2023_05_05 | 2028 |  |  | Methane |  | Dispatch-Intraconnection | VOM | 0 | NY | NY | CH4 Pipeline |  |  |  | 0.73069 | 0
LCP_Inputs_ON_Electric_Howarth_2023_05_05 | 2028 |  |  | Electricity |  | Dispatch-Intraconnection | VOM | 0 | NY | NY | Electricity Transmission Line |  |  |  | 0.73069 | 0
LCP_Inputs_ON_Electric_Howarth_2023_05_05 | 2028 |  |  | Hydrogen |  | Dispatch-Intraconnection | VOM | 0 | NY | NY | H2 Pipeline - New |  |  |  | 0.73069 | 0
LCP_Inputs_ON_Electric_Howarth_2023_05_05 | 2028 |  |  | Hydrogen |  | Dispatch-Intraconnection | VOM | 0 | NY | NY | H2 Pipeline - Repurposed |  |  |  | 0.73069 | 0
LCP_Inputs_ON_Electric_Howarth_2023_05_05 | 2028 |  |  | Methane |  | Dispatch-Interconnection | VOM | 0 | NY | ON | CH4 Pipeline |  |  |  | 0.73069 | 0
LCP_Inputs_ON_Electric_Howarth_2023_05_05 | 2028 |  |  | Electricity |  | Dispatch-Interconnection | VOM | 5679970.3879 | NY | ON | Electricity Transmission Line |  |  |  | 0.73069 | 4150298.7272
LCP_Inputs_ON_Electric_Howarth_2023_05_05 | 2028 |  |  | Hydrogen |  | Dispatch-Interconnection | VOM | 0 | NY | ON | H2 Pipeline - New |  |  |  | 0.73069 | 0
LCP_Inputs_ON_Electric_Howarth_2023_05_05 | 2028 |  |  | Hydrogen |  | Dispatch-Interconnection | VOM | 0 | NY | ON | H2 Pipeline - Repurposed |  |  |  | 0.73069 | 0
LCP_Inputs_ON_Electric_Howarth_2023_05_05 | 2028 |  |  | Electricity |  | Dispatch-Interconnection | VOM | 6651284.2408 | NY | QC | Electricity Transmission Line |  |  |  | 0.73069 | 4860028.2454
LCP_Inputs_ON_Electric_Howarth_2023_05_05 | 2028 |  |  | Methane |  | Dispatch-Interconnection | VOM | 0 | ON | MI | CH4 Pipeline |  |  |  | 0.73069 | 0
LCP_Inputs_ON_Electric_Howarth_2023_05_05 | 2028 |  |  | Electricity |  | Dispatch-Interconnection | VOM | 17070370.1503 | ON | MI | Electricity Transmission Line |  |  |  | 0.73069 | 12473152.2646
LCP_Inputs_ON_Electric_Howarth_2023_05_05 | 2028 |  |  | Hydrogen |  | Dispatch-Interconnection | VOM | 0 | ON | MI | H2 Pipeline - New |  |  |  | 0.73069 | 0
LCP_Inputs_ON_Electric_Howarth_2023_05_05 | 2028 |  |  | Hydrogen |  | Dispatch-Interconnection | VOM | 0 | ON | MI | H2 Pipeline - Repurposed |  |  |  | 0.73069 | 0
LCP_Inputs_ON_Electric_Howarth_2023_05_05 | 2028 |  |  | Methane |  | Dispatch-Interconnection | VOM | 0 | ON | NY | CH4 Pipeline |  |  |  | 0.73069 | 0
LCP_Inputs_ON_Electric_Howarth_2023_05_05 | 2028 |  |  | Electricity |  | Dispatch-Interconnection | VOM | 18415209.0161 | ON | NY | Electricity Transmission Line |  |  |  | 0.73069 | 13455812.8511
LCP_Inputs_ON_Electric_Howarth_2023_05_05 | 2028 |  |  | Hydrogen |  | Dispatch-Interconnection | VOM | 0 | ON | NY | H2 Pipeline - New |  |  |  | 0.73069 | 0
LCP_Inputs_ON_Electric_Howarth_2023_05_05 | 2028 |  |  | Hydrogen |  | Dispatch-Interconnection | VOM | 0 | ON | NY | H2 Pipeline - Repurposed |  |  |  | 0.73069 | 0
LCP_Inputs_ON_Electric_Howarth_2023_05_05 | 2028 |  |  | Methane |  | Dispatch-Intraconnection | VOM | 775556540.7665 | ON | ON | CH4 Pipeline |  |  |  | 0.73069 | 566691567.7633
LCP_Inputs_ON_Electric_Howarth_2023_05_05 | 2028 |  |  | Electricity |  | Dispatch-Intraconnection | VOM | 0 | ON | ON | Electricity Transmission Line |  |  |  | 0.73069 | 0
LCP_Inputs_ON_Electric_Howarth_2023_05_05 | 2028 |  |  | Hydrogen |  | Dispatch-Intraconnection | VOM | 0 | ON | ON | H2 Pipeline - New |  |  |  | 0.73069 | 0
LCP_Inputs_ON_Electric_Howarth_2023_05_05 | 2028 |  |  | Hydrogen |  | Dispatch-Intraconnection | VOM | 0 | ON | ON | H2 Pipeline - Repurposed |  |  |  | 0.73069 | 0
LCP_Inputs_ON_Electric_Howarth_2023_05_05 | 2028 |  |  | Methane |  | Dispatch-Interconnection | VOM | 0 | ON | PJ | CH4 Pipeline |  |  |  | 0.73069 | 0
LCP_Inputs_ON_Electric_Howarth_2023_05_05 | 2028 |  |  | Electricity |  | Dispatch-Interconnection | VOM | 0 | ON | PJ | Electricity Transmission Line |  |  |  | 0.73069 | 0
LCP_Inputs_ON_Electric_Howarth_2023_05_05 | 2028 |  |  | Hydrogen |  | Dispatch-Interconnection | VOM | 0 | ON | PJ | H2 Pipeline - New |  |  |  | 0.73069 | 0
LCP_Inputs_ON_Electric_Howarth_2023_05_05 | 2028 |  |  | Hydrogen |  | Dispatch-Interconnection | VOM | 0 | ON | PJ | H2 Pipeline - Repurposed |  |  |  | 0.73069 | 0
LCP_Inputs_ON_Electric_Howarth_2023_05_05 | 2028 |  |  | Methane |  | Dispatch-Interconnection | VOM | 0 | ON | QC | CH4 Pipeline |  |  |  | 0.73069 | 0
LCP_Inputs_ON_Electric_Howarth_2023_05_05 | 2028 |  |  | Electricity |  | Dispatch-Interconnection | VOM | 3255394.417 | ON | QC | Electricity Transmission Line |  |  |  | 0.73069 | 2378684.8139
LCP_Inputs_ON_Electric_Howarth_2023_05_05 | 2028 |  |  | Hydrogen |  | Dispatch-Interconnection | VOM | 0 | ON | QC | H2 Pipeline - New |  |  |  | 0.73069 | 0
LCP_Inputs_ON_Electric_Howarth_2023_05_05 | 2028 |  |  | Hydrogen |  | Dispatch-Interconnection | VOM | 0 | ON | QC | H2 Pipeline - Repurposed |  |  |  | 0.73069 | 0
LCP_Inputs_ON_Electric_Howarth_2023_05_05 | 2028 |  |  | Methane |  | Dispatch-Interconnection | VOM | 0 | ON | WC | CH4 Pipeline |  |  |  | 0.73069 | 0
LCP_Inputs_ON_Electric_Howarth_2023_05_05 | 2028 |  |  | Electricity |  | Dispatch-Interconnection | VOM | 87663.7689 | ON | WC | Electricity Transmission Line |  |  |  | 0.73069 | 64055.0573
LCP_Inputs_ON_Electric_Howarth_2023_05_05 | 2028 |  |  | Hydrogen |  | Dispatch-Interconnection | VOM | 0 | ON | WC | H2 Pipeline - New |  |  |  | 0.73069 | 0
LCP_Inputs_ON_Electric_Howarth_2023_05_05 | 2028 |  |  | Hydrogen |  | Dispatch-Interconnection | VOM | 0 | ON | WC | H2 Pipeline - Repurposed |  |  |  | 0.73069 | 0
LCP_Inputs_ON_Electric_Howarth_2023_05_05 | 2028 |  |  | Methane |  | Dispatch-Interconnection | VOM | 0 | PJ | ON | CH4 Pipeline |  |  |  | 0.73069 | 0
LCP_Inputs_ON_Electric_Howarth_2023_05_05 | 2028 |  |  | Electricity |  | Dispatch-Interconnection | VOM | 0 | PJ | ON | Electricity Transmission Line |  |  |  | 0.73069 | 0
LCP_Inputs_ON_Electric_Howarth_2023_05_05 | 2028 |  |  | Hydrogen |  | Dispatch-Interconnection | VOM | 0 | PJ | ON | H2 Pipeline - New |  |  |  | 0.73069 | 0
LCP_Inputs_ON_Electric_Howarth_2023_05_05 | 2028 |  |  | Hydrogen |  | Dispatch-Interconnection | VOM | 0 | PJ | ON | H2 Pipeline - Repurposed |  |  |  | 0.73069 | 0
LCP_Inputs_ON_Electric_Howarth_2023_05_05 | 2028 |  |  | Methane |  | Dispatch-Intraconnection | VOM | 0 | PJ | PJ | CH4 Pipeline |  |  |  | 0.73069 | 0
LCP_Inputs_ON_Electric_Howarth_2023_05_05 | 2028 |  |  | Electricity |  | Dispatch-Intraconnection | VOM | 0 | PJ | PJ | Electricity Transmission Line |  |  |  | 0.73069 | 0
LCP_Inputs_ON_Electric_Howarth_2023_05_05 | 2028 |  |  | Hydrogen |  | Dispatch-Intraconnection | VOM | 0 | PJ | PJ | H2 Pipeline - New |  |  |  | 0.73069 | 0
LCP_Inputs_ON_Electric_Howarth_2023_05_05 | 2028 |  |  | Hydrogen |  | Dispatch-Intraconnection | VOM | 0 | PJ | PJ | H2 Pipeline - Repurposed |  |  |  | 0.73069 | 0
LCP_Inputs_ON_Electric_Howarth_2023_05_05 | 2028 |  |  | Electricity |  | Dispatch-Interconnection | VOM | 64147633.0874 | QC | NY | Electricity Transmission Line |  |  |  | 0.73069 | 46872047.171
LCP_Inputs_ON_Electric_Howarth_2023_05_05 | 2028 |  |  | Methane |  | Dispatch-Interconnection | VOM | 0 | QC | ON | CH4 Pipeline |  |  |  | 0.73069 | 0
LCP_Inputs_ON_Electric_Howarth_2023_05_05 | 2028 |  |  | Electricity |  | Dispatch-Interconnection | VOM | 6023844.3192 | QC | ON | Electricity Transmission Line |  |  |  | 0.73069 | 4401564.0405
LCP_Inputs_ON_Electric_Howarth_2023_05_05 | 2028 |  |  | Hydrogen |  | Dispatch-Interconnection | VOM | 0 | QC | ON | H2 Pipeline - New |  |  |  | 0.73069 | 0
LCP_Inputs_ON_Electric_Howarth_2023_05_05 | 2028 |  |  | Hydrogen |  | Dispatch-Interconnection | VOM | 0 | QC | ON | H2 Pipeline - Repurposed |  |  |  | 0.73069 | 0
LCP_Inputs_ON_Electric_Howarth_2023_05_05 | 2028 |  |  | Methane |  | Dispatch-Intraconnection | VOM | 0 | QC | QC | CH4 Pipeline |  |  |  | 0.73069 | 0
LCP_Inputs_ON_Electric_Howarth_2023_05_05 | 2028 |  |  | Electricity |  | Dispatch-Intraconnection | VOM | 0 | QC | QC | Electricity Transmission Line |  |  |  | 0.73069 | 0
LCP_Inputs_ON_Electric_Howarth_2023_05_05 | 2028 |  |  | Hydrogen |  | Dispatch-Intraconnection | VOM | 0 | QC | QC | H2 Pipeline - New |  |  |  | 0.73069 | 0
LCP_Inputs_ON_Electric_Howarth_2023_05_05 | 2028 |  |  | Hydrogen |  | Dispatch-Intraconnection | VOM | 0 | QC | QC | H2 Pipeline - Repurposed |  |  |  | 0.73069 | 0
LCP_Inputs_ON_Electric_Howarth_2023_05_05 | 2028 |  |  | Electricity |  | Dispatch-Interconnection | VOM | 15622762.0823 | WC | MI | Electricity Transmission Line |  |  |  | 0.73069 | 11415399.2286
LCP_Inputs_ON_Electric_Howarth_2023_05_05 | 2028 |  |  | Methane |  | Dispatch-Interconnection | VOM | 0 | WC | ON | CH4 Pipeline |  |  |  | 0.73069 | 0
LCP_Inputs_ON_Electric_Howarth_2023_05_05 | 2028 |  |  | Electricity |  | Dispatch-Interconnection | VOM | 453033.4763 | WC | ON | Electricity Transmission Line |  |  |  | 0.73069 | 331027.1237
LCP_Inputs_ON_Electric_Howarth_2023_05_05 | 2028 |  |  | Hydrogen |  | Dispatch-Interconnection | VOM | 0 | WC | ON | H2 Pipeline - New |  |  |  | 0.73069 | 0
LCP_Inputs_ON_Electric_Howarth_2023_05_05 | 2028 |  |  | Hydrogen |  | Dispatch-Interconnection | VOM | 0 | WC | ON | H2 Pipeline - Repurposed |  |  |  | 0.73069 | 0
LCP_Inputs_ON_Electric_Howarth_2023_05_05 | 2028 |  |  | Methane |  | Dispatch-Intraconnection | VOM | 0 | WC | WC | CH4 Pipeline |  |  |  | 0.73069 | 0
LCP_Inputs_ON_Electric_Howarth_2023_05_05 | 2028 |  |  | Electricity |  | Dispatch-Intraconnection | VOM | 0 | WC | WC | Electricity Transmission Line |  |  |  | 0.73069 | 0
LCP_Inputs_ON_Electric_Howarth_2023_05_05 | 2028 |  |  | Hydrogen |  | Dispatch-Intraconnection | VOM | 0 | WC | WC | H2 Pipeline - New |  |  |  | 0.73069 | 0
LCP_Inputs_ON_Electric_Howarth_2023_05_05 | 2028 |  |  | Hydrogen |  | Dispatch-Intraconnection | VOM | 0 | WC | WC | H2 Pipeline - Repurposed |  |  |  | 0.73069 | 0
LCP_Inputs_ON_Electric_Howarth_2023_05_05 | 2029 |  |  | Methane |  | Dispatch-Intraconnection | VOM | 0 | MI | MI | CH4 Pipeline |  |  |  | 0.70259 | 0
LCP_Inputs_ON_Electric_Howarth_2023_05_05 | 2029 |  |  | Electricity |  | Dispatch-Intraconnection | VOM | 0 | MI | MI | Electricity Transmission Line |  |  |  | 0.70259 | 0
LCP_Inputs_ON_Electric_Howarth_2023_05_05 | 2029 |  |  | Hydrogen |  | Dispatch-Intraconnection | VOM | 0 | MI | MI | H2 Pipeline - New |  |  |  | 0.70259 | 0
LCP_Inputs_ON_Electric_Howarth_2023_05_05 | 2029 |  |  | Hydrogen |  | Dispatch-Intraconnection | VOM | 0 | MI | MI | H2 Pipeline - Repurposed |  |  |  | 0.70259 | 0
LCP_Inputs_ON_Electric_Howarth_2023_05_05 | 2029 |  |  | Methane |  | Dispatch-Interconnection | VOM | 0 | MI | ON | CH4 Pipeline |  |  |  | 0.70259 | 0
LCP_Inputs_ON_Electric_Howarth_2023_05_05 | 2029 |  |  | Electricity |  | Dispatch-Interconnection | VOM | 670622.3732 | MI | ON | Electricity Transmission Line |  |  |  | 0.70259 | 471170.384
LCP_Inputs_ON_Electric_Howarth_2023_05_05 | 2029 |  |  | Hydrogen |  | Dispatch-Interconnection | VOM | 0 | MI | ON | H2 Pipeline - New |  |  |  | 0.70259 | 0
LCP_Inputs_ON_Electric_Howarth_2023_05_05 | 2029 |  |  | Hydrogen |  | Dispatch-Interconnection | VOM | 0 | MI | ON | H2 Pipeline - Repurposed |  |  |  | 0.70259 | 0
LCP_Inputs_ON_Electric_Howarth_2023_05_05 | 2029 |  |  | Electricity |  | Dispatch-Interconnection | VOM | 1598406.6308 | MI | WC | Electricity Transmission Line |  |  |  | 0.70259 | 1123019.2969
LCP_Inputs_ON_Electric_Howarth_2023_05_05 | 2029 |  |  | Methane |  | Dispatch-Intraconnection | VOM | 0 | NY | NY | CH4 Pipeline |  |  |  | 0.70259 | 0
LCP_Inputs_ON_Electric_Howarth_2023_05_05 | 2029 |  |  | Electricity |  | Dispatch-Intraconnection | VOM | 0 | NY | NY | Electricity Transmission Line |  |  |  | 0.70259 | 0
LCP_Inputs_ON_Electric_Howarth_2023_05_05 | 2029 |  |  | Hydrogen |  | Dispatch-Intraconnection | VOM | 0 | NY | NY | H2 Pipeline - New |  |  |  | 0.70259 | 0
LCP_Inputs_ON_Electric_Howarth_2023_05_05 | 2029 |  |  | Hydrogen |  | Dispatch-Intraconnection | VOM | 0 | NY | NY | H2 Pipeline - Repurposed |  |  |  | 0.70259 | 0
LCP_Inputs_ON_Electric_Howarth_2023_05_05 | 2029 |  |  | Methane |  | Dispatch-Interconnection | VOM | 0 | NY | ON | CH4 Pipeline |  |  |  | 0.70259 | 0
LCP_Inputs_ON_Electric_Howarth_2023_05_05 | 2029 |  |  | Electricity |  | Dispatch-Interconnection | VOM | 5679970.3879 | NY | ON | Electricity Transmission Line |  |  |  | 0.70259 | 3990671.853
LCP_Inputs_ON_Electric_Howarth_2023_05_05 | 2029 |  |  | Hydrogen |  | Dispatch-Interconnection | VOM | 0 | NY | ON | H2 Pipeline - New |  |  |  | 0.70259 | 0
LCP_Inputs_ON_Electric_Howarth_2023_05_05 | 2029 |  |  | Hydrogen |  | Dispatch-Interconnection | VOM | 0 | NY | ON | H2 Pipeline - Repurposed |  |  |  | 0.70259 | 0
LCP_Inputs_ON_Electric_Howarth_2023_05_05 | 2029 |  |  | Electricity |  | Dispatch-Interconnection | VOM | 6651284.2408 | NY | QC | Electricity Transmission Line |  |  |  | 0.70259 | 4673104.0821
LCP_Inputs_ON_Electric_Howarth_2023_05_05 | 2029 |  |  | Methane |  | Dispatch-Interconnection | VOM | 0 | ON | MI | CH4 Pipeline |  |  |  | 0.70259 | 0
LCP_Inputs_ON_Electric_Howarth_2023_05_05 | 2029 |  |  | Electricity |  | Dispatch-Interconnection | VOM | 17070370.1503 | ON | MI | Electricity Transmission Line |  |  |  | 0.70259 | 11993415.639
LCP_Inputs_ON_Electric_Howarth_2023_05_05 | 2029 |  |  | Hydrogen |  | Dispatch-Interconnection | VOM | 0 | ON | MI | H2 Pipeline - New |  |  |  | 0.70259 | 0
LCP_Inputs_ON_Electric_Howarth_2023_05_05 | 2029 |  |  | Hydrogen |  | Dispatch-Interconnection | VOM | 0 | ON | MI | H2 Pipeline - Repurposed |  |  |  | 0.70259 | 0
LCP_Inputs_ON_Electric_Howarth_2023_05_05 | 2029 |  |  | Methane |  | Dispatch-Interconnection | VOM | 0 | ON | NY | CH4 Pipeline |  |  |  | 0.70259 | 0
LCP_Inputs_ON_Electric_Howarth_2023_05_05 | 2029 |  |  | Electricity |  | Dispatch-Interconnection | VOM | 18415209.0161 | ON | NY | Electricity Transmission Line |  |  |  | 0.70259 | 12938281.5876
LCP_Inputs_ON_Electric_Howarth_2023_05_05 | 2029 |  |  | Hydrogen |  | Dispatch-Interconnection | VOM | 0 | ON | NY | H2 Pipeline - New |  |  |  | 0.70259 | 0
LCP_Inputs_ON_Electric_Howarth_2023_05_05 | 2029 |  |  | Hydrogen |  | Dispatch-Interconnection | VOM | 0 | ON | NY | H2 Pipeline - Repurposed |  |  |  | 0.70259 | 0
LCP_Inputs_ON_Electric_Howarth_2023_05_05 | 2029 |  |  | Methane |  | Dispatch-Intraconnection | VOM | 775556540.7665 | ON | ON | CH4 Pipeline |  |  |  | 0.70259 | 544895738.234
LCP_Inputs_ON_Electric_Howarth_2023_05_05 | 2029 |  |  | Electricity |  | Dispatch-Intraconnection | VOM | 0 | ON | ON | Electricity Transmission Line |  |  |  | 0.70259 | 0
LCP_Inputs_ON_Electric_Howarth_2023_05_05 | 2029 |  |  | Hydrogen |  | Dispatch-Intraconnection | VOM | 0 | ON | ON | H2 Pipeline - New |  |  |  | 0.70259 | 0
LCP_Inputs_ON_Electric_Howarth_2023_05_05 | 2029 |  |  | Hydrogen |  | Dispatch-Intraconnection | VOM | 0 | ON | ON | H2 Pipeline - Repurposed |  |  |  | 0.70259 | 0
LCP_Inputs_ON_Electric_Howarth_2023_05_05 | 2029 |  |  | Methane |  | Dispatch-Interconnection | VOM | 0 | ON | PJ | CH4 Pipeline |  |  |  | 0.70259 | 0
LCP_Inputs_ON_Electric_Howarth_2023_05_05 | 2029 |  |  | Electricity |  | Dispatch-Interconnection | VOM | 0 | ON | PJ | Electricity Transmission Line |  |  |  | 0.70259 | 0
LCP_Inputs_ON_Electric_Howarth_2023_05_05 | 2029 |  |  | Hydrogen |  | Dispatch-Interconnection | VOM | 0 | ON | PJ | H2 Pipeline - New |  |  |  | 0.70259 | 0
LCP_Inputs_ON_Electric_Howarth_2023_05_05 | 2029 |  |  | Hydrogen |  | Dispatch-Interconnection | VOM | 0 | ON | PJ | H2 Pipeline - Repurposed |  |  |  | 0.70259 | 0
LCP_Inputs_ON_Electric_Howarth_2023_05_05 | 2029 |  |  | Methane |  | Dispatch-Interconnection | VOM | 0 | ON | QC | CH4 Pipeline |  |  |  | 0.70259 | 0
LCP_Inputs_ON_Electric_Howarth_2023_05_05 | 2029 |  |  | Electricity |  | Dispatch-Interconnection | VOM | 3255394.417 | ON | QC | Electricity Transmission Line |  |  |  | 0.70259 | 2287196.9364
LCP_Inputs_ON_Electric_Howarth_2023_05_05 | 2029 |  |  | Hydrogen |  | Dispatch-Interconnection | VOM | 0 | ON | QC | H2 Pipeline - New |  |  |  | 0.70259 | 0
LCP_Inputs_ON_Electric_Howarth_2023_05_05 | 2029 |  |  | Hydrogen |  | Dispatch-Interconnection | VOM | 0 | ON | QC | H2 Pipeline - Repurposed |  |  |  | 0.70259 | 0
LCP_Inputs_ON_Electric_Howarth_2023_05_05 | 2029 |  |  | Methane |  | Dispatch-Interconnection | VOM | 0 | ON | WC | CH4 Pipeline |  |  |  | 0.70259 | 0
LCP_Inputs_ON_Electric_Howarth_2023_05_05 | 2029 |  |  | Electricity |  | Dispatch-Interconnection | VOM | 87663.7689 | ON | WC | Electricity Transmission Line |  |  |  | 0.70259 | 61591.4012
LCP_Inputs_ON_Electric_Howarth_2023_05_05 | 2029 |  |  | Hydrogen |  | Dispatch-Interconnection | VOM | 0 | ON | WC | H2 Pipeline - New |  |  |  | 0.70259 | 0
LCP_Inputs_ON_Electric_Howarth_2023_05_05 | 2029 |  |  | Hydrogen |  | Dispatch-Interconnection | VOM | 0 | ON | WC | H2 Pipeline - Repurposed |  |  |  | 0.70259 | 0
LCP_Inputs_ON_Electric_Howarth_2023_05_05 | 2029 |  |  | Methane |  | Dispatch-Interconnection | VOM | 0 | PJ | ON | CH4 Pipeline |  |  |  | 0.70259 | 0
LCP_Inputs_ON_Electric_Howarth_2023_05_05 | 2029 |  |  | Electricity |  | Dispatch-Interconnection | VOM | 0 | PJ | ON | Electricity Transmission Line |  |  |  | 0.70259 | 0
LCP_Inputs_ON_Electric_Howarth_2023_05_05 | 2029 |  |  | Hydrogen |  | Dispatch-Interconnection | VOM | 0 | PJ | ON | H2 Pipeline - New |  |  |  | 0.70259 | 0
LCP_Inputs_ON_Electric_Howarth_2023_05_05 | 2029 |  |  | Hydrogen |  | Dispatch-Interconnection | VOM | 0 | PJ | ON | H2 Pipeline - Repurposed |  |  |  | 0.70259 | 0
LCP_Inputs_ON_Electric_Howarth_2023_05_05 | 2029 |  |  | Methane |  | Dispatch-Intraconnection | VOM | 0 | PJ | PJ | CH4 Pipeline |  |  |  | 0.70259 | 0
LCP_Inputs_ON_Electric_Howarth_2023_05_05 | 2029 |  |  | Electricity |  | Dispatch-Intraconnection | VOM | 0 | PJ | PJ | Electricity Transmission Line |  |  |  | 0.70259 | 0
LCP_Inputs_ON_Electric_Howarth_2023_05_05 | 2029 |  |  | Hydrogen |  | Dispatch-Intraconnection | VOM | 0 | PJ | PJ | H2 Pipeline - New |  |  |  | 0.70259 | 0
LCP_Inputs_ON_Electric_Howarth_2023_05_05 | 2029 |  |  | Hydrogen |  | Dispatch-Intraconnection | VOM | 0 | PJ | PJ | H2 Pipeline - Repurposed |  |  |  | 0.70259 | 0
LCP_Inputs_ON_Electric_Howarth_2023_05_05 | 2029 |  |  | Electricity |  | Dispatch-Interconnection | VOM | 64147633.0874 | QC | NY | Electricity Transmission Line |  |  |  | 0.70259 | 45069276.126
LCP_Inputs_ON_Electric_Howarth_2023_05_05 | 2029 |  |  | Methane |  | Dispatch-Interconnection | VOM | 0 | QC | ON | CH4 Pipeline |  |  |  | 0.70259 | 0
LCP_Inputs_ON_Electric_Howarth_2023_05_05 | 2029 |  |  | Electricity |  | Dispatch-Interconnection | VOM | 6023844.3192 | QC | ON | Electricity Transmission Line |  |  |  | 0.70259 | 4232273.1159
LCP_Inputs_ON_Electric_Howarth_2023_05_05 | 2029 |  |  | Hydrogen |  | Dispatch-Interconnection | VOM | 0 | QC | ON | H2 Pipeline - New |  |  |  | 0.70259 | 0
LCP_Inputs_ON_Electric_Howarth_2023_05_05 | 2029 |  |  | Hydrogen |  | Dispatch-Interconnection | VOM | 0 | QC | ON | H2 Pipeline - Repurposed |  |  |  | 0.70259 | 0
LCP_Inputs_ON_Electric_Howarth_2023_05_05 | 2029 |  |  | Methane |  | Dispatch-Intraconnection | VOM | 0 | QC | QC | CH4 Pipeline |  |  |  | 0.70259 | 0
LCP_Inputs_ON_Electric_Howarth_2023_05_05 | 2029 |  |  | Electricity |  | Dispatch-Intraconnection | VOM | 0 | QC | QC | Electricity Transmission Line |  |  |  | 0.70259 | 0
LCP_Inputs_ON_Electric_Howarth_2023_05_05 | 2029 |  |  | Hydrogen |  | Dispatch-Intraconnection | VOM | 0 | QC | QC | H2 Pipeline - New |  |  |  | 0.70259 | 0
LCP_Inputs_ON_Electric_Howarth_2023_05_05 | 2029 |  |  | Hydrogen |  | Dispatch-Intraconnection | VOM | 0 | QC | QC | H2 Pipeline - Repurposed |  |  |  | 0.70259 | 0
LCP_Inputs_ON_Electric_Howarth_2023_05_05 | 2029 |  |  | Electricity |  | Dispatch-Interconnection | VOM | 15622762.0823 | WC | MI | Electricity Transmission Line |  |  |  | 0.70259 | 10976345.4121
LCP_Inputs_ON_Electric_Howarth_2023_05_05 | 2029 |  |  | Methane |  | Dispatch-Interconnection | VOM | 0 | WC | ON | CH4 Pipeline |  |  |  | 0.70259 | 0
LCP_Inputs_ON_Electric_Howarth_2023_05_05 | 2029 |  |  | Electricity |  | Dispatch-Interconnection | VOM | 453033.4763 | WC | ON | Electricity Transmission Line |  |  |  | 0.70259 | 318295.3112
LCP_Inputs_ON_Electric_Howarth_2023_05_05 | 2029 |  |  | Hydrogen |  | Dispatch-Interconnection | VOM | 0 | WC | ON | H2 Pipeline - New |  |  |  | 0.70259 | 0
LCP_Inputs_ON_Electric_Howarth_2023_05_05 | 2029 |  |  | Hydrogen |  | Dispatch-Interconnection | VOM | 0 | WC | ON | H2 Pipeline - Repurposed |  |  |  | 0.70259 | 0
LCP_Inputs_ON_Electric_Howarth_2023_05_05 | 2029 |  |  | Methane |  | Dispatch-Intraconnection | VOM | 0 | WC | WC | CH4 Pipeline |  |  |  | 0.70259 | 0
LCP_Inputs_ON_Electric_Howarth_2023_05_05 | 2029 |  |  | Electricity |  | Dispatch-Intraconnection | VOM | 0 | WC | WC | Electricity Transmission Line |  |  |  | 0.70259 | 0
LCP_Inputs_ON_Electric_Howarth_2023_05_05 | 2029 |  |  | Hydrogen |  | Dispatch-Intraconnection | VOM | 0 | WC | WC | H2 Pipeline - New |  |  |  | 0.70259 | 0
LCP_Inputs_ON_Electric_Howarth_2023_05_05 | 2029 |  |  | Hydrogen |  | Dispatch-Intraconnection | VOM | 0 | WC | WC | H2 Pipeline - Repurposed |  |  |  | 0.70259 | 0
LCP_Inputs_ON_Electric_Howarth_2023_05_05 | 2030 |  |  | Methane |  | Dispatch-Intraconnection | VOM | 0 | MI | MI | CH4 Pipeline |  |  |  | 0.67556 | 0
LCP_Inputs_ON_Electric_Howarth_2023_05_05 | 2030 |  |  | Electricity |  | Dispatch-Intraconnection | VOM | 0 | MI | MI | Electricity Transmission Line |  |  |  | 0.67556 | 0
LCP_Inputs_ON_Electric_Howarth_2023_05_05 | 2030 |  |  | Hydrogen |  | Dispatch-Intraconnection | VOM | 0 | MI | MI | H2 Pipeline - New |  |  |  | 0.67556 | 0
LCP_Inputs_ON_Electric_Howarth_2023_05_05 | 2030 |  |  | Hydrogen |  | Dispatch-Intraconnection | VOM | 0 | MI | MI | H2 Pipeline - Repurposed |  |  |  | 0.67556 | 0
LCP_Inputs_ON_Electric_Howarth_2023_05_05 | 2030 |  |  | Methane |  | Dispatch-Interconnection | VOM | 0 | MI | ON | CH4 Pipeline |  |  |  | 0.67556 | 0
LCP_Inputs_ON_Electric_Howarth_2023_05_05 | 2030 |  |  | Electricity |  | Dispatch-Interconnection | VOM | 19056549.9279 | MI | ON | Electricity Transmission Line |  |  |  | 0.67556 | 12873922.3127
LCP_Inputs_ON_Electric_Howarth_2023_05_05 | 2030 |  |  | Hydrogen |  | Dispatch-Interconnection | VOM | 0 | MI | ON | H2 Pipeline - New |  |  |  | 0.67556 | 0
LCP_Inputs_ON_Electric_Howarth_2023_05_05 | 2030 |  |  | Hydrogen |  | Dispatch-Interconnection | VOM | 0 | MI | ON | H2 Pipeline - Repurposed |  |  |  | 0.67556 | 0
LCP_Inputs_ON_Electric_Howarth_2023_05_05 | 2030 |  |  | Electricity |  | Dispatch-Interconnection | VOM | 2010266.0944 | MI | WC | Electricity Transmission Line |  |  |  | 0.67556 | 1358063.7432
LCP_Inputs_ON_Electric_Howarth_2023_05_05 | 2030 |  |  | Methane |  | Dispatch-Intraconnection | VOM | 0 | NY | NY | CH4 Pipeline |  |  |  | 0.67556 | 0
LCP_Inputs_ON_Electric_Howarth_2023_05_05 | 2030 |  |  | Electricity |  | Dispatch-Intraconnection | VOM | 0 | NY | NY | Electricity Transmission Line |  |  |  | 0.67556 | 0
LCP_Inputs_ON_Electric_Howarth_2023_05_05 | 2030 |  |  | Hydrogen |  | Dispatch-Intraconnection | VOM | 0 | NY | NY | H2 Pipeline - New |  |  |  | 0.67556 | 0
LCP_Inputs_ON_Electric_Howarth_2023_05_05 | 2030 |  |  | Hydrogen |  | Dispatch-Intraconnection | VOM | 0 | NY | NY | H2 Pipeline - Repurposed |  |  |  | 0.67556 | 0
LCP_Inputs_ON_Electric_Howarth_2023_05_05 | 2030 |  |  | Methane |  | Dispatch-Interconnection | VOM | 0 | NY | ON | CH4 Pipeline |  |  |  | 0.67556 | 0
LCP_Inputs_ON_Electric_Howarth_2023_05_05 | 2030 |  |  | Electricity |  | Dispatch-Interconnection | VOM | 20664534.3565 | NY | ON | Electricity Transmission Line |  |  |  | 0.67556 | 13960218.9767
LCP_Inputs_ON_Electric_Howarth_2023_05_05 | 2030 |  |  | Hydrogen |  | Dispatch-Interconnection | VOM | 0 | NY | ON | H2 Pipeline - New |  |  |  | 0.67556 | 0
LCP_Inputs_ON_Electric_Howarth_2023_05_05 | 2030 |  |  | Hydrogen |  | Dispatch-Interconnection | VOM | 0 | NY | ON | H2 Pipeline - Repurposed |  |  |  | 0.67556 | 0
LCP_Inputs_ON_Electric_Howarth_2023_05_05 | 2030 |  |  | Electricity |  | Dispatch-Interconnection | VOM | 24552385.7942 | NY | QC | Electricity Transmission Line |  |  |  | 0.67556 | 16586712.1018
LCP_Inputs_ON_Electric_Howarth_2023_05_05 | 2030 |  |  | Methane |  | Dispatch-Interconnection | VOM | 0 | ON | MI | CH4 Pipeline |  |  |  | 0.67556 | 0
LCP_Inputs_ON_Electric_Howarth_2023_05_05 | 2030 |  |  | Electricity |  | Dispatch-Interconnection | VOM | 221754.2829 | ON | MI | Electricity Transmission Line |  |  |  | 0.67556 | 149809.2478
LCP_Inputs_ON_Electric_Howarth_2023_05_05 | 2030 |  |  | Hydrogen |  | Dispatch-Interconnection | VOM | 0 | ON | MI | H2 Pipeline - New |  |  |  | 0.67556 | 0
LCP_Inputs_ON_Electric_Howarth_2023_05_05 | 2030 |  |  | Hydrogen |  | Dispatch-Interconnection | VOM | 0 | ON | MI | H2 Pipeline - Repurposed |  |  |  | 0.67556 | 0
LCP_Inputs_ON_Electric_Howarth_2023_05_05 | 2030 |  |  | Methane |  | Dispatch-Interconnection | VOM | 0 | ON | NY | CH4 Pipeline |  |  |  | 0.67556 | 0
LCP_Inputs_ON_Electric_Howarth_2023_05_05 | 2030 |  |  | Electricity |  | Dispatch-Interconnection | VOM | 9056695.3664 | ON | NY | Electricity Transmission Line |  |  |  | 0.67556 | 6118378.8775
LCP_Inputs_ON_Electric_Howarth_2023_05_05 | 2030 |  |  | Hydrogen |  | Dispatch-Interconnection | VOM | 0 | ON | NY | H2 Pipeline - New |  |  |  | 0.67556 | 0
LCP_Inputs_ON_Electric_Howarth_2023_05_05 | 2030 |  |  | Hydrogen |  | Dispatch-Interconnection | VOM | 0 | ON | NY | H2 Pipeline - Repurposed |  |  |  | 0.67556 | 0
LCP_Inputs_ON_Electric_Howarth_2023_05_05 | 2030 |  |  | Methane |  | Dispatch-Intraconnection | VOM | 661976965.2959 | ON | ON | CH4 Pipeline |  |  |  | 0.67556 | 447207918.3419
LCP_Inputs_ON_Electric_Howarth_2023_05_05 | 2030 |  |  | Electricity |  | Dispatch-Intraconnection | VOM | 0 | ON | ON | Electricity Transmission Line |  |  |  | 0.67556 | 0
LCP_Inputs_ON_Electric_Howarth_2023_05_05 | 2030 |  |  | Hydrogen |  | Dispatch-Intraconnection | VOM | 0 | ON | ON | H2 Pipeline - New |  |  |  | 0.67556 | 0
LCP_Inputs_ON_Electric_Howarth_2023_05_05 | 2030 |  |  | Hydrogen |  | Dispatch-Intraconnection | VOM | 110846468.6684 | ON | ON | H2 Pipeline - Repurposed |  |  |  | 0.67556 | 74883902.4733
LCP_Inputs_ON_Electric_Howarth_2023_05_05 | 2030 |  |  | Methane |  | Dispatch-Interconnection | VOM | 0 | ON | PJ | CH4 Pipeline |  |  |  | 0.67556 | 0
LCP_Inputs_ON_Electric_Howarth_2023_05_05 | 2030 |  |  | Electricity |  | Dispatch-Interconnection | VOM | 5245197.9798 | ON | PJ | Electricity Transmission Line |  |  |  | 0.67556 | 3543467.8135
LCP_Inputs_ON_Electric_Howarth_2023_05_05 | 2030 |  |  | Hydrogen |  | Dispatch-Interconnection | VOM | 0 | ON | PJ | H2 Pipeline - New |  |  |  | 0.67556 | 0
LCP_Inputs_ON_Electric_Howarth_2023_05_05 | 2030 |  |  | Hydrogen |  | Dispatch-Interconnection | VOM | 0 | ON | PJ | H2 Pipeline - Repurposed |  |  |  | 0.67556 | 0
LCP_Inputs_ON_Electric_Howarth_2023_05_05 | 2030 |  |  | Methane |  | Dispatch-Interconnection | VOM | 0 | ON | QC | CH4 Pipeline |  |  |  | 0.67556 | 0
LCP_Inputs_ON_Electric_Howarth_2023_05_05 | 2030 |  |  | Electricity |  | Dispatch-Interconnection | VOM | 1887547.4045 | ON | QC | Electricity Transmission Line |  |  |  | 0.67556 | 1275159.3934
LCP_Inputs_ON_Electric_Howarth_2023_05_05 | 2030 |  |  | Hydrogen |  | Dispatch-Interconnection | VOM | 0 | ON | QC | H2 Pipeline - New |  |  |  | 0.67556 | 0
LCP_Inputs_ON_Electric_Howarth_2023_05_05 | 2030 |  |  | Hydrogen |  | Dispatch-Interconnection | VOM | 0 | ON | QC | H2 Pipeline - Repurposed |  |  |  | 0.67556 | 0
LCP_Inputs_ON_Electric_Howarth_2023_05_05 | 2030 |  |  | Methane |  | Dispatch-Interconnection | VOM | 0 | ON | WC | CH4 Pipeline |  |  |  | 0.67556 | 0
LCP_Inputs_ON_Electric_Howarth_2023_05_05 | 2030 |  |  | Electricity |  | Dispatch-Interconnection | VOM | 0 | ON | WC | Electricity Transmission Line |  |  |  | 0.67556 | 0
LCP_Inputs_ON_Electric_Howarth_2023_05_05 | 2030 |  |  | Hydrogen |  | Dispatch-Interconnection | VOM | 0 | ON | WC | H2 Pipeline - New |  |  |  | 0.67556 | 0
LCP_Inputs_ON_Electric_Howarth_2023_05_05 | 2030 |  |  | Hydrogen |  | Dispatch-Interconnection | VOM | 0 | ON | WC | H2 Pipeline - Repurposed |  |  |  | 0.67556 | 0
LCP_Inputs_ON_Electric_Howarth_2023_05_05 | 2030 |  |  | Methane |  | Dispatch-Interconnection | VOM | 0 | PJ | ON | CH4 Pipeline |  |  |  | 0.67556 | 0
LCP_Inputs_ON_Electric_Howarth_2023_05_05 | 2030 |  |  | Electricity |  | Dispatch-Interconnection | VOM | 9815410.8425 | PJ | ON | Electricity Transmission Line |  |  |  | 0.67556 | 6630939.8675
LCP_Inputs_ON_Electric_Howarth_2023_05_05 | 2030 |  |  | Hydrogen |  | Dispatch-Interconnection | VOM | 0 | PJ | ON | H2 Pipeline - New |  |  |  | 0.67556 | 0
LCP_Inputs_ON_Electric_Howarth_2023_05_05 | 2030 |  |  | Hydrogen |  | Dispatch-Interconnection | VOM | 0 | PJ | ON | H2 Pipeline - Repurposed |  |  |  | 0.67556 | 0
LCP_Inputs_ON_Electric_Howarth_2023_05_05 | 2030 |  |  | Methane |  | Dispatch-Intraconnection | VOM | 0 | PJ | PJ | CH4 Pipeline |  |  |  | 0.67556 | 0
LCP_Inputs_ON_Electric_Howarth_2023_05_05 | 2030 |  |  | Electricity |  | Dispatch-Intraconnection | VOM | 0 | PJ | PJ | Electricity Transmission Line |  |  |  | 0.67556 | 0
LCP_Inputs_ON_Electric_Howarth_2023_05_05 | 2030 |  |  | Hydrogen |  | Dispatch-Intraconnection | VOM | 0 | PJ | PJ | H2 Pipeline - New |  |  |  | 0.67556 | 0
LCP_Inputs_ON_Electric_Howarth_2023_05_05 | 2030 |  |  | Hydrogen |  | Dispatch-Intraconnection | VOM | 0 | PJ | PJ | H2 Pipeline - Repurposed |  |  |  | 0.67556 | 0
LCP_Inputs_ON_Electric_Howarth_2023_05_05 | 2030 |  |  | Electricity |  | Dispatch-Interconnection | VOM | 18564320.5277 | QC | NY | Electricity Transmission Line |  |  |  | 0.67556 | 12541389.7671
LCP_Inputs_ON_Electric_Howarth_2023_05_05 | 2030 |  |  | Methane |  | Dispatch-Interconnection | VOM | 0 | QC | ON | CH4 Pipeline |  |  |  | 0.67556 | 0
LCP_Inputs_ON_Electric_Howarth_2023_05_05 | 2030 |  |  | Electricity |  | Dispatch-Interconnection | VOM | 11684862.7415 | QC | ON | Electricity Transmission Line |  |  |  | 0.67556 | 7893874.5858
LCP_Inputs_ON_Electric_Howarth_2023_05_05 | 2030 |  |  | Hydrogen |  | Dispatch-Interconnection | VOM | 0 | QC | ON | H2 Pipeline - New |  |  |  | 0.67556 | 0
LCP_Inputs_ON_Electric_Howarth_2023_05_05 | 2030 |  |  | Hydrogen |  | Dispatch-Interconnection | VOM | 0 | QC | ON | H2 Pipeline - Repurposed |  |  |  | 0.67556 | 0
LCP_Inputs_ON_Electric_Howarth_2023_05_05 | 2030 |  |  | Methane |  | Dispatch-Intraconnection | VOM | 0 | QC | QC | CH4 Pipeline |  |  |  | 0.67556 | 0
LCP_Inputs_ON_Electric_Howarth_2023_05_05 | 2030 |  |  | Electricity |  | Dispatch-Intraconnection | VOM | 0 | QC | QC | Electricity Transmission Line |  |  |  | 0.67556 | 0
LCP_Inputs_ON_Electric_Howarth_2023_05_05 | 2030 |  |  | Hydrogen |  | Dispatch-Intraconnection | VOM | 0 | QC | QC | H2 Pipeline - New |  |  |  | 0.67556 | 0
LCP_Inputs_ON_Electric_Howarth_2023_05_05 | 2030 |  |  | Hydrogen |  | Dispatch-Intraconnection | VOM | 0 | QC | QC | H2 Pipeline - Repurposed |  |  |  | 0.67556 | 0
LCP_Inputs_ON_Electric_Howarth_2023_05_05 | 2030 |  |  | Electricity |  | Dispatch-Interconnection | VOM | 10574692.1994 | WC | MI | Electricity Transmission Line |  |  |  | 0.67556 | 7143883.1463
LCP_Inputs_ON_Electric_Howarth_2023_05_05 | 2030 |  |  | Methane |  | Dispatch-Interconnection | VOM | 0 | WC | ON | CH4 Pipeline |  |  |  | 0.67556 | 0
LCP_Inputs_ON_Electric_Howarth_2023_05_05 | 2030 |  |  | Electricity |  | Dispatch-Interconnection | VOM | 4513376.5969 | WC | ON | Electricity Transmission Line |  |  |  | 0.67556 | 3049075.5093
LCP_Inputs_ON_Electric_Howarth_2023_05_05 | 2030 |  |  | Hydrogen |  | Dispatch-Interconnection | VOM | 0 | WC | ON | H2 Pipeline - New |  |  |  | 0.67556 | 0
LCP_Inputs_ON_Electric_Howarth_2023_05_05 | 2030 |  |  | Hydrogen |  | Dispatch-Interconnection | VOM | 0 | WC | ON | H2 Pipeline - Repurposed |  |  |  | 0.67556 | 0
LCP_Inputs_ON_Electric_Howarth_2023_05_05 | 2030 |  |  | Methane |  | Dispatch-Intraconnection | VOM | 0 | WC | WC | CH4 Pipeline |  |  |  | 0.67556 | 0
LCP_Inputs_ON_Electric_Howarth_2023_05_05 | 2030 |  |  | Electricity |  | Dispatch-Intraconnection | VOM | 0 | WC | WC | Electricity Transmission Line |  |  |  | 0.67556 | 0
LCP_Inputs_ON_Electric_Howarth_2023_05_05 | 2030 |  |  | Hydrogen |  | Dispatch-Intraconnection | VOM | 0 | WC | WC | H2 Pipeline - New |  |  |  | 0.67556 | 0
LCP_Inputs_ON_Electric_Howarth_2023_05_05 | 2030 |  |  | Hydrogen |  | Dispatch-Intraconnection | VOM | 0 | WC | WC | H2 Pipeline - Repurposed |  |  |  | 0.67556 | 0
LCP_Inputs_ON_Electric_Howarth_2023_05_05 | 2031 |  |  | Methane |  | Dispatch-Intraconnection | VOM | 0 | MI | MI | CH4 Pipeline |  |  |  | 0.64958 | 0
LCP_Inputs_ON_Electric_Howarth_2023_05_05 | 2031 |  |  | Electricity |  | Dispatch-Intraconnection | VOM | 0 | MI | MI | Electricity Transmission Line |  |  |  | 0.64958 | 0
LCP_Inputs_ON_Electric_Howarth_2023_05_05 | 2031 |  |  | Hydrogen |  | Dispatch-Intraconnection | VOM | 0 | MI | MI | H2 Pipeline - New |  |  |  | 0.64958 | 0
LCP_Inputs_ON_Electric_Howarth_2023_05_05 | 2031 |  |  | Hydrogen |  | Dispatch-Intraconnection | VOM | 0 | MI | MI | H2 Pipeline - Repurposed |  |  |  | 0.64958 | 0
LCP_Inputs_ON_Electric_Howarth_2023_05_05 | 2031 |  |  | Methane |  | Dispatch-Interconnection | VOM | 0 | MI | ON | CH4 Pipeline |  |  |  | 0.64958 | 0
LCP_Inputs_ON_Electric_Howarth_2023_05_05 | 2031 |  |  | Electricity |  | Dispatch-Interconnection | VOM | 19056549.9279 | MI | ON | Electricity Transmission Line |  |  |  | 0.64958 | 12378771.4545
LCP_Inputs_ON_Electric_Howarth_2023_05_05 | 2031 |  |  | Hydrogen |  | Dispatch-Interconnection | VOM | 0 | MI | ON | H2 Pipeline - New |  |  |  | 0.64958 | 0
LCP_Inputs_ON_Electric_Howarth_2023_05_05 | 2031 |  |  | Hydrogen |  | Dispatch-Interconnection | VOM | 0 | MI | ON | H2 Pipeline - Repurposed |  |  |  | 0.64958 | 0
LCP_Inputs_ON_Electric_Howarth_2023_05_05 | 2031 |  |  | Electricity |  | Dispatch-Interconnection | VOM | 2010266.0944 | MI | WC | Electricity Transmission Line |  |  |  | 0.64958 | 1305830.5223
LCP_Inputs_ON_Electric_Howarth_2023_05_05 | 2031 |  |  | Methane |  | Dispatch-Intraconnection | VOM | 0 | NY | NY | CH4 Pipeline |  |  |  | 0.64958 | 0
LCP_Inputs_ON_Electric_Howarth_2023_05_05 | 2031 |  |  | Electricity |  | Dispatch-Intraconnection | VOM | 0 | NY | NY | Electricity Transmission Line |  |  |  | 0.64958 | 0
LCP_Inputs_ON_Electric_Howarth_2023_05_05 | 2031 |  |  | Hydrogen |  | Dispatch-Intraconnection | VOM | 0 | NY | NY | H2 Pipeline - New |  |  |  | 0.64958 | 0
LCP_Inputs_ON_Electric_Howarth_2023_05_05 | 2031 |  |  | Hydrogen |  | Dispatch-Intraconnection | VOM | 0 | NY | NY | H2 Pipeline - Repurposed |  |  |  | 0.64958 | 0
LCP_Inputs_ON_Electric_Howarth_2023_05_05 | 2031 |  |  | Methane |  | Dispatch-Interconnection | VOM | 0 | NY | ON | CH4 Pipeline |  |  |  | 0.64958 | 0
LCP_Inputs_ON_Electric_Howarth_2023_05_05 | 2031 |  |  | Electricity |  | Dispatch-Interconnection | VOM | 20664534.3565 | NY | ON | Electricity Transmission Line |  |  |  | 0.64958 | 13423287.4776
LCP_Inputs_ON_Electric_Howarth_2023_05_05 | 2031 |  |  | Hydrogen |  | Dispatch-Interconnection | VOM | 0 | NY | ON | H2 Pipeline - New |  |  |  | 0.64958 | 0
LCP_Inputs_ON_Electric_Howarth_2023_05_05 | 2031 |  |  | Hydrogen |  | Dispatch-Interconnection | VOM | 0 | NY | ON | H2 Pipeline - Repurposed |  |  |  | 0.64958 | 0
LCP_Inputs_ON_Electric_Howarth_2023_05_05 | 2031 |  |  | Electricity |  | Dispatch-Interconnection | VOM | 24552385.7942 | NY | QC | Electricity Transmission Line |  |  |  | 0.64958 | 15948761.6363
LCP_Inputs_ON_Electric_Howarth_2023_05_05 | 2031 |  |  | Methane |  | Dispatch-Interconnection | VOM | 0 | ON | MI | CH4 Pipeline |  |  |  | 0.64958 | 0
LCP_Inputs_ON_Electric_Howarth_2023_05_05 | 2031 |  |  | Electricity |  | Dispatch-Interconnection | VOM | 221754.2829 | ON | MI | Electricity Transmission Line |  |  |  | 0.64958 | 144047.3536
LCP_Inputs_ON_Electric_Howarth_2023_05_05 | 2031 |  |  | Hydrogen |  | Dispatch-Interconnection | VOM | 0 | ON | MI | H2 Pipeline - New |  |  |  | 0.64958 | 0
LCP_Inputs_ON_Electric_Howarth_2023_05_05 | 2031 |  |  | Hydrogen |  | Dispatch-Interconnection | VOM | 0 | ON | MI | H2 Pipeline - Repurposed |  |  |  | 0.64958 | 0
LCP_Inputs_ON_Electric_Howarth_2023_05_05 | 2031 |  |  | Methane |  | Dispatch-Interconnection | VOM | 0 | ON | NY | CH4 Pipeline |  |  |  | 0.64958 | 0
LCP_Inputs_ON_Electric_Howarth_2023_05_05 | 2031 |  |  | Electricity |  | Dispatch-Interconnection | VOM | 9056695.3664 | ON | NY | Electricity Transmission Line |  |  |  | 0.64958 | 5883056.613
LCP_Inputs_ON_Electric_Howarth_2023_05_05 | 2031 |  |  | Hydrogen |  | Dispatch-Interconnection | VOM | 0 | ON | NY | H2 Pipeline - New |  |  |  | 0.64958 | 0
LCP_Inputs_ON_Electric_Howarth_2023_05_05 | 2031 |  |  | Hydrogen |  | Dispatch-Interconnection | VOM | 0 | ON | NY | H2 Pipeline - Repurposed |  |  |  | 0.64958 | 0
LCP_Inputs_ON_Electric_Howarth_2023_05_05 | 2031 |  |  | Methane |  | Dispatch-Intraconnection | VOM | 661976965.2959 | ON | ON | CH4 Pipeline |  |  |  | 0.64958 | 430007613.7903
LCP_Inputs_ON_Electric_Howarth_2023_05_05 | 2031 |  |  | Electricity |  | Dispatch-Intraconnection | VOM | 0 | ON | ON | Electricity Transmission Line |  |  |  | 0.64958 | 0
LCP_Inputs_ON_Electric_Howarth_2023_05_05 | 2031 |  |  | Hydrogen |  | Dispatch-Intraconnection | VOM | 0 | ON | ON | H2 Pipeline - New |  |  |  | 0.64958 | 0
LCP_Inputs_ON_Electric_Howarth_2023_05_05 | 2031 |  |  | Hydrogen |  | Dispatch-Intraconnection | VOM | 110846468.6684 | ON | ON | H2 Pipeline - Repurposed |  |  |  | 0.64958 | 72003752.3781
LCP_Inputs_ON_Electric_Howarth_2023_05_05 | 2031 |  |  | Methane |  | Dispatch-Interconnection | VOM | 0 | ON | PJ | CH4 Pipeline |  |  |  | 0.64958 | 0
LCP_Inputs_ON_Electric_Howarth_2023_05_05 | 2031 |  |  | Electricity |  | Dispatch-Interconnection | VOM | 5245197.9798 | ON | PJ | Electricity Transmission Line |  |  |  | 0.64958 | 3407180.5899
LCP_Inputs_ON_Electric_Howarth_2023_05_05 | 2031 |  |  | Hydrogen |  | Dispatch-Interconnection | VOM | 0 | ON | PJ | H2 Pipeline - New |  |  |  | 0.64958 | 0
LCP_Inputs_ON_Electric_Howarth_2023_05_05 | 2031 |  |  | Hydrogen |  | Dispatch-Interconnection | VOM | 0 | ON | PJ | H2 Pipeline - Repurposed |  |  |  | 0.64958 | 0
LCP_Inputs_ON_Electric_Howarth_2023_05_05 | 2031 |  |  | Methane |  | Dispatch-Interconnection | VOM | 0 | ON | QC | CH4 Pipeline |  |  |  | 0.64958 | 0
LCP_Inputs_ON_Electric_Howarth_2023_05_05 | 2031 |  |  | Electricity |  | Dispatch-Interconnection | VOM | 1887547.4045 | ON | QC | Electricity Transmission Line |  |  |  | 0.64958 | 1226114.8014
LCP_Inputs_ON_Electric_Howarth_2023_05_05 | 2031 |  |  | Hydrogen |  | Dispatch-Interconnection | VOM | 0 | ON | QC | H2 Pipeline - New |  |  |  | 0.64958 | 0
LCP_Inputs_ON_Electric_Howarth_2023_05_05 | 2031 |  |  | Hydrogen |  | Dispatch-Interconnection | VOM | 0 | ON | QC | H2 Pipeline - Repurposed |  |  |  | 0.64958 | 0
LCP_Inputs_ON_Electric_Howarth_2023_05_05 | 2031 |  |  | Methane |  | Dispatch-Interconnection | VOM | 0 | ON | WC | CH4 Pipeline |  |  |  | 0.64958 | 0
LCP_Inputs_ON_Electric_Howarth_2023_05_05 | 2031 |  |  | Electricity |  | Dispatch-Interconnection | VOM | 0 | ON | WC | Electricity Transmission Line |  |  |  | 0.64958 | 0
LCP_Inputs_ON_Electric_Howarth_2023_05_05 | 2031 |  |  | Hydrogen |  | Dispatch-Interconnection | VOM | 0 | ON | WC | H2 Pipeline - New |  |  |  | 0.64958 | 0
LCP_Inputs_ON_Electric_Howarth_2023_05_05 | 2031 |  |  | Hydrogen |  | Dispatch-Interconnection | VOM | 0 | ON | WC | H2 Pipeline - Repurposed |  |  |  | 0.64958 | 0
LCP_Inputs_ON_Electric_Howarth_2023_05_05 | 2031 |  |  | Methane |  | Dispatch-Interconnection | VOM | 0 | PJ | ON | CH4 Pipeline |  |  |  | 0.64958 | 0
LCP_Inputs_ON_Electric_Howarth_2023_05_05 | 2031 |  |  | Electricity |  | Dispatch-Interconnection | VOM | 9815410.8425 | PJ | ON | Electricity Transmission Line |  |  |  | 0.64958 | 6375903.7187
LCP_Inputs_ON_Electric_Howarth_2023_05_05 | 2031 |  |  | Hydrogen |  | Dispatch-Interconnection | VOM | 0 | PJ | ON | H2 Pipeline - New |  |  |  | 0.64958 | 0
LCP_Inputs_ON_Electric_Howarth_2023_05_05 | 2031 |  |  | Hydrogen |  | Dispatch-Interconnection | VOM | 0 | PJ | ON | H2 Pipeline - Repurposed |  |  |  | 0.64958 | 0
LCP_Inputs_ON_Electric_Howarth_2023_05_05 | 2031 |  |  | Methane |  | Dispatch-Intraconnection | VOM | 0 | PJ | PJ | CH4 Pipeline |  |  |  | 0.64958 | 0
LCP_Inputs_ON_Electric_Howarth_2023_05_05 | 2031 |  |  | Electricity |  | Dispatch-Intraconnection | VOM | 0 | PJ | PJ | Electricity Transmission Line |  |  |  | 0.64958 | 0
LCP_Inputs_ON_Electric_Howarth_2023_05_05 | 2031 |  |  | Hydrogen |  | Dispatch-Intraconnection | VOM | 0 | PJ | PJ | H2 Pipeline - New |  |  |  | 0.64958 | 0
LCP_Inputs_ON_Electric_Howarth_2023_05_05 | 2031 |  |  | Hydrogen |  | Dispatch-Intraconnection | VOM | 0 | PJ | PJ | H2 Pipeline - Repurposed |  |  |  | 0.64958 | 0
LCP_Inputs_ON_Electric_Howarth_2023_05_05 | 2031 |  |  | Electricity |  | Dispatch-Interconnection | VOM | 18564320.5277 | QC | NY | Electricity Transmission Line |  |  |  | 0.64958 | 12059028.6222
LCP_Inputs_ON_Electric_Howarth_2023_05_05 | 2031 |  |  | Methane |  | Dispatch-Interconnection | VOM | 0 | QC | ON | CH4 Pipeline |  |  |  | 0.64958 | 0
LCP_Inputs_ON_Electric_Howarth_2023_05_05 | 2031 |  |  | Electricity |  | Dispatch-Interconnection | VOM | 11684862.7415 | QC | ON | Electricity Transmission Line |  |  |  | 0.64958 | 7590264.0248
LCP_Inputs_ON_Electric_Howarth_2023_05_05 | 2031 |  |  | Hydrogen |  | Dispatch-Interconnection | VOM | 0 | QC | ON | H2 Pipeline - New |  |  |  | 0.64958 | 0
LCP_Inputs_ON_Electric_Howarth_2023_05_05 | 2031 |  |  | Hydrogen |  | Dispatch-Interconnection | VOM | 0 | QC | ON | H2 Pipeline - Repurposed |  |  |  | 0.64958 | 0
LCP_Inputs_ON_Electric_Howarth_2023_05_05 | 2031 |  |  | Methane |  | Dispatch-Intraconnection | VOM | 0 | QC | QC | CH4 Pipeline |  |  |  | 0.64958 | 0
LCP_Inputs_ON_Electric_Howarth_2023_05_05 | 2031 |  |  | Electricity |  | Dispatch-Intraconnection | VOM | 0 | QC | QC | Electricity Transmission Line |  |  |  | 0.64958 | 0
LCP_Inputs_ON_Electric_Howarth_2023_05_05 | 2031 |  |  | Hydrogen |  | Dispatch-Intraconnection | VOM | 0 | QC | QC | H2 Pipeline - New |  |  |  | 0.64958 | 0
LCP_Inputs_ON_Electric_Howarth_2023_05_05 | 2031 |  |  | Hydrogen |  | Dispatch-Intraconnection | VOM | 0 | QC | QC | H2 Pipeline - Repurposed |  |  |  | 0.64958 | 0
LCP_Inputs_ON_Electric_Howarth_2023_05_05 | 2031 |  |  | Electricity |  | Dispatch-Interconnection | VOM | 10574692.1994 | WC | MI | Electricity Transmission Line |  |  |  | 0.64958 | 6869118.4099
LCP_Inputs_ON_Electric_Howarth_2023_05_05 | 2031 |  |  | Methane |  | Dispatch-Interconnection | VOM | 0 | WC | ON | CH4 Pipeline |  |  |  | 0.64958 | 0
LCP_Inputs_ON_Electric_Howarth_2023_05_05 | 2031 |  |  | Electricity |  | Dispatch-Interconnection | VOM | 4513376.5969 | WC | ON | Electricity Transmission Line |  |  |  | 0.64958 | 2931803.3743
LCP_Inputs_ON_Electric_Howarth_2023_05_05 | 2031 |  |  | Hydrogen |  | Dispatch-Interconnection | VOM | 0 | WC | ON | H2 Pipeline - New |  |  |  | 0.64958 | 0
LCP_Inputs_ON_Electric_Howarth_2023_05_05 | 2031 |  |  | Hydrogen |  | Dispatch-Interconnection | VOM | 0 | WC | ON | H2 Pipeline - Repurposed |  |  |  | 0.64958 | 0
LCP_Inputs_ON_Electric_Howarth_2023_05_05 | 2031 |  |  | Methane |  | Dispatch-Intraconnection | VOM | 0 | WC | WC | CH4 Pipeline |  |  |  | 0.64958 | 0
LCP_Inputs_ON_Electric_Howarth_2023_05_05 | 2031 |  |  | Electricity |  | Dispatch-Intraconnection | VOM | 0 | WC | WC | Electricity Transmission Line |  |  |  | 0.64958 | 0
LCP_Inputs_ON_Electric_Howarth_2023_05_05 | 2031 |  |  | Hydrogen |  | Dispatch-Intraconnection | VOM | 0 | WC | WC | H2 Pipeline - New |  |  |  | 0.64958 | 0
LCP_Inputs_ON_Electric_Howarth_2023_05_05 | 2031 |  |  | Hydrogen |  | Dispatch-Intraconnection | VOM | 0 | WC | WC | H2 Pipeline - Repurposed |  |  |  | 0.64958 | 0
LCP_Inputs_ON_Electric_Howarth_2023_05_05 | 2032 |  |  | Methane |  | Dispatch-Intraconnection | VOM | 0 | MI | MI | CH4 Pipeline |  |  |  | 0.6246 | 0
LCP_Inputs_ON_Electric_Howarth_2023_05_05 | 2032 |  |  | Electricity |  | Dispatch-Intraconnection | VOM | 0 | MI | MI | Electricity Transmission Line |  |  |  | 0.6246 | 0
LCP_Inputs_ON_Electric_Howarth_2023_05_05 | 2032 |  |  | Hydrogen |  | Dispatch-Intraconnection | VOM | 0 | MI | MI | H2 Pipeline - New |  |  |  | 0.6246 | 0
LCP_Inputs_ON_Electric_Howarth_2023_05_05 | 2032 |  |  | Hydrogen |  | Dispatch-Intraconnection | VOM | 0 | MI | MI | H2 Pipeline - Repurposed |  |  |  | 0.6246 | 0
LCP_Inputs_ON_Electric_Howarth_2023_05_05 | 2032 |  |  | Methane |  | Dispatch-Interconnection | VOM | 0 | MI | ON | CH4 Pipeline |  |  |  | 0.6246 | 0
LCP_Inputs_ON_Electric_Howarth_2023_05_05 | 2032 |  |  | Electricity |  | Dispatch-Interconnection | VOM | 19056549.9279 | MI | ON | Electricity Transmission Line |  |  |  | 0.6246 | 11902664.8601
LCP_Inputs_ON_Electric_Howarth_2023_05_05 | 2032 |  |  | Hydrogen |  | Dispatch-Interconnection | VOM | 0 | MI | ON | H2 Pipeline - New |  |  |  | 0.6246 | 0
LCP_Inputs_ON_Electric_Howarth_2023_05_05 | 2032 |  |  | Hydrogen |  | Dispatch-Interconnection | VOM | 0 | MI | ON | H2 Pipeline - Repurposed |  |  |  | 0.6246 | 0
LCP_Inputs_ON_Electric_Howarth_2023_05_05 | 2032 |  |  | Electricity |  | Dispatch-Interconnection | VOM | 2010266.0944 | MI | WC | Electricity Transmission Line |  |  |  | 0.6246 | 1255606.2714
LCP_Inputs_ON_Electric_Howarth_2023_05_05 | 2032 |  |  | Methane |  | Dispatch-Intraconnection | VOM | 0 | NY | NY | CH4 Pipeline |  |  |  | 0.6246 | 0
LCP_Inputs_ON_Electric_Howarth_2023_05_05 | 2032 |  |  | Electricity |  | Dispatch-Intraconnection | VOM | 0 | NY | NY | Electricity Transmission Line |  |  |  | 0.6246 | 0
LCP_Inputs_ON_Electric_Howarth_2023_05_05 | 2032 |  |  | Hydrogen |  | Dispatch-Intraconnection | VOM | 0 | NY | NY | H2 Pipeline - New |  |  |  | 0.6246 | 0
LCP_Inputs_ON_Electric_Howarth_2023_05_05 | 2032 |  |  | Hydrogen |  | Dispatch-Intraconnection | VOM | 0 | NY | NY | H2 Pipeline - Repurposed |  |  |  | 0.6246 | 0
LCP_Inputs_ON_Electric_Howarth_2023_05_05 | 2032 |  |  | Methane |  | Dispatch-Interconnection | VOM | 0 | NY | ON | CH4 Pipeline |  |  |  | 0.6246 | 0
LCP_Inputs_ON_Electric_Howarth_2023_05_05 | 2032 |  |  | Electricity |  | Dispatch-Interconnection | VOM | 20664534.3565 | NY | ON | Electricity Transmission Line |  |  |  | 0.6246 | 12907007.19
LCP_Inputs_ON_Electric_Howarth_2023_05_05 | 2032 |  |  | Hydrogen |  | Dispatch-Interconnection | VOM | 0 | NY | ON | H2 Pipeline - New |  |  |  | 0.6246 | 0
LCP_Inputs_ON_Electric_Howarth_2023_05_05 | 2032 |  |  | Hydrogen |  | Dispatch-Interconnection | VOM | 0 | NY | ON | H2 Pipeline - Repurposed |  |  |  | 0.6246 | 0
LCP_Inputs_ON_Electric_Howarth_2023_05_05 | 2032 |  |  | Electricity |  | Dispatch-Interconnection | VOM | 24552385.7942 | NY | QC | Electricity Transmission Line |  |  |  | 0.6246 | 15335347.7272
LCP_Inputs_ON_Electric_Howarth_2023_05_05 | 2032 |  |  | Methane |  | Dispatch-Interconnection | VOM | 0 | ON | MI | CH4 Pipeline |  |  |  | 0.6246 | 0
LCP_Inputs_ON_Electric_Howarth_2023_05_05 | 2032 |  |  | Electricity |  | Dispatch-Interconnection | VOM | 221754.2829 | ON | MI | Electricity Transmission Line |  |  |  | 0.6246 | 138507.0708
LCP_Inputs_ON_Electric_Howarth_2023_05_05 | 2032 |  |  | Hydrogen |  | Dispatch-Interconnection | VOM | 0 | ON | MI | H2 Pipeline - New |  |  |  | 0.6246 | 0
LCP_Inputs_ON_Electric_Howarth_2023_05_05 | 2032 |  |  | Hydrogen |  | Dispatch-Interconnection | VOM | 0 | ON | MI | H2 Pipeline - Repurposed |  |  |  | 0.6246 | 0
LCP_Inputs_ON_Electric_Howarth_2023_05_05 | 2032 |  |  | Methane |  | Dispatch-Interconnection | VOM | 0 | ON | NY | CH4 Pipeline |  |  |  | 0.6246 | 0
LCP_Inputs_ON_Electric_Howarth_2023_05_05 | 2032 |  |  | Electricity |  | Dispatch-Interconnection | VOM | 9056695.3664 | ON | NY | Electricity Transmission Line |  |  |  | 0.6246 | 5656785.2048
LCP_Inputs_ON_Electric_Howarth_2023_05_05 | 2032 |  |  | Hydrogen |  | Dispatch-Interconnection | VOM | 0 | ON | NY | H2 Pipeline - New |  |  |  | 0.6246 | 0
LCP_Inputs_ON_Electric_Howarth_2023_05_05 | 2032 |  |  | Hydrogen |  | Dispatch-Interconnection | VOM | 0 | ON | NY | H2 Pipeline - Repurposed |  |  |  | 0.6246 | 0
LCP_Inputs_ON_Electric_Howarth_2023_05_05 | 2032 |  |  | Methane |  | Dispatch-Intraconnection | VOM | 661976965.2959 | ON | ON | CH4 Pipeline |  |  |  | 0.6246 | 413468859.4138
LCP_Inputs_ON_Electric_Howarth_2023_05_05 | 2032 |  |  | Electricity |  | Dispatch-Intraconnection | VOM | 0 | ON | ON | Electricity Transmission Line |  |  |  | 0.6246 | 0
LCP_Inputs_ON_Electric_Howarth_2023_05_05 | 2032 |  |  | Hydrogen |  | Dispatch-Intraconnection | VOM | 0 | ON | ON | H2 Pipeline - New |  |  |  | 0.6246 | 0
LCP_Inputs_ON_Electric_Howarth_2023_05_05 | 2032 |  |  | Hydrogen |  | Dispatch-Intraconnection | VOM | 110846468.6684 | ON | ON | H2 Pipeline - Repurposed |  |  |  | 0.6246 | 69234377.2867
LCP_Inputs_ON_Electric_Howarth_2023_05_05 | 2032 |  |  | Methane |  | Dispatch-Interconnection | VOM | 0 | ON | PJ | CH4 Pipeline |  |  |  | 0.6246 | 0
LCP_Inputs_ON_Electric_Howarth_2023_05_05 | 2032 |  |  | Electricity |  | Dispatch-Interconnection | VOM | 5245197.9798 | ON | PJ | Electricity Transmission Line |  |  |  | 0.6246 | 3276135.1826
LCP_Inputs_ON_Electric_Howarth_2023_05_05 | 2032 |  |  | Hydrogen |  | Dispatch-Interconnection | VOM | 0 | ON | PJ | H2 Pipeline - New |  |  |  | 0.6246 | 0
LCP_Inputs_ON_Electric_Howarth_2023_05_05 | 2032 |  |  | Hydrogen |  | Dispatch-Interconnection | VOM | 0 | ON | PJ | H2 Pipeline - Repurposed |  |  |  | 0.6246 | 0
LCP_Inputs_ON_Electric_Howarth_2023_05_05 | 2032 |  |  | Methane |  | Dispatch-Interconnection | VOM | 0 | ON | QC | CH4 Pipeline |  |  |  | 0.6246 | 0
LCP_Inputs_ON_Electric_Howarth_2023_05_05 | 2032 |  |  | Electricity |  | Dispatch-Interconnection | VOM | 1887547.4045 | ON | QC | Electricity Transmission Line |  |  |  | 0.6246 | 1178956.5398
LCP_Inputs_ON_Electric_Howarth_2023_05_05 | 2032 |  |  | Hydrogen |  | Dispatch-Interconnection | VOM | 0 | ON | QC | H2 Pipeline - New |  |  |  | 0.6246 | 0
LCP_Inputs_ON_Electric_Howarth_2023_05_05 | 2032 |  |  | Hydrogen |  | Dispatch-Interconnection | VOM | 0 | ON | QC | H2 Pipeline - Repurposed |  |  |  | 0.6246 | 0
LCP_Inputs_ON_Electric_Howarth_2023_05_05 | 2032 |  |  | Methane |  | Dispatch-Interconnection | VOM | 0 | ON | WC | CH4 Pipeline |  |  |  | 0.6246 | 0
LCP_Inputs_ON_Electric_Howarth_2023_05_05 | 2032 |  |  | Electricity |  | Dispatch-Interconnection | VOM | 0 | ON | WC | Electricity Transmission Line |  |  |  | 0.6246 | 0
LCP_Inputs_ON_Electric_Howarth_2023_05_05 | 2032 |  |  | Hydrogen |  | Dispatch-Interconnection | VOM | 0 | ON | WC | H2 Pipeline - New |  |  |  | 0.6246 | 0
LCP_Inputs_ON_Electric_Howarth_2023_05_05 | 2032 |  |  | Hydrogen |  | Dispatch-Interconnection | VOM | 0 | ON | WC | H2 Pipeline - Repurposed |  |  |  | 0.6246 | 0
LCP_Inputs_ON_Electric_Howarth_2023_05_05 | 2032 |  |  | Methane |  | Dispatch-Interconnection | VOM | 0 | PJ | ON | CH4 Pipeline |  |  |  | 0.6246 | 0
LCP_Inputs_ON_Electric_Howarth_2023_05_05 | 2032 |  |  | Electricity |  | Dispatch-Interconnection | VOM | 9815410.8425 | PJ | ON | Electricity Transmission Line |  |  |  | 0.6246 | 6130676.6526
LCP_Inputs_ON_Electric_Howarth_2023_05_05 | 2032 |  |  | Hydrogen |  | Dispatch-Interconnection | VOM | 0 | PJ | ON | H2 Pipeline - New |  |  |  | 0.6246 | 0
LCP_Inputs_ON_Electric_Howarth_2023_05_05 | 2032 |  |  | Hydrogen |  | Dispatch-Interconnection | VOM | 0 | PJ | ON | H2 Pipeline - Repurposed |  |  |  | 0.6246 | 0
LCP_Inputs_ON_Electric_Howarth_2023_05_05 | 2032 |  |  | Methane |  | Dispatch-Intraconnection | VOM | 0 | PJ | PJ | CH4 Pipeline |  |  |  | 0.6246 | 0
LCP_Inputs_ON_Electric_Howarth_2023_05_05 | 2032 |  |  | Electricity |  | Dispatch-Intraconnection | VOM | 0 | PJ | PJ | Electricity Transmission Line |  |  |  | 0.6246 | 0
LCP_Inputs_ON_Electric_Howarth_2023_05_05 | 2032 |  |  | Hydrogen |  | Dispatch-Intraconnection | VOM | 0 | PJ | PJ | H2 Pipeline - New |  |  |  | 0.6246 | 0
LCP_Inputs_ON_Electric_Howarth_2023_05_05 | 2032 |  |  | Hydrogen |  | Dispatch-Intraconnection | VOM | 0 | PJ | PJ | H2 Pipeline - Repurposed |  |  |  | 0.6246 | 0
LCP_Inputs_ON_Electric_Howarth_2023_05_05 | 2032 |  |  | Electricity |  | Dispatch-Interconnection | VOM | 18564320.5277 | QC | NY | Electricity Transmission Line |  |  |  | 0.6246 | 11595219.8291
LCP_Inputs_ON_Electric_Howarth_2023_05_05 | 2032 |  |  | Methane |  | Dispatch-Interconnection | VOM | 0 | QC | ON | CH4 Pipeline |  |  |  | 0.6246 | 0
LCP_Inputs_ON_Electric_Howarth_2023_05_05 | 2032 |  |  | Electricity |  | Dispatch-Interconnection | VOM | 11684862.7415 | QC | ON | Electricity Transmission Line |  |  |  | 0.6246 | 7298330.7931
LCP_Inputs_ON_Electric_Howarth_2023_05_05 | 2032 |  |  | Hydrogen |  | Dispatch-Interconnection | VOM | 0 | QC | ON | H2 Pipeline - New |  |  |  | 0.6246 | 0
LCP_Inputs_ON_Electric_Howarth_2023_05_05 | 2032 |  |  | Hydrogen |  | Dispatch-Interconnection | VOM | 0 | QC | ON | H2 Pipeline - Repurposed |  |  |  | 0.6246 | 0
LCP_Inputs_ON_Electric_Howarth_2023_05_05 | 2032 |  |  | Methane |  | Dispatch-Intraconnection | VOM | 0 | QC | QC | CH4 Pipeline |  |  |  | 0.6246 | 0
LCP_Inputs_ON_Electric_Howarth_2023_05_05 | 2032 |  |  | Electricity |  | Dispatch-Intraconnection | VOM | 0 | QC | QC | Electricity Transmission Line |  |  |  | 0.6246 | 0
LCP_Inputs_ON_Electric_Howarth_2023_05_05 | 2032 |  |  | Hydrogen |  | Dispatch-Intraconnection | VOM | 0 | QC | QC | H2 Pipeline - New |  |  |  | 0.6246 | 0
LCP_Inputs_ON_Electric_Howarth_2023_05_05 | 2032 |  |  | Hydrogen |  | Dispatch-Intraconnection | VOM | 0 | QC | QC | H2 Pipeline - Repurposed |  |  |  | 0.6246 | 0
LCP_Inputs_ON_Electric_Howarth_2023_05_05 | 2032 |  |  | Electricity |  | Dispatch-Interconnection | VOM | 10574692.1994 | WC | MI | Electricity Transmission Line |  |  |  | 0.6246 | 6604921.548
LCP_Inputs_ON_Electric_Howarth_2023_05_05 | 2032 |  |  | Methane |  | Dispatch-Interconnection | VOM | 0 | WC | ON | CH4 Pipeline |  |  |  | 0.6246 | 0
LCP_Inputs_ON_Electric_Howarth_2023_05_05 | 2032 |  |  | Electricity |  | Dispatch-Interconnection | VOM | 4513376.5969 | WC | ON | Electricity Transmission Line |  |  |  | 0.6246 | 2819041.7061
LCP_Inputs_ON_Electric_Howarth_2023_05_05 | 2032 |  |  | Hydrogen |  | Dispatch-Interconnection | VOM | 0 | WC | ON | H2 Pipeline - New |  |  |  | 0.6246 | 0
LCP_Inputs_ON_Electric_Howarth_2023_05_05 | 2032 |  |  | Hydrogen |  | Dispatch-Interconnection | VOM | 0 | WC | ON | H2 Pipeline - Repurposed |  |  |  | 0.6246 | 0
LCP_Inputs_ON_Electric_Howarth_2023_05_05 | 2032 |  |  | Methane |  | Dispatch-Intraconnection | VOM | 0 | WC | WC | CH4 Pipeline |  |  |  | 0.6246 | 0
LCP_Inputs_ON_Electric_Howarth_2023_05_05 | 2032 |  |  | Electricity |  | Dispatch-Intraconnection | VOM | 0 | WC | WC | Electricity Transmission Line |  |  |  | 0.6246 | 0
LCP_Inputs_ON_Electric_Howarth_2023_05_05 | 2032 |  |  | Hydrogen |  | Dispatch-Intraconnection | VOM | 0 | WC | WC | H2 Pipeline - New |  |  |  | 0.6246 | 0
LCP_Inputs_ON_Electric_Howarth_2023_05_05 | 2032 |  |  | Hydrogen |  | Dispatch-Intraconnection | VOM | 0 | WC | WC | H2 Pipeline - Repurposed |  |  |  | 0.6246 | 0
LCP_Inputs_ON_Electric_Howarth_2023_05_05 | 2033 |  |  | Methane |  | Dispatch-Intraconnection | VOM | 0 | MI | MI | CH4 Pipeline |  |  |  | 0.60057 | 0
LCP_Inputs_ON_Electric_Howarth_2023_05_05 | 2033 |  |  | Electricity |  | Dispatch-Intraconnection | VOM | 0 | MI | MI | Electricity Transmission Line |  |  |  | 0.60057 | 0
LCP_Inputs_ON_Electric_Howarth_2023_05_05 | 2033 |  |  | Hydrogen |  | Dispatch-Intraconnection | VOM | 0 | MI | MI | H2 Pipeline - New |  |  |  | 0.60057 | 0
LCP_Inputs_ON_Electric_Howarth_2023_05_05 | 2033 |  |  | Hydrogen |  | Dispatch-Intraconnection | VOM | 0 | MI | MI | H2 Pipeline - Repurposed |  |  |  | 0.60057 | 0
LCP_Inputs_ON_Electric_Howarth_2023_05_05 | 2033 |  |  | Methane |  | Dispatch-Interconnection | VOM | 0 | MI | ON | CH4 Pipeline |  |  |  | 0.60057 | 0
LCP_Inputs_ON_Electric_Howarth_2023_05_05 | 2033 |  |  | Electricity |  | Dispatch-Interconnection | VOM | 19056549.9279 | MI | ON | Electricity Transmission Line |  |  |  | 0.60057 | 11444870.0578
LCP_Inputs_ON_Electric_Howarth_2023_05_05 | 2033 |  |  | Hydrogen |  | Dispatch-Interconnection | VOM | 0 | MI | ON | H2 Pipeline - New |  |  |  | 0.60057 | 0
LCP_Inputs_ON_Electric_Howarth_2023_05_05 | 2033 |  |  | Hydrogen |  | Dispatch-Interconnection | VOM | 0 | MI | ON | H2 Pipeline - Repurposed |  |  |  | 0.60057 | 0
LCP_Inputs_ON_Electric_Howarth_2023_05_05 | 2033 |  |  | Electricity |  | Dispatch-Interconnection | VOM | 2010266.0944 | MI | WC | Electricity Transmission Line |  |  |  | 0.60057 | 1207313.7225
LCP_Inputs_ON_Electric_Howarth_2023_05_05 | 2033 |  |  | Methane |  | Dispatch-Intraconnection | VOM | 0 | NY | NY | CH4 Pipeline |  |  |  | 0.60057 | 0
LCP_Inputs_ON_Electric_Howarth_2023_05_05 | 2033 |  |  | Electricity |  | Dispatch-Intraconnection | VOM | 0 | NY | NY | Electricity Transmission Line |  |  |  | 0.60057 | 0
LCP_Inputs_ON_Electric_Howarth_2023_05_05 | 2033 |  |  | Hydrogen |  | Dispatch-Intraconnection | VOM | 0 | NY | NY | H2 Pipeline - New |  |  |  | 0.60057 | 0
LCP_Inputs_ON_Electric_Howarth_2023_05_05 | 2033 |  |  | Hydrogen |  | Dispatch-Intraconnection | VOM | 0 | NY | NY | H2 Pipeline - Repurposed |  |  |  | 0.60057 | 0
LCP_Inputs_ON_Electric_Howarth_2023_05_05 | 2033 |  |  | Methane |  | Dispatch-Interconnection | VOM | 0 | NY | ON | CH4 Pipeline |  |  |  | 0.60057 | 0
LCP_Inputs_ON_Electric_Howarth_2023_05_05 | 2033 |  |  | Electricity |  | Dispatch-Interconnection | VOM | 20664534.3565 | NY | ON | Electricity Transmission Line |  |  |  | 0.60057 | 12410583.8366
LCP_Inputs_ON_Electric_Howarth_2023_05_05 | 2033 |  |  | Hydrogen |  | Dispatch-Interconnection | VOM | 0 | NY | ON | H2 Pipeline - New |  |  |  | 0.60057 | 0
LCP_Inputs_ON_Electric_Howarth_2023_05_05 | 2033 |  |  | Hydrogen |  | Dispatch-Interconnection | VOM | 0 | NY | ON | H2 Pipeline - Repurposed |  |  |  | 0.60057 | 0
LCP_Inputs_ON_Electric_Howarth_2023_05_05 | 2033 |  |  | Electricity |  | Dispatch-Interconnection | VOM | 24552385.7942 | NY | QC | Electricity Transmission Line |  |  |  | 0.60057 | 14745526.6608
LCP_Inputs_ON_Electric_Howarth_2023_05_05 | 2033 |  |  | Methane |  | Dispatch-Interconnection | VOM | 0 | ON | MI | CH4 Pipeline |  |  |  | 0.60057 | 0
LCP_Inputs_ON_Electric_Howarth_2023_05_05 | 2033 |  |  | Electricity |  | Dispatch-Interconnection | VOM | 221754.2829 | ON | MI | Electricity Transmission Line |  |  |  | 0.60057 | 133179.8758
LCP_Inputs_ON_Electric_Howarth_2023_05_05 | 2033 |  |  | Hydrogen |  | Dispatch-Interconnection | VOM | 0 | ON | MI | H2 Pipeline - New |  |  |  | 0.60057 | 0
LCP_Inputs_ON_Electric_Howarth_2023_05_05 | 2033 |  |  | Hydrogen |  | Dispatch-Interconnection | VOM | 0 | ON | MI | H2 Pipeline - Repurposed |  |  |  | 0.60057 | 0
LCP_Inputs_ON_Electric_Howarth_2023_05_05 | 2033 |  |  | Methane |  | Dispatch-Interconnection | VOM | 0 | ON | NY | CH4 Pipeline |  |  |  | 0.60057 | 0
LCP_Inputs_ON_Electric_Howarth_2023_05_05 | 2033 |  |  | Electricity |  | Dispatch-Interconnection | VOM | 9056695.3664 | ON | NY | Electricity Transmission Line |  |  |  | 0.60057 | 5439216.5431
LCP_Inputs_ON_Electric_Howarth_2023_05_05 | 2033 |  |  | Hydrogen |  | Dispatch-Interconnection | VOM | 0 | ON | NY | H2 Pipeline - New |  |  |  | 0.60057 | 0
LCP_Inputs_ON_Electric_Howarth_2023_05_05 | 2033 |  |  | Hydrogen |  | Dispatch-Interconnection | VOM | 0 | ON | NY | H2 Pipeline - Repurposed |  |  |  | 0.60057 | 0
LCP_Inputs_ON_Electric_Howarth_2023_05_05 | 2033 |  |  | Methane |  | Dispatch-Intraconnection | VOM | 661976965.2959 | ON | ON | CH4 Pipeline |  |  |  | 0.60057 | 397566210.9748
LCP_Inputs_ON_Electric_Howarth_2023_05_05 | 2033 |  |  | Electricity |  | Dispatch-Intraconnection | VOM | 0 | ON | ON | Electricity Transmission Line |  |  |  | 0.60057 | 0
LCP_Inputs_ON_Electric_Howarth_2023_05_05 | 2033 |  |  | Hydrogen |  | Dispatch-Intraconnection | VOM | 0 | ON | ON | H2 Pipeline - New |  |  |  | 0.60057 | 0
LCP_Inputs_ON_Electric_Howarth_2023_05_05 | 2033 |  |  | Hydrogen |  | Dispatch-Intraconnection | VOM | 110846468.6684 | ON | ON | H2 Pipeline - Repurposed |  |  |  | 0.60057 | 66571516.6218
LCP_Inputs_ON_Electric_Howarth_2023_05_05 | 2033 |  |  | Methane |  | Dispatch-Interconnection | VOM | 0 | ON | PJ | CH4 Pipeline |  |  |  | 0.60057 | 0
LCP_Inputs_ON_Electric_Howarth_2023_05_05 | 2033 |  |  | Electricity |  | Dispatch-Interconnection | VOM | 5245197.9798 | ON | PJ | Electricity Transmission Line |  |  |  | 0.60057 | 3150129.9833
LCP_Inputs_ON_Electric_Howarth_2023_05_05 | 2033 |  |  | Hydrogen |  | Dispatch-Interconnection | VOM | 0 | ON | PJ | H2 Pipeline - New |  |  |  | 0.60057 | 0
LCP_Inputs_ON_Electric_Howarth_2023_05_05 | 2033 |  |  | Hydrogen |  | Dispatch-Interconnection | VOM | 0 | ON | PJ | H2 Pipeline - Repurposed |  |  |  | 0.60057 | 0
LCP_Inputs_ON_Electric_Howarth_2023_05_05 | 2033 |  |  | Methane |  | Dispatch-Interconnection | VOM | 0 | ON | QC | CH4 Pipeline |  |  |  | 0.60057 | 0
LCP_Inputs_ON_Electric_Howarth_2023_05_05 | 2033 |  |  | Electricity |  | Dispatch-Interconnection | VOM | 1887547.4045 | ON | QC | Electricity Transmission Line |  |  |  | 0.60057 | 1133612.0575
LCP_Inputs_ON_Electric_Howarth_2023_05_05 | 2033 |  |  | Hydrogen |  | Dispatch-Interconnection | VOM | 0 | ON | QC | H2 Pipeline - New |  |  |  | 0.60057 | 0
LCP_Inputs_ON_Electric_Howarth_2023_05_05 | 2033 |  |  | Hydrogen |  | Dispatch-Interconnection | VOM | 0 | ON | QC | H2 Pipeline - Repurposed |  |  |  | 0.60057 | 0
LCP_Inputs_ON_Electric_Howarth_2023_05_05 | 2033 |  |  | Methane |  | Dispatch-Interconnection | VOM | 0 | ON | WC | CH4 Pipeline |  |  |  | 0.60057 | 0
LCP_Inputs_ON_Electric_Howarth_2023_05_05 | 2033 |  |  | Electricity |  | Dispatch-Interconnection | VOM | 0 | ON | WC | Electricity Transmission Line |  |  |  | 0.60057 | 0
LCP_Inputs_ON_Electric_Howarth_2023_05_05 | 2033 |  |  | Hydrogen |  | Dispatch-Interconnection | VOM | 0 | ON | WC | H2 Pipeline - New |  |  |  | 0.60057 | 0
LCP_Inputs_ON_Electric_Howarth_2023_05_05 | 2033 |  |  | Hydrogen |  | Dispatch-Interconnection | VOM | 0 | ON | WC | H2 Pipeline - Repurposed |  |  |  | 0.60057 | 0
LCP_Inputs_ON_Electric_Howarth_2023_05_05 | 2033 |  |  | Methane |  | Dispatch-Interconnection | VOM | 0 | PJ | ON | CH4 Pipeline |  |  |  | 0.60057 | 0
LCP_Inputs_ON_Electric_Howarth_2023_05_05 | 2033 |  |  | Electricity |  | Dispatch-Interconnection | VOM | 9815410.8425 | PJ | ON | Electricity Transmission Line |  |  |  | 0.60057 | 5894881.3967
LCP_Inputs_ON_Electric_Howarth_2023_05_05 | 2033 |  |  | Hydrogen |  | Dispatch-Interconnection | VOM | 0 | PJ | ON | H2 Pipeline - New |  |  |  | 0.60057 | 0
LCP_Inputs_ON_Electric_Howarth_2023_05_05 | 2033 |  |  | Hydrogen |  | Dispatch-Interconnection | VOM | 0 | PJ | ON | H2 Pipeline - Repurposed |  |  |  | 0.60057 | 0
LCP_Inputs_ON_Electric_Howarth_2023_05_05 | 2033 |  |  | Methane |  | Dispatch-Intraconnection | VOM | 0 | PJ | PJ | CH4 Pipeline |  |  |  | 0.60057 | 0
LCP_Inputs_ON_Electric_Howarth_2023_05_05 | 2033 |  |  | Electricity |  | Dispatch-Intraconnection | VOM | 0 | PJ | PJ | Electricity Transmission Line |  |  |  | 0.60057 | 0
LCP_Inputs_ON_Electric_Howarth_2023_05_05 | 2033 |  |  | Hydrogen |  | Dispatch-Intraconnection | VOM | 0 | PJ | PJ | H2 Pipeline - New |  |  |  | 0.60057 | 0
LCP_Inputs_ON_Electric_Howarth_2023_05_05 | 2033 |  |  | Hydrogen |  | Dispatch-Intraconnection | VOM | 0 | PJ | PJ | H2 Pipeline - Repurposed |  |  |  | 0.60057 | 0
LCP_Inputs_ON_Electric_Howarth_2023_05_05 | 2033 |  |  | Electricity |  | Dispatch-Interconnection | VOM | 18564320.5277 | QC | NY | Electricity Transmission Line |  |  |  | 0.60057 | 11149249.8357
LCP_Inputs_ON_Electric_Howarth_2023_05_05 | 2033 |  |  | Methane |  | Dispatch-Interconnection | VOM | 0 | QC | ON | CH4 Pipeline |  |  |  | 0.60057 | 0
LCP_Inputs_ON_Electric_Howarth_2023_05_05 | 2033 |  |  | Electricity |  | Dispatch-Interconnection | VOM | 11684862.7415 | QC | ON | Electricity Transmission Line |  |  |  | 0.60057 | 7017625.7626
LCP_Inputs_ON_Electric_Howarth_2023_05_05 | 2033 |  |  | Hydrogen |  | Dispatch-Interconnection | VOM | 0 | QC | ON | H2 Pipeline - New |  |  |  | 0.60057 | 0
LCP_Inputs_ON_Electric_Howarth_2023_05_05 | 2033 |  |  | Hydrogen |  | Dispatch-Interconnection | VOM | 0 | QC | ON | H2 Pipeline - Repurposed |  |  |  | 0.60057 | 0
LCP_Inputs_ON_Electric_Howarth_2023_05_05 | 2033 |  |  | Methane |  | Dispatch-Intraconnection | VOM | 0 | QC | QC | CH4 Pipeline |  |  |  | 0.60057 | 0
LCP_Inputs_ON_Electric_Howarth_2023_05_05 | 2033 |  |  | Electricity |  | Dispatch-Intraconnection | VOM | 0 | QC | QC | Electricity Transmission Line |  |  |  | 0.60057 | 0
LCP_Inputs_ON_Electric_Howarth_2023_05_05 | 2033 |  |  | Hydrogen |  | Dispatch-Intraconnection | VOM | 0 | QC | QC | H2 Pipeline - New |  |  |  | 0.60057 | 0
LCP_Inputs_ON_Electric_Howarth_2023_05_05 | 2033 |  |  | Hydrogen |  | Dispatch-Intraconnection | VOM | 0 | QC | QC | H2 Pipeline - Repurposed |  |  |  | 0.60057 | 0
LCP_Inputs_ON_Electric_Howarth_2023_05_05 | 2033 |  |  | Electricity |  | Dispatch-Interconnection | VOM | 10574692.1994 | WC | MI | Electricity Transmission Line |  |  |  | 0.60057 | 6350886.1038
LCP_Inputs_ON_Electric_Howarth_2023_05_05 | 2033 |  |  | Methane |  | Dispatch-Interconnection | VOM | 0 | WC | ON | CH4 Pipeline |  |  |  | 0.60057 | 0
LCP_Inputs_ON_Electric_Howarth_2023_05_05 | 2033 |  |  | Electricity |  | Dispatch-Interconnection | VOM | 4513376.5969 | WC | ON | Electricity Transmission Line |  |  |  | 0.60057 | 2710617.0251
LCP_Inputs_ON_Electric_Howarth_2023_05_05 | 2033 |  |  | Hydrogen |  | Dispatch-Interconnection | VOM | 0 | WC | ON | H2 Pipeline - New |  |  |  | 0.60057 | 0
LCP_Inputs_ON_Electric_Howarth_2023_05_05 | 2033 |  |  | Hydrogen |  | Dispatch-Interconnection | VOM | 0 | WC | ON | H2 Pipeline - Repurposed |  |  |  | 0.60057 | 0
LCP_Inputs_ON_Electric_Howarth_2023_05_05 | 2033 |  |  | Methane |  | Dispatch-Intraconnection | VOM | 0 | WC | WC | CH4 Pipeline |  |  |  | 0.60057 | 0
LCP_Inputs_ON_Electric_Howarth_2023_05_05 | 2033 |  |  | Electricity |  | Dispatch-Intraconnection | VOM | 0 | WC | WC | Electricity Transmission Line |  |  |  | 0.60057 | 0
LCP_Inputs_ON_Electric_Howarth_2023_05_05 | 2033 |  |  | Hydrogen |  | Dispatch-Intraconnection | VOM | 0 | WC | WC | H2 Pipeline - New |  |  |  | 0.60057 | 0
LCP_Inputs_ON_Electric_Howarth_2023_05_05 | 2033 |  |  | Hydrogen |  | Dispatch-Intraconnection | VOM | 0 | WC | WC | H2 Pipeline - Repurposed |  |  |  | 0.60057 | 0
LCP_Inputs_ON_Electric_Howarth_2023_05_05 | 2034 |  |  | Methane |  | Dispatch-Intraconnection | VOM | 0 | MI | MI | CH4 Pipeline |  |  |  | 0.57748 | 0
LCP_Inputs_ON_Electric_Howarth_2023_05_05 | 2034 |  |  | Electricity |  | Dispatch-Intraconnection | VOM | 0 | MI | MI | Electricity Transmission Line |  |  |  | 0.57748 | 0
LCP_Inputs_ON_Electric_Howarth_2023_05_05 | 2034 |  |  | Hydrogen |  | Dispatch-Intraconnection | VOM | 0 | MI | MI | H2 Pipeline - New |  |  |  | 0.57748 | 0
LCP_Inputs_ON_Electric_Howarth_2023_05_05 | 2034 |  |  | Hydrogen |  | Dispatch-Intraconnection | VOM | 0 | MI | MI | H2 Pipeline - Repurposed |  |  |  | 0.57748 | 0
LCP_Inputs_ON_Electric_Howarth_2023_05_05 | 2034 |  |  | Methane |  | Dispatch-Interconnection | VOM | 0 | MI | ON | CH4 Pipeline |  |  |  | 0.57748 | 0
LCP_Inputs_ON_Electric_Howarth_2023_05_05 | 2034 |  |  | Electricity |  | Dispatch-Interconnection | VOM | 19056549.9279 | MI | ON | Electricity Transmission Line |  |  |  | 0.57748 | 11004682.7479
LCP_Inputs_ON_Electric_Howarth_2023_05_05 | 2034 |  |  | Hydrogen |  | Dispatch-Interconnection | VOM | 0 | MI | ON | H2 Pipeline - New |  |  |  | 0.57748 | 0
LCP_Inputs_ON_Electric_Howarth_2023_05_05 | 2034 |  |  | Hydrogen |  | Dispatch-Interconnection | VOM | 0 | MI | ON | H2 Pipeline - Repurposed |  |  |  | 0.57748 | 0
LCP_Inputs_ON_Electric_Howarth_2023_05_05 | 2034 |  |  | Electricity |  | Dispatch-Interconnection | VOM | 2010266.0944 | MI | WC | Electricity Transmission Line |  |  |  | 0.57748 | 1160878.5793
LCP_Inputs_ON_Electric_Howarth_2023_05_05 | 2034 |  |  | Methane |  | Dispatch-Intraconnection | VOM | 0 | NY | NY | CH4 Pipeline |  |  |  | 0.57748 | 0
LCP_Inputs_ON_Electric_Howarth_2023_05_05 | 2034 |  |  | Electricity |  | Dispatch-Intraconnection | VOM | 0 | NY | NY | Electricity Transmission Line |  |  |  | 0.57748 | 0
LCP_Inputs_ON_Electric_Howarth_2023_05_05 | 2034 |  |  | Hydrogen |  | Dispatch-Intraconnection | VOM | 0 | NY | NY | H2 Pipeline - New |  |  |  | 0.57748 | 0
LCP_Inputs_ON_Electric_Howarth_2023_05_05 | 2034 |  |  | Hydrogen |  | Dispatch-Intraconnection | VOM | 0 | NY | NY | H2 Pipeline - Repurposed |  |  |  | 0.57748 | 0
LCP_Inputs_ON_Electric_Howarth_2023_05_05 | 2034 |  |  | Methane |  | Dispatch-Interconnection | VOM | 0 | NY | ON | CH4 Pipeline |  |  |  | 0.57748 | 0
LCP_Inputs_ON_Electric_Howarth_2023_05_05 | 2034 |  |  | Electricity |  | Dispatch-Interconnection | VOM | 20664534.3565 | NY | ON | Electricity Transmission Line |  |  |  | 0.57748 | 11933253.689
LCP_Inputs_ON_Electric_Howarth_2023_05_05 | 2034 |  |  | Hydrogen |  | Dispatch-Interconnection | VOM | 0 | NY | ON | H2 Pipeline - New |  |  |  | 0.57748 | 0
LCP_Inputs_ON_Electric_Howarth_2023_05_05 | 2034 |  |  | Hydrogen |  | Dispatch-Interconnection | VOM | 0 | NY | ON | H2 Pipeline - Repurposed |  |  |  | 0.57748 | 0
LCP_Inputs_ON_Electric_Howarth_2023_05_05 | 2034 |  |  | Electricity |  | Dispatch-Interconnection | VOM | 24552385.7942 | NY | QC | Electricity Transmission Line |  |  |  | 0.57748 | 14178391.02
LCP_Inputs_ON_Electric_Howarth_2023_05_05 | 2034 |  |  | Methane |  | Dispatch-Interconnection | VOM | 0 | ON | MI | CH4 Pipeline |  |  |  | 0.57748 | 0
LCP_Inputs_ON_Electric_Howarth_2023_05_05 | 2034 |  |  | Electricity |  | Dispatch-Interconnection | VOM | 221754.2829 | ON | MI | Electricity Transmission Line |  |  |  | 0.57748 | 128057.5729
LCP_Inputs_ON_Electric_Howarth_2023_05_05 | 2034 |  |  | Hydrogen |  | Dispatch-Interconnection | VOM | 0 | ON | MI | H2 Pipeline - New |  |  |  | 0.57748 | 0
LCP_Inputs_ON_Electric_Howarth_2023_05_05 | 2034 |  |  | Hydrogen |  | Dispatch-Interconnection | VOM | 0 | ON | MI | H2 Pipeline - Repurposed |  |  |  | 0.57748 | 0
LCP_Inputs_ON_Electric_Howarth_2023_05_05 | 2034 |  |  | Methane |  | Dispatch-Interconnection | VOM | 0 | ON | NY | CH4 Pipeline |  |  |  | 0.57748 | 0
LCP_Inputs_ON_Electric_Howarth_2023_05_05 | 2034 |  |  | Electricity |  | Dispatch-Interconnection | VOM | 9056695.3664 | ON | NY | Electricity Transmission Line |  |  |  | 0.57748 | 5230015.9068
LCP_Inputs_ON_Electric_Howarth_2023_05_05 | 2034 |  |  | Hydrogen |  | Dispatch-Interconnection | VOM | 0 | ON | NY | H2 Pipeline - New |  |  |  | 0.57748 | 0
LCP_Inputs_ON_Electric_Howarth_2023_05_05 | 2034 |  |  | Hydrogen |  | Dispatch-Interconnection | VOM | 0 | ON | NY | H2 Pipeline - Repurposed |  |  |  | 0.57748 | 0
LCP_Inputs_ON_Electric_Howarth_2023_05_05 | 2034 |  |  | Methane |  | Dispatch-Intraconnection | VOM | 661976965.2959 | ON | ON | CH4 Pipeline |  |  |  | 0.57748 | 382275202.8604
LCP_Inputs_ON_Electric_Howarth_2023_05_05 | 2034 |  |  | Electricity |  | Dispatch-Intraconnection | VOM | 0 | ON | ON | Electricity Transmission Line |  |  |  | 0.57748 | 0
LCP_Inputs_ON_Electric_Howarth_2023_05_05 | 2034 |  |  | Hydrogen |  | Dispatch-Intraconnection | VOM | 0 | ON | ON | H2 Pipeline - New |  |  |  | 0.57748 | 0
LCP_Inputs_ON_Electric_Howarth_2023_05_05 | 2034 |  |  | Hydrogen |  | Dispatch-Intraconnection | VOM | 110846468.6684 | ON | ON | H2 Pipeline - Repurposed |  |  |  | 0.57748 | 64011073.6748
LCP_Inputs_ON_Electric_Howarth_2023_05_05 | 2034 |  |  | Methane |  | Dispatch-Interconnection | VOM | 0 | ON | PJ | CH4 Pipeline |  |  |  | 0.57748 | 0
LCP_Inputs_ON_Electric_Howarth_2023_05_05 | 2034 |  |  | Electricity |  | Dispatch-Interconnection | VOM | 5245197.9798 | ON | PJ | Electricity Transmission Line |  |  |  | 0.57748 | 3028971.1378
LCP_Inputs_ON_Electric_Howarth_2023_05_05 | 2034 |  |  | Hydrogen |  | Dispatch-Interconnection | VOM | 0 | ON | PJ | H2 Pipeline - New |  |  |  | 0.57748 | 0
LCP_Inputs_ON_Electric_Howarth_2023_05_05 | 2034 |  |  | Hydrogen |  | Dispatch-Interconnection | VOM | 0 | ON | PJ | H2 Pipeline - Repurposed |  |  |  | 0.57748 | 0
LCP_Inputs_ON_Electric_Howarth_2023_05_05 | 2034 |  |  | Methane |  | Dispatch-Interconnection | VOM | 0 | ON | QC | CH4 Pipeline |  |  |  | 0.57748 | 0
LCP_Inputs_ON_Electric_Howarth_2023_05_05 | 2034 |  |  | Electricity |  | Dispatch-Interconnection | VOM | 1887547.4045 | ON | QC | Electricity Transmission Line |  |  |  | 0.57748 | 1090011.5937
LCP_Inputs_ON_Electric_Howarth_2023_05_05 | 2034 |  |  | Hydrogen |  | Dispatch-Interconnection | VOM | 0 | ON | QC | H2 Pipeline - New |  |  |  | 0.57748 | 0
LCP_Inputs_ON_Electric_Howarth_2023_05_05 | 2034 |  |  | Hydrogen |  | Dispatch-Interconnection | VOM | 0 | ON | QC | H2 Pipeline - Repurposed |  |  |  | 0.57748 | 0
LCP_Inputs_ON_Electric_Howarth_2023_05_05 | 2034 |  |  | Methane |  | Dispatch-Interconnection | VOM | 0 | ON | WC | CH4 Pipeline |  |  |  | 0.57748 | 0
LCP_Inputs_ON_Electric_Howarth_2023_05_05 | 2034 |  |  | Electricity |  | Dispatch-Interconnection | VOM | 0 | ON | WC | Electricity Transmission Line |  |  |  | 0.57748 | 0
LCP_Inputs_ON_Electric_Howarth_2023_05_05 | 2034 |  |  | Hydrogen |  | Dispatch-Interconnection | VOM | 0 | ON | WC | H2 Pipeline - New |  |  |  | 0.57748 | 0
LCP_Inputs_ON_Electric_Howarth_2023_05_05 | 2034 |  |  | Hydrogen |  | Dispatch-Interconnection | VOM | 0 | ON | WC | H2 Pipeline - Repurposed |  |  |  | 0.57748 | 0
LCP_Inputs_ON_Electric_Howarth_2023_05_05 | 2034 |  |  | Methane |  | Dispatch-Interconnection | VOM | 0 | PJ | ON | CH4 Pipeline |  |  |  | 0.57748 | 0
LCP_Inputs_ON_Electric_Howarth_2023_05_05 | 2034 |  |  | Electricity |  | Dispatch-Interconnection | VOM | 9815410.8425 | PJ | ON | Electricity Transmission Line |  |  |  | 0.57748 | 5668155.1892
LCP_Inputs_ON_Electric_Howarth_2023_05_05 | 2034 |  |  | Hydrogen |  | Dispatch-Interconnection | VOM | 0 | PJ | ON | H2 Pipeline - New |  |  |  | 0.57748 | 0
LCP_Inputs_ON_Electric_Howarth_2023_05_05 | 2034 |  |  | Hydrogen |  | Dispatch-Interconnection | VOM | 0 | PJ | ON | H2 Pipeline - Repurposed |  |  |  | 0.57748 | 0
LCP_Inputs_ON_Electric_Howarth_2023_05_05 | 2034 |  |  | Methane |  | Dispatch-Intraconnection | VOM | 0 | PJ | PJ | CH4 Pipeline |  |  |  | 0.57748 | 0
LCP_Inputs_ON_Electric_Howarth_2023_05_05 | 2034 |  |  | Electricity |  | Dispatch-Intraconnection | VOM | 0 | PJ | PJ | Electricity Transmission Line |  |  |  | 0.57748 | 0
LCP_Inputs_ON_Electric_Howarth_2023_05_05 | 2034 |  |  | Hydrogen |  | Dispatch-Intraconnection | VOM | 0 | PJ | PJ | H2 Pipeline - New |  |  |  | 0.57748 | 0
LCP_Inputs_ON_Electric_Howarth_2023_05_05 | 2034 |  |  | Hydrogen |  | Dispatch-Intraconnection | VOM | 0 | PJ | PJ | H2 Pipeline - Repurposed |  |  |  | 0.57748 | 0
LCP_Inputs_ON_Electric_Howarth_2023_05_05 | 2034 |  |  | Electricity |  | Dispatch-Interconnection | VOM | 18564320.5277 | QC | NY | Electricity Transmission Line |  |  |  | 0.57748 | 10720432.5343
LCP_Inputs_ON_Electric_Howarth_2023_05_05 | 2034 |  |  | Methane |  | Dispatch-Interconnection | VOM | 0 | QC | ON | CH4 Pipeline |  |  |  | 0.57748 | 0
LCP_Inputs_ON_Electric_Howarth_2023_05_05 | 2034 |  |  | Electricity |  | Dispatch-Interconnection | VOM | 11684862.7415 | QC | ON | Electricity Transmission Line |  |  |  | 0.57748 | 6747717.0794
LCP_Inputs_ON_Electric_Howarth_2023_05_05 | 2034 |  |  | Hydrogen |  | Dispatch-Interconnection | VOM | 0 | QC | ON | H2 Pipeline - New |  |  |  | 0.57748 | 0
LCP_Inputs_ON_Electric_Howarth_2023_05_05 | 2034 |  |  | Hydrogen |  | Dispatch-Interconnection | VOM | 0 | QC | ON | H2 Pipeline - Repurposed |  |  |  | 0.57748 | 0
LCP_Inputs_ON_Electric_Howarth_2023_05_05 | 2034 |  |  | Methane |  | Dispatch-Intraconnection | VOM | 0 | QC | QC | CH4 Pipeline |  |  |  | 0.57748 | 0
LCP_Inputs_ON_Electric_Howarth_2023_05_05 | 2034 |  |  | Electricity |  | Dispatch-Intraconnection | VOM | 0 | QC | QC | Electricity Transmission Line |  |  |  | 0.57748 | 0
LCP_Inputs_ON_Electric_Howarth_2023_05_05 | 2034 |  |  | Hydrogen |  | Dispatch-Intraconnection | VOM | 0 | QC | QC | H2 Pipeline - New |  |  |  | 0.57748 | 0
LCP_Inputs_ON_Electric_Howarth_2023_05_05 | 2034 |  |  | Hydrogen |  | Dispatch-Intraconnection | VOM | 0 | QC | QC | H2 Pipeline - Repurposed |  |  |  | 0.57748 | 0
LCP_Inputs_ON_Electric_Howarth_2023_05_05 | 2034 |  |  | Electricity |  | Dispatch-Interconnection | VOM | 10574692.1994 | WC | MI | Electricity Transmission Line |  |  |  | 0.57748 | 6106621.2537
LCP_Inputs_ON_Electric_Howarth_2023_05_05 | 2034 |  |  | Methane |  | Dispatch-Interconnection | VOM | 0 | WC | ON | CH4 Pipeline |  |  |  | 0.57748 | 0
LCP_Inputs_ON_Electric_Howarth_2023_05_05 | 2034 |  |  | Electricity |  | Dispatch-Interconnection | VOM | 4513376.5969 | WC | ON | Electricity Transmission Line |  |  |  | 0.57748 | 2606362.5241
LCP_Inputs_ON_Electric_Howarth_2023_05_05 | 2034 |  |  | Hydrogen |  | Dispatch-Interconnection | VOM | 0 | WC | ON | H2 Pipeline - New |  |  |  | 0.57748 | 0
LCP_Inputs_ON_Electric_Howarth_2023_05_05 | 2034 |  |  | Hydrogen |  | Dispatch-Interconnection | VOM | 0 | WC | ON | H2 Pipeline - Repurposed |  |  |  | 0.57748 | 0
LCP_Inputs_ON_Electric_Howarth_2023_05_05 | 2034 |  |  | Methane |  | Dispatch-Intraconnection | VOM | 0 | WC | WC | CH4 Pipeline |  |  |  | 0.57748 | 0
LCP_Inputs_ON_Electric_Howarth_2023_05_05 | 2034 |  |  | Electricity |  | Dispatch-Intraconnection | VOM | 0 | WC | WC | Electricity Transmission Line |  |  |  | 0.57748 | 0
LCP_Inputs_ON_Electric_Howarth_2023_05_05 | 2034 |  |  | Hydrogen |  | Dispatch-Intraconnection | VOM | 0 | WC | WC | H2 Pipeline - New |  |  |  | 0.57748 | 0
LCP_Inputs_ON_Electric_Howarth_2023_05_05 | 2034 |  |  | Hydrogen |  | Dispatch-Intraconnection | VOM | 0 | WC | WC | H2 Pipeline - Repurposed |  |  |  | 0.57748 | 0
LCP_Inputs_ON_Electric_Howarth_2023_05_05 | 2035 |  |  | Methane |  | Dispatch-Intraconnection | VOM | 0 | MI | MI | CH4 Pipeline |  |  |  | 0.55526 | 0
LCP_Inputs_ON_Electric_Howarth_2023_05_05 | 2035 |  |  | Electricity |  | Dispatch-Intraconnection | VOM | 0 | MI | MI | Electricity Transmission Line |  |  |  | 0.55526 | 0
LCP_Inputs_ON_Electric_Howarth_2023_05_05 | 2035 |  |  | Hydrogen |  | Dispatch-Intraconnection | VOM | 0 | MI | MI | H2 Pipeline - New |  |  |  | 0.55526 | 0
LCP_Inputs_ON_Electric_Howarth_2023_05_05 | 2035 |  |  | Hydrogen |  | Dispatch-Intraconnection | VOM | 0 | MI | MI | H2 Pipeline - Repurposed |  |  |  | 0.55526 | 0
LCP_Inputs_ON_Electric_Howarth_2023_05_05 | 2035 |  |  | Methane |  | Dispatch-Interconnection | VOM | 0 | MI | ON | CH4 Pipeline |  |  |  | 0.55526 | 0
LCP_Inputs_ON_Electric_Howarth_2023_05_05 | 2035 |  |  | Electricity |  | Dispatch-Interconnection | VOM | 19056549.9279 | MI | ON | Electricity Transmission Line |  |  |  | 0.55526 | 10581425.7191
LCP_Inputs_ON_Electric_Howarth_2023_05_05 | 2035 |  |  | Hydrogen |  | Dispatch-Interconnection | VOM | 0 | MI | ON | H2 Pipeline - New |  |  |  | 0.55526 | 0
LCP_Inputs_ON_Electric_Howarth_2023_05_05 | 2035 |  |  | Hydrogen |  | Dispatch-Interconnection | VOM | 0 | MI | ON | H2 Pipeline - Repurposed |  |  |  | 0.55526 | 0
LCP_Inputs_ON_Electric_Howarth_2023_05_05 | 2035 |  |  | Electricity |  | Dispatch-Interconnection | VOM | 2010266.0944 | MI | WC | Electricity Transmission Line |  |  |  | 0.55526 | 1116229.4032
LCP_Inputs_ON_Electric_Howarth_2023_05_05 | 2035 |  |  | Methane |  | Dispatch-Intraconnection | VOM | 0 | NY | NY | CH4 Pipeline |  |  |  | 0.55526 | 0
LCP_Inputs_ON_Electric_Howarth_2023_05_05 | 2035 |  |  | Electricity |  | Dispatch-Intraconnection | VOM | 0 | NY | NY | Electricity Transmission Line |  |  |  | 0.55526 | 0
LCP_Inputs_ON_Electric_Howarth_2023_05_05 | 2035 |  |  | Hydrogen |  | Dispatch-Intraconnection | VOM | 0 | NY | NY | H2 Pipeline - New |  |  |  | 0.55526 | 0
LCP_Inputs_ON_Electric_Howarth_2023_05_05 | 2035 |  |  | Hydrogen |  | Dispatch-Intraconnection | VOM | 0 | NY | NY | H2 Pipeline - Repurposed |  |  |  | 0.55526 | 0
LCP_Inputs_ON_Electric_Howarth_2023_05_05 | 2035 |  |  | Methane |  | Dispatch-Interconnection | VOM | 0 | NY | ON | CH4 Pipeline |  |  |  | 0.55526 | 0
LCP_Inputs_ON_Electric_Howarth_2023_05_05 | 2035 |  |  | Electricity |  | Dispatch-Interconnection | VOM | 20664534.3565 | NY | ON | Electricity Transmission Line |  |  |  | 0.55526 | 11474282.3933
LCP_Inputs_ON_Electric_Howarth_2023_05_05 | 2035 |  |  | Hydrogen |  | Dispatch-Interconnection | VOM | 0 | NY | ON | H2 Pipeline - New |  |  |  | 0.55526 | 0
LCP_Inputs_ON_Electric_Howarth_2023_05_05 | 2035 |  |  | Hydrogen |  | Dispatch-Interconnection | VOM | 0 | NY | ON | H2 Pipeline - Repurposed |  |  |  | 0.55526 | 0
LCP_Inputs_ON_Electric_Howarth_2023_05_05 | 2035 |  |  | Electricity |  | Dispatch-Interconnection | VOM | 24552385.7942 | NY | QC | Electricity Transmission Line |  |  |  | 0.55526 | 13633068.2885
LCP_Inputs_ON_Electric_Howarth_2023_05_05 | 2035 |  |  | Methane |  | Dispatch-Interconnection | VOM | 0 | ON | MI | CH4 Pipeline |  |  |  | 0.55526 | 0
LCP_Inputs_ON_Electric_Howarth_2023_05_05 | 2035 |  |  | Electricity |  | Dispatch-Interconnection | VOM | 221754.2829 | ON | MI | Electricity Transmission Line |  |  |  | 0.55526 | 123132.2816
LCP_Inputs_ON_Electric_Howarth_2023_05_05 | 2035 |  |  | Hydrogen |  | Dispatch-Interconnection | VOM | 0 | ON | MI | H2 Pipeline - New |  |  |  | 0.55526 | 0
LCP_Inputs_ON_Electric_Howarth_2023_05_05 | 2035 |  |  | Hydrogen |  | Dispatch-Interconnection | VOM | 0 | ON | MI | H2 Pipeline - Repurposed |  |  |  | 0.55526 | 0
LCP_Inputs_ON_Electric_Howarth_2023_05_05 | 2035 |  |  | Methane |  | Dispatch-Interconnection | VOM | 0 | ON | NY | CH4 Pipeline |  |  |  | 0.55526 | 0
LCP_Inputs_ON_Electric_Howarth_2023_05_05 | 2035 |  |  | Electricity |  | Dispatch-Interconnection | VOM | 9056695.3664 | ON | NY | Electricity Transmission Line |  |  |  | 0.55526 | 5028861.4488
LCP_Inputs_ON_Electric_Howarth_2023_05_05 | 2035 |  |  | Hydrogen |  | Dispatch-Interconnection | VOM | 0 | ON | NY | H2 Pipeline - New |  |  |  | 0.55526 | 0
LCP_Inputs_ON_Electric_Howarth_2023_05_05 | 2035 |  |  | Hydrogen |  | Dispatch-Interconnection | VOM | 0 | ON | NY | H2 Pipeline - Repurposed |  |  |  | 0.55526 | 0
LCP_Inputs_ON_Electric_Howarth_2023_05_05 | 2035 |  |  | Methane |  | Dispatch-Intraconnection | VOM | 661976965.2959 | ON | ON | CH4 Pipeline |  |  |  | 0.55526 | 367572310.4427
LCP_Inputs_ON_Electric_Howarth_2023_05_05 | 2035 |  |  | Electricity |  | Dispatch-Intraconnection | VOM | 0 | ON | ON | Electricity Transmission Line |  |  |  | 0.55526 | 0
LCP_Inputs_ON_Electric_Howarth_2023_05_05 | 2035 |  |  | Hydrogen |  | Dispatch-Intraconnection | VOM | 0 | ON | ON | H2 Pipeline - New |  |  |  | 0.55526 | 0
LCP_Inputs_ON_Electric_Howarth_2023_05_05 | 2035 |  |  | Hydrogen |  | Dispatch-Intraconnection | VOM | 110846468.6684 | ON | ON | H2 Pipeline - Repurposed |  |  |  | 0.55526 | 61549109.3027
LCP_Inputs_ON_Electric_Howarth_2023_05_05 | 2035 |  |  | Methane |  | Dispatch-Interconnection | VOM | 0 | ON | PJ | CH4 Pipeline |  |  |  | 0.55526 | 0
LCP_Inputs_ON_Electric_Howarth_2023_05_05 | 2035 |  |  | Electricity |  | Dispatch-Interconnection | VOM | 5245197.9798 | ON | PJ | Electricity Transmission Line |  |  |  | 0.55526 | 2912472.2479
LCP_Inputs_ON_Electric_Howarth_2023_05_05 | 2035 |  |  | Hydrogen |  | Dispatch-Interconnection | VOM | 0 | ON | PJ | H2 Pipeline - New |  |  |  | 0.55526 | 0
LCP_Inputs_ON_Electric_Howarth_2023_05_05 | 2035 |  |  | Hydrogen |  | Dispatch-Interconnection | VOM | 0 | ON | PJ | H2 Pipeline - Repurposed |  |  |  | 0.55526 | 0
LCP_Inputs_ON_Electric_Howarth_2023_05_05 | 2035 |  |  | Methane |  | Dispatch-Interconnection | VOM | 0 | ON | QC | CH4 Pipeline |  |  |  | 0.55526 | 0
LCP_Inputs_ON_Electric_Howarth_2023_05_05 | 2035 |  |  | Electricity |  | Dispatch-Interconnection | VOM | 1887547.4045 | ON | QC | Electricity Transmission Line |  |  |  | 0.55526 | 1048088.0709
LCP_Inputs_ON_Electric_Howarth_2023_05_05 | 2035 |  |  | Hydrogen |  | Dispatch-Interconnection | VOM | 0 | ON | QC | H2 Pipeline - New |  |  |  | 0.55526 | 0
LCP_Inputs_ON_Electric_Howarth_2023_05_05 | 2035 |  |  | Hydrogen |  | Dispatch-Interconnection | VOM | 0 | ON | QC | H2 Pipeline - Repurposed |  |  |  | 0.55526 | 0
LCP_Inputs_ON_Electric_Howarth_2023_05_05 | 2035 |  |  | Methane |  | Dispatch-Interconnection | VOM | 0 | ON | WC | CH4 Pipeline |  |  |  | 0.55526 | 0
LCP_Inputs_ON_Electric_Howarth_2023_05_05 | 2035 |  |  | Electricity |  | Dispatch-Interconnection | VOM | 0 | ON | WC | Electricity Transmission Line |  |  |  | 0.55526 | 0
LCP_Inputs_ON_Electric_Howarth_2023_05_05 | 2035 |  |  | Hydrogen |  | Dispatch-Interconnection | VOM | 0 | ON | WC | H2 Pipeline - New |  |  |  | 0.55526 | 0
LCP_Inputs_ON_Electric_Howarth_2023_05_05 | 2035 |  |  | Hydrogen |  | Dispatch-Interconnection | VOM | 0 | ON | WC | H2 Pipeline - Repurposed |  |  |  | 0.55526 | 0
LCP_Inputs_ON_Electric_Howarth_2023_05_05 | 2035 |  |  | Methane |  | Dispatch-Interconnection | VOM | 0 | PJ | ON | CH4 Pipeline |  |  |  | 0.55526 | 0
LCP_Inputs_ON_Electric_Howarth_2023_05_05 | 2035 |  |  | Electricity |  | Dispatch-Interconnection | VOM | 9815410.8425 | PJ | ON | Electricity Transmission Line |  |  |  | 0.55526 | 5450149.2204
LCP_Inputs_ON_Electric_Howarth_2023_05_05 | 2035 |  |  | Hydrogen |  | Dispatch-Interconnection | VOM | 0 | PJ | ON | H2 Pipeline - New |  |  |  | 0.55526 | 0
LCP_Inputs_ON_Electric_Howarth_2023_05_05 | 2035 |  |  | Hydrogen |  | Dispatch-Interconnection | VOM | 0 | PJ | ON | H2 Pipeline - Repurposed |  |  |  | 0.55526 | 0
LCP_Inputs_ON_Electric_Howarth_2023_05_05 | 2035 |  |  | Methane |  | Dispatch-Intraconnection | VOM | 0 | PJ | PJ | CH4 Pipeline |  |  |  | 0.55526 | 0
LCP_Inputs_ON_Electric_Howarth_2023_05_05 | 2035 |  |  | Electricity |  | Dispatch-Intraconnection | VOM | 0 | PJ | PJ | Electricity Transmission Line |  |  |  | 0.55526 | 0
LCP_Inputs_ON_Electric_Howarth_2023_05_05 | 2035 |  |  | Hydrogen |  | Dispatch-Intraconnection | VOM | 0 | PJ | PJ | H2 Pipeline - New |  |  |  | 0.55526 | 0
LCP_Inputs_ON_Electric_Howarth_2023_05_05 | 2035 |  |  | Hydrogen |  | Dispatch-Intraconnection | VOM | 0 | PJ | PJ | H2 Pipeline - Repurposed |  |  |  | 0.55526 | 0
LCP_Inputs_ON_Electric_Howarth_2023_05_05 | 2035 |  |  | Electricity |  | Dispatch-Interconnection | VOM | 18564320.5277 | QC | NY | Electricity Transmission Line |  |  |  | 0.55526 | 10308108.206
LCP_Inputs_ON_Electric_Howarth_2023_05_05 | 2035 |  |  | Methane |  | Dispatch-Interconnection | VOM | 0 | QC | ON | CH4 Pipeline |  |  |  | 0.55526 | 0
LCP_Inputs_ON_Electric_Howarth_2023_05_05 | 2035 |  |  | Electricity |  | Dispatch-Interconnection | VOM | 11684862.7415 | QC | ON | Electricity Transmission Line |  |  |  | 0.55526 | 6488189.4994
LCP_Inputs_ON_Electric_Howarth_2023_05_05 | 2035 |  |  | Hydrogen |  | Dispatch-Interconnection | VOM | 0 | QC | ON | H2 Pipeline - New |  |  |  | 0.55526 | 0
LCP_Inputs_ON_Electric_Howarth_2023_05_05 | 2035 |  |  | Hydrogen |  | Dispatch-Interconnection | VOM | 0 | QC | ON | H2 Pipeline - Repurposed |  |  |  | 0.55526 | 0
LCP_Inputs_ON_Electric_Howarth_2023_05_05 | 2035 |  |  | Methane |  | Dispatch-Intraconnection | VOM | 0 | QC | QC | CH4 Pipeline |  |  |  | 0.55526 | 0
LCP_Inputs_ON_Electric_Howarth_2023_05_05 | 2035 |  |  | Electricity |  | Dispatch-Intraconnection | VOM | 0 | QC | QC | Electricity Transmission Line |  |  |  | 0.55526 | 0
LCP_Inputs_ON_Electric_Howarth_2023_05_05 | 2035 |  |  | Hydrogen |  | Dispatch-Intraconnection | VOM | 0 | QC | QC | H2 Pipeline - New |  |  |  | 0.55526 | 0
LCP_Inputs_ON_Electric_Howarth_2023_05_05 | 2035 |  |  | Hydrogen |  | Dispatch-Intraconnection | VOM | 0 | QC | QC | H2 Pipeline - Repurposed |  |  |  | 0.55526 | 0
LCP_Inputs_ON_Electric_Howarth_2023_05_05 | 2035 |  |  | Electricity |  | Dispatch-Interconnection | VOM | 10574692.1994 | WC | MI | Electricity Transmission Line |  |  |  | 0.55526 | 5871751.2054
LCP_Inputs_ON_Electric_Howarth_2023_05_05 | 2035 |  |  | Methane |  | Dispatch-Interconnection | VOM | 0 | WC | ON | CH4 Pipeline |  |  |  | 0.55526 | 0
LCP_Inputs_ON_Electric_Howarth_2023_05_05 | 2035 |  |  | Electricity |  | Dispatch-Interconnection | VOM | 4513376.5969 | WC | ON | Electricity Transmission Line |  |  |  | 0.55526 | 2506117.8116
LCP_Inputs_ON_Electric_Howarth_2023_05_05 | 2035 |  |  | Hydrogen |  | Dispatch-Interconnection | VOM | 0 | WC | ON | H2 Pipeline - New |  |  |  | 0.55526 | 0
LCP_Inputs_ON_Electric_Howarth_2023_05_05 | 2035 |  |  | Hydrogen |  | Dispatch-Interconnection | VOM | 0 | WC | ON | H2 Pipeline - Repurposed |  |  |  | 0.55526 | 0
LCP_Inputs_ON_Electric_Howarth_2023_05_05 | 2035 |  |  | Methane |  | Dispatch-Intraconnection | VOM | 0 | WC | WC | CH4 Pipeline |  |  |  | 0.55526 | 0
LCP_Inputs_ON_Electric_Howarth_2023_05_05 | 2035 |  |  | Electricity |  | Dispatch-Intraconnection | VOM | 0 | WC | WC | Electricity Transmission Line |  |  |  | 0.55526 | 0
LCP_Inputs_ON_Electric_Howarth_2023_05_05 | 2035 |  |  | Hydrogen |  | Dispatch-Intraconnection | VOM | 0 | WC | WC | H2 Pipeline - New |  |  |  | 0.55526 | 0
LCP_Inputs_ON_Electric_Howarth_2023_05_05 | 2035 |  |  | Hydrogen |  | Dispatch-Intraconnection | VOM | 0 | WC | WC | H2 Pipeline - Repurposed |  |  |  | 0.55526 | 0
LCP_Inputs_ON_Electric_Howarth_2023_05_05 | 2036 |  |  | Methane |  | Dispatch-Intraconnection | VOM | 0 | MI | MI | CH4 Pipeline |  |  |  | 0.53391 | 0
LCP_Inputs_ON_Electric_Howarth_2023_05_05 | 2036 |  |  | Electricity |  | Dispatch-Intraconnection | VOM | 0 | MI | MI | Electricity Transmission Line |  |  |  | 0.53391 | 0
LCP_Inputs_ON_Electric_Howarth_2023_05_05 | 2036 |  |  | Hydrogen |  | Dispatch-Intraconnection | VOM | 0 | MI | MI | H2 Pipeline - New |  |  |  | 0.53391 | 0
LCP_Inputs_ON_Electric_Howarth_2023_05_05 | 2036 |  |  | Hydrogen |  | Dispatch-Intraconnection | VOM | 0 | MI | MI | H2 Pipeline - Repurposed |  |  |  | 0.53391 | 0
LCP_Inputs_ON_Electric_Howarth_2023_05_05 | 2036 |  |  | Methane |  | Dispatch-Interconnection | VOM | 0 | MI | ON | CH4 Pipeline |  |  |  | 0.53391 | 0
LCP_Inputs_ON_Electric_Howarth_2023_05_05 | 2036 |  |  | Electricity |  | Dispatch-Interconnection | VOM | 19056549.9279 | MI | ON | Electricity Transmission Line |  |  |  | 0.53391 | 10174447.8069
LCP_Inputs_ON_Electric_Howarth_2023_05_05 | 2036 |  |  | Hydrogen |  | Dispatch-Interconnection | VOM | 0 | MI | ON | H2 Pipeline - New |  |  |  | 0.53391 | 0
LCP_Inputs_ON_Electric_Howarth_2023_05_05 | 2036 |  |  | Hydrogen |  | Dispatch-Interconnection | VOM | 0 | MI | ON | H2 Pipeline - Repurposed |  |  |  | 0.53391 | 0
LCP_Inputs_ON_Electric_Howarth_2023_05_05 | 2036 |  |  | Electricity |  | Dispatch-Interconnection | VOM | 2010266.0944 | MI | WC | Electricity Transmission Line |  |  |  | 0.53391 | 1073297.5031
LCP_Inputs_ON_Electric_Howarth_2023_05_05 | 2036 |  |  | Methane |  | Dispatch-Intraconnection | VOM | 0 | NY | NY | CH4 Pipeline |  |  |  | 0.53391 | 0
LCP_Inputs_ON_Electric_Howarth_2023_05_05 | 2036 |  |  | Electricity |  | Dispatch-Intraconnection | VOM | 0 | NY | NY | Electricity Transmission Line |  |  |  | 0.53391 | 0
LCP_Inputs_ON_Electric_Howarth_2023_05_05 | 2036 |  |  | Hydrogen |  | Dispatch-Intraconnection | VOM | 0 | NY | NY | H2 Pipeline - New |  |  |  | 0.53391 | 0
LCP_Inputs_ON_Electric_Howarth_2023_05_05 | 2036 |  |  | Hydrogen |  | Dispatch-Intraconnection | VOM | 0 | NY | NY | H2 Pipeline - Repurposed |  |  |  | 0.53391 | 0
LCP_Inputs_ON_Electric_Howarth_2023_05_05 | 2036 |  |  | Methane |  | Dispatch-Interconnection | VOM | 0 | NY | ON | CH4 Pipeline |  |  |  | 0.53391 | 0
LCP_Inputs_ON_Electric_Howarth_2023_05_05 | 2036 |  |  | Electricity |  | Dispatch-Interconnection | VOM | 20664534.3565 | NY | ON | Electricity Transmission Line |  |  |  | 0.53391 | 11032963.8397
LCP_Inputs_ON_Electric_Howarth_2023_05_05 | 2036 |  |  | Hydrogen |  | Dispatch-Interconnection | VOM | 0 | NY | ON | H2 Pipeline - New |  |  |  | 0.53391 | 0
LCP_Inputs_ON_Electric_Howarth_2023_05_05 | 2036 |  |  | Hydrogen |  | Dispatch-Interconnection | VOM | 0 | NY | ON | H2 Pipeline - Repurposed |  |  |  | 0.53391 | 0
LCP_Inputs_ON_Electric_Howarth_2023_05_05 | 2036 |  |  | Electricity |  | Dispatch-Interconnection | VOM | 24552385.7942 | NY | QC | Electricity Transmission Line |  |  |  | 0.53391 | 13108719.5081
LCP_Inputs_ON_Electric_Howarth_2023_05_05 | 2036 |  |  | Methane |  | Dispatch-Interconnection | VOM | 0 | ON | MI | CH4 Pipeline |  |  |  | 0.53391 | 0
LCP_Inputs_ON_Electric_Howarth_2023_05_05 | 2036 |  |  | Electricity |  | Dispatch-Interconnection | VOM | 221754.2829 | ON | MI | Electricity Transmission Line |  |  |  | 0.53391 | 118396.4246
LCP_Inputs_ON_Electric_Howarth_2023_05_05 | 2036 |  |  | Hydrogen |  | Dispatch-Interconnection | VOM | 0 | ON | MI | H2 Pipeline - New |  |  |  | 0.53391 | 0
LCP_Inputs_ON_Electric_Howarth_2023_05_05 | 2036 |  |  | Hydrogen |  | Dispatch-Interconnection | VOM | 0 | ON | MI | H2 Pipeline - Repurposed |  |  |  | 0.53391 | 0
LCP_Inputs_ON_Electric_Howarth_2023_05_05 | 2036 |  |  | Methane |  | Dispatch-Interconnection | VOM | 0 | ON | NY | CH4 Pipeline |  |  |  | 0.53391 | 0
LCP_Inputs_ON_Electric_Howarth_2023_05_05 | 2036 |  |  | Electricity |  | Dispatch-Interconnection | VOM | 9056695.3664 | ON | NY | Electricity Transmission Line |  |  |  | 0.53391 | 4835443.7008
LCP_Inputs_ON_Electric_Howarth_2023_05_05 | 2036 |  |  | Hydrogen |  | Dispatch-Interconnection | VOM | 0 | ON | NY | H2 Pipeline - New |  |  |  | 0.53391 | 0
LCP_Inputs_ON_Electric_Howarth_2023_05_05 | 2036 |  |  | Hydrogen |  | Dispatch-Interconnection | VOM | 0 | ON | NY | H2 Pipeline - Repurposed |  |  |  | 0.53391 | 0
LCP_Inputs_ON_Electric_Howarth_2023_05_05 | 2036 |  |  | Methane |  | Dispatch-Intraconnection | VOM | 661976965.2959 | ON | ON | CH4 Pipeline |  |  |  | 0.53391 | 353434913.8872
LCP_Inputs_ON_Electric_Howarth_2023_05_05 | 2036 |  |  | Electricity |  | Dispatch-Intraconnection | VOM | 0 | ON | ON | Electricity Transmission Line |  |  |  | 0.53391 | 0
LCP_Inputs_ON_Electric_Howarth_2023_05_05 | 2036 |  |  | Hydrogen |  | Dispatch-Intraconnection | VOM | 0 | ON | ON | H2 Pipeline - New |  |  |  | 0.53391 | 0
LCP_Inputs_ON_Electric_Howarth_2023_05_05 | 2036 |  |  | Hydrogen |  | Dispatch-Intraconnection | VOM | 110846468.6684 | ON | ON | H2 Pipeline - Repurposed |  |  |  | 0.53391 | 59181835.868
LCP_Inputs_ON_Electric_Howarth_2023_05_05 | 2036 |  |  | Methane |  | Dispatch-Interconnection | VOM | 0 | ON | PJ | CH4 Pipeline |  |  |  | 0.53391 | 0
LCP_Inputs_ON_Electric_Howarth_2023_05_05 | 2036 |  |  | Electricity |  | Dispatch-Interconnection | VOM | 5245197.9798 | ON | PJ | Electricity Transmission Line |  |  |  | 0.53391 | 2800454.0845
LCP_Inputs_ON_Electric_Howarth_2023_05_05 | 2036 |  |  | Hydrogen |  | Dispatch-Interconnection | VOM | 0 | ON | PJ | H2 Pipeline - New |  |  |  | 0.53391 | 0
LCP_Inputs_ON_Electric_Howarth_2023_05_05 | 2036 |  |  | Hydrogen |  | Dispatch-Interconnection | VOM | 0 | ON | PJ | H2 Pipeline - Repurposed |  |  |  | 0.53391 | 0
LCP_Inputs_ON_Electric_Howarth_2023_05_05 | 2036 |  |  | Methane |  | Dispatch-Interconnection | VOM | 0 | ON | QC | CH4 Pipeline |  |  |  | 0.53391 | 0
LCP_Inputs_ON_Electric_Howarth_2023_05_05 | 2036 |  |  | Electricity |  | Dispatch-Interconnection | VOM | 1887547.4045 | ON | QC | Electricity Transmission Line |  |  |  | 0.53391 | 1007776.9912
LCP_Inputs_ON_Electric_Howarth_2023_05_05 | 2036 |  |  | Hydrogen |  | Dispatch-Interconnection | VOM | 0 | ON | QC | H2 Pipeline - New |  |  |  | 0.53391 | 0
LCP_Inputs_ON_Electric_Howarth_2023_05_05 | 2036 |  |  | Hydrogen |  | Dispatch-Interconnection | VOM | 0 | ON | QC | H2 Pipeline - Repurposed |  |  |  | 0.53391 | 0
LCP_Inputs_ON_Electric_Howarth_2023_05_05 | 2036 |  |  | Methane |  | Dispatch-Interconnection | VOM | 0 | ON | WC | CH4 Pipeline |  |  |  | 0.53391 | 0
LCP_Inputs_ON_Electric_Howarth_2023_05_05 | 2036 |  |  | Electricity |  | Dispatch-Interconnection | VOM | 0 | ON | WC | Electricity Transmission Line |  |  |  | 0.53391 | 0
LCP_Inputs_ON_Electric_Howarth_2023_05_05 | 2036 |  |  | Hydrogen |  | Dispatch-Interconnection | VOM | 0 | ON | WC | H2 Pipeline - New |  |  |  | 0.53391 | 0
LCP_Inputs_ON_Electric_Howarth_2023_05_05 | 2036 |  |  | Hydrogen |  | Dispatch-Interconnection | VOM | 0 | ON | WC | H2 Pipeline - Repurposed |  |  |  | 0.53391 | 0
LCP_Inputs_ON_Electric_Howarth_2023_05_05 | 2036 |  |  | Methane |  | Dispatch-Interconnection | VOM | 0 | PJ | ON | CH4 Pipeline |  |  |  | 0.53391 | 0
LCP_Inputs_ON_Electric_Howarth_2023_05_05 | 2036 |  |  | Electricity |  | Dispatch-Interconnection | VOM | 9815410.8425 | PJ | ON | Electricity Transmission Line |  |  |  | 0.53391 | 5240528.0965
LCP_Inputs_ON_Electric_Howarth_2023_05_05 | 2036 |  |  | Hydrogen |  | Dispatch-Interconnection | VOM | 0 | PJ | ON | H2 Pipeline - New |  |  |  | 0.53391 | 0
LCP_Inputs_ON_Electric_Howarth_2023_05_05 | 2036 |  |  | Hydrogen |  | Dispatch-Interconnection | VOM | 0 | PJ | ON | H2 Pipeline - Repurposed |  |  |  | 0.53391 | 0
LCP_Inputs_ON_Electric_Howarth_2023_05_05 | 2036 |  |  | Methane |  | Dispatch-Intraconnection | VOM | 0 | PJ | PJ | CH4 Pipeline |  |  |  | 0.53391 | 0
LCP_Inputs_ON_Electric_Howarth_2023_05_05 | 2036 |  |  | Electricity |  | Dispatch-Intraconnection | VOM | 0 | PJ | PJ | Electricity Transmission Line |  |  |  | 0.53391 | 0
LCP_Inputs_ON_Electric_Howarth_2023_05_05 | 2036 |  |  | Hydrogen |  | Dispatch-Intraconnection | VOM | 0 | PJ | PJ | H2 Pipeline - New |  |  |  | 0.53391 | 0
LCP_Inputs_ON_Electric_Howarth_2023_05_05 | 2036 |  |  | Hydrogen |  | Dispatch-Intraconnection | VOM | 0 | PJ | PJ | H2 Pipeline - Repurposed |  |  |  | 0.53391 | 0
LCP_Inputs_ON_Electric_Howarth_2023_05_05 | 2036 |  |  | Electricity |  | Dispatch-Interconnection | VOM | 18564320.5277 | QC | NY | Electricity Transmission Line |  |  |  | 0.53391 | 9911642.5058
LCP_Inputs_ON_Electric_Howarth_2023_05_05 | 2036 |  |  | Methane |  | Dispatch-Interconnection | VOM | 0 | QC | ON | CH4 Pipeline |  |  |  | 0.53391 | 0
LCP_Inputs_ON_Electric_Howarth_2023_05_05 | 2036 |  |  | Electricity |  | Dispatch-Interconnection | VOM | 11684862.7415 | QC | ON | Electricity Transmission Line |  |  |  | 0.53391 | 6238643.7494
LCP_Inputs_ON_Electric_Howarth_2023_05_05 | 2036 |  |  | Hydrogen |  | Dispatch-Interconnection | VOM | 0 | QC | ON | H2 Pipeline - New |  |  |  | 0.53391 | 0
LCP_Inputs_ON_Electric_Howarth_2023_05_05 | 2036 |  |  | Hydrogen |  | Dispatch-Interconnection | VOM | 0 | QC | ON | H2 Pipeline - Repurposed |  |  |  | 0.53391 | 0
LCP_Inputs_ON_Electric_Howarth_2023_05_05 | 2036 |  |  | Methane |  | Dispatch-Intraconnection | VOM | 0 | QC | QC | CH4 Pipeline |  |  |  | 0.53391 | 0
LCP_Inputs_ON_Electric_Howarth_2023_05_05 | 2036 |  |  | Electricity |  | Dispatch-Intraconnection | VOM | 0 | QC | QC | Electricity Transmission Line |  |  |  | 0.53391 | 0
LCP_Inputs_ON_Electric_Howarth_2023_05_05 | 2036 |  |  | Hydrogen |  | Dispatch-Intraconnection | VOM | 0 | QC | QC | H2 Pipeline - New |  |  |  | 0.53391 | 0
LCP_Inputs_ON_Electric_Howarth_2023_05_05 | 2036 |  |  | Hydrogen |  | Dispatch-Intraconnection | VOM | 0 | QC | QC | H2 Pipeline - Repurposed |  |  |  | 0.53391 | 0
LCP_Inputs_ON_Electric_Howarth_2023_05_05 | 2036 |  |  | Electricity |  | Dispatch-Interconnection | VOM | 10574692.1994 | WC | MI | Electricity Transmission Line |  |  |  | 0.53391 | 5645914.6206
LCP_Inputs_ON_Electric_Howarth_2023_05_05 | 2036 |  |  | Methane |  | Dispatch-Interconnection | VOM | 0 | WC | ON | CH4 Pipeline |  |  |  | 0.53391 | 0
LCP_Inputs_ON_Electric_Howarth_2023_05_05 | 2036 |  |  | Electricity |  | Dispatch-Interconnection | VOM | 4513376.5969 | WC | ON | Electricity Transmission Line |  |  |  | 0.53391 | 2409728.665
LCP_Inputs_ON_Electric_Howarth_2023_05_05 | 2036 |  |  | Hydrogen |  | Dispatch-Interconnection | VOM | 0 | WC | ON | H2 Pipeline - New |  |  |  | 0.53391 | 0
LCP_Inputs_ON_Electric_Howarth_2023_05_05 | 2036 |  |  | Hydrogen |  | Dispatch-Interconnection | VOM | 0 | WC | ON | H2 Pipeline - Repurposed |  |  |  | 0.53391 | 0
LCP_Inputs_ON_Electric_Howarth_2023_05_05 | 2036 |  |  | Methane |  | Dispatch-Intraconnection | VOM | 0 | WC | WC | CH4 Pipeline |  |  |  | 0.53391 | 0
LCP_Inputs_ON_Electric_Howarth_2023_05_05 | 2036 |  |  | Electricity |  | Dispatch-Intraconnection | VOM | 0 | WC | WC | Electricity Transmission Line |  |  |  | 0.53391 | 0
LCP_Inputs_ON_Electric_Howarth_2023_05_05 | 2036 |  |  | Hydrogen |  | Dispatch-Intraconnection | VOM | 0 | WC | WC | H2 Pipeline - New |  |  |  | 0.53391 | 0
LCP_Inputs_ON_Electric_Howarth_2023_05_05 | 2036 |  |  | Hydrogen |  | Dispatch-Intraconnection | VOM | 0 | WC | WC | H2 Pipeline - Repurposed |  |  |  | 0.53391 | 0
LCP_Inputs_ON_Electric_Howarth_2023_05_05 | 2037 |  |  | Methane |  | Dispatch-Intraconnection | VOM | 0 | MI | MI | CH4 Pipeline |  |  |  | 0.51337 | 0
LCP_Inputs_ON_Electric_Howarth_2023_05_05 | 2037 |  |  | Electricity |  | Dispatch-Intraconnection | VOM | 0 | MI | MI | Electricity Transmission Line |  |  |  | 0.51337 | 0
LCP_Inputs_ON_Electric_Howarth_2023_05_05 | 2037 |  |  | Hydrogen |  | Dispatch-Intraconnection | VOM | 0 | MI | MI | H2 Pipeline - New |  |  |  | 0.51337 | 0
LCP_Inputs_ON_Electric_Howarth_2023_05_05 | 2037 |  |  | Hydrogen |  | Dispatch-Intraconnection | VOM | 0 | MI | MI | H2 Pipeline - Repurposed |  |  |  | 0.51337 | 0
LCP_Inputs_ON_Electric_Howarth_2023_05_05 | 2037 |  |  | Methane |  | Dispatch-Interconnection | VOM | 0 | MI | ON | CH4 Pipeline |  |  |  | 0.51337 | 0
LCP_Inputs_ON_Electric_Howarth_2023_05_05 | 2037 |  |  | Electricity |  | Dispatch-Interconnection | VOM | 19056549.9279 | MI | ON | Electricity Transmission Line |  |  |  | 0.51337 | 9783122.8912
LCP_Inputs_ON_Electric_Howarth_2023_05_05 | 2037 |  |  | Hydrogen |  | Dispatch-Interconnection | VOM | 0 | MI | ON | H2 Pipeline - New |  |  |  | 0.51337 | 0
LCP_Inputs_ON_Electric_Howarth_2023_05_05 | 2037 |  |  | Hydrogen |  | Dispatch-Interconnection | VOM | 0 | MI | ON | H2 Pipeline - Repurposed |  |  |  | 0.51337 | 0
LCP_Inputs_ON_Electric_Howarth_2023_05_05 | 2037 |  |  | Electricity |  | Dispatch-Interconnection | VOM | 2010266.0944 | MI | WC | Electricity Transmission Line |  |  |  | 0.51337 | 1032016.8299
LCP_Inputs_ON_Electric_Howarth_2023_05_05 | 2037 |  |  | Methane |  | Dispatch-Intraconnection | VOM | 0 | NY | NY | CH4 Pipeline |  |  |  | 0.51337 | 0
LCP_Inputs_ON_Electric_Howarth_2023_05_05 | 2037 |  |  | Electricity |  | Dispatch-Intraconnection | VOM | 0 | NY | NY | Electricity Transmission Line |  |  |  | 0.51337 | 0
LCP_Inputs_ON_Electric_Howarth_2023_05_05 | 2037 |  |  | Hydrogen |  | Dispatch-Intraconnection | VOM | 0 | NY | NY | H2 Pipeline - New |  |  |  | 0.51337 | 0
LCP_Inputs_ON_Electric_Howarth_2023_05_05 | 2037 |  |  | Hydrogen |  | Dispatch-Intraconnection | VOM | 0 | NY | NY | H2 Pipeline - Repurposed |  |  |  | 0.51337 | 0
LCP_Inputs_ON_Electric_Howarth_2023_05_05 | 2037 |  |  | Methane |  | Dispatch-Interconnection | VOM | 0 | NY | ON | CH4 Pipeline |  |  |  | 0.51337 | 0
LCP_Inputs_ON_Electric_Howarth_2023_05_05 | 2037 |  |  | Electricity |  | Dispatch-Interconnection | VOM | 20664534.3565 | NY | ON | Electricity Transmission Line |  |  |  | 0.51337 | 10608619.0766
LCP_Inputs_ON_Electric_Howarth_2023_05_05 | 2037 |  |  | Hydrogen |  | Dispatch-Interconnection | VOM | 0 | NY | ON | H2 Pipeline - New |  |  |  | 0.51337 | 0
LCP_Inputs_ON_Electric_Howarth_2023_05_05 | 2037 |  |  | Hydrogen |  | Dispatch-Interconnection | VOM | 0 | NY | ON | H2 Pipeline - Repurposed |  |  |  | 0.51337 | 0
LCP_Inputs_ON_Electric_Howarth_2023_05_05 | 2037 |  |  | Electricity |  | Dispatch-Interconnection | VOM | 24552385.7942 | NY | QC | Electricity Transmission Line |  |  |  | 0.51337 | 12604537.9886
LCP_Inputs_ON_Electric_Howarth_2023_05_05 | 2037 |  |  | Methane |  | Dispatch-Interconnection | VOM | 0 | ON | MI | CH4 Pipeline |  |  |  | 0.51337 | 0
LCP_Inputs_ON_Electric_Howarth_2023_05_05 | 2037 |  |  | Electricity |  | Dispatch-Interconnection | VOM | 221754.2829 | ON | MI | Electricity Transmission Line |  |  |  | 0.51337 | 113842.716
LCP_Inputs_ON_Electric_Howarth_2023_05_05 | 2037 |  |  | Hydrogen |  | Dispatch-Interconnection | VOM | 0 | ON | MI | H2 Pipeline - New |  |  |  | 0.51337 | 0
LCP_Inputs_ON_Electric_Howarth_2023_05_05 | 2037 |  |  | Hydrogen |  | Dispatch-Interconnection | VOM | 0 | ON | MI | H2 Pipeline - Repurposed |  |  |  | 0.51337 | 0
LCP_Inputs_ON_Electric_Howarth_2023_05_05 | 2037 |  |  | Methane |  | Dispatch-Interconnection | VOM | 0 | ON | NY | CH4 Pipeline |  |  |  | 0.51337 | 0
LCP_Inputs_ON_Electric_Howarth_2023_05_05 | 2037 |  |  | Electricity |  | Dispatch-Interconnection | VOM | 9056695.3664 | ON | NY | Electricity Transmission Line |  |  |  | 0.51337 | 4649465.0969
LCP_Inputs_ON_Electric_Howarth_2023_05_05 | 2037 |  |  | Hydrogen |  | Dispatch-Interconnection | VOM | 0 | ON | NY | H2 Pipeline - New |  |  |  | 0.51337 | 0
LCP_Inputs_ON_Electric_Howarth_2023_05_05 | 2037 |  |  | Hydrogen |  | Dispatch-Interconnection | VOM | 0 | ON | NY | H2 Pipeline - Repurposed |  |  |  | 0.51337 | 0
LCP_Inputs_ON_Electric_Howarth_2023_05_05 | 2037 |  |  | Methane |  | Dispatch-Intraconnection | VOM | 661976965.2959 | ON | ON | CH4 Pipeline |  |  |  | 0.51337 | 339841263.3531
LCP_Inputs_ON_Electric_Howarth_2023_05_05 | 2037 |  |  | Electricity |  | Dispatch-Intraconnection | VOM | 0 | ON | ON | Electricity Transmission Line |  |  |  | 0.51337 | 0
LCP_Inputs_ON_Electric_Howarth_2023_05_05 | 2037 |  |  | Hydrogen |  | Dispatch-Intraconnection | VOM | 0 | ON | ON | H2 Pipeline - New |  |  |  | 0.51337 | 0
LCP_Inputs_ON_Electric_Howarth_2023_05_05 | 2037 |  |  | Hydrogen |  | Dispatch-Intraconnection | VOM | 110846468.6684 | ON | ON | H2 Pipeline - Repurposed |  |  |  | 0.51337 | 56905611.4115
LCP_Inputs_ON_Electric_Howarth_2023_05_05 | 2037 |  |  | Methane |  | Dispatch-Interconnection | VOM | 0 | ON | PJ | CH4 Pipeline |  |  |  | 0.51337 | 0
LCP_Inputs_ON_Electric_Howarth_2023_05_05 | 2037 |  |  | Electricity |  | Dispatch-Interconnection | VOM | 5245197.9798 | ON | PJ | Electricity Transmission Line |  |  |  | 0.51337 | 2692744.312
LCP_Inputs_ON_Electric_Howarth_2023_05_05 | 2037 |  |  | Hydrogen |  | Dispatch-Interconnection | VOM | 0 | ON | PJ | H2 Pipeline - New |  |  |  | 0.51337 | 0
LCP_Inputs_ON_Electric_Howarth_2023_05_05 | 2037 |  |  | Hydrogen |  | Dispatch-Interconnection | VOM | 0 | ON | PJ | H2 Pipeline - Repurposed |  |  |  | 0.51337 | 0
LCP_Inputs_ON_Electric_Howarth_2023_05_05 | 2037 |  |  | Methane |  | Dispatch-Interconnection | VOM | 0 | ON | QC | CH4 Pipeline |  |  |  | 0.51337 | 0
LCP_Inputs_ON_Electric_Howarth_2023_05_05 | 2037 |  |  | Electricity |  | Dispatch-Interconnection | VOM | 1887547.4045 | ON | QC | Electricity Transmission Line |  |  |  | 0.51337 | 969016.3377
LCP_Inputs_ON_Electric_Howarth_2023_05_05 | 2037 |  |  | Hydrogen |  | Dispatch-Interconnection | VOM | 0 | ON | QC | H2 Pipeline - New |  |  |  | 0.51337 | 0
LCP_Inputs_ON_Electric_Howarth_2023_05_05 | 2037 |  |  | Hydrogen |  | Dispatch-Interconnection | VOM | 0 | ON | QC | H2 Pipeline - Repurposed |  |  |  | 0.51337 | 0
LCP_Inputs_ON_Electric_Howarth_2023_05_05 | 2037 |  |  | Methane |  | Dispatch-Interconnection | VOM | 0 | ON | WC | CH4 Pipeline |  |  |  | 0.51337 | 0
LCP_Inputs_ON_Electric_Howarth_2023_05_05 | 2037 |  |  | Electricity |  | Dispatch-Interconnection | VOM | 0 | ON | WC | Electricity Transmission Line |  |  |  | 0.51337 | 0
LCP_Inputs_ON_Electric_Howarth_2023_05_05 | 2037 |  |  | Hydrogen |  | Dispatch-Interconnection | VOM | 0 | ON | WC | H2 Pipeline - New |  |  |  | 0.51337 | 0
LCP_Inputs_ON_Electric_Howarth_2023_05_05 | 2037 |  |  | Hydrogen |  | Dispatch-Interconnection | VOM | 0 | ON | WC | H2 Pipeline - Repurposed |  |  |  | 0.51337 | 0
LCP_Inputs_ON_Electric_Howarth_2023_05_05 | 2037 |  |  | Methane |  | Dispatch-Interconnection | VOM | 0 | PJ | ON | CH4 Pipeline |  |  |  | 0.51337 | 0
LCP_Inputs_ON_Electric_Howarth_2023_05_05 | 2037 |  |  | Electricity |  | Dispatch-Interconnection | VOM | 9815410.8425 | PJ | ON | Electricity Transmission Line |  |  |  | 0.51337 | 5038969.3236
LCP_Inputs_ON_Electric_Howarth_2023_05_05 | 2037 |  |  | Hydrogen |  | Dispatch-Interconnection | VOM | 0 | PJ | ON | H2 Pipeline - New |  |  |  | 0.51337 | 0
LCP_Inputs_ON_Electric_Howarth_2023_05_05 | 2037 |  |  | Hydrogen |  | Dispatch-Interconnection | VOM | 0 | PJ | ON | H2 Pipeline - Repurposed |  |  |  | 0.51337 | 0
LCP_Inputs_ON_Electric_Howarth_2023_05_05 | 2037 |  |  | Methane |  | Dispatch-Intraconnection | VOM | 0 | PJ | PJ | CH4 Pipeline |  |  |  | 0.51337 | 0
LCP_Inputs_ON_Electric_Howarth_2023_05_05 | 2037 |  |  | Electricity |  | Dispatch-Intraconnection | VOM | 0 | PJ | PJ | Electricity Transmission Line |  |  |  | 0.51337 | 0
LCP_Inputs_ON_Electric_Howarth_2023_05_05 | 2037 |  |  | Hydrogen |  | Dispatch-Intraconnection | VOM | 0 | PJ | PJ | H2 Pipeline - New |  |  |  | 0.51337 | 0
LCP_Inputs_ON_Electric_Howarth_2023_05_05 | 2037 |  |  | Hydrogen |  | Dispatch-Intraconnection | VOM | 0 | PJ | PJ | H2 Pipeline - Repurposed |  |  |  | 0.51337 | 0
LCP_Inputs_ON_Electric_Howarth_2023_05_05 | 2037 |  |  | Electricity |  | Dispatch-Interconnection | VOM | 18564320.5277 | QC | NY | Electricity Transmission Line |  |  |  | 0.51337 | 9530425.4864
LCP_Inputs_ON_Electric_Howarth_2023_05_05 | 2037 |  |  | Methane |  | Dispatch-Interconnection | VOM | 0 | QC | ON | CH4 Pipeline |  |  |  | 0.51337 | 0
LCP_Inputs_ON_Electric_Howarth_2023_05_05 | 2037 |  |  | Electricity |  | Dispatch-Interconnection | VOM | 11684862.7415 | QC | ON | Electricity Transmission Line |  |  |  | 0.51337 | 5998695.9129
LCP_Inputs_ON_Electric_Howarth_2023_05_05 | 2037 |  |  | Hydrogen |  | Dispatch-Interconnection | VOM | 0 | QC | ON | H2 Pipeline - New |  |  |  | 0.51337 | 0
LCP_Inputs_ON_Electric_Howarth_2023_05_05 | 2037 |  |  | Hydrogen |  | Dispatch-Interconnection | VOM | 0 | QC | ON | H2 Pipeline - Repurposed |  |  |  | 0.51337 | 0
LCP_Inputs_ON_Electric_Howarth_2023_05_05 | 2037 |  |  | Methane |  | Dispatch-Intraconnection | VOM | 0 | QC | QC | CH4 Pipeline |  |  |  | 0.51337 | 0
LCP_Inputs_ON_Electric_Howarth_2023_05_05 | 2037 |  |  | Electricity |  | Dispatch-Intraconnection | VOM | 0 | QC | QC | Electricity Transmission Line |  |  |  | 0.51337 | 0
LCP_Inputs_ON_Electric_Howarth_2023_05_05 | 2037 |  |  | Hydrogen |  | Dispatch-Intraconnection | VOM | 0 | QC | QC | H2 Pipeline - New |  |  |  | 0.51337 | 0
LCP_Inputs_ON_Electric_Howarth_2023_05_05 | 2037 |  |  | Hydrogen |  | Dispatch-Intraconnection | VOM | 0 | QC | QC | H2 Pipeline - Repurposed |  |  |  | 0.51337 | 0
LCP_Inputs_ON_Electric_Howarth_2023_05_05 | 2037 |  |  | Electricity |  | Dispatch-Interconnection | VOM | 10574692.1994 | WC | MI | Electricity Transmission Line |  |  |  | 0.51337 | 5428764.0583
LCP_Inputs_ON_Electric_Howarth_2023_05_05 | 2037 |  |  | Methane |  | Dispatch-Interconnection | VOM | 0 | WC | ON | CH4 Pipeline |  |  |  | 0.51337 | 0
LCP_Inputs_ON_Electric_Howarth_2023_05_05 | 2037 |  |  | Electricity |  | Dispatch-Interconnection | VOM | 4513376.5969 | WC | ON | Electricity Transmission Line |  |  |  | 0.51337 | 2317046.7933
LCP_Inputs_ON_Electric_Howarth_2023_05_05 | 2037 |  |  | Hydrogen |  | Dispatch-Interconnection | VOM | 0 | WC | ON | H2 Pipeline - New |  |  |  | 0.51337 | 0
LCP_Inputs_ON_Electric_Howarth_2023_05_05 | 2037 |  |  | Hydrogen |  | Dispatch-Interconnection | VOM | 0 | WC | ON | H2 Pipeline - Repurposed |  |  |  | 0.51337 | 0
LCP_Inputs_ON_Electric_Howarth_2023_05_05 | 2037 |  |  | Methane |  | Dispatch-Intraconnection | VOM | 0 | WC | WC | CH4 Pipeline |  |  |  | 0.51337 | 0
LCP_Inputs_ON_Electric_Howarth_2023_05_05 | 2037 |  |  | Electricity |  | Dispatch-Intraconnection | VOM | 0 | WC | WC | Electricity Transmission Line |  |  |  | 0.51337 | 0
LCP_Inputs_ON_Electric_Howarth_2023_05_05 | 2037 |  |  | Hydrogen |  | Dispatch-Intraconnection | VOM | 0 | WC | WC | H2 Pipeline - New |  |  |  | 0.51337 | 0
LCP_Inputs_ON_Electric_Howarth_2023_05_05 | 2037 |  |  | Hydrogen |  | Dispatch-Intraconnection | VOM | 0 | WC | WC | H2 Pipeline - Repurposed |  |  |  | 0.51337 | 0
LCP_Inputs_ON_Electric_Howarth_2023_05_05 | 2038 |  |  | Methane |  | Dispatch-Intraconnection | VOM | 0 | MI | MI | CH4 Pipeline |  |  |  | 0.49363 | 0
LCP_Inputs_ON_Electric_Howarth_2023_05_05 | 2038 |  |  | Electricity |  | Dispatch-Intraconnection | VOM | 0 | MI | MI | Electricity Transmission Line |  |  |  | 0.49363 | 0
LCP_Inputs_ON_Electric_Howarth_2023_05_05 | 2038 |  |  | Hydrogen |  | Dispatch-Intraconnection | VOM | 0 | MI | MI | H2 Pipeline - New |  |  |  | 0.49363 | 0
LCP_Inputs_ON_Electric_Howarth_2023_05_05 | 2038 |  |  | Hydrogen |  | Dispatch-Intraconnection | VOM | 0 | MI | MI | H2 Pipeline - Repurposed |  |  |  | 0.49363 | 0
LCP_Inputs_ON_Electric_Howarth_2023_05_05 | 2038 |  |  | Methane |  | Dispatch-Interconnection | VOM | 0 | MI | ON | CH4 Pipeline |  |  |  | 0.49363 | 0
LCP_Inputs_ON_Electric_Howarth_2023_05_05 | 2038 |  |  | Electricity |  | Dispatch-Interconnection | VOM | 19056549.9279 | MI | ON | Electricity Transmission Line |  |  |  | 0.49363 | 9406848.9339
LCP_Inputs_ON_Electric_Howarth_2023_05_05 | 2038 |  |  | Hydrogen |  | Dispatch-Interconnection | VOM | 0 | MI | ON | H2 Pipeline - New |  |  |  | 0.49363 | 0
LCP_Inputs_ON_Electric_Howarth_2023_05_05 | 2038 |  |  | Hydrogen |  | Dispatch-Interconnection | VOM | 0 | MI | ON | H2 Pipeline - Repurposed |  |  |  | 0.49363 | 0
LCP_Inputs_ON_Electric_Howarth_2023_05_05 | 2038 |  |  | Electricity |  | Dispatch-Interconnection | VOM | 2010266.0944 | MI | WC | Electricity Transmission Line |  |  |  | 0.49363 | 992323.8749
LCP_Inputs_ON_Electric_Howarth_2023_05_05 | 2038 |  |  | Methane |  | Dispatch-Intraconnection | VOM | 0 | NY | NY | CH4 Pipeline |  |  |  | 0.49363 | 0
LCP_Inputs_ON_Electric_Howarth_2023_05_05 | 2038 |  |  | Electricity |  | Dispatch-Intraconnection | VOM | 0 | NY | NY | Electricity Transmission Line |  |  |  | 0.49363 | 0
LCP_Inputs_ON_Electric_Howarth_2023_05_05 | 2038 |  |  | Hydrogen |  | Dispatch-Intraconnection | VOM | 0 | NY | NY | H2 Pipeline - New |  |  |  | 0.49363 | 0
LCP_Inputs_ON_Electric_Howarth_2023_05_05 | 2038 |  |  | Hydrogen |  | Dispatch-Intraconnection | VOM | 0 | NY | NY | H2 Pipeline - Repurposed |  |  |  | 0.49363 | 0
LCP_Inputs_ON_Electric_Howarth_2023_05_05 | 2038 |  |  | Methane |  | Dispatch-Interconnection | VOM | 0 | NY | ON | CH4 Pipeline |  |  |  | 0.49363 | 0
LCP_Inputs_ON_Electric_Howarth_2023_05_05 | 2038 |  |  | Electricity |  | Dispatch-Interconnection | VOM | 20664534.3565 | NY | ON | Electricity Transmission Line |  |  |  | 0.49363 | 10200595.266
LCP_Inputs_ON_Electric_Howarth_2023_05_05 | 2038 |  |  | Hydrogen |  | Dispatch-Interconnection | VOM | 0 | NY | ON | H2 Pipeline - New |  |  |  | 0.49363 | 0
LCP_Inputs_ON_Electric_Howarth_2023_05_05 | 2038 |  |  | Hydrogen |  | Dispatch-Interconnection | VOM | 0 | NY | ON | H2 Pipeline - Repurposed |  |  |  | 0.49363 | 0
LCP_Inputs_ON_Electric_Howarth_2023_05_05 | 2038 |  |  | Electricity |  | Dispatch-Interconnection | VOM | 24552385.7942 | NY | QC | Electricity Transmission Line |  |  |  | 0.49363 | 12119748.066
LCP_Inputs_ON_Electric_Howarth_2023_05_05 | 2038 |  |  | Methane |  | Dispatch-Interconnection | VOM | 0 | ON | MI | CH4 Pipeline |  |  |  | 0.49363 | 0
LCP_Inputs_ON_Electric_Howarth_2023_05_05 | 2038 |  |  | Electricity |  | Dispatch-Interconnection | VOM | 221754.2829 | ON | MI | Electricity Transmission Line |  |  |  | 0.49363 | 109464.15
LCP_Inputs_ON_Electric_Howarth_2023_05_05 | 2038 |  |  | Hydrogen |  | Dispatch-Interconnection | VOM | 0 | ON | MI | H2 Pipeline - New |  |  |  | 0.49363 | 0
LCP_Inputs_ON_Electric_Howarth_2023_05_05 | 2038 |  |  | Hydrogen |  | Dispatch-Interconnection | VOM | 0 | ON | MI | H2 Pipeline - Repurposed |  |  |  | 0.49363 | 0
LCP_Inputs_ON_Electric_Howarth_2023_05_05 | 2038 |  |  | Methane |  | Dispatch-Interconnection | VOM | 0 | ON | NY | CH4 Pipeline |  |  |  | 0.49363 | 0
LCP_Inputs_ON_Electric_Howarth_2023_05_05 | 2038 |  |  | Electricity |  | Dispatch-Interconnection | VOM | 9056695.3664 | ON | NY | Electricity Transmission Line |  |  |  | 0.49363 | 4470639.5163
LCP_Inputs_ON_Electric_Howarth_2023_05_05 | 2038 |  |  | Hydrogen |  | Dispatch-Interconnection | VOM | 0 | ON | NY | H2 Pipeline - New |  |  |  | 0.49363 | 0
LCP_Inputs_ON_Electric_Howarth_2023_05_05 | 2038 |  |  | Hydrogen |  | Dispatch-Interconnection | VOM | 0 | ON | NY | H2 Pipeline - Repurposed |  |  |  | 0.49363 | 0
LCP_Inputs_ON_Electric_Howarth_2023_05_05 | 2038 |  |  | Methane |  | Dispatch-Intraconnection | VOM | 661976965.2959 | ON | ON | CH4 Pipeline |  |  |  | 0.49363 | 326770445.5318
LCP_Inputs_ON_Electric_Howarth_2023_05_05 | 2038 |  |  | Electricity |  | Dispatch-Intraconnection | VOM | 0 | ON | ON | Electricity Transmission Line |  |  |  | 0.49363 | 0
LCP_Inputs_ON_Electric_Howarth_2023_05_05 | 2038 |  |  | Hydrogen |  | Dispatch-Intraconnection | VOM | 0 | ON | ON | H2 Pipeline - New |  |  |  | 0.49363 | 0
LCP_Inputs_ON_Electric_Howarth_2023_05_05 | 2038 |  |  | Hydrogen |  | Dispatch-Intraconnection | VOM | 110846468.6684 | ON | ON | H2 Pipeline - Repurposed |  |  |  | 0.49363 | 54716934.0495
LCP_Inputs_ON_Electric_Howarth_2023_05_05 | 2038 |  |  | Methane |  | Dispatch-Interconnection | VOM | 0 | ON | PJ | CH4 Pipeline |  |  |  | 0.49363 | 0
LCP_Inputs_ON_Electric_Howarth_2023_05_05 | 2038 |  |  | Electricity |  | Dispatch-Interconnection | VOM | 5245197.9798 | ON | PJ | Electricity Transmission Line |  |  |  | 0.49363 | 2589177.2231
LCP_Inputs_ON_Electric_Howarth_2023_05_05 | 2038 |  |  | Hydrogen |  | Dispatch-Interconnection | VOM | 0 | ON | PJ | H2 Pipeline - New |  |  |  | 0.49363 | 0
LCP_Inputs_ON_Electric_Howarth_2023_05_05 | 2038 |  |  | Hydrogen |  | Dispatch-Interconnection | VOM | 0 | ON | PJ | H2 Pipeline - Repurposed |  |  |  | 0.49363 | 0
LCP_Inputs_ON_Electric_Howarth_2023_05_05 | 2038 |  |  | Methane |  | Dispatch-Interconnection | VOM | 0 | ON | QC | CH4 Pipeline |  |  |  | 0.49363 | 0
LCP_Inputs_ON_Electric_Howarth_2023_05_05 | 2038 |  |  | Electricity |  | Dispatch-Interconnection | VOM | 1887547.4045 | ON | QC | Electricity Transmission Line |  |  |  | 0.49363 | 931746.4786
LCP_Inputs_ON_Electric_Howarth_2023_05_05 | 2038 |  |  | Hydrogen |  | Dispatch-Interconnection | VOM | 0 | ON | QC | H2 Pipeline - New |  |  |  | 0.49363 | 0
LCP_Inputs_ON_Electric_Howarth_2023_05_05 | 2038 |  |  | Hydrogen |  | Dispatch-Interconnection | VOM | 0 | ON | QC | H2 Pipeline - Repurposed |  |  |  | 0.49363 | 0
LCP_Inputs_ON_Electric_Howarth_2023_05_05 | 2038 |  |  | Methane |  | Dispatch-Interconnection | VOM | 0 | ON | WC | CH4 Pipeline |  |  |  | 0.49363 | 0
LCP_Inputs_ON_Electric_Howarth_2023_05_05 | 2038 |  |  | Electricity |  | Dispatch-Interconnection | VOM | 0 | ON | WC | Electricity Transmission Line |  |  |  | 0.49363 | 0
LCP_Inputs_ON_Electric_Howarth_2023_05_05 | 2038 |  |  | Hydrogen |  | Dispatch-Interconnection | VOM | 0 | ON | WC | H2 Pipeline - New |  |  |  | 0.49363 | 0
LCP_Inputs_ON_Electric_Howarth_2023_05_05 | 2038 |  |  | Hydrogen |  | Dispatch-Interconnection | VOM | 0 | ON | WC | H2 Pipeline - Repurposed |  |  |  | 0.49363 | 0
LCP_Inputs_ON_Electric_Howarth_2023_05_05 | 2038 |  |  | Methane |  | Dispatch-Interconnection | VOM | 0 | PJ | ON | CH4 Pipeline |  |  |  | 0.49363 | 0
LCP_Inputs_ON_Electric_Howarth_2023_05_05 | 2038 |  |  | Electricity |  | Dispatch-Interconnection | VOM | 9815410.8425 | PJ | ON | Electricity Transmission Line |  |  |  | 0.49363 | 4845162.8111
LCP_Inputs_ON_Electric_Howarth_2023_05_05 | 2038 |  |  | Hydrogen |  | Dispatch-Interconnection | VOM | 0 | PJ | ON | H2 Pipeline - New |  |  |  | 0.49363 | 0
LCP_Inputs_ON_Electric_Howarth_2023_05_05 | 2038 |  |  | Hydrogen |  | Dispatch-Interconnection | VOM | 0 | PJ | ON | H2 Pipeline - Repurposed |  |  |  | 0.49363 | 0
LCP_Inputs_ON_Electric_Howarth_2023_05_05 | 2038 |  |  | Methane |  | Dispatch-Intraconnection | VOM | 0 | PJ | PJ | CH4 Pipeline |  |  |  | 0.49363 | 0
LCP_Inputs_ON_Electric_Howarth_2023_05_05 | 2038 |  |  | Electricity |  | Dispatch-Intraconnection | VOM | 0 | PJ | PJ | Electricity Transmission Line |  |  |  | 0.49363 | 0
LCP_Inputs_ON_Electric_Howarth_2023_05_05 | 2038 |  |  | Hydrogen |  | Dispatch-Intraconnection | VOM | 0 | PJ | PJ | H2 Pipeline - New |  |  |  | 0.49363 | 0
LCP_Inputs_ON_Electric_Howarth_2023_05_05 | 2038 |  |  | Hydrogen |  | Dispatch-Intraconnection | VOM | 0 | PJ | PJ | H2 Pipeline - Repurposed |  |  |  | 0.49363 | 0
LCP_Inputs_ON_Electric_Howarth_2023_05_05 | 2038 |  |  | Electricity |  | Dispatch-Interconnection | VOM | 18564320.5277 | QC | NY | Electricity Transmission Line |  |  |  | 0.49363 | 9163870.66
LCP_Inputs_ON_Electric_Howarth_2023_05_05 | 2038 |  |  | Methane |  | Dispatch-Interconnection | VOM | 0 | QC | ON | CH4 Pipeline |  |  |  | 0.49363 | 0
LCP_Inputs_ON_Electric_Howarth_2023_05_05 | 2038 |  |  | Electricity |  | Dispatch-Interconnection | VOM | 11684862.7415 | QC | ON | Electricity Transmission Line |  |  |  | 0.49363 | 5767976.8393
LCP_Inputs_ON_Electric_Howarth_2023_05_05 | 2038 |  |  | Hydrogen |  | Dispatch-Interconnection | VOM | 0 | QC | ON | H2 Pipeline - New |  |  |  | 0.49363 | 0
LCP_Inputs_ON_Electric_Howarth_2023_05_05 | 2038 |  |  | Hydrogen |  | Dispatch-Interconnection | VOM | 0 | QC | ON | H2 Pipeline - Repurposed |  |  |  | 0.49363 | 0
LCP_Inputs_ON_Electric_Howarth_2023_05_05 | 2038 |  |  | Methane |  | Dispatch-Intraconnection | VOM | 0 | QC | QC | CH4 Pipeline |  |  |  | 0.49363 | 0
LCP_Inputs_ON_Electric_Howarth_2023_05_05 | 2038 |  |  | Electricity |  | Dispatch-Intraconnection | VOM | 0 | QC | QC | Electricity Transmission Line |  |  |  | 0.49363 | 0
LCP_Inputs_ON_Electric_Howarth_2023_05_05 | 2038 |  |  | Hydrogen |  | Dispatch-Intraconnection | VOM | 0 | QC | QC | H2 Pipeline - New |  |  |  | 0.49363 | 0
LCP_Inputs_ON_Electric_Howarth_2023_05_05 | 2038 |  |  | Hydrogen |  | Dispatch-Intraconnection | VOM | 0 | QC | QC | H2 Pipeline - Repurposed |  |  |  | 0.49363 | 0
LCP_Inputs_ON_Electric_Howarth_2023_05_05 | 2038 |  |  | Electricity |  | Dispatch-Interconnection | VOM | 10574692.1994 | WC | MI | Electricity Transmission Line |  |  |  | 0.49363 | 5219965.4407
LCP_Inputs_ON_Electric_Howarth_2023_05_05 | 2038 |  |  | Methane |  | Dispatch-Interconnection | VOM | 0 | WC | ON | CH4 Pipeline |  |  |  | 0.49363 | 0
LCP_Inputs_ON_Electric_Howarth_2023_05_05 | 2038 |  |  | Electricity |  | Dispatch-Interconnection | VOM | 4513376.5969 | WC | ON | Electricity Transmission Line |  |  |  | 0.49363 | 2227929.6089
LCP_Inputs_ON_Electric_Howarth_2023_05_05 | 2038 |  |  | Hydrogen |  | Dispatch-Interconnection | VOM | 0 | WC | ON | H2 Pipeline - New |  |  |  | 0.49363 | 0
LCP_Inputs_ON_Electric_Howarth_2023_05_05 | 2038 |  |  | Hydrogen |  | Dispatch-Interconnection | VOM | 0 | WC | ON | H2 Pipeline - Repurposed |  |  |  | 0.49363 | 0
LCP_Inputs_ON_Electric_Howarth_2023_05_05 | 2038 |  |  | Methane |  | Dispatch-Intraconnection | VOM | 0 | WC | WC | CH4 Pipeline |  |  |  | 0.49363 | 0
LCP_Inputs_ON_Electric_Howarth_2023_05_05 | 2038 |  |  | Electricity |  | Dispatch-Intraconnection | VOM | 0 | WC | WC | Electricity Transmission Line |  |  |  | 0.49363 | 0
LCP_Inputs_ON_Electric_Howarth_2023_05_05 | 2038 |  |  | Hydrogen |  | Dispatch-Intraconnection | VOM | 0 | WC | WC | H2 Pipeline - New |  |  |  | 0.49363 | 0
LCP_Inputs_ON_Electric_Howarth_2023_05_05 | 2038 |  |  | Hydrogen |  | Dispatch-Intraconnection | VOM | 0 | WC | WC | H2 Pipeline - Repurposed |  |  |  | 0.49363 | 0
LCP_Inputs_ON_Electric_Howarth_2023_05_05 | 2039 |  |  | Methane |  | Dispatch-Intraconnection | VOM | 0 | MI | MI | CH4 Pipeline |  |  |  | 0.47464 | 0
LCP_Inputs_ON_Electric_Howarth_2023_05_05 | 2039 |  |  | Electricity |  | Dispatch-Intraconnection | VOM | 0 | MI | MI | Electricity Transmission Line |  |  |  | 0.47464 | 0
LCP_Inputs_ON_Electric_Howarth_2023_05_05 | 2039 |  |  | Hydrogen |  | Dispatch-Intraconnection | VOM | 0 | MI | MI | H2 Pipeline - New |  |  |  | 0.47464 | 0
LCP_Inputs_ON_Electric_Howarth_2023_05_05 | 2039 |  |  | Hydrogen |  | Dispatch-Intraconnection | VOM | 0 | MI | MI | H2 Pipeline - Repurposed |  |  |  | 0.47464 | 0
LCP_Inputs_ON_Electric_Howarth_2023_05_05 | 2039 |  |  | Methane |  | Dispatch-Interconnection | VOM | 0 | MI | ON | CH4 Pipeline |  |  |  | 0.47464 | 0
LCP_Inputs_ON_Electric_Howarth_2023_05_05 | 2039 |  |  | Electricity |  | Dispatch-Interconnection | VOM | 19056549.9279 | MI | ON | Electricity Transmission Line |  |  |  | 0.47464 | 9045047.0518
LCP_Inputs_ON_Electric_Howarth_2023_05_05 | 2039 |  |  | Hydrogen |  | Dispatch-Interconnection | VOM | 0 | MI | ON | H2 Pipeline - New |  |  |  | 0.47464 | 0
LCP_Inputs_ON_Electric_Howarth_2023_05_05 | 2039 |  |  | Hydrogen |  | Dispatch-Interconnection | VOM | 0 | MI | ON | H2 Pipeline - Repurposed |  |  |  | 0.47464 | 0
LCP_Inputs_ON_Electric_Howarth_2023_05_05 | 2039 |  |  | Electricity |  | Dispatch-Interconnection | VOM | 2010266.0944 | MI | WC | Electricity Transmission Line |  |  |  | 0.47464 | 954157.572
LCP_Inputs_ON_Electric_Howarth_2023_05_05 | 2039 |  |  | Methane |  | Dispatch-Intraconnection | VOM | 0 | NY | NY | CH4 Pipeline |  |  |  | 0.47464 | 0
LCP_Inputs_ON_Electric_Howarth_2023_05_05 | 2039 |  |  | Electricity |  | Dispatch-Intraconnection | VOM | 0 | NY | NY | Electricity Transmission Line |  |  |  | 0.47464 | 0
LCP_Inputs_ON_Electric_Howarth_2023_05_05 | 2039 |  |  | Hydrogen |  | Dispatch-Intraconnection | VOM | 0 | NY | NY | H2 Pipeline - New |  |  |  | 0.47464 | 0
LCP_Inputs_ON_Electric_Howarth_2023_05_05 | 2039 |  |  | Hydrogen |  | Dispatch-Intraconnection | VOM | 0 | NY | NY | H2 Pipeline - Repurposed |  |  |  | 0.47464 | 0
LCP_Inputs_ON_Electric_Howarth_2023_05_05 | 2039 |  |  | Methane |  | Dispatch-Interconnection | VOM | 0 | NY | ON | CH4 Pipeline |  |  |  | 0.47464 | 0
LCP_Inputs_ON_Electric_Howarth_2023_05_05 | 2039 |  |  | Electricity |  | Dispatch-Interconnection | VOM | 20664534.3565 | NY | ON | Electricity Transmission Line |  |  |  | 0.47464 | 9808264.6788
LCP_Inputs_ON_Electric_Howarth_2023_05_05 | 2039 |  |  | Hydrogen |  | Dispatch-Interconnection | VOM | 0 | NY | ON | H2 Pipeline - New |  |  |  | 0.47464 | 0
LCP_Inputs_ON_Electric_Howarth_2023_05_05 | 2039 |  |  | Hydrogen |  | Dispatch-Interconnection | VOM | 0 | NY | ON | H2 Pipeline - Repurposed |  |  |  | 0.47464 | 0
LCP_Inputs_ON_Electric_Howarth_2023_05_05 | 2039 |  |  | Electricity |  | Dispatch-Interconnection | VOM | 24552385.7942 | NY | QC | Electricity Transmission Line |  |  |  | 0.47464 | 11653603.9096
LCP_Inputs_ON_Electric_Howarth_2023_05_05 | 2039 |  |  | Methane |  | Dispatch-Interconnection | VOM | 0 | ON | MI | CH4 Pipeline |  |  |  | 0.47464 | 0
LCP_Inputs_ON_Electric_Howarth_2023_05_05 | 2039 |  |  | Electricity |  | Dispatch-Interconnection | VOM | 221754.2829 | ON | MI | Electricity Transmission Line |  |  |  | 0.47464 | 105253.9904
LCP_Inputs_ON_Electric_Howarth_2023_05_05 | 2039 |  |  | Hydrogen |  | Dispatch-Interconnection | VOM | 0 | ON | MI | H2 Pipeline - New |  |  |  | 0.47464 | 0
LCP_Inputs_ON_Electric_Howarth_2023_05_05 | 2039 |  |  | Hydrogen |  | Dispatch-Interconnection | VOM | 0 | ON | MI | H2 Pipeline - Repurposed |  |  |  | 0.47464 | 0
LCP_Inputs_ON_Electric_Howarth_2023_05_05 | 2039 |  |  | Methane |  | Dispatch-Interconnection | VOM | 0 | ON | NY | CH4 Pipeline |  |  |  | 0.47464 | 0
LCP_Inputs_ON_Electric_Howarth_2023_05_05 | 2039 |  |  | Electricity |  | Dispatch-Interconnection | VOM | 9056695.3664 | ON | NY | Electricity Transmission Line |  |  |  | 0.47464 | 4298691.8426
LCP_Inputs_ON_Electric_Howarth_2023_05_05 | 2039 |  |  | Hydrogen |  | Dispatch-Interconnection | VOM | 0 | ON | NY | H2 Pipeline - New |  |  |  | 0.47464 | 0
LCP_Inputs_ON_Electric_Howarth_2023_05_05 | 2039 |  |  | Hydrogen |  | Dispatch-Interconnection | VOM | 0 | ON | NY | H2 Pipeline - Repurposed |  |  |  | 0.47464 | 0
LCP_Inputs_ON_Electric_Howarth_2023_05_05 | 2039 |  |  | Methane |  | Dispatch-Intraconnection | VOM | 661976965.2959 | ON | ON | CH4 Pipeline |  |  |  | 0.47464 | 314202351.4729
LCP_Inputs_ON_Electric_Howarth_2023_05_05 | 2039 |  |  | Electricity |  | Dispatch-Intraconnection | VOM | 0 | ON | ON | Electricity Transmission Line |  |  |  | 0.47464 | 0
LCP_Inputs_ON_Electric_Howarth_2023_05_05 | 2039 |  |  | Hydrogen |  | Dispatch-Intraconnection | VOM | 0 | ON | ON | H2 Pipeline - New |  |  |  | 0.47464 | 0
LCP_Inputs_ON_Electric_Howarth_2023_05_05 | 2039 |  |  | Hydrogen |  | Dispatch-Intraconnection | VOM | 110846468.6684 | ON | ON | H2 Pipeline - Repurposed |  |  |  | 0.47464 | 52612436.5861
LCP_Inputs_ON_Electric_Howarth_2023_05_05 | 2039 |  |  | Methane |  | Dispatch-Interconnection | VOM | 0 | ON | PJ | CH4 Pipeline |  |  |  | 0.47464 | 0
LCP_Inputs_ON_Electric_Howarth_2023_05_05 | 2039 |  |  | Electricity |  | Dispatch-Interconnection | VOM | 5245197.9798 | ON | PJ | Electricity Transmission Line |  |  |  | 0.47464 | 2489593.4837
LCP_Inputs_ON_Electric_Howarth_2023_05_05 | 2039 |  |  | Hydrogen |  | Dispatch-Interconnection | VOM | 0 | ON | PJ | H2 Pipeline - New |  |  |  | 0.47464 | 0
LCP_Inputs_ON_Electric_Howarth_2023_05_05 | 2039 |  |  | Hydrogen |  | Dispatch-Interconnection | VOM | 0 | ON | PJ | H2 Pipeline - Repurposed |  |  |  | 0.47464 | 0
LCP_Inputs_ON_Electric_Howarth_2023_05_05 | 2039 |  |  | Methane |  | Dispatch-Interconnection | VOM | 0 | ON | QC | CH4 Pipeline |  |  |  | 0.47464 | 0
LCP_Inputs_ON_Electric_Howarth_2023_05_05 | 2039 |  |  | Electricity |  | Dispatch-Interconnection | VOM | 1887547.4045 | ON | QC | Electricity Transmission Line |  |  |  | 0.47464 | 895910.0756
LCP_Inputs_ON_Electric_Howarth_2023_05_05 | 2039 |  |  | Hydrogen |  | Dispatch-Interconnection | VOM | 0 | ON | QC | H2 Pipeline - New |  |  |  | 0.47464 | 0
LCP_Inputs_ON_Electric_Howarth_2023_05_05 | 2039 |  |  | Hydrogen |  | Dispatch-Interconnection | VOM | 0 | ON | QC | H2 Pipeline - Repurposed |  |  |  | 0.47464 | 0
LCP_Inputs_ON_Electric_Howarth_2023_05_05 | 2039 |  |  | Methane |  | Dispatch-Interconnection | VOM | 0 | ON | WC | CH4 Pipeline |  |  |  | 0.47464 | 0
LCP_Inputs_ON_Electric_Howarth_2023_05_05 | 2039 |  |  | Electricity |  | Dispatch-Interconnection | VOM | 0 | ON | WC | Electricity Transmission Line |  |  |  | 0.47464 | 0
LCP_Inputs_ON_Electric_Howarth_2023_05_05 | 2039 |  |  | Hydrogen |  | Dispatch-Interconnection | VOM | 0 | ON | WC | H2 Pipeline - New |  |  |  | 0.47464 | 0
LCP_Inputs_ON_Electric_Howarth_2023_05_05 | 2039 |  |  | Hydrogen |  | Dispatch-Interconnection | VOM | 0 | ON | WC | H2 Pipeline - Repurposed |  |  |  | 0.47464 | 0
LCP_Inputs_ON_Electric_Howarth_2023_05_05 | 2039 |  |  | Methane |  | Dispatch-Interconnection | VOM | 0 | PJ | ON | CH4 Pipeline |  |  |  | 0.47464 | 0
LCP_Inputs_ON_Electric_Howarth_2023_05_05 | 2039 |  |  | Electricity |  | Dispatch-Interconnection | VOM | 9815410.8425 | PJ | ON | Electricity Transmission Line |  |  |  | 0.47464 | 4658810.3953
LCP_Inputs_ON_Electric_Howarth_2023_05_05 | 2039 |  |  | Hydrogen |  | Dispatch-Interconnection | VOM | 0 | PJ | ON | H2 Pipeline - New |  |  |  | 0.47464 | 0
LCP_Inputs_ON_Electric_Howarth_2023_05_05 | 2039 |  |  | Hydrogen |  | Dispatch-Interconnection | VOM | 0 | PJ | ON | H2 Pipeline - Repurposed |  |  |  | 0.47464 | 0
LCP_Inputs_ON_Electric_Howarth_2023_05_05 | 2039 |  |  | Methane |  | Dispatch-Intraconnection | VOM | 0 | PJ | PJ | CH4 Pipeline |  |  |  | 0.47464 | 0
LCP_Inputs_ON_Electric_Howarth_2023_05_05 | 2039 |  |  | Electricity |  | Dispatch-Intraconnection | VOM | 0 | PJ | PJ | Electricity Transmission Line |  |  |  | 0.47464 | 0
LCP_Inputs_ON_Electric_Howarth_2023_05_05 | 2039 |  |  | Hydrogen |  | Dispatch-Intraconnection | VOM | 0 | PJ | PJ | H2 Pipeline - New |  |  |  | 0.47464 | 0
LCP_Inputs_ON_Electric_Howarth_2023_05_05 | 2039 |  |  | Hydrogen |  | Dispatch-Intraconnection | VOM | 0 | PJ | PJ | H2 Pipeline - Repurposed |  |  |  | 0.47464 | 0
LCP_Inputs_ON_Electric_Howarth_2023_05_05 | 2039 |  |  | Electricity |  | Dispatch-Interconnection | VOM | 18564320.5277 | QC | NY | Electricity Transmission Line |  |  |  | 0.47464 | 8811414.0961
LCP_Inputs_ON_Electric_Howarth_2023_05_05 | 2039 |  |  | Methane |  | Dispatch-Interconnection | VOM | 0 | QC | ON | CH4 Pipeline |  |  |  | 0.47464 | 0
LCP_Inputs_ON_Electric_Howarth_2023_05_05 | 2039 |  |  | Electricity |  | Dispatch-Interconnection | VOM | 11684862.7415 | QC | ON | Electricity Transmission Line |  |  |  | 0.47464 | 5546131.5763
LCP_Inputs_ON_Electric_Howarth_2023_05_05 | 2039 |  |  | Hydrogen |  | Dispatch-Interconnection | VOM | 0 | QC | ON | H2 Pipeline - New |  |  |  | 0.47464 | 0
LCP_Inputs_ON_Electric_Howarth_2023_05_05 | 2039 |  |  | Hydrogen |  | Dispatch-Interconnection | VOM | 0 | QC | ON | H2 Pipeline - Repurposed |  |  |  | 0.47464 | 0
LCP_Inputs_ON_Electric_Howarth_2023_05_05 | 2039 |  |  | Methane |  | Dispatch-Intraconnection | VOM | 0 | QC | QC | CH4 Pipeline |  |  |  | 0.47464 | 0
LCP_Inputs_ON_Electric_Howarth_2023_05_05 | 2039 |  |  | Electricity |  | Dispatch-Intraconnection | VOM | 0 | QC | QC | Electricity Transmission Line |  |  |  | 0.47464 | 0
LCP_Inputs_ON_Electric_Howarth_2023_05_05 | 2039 |  |  | Hydrogen |  | Dispatch-Intraconnection | VOM | 0 | QC | QC | H2 Pipeline - New |  |  |  | 0.47464 | 0
LCP_Inputs_ON_Electric_Howarth_2023_05_05 | 2039 |  |  | Hydrogen |  | Dispatch-Intraconnection | VOM | 0 | QC | QC | H2 Pipeline - Repurposed |  |  |  | 0.47464 | 0
LCP_Inputs_ON_Electric_Howarth_2023_05_05 | 2039 |  |  | Electricity |  | Dispatch-Interconnection | VOM | 10574692.1994 | WC | MI | Electricity Transmission Line |  |  |  | 0.47464 | 5019197.5391
LCP_Inputs_ON_Electric_Howarth_2023_05_05 | 2039 |  |  | Methane |  | Dispatch-Interconnection | VOM | 0 | WC | ON | CH4 Pipeline |  |  |  | 0.47464 | 0
LCP_Inputs_ON_Electric_Howarth_2023_05_05 | 2039 |  |  | Electricity |  | Dispatch-Interconnection | VOM | 4513376.5969 | WC | ON | Electricity Transmission Line |  |  |  | 0.47464 | 2142240.0086
LCP_Inputs_ON_Electric_Howarth_2023_05_05 | 2039 |  |  | Hydrogen |  | Dispatch-Interconnection | VOM | 0 | WC | ON | H2 Pipeline - New |  |  |  | 0.47464 | 0
LCP_Inputs_ON_Electric_Howarth_2023_05_05 | 2039 |  |  | Hydrogen |  | Dispatch-Interconnection | VOM | 0 | WC | ON | H2 Pipeline - Repurposed |  |  |  | 0.47464 | 0
LCP_Inputs_ON_Electric_Howarth_2023_05_05 | 2039 |  |  | Methane |  | Dispatch-Intraconnection | VOM | 0 | WC | WC | CH4 Pipeline |  |  |  | 0.47464 | 0
LCP_Inputs_ON_Electric_Howarth_2023_05_05 | 2039 |  |  | Electricity |  | Dispatch-Intraconnection | VOM | 0 | WC | WC | Electricity Transmission Line |  |  |  | 0.47464 | 0
LCP_Inputs_ON_Electric_Howarth_2023_05_05 | 2039 |  |  | Hydrogen |  | Dispatch-Intraconnection | VOM | 0 | WC | WC | H2 Pipeline - New |  |  |  | 0.47464 | 0
LCP_Inputs_ON_Electric_Howarth_2023_05_05 | 2039 |  |  | Hydrogen |  | Dispatch-Intraconnection | VOM | 0 | WC | WC | H2 Pipeline - Repurposed |  |  |  | 0.47464 | 0
LCP_Inputs_ON_Electric_Howarth_2023_05_05 | 2040 |  |  | Methane |  | Dispatch-Intraconnection | VOM | 0 | MI | MI | CH4 Pipeline |  |  |  | 0.45639 | 0
LCP_Inputs_ON_Electric_Howarth_2023_05_05 | 2040 |  |  | Electricity |  | Dispatch-Intraconnection | VOM | 0 | MI | MI | Electricity Transmission Line |  |  |  | 0.45639 | 0
LCP_Inputs_ON_Electric_Howarth_2023_05_05 | 2040 |  |  | Hydrogen |  | Dispatch-Intraconnection | VOM | 0 | MI | MI | H2 Pipeline - New |  |  |  | 0.45639 | 0
LCP_Inputs_ON_Electric_Howarth_2023_05_05 | 2040 |  |  | Hydrogen |  | Dispatch-Intraconnection | VOM | 0 | MI | MI | H2 Pipeline - Repurposed |  |  |  | 0.45639 | 0
LCP_Inputs_ON_Electric_Howarth_2023_05_05 | 2040 |  |  | Methane |  | Dispatch-Interconnection | VOM | 0 | MI | ON | CH4 Pipeline |  |  |  | 0.45639 | 0
LCP_Inputs_ON_Electric_Howarth_2023_05_05 | 2040 |  |  | Electricity |  | Dispatch-Interconnection | VOM | 30000319.6371 | MI | ON | Electricity Transmission Line |  |  |  | 0.45639 | 13691754.2643
LCP_Inputs_ON_Electric_Howarth_2023_05_05 | 2040 |  |  | Hydrogen |  | Dispatch-Interconnection | VOM | 0 | MI | ON | H2 Pipeline - New |  |  |  | 0.45639 | 0
LCP_Inputs_ON_Electric_Howarth_2023_05_05 | 2040 |  |  | Hydrogen |  | Dispatch-Interconnection | VOM | 0 | MI | ON | H2 Pipeline - Repurposed |  |  |  | 0.45639 | 0
LCP_Inputs_ON_Electric_Howarth_2023_05_05 | 2040 |  |  | Electricity |  | Dispatch-Interconnection | VOM | 3563394.471 | MI | WC | Electricity Transmission Line |  |  |  | 0.45639 | 1626286.7207
LCP_Inputs_ON_Electric_Howarth_2023_05_05 | 2040 |  |  | Methane |  | Dispatch-Intraconnection | VOM | 0 | NY | NY | CH4 Pipeline |  |  |  | 0.45639 | 0
LCP_Inputs_ON_Electric_Howarth_2023_05_05 | 2040 |  |  | Electricity |  | Dispatch-Intraconnection | VOM | 0 | NY | NY | Electricity Transmission Line |  |  |  | 0.45639 | 0
LCP_Inputs_ON_Electric_Howarth_2023_05_05 | 2040 |  |  | Hydrogen |  | Dispatch-Intraconnection | VOM | 0 | NY | NY | H2 Pipeline - New |  |  |  | 0.45639 | 0
LCP_Inputs_ON_Electric_Howarth_2023_05_05 | 2040 |  |  | Hydrogen |  | Dispatch-Intraconnection | VOM | 0 | NY | NY | H2 Pipeline - Repurposed |  |  |  | 0.45639 | 0
LCP_Inputs_ON_Electric_Howarth_2023_05_05 | 2040 |  |  | Methane |  | Dispatch-Interconnection | VOM | 0 | NY | ON | CH4 Pipeline |  |  |  | 0.45639 | 0
LCP_Inputs_ON_Electric_Howarth_2023_05_05 | 2040 |  |  | Electricity |  | Dispatch-Interconnection | VOM | 32758621.5959 | NY | ON | Electricity Transmission Line |  |  |  | 0.45639 | 14950607.2719
LCP_Inputs_ON_Electric_Howarth_2023_05_05 | 2040 |  |  | Hydrogen |  | Dispatch-Interconnection | VOM | 0 | NY | ON | H2 Pipeline - New |  |  |  | 0.45639 | 0
LCP_Inputs_ON_Electric_Howarth_2023_05_05 | 2040 |  |  | Hydrogen |  | Dispatch-Interconnection | VOM | 0 | NY | ON | H2 Pipeline - Repurposed |  |  |  | 0.45639 | 0
LCP_Inputs_ON_Electric_Howarth_2023_05_05 | 2040 |  |  | Electricity |  | Dispatch-Interconnection | VOM | 30164118.5635 | NY | QC | Electricity Transmission Line |  |  |  | 0.45639 | 13766509.956
LCP_Inputs_ON_Electric_Howarth_2023_05_05 | 2040 |  |  | Methane |  | Dispatch-Interconnection | VOM | 0 | ON | MI | CH4 Pipeline |  |  |  | 0.45639 | 0
LCP_Inputs_ON_Electric_Howarth_2023_05_05 | 2040 |  |  | Electricity |  | Dispatch-Interconnection | VOM | 17725102.1539 | ON | MI | Electricity Transmission Line |  |  |  | 0.45639 | 8089505.2431
LCP_Inputs_ON_Electric_Howarth_2023_05_05 | 2040 |  |  | Hydrogen |  | Dispatch-Interconnection | VOM | 0 | ON | MI | H2 Pipeline - New |  |  |  | 0.45639 | 0
LCP_Inputs_ON_Electric_Howarth_2023_05_05 | 2040 |  |  | Hydrogen |  | Dispatch-Interconnection | VOM | 0 | ON | MI | H2 Pipeline - Repurposed |  |  |  | 0.45639 | 0
LCP_Inputs_ON_Electric_Howarth_2023_05_05 | 2040 |  |  | Methane |  | Dispatch-Interconnection | VOM | 0 | ON | NY | CH4 Pipeline |  |  |  | 0.45639 | 0
LCP_Inputs_ON_Electric_Howarth_2023_05_05 | 2040 |  |  | Electricity |  | Dispatch-Interconnection | VOM | 13014535.5485 | ON | NY | Electricity Transmission Line |  |  |  | 0.45639 | 5939664.1352
LCP_Inputs_ON_Electric_Howarth_2023_05_05 | 2040 |  |  | Hydrogen |  | Dispatch-Interconnection | VOM | 0 | ON | NY | H2 Pipeline - New |  |  |  | 0.45639 | 0
LCP_Inputs_ON_Electric_Howarth_2023_05_05 | 2040 |  |  | Hydrogen |  | Dispatch-Interconnection | VOM | 0 | ON | NY | H2 Pipeline - Repurposed |  |  |  | 0.45639 | 0
LCP_Inputs_ON_Electric_Howarth_2023_05_05 | 2040 |  |  | Methane |  | Dispatch-Intraconnection | VOM | 367923131.7518 | ON | ON | CH4 Pipeline |  |  |  | 0.45639 | 167915314.537
LCP_Inputs_ON_Electric_Howarth_2023_05_05 | 2040 |  |  | Electricity |  | Dispatch-Intraconnection | VOM | 0 | ON | ON | Electricity Transmission Line |  |  |  | 0.45639 | 0
LCP_Inputs_ON_Electric_Howarth_2023_05_05 | 2040 |  |  | Hydrogen |  | Dispatch-Intraconnection | VOM | 0 | ON | ON | H2 Pipeline - New |  |  |  | 0.45639 | 0
LCP_Inputs_ON_Electric_Howarth_2023_05_05 | 2040 |  |  | Hydrogen |  | Dispatch-Intraconnection | VOM | 305168522.8171 | ON | ON | H2 Pipeline - Repurposed |  |  |  | 0.45639 | 139274930.2053
LCP_Inputs_ON_Electric_Howarth_2023_05_05 | 2040 |  |  | Methane |  | Dispatch-Interconnection | VOM | 0 | ON | PJ | CH4 Pipeline |  |  |  | 0.45639 | 0
LCP_Inputs_ON_Electric_Howarth_2023_05_05 | 2040 |  |  | Electricity |  | Dispatch-Interconnection | VOM | 22305217.0198 | ON | PJ | Electricity Transmission Line |  |  |  | 0.45639 | 10179809.88
LCP_Inputs_ON_Electric_Howarth_2023_05_05 | 2040 |  |  | Hydrogen |  | Dispatch-Interconnection | VOM | 0 | ON | PJ | H2 Pipeline - New |  |  |  | 0.45639 | 0
LCP_Inputs_ON_Electric_Howarth_2023_05_05 | 2040 |  |  | Hydrogen |  | Dispatch-Interconnection | VOM | 0 | ON | PJ | H2 Pipeline - Repurposed |  |  |  | 0.45639 | 0
LCP_Inputs_ON_Electric_Howarth_2023_05_05 | 2040 |  |  | Methane |  | Dispatch-Interconnection | VOM | 0 | ON | QC | CH4 Pipeline |  |  |  | 0.45639 | 0
LCP_Inputs_ON_Electric_Howarth_2023_05_05 | 2040 |  |  | Electricity |  | Dispatch-Interconnection | VOM | 5112731.3506 | ON | QC | Electricity Transmission Line |  |  |  | 0.45639 | 2333383.8479
LCP_Inputs_ON_Electric_Howarth_2023_05_05 | 2040 |  |  | Hydrogen |  | Dispatch-Interconnection | VOM | 0 | ON | QC | H2 Pipeline - New |  |  |  | 0.45639 | 0
LCP_Inputs_ON_Electric_Howarth_2023_05_05 | 2040 |  |  | Hydrogen |  | Dispatch-Interconnection | VOM | 0 | ON | QC | H2 Pipeline - Repurposed |  |  |  | 0.45639 | 0
LCP_Inputs_ON_Electric_Howarth_2023_05_05 | 2040 |  |  | Methane |  | Dispatch-Interconnection | VOM | 0 | ON | WC | CH4 Pipeline |  |  |  | 0.45639 | 0
LCP_Inputs_ON_Electric_Howarth_2023_05_05 | 2040 |  |  | Electricity |  | Dispatch-Interconnection | VOM | 498346.8719 | ON | WC | Electricity Transmission Line |  |  |  | 0.45639 | 227439.007
LCP_Inputs_ON_Electric_Howarth_2023_05_05 | 2040 |  |  | Hydrogen |  | Dispatch-Interconnection | VOM | 0 | ON | WC | H2 Pipeline - New |  |  |  | 0.45639 | 0
LCP_Inputs_ON_Electric_Howarth_2023_05_05 | 2040 |  |  | Hydrogen |  | Dispatch-Interconnection | VOM | 0 | ON | WC | H2 Pipeline - Repurposed |  |  |  | 0.45639 | 0
LCP_Inputs_ON_Electric_Howarth_2023_05_05 | 2040 |  |  | Methane |  | Dispatch-Interconnection | VOM | 0 | PJ | ON | CH4 Pipeline |  |  |  | 0.45639 | 0
LCP_Inputs_ON_Electric_Howarth_2023_05_05 | 2040 |  |  | Electricity |  | Dispatch-Interconnection | VOM | 16451717.6858 | PJ | ON | Electricity Transmission Line |  |  |  | 0.45639 | 7508349.1944
LCP_Inputs_ON_Electric_Howarth_2023_05_05 | 2040 |  |  | Hydrogen |  | Dispatch-Interconnection | VOM | 0 | PJ | ON | H2 Pipeline - New |  |  |  | 0.45639 | 0
LCP_Inputs_ON_Electric_Howarth_2023_05_05 | 2040 |  |  | Hydrogen |  | Dispatch-Interconnection | VOM | 0 | PJ | ON | H2 Pipeline - Repurposed |  |  |  | 0.45639 | 0
LCP_Inputs_ON_Electric_Howarth_2023_05_05 | 2040 |  |  | Methane |  | Dispatch-Intraconnection | VOM | 0 | PJ | PJ | CH4 Pipeline |  |  |  | 0.45639 | 0
LCP_Inputs_ON_Electric_Howarth_2023_05_05 | 2040 |  |  | Electricity |  | Dispatch-Intraconnection | VOM | 0 | PJ | PJ | Electricity Transmission Line |  |  |  | 0.45639 | 0
LCP_Inputs_ON_Electric_Howarth_2023_05_05 | 2040 |  |  | Hydrogen |  | Dispatch-Intraconnection | VOM | 0 | PJ | PJ | H2 Pipeline - New |  |  |  | 0.45639 | 0
LCP_Inputs_ON_Electric_Howarth_2023_05_05 | 2040 |  |  | Hydrogen |  | Dispatch-Intraconnection | VOM | 0 | PJ | PJ | H2 Pipeline - Repurposed |  |  |  | 0.45639 | 0
LCP_Inputs_ON_Electric_Howarth_2023_05_05 | 2040 |  |  | Electricity |  | Dispatch-Interconnection | VOM | 24100143.0348 | QC | NY | Electricity Transmission Line |  |  |  | 0.45639 | 10998990.6827
LCP_Inputs_ON_Electric_Howarth_2023_05_05 | 2040 |  |  | Methane |  | Dispatch-Interconnection | VOM | 0 | QC | ON | CH4 Pipeline |  |  |  | 0.45639 | 0
LCP_Inputs_ON_Electric_Howarth_2023_05_05 | 2040 |  |  | Electricity |  | Dispatch-Interconnection | VOM | 13890140.2258 | QC | ON | Electricity Transmission Line |  |  |  | 0.45639 | 6339278.6799
LCP_Inputs_ON_Electric_Howarth_2023_05_05 | 2040 |  |  | Hydrogen |  | Dispatch-Interconnection | VOM | 0 | QC | ON | H2 Pipeline - New |  |  |  | 0.45639 | 0
LCP_Inputs_ON_Electric_Howarth_2023_05_05 | 2040 |  |  | Hydrogen |  | Dispatch-Interconnection | VOM | 0 | QC | ON | H2 Pipeline - Repurposed |  |  |  | 0.45639 | 0
LCP_Inputs_ON_Electric_Howarth_2023_05_05 | 2040 |  |  | Methane |  | Dispatch-Intraconnection | VOM | 0 | QC | QC | CH4 Pipeline |  |  |  | 0.45639 | 0
LCP_Inputs_ON_Electric_Howarth_2023_05_05 | 2040 |  |  | Electricity |  | Dispatch-Intraconnection | VOM | 0 | QC | QC | Electricity Transmission Line |  |  |  | 0.45639 | 0
LCP_Inputs_ON_Electric_Howarth_2023_05_05 | 2040 |  |  | Hydrogen |  | Dispatch-Intraconnection | VOM | 0 | QC | QC | H2 Pipeline - New |  |  |  | 0.45639 | 0
LCP_Inputs_ON_Electric_Howarth_2023_05_05 | 2040 |  |  | Hydrogen |  | Dispatch-Intraconnection | VOM | 0 | QC | QC | H2 Pipeline - Repurposed |  |  |  | 0.45639 | 0
LCP_Inputs_ON_Electric_Howarth_2023_05_05 | 2040 |  |  | Electricity |  | Dispatch-Interconnection | VOM | 3960164.028 | WC | MI | Electricity Transmission Line |  |  |  | 0.45639 | 1807367.1672
LCP_Inputs_ON_Electric_Howarth_2023_05_05 | 2040 |  |  | Methane |  | Dispatch-Interconnection | VOM | 0 | WC | ON | CH4 Pipeline |  |  |  | 0.45639 | 0
LCP_Inputs_ON_Electric_Howarth_2023_05_05 | 2040 |  |  | Electricity |  | Dispatch-Interconnection | VOM | 11563606.3718 | WC | ON | Electricity Transmission Line |  |  |  | 0.45639 | 5277478.9991
LCP_Inputs_ON_Electric_Howarth_2023_05_05 | 2040 |  |  | Hydrogen |  | Dispatch-Interconnection | VOM | 0 | WC | ON | H2 Pipeline - New |  |  |  | 0.45639 | 0
LCP_Inputs_ON_Electric_Howarth_2023_05_05 | 2040 |  |  | Hydrogen |  | Dispatch-Interconnection | VOM | 0 | WC | ON | H2 Pipeline - Repurposed |  |  |  | 0.45639 | 0
LCP_Inputs_ON_Electric_Howarth_2023_05_05 | 2040 |  |  | Methane |  | Dispatch-Intraconnection | VOM | 0 | WC | WC | CH4 Pipeline |  |  |  | 0.45639 | 0
LCP_Inputs_ON_Electric_Howarth_2023_05_05 | 2040 |  |  | Electricity |  | Dispatch-Intraconnection | VOM | 0 | WC | WC | Electricity Transmission Line |  |  |  | 0.45639 | 0
LCP_Inputs_ON_Electric_Howarth_2023_05_05 | 2040 |  |  | Hydrogen |  | Dispatch-Intraconnection | VOM | 0 | WC | WC | H2 Pipeline - New |  |  |  | 0.45639 | 0
LCP_Inputs_ON_Electric_Howarth_2023_05_05 | 2040 |  |  | Hydrogen |  | Dispatch-Intraconnection | VOM | 0 | WC | WC | H2 Pipeline - Repurposed |  |  |  | 0.45639 | 0
LCP_Inputs_ON_Electric_Howarth_2023_05_05 | 2041 |  |  | Methane |  | Dispatch-Intraconnection | VOM | 0 | MI | MI | CH4 Pipeline |  |  |  | 0.43883 | 0
LCP_Inputs_ON_Electric_Howarth_2023_05_05 | 2041 |  |  | Electricity |  | Dispatch-Intraconnection | VOM | 0 | MI | MI | Electricity Transmission Line |  |  |  | 0.43883 | 0
LCP_Inputs_ON_Electric_Howarth_2023_05_05 | 2041 |  |  | Hydrogen |  | Dispatch-Intraconnection | VOM | 0 | MI | MI | H2 Pipeline - New |  |  |  | 0.43883 | 0
LCP_Inputs_ON_Electric_Howarth_2023_05_05 | 2041 |  |  | Hydrogen |  | Dispatch-Intraconnection | VOM | 0 | MI | MI | H2 Pipeline - Repurposed |  |  |  | 0.43883 | 0
LCP_Inputs_ON_Electric_Howarth_2023_05_05 | 2041 |  |  | Methane |  | Dispatch-Interconnection | VOM | 0 | MI | ON | CH4 Pipeline |  |  |  | 0.43883 | 0
LCP_Inputs_ON_Electric_Howarth_2023_05_05 | 2041 |  |  | Electricity |  | Dispatch-Interconnection | VOM | 30000319.6371 | MI | ON | Electricity Transmission Line |  |  |  | 0.43883 | 13165148.331
LCP_Inputs_ON_Electric_Howarth_2023_05_05 | 2041 |  |  | Hydrogen |  | Dispatch-Interconnection | VOM | 0 | MI | ON | H2 Pipeline - New |  |  |  | 0.43883 | 0
LCP_Inputs_ON_Electric_Howarth_2023_05_05 | 2041 |  |  | Hydrogen |  | Dispatch-Interconnection | VOM | 0 | MI | ON | H2 Pipeline - Repurposed |  |  |  | 0.43883 | 0
LCP_Inputs_ON_Electric_Howarth_2023_05_05 | 2041 |  |  | Electricity |  | Dispatch-Interconnection | VOM | 3563394.471 | MI | WC | Electricity Transmission Line |  |  |  | 0.43883 | 1563737.2315
LCP_Inputs_ON_Electric_Howarth_2023_05_05 | 2041 |  |  | Methane |  | Dispatch-Intraconnection | VOM | 0 | NY | NY | CH4 Pipeline |  |  |  | 0.43883 | 0
LCP_Inputs_ON_Electric_Howarth_2023_05_05 | 2041 |  |  | Electricity |  | Dispatch-Intraconnection | VOM | 0 | NY | NY | Electricity Transmission Line |  |  |  | 0.43883 | 0
LCP_Inputs_ON_Electric_Howarth_2023_05_05 | 2041 |  |  | Hydrogen |  | Dispatch-Intraconnection | VOM | 0 | NY | NY | H2 Pipeline - New |  |  |  | 0.43883 | 0
LCP_Inputs_ON_Electric_Howarth_2023_05_05 | 2041 |  |  | Hydrogen |  | Dispatch-Intraconnection | VOM | 0 | NY | NY | H2 Pipeline - Repurposed |  |  |  | 0.43883 | 0
LCP_Inputs_ON_Electric_Howarth_2023_05_05 | 2041 |  |  | Methane |  | Dispatch-Interconnection | VOM | 0 | NY | ON | CH4 Pipeline |  |  |  | 0.43883 | 0
LCP_Inputs_ON_Electric_Howarth_2023_05_05 | 2041 |  |  | Electricity |  | Dispatch-Interconnection | VOM | 32758621.5959 | NY | ON | Electricity Transmission Line |  |  |  | 0.43883 | 14375583.9153
LCP_Inputs_ON_Electric_Howarth_2023_05_05 | 2041 |  |  | Hydrogen |  | Dispatch-Interconnection | VOM | 0 | NY | ON | H2 Pipeline - New |  |  |  | 0.43883 | 0
LCP_Inputs_ON_Electric_Howarth_2023_05_05 | 2041 |  |  | Hydrogen |  | Dispatch-Interconnection | VOM | 0 | NY | ON | H2 Pipeline - Repurposed |  |  |  | 0.43883 | 0
LCP_Inputs_ON_Electric_Howarth_2023_05_05 | 2041 |  |  | Electricity |  | Dispatch-Interconnection | VOM | 30164118.5635 | NY | QC | Electricity Transmission Line |  |  |  | 0.43883 | 13237028.8039
LCP_Inputs_ON_Electric_Howarth_2023_05_05 | 2041 |  |  | Methane |  | Dispatch-Interconnection | VOM | 0 | ON | MI | CH4 Pipeline |  |  |  | 0.43883 | 0
LCP_Inputs_ON_Electric_Howarth_2023_05_05 | 2041 |  |  | Electricity |  | Dispatch-Interconnection | VOM | 17725102.1539 | ON | MI | Electricity Transmission Line |  |  |  | 0.43883 | 7778370.4261
LCP_Inputs_ON_Electric_Howarth_2023_05_05 | 2041 |  |  | Hydrogen |  | Dispatch-Interconnection | VOM | 0 | ON | MI | H2 Pipeline - New |  |  |  | 0.43883 | 0
LCP_Inputs_ON_Electric_Howarth_2023_05_05 | 2041 |  |  | Hydrogen |  | Dispatch-Interconnection | VOM | 0 | ON | MI | H2 Pipeline - Repurposed |  |  |  | 0.43883 | 0
LCP_Inputs_ON_Electric_Howarth_2023_05_05 | 2041 |  |  | Methane |  | Dispatch-Interconnection | VOM | 0 | ON | NY | CH4 Pipeline |  |  |  | 0.43883 | 0
LCP_Inputs_ON_Electric_Howarth_2023_05_05 | 2041 |  |  | Electricity |  | Dispatch-Interconnection | VOM | 13014535.5485 | ON | NY | Electricity Transmission Line |  |  |  | 0.43883 | 5711215.5146
LCP_Inputs_ON_Electric_Howarth_2023_05_05 | 2041 |  |  | Hydrogen |  | Dispatch-Interconnection | VOM | 0 | ON | NY | H2 Pipeline - New |  |  |  | 0.43883 | 0
LCP_Inputs_ON_Electric_Howarth_2023_05_05 | 2041 |  |  | Hydrogen |  | Dispatch-Interconnection | VOM | 0 | ON | NY | H2 Pipeline - Repurposed |  |  |  | 0.43883 | 0
LCP_Inputs_ON_Electric_Howarth_2023_05_05 | 2041 |  |  | Methane |  | Dispatch-Intraconnection | VOM | 367923131.7518 | ON | ON | CH4 Pipeline |  |  |  | 0.43883 | 161457033.2087
LCP_Inputs_ON_Electric_Howarth_2023_05_05 | 2041 |  |  | Electricity |  | Dispatch-Intraconnection | VOM | 0 | ON | ON | Electricity Transmission Line |  |  |  | 0.43883 | 0
LCP_Inputs_ON_Electric_Howarth_2023_05_05 | 2041 |  |  | Hydrogen |  | Dispatch-Intraconnection | VOM | 0 | ON | ON | H2 Pipeline - New |  |  |  | 0.43883 | 0
LCP_Inputs_ON_Electric_Howarth_2023_05_05 | 2041 |  |  | Hydrogen |  | Dispatch-Intraconnection | VOM | 305168522.8171 | ON | ON | H2 Pipeline - Repurposed |  |  |  | 0.43883 | 133918202.1204
LCP_Inputs_ON_Electric_Howarth_2023_05_05 | 2041 |  |  | Methane |  | Dispatch-Interconnection | VOM | 0 | ON | PJ | CH4 Pipeline |  |  |  | 0.43883 | 0
LCP_Inputs_ON_Electric_Howarth_2023_05_05 | 2041 |  |  | Electricity |  | Dispatch-Interconnection | VOM | 22305217.0198 | ON | PJ | Electricity Transmission Line |  |  |  | 0.43883 | 9788278.7308
LCP_Inputs_ON_Electric_Howarth_2023_05_05 | 2041 |  |  | Hydrogen |  | Dispatch-Interconnection | VOM | 0 | ON | PJ | H2 Pipeline - New |  |  |  | 0.43883 | 0
LCP_Inputs_ON_Electric_Howarth_2023_05_05 | 2041 |  |  | Hydrogen |  | Dispatch-Interconnection | VOM | 0 | ON | PJ | H2 Pipeline - Repurposed |  |  |  | 0.43883 | 0
LCP_Inputs_ON_Electric_Howarth_2023_05_05 | 2041 |  |  | Methane |  | Dispatch-Interconnection | VOM | 0 | ON | QC | CH4 Pipeline |  |  |  | 0.43883 | 0
LCP_Inputs_ON_Electric_Howarth_2023_05_05 | 2041 |  |  | Electricity |  | Dispatch-Interconnection | VOM | 5112731.3506 | ON | QC | Electricity Transmission Line |  |  |  | 0.43883 | 2243638.3152
LCP_Inputs_ON_Electric_Howarth_2023_05_05 | 2041 |  |  | Hydrogen |  | Dispatch-Interconnection | VOM | 0 | ON | QC | H2 Pipeline - New |  |  |  | 0.43883 | 0
LCP_Inputs_ON_Electric_Howarth_2023_05_05 | 2041 |  |  | Hydrogen |  | Dispatch-Interconnection | VOM | 0 | ON | QC | H2 Pipeline - Repurposed |  |  |  | 0.43883 | 0
LCP_Inputs_ON_Electric_Howarth_2023_05_05 | 2041 |  |  | Methane |  | Dispatch-Interconnection | VOM | 0 | ON | WC | CH4 Pipeline |  |  |  | 0.43883 | 0
LCP_Inputs_ON_Electric_Howarth_2023_05_05 | 2041 |  |  | Electricity |  | Dispatch-Interconnection | VOM | 498346.8719 | ON | WC | Electricity Transmission Line |  |  |  | 0.43883 | 218691.3529
LCP_Inputs_ON_Electric_Howarth_2023_05_05 | 2041 |  |  | Hydrogen |  | Dispatch-Interconnection | VOM | 0 | ON | WC | H2 Pipeline - New |  |  |  | 0.43883 | 0
LCP_Inputs_ON_Electric_Howarth_2023_05_05 | 2041 |  |  | Hydrogen |  | Dispatch-Interconnection | VOM | 0 | ON | WC | H2 Pipeline - Repurposed |  |  |  | 0.43883 | 0
LCP_Inputs_ON_Electric_Howarth_2023_05_05 | 2041 |  |  | Methane |  | Dispatch-Interconnection | VOM | 0 | PJ | ON | CH4 Pipeline |  |  |  | 0.43883 | 0
LCP_Inputs_ON_Electric_Howarth_2023_05_05 | 2041 |  |  | Electricity |  | Dispatch-Interconnection | VOM | 16451717.6858 | PJ | ON | Electricity Transmission Line |  |  |  | 0.43883 | 7219566.5331
LCP_Inputs_ON_Electric_Howarth_2023_05_05 | 2041 |  |  | Hydrogen |  | Dispatch-Interconnection | VOM | 0 | PJ | ON | H2 Pipeline - New |  |  |  | 0.43883 | 0
LCP_Inputs_ON_Electric_Howarth_2023_05_05 | 2041 |  |  | Hydrogen |  | Dispatch-Interconnection | VOM | 0 | PJ | ON | H2 Pipeline - Repurposed |  |  |  | 0.43883 | 0
LCP_Inputs_ON_Electric_Howarth_2023_05_05 | 2041 |  |  | Methane |  | Dispatch-Intraconnection | VOM | 0 | PJ | PJ | CH4 Pipeline |  |  |  | 0.43883 | 0
LCP_Inputs_ON_Electric_Howarth_2023_05_05 | 2041 |  |  | Electricity |  | Dispatch-Intraconnection | VOM | 0 | PJ | PJ | Electricity Transmission Line |  |  |  | 0.43883 | 0
LCP_Inputs_ON_Electric_Howarth_2023_05_05 | 2041 |  |  | Hydrogen |  | Dispatch-Intraconnection | VOM | 0 | PJ | PJ | H2 Pipeline - New |  |  |  | 0.43883 | 0
LCP_Inputs_ON_Electric_Howarth_2023_05_05 | 2041 |  |  | Hydrogen |  | Dispatch-Intraconnection | VOM | 0 | PJ | PJ | H2 Pipeline - Repurposed |  |  |  | 0.43883 | 0
LCP_Inputs_ON_Electric_Howarth_2023_05_05 | 2041 |  |  | Electricity |  | Dispatch-Interconnection | VOM | 24100143.0348 | QC | NY | Electricity Transmission Line |  |  |  | 0.43883 | 10575952.5795
LCP_Inputs_ON_Electric_Howarth_2023_05_05 | 2041 |  |  | Methane |  | Dispatch-Interconnection | VOM | 0 | QC | ON | CH4 Pipeline |  |  |  | 0.43883 | 0
LCP_Inputs_ON_Electric_Howarth_2023_05_05 | 2041 |  |  | Electricity |  | Dispatch-Interconnection | VOM | 13890140.2258 | QC | ON | Electricity Transmission Line |  |  |  | 0.43883 | 6095460.2692
LCP_Inputs_ON_Electric_Howarth_2023_05_05 | 2041 |  |  | Hydrogen |  | Dispatch-Interconnection | VOM | 0 | QC | ON | H2 Pipeline - New |  |  |  | 0.43883 | 0
LCP_Inputs_ON_Electric_Howarth_2023_05_05 | 2041 |  |  | Hydrogen |  | Dispatch-Interconnection | VOM | 0 | QC | ON | H2 Pipeline - Repurposed |  |  |  | 0.43883 | 0
LCP_Inputs_ON_Electric_Howarth_2023_05_05 | 2041 |  |  | Methane |  | Dispatch-Intraconnection | VOM | 0 | QC | QC | CH4 Pipeline |  |  |  | 0.43883 | 0
LCP_Inputs_ON_Electric_Howarth_2023_05_05 | 2041 |  |  | Electricity |  | Dispatch-Intraconnection | VOM | 0 | QC | QC | Electricity Transmission Line |  |  |  | 0.43883 | 0
LCP_Inputs_ON_Electric_Howarth_2023_05_05 | 2041 |  |  | Hydrogen |  | Dispatch-Intraconnection | VOM | 0 | QC | QC | H2 Pipeline - New |  |  |  | 0.43883 | 0
LCP_Inputs_ON_Electric_Howarth_2023_05_05 | 2041 |  |  | Hydrogen |  | Dispatch-Intraconnection | VOM | 0 | QC | QC | H2 Pipeline - Repurposed |  |  |  | 0.43883 | 0
LCP_Inputs_ON_Electric_Howarth_2023_05_05 | 2041 |  |  | Electricity |  | Dispatch-Interconnection | VOM | 3960164.028 | WC | MI | Electricity Transmission Line |  |  |  | 0.43883 | 1737853.0454
LCP_Inputs_ON_Electric_Howarth_2023_05_05 | 2041 |  |  | Methane |  | Dispatch-Interconnection | VOM | 0 | WC | ON | CH4 Pipeline |  |  |  | 0.43883 | 0
LCP_Inputs_ON_Electric_Howarth_2023_05_05 | 2041 |  |  | Electricity |  | Dispatch-Interconnection | VOM | 11563606.3718 | WC | ON | Electricity Transmission Line |  |  |  | 0.43883 | 5074499.0376
LCP_Inputs_ON_Electric_Howarth_2023_05_05 | 2041 |  |  | Hydrogen |  | Dispatch-Interconnection | VOM | 0 | WC | ON | H2 Pipeline - New |  |  |  | 0.43883 | 0
LCP_Inputs_ON_Electric_Howarth_2023_05_05 | 2041 |  |  | Hydrogen |  | Dispatch-Interconnection | VOM | 0 | WC | ON | H2 Pipeline - Repurposed |  |  |  | 0.43883 | 0
LCP_Inputs_ON_Electric_Howarth_2023_05_05 | 2041 |  |  | Methane |  | Dispatch-Intraconnection | VOM | 0 | WC | WC | CH4 Pipeline |  |  |  | 0.43883 | 0
LCP_Inputs_ON_Electric_Howarth_2023_05_05 | 2041 |  |  | Electricity |  | Dispatch-Intraconnection | VOM | 0 | WC | WC | Electricity Transmission Line |  |  |  | 0.43883 | 0
LCP_Inputs_ON_Electric_Howarth_2023_05_05 | 2041 |  |  | Hydrogen |  | Dispatch-Intraconnection | VOM | 0 | WC | WC | H2 Pipeline - New |  |  |  | 0.43883 | 0
LCP_Inputs_ON_Electric_Howarth_2023_05_05 | 2041 |  |  | Hydrogen |  | Dispatch-Intraconnection | VOM | 0 | WC | WC | H2 Pipeline - Repurposed |  |  |  | 0.43883 | 0
LCP_Inputs_ON_Electric_Howarth_2023_05_05 | 2042 |  |  | Methane |  | Dispatch-Intraconnection | VOM | 0 | MI | MI | CH4 Pipeline |  |  |  | 0.42196 | 0
LCP_Inputs_ON_Electric_Howarth_2023_05_05 | 2042 |  |  | Electricity |  | Dispatch-Intraconnection | VOM | 0 | MI | MI | Electricity Transmission Line |  |  |  | 0.42196 | 0
LCP_Inputs_ON_Electric_Howarth_2023_05_05 | 2042 |  |  | Hydrogen |  | Dispatch-Intraconnection | VOM | 0 | MI | MI | H2 Pipeline - New |  |  |  | 0.42196 | 0
LCP_Inputs_ON_Electric_Howarth_2023_05_05 | 2042 |  |  | Hydrogen |  | Dispatch-Intraconnection | VOM | 0 | MI | MI | H2 Pipeline - Repurposed |  |  |  | 0.42196 | 0
LCP_Inputs_ON_Electric_Howarth_2023_05_05 | 2042 |  |  | Methane |  | Dispatch-Interconnection | VOM | 0 | MI | ON | CH4 Pipeline |  |  |  | 0.42196 | 0
LCP_Inputs_ON_Electric_Howarth_2023_05_05 | 2042 |  |  | Electricity |  | Dispatch-Interconnection | VOM | 30000319.6371 | MI | ON | Electricity Transmission Line |  |  |  | 0.42196 | 12658796.4721
LCP_Inputs_ON_Electric_Howarth_2023_05_05 | 2042 |  |  | Hydrogen |  | Dispatch-Interconnection | VOM | 0 | MI | ON | H2 Pipeline - New |  |  |  | 0.42196 | 0
LCP_Inputs_ON_Electric_Howarth_2023_05_05 | 2042 |  |  | Hydrogen |  | Dispatch-Interconnection | VOM | 0 | MI | ON | H2 Pipeline - Repurposed |  |  |  | 0.42196 | 0
LCP_Inputs_ON_Electric_Howarth_2023_05_05 | 2042 |  |  | Electricity |  | Dispatch-Interconnection | VOM | 3563394.471 | MI | WC | Electricity Transmission Line |  |  |  | 0.42196 | 1503593.4918
LCP_Inputs_ON_Electric_Howarth_2023_05_05 | 2042 |  |  | Methane |  | Dispatch-Intraconnection | VOM | 0 | NY | NY | CH4 Pipeline |  |  |  | 0.42196 | 0
LCP_Inputs_ON_Electric_Howarth_2023_05_05 | 2042 |  |  | Electricity |  | Dispatch-Intraconnection | VOM | 0 | NY | NY | Electricity Transmission Line |  |  |  | 0.42196 | 0
LCP_Inputs_ON_Electric_Howarth_2023_05_05 | 2042 |  |  | Hydrogen |  | Dispatch-Intraconnection | VOM | 0 | NY | NY | H2 Pipeline - New |  |  |  | 0.42196 | 0
LCP_Inputs_ON_Electric_Howarth_2023_05_05 | 2042 |  |  | Hydrogen |  | Dispatch-Intraconnection | VOM | 0 | NY | NY | H2 Pipeline - Repurposed |  |  |  | 0.42196 | 0
LCP_Inputs_ON_Electric_Howarth_2023_05_05 | 2042 |  |  | Methane |  | Dispatch-Interconnection | VOM | 0 | NY | ON | CH4 Pipeline |  |  |  | 0.42196 | 0
LCP_Inputs_ON_Electric_Howarth_2023_05_05 | 2042 |  |  | Electricity |  | Dispatch-Interconnection | VOM | 32758621.5959 | NY | ON | Electricity Transmission Line |  |  |  | 0.42196 | 13822676.8416
LCP_Inputs_ON_Electric_Howarth_2023_05_05 | 2042 |  |  | Hydrogen |  | Dispatch-Interconnection | VOM | 0 | NY | ON | H2 Pipeline - New |  |  |  | 0.42196 | 0
LCP_Inputs_ON_Electric_Howarth_2023_05_05 | 2042 |  |  | Hydrogen |  | Dispatch-Interconnection | VOM | 0 | NY | ON | H2 Pipeline - Repurposed |  |  |  | 0.42196 | 0
LCP_Inputs_ON_Electric_Howarth_2023_05_05 | 2042 |  |  | Electricity |  | Dispatch-Interconnection | VOM | 30164118.5635 | NY | QC | Electricity Transmission Line |  |  |  | 0.42196 | 12727912.3114
LCP_Inputs_ON_Electric_Howarth_2023_05_05 | 2042 |  |  | Methane |  | Dispatch-Interconnection | VOM | 0 | ON | MI | CH4 Pipeline |  |  |  | 0.42196 | 0
LCP_Inputs_ON_Electric_Howarth_2023_05_05 | 2042 |  |  | Electricity |  | Dispatch-Interconnection | VOM | 17725102.1539 | ON | MI | Electricity Transmission Line |  |  |  | 0.42196 | 7479202.3328
LCP_Inputs_ON_Electric_Howarth_2023_05_05 | 2042 |  |  | Hydrogen |  | Dispatch-Interconnection | VOM | 0 | ON | MI | H2 Pipeline - New |  |  |  | 0.42196 | 0
LCP_Inputs_ON_Electric_Howarth_2023_05_05 | 2042 |  |  | Hydrogen |  | Dispatch-Interconnection | VOM | 0 | ON | MI | H2 Pipeline - Repurposed |  |  |  | 0.42196 | 0
LCP_Inputs_ON_Electric_Howarth_2023_05_05 | 2042 |  |  | Methane |  | Dispatch-Interconnection | VOM | 0 | ON | NY | CH4 Pipeline |  |  |  | 0.42196 | 0
LCP_Inputs_ON_Electric_Howarth_2023_05_05 | 2042 |  |  | Electricity |  | Dispatch-Interconnection | VOM | 13014535.5485 | ON | NY | Electricity Transmission Line |  |  |  | 0.42196 | 5491553.3794
LCP_Inputs_ON_Electric_Howarth_2023_05_05 | 2042 |  |  | Hydrogen |  | Dispatch-Interconnection | VOM | 0 | ON | NY | H2 Pipeline - New |  |  |  | 0.42196 | 0
LCP_Inputs_ON_Electric_Howarth_2023_05_05 | 2042 |  |  | Hydrogen |  | Dispatch-Interconnection | VOM | 0 | ON | NY | H2 Pipeline - Repurposed |  |  |  | 0.42196 | 0
LCP_Inputs_ON_Electric_Howarth_2023_05_05 | 2042 |  |  | Methane |  | Dispatch-Intraconnection | VOM | 367923131.7518 | ON | ON | CH4 Pipeline |  |  |  | 0.42196 | 155247147.316
LCP_Inputs_ON_Electric_Howarth_2023_05_05 | 2042 |  |  | Electricity |  | Dispatch-Intraconnection | VOM | 0 | ON | ON | Electricity Transmission Line |  |  |  | 0.42196 | 0
LCP_Inputs_ON_Electric_Howarth_2023_05_05 | 2042 |  |  | Hydrogen |  | Dispatch-Intraconnection | VOM | 0 | ON | ON | H2 Pipeline - New |  |  |  | 0.42196 | 0
LCP_Inputs_ON_Electric_Howarth_2023_05_05 | 2042 |  |  | Hydrogen |  | Dispatch-Intraconnection | VOM | 305168522.8171 | ON | ON | H2 Pipeline - Repurposed |  |  |  | 0.42196 | 128767502.0389
LCP_Inputs_ON_Electric_Howarth_2023_05_05 | 2042 |  |  | Methane |  | Dispatch-Interconnection | VOM | 0 | ON | PJ | CH4 Pipeline |  |  |  | 0.42196 | 0
LCP_Inputs_ON_Electric_Howarth_2023_05_05 | 2042 |  |  | Electricity |  | Dispatch-Interconnection | VOM | 22305217.0198 | ON | PJ | Electricity Transmission Line |  |  |  | 0.42196 | 9411806.4719
LCP_Inputs_ON_Electric_Howarth_2023_05_05 | 2042 |  |  | Hydrogen |  | Dispatch-Interconnection | VOM | 0 | ON | PJ | H2 Pipeline - New |  |  |  | 0.42196 | 0
LCP_Inputs_ON_Electric_Howarth_2023_05_05 | 2042 |  |  | Hydrogen |  | Dispatch-Interconnection | VOM | 0 | ON | PJ | H2 Pipeline - Repurposed |  |  |  | 0.42196 | 0
LCP_Inputs_ON_Electric_Howarth_2023_05_05 | 2042 |  |  | Methane |  | Dispatch-Interconnection | VOM | 0 | ON | QC | CH4 Pipeline |  |  |  | 0.42196 | 0
LCP_Inputs_ON_Electric_Howarth_2023_05_05 | 2042 |  |  | Electricity |  | Dispatch-Interconnection | VOM | 5112731.3506 | ON | QC | Electricity Transmission Line |  |  |  | 0.42196 | 2157344.5339
LCP_Inputs_ON_Electric_Howarth_2023_05_05 | 2042 |  |  | Hydrogen |  | Dispatch-Interconnection | VOM | 0 | ON | QC | H2 Pipeline - New |  |  |  | 0.42196 | 0
LCP_Inputs_ON_Electric_Howarth_2023_05_05 | 2042 |  |  | Hydrogen |  | Dispatch-Interconnection | VOM | 0 | ON | QC | H2 Pipeline - Repurposed |  |  |  | 0.42196 | 0
LCP_Inputs_ON_Electric_Howarth_2023_05_05 | 2042 |  |  | Methane |  | Dispatch-Interconnection | VOM | 0 | ON | WC | CH4 Pipeline |  |  |  | 0.42196 | 0
LCP_Inputs_ON_Electric_Howarth_2023_05_05 | 2042 |  |  | Electricity |  | Dispatch-Interconnection | VOM | 498346.8719 | ON | WC | Electricity Transmission Line |  |  |  | 0.42196 | 210280.147
LCP_Inputs_ON_Electric_Howarth_2023_05_05 | 2042 |  |  | Hydrogen |  | Dispatch-Interconnection | VOM | 0 | ON | WC | H2 Pipeline - New |  |  |  | 0.42196 | 0
LCP_Inputs_ON_Electric_Howarth_2023_05_05 | 2042 |  |  | Hydrogen |  | Dispatch-Interconnection | VOM | 0 | ON | WC | H2 Pipeline - Repurposed |  |  |  | 0.42196 | 0
LCP_Inputs_ON_Electric_Howarth_2023_05_05 | 2042 |  |  | Methane |  | Dispatch-Interconnection | VOM | 0 | PJ | ON | CH4 Pipeline |  |  |  | 0.42196 | 0
LCP_Inputs_ON_Electric_Howarth_2023_05_05 | 2042 |  |  | Electricity |  | Dispatch-Interconnection | VOM | 16451717.6858 | PJ | ON | Electricity Transmission Line |  |  |  | 0.42196 | 6941890.8972
LCP_Inputs_ON_Electric_Howarth_2023_05_05 | 2042 |  |  | Hydrogen |  | Dispatch-Interconnection | VOM | 0 | PJ | ON | H2 Pipeline - New |  |  |  | 0.42196 | 0
LCP_Inputs_ON_Electric_Howarth_2023_05_05 | 2042 |  |  | Hydrogen |  | Dispatch-Interconnection | VOM | 0 | PJ | ON | H2 Pipeline - Repurposed |  |  |  | 0.42196 | 0
LCP_Inputs_ON_Electric_Howarth_2023_05_05 | 2042 |  |  | Methane |  | Dispatch-Intraconnection | VOM | 0 | PJ | PJ | CH4 Pipeline |  |  |  | 0.42196 | 0
LCP_Inputs_ON_Electric_Howarth_2023_05_05 | 2042 |  |  | Electricity |  | Dispatch-Intraconnection | VOM | 0 | PJ | PJ | Electricity Transmission Line |  |  |  | 0.42196 | 0
LCP_Inputs_ON_Electric_Howarth_2023_05_05 | 2042 |  |  | Hydrogen |  | Dispatch-Intraconnection | VOM | 0 | PJ | PJ | H2 Pipeline - New |  |  |  | 0.42196 | 0
LCP_Inputs_ON_Electric_Howarth_2023_05_05 | 2042 |  |  | Hydrogen |  | Dispatch-Intraconnection | VOM | 0 | PJ | PJ | H2 Pipeline - Repurposed |  |  |  | 0.42196 | 0
LCP_Inputs_ON_Electric_Howarth_2023_05_05 | 2042 |  |  | Electricity |  | Dispatch-Interconnection | VOM | 24100143.0348 | QC | NY | Electricity Transmission Line |  |  |  | 0.42196 | 10169185.1726
LCP_Inputs_ON_Electric_Howarth_2023_05_05 | 2042 |  |  | Methane |  | Dispatch-Interconnection | VOM | 0 | QC | ON | CH4 Pipeline |  |  |  | 0.42196 | 0
LCP_Inputs_ON_Electric_Howarth_2023_05_05 | 2042 |  |  | Electricity |  | Dispatch-Interconnection | VOM | 13890140.2258 | QC | ON | Electricity Transmission Line |  |  |  | 0.42196 | 5861019.4896
LCP_Inputs_ON_Electric_Howarth_2023_05_05 | 2042 |  |  | Hydrogen |  | Dispatch-Interconnection | VOM | 0 | QC | ON | H2 Pipeline - New |  |  |  | 0.42196 | 0
LCP_Inputs_ON_Electric_Howarth_2023_05_05 | 2042 |  |  | Hydrogen |  | Dispatch-Interconnection | VOM | 0 | QC | ON | H2 Pipeline - Repurposed |  |  |  | 0.42196 | 0
LCP_Inputs_ON_Electric_Howarth_2023_05_05 | 2042 |  |  | Methane |  | Dispatch-Intraconnection | VOM | 0 | QC | QC | CH4 Pipeline |  |  |  | 0.42196 | 0
LCP_Inputs_ON_Electric_Howarth_2023_05_05 | 2042 |  |  | Electricity |  | Dispatch-Intraconnection | VOM | 0 | QC | QC | Electricity Transmission Line |  |  |  | 0.42196 | 0
LCP_Inputs_ON_Electric_Howarth_2023_05_05 | 2042 |  |  | Hydrogen |  | Dispatch-Intraconnection | VOM | 0 | QC | QC | H2 Pipeline - New |  |  |  | 0.42196 | 0
LCP_Inputs_ON_Electric_Howarth_2023_05_05 | 2042 |  |  | Hydrogen |  | Dispatch-Intraconnection | VOM | 0 | QC | QC | H2 Pipeline - Repurposed |  |  |  | 0.42196 | 0
LCP_Inputs_ON_Electric_Howarth_2023_05_05 | 2042 |  |  | Electricity |  | Dispatch-Interconnection | VOM | 3960164.028 | WC | MI | Electricity Transmission Line |  |  |  | 0.42196 | 1671012.5436
LCP_Inputs_ON_Electric_Howarth_2023_05_05 | 2042 |  |  | Methane |  | Dispatch-Interconnection | VOM | 0 | WC | ON | CH4 Pipeline |  |  |  | 0.42196 | 0
LCP_Inputs_ON_Electric_Howarth_2023_05_05 | 2042 |  |  | Electricity |  | Dispatch-Interconnection | VOM | 11563606.3718 | WC | ON | Electricity Transmission Line |  |  |  | 0.42196 | 4879325.9977
LCP_Inputs_ON_Electric_Howarth_2023_05_05 | 2042 |  |  | Hydrogen |  | Dispatch-Interconnection | VOM | 0 | WC | ON | H2 Pipeline - New |  |  |  | 0.42196 | 0
LCP_Inputs_ON_Electric_Howarth_2023_05_05 | 2042 |  |  | Hydrogen |  | Dispatch-Interconnection | VOM | 0 | WC | ON | H2 Pipeline - Repurposed |  |  |  | 0.42196 | 0
LCP_Inputs_ON_Electric_Howarth_2023_05_05 | 2042 |  |  | Methane |  | Dispatch-Intraconnection | VOM | 0 | WC | WC | CH4 Pipeline |  |  |  | 0.42196 | 0
LCP_Inputs_ON_Electric_Howarth_2023_05_05 | 2042 |  |  | Electricity |  | Dispatch-Intraconnection | VOM | 0 | WC | WC | Electricity Transmission Line |  |  |  | 0.42196 | 0
LCP_Inputs_ON_Electric_Howarth_2023_05_05 | 2042 |  |  | Hydrogen |  | Dispatch-Intraconnection | VOM | 0 | WC | WC | H2 Pipeline - New |  |  |  | 0.42196 | 0
LCP_Inputs_ON_Electric_Howarth_2023_05_05 | 2042 |  |  | Hydrogen |  | Dispatch-Intraconnection | VOM | 0 | WC | WC | H2 Pipeline - Repurposed |  |  |  | 0.42196 | 0
LCP_Inputs_ON_Electric_Howarth_2023_05_05 | 2043 |  |  | Methane |  | Dispatch-Intraconnection | VOM | 0 | MI | MI | CH4 Pipeline |  |  |  | 0.40573 | 0
LCP_Inputs_ON_Electric_Howarth_2023_05_05 | 2043 |  |  | Electricity |  | Dispatch-Intraconnection | VOM | 0 | MI | MI | Electricity Transmission Line |  |  |  | 0.40573 | 0
LCP_Inputs_ON_Electric_Howarth_2023_05_05 | 2043 |  |  | Hydrogen |  | Dispatch-Intraconnection | VOM | 0 | MI | MI | H2 Pipeline - New |  |  |  | 0.40573 | 0
LCP_Inputs_ON_Electric_Howarth_2023_05_05 | 2043 |  |  | Hydrogen |  | Dispatch-Intraconnection | VOM | 0 | MI | MI | H2 Pipeline - Repurposed |  |  |  | 0.40573 | 0
LCP_Inputs_ON_Electric_Howarth_2023_05_05 | 2043 |  |  | Methane |  | Dispatch-Interconnection | VOM | 0 | MI | ON | CH4 Pipeline |  |  |  | 0.40573 | 0
LCP_Inputs_ON_Electric_Howarth_2023_05_05 | 2043 |  |  | Electricity |  | Dispatch-Interconnection | VOM | 30000319.6371 | MI | ON | Electricity Transmission Line |  |  |  | 0.40573 | 12171919.6847
LCP_Inputs_ON_Electric_Howarth_2023_05_05 | 2043 |  |  | Hydrogen |  | Dispatch-Interconnection | VOM | 0 | MI | ON | H2 Pipeline - New |  |  |  | 0.40573 | 0
LCP_Inputs_ON_Electric_Howarth_2023_05_05 | 2043 |  |  | Hydrogen |  | Dispatch-Interconnection | VOM | 0 | MI | ON | H2 Pipeline - Repurposed |  |  |  | 0.40573 | 0
LCP_Inputs_ON_Electric_Howarth_2023_05_05 | 2043 |  |  | Electricity |  | Dispatch-Interconnection | VOM | 3563394.471 | MI | WC | Electricity Transmission Line |  |  |  | 0.40573 | 1445762.9729
LCP_Inputs_ON_Electric_Howarth_2023_05_05 | 2043 |  |  | Methane |  | Dispatch-Intraconnection | VOM | 0 | NY | NY | CH4 Pipeline |  |  |  | 0.40573 | 0
LCP_Inputs_ON_Electric_Howarth_2023_05_05 | 2043 |  |  | Electricity |  | Dispatch-Intraconnection | VOM | 0 | NY | NY | Electricity Transmission Line |  |  |  | 0.40573 | 0
LCP_Inputs_ON_Electric_Howarth_2023_05_05 | 2043 |  |  | Hydrogen |  | Dispatch-Intraconnection | VOM | 0 | NY | NY | H2 Pipeline - New |  |  |  | 0.40573 | 0
LCP_Inputs_ON_Electric_Howarth_2023_05_05 | 2043 |  |  | Hydrogen |  | Dispatch-Intraconnection | VOM | 0 | NY | NY | H2 Pipeline - Repurposed |  |  |  | 0.40573 | 0
LCP_Inputs_ON_Electric_Howarth_2023_05_05 | 2043 |  |  | Methane |  | Dispatch-Interconnection | VOM | 0 | NY | ON | CH4 Pipeline |  |  |  | 0.40573 | 0
LCP_Inputs_ON_Electric_Howarth_2023_05_05 | 2043 |  |  | Electricity |  | Dispatch-Interconnection | VOM | 32758621.5959 | NY | ON | Electricity Transmission Line |  |  |  | 0.40573 | 13291035.4246
LCP_Inputs_ON_Electric_Howarth_2023_05_05 | 2043 |  |  | Hydrogen |  | Dispatch-Interconnection | VOM | 0 | NY | ON | H2 Pipeline - New |  |  |  | 0.40573 | 0
LCP_Inputs_ON_Electric_Howarth_2023_05_05 | 2043 |  |  | Hydrogen |  | Dispatch-Interconnection | VOM | 0 | NY | ON | H2 Pipeline - Repurposed |  |  |  | 0.40573 | 0
LCP_Inputs_ON_Electric_Howarth_2023_05_05 | 2043 |  |  | Electricity |  | Dispatch-Interconnection | VOM | 30164118.5635 | NY | QC | Electricity Transmission Line |  |  |  | 0.40573 | 12238377.2225
LCP_Inputs_ON_Electric_Howarth_2023_05_05 | 2043 |  |  | Methane |  | Dispatch-Interconnection | VOM | 0 | ON | MI | CH4 Pipeline |  |  |  | 0.40573 | 0
LCP_Inputs_ON_Electric_Howarth_2023_05_05 | 2043 |  |  | Electricity |  | Dispatch-Interconnection | VOM | 17725102.1539 | ON | MI | Electricity Transmission Line |  |  |  | 0.40573 | 7191540.7046
LCP_Inputs_ON_Electric_Howarth_2023_05_05 | 2043 |  |  | Hydrogen |  | Dispatch-Interconnection | VOM | 0 | ON | MI | H2 Pipeline - New |  |  |  | 0.40573 | 0
LCP_Inputs_ON_Electric_Howarth_2023_05_05 | 2043 |  |  | Hydrogen |  | Dispatch-Interconnection | VOM | 0 | ON | MI | H2 Pipeline - Repurposed |  |  |  | 0.40573 | 0
LCP_Inputs_ON_Electric_Howarth_2023_05_05 | 2043 |  |  | Methane |  | Dispatch-Interconnection | VOM | 0 | ON | NY | CH4 Pipeline |  |  |  | 0.40573 | 0
LCP_Inputs_ON_Electric_Howarth_2023_05_05 | 2043 |  |  | Electricity |  | Dispatch-Interconnection | VOM | 13014535.5485 | ON | NY | Electricity Transmission Line |  |  |  | 0.40573 | 5280339.7879
LCP_Inputs_ON_Electric_Howarth_2023_05_05 | 2043 |  |  | Hydrogen |  | Dispatch-Interconnection | VOM | 0 | ON | NY | H2 Pipeline - New |  |  |  | 0.40573 | 0
LCP_Inputs_ON_Electric_Howarth_2023_05_05 | 2043 |  |  | Hydrogen |  | Dispatch-Interconnection | VOM | 0 | ON | NY | H2 Pipeline - Repurposed |  |  |  | 0.40573 | 0
LCP_Inputs_ON_Electric_Howarth_2023_05_05 | 2043 |  |  | Methane |  | Dispatch-Intraconnection | VOM | 367923131.7518 | ON | ON | CH4 Pipeline |  |  |  | 0.40573 | 149276103.1885
LCP_Inputs_ON_Electric_Howarth_2023_05_05 | 2043 |  |  | Electricity |  | Dispatch-Intraconnection | VOM | 0 | ON | ON | Electricity Transmission Line |  |  |  | 0.40573 | 0
LCP_Inputs_ON_Electric_Howarth_2023_05_05 | 2043 |  |  | Hydrogen |  | Dispatch-Intraconnection | VOM | 0 | ON | ON | H2 Pipeline - New |  |  |  | 0.40573 | 0
LCP_Inputs_ON_Electric_Howarth_2023_05_05 | 2043 |  |  | Hydrogen |  | Dispatch-Intraconnection | VOM | 305168522.8171 | ON | ON | H2 Pipeline - Repurposed |  |  |  | 0.40573 | 123814905.8066
LCP_Inputs_ON_Electric_Howarth_2023_05_05 | 2043 |  |  | Methane |  | Dispatch-Interconnection | VOM | 0 | ON | PJ | CH4 Pipeline |  |  |  | 0.40573 | 0
LCP_Inputs_ON_Electric_Howarth_2023_05_05 | 2043 |  |  | Electricity |  | Dispatch-Interconnection | VOM | 22305217.0198 | ON | PJ | Electricity Transmission Line |  |  |  | 0.40573 | 9049813.9153
LCP_Inputs_ON_Electric_Howarth_2023_05_05 | 2043 |  |  | Hydrogen |  | Dispatch-Interconnection | VOM | 0 | ON | PJ | H2 Pipeline - New |  |  |  | 0.40573 | 0
LCP_Inputs_ON_Electric_Howarth_2023_05_05 | 2043 |  |  | Hydrogen |  | Dispatch-Interconnection | VOM | 0 | ON | PJ | H2 Pipeline - Repurposed |  |  |  | 0.40573 | 0
LCP_Inputs_ON_Electric_Howarth_2023_05_05 | 2043 |  |  | Methane |  | Dispatch-Interconnection | VOM | 0 | ON | QC | CH4 Pipeline |  |  |  | 0.40573 | 0
LCP_Inputs_ON_Electric_Howarth_2023_05_05 | 2043 |  |  | Electricity |  | Dispatch-Interconnection | VOM | 5112731.3506 | ON | QC | Electricity Transmission Line |  |  |  | 0.40573 | 2074369.7441
LCP_Inputs_ON_Electric_Howarth_2023_05_05 | 2043 |  |  | Hydrogen |  | Dispatch-Interconnection | VOM | 0 | ON | QC | H2 Pipeline - New |  |  |  | 0.40573 | 0
LCP_Inputs_ON_Electric_Howarth_2023_05_05 | 2043 |  |  | Hydrogen |  | Dispatch-Interconnection | VOM | 0 | ON | QC | H2 Pipeline - Repurposed |  |  |  | 0.40573 | 0
LCP_Inputs_ON_Electric_Howarth_2023_05_05 | 2043 |  |  | Methane |  | Dispatch-Interconnection | VOM | 0 | ON | WC | CH4 Pipeline |  |  |  | 0.40573 | 0
LCP_Inputs_ON_Electric_Howarth_2023_05_05 | 2043 |  |  | Electricity |  | Dispatch-Interconnection | VOM | 498346.8719 | ON | WC | Electricity Transmission Line |  |  |  | 0.40573 | 202192.449
LCP_Inputs_ON_Electric_Howarth_2023_05_05 | 2043 |  |  | Hydrogen |  | Dispatch-Interconnection | VOM | 0 | ON | WC | H2 Pipeline - New |  |  |  | 0.40573 | 0
LCP_Inputs_ON_Electric_Howarth_2023_05_05 | 2043 |  |  | Hydrogen |  | Dispatch-Interconnection | VOM | 0 | ON | WC | H2 Pipeline - Repurposed |  |  |  | 0.40573 | 0
LCP_Inputs_ON_Electric_Howarth_2023_05_05 | 2043 |  |  | Methane |  | Dispatch-Interconnection | VOM | 0 | PJ | ON | CH4 Pipeline |  |  |  | 0.40573 | 0
LCP_Inputs_ON_Electric_Howarth_2023_05_05 | 2043 |  |  | Electricity |  | Dispatch-Interconnection | VOM | 16451717.6858 | PJ | ON | Electricity Transmission Line |  |  |  | 0.40573 | 6674895.0934
LCP_Inputs_ON_Electric_Howarth_2023_05_05 | 2043 |  |  | Hydrogen |  | Dispatch-Interconnection | VOM | 0 | PJ | ON | H2 Pipeline - New |  |  |  | 0.40573 | 0
LCP_Inputs_ON_Electric_Howarth_2023_05_05 | 2043 |  |  | Hydrogen |  | Dispatch-Interconnection | VOM | 0 | PJ | ON | H2 Pipeline - Repurposed |  |  |  | 0.40573 | 0
LCP_Inputs_ON_Electric_Howarth_2023_05_05 | 2043 |  |  | Methane |  | Dispatch-Intraconnection | VOM | 0 | PJ | PJ | CH4 Pipeline |  |  |  | 0.40573 | 0
LCP_Inputs_ON_Electric_Howarth_2023_05_05 | 2043 |  |  | Electricity |  | Dispatch-Intraconnection | VOM | 0 | PJ | PJ | Electricity Transmission Line |  |  |  | 0.40573 | 0
LCP_Inputs_ON_Electric_Howarth_2023_05_05 | 2043 |  |  | Hydrogen |  | Dispatch-Intraconnection | VOM | 0 | PJ | PJ | H2 Pipeline - New |  |  |  | 0.40573 | 0
LCP_Inputs_ON_Electric_Howarth_2023_05_05 | 2043 |  |  | Hydrogen |  | Dispatch-Intraconnection | VOM | 0 | PJ | PJ | H2 Pipeline - Repurposed |  |  |  | 0.40573 | 0
LCP_Inputs_ON_Electric_Howarth_2023_05_05 | 2043 |  |  | Electricity |  | Dispatch-Interconnection | VOM | 24100143.0348 | QC | NY | Electricity Transmission Line |  |  |  | 0.40573 | 9778062.6659
LCP_Inputs_ON_Electric_Howarth_2023_05_05 | 2043 |  |  | Methane |  | Dispatch-Interconnection | VOM | 0 | QC | ON | CH4 Pipeline |  |  |  | 0.40573 | 0
LCP_Inputs_ON_Electric_Howarth_2023_05_05 | 2043 |  |  | Electricity |  | Dispatch-Interconnection | VOM | 13890140.2258 | QC | ON | Electricity Transmission Line |  |  |  | 0.40573 | 5635595.6631
LCP_Inputs_ON_Electric_Howarth_2023_05_05 | 2043 |  |  | Hydrogen |  | Dispatch-Interconnection | VOM | 0 | QC | ON | H2 Pipeline - New |  |  |  | 0.40573 | 0
LCP_Inputs_ON_Electric_Howarth_2023_05_05 | 2043 |  |  | Hydrogen |  | Dispatch-Interconnection | VOM | 0 | QC | ON | H2 Pipeline - Repurposed |  |  |  | 0.40573 | 0
LCP_Inputs_ON_Electric_Howarth_2023_05_05 | 2043 |  |  | Methane |  | Dispatch-Intraconnection | VOM | 0 | QC | QC | CH4 Pipeline |  |  |  | 0.40573 | 0
LCP_Inputs_ON_Electric_Howarth_2023_05_05 | 2043 |  |  | Electricity |  | Dispatch-Intraconnection | VOM | 0 | QC | QC | Electricity Transmission Line |  |  |  | 0.40573 | 0
LCP_Inputs_ON_Electric_Howarth_2023_05_05 | 2043 |  |  | Hydrogen |  | Dispatch-Intraconnection | VOM | 0 | QC | QC | H2 Pipeline - New |  |  |  | 0.40573 | 0
LCP_Inputs_ON_Electric_Howarth_2023_05_05 | 2043 |  |  | Hydrogen |  | Dispatch-Intraconnection | VOM | 0 | QC | QC | H2 Pipeline - Repurposed |  |  |  | 0.40573 | 0
LCP_Inputs_ON_Electric_Howarth_2023_05_05 | 2043 |  |  | Electricity |  | Dispatch-Interconnection | VOM | 3960164.028 | WC | MI | Electricity Transmission Line |  |  |  | 0.40573 | 1606742.8304
LCP_Inputs_ON_Electric_Howarth_2023_05_05 | 2043 |  |  | Methane |  | Dispatch-Interconnection | VOM | 0 | WC | ON | CH4 Pipeline |  |  |  | 0.40573 | 0
LCP_Inputs_ON_Electric_Howarth_2023_05_05 | 2043 |  |  | Electricity |  | Dispatch-Interconnection | VOM | 11563606.3718 | WC | ON | Electricity Transmission Line |  |  |  | 0.40573 | 4691659.6132
LCP_Inputs_ON_Electric_Howarth_2023_05_05 | 2043 |  |  | Hydrogen |  | Dispatch-Interconnection | VOM | 0 | WC | ON | H2 Pipeline - New |  |  |  | 0.40573 | 0
LCP_Inputs_ON_Electric_Howarth_2023_05_05 | 2043 |  |  | Hydrogen |  | Dispatch-Interconnection | VOM | 0 | WC | ON | H2 Pipeline - Repurposed |  |  |  | 0.40573 | 0
LCP_Inputs_ON_Electric_Howarth_2023_05_05 | 2043 |  |  | Methane |  | Dispatch-Intraconnection | VOM | 0 | WC | WC | CH4 Pipeline |  |  |  | 0.40573 | 0
LCP_Inputs_ON_Electric_Howarth_2023_05_05 | 2043 |  |  | Electricity |  | Dispatch-Intraconnection | VOM | 0 | WC | WC | Electricity Transmission Line |  |  |  | 0.40573 | 0
LCP_Inputs_ON_Electric_Howarth_2023_05_05 | 2043 |  |  | Hydrogen |  | Dispatch-Intraconnection | VOM | 0 | WC | WC | H2 Pipeline - New |  |  |  | 0.40573 | 0
LCP_Inputs_ON_Electric_Howarth_2023_05_05 | 2043 |  |  | Hydrogen |  | Dispatch-Intraconnection | VOM | 0 | WC | WC | H2 Pipeline - Repurposed |  |  |  | 0.40573 | 0
LCP_Inputs_ON_Electric_Howarth_2023_05_05 | 2044 |  |  | Methane |  | Dispatch-Intraconnection | VOM | 0 | MI | MI | CH4 Pipeline |  |  |  | 0.39012 | 0
LCP_Inputs_ON_Electric_Howarth_2023_05_05 | 2044 |  |  | Electricity |  | Dispatch-Intraconnection | VOM | 0 | MI | MI | Electricity Transmission Line |  |  |  | 0.39012 | 0
LCP_Inputs_ON_Electric_Howarth_2023_05_05 | 2044 |  |  | Hydrogen |  | Dispatch-Intraconnection | VOM | 0 | MI | MI | H2 Pipeline - New |  |  |  | 0.39012 | 0
LCP_Inputs_ON_Electric_Howarth_2023_05_05 | 2044 |  |  | Hydrogen |  | Dispatch-Intraconnection | VOM | 0 | MI | MI | H2 Pipeline - Repurposed |  |  |  | 0.39012 | 0
LCP_Inputs_ON_Electric_Howarth_2023_05_05 | 2044 |  |  | Methane |  | Dispatch-Interconnection | VOM | 0 | MI | ON | CH4 Pipeline |  |  |  | 0.39012 | 0
LCP_Inputs_ON_Electric_Howarth_2023_05_05 | 2044 |  |  | Electricity |  | Dispatch-Interconnection | VOM | 30000319.6371 | MI | ON | Electricity Transmission Line |  |  |  | 0.39012 | 11703768.9276
LCP_Inputs_ON_Electric_Howarth_2023_05_05 | 2044 |  |  | Hydrogen |  | Dispatch-Interconnection | VOM | 0 | MI | ON | H2 Pipeline - New |  |  |  | 0.39012 | 0
LCP_Inputs_ON_Electric_Howarth_2023_05_05 | 2044 |  |  | Hydrogen |  | Dispatch-Interconnection | VOM | 0 | MI | ON | H2 Pipeline - Repurposed |  |  |  | 0.39012 | 0
LCP_Inputs_ON_Electric_Howarth_2023_05_05 | 2044 |  |  | Electricity |  | Dispatch-Interconnection | VOM | 3563394.471 | MI | WC | Electricity Transmission Line |  |  |  | 0.39012 | 1390156.7047
LCP_Inputs_ON_Electric_Howarth_2023_05_05 | 2044 |  |  | Methane |  | Dispatch-Intraconnection | VOM | 0 | NY | NY | CH4 Pipeline |  |  |  | 0.39012 | 0
LCP_Inputs_ON_Electric_Howarth_2023_05_05 | 2044 |  |  | Electricity |  | Dispatch-Intraconnection | VOM | 0 | NY | NY | Electricity Transmission Line |  |  |  | 0.39012 | 0
LCP_Inputs_ON_Electric_Howarth_2023_05_05 | 2044 |  |  | Hydrogen |  | Dispatch-Intraconnection | VOM | 0 | NY | NY | H2 Pipeline - New |  |  |  | 0.39012 | 0
LCP_Inputs_ON_Electric_Howarth_2023_05_05 | 2044 |  |  | Hydrogen |  | Dispatch-Intraconnection | VOM | 0 | NY | NY | H2 Pipeline - Repurposed |  |  |  | 0.39012 | 0
LCP_Inputs_ON_Electric_Howarth_2023_05_05 | 2044 |  |  | Methane |  | Dispatch-Interconnection | VOM | 0 | NY | ON | CH4 Pipeline |  |  |  | 0.39012 | 0
LCP_Inputs_ON_Electric_Howarth_2023_05_05 | 2044 |  |  | Electricity |  | Dispatch-Interconnection | VOM | 32758621.5959 | NY | ON | Electricity Transmission Line |  |  |  | 0.39012 | 12779841.7545
LCP_Inputs_ON_Electric_Howarth_2023_05_05 | 2044 |  |  | Hydrogen |  | Dispatch-Interconnection | VOM | 0 | NY | ON | H2 Pipeline - New |  |  |  | 0.39012 | 0
LCP_Inputs_ON_Electric_Howarth_2023_05_05 | 2044 |  |  | Hydrogen |  | Dispatch-Interconnection | VOM | 0 | NY | ON | H2 Pipeline - Repurposed |  |  |  | 0.39012 | 0
LCP_Inputs_ON_Electric_Howarth_2023_05_05 | 2044 |  |  | Electricity |  | Dispatch-Interconnection | VOM | 30164118.5635 | NY | QC | Electricity Transmission Line |  |  |  | 0.39012 | 11767670.4063
LCP_Inputs_ON_Electric_Howarth_2023_05_05 | 2044 |  |  | Methane |  | Dispatch-Interconnection | VOM | 0 | ON | MI | CH4 Pipeline |  |  |  | 0.39012 | 0
LCP_Inputs_ON_Electric_Howarth_2023_05_05 | 2044 |  |  | Electricity |  | Dispatch-Interconnection | VOM | 17725102.1539 | ON | MI | Electricity Transmission Line |  |  |  | 0.39012 | 6914942.9852
LCP_Inputs_ON_Electric_Howarth_2023_05_05 | 2044 |  |  | Hydrogen |  | Dispatch-Interconnection | VOM | 0 | ON | MI | H2 Pipeline - New |  |  |  | 0.39012 | 0
LCP_Inputs_ON_Electric_Howarth_2023_05_05 | 2044 |  |  | Hydrogen |  | Dispatch-Interconnection | VOM | 0 | ON | MI | H2 Pipeline - Repurposed |  |  |  | 0.39012 | 0
LCP_Inputs_ON_Electric_Howarth_2023_05_05 | 2044 |  |  | Methane |  | Dispatch-Interconnection | VOM | 0 | ON | NY | CH4 Pipeline |  |  |  | 0.39012 | 0
LCP_Inputs_ON_Electric_Howarth_2023_05_05 | 2044 |  |  | Electricity |  | Dispatch-Interconnection | VOM | 13014535.5485 | ON | NY | Electricity Transmission Line |  |  |  | 0.39012 | 5077249.7961
LCP_Inputs_ON_Electric_Howarth_2023_05_05 | 2044 |  |  | Hydrogen |  | Dispatch-Interconnection | VOM | 0 | ON | NY | H2 Pipeline - New |  |  |  | 0.39012 | 0
LCP_Inputs_ON_Electric_Howarth_2023_05_05 | 2044 |  |  | Hydrogen |  | Dispatch-Interconnection | VOM | 0 | ON | NY | H2 Pipeline - Repurposed |  |  |  | 0.39012 | 0
LCP_Inputs_ON_Electric_Howarth_2023_05_05 | 2044 |  |  | Methane |  | Dispatch-Intraconnection | VOM | 367923131.7518 | ON | ON | CH4 Pipeline |  |  |  | 0.39012 | 143534714.6043
LCP_Inputs_ON_Electric_Howarth_2023_05_05 | 2044 |  |  | Electricity |  | Dispatch-Intraconnection | VOM | 0 | ON | ON | Electricity Transmission Line |  |  |  | 0.39012 | 0
LCP_Inputs_ON_Electric_Howarth_2023_05_05 | 2044 |  |  | Hydrogen |  | Dispatch-Intraconnection | VOM | 0 | ON | ON | H2 Pipeline - New |  |  |  | 0.39012 | 0
LCP_Inputs_ON_Electric_Howarth_2023_05_05 | 2044 |  |  | Hydrogen |  | Dispatch-Intraconnection | VOM | 305168522.8171 | ON | ON | H2 Pipeline - Repurposed |  |  |  | 0.39012 | 119052794.0448
LCP_Inputs_ON_Electric_Howarth_2023_05_05 | 2044 |  |  | Methane |  | Dispatch-Interconnection | VOM | 0 | ON | PJ | CH4 Pipeline |  |  |  | 0.39012 | 0
LCP_Inputs_ON_Electric_Howarth_2023_05_05 | 2044 |  |  | Electricity |  | Dispatch-Interconnection | VOM | 22305217.0198 | ON | PJ | Electricity Transmission Line |  |  |  | 0.39012 | 8701744.1493
LCP_Inputs_ON_Electric_Howarth_2023_05_05 | 2044 |  |  | Hydrogen |  | Dispatch-Interconnection | VOM | 0 | ON | PJ | H2 Pipeline - New |  |  |  | 0.39012 | 0
LCP_Inputs_ON_Electric_Howarth_2023_05_05 | 2044 |  |  | Hydrogen |  | Dispatch-Interconnection | VOM | 0 | ON | PJ | H2 Pipeline - Repurposed |  |  |  | 0.39012 | 0
LCP_Inputs_ON_Electric_Howarth_2023_05_05 | 2044 |  |  | Methane |  | Dispatch-Interconnection | VOM | 0 | ON | QC | CH4 Pipeline |  |  |  | 0.39012 | 0
LCP_Inputs_ON_Electric_Howarth_2023_05_05 | 2044 |  |  | Electricity |  | Dispatch-Interconnection | VOM | 5112731.3506 | ON | QC | Electricity Transmission Line |  |  |  | 0.39012 | 1994586.2924
LCP_Inputs_ON_Electric_Howarth_2023_05_05 | 2044 |  |  | Hydrogen |  | Dispatch-Interconnection | VOM | 0 | ON | QC | H2 Pipeline - New |  |  |  | 0.39012 | 0
LCP_Inputs_ON_Electric_Howarth_2023_05_05 | 2044 |  |  | Hydrogen |  | Dispatch-Interconnection | VOM | 0 | ON | QC | H2 Pipeline - Repurposed |  |  |  | 0.39012 | 0
LCP_Inputs_ON_Electric_Howarth_2023_05_05 | 2044 |  |  | Methane |  | Dispatch-Interconnection | VOM | 0 | ON | WC | CH4 Pipeline |  |  |  | 0.39012 | 0
LCP_Inputs_ON_Electric_Howarth_2023_05_05 | 2044 |  |  | Electricity |  | Dispatch-Interconnection | VOM | 498346.8719 | ON | WC | Electricity Transmission Line |  |  |  | 0.39012 | 194415.8164
LCP_Inputs_ON_Electric_Howarth_2023_05_05 | 2044 |  |  | Hydrogen |  | Dispatch-Interconnection | VOM | 0 | ON | WC | H2 Pipeline - New |  |  |  | 0.39012 | 0
LCP_Inputs_ON_Electric_Howarth_2023_05_05 | 2044 |  |  | Hydrogen |  | Dispatch-Interconnection | VOM | 0 | ON | WC | H2 Pipeline - Repurposed |  |  |  | 0.39012 | 0
LCP_Inputs_ON_Electric_Howarth_2023_05_05 | 2044 |  |  | Methane |  | Dispatch-Interconnection | VOM | 0 | PJ | ON | CH4 Pipeline |  |  |  | 0.39012 | 0
LCP_Inputs_ON_Electric_Howarth_2023_05_05 | 2044 |  |  | Electricity |  | Dispatch-Interconnection | VOM | 16451717.6858 | PJ | ON | Electricity Transmission Line |  |  |  | 0.39012 | 6418168.3591
LCP_Inputs_ON_Electric_Howarth_2023_05_05 | 2044 |  |  | Hydrogen |  | Dispatch-Interconnection | VOM | 0 | PJ | ON | H2 Pipeline - New |  |  |  | 0.39012 | 0
LCP_Inputs_ON_Electric_Howarth_2023_05_05 | 2044 |  |  | Hydrogen |  | Dispatch-Interconnection | VOM | 0 | PJ | ON | H2 Pipeline - Repurposed |  |  |  | 0.39012 | 0
LCP_Inputs_ON_Electric_Howarth_2023_05_05 | 2044 |  |  | Methane |  | Dispatch-Intraconnection | VOM | 0 | PJ | PJ | CH4 Pipeline |  |  |  | 0.39012 | 0
LCP_Inputs_ON_Electric_Howarth_2023_05_05 | 2044 |  |  | Electricity |  | Dispatch-Intraconnection | VOM | 0 | PJ | PJ | Electricity Transmission Line |  |  |  | 0.39012 | 0
LCP_Inputs_ON_Electric_Howarth_2023_05_05 | 2044 |  |  | Hydrogen |  | Dispatch-Intraconnection | VOM | 0 | PJ | PJ | H2 Pipeline - New |  |  |  | 0.39012 | 0
LCP_Inputs_ON_Electric_Howarth_2023_05_05 | 2044 |  |  | Hydrogen |  | Dispatch-Intraconnection | VOM | 0 | PJ | PJ | H2 Pipeline - Repurposed |  |  |  | 0.39012 | 0
LCP_Inputs_ON_Electric_Howarth_2023_05_05 | 2044 |  |  | Electricity |  | Dispatch-Interconnection | VOM | 24100143.0348 | QC | NY | Electricity Transmission Line |  |  |  | 0.39012 | 9401983.3326
LCP_Inputs_ON_Electric_Howarth_2023_05_05 | 2044 |  |  | Methane |  | Dispatch-Interconnection | VOM | 0 | QC | ON | CH4 Pipeline |  |  |  | 0.39012 | 0
LCP_Inputs_ON_Electric_Howarth_2023_05_05 | 2044 |  |  | Electricity |  | Dispatch-Interconnection | VOM | 13890140.2258 | QC | ON | Electricity Transmission Line |  |  |  | 0.39012 | 5418841.9837
LCP_Inputs_ON_Electric_Howarth_2023_05_05 | 2044 |  |  | Hydrogen |  | Dispatch-Interconnection | VOM | 0 | QC | ON | H2 Pipeline - New |  |  |  | 0.39012 | 0
LCP_Inputs_ON_Electric_Howarth_2023_05_05 | 2044 |  |  | Hydrogen |  | Dispatch-Interconnection | VOM | 0 | QC | ON | H2 Pipeline - Repurposed |  |  |  | 0.39012 | 0
LCP_Inputs_ON_Electric_Howarth_2023_05_05 | 2044 |  |  | Methane |  | Dispatch-Intraconnection | VOM | 0 | QC | QC | CH4 Pipeline |  |  |  | 0.39012 | 0
LCP_Inputs_ON_Electric_Howarth_2023_05_05 | 2044 |  |  | Electricity |  | Dispatch-Intraconnection | VOM | 0 | QC | QC | Electricity Transmission Line |  |  |  | 0.39012 | 0
LCP_Inputs_ON_Electric_Howarth_2023_05_05 | 2044 |  |  | Hydrogen |  | Dispatch-Intraconnection | VOM | 0 | QC | QC | H2 Pipeline - New |  |  |  | 0.39012 | 0
LCP_Inputs_ON_Electric_Howarth_2023_05_05 | 2044 |  |  | Hydrogen |  | Dispatch-Intraconnection | VOM | 0 | QC | QC | H2 Pipeline - Repurposed |  |  |  | 0.39012 | 0
LCP_Inputs_ON_Electric_Howarth_2023_05_05 | 2044 |  |  | Electricity |  | Dispatch-Interconnection | VOM | 3960164.028 | WC | MI | Electricity Transmission Line |  |  |  | 0.39012 | 1544945.0293
LCP_Inputs_ON_Electric_Howarth_2023_05_05 | 2044 |  |  | Methane |  | Dispatch-Interconnection | VOM | 0 | WC | ON | CH4 Pipeline |  |  |  | 0.39012 | 0
LCP_Inputs_ON_Electric_Howarth_2023_05_05 | 2044 |  |  | Electricity |  | Dispatch-Interconnection | VOM | 11563606.3718 | WC | ON | Electricity Transmission Line |  |  |  | 0.39012 | 4511211.1665
LCP_Inputs_ON_Electric_Howarth_2023_05_05 | 2044 |  |  | Hydrogen |  | Dispatch-Interconnection | VOM | 0 | WC | ON | H2 Pipeline - New |  |  |  | 0.39012 | 0
LCP_Inputs_ON_Electric_Howarth_2023_05_05 | 2044 |  |  | Hydrogen |  | Dispatch-Interconnection | VOM | 0 | WC | ON | H2 Pipeline - Repurposed |  |  |  | 0.39012 | 0
LCP_Inputs_ON_Electric_Howarth_2023_05_05 | 2044 |  |  | Methane |  | Dispatch-Intraconnection | VOM | 0 | WC | WC | CH4 Pipeline |  |  |  | 0.39012 | 0
LCP_Inputs_ON_Electric_Howarth_2023_05_05 | 2044 |  |  | Electricity |  | Dispatch-Intraconnection | VOM | 0 | WC | WC | Electricity Transmission Line |  |  |  | 0.39012 | 0
LCP_Inputs_ON_Electric_Howarth_2023_05_05 | 2044 |  |  | Hydrogen |  | Dispatch-Intraconnection | VOM | 0 | WC | WC | H2 Pipeline - New |  |  |  | 0.39012 | 0
LCP_Inputs_ON_Electric_Howarth_2023_05_05 | 2044 |  |  | Hydrogen |  | Dispatch-Intraconnection | VOM | 0 | WC | WC | H2 Pipeline - Repurposed |  |  |  | 0.39012 | 0
LCP_Inputs_ON_Electric_Howarth_2023_05_05 | 2045 |  |  | Methane |  | Dispatch-Intraconnection | VOM | 0 | MI | MI | CH4 Pipeline |  |  |  | 0.37512 | 0
LCP_Inputs_ON_Electric_Howarth_2023_05_05 | 2045 |  |  | Electricity |  | Dispatch-Intraconnection | VOM | 0 | MI | MI | Electricity Transmission Line |  |  |  | 0.37512 | 0
LCP_Inputs_ON_Electric_Howarth_2023_05_05 | 2045 |  |  | Hydrogen |  | Dispatch-Intraconnection | VOM | 0 | MI | MI | H2 Pipeline - New |  |  |  | 0.37512 | 0
LCP_Inputs_ON_Electric_Howarth_2023_05_05 | 2045 |  |  | Hydrogen |  | Dispatch-Intraconnection | VOM | 0 | MI | MI | H2 Pipeline - Repurposed |  |  |  | 0.37512 | 0
LCP_Inputs_ON_Electric_Howarth_2023_05_05 | 2045 |  |  | Methane |  | Dispatch-Interconnection | VOM | 0 | MI | ON | CH4 Pipeline |  |  |  | 0.37512 | 0
LCP_Inputs_ON_Electric_Howarth_2023_05_05 | 2045 |  |  | Electricity |  | Dispatch-Interconnection | VOM | 30000319.6371 | MI | ON | Electricity Transmission Line |  |  |  | 0.37512 | 11253623.9689
LCP_Inputs_ON_Electric_Howarth_2023_05_05 | 2045 |  |  | Hydrogen |  | Dispatch-Interconnection | VOM | 0 | MI | ON | H2 Pipeline - New |  |  |  | 0.37512 | 0
LCP_Inputs_ON_Electric_Howarth_2023_05_05 | 2045 |  |  | Hydrogen |  | Dispatch-Interconnection | VOM | 0 | MI | ON | H2 Pipeline - Repurposed |  |  |  | 0.37512 | 0
LCP_Inputs_ON_Electric_Howarth_2023_05_05 | 2045 |  |  | Electricity |  | Dispatch-Interconnection | VOM | 3563394.471 | MI | WC | Electricity Transmission Line |  |  |  | 0.37512 | 1336689.1391
LCP_Inputs_ON_Electric_Howarth_2023_05_05 | 2045 |  |  | Methane |  | Dispatch-Intraconnection | VOM | 0 | NY | NY | CH4 Pipeline |  |  |  | 0.37512 | 0
LCP_Inputs_ON_Electric_Howarth_2023_05_05 | 2045 |  |  | Electricity |  | Dispatch-Intraconnection | VOM | 0 | NY | NY | Electricity Transmission Line |  |  |  | 0.37512 | 0
LCP_Inputs_ON_Electric_Howarth_2023_05_05 | 2045 |  |  | Hydrogen |  | Dispatch-Intraconnection | VOM | 0 | NY | NY | H2 Pipeline - New |  |  |  | 0.37512 | 0
LCP_Inputs_ON_Electric_Howarth_2023_05_05 | 2045 |  |  | Hydrogen |  | Dispatch-Intraconnection | VOM | 0 | NY | NY | H2 Pipeline - Repurposed |  |  |  | 0.37512 | 0
LCP_Inputs_ON_Electric_Howarth_2023_05_05 | 2045 |  |  | Methane |  | Dispatch-Interconnection | VOM | 0 | NY | ON | CH4 Pipeline |  |  |  | 0.37512 | 0
LCP_Inputs_ON_Electric_Howarth_2023_05_05 | 2045 |  |  | Electricity |  | Dispatch-Interconnection | VOM | 32758621.5959 | NY | ON | Electricity Transmission Line |  |  |  | 0.37512 | 12288309.3793
LCP_Inputs_ON_Electric_Howarth_2023_05_05 | 2045 |  |  | Hydrogen |  | Dispatch-Interconnection | VOM | 0 | NY | ON | H2 Pipeline - New |  |  |  | 0.37512 | 0
LCP_Inputs_ON_Electric_Howarth_2023_05_05 | 2045 |  |  | Hydrogen |  | Dispatch-Interconnection | VOM | 0 | NY | ON | H2 Pipeline - Repurposed |  |  |  | 0.37512 | 0
LCP_Inputs_ON_Electric_Howarth_2023_05_05 | 2045 |  |  | Electricity |  | Dispatch-Interconnection | VOM | 30164118.5635 | NY | QC | Electricity Transmission Line |  |  |  | 0.37512 | 11315067.6983
LCP_Inputs_ON_Electric_Howarth_2023_05_05 | 2045 |  |  | Methane |  | Dispatch-Interconnection | VOM | 0 | ON | MI | CH4 Pipeline |  |  |  | 0.37512 | 0
LCP_Inputs_ON_Electric_Howarth_2023_05_05 | 2045 |  |  | Electricity |  | Dispatch-Interconnection | VOM | 17725102.1539 | ON | MI | Electricity Transmission Line |  |  |  | 0.37512 | 6648983.6396
LCP_Inputs_ON_Electric_Howarth_2023_05_05 | 2045 |  |  | Hydrogen |  | Dispatch-Interconnection | VOM | 0 | ON | MI | H2 Pipeline - New |  |  |  | 0.37512 | 0
LCP_Inputs_ON_Electric_Howarth_2023_05_05 | 2045 |  |  | Hydrogen |  | Dispatch-Interconnection | VOM | 0 | ON | MI | H2 Pipeline - Repurposed |  |  |  | 0.37512 | 0
LCP_Inputs_ON_Electric_Howarth_2023_05_05 | 2045 |  |  | Methane |  | Dispatch-Interconnection | VOM | 0 | ON | NY | CH4 Pipeline |  |  |  | 0.37512 | 0
LCP_Inputs_ON_Electric_Howarth_2023_05_05 | 2045 |  |  | Electricity |  | Dispatch-Interconnection | VOM | 13014535.5485 | ON | NY | Electricity Transmission Line |  |  |  | 0.37512 | 4881970.9578
LCP_Inputs_ON_Electric_Howarth_2023_05_05 | 2045 |  |  | Hydrogen |  | Dispatch-Interconnection | VOM | 0 | ON | NY | H2 Pipeline - New |  |  |  | 0.37512 | 0
LCP_Inputs_ON_Electric_Howarth_2023_05_05 | 2045 |  |  | Hydrogen |  | Dispatch-Interconnection | VOM | 0 | ON | NY | H2 Pipeline - Repurposed |  |  |  | 0.37512 | 0
LCP_Inputs_ON_Electric_Howarth_2023_05_05 | 2045 |  |  | Methane |  | Dispatch-Intraconnection | VOM | 367923131.7518 | ON | ON | CH4 Pipeline |  |  |  | 0.37512 | 138014148.658
LCP_Inputs_ON_Electric_Howarth_2023_05_05 | 2045 |  |  | Electricity |  | Dispatch-Intraconnection | VOM | 0 | ON | ON | Electricity Transmission Line |  |  |  | 0.37512 | 0
LCP_Inputs_ON_Electric_Howarth_2023_05_05 | 2045 |  |  | Hydrogen |  | Dispatch-Intraconnection | VOM | 0 | ON | ON | H2 Pipeline - New |  |  |  | 0.37512 | 0
LCP_Inputs_ON_Electric_Howarth_2023_05_05 | 2045 |  |  | Hydrogen |  | Dispatch-Intraconnection | VOM | 305168522.8171 | ON | ON | H2 Pipeline - Repurposed |  |  |  | 0.37512 | 114473840.4277
LCP_Inputs_ON_Electric_Howarth_2023_05_05 | 2045 |  |  | Methane |  | Dispatch-Interconnection | VOM | 0 | ON | PJ | CH4 Pipeline |  |  |  | 0.37512 | 0
LCP_Inputs_ON_Electric_Howarth_2023_05_05 | 2045 |  |  | Electricity |  | Dispatch-Interconnection | VOM | 22305217.0198 | ON | PJ | Electricity Transmission Line |  |  |  | 0.37512 | 8367061.682
LCP_Inputs_ON_Electric_Howarth_2023_05_05 | 2045 |  |  | Hydrogen |  | Dispatch-Interconnection | VOM | 0 | ON | PJ | H2 Pipeline - New |  |  |  | 0.37512 | 0
LCP_Inputs_ON_Electric_Howarth_2023_05_05 | 2045 |  |  | Hydrogen |  | Dispatch-Interconnection | VOM | 0 | ON | PJ | H2 Pipeline - Repurposed |  |  |  | 0.37512 | 0
LCP_Inputs_ON_Electric_Howarth_2023_05_05 | 2045 |  |  | Methane |  | Dispatch-Interconnection | VOM | 0 | ON | QC | CH4 Pipeline |  |  |  | 0.37512 | 0
LCP_Inputs_ON_Electric_Howarth_2023_05_05 | 2045 |  |  | Electricity |  | Dispatch-Interconnection | VOM | 5112731.3506 | ON | QC | Electricity Transmission Line |  |  |  | 0.37512 | 1917871.435
LCP_Inputs_ON_Electric_Howarth_2023_05_05 | 2045 |  |  | Hydrogen |  | Dispatch-Interconnection | VOM | 0 | ON | QC | H2 Pipeline - New |  |  |  | 0.37512 | 0
LCP_Inputs_ON_Electric_Howarth_2023_05_05 | 2045 |  |  | Hydrogen |  | Dispatch-Interconnection | VOM | 0 | ON | QC | H2 Pipeline - Repurposed |  |  |  | 0.37512 | 0
LCP_Inputs_ON_Electric_Howarth_2023_05_05 | 2045 |  |  | Methane |  | Dispatch-Interconnection | VOM | 0 | ON | WC | CH4 Pipeline |  |  |  | 0.37512 | 0
LCP_Inputs_ON_Electric_Howarth_2023_05_05 | 2045 |  |  | Electricity |  | Dispatch-Interconnection | VOM | 498346.8719 | ON | WC | Electricity Transmission Line |  |  |  | 0.37512 | 186938.285
LCP_Inputs_ON_Electric_Howarth_2023_05_05 | 2045 |  |  | Hydrogen |  | Dispatch-Interconnection | VOM | 0 | ON | WC | H2 Pipeline - New |  |  |  | 0.37512 | 0
LCP_Inputs_ON_Electric_Howarth_2023_05_05 | 2045 |  |  | Hydrogen |  | Dispatch-Interconnection | VOM | 0 | ON | WC | H2 Pipeline - Repurposed |  |  |  | 0.37512 | 0
LCP_Inputs_ON_Electric_Howarth_2023_05_05 | 2045 |  |  | Methane |  | Dispatch-Interconnection | VOM | 0 | PJ | ON | CH4 Pipeline |  |  |  | 0.37512 | 0
LCP_Inputs_ON_Electric_Howarth_2023_05_05 | 2045 |  |  | Electricity |  | Dispatch-Interconnection | VOM | 16451717.6858 | PJ | ON | Electricity Transmission Line |  |  |  | 0.37512 | 6171315.7299
LCP_Inputs_ON_Electric_Howarth_2023_05_05 | 2045 |  |  | Hydrogen |  | Dispatch-Interconnection | VOM | 0 | PJ | ON | H2 Pipeline - New |  |  |  | 0.37512 | 0
LCP_Inputs_ON_Electric_Howarth_2023_05_05 | 2045 |  |  | Hydrogen |  | Dispatch-Interconnection | VOM | 0 | PJ | ON | H2 Pipeline - Repurposed |  |  |  | 0.37512 | 0
LCP_Inputs_ON_Electric_Howarth_2023_05_05 | 2045 |  |  | Methane |  | Dispatch-Intraconnection | VOM | 0 | PJ | PJ | CH4 Pipeline |  |  |  | 0.37512 | 0
LCP_Inputs_ON_Electric_Howarth_2023_05_05 | 2045 |  |  | Electricity |  | Dispatch-Intraconnection | VOM | 0 | PJ | PJ | Electricity Transmission Line |  |  |  | 0.37512 | 0
LCP_Inputs_ON_Electric_Howarth_2023_05_05 | 2045 |  |  | Hydrogen |  | Dispatch-Intraconnection | VOM | 0 | PJ | PJ | H2 Pipeline - New |  |  |  | 0.37512 | 0
LCP_Inputs_ON_Electric_Howarth_2023_05_05 | 2045 |  |  | Hydrogen |  | Dispatch-Intraconnection | VOM | 0 | PJ | PJ | H2 Pipeline - Repurposed |  |  |  | 0.37512 | 0
LCP_Inputs_ON_Electric_Howarth_2023_05_05 | 2045 |  |  | Electricity |  | Dispatch-Interconnection | VOM | 24100143.0348 | QC | NY | Electricity Transmission Line |  |  |  | 0.37512 | 9040368.5891
LCP_Inputs_ON_Electric_Howarth_2023_05_05 | 2045 |  |  | Methane |  | Dispatch-Interconnection | VOM | 0 | QC | ON | CH4 Pipeline |  |  |  | 0.37512 | 0
LCP_Inputs_ON_Electric_Howarth_2023_05_05 | 2045 |  |  | Electricity |  | Dispatch-Interconnection | VOM | 13890140.2258 | QC | ON | Electricity Transmission Line |  |  |  | 0.37512 | 5210424.9844
LCP_Inputs_ON_Electric_Howarth_2023_05_05 | 2045 |  |  | Hydrogen |  | Dispatch-Interconnection | VOM | 0 | QC | ON | H2 Pipeline - New |  |  |  | 0.37512 | 0
LCP_Inputs_ON_Electric_Howarth_2023_05_05 | 2045 |  |  | Hydrogen |  | Dispatch-Interconnection | VOM | 0 | QC | ON | H2 Pipeline - Repurposed |  |  |  | 0.37512 | 0
LCP_Inputs_ON_Electric_Howarth_2023_05_05 | 2045 |  |  | Methane |  | Dispatch-Intraconnection | VOM | 0 | QC | QC | CH4 Pipeline |  |  |  | 0.37512 | 0
LCP_Inputs_ON_Electric_Howarth_2023_05_05 | 2045 |  |  | Electricity |  | Dispatch-Intraconnection | VOM | 0 | QC | QC | Electricity Transmission Line |  |  |  | 0.37512 | 0
LCP_Inputs_ON_Electric_Howarth_2023_05_05 | 2045 |  |  | Hydrogen |  | Dispatch-Intraconnection | VOM | 0 | QC | QC | H2 Pipeline - New |  |  |  | 0.37512 | 0
LCP_Inputs_ON_Electric_Howarth_2023_05_05 | 2045 |  |  | Hydrogen |  | Dispatch-Intraconnection | VOM | 0 | QC | QC | H2 Pipeline - Repurposed |  |  |  | 0.37512 | 0
LCP_Inputs_ON_Electric_Howarth_2023_05_05 | 2045 |  |  | Electricity |  | Dispatch-Interconnection | VOM | 3960164.028 | WC | MI | Electricity Transmission Line |  |  |  | 0.37512 | 1485524.0666
LCP_Inputs_ON_Electric_Howarth_2023_05_05 | 2045 |  |  | Methane |  | Dispatch-Interconnection | VOM | 0 | WC | ON | CH4 Pipeline |  |  |  | 0.37512 | 0
LCP_Inputs_ON_Electric_Howarth_2023_05_05 | 2045 |  |  | Electricity |  | Dispatch-Interconnection | VOM | 11563606.3718 | WC | ON | Electricity Transmission Line |  |  |  | 0.37512 | 4337703.0447
LCP_Inputs_ON_Electric_Howarth_2023_05_05 | 2045 |  |  | Hydrogen |  | Dispatch-Interconnection | VOM | 0 | WC | ON | H2 Pipeline - New |  |  |  | 0.37512 | 0
LCP_Inputs_ON_Electric_Howarth_2023_05_05 | 2045 |  |  | Hydrogen |  | Dispatch-Interconnection | VOM | 0 | WC | ON | H2 Pipeline - Repurposed |  |  |  | 0.37512 | 0
LCP_Inputs_ON_Electric_Howarth_2023_05_05 | 2045 |  |  | Methane |  | Dispatch-Intraconnection | VOM | 0 | WC | WC | CH4 Pipeline |  |  |  | 0.37512 | 0
LCP_Inputs_ON_Electric_Howarth_2023_05_05 | 2045 |  |  | Electricity |  | Dispatch-Intraconnection | VOM | 0 | WC | WC | Electricity Transmission Line |  |  |  | 0.37512 | 0
LCP_Inputs_ON_Electric_Howarth_2023_05_05 | 2045 |  |  | Hydrogen |  | Dispatch-Intraconnection | VOM | 0 | WC | WC | H2 Pipeline - New |  |  |  | 0.37512 | 0
LCP_Inputs_ON_Electric_Howarth_2023_05_05 | 2045 |  |  | Hydrogen |  | Dispatch-Intraconnection | VOM | 0 | WC | WC | H2 Pipeline - Repurposed |  |  |  | 0.37512 | 0
LCP_Inputs_ON_Electric_Howarth_2023_05_05 | 2046 |  |  | Methane |  | Dispatch-Intraconnection | VOM | 0 | MI | MI | CH4 Pipeline |  |  |  | 0.36069 | 0
LCP_Inputs_ON_Electric_Howarth_2023_05_05 | 2046 |  |  | Electricity |  | Dispatch-Intraconnection | VOM | 0 | MI | MI | Electricity Transmission Line |  |  |  | 0.36069 | 0
LCP_Inputs_ON_Electric_Howarth_2023_05_05 | 2046 |  |  | Hydrogen |  | Dispatch-Intraconnection | VOM | 0 | MI | MI | H2 Pipeline - New |  |  |  | 0.36069 | 0
LCP_Inputs_ON_Electric_Howarth_2023_05_05 | 2046 |  |  | Hydrogen |  | Dispatch-Intraconnection | VOM | 0 | MI | MI | H2 Pipeline - Repurposed |  |  |  | 0.36069 | 0
LCP_Inputs_ON_Electric_Howarth_2023_05_05 | 2046 |  |  | Methane |  | Dispatch-Interconnection | VOM | 0 | MI | ON | CH4 Pipeline |  |  |  | 0.36069 | 0
LCP_Inputs_ON_Electric_Howarth_2023_05_05 | 2046 |  |  | Electricity |  | Dispatch-Interconnection | VOM | 30000319.6371 | MI | ON | Electricity Transmission Line |  |  |  | 0.36069 | 10820792.2778
LCP_Inputs_ON_Electric_Howarth_2023_05_05 | 2046 |  |  | Hydrogen |  | Dispatch-Interconnection | VOM | 0 | MI | ON | H2 Pipeline - New |  |  |  | 0.36069 | 0
LCP_Inputs_ON_Electric_Howarth_2023_05_05 | 2046 |  |  | Hydrogen |  | Dispatch-Interconnection | VOM | 0 | MI | ON | H2 Pipeline - Repurposed |  |  |  | 0.36069 | 0
LCP_Inputs_ON_Electric_Howarth_2023_05_05 | 2046 |  |  | Electricity |  | Dispatch-Interconnection | VOM | 3563394.471 | MI | WC | Electricity Transmission Line |  |  |  | 0.36069 | 1285278.0184
LCP_Inputs_ON_Electric_Howarth_2023_05_05 | 2046 |  |  | Methane |  | Dispatch-Intraconnection | VOM | 0 | NY | NY | CH4 Pipeline |  |  |  | 0.36069 | 0
LCP_Inputs_ON_Electric_Howarth_2023_05_05 | 2046 |  |  | Electricity |  | Dispatch-Intraconnection | VOM | 0 | NY | NY | Electricity Transmission Line |  |  |  | 0.36069 | 0
LCP_Inputs_ON_Electric_Howarth_2023_05_05 | 2046 |  |  | Hydrogen |  | Dispatch-Intraconnection | VOM | 0 | NY | NY | H2 Pipeline - New |  |  |  | 0.36069 | 0
LCP_Inputs_ON_Electric_Howarth_2023_05_05 | 2046 |  |  | Hydrogen |  | Dispatch-Intraconnection | VOM | 0 | NY | NY | H2 Pipeline - Repurposed |  |  |  | 0.36069 | 0
LCP_Inputs_ON_Electric_Howarth_2023_05_05 | 2046 |  |  | Methane |  | Dispatch-Interconnection | VOM | 0 | NY | ON | CH4 Pipeline |  |  |  | 0.36069 | 0
LCP_Inputs_ON_Electric_Howarth_2023_05_05 | 2046 |  |  | Electricity |  | Dispatch-Interconnection | VOM | 32758621.5959 | NY | ON | Electricity Transmission Line |  |  |  | 0.36069 | 11815682.0955
LCP_Inputs_ON_Electric_Howarth_2023_05_05 | 2046 |  |  | Hydrogen |  | Dispatch-Interconnection | VOM | 0 | NY | ON | H2 Pipeline - New |  |  |  | 0.36069 | 0
LCP_Inputs_ON_Electric_Howarth_2023_05_05 | 2046 |  |  | Hydrogen |  | Dispatch-Interconnection | VOM | 0 | NY | ON | H2 Pipeline - Repurposed |  |  |  | 0.36069 | 0
LCP_Inputs_ON_Electric_Howarth_2023_05_05 | 2046 |  |  | Electricity |  | Dispatch-Interconnection | VOM | 30164118.5635 | NY | QC | Electricity Transmission Line |  |  |  | 0.36069 | 10879872.7869
LCP_Inputs_ON_Electric_Howarth_2023_05_05 | 2046 |  |  | Methane |  | Dispatch-Interconnection | VOM | 0 | ON | MI | CH4 Pipeline |  |  |  | 0.36069 | 0
LCP_Inputs_ON_Electric_Howarth_2023_05_05 | 2046 |  |  | Electricity |  | Dispatch-Interconnection | VOM | 17725102.1539 | ON | MI | Electricity Transmission Line |  |  |  | 0.36069 | 6393253.4996
LCP_Inputs_ON_Electric_Howarth_2023_05_05 | 2046 |  |  | Hydrogen |  | Dispatch-Interconnection | VOM | 0 | ON | MI | H2 Pipeline - New |  |  |  | 0.36069 | 0
LCP_Inputs_ON_Electric_Howarth_2023_05_05 | 2046 |  |  | Hydrogen |  | Dispatch-Interconnection | VOM | 0 | ON | MI | H2 Pipeline - Repurposed |  |  |  | 0.36069 | 0
LCP_Inputs_ON_Electric_Howarth_2023_05_05 | 2046 |  |  | Methane |  | Dispatch-Interconnection | VOM | 0 | ON | NY | CH4 Pipeline |  |  |  | 0.36069 | 0
LCP_Inputs_ON_Electric_Howarth_2023_05_05 | 2046 |  |  | Electricity |  | Dispatch-Interconnection | VOM | 13014535.5485 | ON | NY | Electricity Transmission Line |  |  |  | 0.36069 | 4694202.844
LCP_Inputs_ON_Electric_Howarth_2023_05_05 | 2046 |  |  | Hydrogen |  | Dispatch-Interconnection | VOM | 0 | ON | NY | H2 Pipeline - New |  |  |  | 0.36069 | 0
LCP_Inputs_ON_Electric_Howarth_2023_05_05 | 2046 |  |  | Hydrogen |  | Dispatch-Interconnection | VOM | 0 | ON | NY | H2 Pipeline - Repurposed |  |  |  | 0.36069 | 0
LCP_Inputs_ON_Electric_Howarth_2023_05_05 | 2046 |  |  | Methane |  | Dispatch-Intraconnection | VOM | 367923131.7518 | ON | ON | CH4 Pipeline |  |  |  | 0.36069 | 132705912.1711
LCP_Inputs_ON_Electric_Howarth_2023_05_05 | 2046 |  |  | Electricity |  | Dispatch-Intraconnection | VOM | 0 | ON | ON | Electricity Transmission Line |  |  |  | 0.36069 | 0
LCP_Inputs_ON_Electric_Howarth_2023_05_05 | 2046 |  |  | Hydrogen |  | Dispatch-Intraconnection | VOM | 0 | ON | ON | H2 Pipeline - New |  |  |  | 0.36069 | 0
LCP_Inputs_ON_Electric_Howarth_2023_05_05 | 2046 |  |  | Hydrogen |  | Dispatch-Intraconnection | VOM | 305168522.8171 | ON | ON | H2 Pipeline - Repurposed |  |  |  | 0.36069 | 110071000.4113
LCP_Inputs_ON_Electric_Howarth_2023_05_05 | 2046 |  |  | Methane |  | Dispatch-Interconnection | VOM | 0 | ON | PJ | CH4 Pipeline |  |  |  | 0.36069 | 0
LCP_Inputs_ON_Electric_Howarth_2023_05_05 | 2046 |  |  | Electricity |  | Dispatch-Interconnection | VOM | 22305217.0198 | ON | PJ | Electricity Transmission Line |  |  |  | 0.36069 | 8045251.6173
LCP_Inputs_ON_Electric_Howarth_2023_05_05 | 2046 |  |  | Hydrogen |  | Dispatch-Interconnection | VOM | 0 | ON | PJ | H2 Pipeline - New |  |  |  | 0.36069 | 0
LCP_Inputs_ON_Electric_Howarth_2023_05_05 | 2046 |  |  | Hydrogen |  | Dispatch-Interconnection | VOM | 0 | ON | PJ | H2 Pipeline - Repurposed |  |  |  | 0.36069 | 0
LCP_Inputs_ON_Electric_Howarth_2023_05_05 | 2046 |  |  | Methane |  | Dispatch-Interconnection | VOM | 0 | ON | QC | CH4 Pipeline |  |  |  | 0.36069 | 0
LCP_Inputs_ON_Electric_Howarth_2023_05_05 | 2046 |  |  | Electricity |  | Dispatch-Interconnection | VOM | 5112731.3506 | ON | QC | Electricity Transmission Line |  |  |  | 0.36069 | 1844107.1491
LCP_Inputs_ON_Electric_Howarth_2023_05_05 | 2046 |  |  | Hydrogen |  | Dispatch-Interconnection | VOM | 0 | ON | QC | H2 Pipeline - New |  |  |  | 0.36069 | 0
LCP_Inputs_ON_Electric_Howarth_2023_05_05 | 2046 |  |  | Hydrogen |  | Dispatch-Interconnection | VOM | 0 | ON | QC | H2 Pipeline - Repurposed |  |  |  | 0.36069 | 0
LCP_Inputs_ON_Electric_Howarth_2023_05_05 | 2046 |  |  | Methane |  | Dispatch-Interconnection | VOM | 0 | ON | WC | CH4 Pipeline |  |  |  | 0.36069 | 0
LCP_Inputs_ON_Electric_Howarth_2023_05_05 | 2046 |  |  | Electricity |  | Dispatch-Interconnection | VOM | 498346.8719 | ON | WC | Electricity Transmission Line |  |  |  | 0.36069 | 179748.351
LCP_Inputs_ON_Electric_Howarth_2023_05_05 | 2046 |  |  | Hydrogen |  | Dispatch-Interconnection | VOM | 0 | ON | WC | H2 Pipeline - New |  |  |  | 0.36069 | 0
LCP_Inputs_ON_Electric_Howarth_2023_05_05 | 2046 |  |  | Hydrogen |  | Dispatch-Interconnection | VOM | 0 | ON | WC | H2 Pipeline - Repurposed |  |  |  | 0.36069 | 0
LCP_Inputs_ON_Electric_Howarth_2023_05_05 | 2046 |  |  | Methane |  | Dispatch-Interconnection | VOM | 0 | PJ | ON | CH4 Pipeline |  |  |  | 0.36069 | 0
LCP_Inputs_ON_Electric_Howarth_2023_05_05 | 2046 |  |  | Electricity |  | Dispatch-Interconnection | VOM | 16451717.6858 | PJ | ON | Electricity Transmission Line |  |  |  | 0.36069 | 5933957.4326
LCP_Inputs_ON_Electric_Howarth_2023_05_05 | 2046 |  |  | Hydrogen |  | Dispatch-Interconnection | VOM | 0 | PJ | ON | H2 Pipeline - New |  |  |  | 0.36069 | 0
LCP_Inputs_ON_Electric_Howarth_2023_05_05 | 2046 |  |  | Hydrogen |  | Dispatch-Interconnection | VOM | 0 | PJ | ON | H2 Pipeline - Repurposed |  |  |  | 0.36069 | 0
LCP_Inputs_ON_Electric_Howarth_2023_05_05 | 2046 |  |  | Methane |  | Dispatch-Intraconnection | VOM | 0 | PJ | PJ | CH4 Pipeline |  |  |  | 0.36069 | 0
LCP_Inputs_ON_Electric_Howarth_2023_05_05 | 2046 |  |  | Electricity |  | Dispatch-Intraconnection | VOM | 0 | PJ | PJ | Electricity Transmission Line |  |  |  | 0.36069 | 0
LCP_Inputs_ON_Electric_Howarth_2023_05_05 | 2046 |  |  | Hydrogen |  | Dispatch-Intraconnection | VOM | 0 | PJ | PJ | H2 Pipeline - New |  |  |  | 0.36069 | 0
LCP_Inputs_ON_Electric_Howarth_2023_05_05 | 2046 |  |  | Hydrogen |  | Dispatch-Intraconnection | VOM | 0 | PJ | PJ | H2 Pipeline - Repurposed |  |  |  | 0.36069 | 0
LCP_Inputs_ON_Electric_Howarth_2023_05_05 | 2046 |  |  | Electricity |  | Dispatch-Interconnection | VOM | 24100143.0348 | QC | NY | Electricity Transmission Line |  |  |  | 0.36069 | 8692662.1049
LCP_Inputs_ON_Electric_Howarth_2023_05_05 | 2046 |  |  | Methane |  | Dispatch-Interconnection | VOM | 0 | QC | ON | CH4 Pipeline |  |  |  | 0.36069 | 0
LCP_Inputs_ON_Electric_Howarth_2023_05_05 | 2046 |  |  | Electricity |  | Dispatch-Interconnection | VOM | 13890140.2258 | QC | ON | Electricity Transmission Line |  |  |  | 0.36069 | 5010024.0234
LCP_Inputs_ON_Electric_Howarth_2023_05_05 | 2046 |  |  | Hydrogen |  | Dispatch-Interconnection | VOM | 0 | QC | ON | H2 Pipeline - New |  |  |  | 0.36069 | 0
LCP_Inputs_ON_Electric_Howarth_2023_05_05 | 2046 |  |  | Hydrogen |  | Dispatch-Interconnection | VOM | 0 | QC | ON | H2 Pipeline - Repurposed |  |  |  | 0.36069 | 0
LCP_Inputs_ON_Electric_Howarth_2023_05_05 | 2046 |  |  | Methane |  | Dispatch-Intraconnection | VOM | 0 | QC | QC | CH4 Pipeline |  |  |  | 0.36069 | 0
LCP_Inputs_ON_Electric_Howarth_2023_05_05 | 2046 |  |  | Electricity |  | Dispatch-Intraconnection | VOM | 0 | QC | QC | Electricity Transmission Line |  |  |  | 0.36069 | 0
LCP_Inputs_ON_Electric_Howarth_2023_05_05 | 2046 |  |  | Hydrogen |  | Dispatch-Intraconnection | VOM | 0 | QC | QC | H2 Pipeline - New |  |  |  | 0.36069 | 0
LCP_Inputs_ON_Electric_Howarth_2023_05_05 | 2046 |  |  | Hydrogen |  | Dispatch-Intraconnection | VOM | 0 | QC | QC | H2 Pipeline - Repurposed |  |  |  | 0.36069 | 0
LCP_Inputs_ON_Electric_Howarth_2023_05_05 | 2046 |  |  | Electricity |  | Dispatch-Interconnection | VOM | 3960164.028 | WC | MI | Electricity Transmission Line |  |  |  | 0.36069 | 1428388.5256
LCP_Inputs_ON_Electric_Howarth_2023_05_05 | 2046 |  |  | Methane |  | Dispatch-Interconnection | VOM | 0 | WC | ON | CH4 Pipeline |  |  |  | 0.36069 | 0
LCP_Inputs_ON_Electric_Howarth_2023_05_05 | 2046 |  |  | Electricity |  | Dispatch-Interconnection | VOM | 11563606.3718 | WC | ON | Electricity Transmission Line |  |  |  | 0.36069 | 4170868.3122
LCP_Inputs_ON_Electric_Howarth_2023_05_05 | 2046 |  |  | Hydrogen |  | Dispatch-Interconnection | VOM | 0 | WC | ON | H2 Pipeline - New |  |  |  | 0.36069 | 0
LCP_Inputs_ON_Electric_Howarth_2023_05_05 | 2046 |  |  | Hydrogen |  | Dispatch-Interconnection | VOM | 0 | WC | ON | H2 Pipeline - Repurposed |  |  |  | 0.36069 | 0
LCP_Inputs_ON_Electric_Howarth_2023_05_05 | 2046 |  |  | Methane |  | Dispatch-Intraconnection | VOM | 0 | WC | WC | CH4 Pipeline |  |  |  | 0.36069 | 0
LCP_Inputs_ON_Electric_Howarth_2023_05_05 | 2046 |  |  | Electricity |  | Dispatch-Intraconnection | VOM | 0 | WC | WC | Electricity Transmission Line |  |  |  | 0.36069 | 0
LCP_Inputs_ON_Electric_Howarth_2023_05_05 | 2046 |  |  | Hydrogen |  | Dispatch-Intraconnection | VOM | 0 | WC | WC | H2 Pipeline - New |  |  |  | 0.36069 | 0
LCP_Inputs_ON_Electric_Howarth_2023_05_05 | 2046 |  |  | Hydrogen |  | Dispatch-Intraconnection | VOM | 0 | WC | WC | H2 Pipeline - Repurposed |  |  |  | 0.36069 | 0
LCP_Inputs_ON_Electric_Howarth_2023_05_05 | 2047 |  |  | Methane |  | Dispatch-Intraconnection | VOM | 0 | MI | MI | CH4 Pipeline |  |  |  | 0.34682 | 0
LCP_Inputs_ON_Electric_Howarth_2023_05_05 | 2047 |  |  | Electricity |  | Dispatch-Intraconnection | VOM | 0 | MI | MI | Electricity Transmission Line |  |  |  | 0.34682 | 0
LCP_Inputs_ON_Electric_Howarth_2023_05_05 | 2047 |  |  | Hydrogen |  | Dispatch-Intraconnection | VOM | 0 | MI | MI | H2 Pipeline - New |  |  |  | 0.34682 | 0
LCP_Inputs_ON_Electric_Howarth_2023_05_05 | 2047 |  |  | Hydrogen |  | Dispatch-Intraconnection | VOM | 0 | MI | MI | H2 Pipeline - Repurposed |  |  |  | 0.34682 | 0
LCP_Inputs_ON_Electric_Howarth_2023_05_05 | 2047 |  |  | Methane |  | Dispatch-Interconnection | VOM | 0 | MI | ON | CH4 Pipeline |  |  |  | 0.34682 | 0
LCP_Inputs_ON_Electric_Howarth_2023_05_05 | 2047 |  |  | Electricity |  | Dispatch-Interconnection | VOM | 30000319.6371 | MI | ON | Electricity Transmission Line |  |  |  | 0.34682 | 10404607.9594
LCP_Inputs_ON_Electric_Howarth_2023_05_05 | 2047 |  |  | Hydrogen |  | Dispatch-Interconnection | VOM | 0 | MI | ON | H2 Pipeline - New |  |  |  | 0.34682 | 0
LCP_Inputs_ON_Electric_Howarth_2023_05_05 | 2047 |  |  | Hydrogen |  | Dispatch-Interconnection | VOM | 0 | MI | ON | H2 Pipeline - Repurposed |  |  |  | 0.34682 | 0
LCP_Inputs_ON_Electric_Howarth_2023_05_05 | 2047 |  |  | Electricity |  | Dispatch-Interconnection | VOM | 3563394.471 | MI | WC | Electricity Transmission Line |  |  |  | 0.34682 | 1235844.2485
LCP_Inputs_ON_Electric_Howarth_2023_05_05 | 2047 |  |  | Methane |  | Dispatch-Intraconnection | VOM | 0 | NY | NY | CH4 Pipeline |  |  |  | 0.34682 | 0
LCP_Inputs_ON_Electric_Howarth_2023_05_05 | 2047 |  |  | Electricity |  | Dispatch-Intraconnection | VOM | 0 | NY | NY | Electricity Transmission Line |  |  |  | 0.34682 | 0
LCP_Inputs_ON_Electric_Howarth_2023_05_05 | 2047 |  |  | Hydrogen |  | Dispatch-Intraconnection | VOM | 0 | NY | NY | H2 Pipeline - New |  |  |  | 0.34682 | 0
LCP_Inputs_ON_Electric_Howarth_2023_05_05 | 2047 |  |  | Hydrogen |  | Dispatch-Intraconnection | VOM | 0 | NY | NY | H2 Pipeline - Repurposed |  |  |  | 0.34682 | 0
LCP_Inputs_ON_Electric_Howarth_2023_05_05 | 2047 |  |  | Methane |  | Dispatch-Interconnection | VOM | 0 | NY | ON | CH4 Pipeline |  |  |  | 0.34682 | 0
LCP_Inputs_ON_Electric_Howarth_2023_05_05 | 2047 |  |  | Electricity |  | Dispatch-Interconnection | VOM | 32758621.5959 | NY | ON | Electricity Transmission Line |  |  |  | 0.34682 | 11361232.7841
LCP_Inputs_ON_Electric_Howarth_2023_05_05 | 2047 |  |  | Hydrogen |  | Dispatch-Interconnection | VOM | 0 | NY | ON | H2 Pipeline - New |  |  |  | 0.34682 | 0
LCP_Inputs_ON_Electric_Howarth_2023_05_05 | 2047 |  |  | Hydrogen |  | Dispatch-Interconnection | VOM | 0 | NY | ON | H2 Pipeline - Repurposed |  |  |  | 0.34682 | 0
LCP_Inputs_ON_Electric_Howarth_2023_05_05 | 2047 |  |  | Electricity |  | Dispatch-Interconnection | VOM | 30164118.5635 | NY | QC | Electricity Transmission Line |  |  |  | 0.34682 | 10461416.1412
LCP_Inputs_ON_Electric_Howarth_2023_05_05 | 2047 |  |  | Methane |  | Dispatch-Interconnection | VOM | 0 | ON | MI | CH4 Pipeline |  |  |  | 0.34682 | 0
LCP_Inputs_ON_Electric_Howarth_2023_05_05 | 2047 |  |  | Electricity |  | Dispatch-Interconnection | VOM | 17725102.1539 | ON | MI | Electricity Transmission Line |  |  |  | 0.34682 | 6147359.1342
LCP_Inputs_ON_Electric_Howarth_2023_05_05 | 2047 |  |  | Hydrogen |  | Dispatch-Interconnection | VOM | 0 | ON | MI | H2 Pipeline - New |  |  |  | 0.34682 | 0
LCP_Inputs_ON_Electric_Howarth_2023_05_05 | 2047 |  |  | Hydrogen |  | Dispatch-Interconnection | VOM | 0 | ON | MI | H2 Pipeline - Repurposed |  |  |  | 0.34682 | 0
LCP_Inputs_ON_Electric_Howarth_2023_05_05 | 2047 |  |  | Methane |  | Dispatch-Interconnection | VOM | 0 | ON | NY | CH4 Pipeline |  |  |  | 0.34682 | 0
LCP_Inputs_ON_Electric_Howarth_2023_05_05 | 2047 |  |  | Electricity |  | Dispatch-Interconnection | VOM | 13014535.5485 | ON | NY | Electricity Transmission Line |  |  |  | 0.34682 | 4513656.5808
LCP_Inputs_ON_Electric_Howarth_2023_05_05 | 2047 |  |  | Hydrogen |  | Dispatch-Interconnection | VOM | 0 | ON | NY | H2 Pipeline - New |  |  |  | 0.34682 | 0
LCP_Inputs_ON_Electric_Howarth_2023_05_05 | 2047 |  |  | Hydrogen |  | Dispatch-Interconnection | VOM | 0 | ON | NY | H2 Pipeline - Repurposed |  |  |  | 0.34682 | 0
LCP_Inputs_ON_Electric_Howarth_2023_05_05 | 2047 |  |  | Methane |  | Dispatch-Intraconnection | VOM | 367923131.7518 | ON | ON | CH4 Pipeline |  |  |  | 0.34682 | 127601838.6261
LCP_Inputs_ON_Electric_Howarth_2023_05_05 | 2047 |  |  | Electricity |  | Dispatch-Intraconnection | VOM | 0 | ON | ON | Electricity Transmission Line |  |  |  | 0.34682 | 0
LCP_Inputs_ON_Electric_Howarth_2023_05_05 | 2047 |  |  | Hydrogen |  | Dispatch-Intraconnection | VOM | 0 | ON | ON | H2 Pipeline - New |  |  |  | 0.34682 | 0
LCP_Inputs_ON_Electric_Howarth_2023_05_05 | 2047 |  |  | Hydrogen |  | Dispatch-Intraconnection | VOM | 305168522.8171 | ON | ON | H2 Pipeline - Repurposed |  |  |  | 0.34682 | 105837500.3955
LCP_Inputs_ON_Electric_Howarth_2023_05_05 | 2047 |  |  | Methane |  | Dispatch-Interconnection | VOM | 0 | ON | PJ | CH4 Pipeline |  |  |  | 0.34682 | 0
LCP_Inputs_ON_Electric_Howarth_2023_05_05 | 2047 |  |  | Electricity |  | Dispatch-Interconnection | VOM | 22305217.0198 | ON | PJ | Electricity Transmission Line |  |  |  | 0.34682 | 7735818.8628
LCP_Inputs_ON_Electric_Howarth_2023_05_05 | 2047 |  |  | Hydrogen |  | Dispatch-Interconnection | VOM | 0 | ON | PJ | H2 Pipeline - New |  |  |  | 0.34682 | 0
LCP_Inputs_ON_Electric_Howarth_2023_05_05 | 2047 |  |  | Hydrogen |  | Dispatch-Interconnection | VOM | 0 | ON | PJ | H2 Pipeline - Repurposed |  |  |  | 0.34682 | 0
LCP_Inputs_ON_Electric_Howarth_2023_05_05 | 2047 |  |  | Methane |  | Dispatch-Interconnection | VOM | 0 | ON | QC | CH4 Pipeline |  |  |  | 0.34682 | 0
LCP_Inputs_ON_Electric_Howarth_2023_05_05 | 2047 |  |  | Electricity |  | Dispatch-Interconnection | VOM | 5112731.3506 | ON | QC | Electricity Transmission Line |  |  |  | 0.34682 | 1773179.951
LCP_Inputs_ON_Electric_Howarth_2023_05_05 | 2047 |  |  | Hydrogen |  | Dispatch-Interconnection | VOM | 0 | ON | QC | H2 Pipeline - New |  |  |  | 0.34682 | 0
LCP_Inputs_ON_Electric_Howarth_2023_05_05 | 2047 |  |  | Hydrogen |  | Dispatch-Interconnection | VOM | 0 | ON | QC | H2 Pipeline - Repurposed |  |  |  | 0.34682 | 0
LCP_Inputs_ON_Electric_Howarth_2023_05_05 | 2047 |  |  | Methane |  | Dispatch-Interconnection | VOM | 0 | ON | WC | CH4 Pipeline |  |  |  | 0.34682 | 0
LCP_Inputs_ON_Electric_Howarth_2023_05_05 | 2047 |  |  | Electricity |  | Dispatch-Interconnection | VOM | 498346.8719 | ON | WC | Electricity Transmission Line |  |  |  | 0.34682 | 172834.9528
LCP_Inputs_ON_Electric_Howarth_2023_05_05 | 2047 |  |  | Hydrogen |  | Dispatch-Interconnection | VOM | 0 | ON | WC | H2 Pipeline - New |  |  |  | 0.34682 | 0
LCP_Inputs_ON_Electric_Howarth_2023_05_05 | 2047 |  |  | Hydrogen |  | Dispatch-Interconnection | VOM | 0 | ON | WC | H2 Pipeline - Repurposed |  |  |  | 0.34682 | 0
LCP_Inputs_ON_Electric_Howarth_2023_05_05 | 2047 |  |  | Methane |  | Dispatch-Interconnection | VOM | 0 | PJ | ON | CH4 Pipeline |  |  |  | 0.34682 | 0
LCP_Inputs_ON_Electric_Howarth_2023_05_05 | 2047 |  |  | Electricity |  | Dispatch-Interconnection | VOM | 16451717.6858 | PJ | ON | Electricity Transmission Line |  |  |  | 0.34682 | 5705728.3006
LCP_Inputs_ON_Electric_Howarth_2023_05_05 | 2047 |  |  | Hydrogen |  | Dispatch-Interconnection | VOM | 0 | PJ | ON | H2 Pipeline - New |  |  |  | 0.34682 | 0
LCP_Inputs_ON_Electric_Howarth_2023_05_05 | 2047 |  |  | Hydrogen |  | Dispatch-Interconnection | VOM | 0 | PJ | ON | H2 Pipeline - Repurposed |  |  |  | 0.34682 | 0
LCP_Inputs_ON_Electric_Howarth_2023_05_05 | 2047 |  |  | Methane |  | Dispatch-Intraconnection | VOM | 0 | PJ | PJ | CH4 Pipeline |  |  |  | 0.34682 | 0
LCP_Inputs_ON_Electric_Howarth_2023_05_05 | 2047 |  |  | Electricity |  | Dispatch-Intraconnection | VOM | 0 | PJ | PJ | Electricity Transmission Line |  |  |  | 0.34682 | 0
LCP_Inputs_ON_Electric_Howarth_2023_05_05 | 2047 |  |  | Hydrogen |  | Dispatch-Intraconnection | VOM | 0 | PJ | PJ | H2 Pipeline - New |  |  |  | 0.34682 | 0
LCP_Inputs_ON_Electric_Howarth_2023_05_05 | 2047 |  |  | Hydrogen |  | Dispatch-Intraconnection | VOM | 0 | PJ | PJ | H2 Pipeline - Repurposed |  |  |  | 0.34682 | 0
LCP_Inputs_ON_Electric_Howarth_2023_05_05 | 2047 |  |  | Electricity |  | Dispatch-Interconnection | VOM | 24100143.0348 | QC | NY | Electricity Transmission Line |  |  |  | 0.34682 | 8358328.947
LCP_Inputs_ON_Electric_Howarth_2023_05_05 | 2047 |  |  | Methane |  | Dispatch-Interconnection | VOM | 0 | QC | ON | CH4 Pipeline |  |  |  | 0.34682 | 0
LCP_Inputs_ON_Electric_Howarth_2023_05_05 | 2047 |  |  | Electricity |  | Dispatch-Interconnection | VOM | 13890140.2258 | QC | ON | Electricity Transmission Line |  |  |  | 0.34682 | 4817330.7917
LCP_Inputs_ON_Electric_Howarth_2023_05_05 | 2047 |  |  | Hydrogen |  | Dispatch-Interconnection | VOM | 0 | QC | ON | H2 Pipeline - New |  |  |  | 0.34682 | 0
LCP_Inputs_ON_Electric_Howarth_2023_05_05 | 2047 |  |  | Hydrogen |  | Dispatch-Interconnection | VOM | 0 | QC | ON | H2 Pipeline - Repurposed |  |  |  | 0.34682 | 0
LCP_Inputs_ON_Electric_Howarth_2023_05_05 | 2047 |  |  | Methane |  | Dispatch-Intraconnection | VOM | 0 | QC | QC | CH4 Pipeline |  |  |  | 0.34682 | 0
LCP_Inputs_ON_Electric_Howarth_2023_05_05 | 2047 |  |  | Electricity |  | Dispatch-Intraconnection | VOM | 0 | QC | QC | Electricity Transmission Line |  |  |  | 0.34682 | 0
LCP_Inputs_ON_Electric_Howarth_2023_05_05 | 2047 |  |  | Hydrogen |  | Dispatch-Intraconnection | VOM | 0 | QC | QC | H2 Pipeline - New |  |  |  | 0.34682 | 0
LCP_Inputs_ON_Electric_Howarth_2023_05_05 | 2047 |  |  | Hydrogen |  | Dispatch-Intraconnection | VOM | 0 | QC | QC | H2 Pipeline - Repurposed |  |  |  | 0.34682 | 0
LCP_Inputs_ON_Electric_Howarth_2023_05_05 | 2047 |  |  | Electricity |  | Dispatch-Interconnection | VOM | 3960164.028 | WC | MI | Electricity Transmission Line |  |  |  | 0.34682 | 1373450.5054
LCP_Inputs_ON_Electric_Howarth_2023_05_05 | 2047 |  |  | Methane |  | Dispatch-Interconnection | VOM | 0 | WC | ON | CH4 Pipeline |  |  |  | 0.34682 | 0
LCP_Inputs_ON_Electric_Howarth_2023_05_05 | 2047 |  |  | Electricity |  | Dispatch-Interconnection | VOM | 11563606.3718 | WC | ON | Electricity Transmission Line |  |  |  | 0.34682 | 4010450.3002
LCP_Inputs_ON_Electric_Howarth_2023_05_05 | 2047 |  |  | Hydrogen |  | Dispatch-Interconnection | VOM | 0 | WC | ON | H2 Pipeline - New |  |  |  | 0.34682 | 0
LCP_Inputs_ON_Electric_Howarth_2023_05_05 | 2047 |  |  | Hydrogen |  | Dispatch-Interconnection | VOM | 0 | WC | ON | H2 Pipeline - Repurposed |  |  |  | 0.34682 | 0
LCP_Inputs_ON_Electric_Howarth_2023_05_05 | 2047 |  |  | Methane |  | Dispatch-Intraconnection | VOM | 0 | WC | WC | CH4 Pipeline |  |  |  | 0.34682 | 0
LCP_Inputs_ON_Electric_Howarth_2023_05_05 | 2047 |  |  | Electricity |  | Dispatch-Intraconnection | VOM | 0 | WC | WC | Electricity Transmission Line |  |  |  | 0.34682 | 0
LCP_Inputs_ON_Electric_Howarth_2023_05_05 | 2047 |  |  | Hydrogen |  | Dispatch-Intraconnection | VOM | 0 | WC | WC | H2 Pipeline - New |  |  |  | 0.34682 | 0
LCP_Inputs_ON_Electric_Howarth_2023_05_05 | 2047 |  |  | Hydrogen |  | Dispatch-Intraconnection | VOM | 0 | WC | WC | H2 Pipeline - Repurposed |  |  |  | 0.34682 | 0
LCP_Inputs_ON_Electric_Howarth_2023_05_05 | 2048 |  |  | Methane |  | Dispatch-Intraconnection | VOM | 0 | MI | MI | CH4 Pipeline |  |  |  | 0.33348 | 0
LCP_Inputs_ON_Electric_Howarth_2023_05_05 | 2048 |  |  | Electricity |  | Dispatch-Intraconnection | VOM | 0 | MI | MI | Electricity Transmission Line |  |  |  | 0.33348 | 0
LCP_Inputs_ON_Electric_Howarth_2023_05_05 | 2048 |  |  | Hydrogen |  | Dispatch-Intraconnection | VOM | 0 | MI | MI | H2 Pipeline - New |  |  |  | 0.33348 | 0
LCP_Inputs_ON_Electric_Howarth_2023_05_05 | 2048 |  |  | Hydrogen |  | Dispatch-Intraconnection | VOM | 0 | MI | MI | H2 Pipeline - Repurposed |  |  |  | 0.33348 | 0
LCP_Inputs_ON_Electric_Howarth_2023_05_05 | 2048 |  |  | Methane |  | Dispatch-Interconnection | VOM | 0 | MI | ON | CH4 Pipeline |  |  |  | 0.33348 | 0
LCP_Inputs_ON_Electric_Howarth_2023_05_05 | 2048 |  |  | Electricity |  | Dispatch-Interconnection | VOM | 30000319.6371 | MI | ON | Electricity Transmission Line |  |  |  | 0.33348 | 10004430.7302
LCP_Inputs_ON_Electric_Howarth_2023_05_05 | 2048 |  |  | Hydrogen |  | Dispatch-Interconnection | VOM | 0 | MI | ON | H2 Pipeline - New |  |  |  | 0.33348 | 0
LCP_Inputs_ON_Electric_Howarth_2023_05_05 | 2048 |  |  | Hydrogen |  | Dispatch-Interconnection | VOM | 0 | MI | ON | H2 Pipeline - Repurposed |  |  |  | 0.33348 | 0
LCP_Inputs_ON_Electric_Howarth_2023_05_05 | 2048 |  |  | Electricity |  | Dispatch-Interconnection | VOM | 3563394.471 | MI | WC | Electricity Transmission Line |  |  |  | 0.33348 | 1188311.7774
LCP_Inputs_ON_Electric_Howarth_2023_05_05 | 2048 |  |  | Methane |  | Dispatch-Intraconnection | VOM | 0 | NY | NY | CH4 Pipeline |  |  |  | 0.33348 | 0
LCP_Inputs_ON_Electric_Howarth_2023_05_05 | 2048 |  |  | Electricity |  | Dispatch-Intraconnection | VOM | 0 | NY | NY | Electricity Transmission Line |  |  |  | 0.33348 | 0
LCP_Inputs_ON_Electric_Howarth_2023_05_05 | 2048 |  |  | Hydrogen |  | Dispatch-Intraconnection | VOM | 0 | NY | NY | H2 Pipeline - New |  |  |  | 0.33348 | 0
LCP_Inputs_ON_Electric_Howarth_2023_05_05 | 2048 |  |  | Hydrogen |  | Dispatch-Intraconnection | VOM | 0 | NY | NY | H2 Pipeline - Repurposed |  |  |  | 0.33348 | 0
LCP_Inputs_ON_Electric_Howarth_2023_05_05 | 2048 |  |  | Methane |  | Dispatch-Interconnection | VOM | 0 | NY | ON | CH4 Pipeline |  |  |  | 0.33348 | 0
LCP_Inputs_ON_Electric_Howarth_2023_05_05 | 2048 |  |  | Electricity |  | Dispatch-Interconnection | VOM | 32758621.5959 | NY | ON | Electricity Transmission Line |  |  |  | 0.33348 | 10924262.2924
LCP_Inputs_ON_Electric_Howarth_2023_05_05 | 2048 |  |  | Hydrogen |  | Dispatch-Interconnection | VOM | 0 | NY | ON | H2 Pipeline - New |  |  |  | 0.33348 | 0
LCP_Inputs_ON_Electric_Howarth_2023_05_05 | 2048 |  |  | Hydrogen |  | Dispatch-Interconnection | VOM | 0 | NY | ON | H2 Pipeline - Repurposed |  |  |  | 0.33348 | 0
LCP_Inputs_ON_Electric_Howarth_2023_05_05 | 2048 |  |  | Electricity |  | Dispatch-Interconnection | VOM | 30164118.5635 | NY | QC | Electricity Transmission Line |  |  |  | 0.33348 | 10059053.9819
LCP_Inputs_ON_Electric_Howarth_2023_05_05 | 2048 |  |  | Methane |  | Dispatch-Interconnection | VOM | 0 | ON | MI | CH4 Pipeline |  |  |  | 0.33348 | 0
LCP_Inputs_ON_Electric_Howarth_2023_05_05 | 2048 |  |  | Electricity |  | Dispatch-Interconnection | VOM | 17725102.1539 | ON | MI | Electricity Transmission Line |  |  |  | 0.33348 | 5910922.2445
LCP_Inputs_ON_Electric_Howarth_2023_05_05 | 2048 |  |  | Hydrogen |  | Dispatch-Interconnection | VOM | 0 | ON | MI | H2 Pipeline - New |  |  |  | 0.33348 | 0
LCP_Inputs_ON_Electric_Howarth_2023_05_05 | 2048 |  |  | Hydrogen |  | Dispatch-Interconnection | VOM | 0 | ON | MI | H2 Pipeline - Repurposed |  |  |  | 0.33348 | 0
LCP_Inputs_ON_Electric_Howarth_2023_05_05 | 2048 |  |  | Methane |  | Dispatch-Interconnection | VOM | 0 | ON | NY | CH4 Pipeline |  |  |  | 0.33348 | 0
LCP_Inputs_ON_Electric_Howarth_2023_05_05 | 2048 |  |  | Electricity |  | Dispatch-Interconnection | VOM | 13014535.5485 | ON | NY | Electricity Transmission Line |  |  |  | 0.33348 | 4340054.4046
LCP_Inputs_ON_Electric_Howarth_2023_05_05 | 2048 |  |  | Hydrogen |  | Dispatch-Interconnection | VOM | 0 | ON | NY | H2 Pipeline - New |  |  |  | 0.33348 | 0
LCP_Inputs_ON_Electric_Howarth_2023_05_05 | 2048 |  |  | Hydrogen |  | Dispatch-Interconnection | VOM | 0 | ON | NY | H2 Pipeline - Repurposed |  |  |  | 0.33348 | 0
LCP_Inputs_ON_Electric_Howarth_2023_05_05 | 2048 |  |  | Methane |  | Dispatch-Intraconnection | VOM | 367923131.7518 | ON | ON | CH4 Pipeline |  |  |  | 0.33348 | 122694075.602
LCP_Inputs_ON_Electric_Howarth_2023_05_05 | 2048 |  |  | Electricity |  | Dispatch-Intraconnection | VOM | 0 | ON | ON | Electricity Transmission Line |  |  |  | 0.33348 | 0
LCP_Inputs_ON_Electric_Howarth_2023_05_05 | 2048 |  |  | Hydrogen |  | Dispatch-Intraconnection | VOM | 0 | ON | ON | H2 Pipeline - New |  |  |  | 0.33348 | 0
LCP_Inputs_ON_Electric_Howarth_2023_05_05 | 2048 |  |  | Hydrogen |  | Dispatch-Intraconnection | VOM | 305168522.8171 | ON | ON | H2 Pipeline - Repurposed |  |  |  | 0.33348 | 101766827.3033
LCP_Inputs_ON_Electric_Howarth_2023_05_05 | 2048 |  |  | Methane |  | Dispatch-Interconnection | VOM | 0 | ON | PJ | CH4 Pipeline |  |  |  | 0.33348 | 0
LCP_Inputs_ON_Electric_Howarth_2023_05_05 | 2048 |  |  | Electricity |  | Dispatch-Interconnection | VOM | 22305217.0198 | ON | PJ | Electricity Transmission Line |  |  |  | 0.33348 | 7438287.3681
LCP_Inputs_ON_Electric_Howarth_2023_05_05 | 2048 |  |  | Hydrogen |  | Dispatch-Interconnection | VOM | 0 | ON | PJ | H2 Pipeline - New |  |  |  | 0.33348 | 0
LCP_Inputs_ON_Electric_Howarth_2023_05_05 | 2048 |  |  | Hydrogen |  | Dispatch-Interconnection | VOM | 0 | ON | PJ | H2 Pipeline - Repurposed |  |  |  | 0.33348 | 0
LCP_Inputs_ON_Electric_Howarth_2023_05_05 | 2048 |  |  | Methane |  | Dispatch-Interconnection | VOM | 0 | ON | QC | CH4 Pipeline |  |  |  | 0.33348 | 0
LCP_Inputs_ON_Electric_Howarth_2023_05_05 | 2048 |  |  | Electricity |  | Dispatch-Interconnection | VOM | 5112731.3506 | ON | QC | Electricity Transmission Line |  |  |  | 0.33348 | 1704980.7221
LCP_Inputs_ON_Electric_Howarth_2023_05_05 | 2048 |  |  | Hydrogen |  | Dispatch-Interconnection | VOM | 0 | ON | QC | H2 Pipeline - New |  |  |  | 0.33348 | 0
LCP_Inputs_ON_Electric_Howarth_2023_05_05 | 2048 |  |  | Hydrogen |  | Dispatch-Interconnection | VOM | 0 | ON | QC | H2 Pipeline - Repurposed |  |  |  | 0.33348 | 0
LCP_Inputs_ON_Electric_Howarth_2023_05_05 | 2048 |  |  | Methane |  | Dispatch-Interconnection | VOM | 0 | ON | WC | CH4 Pipeline |  |  |  | 0.33348 | 0
LCP_Inputs_ON_Electric_Howarth_2023_05_05 | 2048 |  |  | Electricity |  | Dispatch-Interconnection | VOM | 498346.8719 | ON | WC | Electricity Transmission Line |  |  |  | 0.33348 | 166187.4547
LCP_Inputs_ON_Electric_Howarth_2023_05_05 | 2048 |  |  | Hydrogen |  | Dispatch-Interconnection | VOM | 0 | ON | WC | H2 Pipeline - New |  |  |  | 0.33348 | 0
LCP_Inputs_ON_Electric_Howarth_2023_05_05 | 2048 |  |  | Hydrogen |  | Dispatch-Interconnection | VOM | 0 | ON | WC | H2 Pipeline - Repurposed |  |  |  | 0.33348 | 0
LCP_Inputs_ON_Electric_Howarth_2023_05_05 | 2048 |  |  | Methane |  | Dispatch-Interconnection | VOM | 0 | PJ | ON | CH4 Pipeline |  |  |  | 0.33348 | 0
LCP_Inputs_ON_Electric_Howarth_2023_05_05 | 2048 |  |  | Electricity |  | Dispatch-Interconnection | VOM | 16451717.6858 | PJ | ON | Electricity Transmission Line |  |  |  | 0.33348 | 5486277.2121
LCP_Inputs_ON_Electric_Howarth_2023_05_05 | 2048 |  |  | Hydrogen |  | Dispatch-Interconnection | VOM | 0 | PJ | ON | H2 Pipeline - New |  |  |  | 0.33348 | 0
LCP_Inputs_ON_Electric_Howarth_2023_05_05 | 2048 |  |  | Hydrogen |  | Dispatch-Interconnection | VOM | 0 | PJ | ON | H2 Pipeline - Repurposed |  |  |  | 0.33348 | 0
LCP_Inputs_ON_Electric_Howarth_2023_05_05 | 2048 |  |  | Methane |  | Dispatch-Intraconnection | VOM | 0 | PJ | PJ | CH4 Pipeline |  |  |  | 0.33348 | 0
LCP_Inputs_ON_Electric_Howarth_2023_05_05 | 2048 |  |  | Electricity |  | Dispatch-Intraconnection | VOM | 0 | PJ | PJ | Electricity Transmission Line |  |  |  | 0.33348 | 0
LCP_Inputs_ON_Electric_Howarth_2023_05_05 | 2048 |  |  | Hydrogen |  | Dispatch-Intraconnection | VOM | 0 | PJ | PJ | H2 Pipeline - New |  |  |  | 0.33348 | 0
LCP_Inputs_ON_Electric_Howarth_2023_05_05 | 2048 |  |  | Hydrogen |  | Dispatch-Intraconnection | VOM | 0 | PJ | PJ | H2 Pipeline - Repurposed |  |  |  | 0.33348 | 0
LCP_Inputs_ON_Electric_Howarth_2023_05_05 | 2048 |  |  | Electricity |  | Dispatch-Interconnection | VOM | 24100143.0348 | QC | NY | Electricity Transmission Line |  |  |  | 0.33348 | 8036854.7567
LCP_Inputs_ON_Electric_Howarth_2023_05_05 | 2048 |  |  | Methane |  | Dispatch-Interconnection | VOM | 0 | QC | ON | CH4 Pipeline |  |  |  | 0.33348 | 0
LCP_Inputs_ON_Electric_Howarth_2023_05_05 | 2048 |  |  | Electricity |  | Dispatch-Interconnection | VOM | 13890140.2258 | QC | ON | Electricity Transmission Line |  |  |  | 0.33348 | 4632048.8382
LCP_Inputs_ON_Electric_Howarth_2023_05_05 | 2048 |  |  | Hydrogen |  | Dispatch-Interconnection | VOM | 0 | QC | ON | H2 Pipeline - New |  |  |  | 0.33348 | 0
LCP_Inputs_ON_Electric_Howarth_2023_05_05 | 2048 |  |  | Hydrogen |  | Dispatch-Interconnection | VOM | 0 | QC | ON | H2 Pipeline - Repurposed |  |  |  | 0.33348 | 0
LCP_Inputs_ON_Electric_Howarth_2023_05_05 | 2048 |  |  | Methane |  | Dispatch-Intraconnection | VOM | 0 | QC | QC | CH4 Pipeline |  |  |  | 0.33348 | 0
LCP_Inputs_ON_Electric_Howarth_2023_05_05 | 2048 |  |  | Electricity |  | Dispatch-Intraconnection | VOM | 0 | QC | QC | Electricity Transmission Line |  |  |  | 0.33348 | 0
LCP_Inputs_ON_Electric_Howarth_2023_05_05 | 2048 |  |  | Hydrogen |  | Dispatch-Intraconnection | VOM | 0 | QC | QC | H2 Pipeline - New |  |  |  | 0.33348 | 0
LCP_Inputs_ON_Electric_Howarth_2023_05_05 | 2048 |  |  | Hydrogen |  | Dispatch-Intraconnection | VOM | 0 | QC | QC | H2 Pipeline - Repurposed |  |  |  | 0.33348 | 0
LCP_Inputs_ON_Electric_Howarth_2023_05_05 | 2048 |  |  | Electricity |  | Dispatch-Interconnection | VOM | 3960164.028 | WC | MI | Electricity Transmission Line |  |  |  | 0.33348 | 1320625.4859
LCP_Inputs_ON_Electric_Howarth_2023_05_05 | 2048 |  |  | Methane |  | Dispatch-Interconnection | VOM | 0 | WC | ON | CH4 Pipeline |  |  |  | 0.33348 | 0
LCP_Inputs_ON_Electric_Howarth_2023_05_05 | 2048 |  |  | Electricity |  | Dispatch-Interconnection | VOM | 11563606.3718 | WC | ON | Electricity Transmission Line |  |  |  | 0.33348 | 3856202.2117
LCP_Inputs_ON_Electric_Howarth_2023_05_05 | 2048 |  |  | Hydrogen |  | Dispatch-Interconnection | VOM | 0 | WC | ON | H2 Pipeline - New |  |  |  | 0.33348 | 0
LCP_Inputs_ON_Electric_Howarth_2023_05_05 | 2048 |  |  | Hydrogen |  | Dispatch-Interconnection | VOM | 0 | WC | ON | H2 Pipeline - Repurposed |  |  |  | 0.33348 | 0
LCP_Inputs_ON_Electric_Howarth_2023_05_05 | 2048 |  |  | Methane |  | Dispatch-Intraconnection | VOM | 0 | WC | WC | CH4 Pipeline |  |  |  | 0.33348 | 0
LCP_Inputs_ON_Electric_Howarth_2023_05_05 | 2048 |  |  | Electricity |  | Dispatch-Intraconnection | VOM | 0 | WC | WC | Electricity Transmission Line |  |  |  | 0.33348 | 0
LCP_Inputs_ON_Electric_Howarth_2023_05_05 | 2048 |  |  | Hydrogen |  | Dispatch-Intraconnection | VOM | 0 | WC | WC | H2 Pipeline - New |  |  |  | 0.33348 | 0
LCP_Inputs_ON_Electric_Howarth_2023_05_05 | 2048 |  |  | Hydrogen |  | Dispatch-Intraconnection | VOM | 0 | WC | WC | H2 Pipeline - Repurposed |  |  |  | 0.33348 | 0
LCP_Inputs_ON_Electric_Howarth_2023_05_05 | 2049 |  |  | Methane |  | Dispatch-Intraconnection | VOM | 0 | MI | MI | CH4 Pipeline |  |  |  | 0.32065 | 0
LCP_Inputs_ON_Electric_Howarth_2023_05_05 | 2049 |  |  | Electricity |  | Dispatch-Intraconnection | VOM | 0 | MI | MI | Electricity Transmission Line |  |  |  | 0.32065 | 0
LCP_Inputs_ON_Electric_Howarth_2023_05_05 | 2049 |  |  | Hydrogen |  | Dispatch-Intraconnection | VOM | 0 | MI | MI | H2 Pipeline - New |  |  |  | 0.32065 | 0
LCP_Inputs_ON_Electric_Howarth_2023_05_05 | 2049 |  |  | Hydrogen |  | Dispatch-Intraconnection | VOM | 0 | MI | MI | H2 Pipeline - Repurposed |  |  |  | 0.32065 | 0
LCP_Inputs_ON_Electric_Howarth_2023_05_05 | 2049 |  |  | Methane |  | Dispatch-Interconnection | VOM | 0 | MI | ON | CH4 Pipeline |  |  |  | 0.32065 | 0
LCP_Inputs_ON_Electric_Howarth_2023_05_05 | 2049 |  |  | Electricity |  | Dispatch-Interconnection | VOM | 30000319.6371 | MI | ON | Electricity Transmission Line |  |  |  | 0.32065 | 9619644.9329
LCP_Inputs_ON_Electric_Howarth_2023_05_05 | 2049 |  |  | Hydrogen |  | Dispatch-Interconnection | VOM | 0 | MI | ON | H2 Pipeline - New |  |  |  | 0.32065 | 0
LCP_Inputs_ON_Electric_Howarth_2023_05_05 | 2049 |  |  | Hydrogen |  | Dispatch-Interconnection | VOM | 0 | MI | ON | H2 Pipeline - Repurposed |  |  |  | 0.32065 | 0
LCP_Inputs_ON_Electric_Howarth_2023_05_05 | 2049 |  |  | Electricity |  | Dispatch-Interconnection | VOM | 3563394.471 | MI | WC | Electricity Transmission Line |  |  |  | 0.32065 | 1142607.4782
LCP_Inputs_ON_Electric_Howarth_2023_05_05 | 2049 |  |  | Methane |  | Dispatch-Intraconnection | VOM | 0 | NY | NY | CH4 Pipeline |  |  |  | 0.32065 | 0
LCP_Inputs_ON_Electric_Howarth_2023_05_05 | 2049 |  |  | Electricity |  | Dispatch-Intraconnection | VOM | 0 | NY | NY | Electricity Transmission Line |  |  |  | 0.32065 | 0
LCP_Inputs_ON_Electric_Howarth_2023_05_05 | 2049 |  |  | Hydrogen |  | Dispatch-Intraconnection | VOM | 0 | NY | NY | H2 Pipeline - New |  |  |  | 0.32065 | 0
LCP_Inputs_ON_Electric_Howarth_2023_05_05 | 2049 |  |  | Hydrogen |  | Dispatch-Intraconnection | VOM | 0 | NY | NY | H2 Pipeline - Repurposed |  |  |  | 0.32065 | 0
LCP_Inputs_ON_Electric_Howarth_2023_05_05 | 2049 |  |  | Methane |  | Dispatch-Interconnection | VOM | 0 | NY | ON | CH4 Pipeline |  |  |  | 0.32065 | 0
LCP_Inputs_ON_Electric_Howarth_2023_05_05 | 2049 |  |  | Electricity |  | Dispatch-Interconnection | VOM | 32758621.5959 | NY | ON | Electricity Transmission Line |  |  |  | 0.32065 | 10504098.3581
LCP_Inputs_ON_Electric_Howarth_2023_05_05 | 2049 |  |  | Hydrogen |  | Dispatch-Interconnection | VOM | 0 | NY | ON | H2 Pipeline - New |  |  |  | 0.32065 | 0
LCP_Inputs_ON_Electric_Howarth_2023_05_05 | 2049 |  |  | Hydrogen |  | Dispatch-Interconnection | VOM | 0 | NY | ON | H2 Pipeline - Repurposed |  |  |  | 0.32065 | 0
LCP_Inputs_ON_Electric_Howarth_2023_05_05 | 2049 |  |  | Electricity |  | Dispatch-Interconnection | VOM | 30164118.5635 | NY | QC | Electricity Transmission Line |  |  |  | 0.32065 | 9672167.2903
LCP_Inputs_ON_Electric_Howarth_2023_05_05 | 2049 |  |  | Methane |  | Dispatch-Interconnection | VOM | 0 | ON | MI | CH4 Pipeline |  |  |  | 0.32065 | 0
LCP_Inputs_ON_Electric_Howarth_2023_05_05 | 2049 |  |  | Electricity |  | Dispatch-Interconnection | VOM | 17725102.1539 | ON | MI | Electricity Transmission Line |  |  |  | 0.32065 | 5683579.0812
LCP_Inputs_ON_Electric_Howarth_2023_05_05 | 2049 |  |  | Hydrogen |  | Dispatch-Interconnection | VOM | 0 | ON | MI | H2 Pipeline - New |  |  |  | 0.32065 | 0
LCP_Inputs_ON_Electric_Howarth_2023_05_05 | 2049 |  |  | Hydrogen |  | Dispatch-Interconnection | VOM | 0 | ON | MI | H2 Pipeline - Repurposed |  |  |  | 0.32065 | 0
LCP_Inputs_ON_Electric_Howarth_2023_05_05 | 2049 |  |  | Methane |  | Dispatch-Interconnection | VOM | 0 | ON | NY | CH4 Pipeline |  |  |  | 0.32065 | 0
LCP_Inputs_ON_Electric_Howarth_2023_05_05 | 2049 |  |  | Electricity |  | Dispatch-Interconnection | VOM | 13014535.5485 | ON | NY | Electricity Transmission Line |  |  |  | 0.32065 | 4173129.2352
LCP_Inputs_ON_Electric_Howarth_2023_05_05 | 2049 |  |  | Hydrogen |  | Dispatch-Interconnection | VOM | 0 | ON | NY | H2 Pipeline - New |  |  |  | 0.32065 | 0
LCP_Inputs_ON_Electric_Howarth_2023_05_05 | 2049 |  |  | Hydrogen |  | Dispatch-Interconnection | VOM | 0 | ON | NY | H2 Pipeline - Repurposed |  |  |  | 0.32065 | 0
LCP_Inputs_ON_Electric_Howarth_2023_05_05 | 2049 |  |  | Methane |  | Dispatch-Intraconnection | VOM | 367923131.7518 | ON | ON | CH4 Pipeline |  |  |  | 0.32065 | 117975072.6942
LCP_Inputs_ON_Electric_Howarth_2023_05_05 | 2049 |  |  | Electricity |  | Dispatch-Intraconnection | VOM | 0 | ON | ON | Electricity Transmission Line |  |  |  | 0.32065 | 0
LCP_Inputs_ON_Electric_Howarth_2023_05_05 | 2049 |  |  | Hydrogen |  | Dispatch-Intraconnection | VOM | 0 | ON | ON | H2 Pipeline - New |  |  |  | 0.32065 | 0
LCP_Inputs_ON_Electric_Howarth_2023_05_05 | 2049 |  |  | Hydrogen |  | Dispatch-Intraconnection | VOM | 305168522.8171 | ON | ON | H2 Pipeline - Repurposed |  |  |  | 0.32065 | 97852718.5609
LCP_Inputs_ON_Electric_Howarth_2023_05_05 | 2049 |  |  | Methane |  | Dispatch-Interconnection | VOM | 0 | ON | PJ | CH4 Pipeline |  |  |  | 0.32065 | 0
LCP_Inputs_ON_Electric_Howarth_2023_05_05 | 2049 |  |  | Electricity |  | Dispatch-Interconnection | VOM | 22305217.0198 | ON | PJ | Electricity Transmission Line |  |  |  | 0.32065 | 7152199.3924
LCP_Inputs_ON_Electric_Howarth_2023_05_05 | 2049 |  |  | Hydrogen |  | Dispatch-Interconnection | VOM | 0 | ON | PJ | H2 Pipeline - New |  |  |  | 0.32065 | 0
LCP_Inputs_ON_Electric_Howarth_2023_05_05 | 2049 |  |  | Hydrogen |  | Dispatch-Interconnection | VOM | 0 | ON | PJ | H2 Pipeline - Repurposed |  |  |  | 0.32065 | 0
LCP_Inputs_ON_Electric_Howarth_2023_05_05 | 2049 |  |  | Methane |  | Dispatch-Interconnection | VOM | 0 | ON | QC | CH4 Pipeline |  |  |  | 0.32065 | 0
LCP_Inputs_ON_Electric_Howarth_2023_05_05 | 2049 |  |  | Electricity |  | Dispatch-Interconnection | VOM | 5112731.3506 | ON | QC | Electricity Transmission Line |  |  |  | 0.32065 | 1639404.5405
LCP_Inputs_ON_Electric_Howarth_2023_05_05 | 2049 |  |  | Hydrogen |  | Dispatch-Interconnection | VOM | 0 | ON | QC | H2 Pipeline - New |  |  |  | 0.32065 | 0
LCP_Inputs_ON_Electric_Howarth_2023_05_05 | 2049 |  |  | Hydrogen |  | Dispatch-Interconnection | VOM | 0 | ON | QC | H2 Pipeline - Repurposed |  |  |  | 0.32065 | 0
LCP_Inputs_ON_Electric_Howarth_2023_05_05 | 2049 |  |  | Methane |  | Dispatch-Interconnection | VOM | 0 | ON | WC | CH4 Pipeline |  |  |  | 0.32065 | 0
LCP_Inputs_ON_Electric_Howarth_2023_05_05 | 2049 |  |  | Electricity |  | Dispatch-Interconnection | VOM | 498346.8719 | ON | WC | Electricity Transmission Line |  |  |  | 0.32065 | 159795.6295
LCP_Inputs_ON_Electric_Howarth_2023_05_05 | 2049 |  |  | Hydrogen |  | Dispatch-Interconnection | VOM | 0 | ON | WC | H2 Pipeline - New |  |  |  | 0.32065 | 0
LCP_Inputs_ON_Electric_Howarth_2023_05_05 | 2049 |  |  | Hydrogen |  | Dispatch-Interconnection | VOM | 0 | ON | WC | H2 Pipeline - Repurposed |  |  |  | 0.32065 | 0
LCP_Inputs_ON_Electric_Howarth_2023_05_05 | 2049 |  |  | Methane |  | Dispatch-Interconnection | VOM | 0 | PJ | ON | CH4 Pipeline |  |  |  | 0.32065 | 0
LCP_Inputs_ON_Electric_Howarth_2023_05_05 | 2049 |  |  | Electricity |  | Dispatch-Interconnection | VOM | 16451717.6858 | PJ | ON | Electricity Transmission Line |  |  |  | 0.32065 | 5275266.5501
LCP_Inputs_ON_Electric_Howarth_2023_05_05 | 2049 |  |  | Hydrogen |  | Dispatch-Interconnection | VOM | 0 | PJ | ON | H2 Pipeline - New |  |  |  | 0.32065 | 0
LCP_Inputs_ON_Electric_Howarth_2023_05_05 | 2049 |  |  | Hydrogen |  | Dispatch-Interconnection | VOM | 0 | PJ | ON | H2 Pipeline - Repurposed |  |  |  | 0.32065 | 0
LCP_Inputs_ON_Electric_Howarth_2023_05_05 | 2049 |  |  | Methane |  | Dispatch-Intraconnection | VOM | 0 | PJ | PJ | CH4 Pipeline |  |  |  | 0.32065 | 0
LCP_Inputs_ON_Electric_Howarth_2023_05_05 | 2049 |  |  | Electricity |  | Dispatch-Intraconnection | VOM | 0 | PJ | PJ | Electricity Transmission Line |  |  |  | 0.32065 | 0
LCP_Inputs_ON_Electric_Howarth_2023_05_05 | 2049 |  |  | Hydrogen |  | Dispatch-Intraconnection | VOM | 0 | PJ | PJ | H2 Pipeline - New |  |  |  | 0.32065 | 0
LCP_Inputs_ON_Electric_Howarth_2023_05_05 | 2049 |  |  | Hydrogen |  | Dispatch-Intraconnection | VOM | 0 | PJ | PJ | H2 Pipeline - Repurposed |  |  |  | 0.32065 | 0
LCP_Inputs_ON_Electric_Howarth_2023_05_05 | 2049 |  |  | Electricity |  | Dispatch-Interconnection | VOM | 24100143.0348 | QC | NY | Electricity Transmission Line |  |  |  | 0.32065 | 7727744.9584
LCP_Inputs_ON_Electric_Howarth_2023_05_05 | 2049 |  |  | Methane |  | Dispatch-Interconnection | VOM | 0 | QC | ON | CH4 Pipeline |  |  |  | 0.32065 | 0
LCP_Inputs_ON_Electric_Howarth_2023_05_05 | 2049 |  |  | Electricity |  | Dispatch-Interconnection | VOM | 13890140.2258 | QC | ON | Electricity Transmission Line |  |  |  | 0.32065 | 4453893.1137
LCP_Inputs_ON_Electric_Howarth_2023_05_05 | 2049 |  |  | Hydrogen |  | Dispatch-Interconnection | VOM | 0 | QC | ON | H2 Pipeline - New |  |  |  | 0.32065 | 0
LCP_Inputs_ON_Electric_Howarth_2023_05_05 | 2049 |  |  | Hydrogen |  | Dispatch-Interconnection | VOM | 0 | QC | ON | H2 Pipeline - Repurposed |  |  |  | 0.32065 | 0
LCP_Inputs_ON_Electric_Howarth_2023_05_05 | 2049 |  |  | Methane |  | Dispatch-Intraconnection | VOM | 0 | QC | QC | CH4 Pipeline |  |  |  | 0.32065 | 0
LCP_Inputs_ON_Electric_Howarth_2023_05_05 | 2049 |  |  | Electricity |  | Dispatch-Intraconnection | VOM | 0 | QC | QC | Electricity Transmission Line |  |  |  | 0.32065 | 0
LCP_Inputs_ON_Electric_Howarth_2023_05_05 | 2049 |  |  | Hydrogen |  | Dispatch-Intraconnection | VOM | 0 | QC | QC | H2 Pipeline - New |  |  |  | 0.32065 | 0
LCP_Inputs_ON_Electric_Howarth_2023_05_05 | 2049 |  |  | Hydrogen |  | Dispatch-Intraconnection | VOM | 0 | QC | QC | H2 Pipeline - Repurposed |  |  |  | 0.32065 | 0
LCP_Inputs_ON_Electric_Howarth_2023_05_05 | 2049 |  |  | Electricity |  | Dispatch-Interconnection | VOM | 3960164.028 | WC | MI | Electricity Transmission Line |  |  |  | 0.32065 | 1269832.198
LCP_Inputs_ON_Electric_Howarth_2023_05_05 | 2049 |  |  | Methane |  | Dispatch-Interconnection | VOM | 0 | WC | ON | CH4 Pipeline |  |  |  | 0.32065 | 0
LCP_Inputs_ON_Electric_Howarth_2023_05_05 | 2049 |  |  | Electricity |  | Dispatch-Interconnection | VOM | 11563606.3718 | WC | ON | Electricity Transmission Line |  |  |  | 0.32065 | 3707886.7421
LCP_Inputs_ON_Electric_Howarth_2023_05_05 | 2049 |  |  | Hydrogen |  | Dispatch-Interconnection | VOM | 0 | WC | ON | H2 Pipeline - New |  |  |  | 0.32065 | 0
LCP_Inputs_ON_Electric_Howarth_2023_05_05 | 2049 |  |  | Hydrogen |  | Dispatch-Interconnection | VOM | 0 | WC | ON | H2 Pipeline - Repurposed |  |  |  | 0.32065 | 0
LCP_Inputs_ON_Electric_Howarth_2023_05_05 | 2049 |  |  | Methane |  | Dispatch-Intraconnection | VOM | 0 | WC | WC | CH4 Pipeline |  |  |  | 0.32065 | 0
LCP_Inputs_ON_Electric_Howarth_2023_05_05 | 2049 |  |  | Electricity |  | Dispatch-Intraconnection | VOM | 0 | WC | WC | Electricity Transmission Line |  |  |  | 0.32065 | 0
LCP_Inputs_ON_Electric_Howarth_2023_05_05 | 2049 |  |  | Hydrogen |  | Dispatch-Intraconnection | VOM | 0 | WC | WC | H2 Pipeline - New |  |  |  | 0.32065 | 0
LCP_Inputs_ON_Electric_Howarth_2023_05_05 | 2049 |  |  | Hydrogen |  | Dispatch-Intraconnection | VOM | 0 | WC | WC | H2 Pipeline - Repurposed |  |  |  | 0.32065 | 0
LCP_Inputs_ON_Electric_Howarth_2023_05_05 | 2050 |  |  | Methane |  | Dispatch-Intraconnection | VOM | 0 | MI | MI | CH4 Pipeline |  |  |  | 0.30832 | 0
LCP_Inputs_ON_Electric_Howarth_2023_05_05 | 2050 |  |  | Electricity |  | Dispatch-Intraconnection | VOM | 0 | MI | MI | Electricity Transmission Line |  |  |  | 0.30832 | 0
LCP_Inputs_ON_Electric_Howarth_2023_05_05 | 2050 |  |  | Hydrogen |  | Dispatch-Intraconnection | VOM | 0 | MI | MI | H2 Pipeline - New |  |  |  | 0.30832 | 0
LCP_Inputs_ON_Electric_Howarth_2023_05_05 | 2050 |  |  | Hydrogen |  | Dispatch-Intraconnection | VOM | 0 | MI | MI | H2 Pipeline - Repurposed |  |  |  | 0.30832 | 0
LCP_Inputs_ON_Electric_Howarth_2023_05_05 | 2050 |  |  | Methane |  | Dispatch-Interconnection | VOM | 0 | MI | ON | CH4 Pipeline |  |  |  | 0.30832 | 0
LCP_Inputs_ON_Electric_Howarth_2023_05_05 | 2050 |  |  | Electricity |  | Dispatch-Interconnection | VOM | 35849168.2338 | MI | ON | Electricity Transmission Line |  |  |  | 0.30832 | 11052967.7978
LCP_Inputs_ON_Electric_Howarth_2023_05_05 | 2050 |  |  | Hydrogen |  | Dispatch-Interconnection | VOM | 0 | MI | ON | H2 Pipeline - New |  |  |  | 0.30832 | 0
LCP_Inputs_ON_Electric_Howarth_2023_05_05 | 2050 |  |  | Hydrogen |  | Dispatch-Interconnection | VOM | 0 | MI | ON | H2 Pipeline - Repurposed |  |  |  | 0.30832 | 0
LCP_Inputs_ON_Electric_Howarth_2023_05_05 | 2050 |  |  | Electricity |  | Dispatch-Interconnection | VOM | 2638213.836 | MI | WC | Electricity Transmission Line |  |  |  | 0.30832 | 813410.5758
LCP_Inputs_ON_Electric_Howarth_2023_05_05 | 2050 |  |  | Methane |  | Dispatch-Intraconnection | VOM | 0 | NY | NY | CH4 Pipeline |  |  |  | 0.30832 | 0
LCP_Inputs_ON_Electric_Howarth_2023_05_05 | 2050 |  |  | Electricity |  | Dispatch-Intraconnection | VOM | 0 | NY | NY | Electricity Transmission Line |  |  |  | 0.30832 | 0
LCP_Inputs_ON_Electric_Howarth_2023_05_05 | 2050 |  |  | Hydrogen |  | Dispatch-Intraconnection | VOM | 0 | NY | NY | H2 Pipeline - New |  |  |  | 0.30832 | 0
LCP_Inputs_ON_Electric_Howarth_2023_05_05 | 2050 |  |  | Hydrogen |  | Dispatch-Intraconnection | VOM | 0 | NY | NY | H2 Pipeline - Repurposed |  |  |  | 0.30832 | 0
LCP_Inputs_ON_Electric_Howarth_2023_05_05 | 2050 |  |  | Methane |  | Dispatch-Interconnection | VOM | 0 | NY | ON | CH4 Pipeline |  |  |  | 0.30832 | 0
LCP_Inputs_ON_Electric_Howarth_2023_05_05 | 2050 |  |  | Electricity |  | Dispatch-Interconnection | VOM | 36312895.7464 | NY | ON | Electricity Transmission Line |  |  |  | 0.30832 | 11195943.6468
LCP_Inputs_ON_Electric_Howarth_2023_05_05 | 2050 |  |  | Hydrogen |  | Dispatch-Interconnection | VOM | 0 | NY | ON | H2 Pipeline - New |  |  |  | 0.30832 | 0
LCP_Inputs_ON_Electric_Howarth_2023_05_05 | 2050 |  |  | Hydrogen |  | Dispatch-Interconnection | VOM | 0 | NY | ON | H2 Pipeline - Repurposed |  |  |  | 0.30832 | 0
LCP_Inputs_ON_Electric_Howarth_2023_05_05 | 2050 |  |  | Electricity |  | Dispatch-Interconnection | VOM | 26166759.0013 | NY | QC | Electricity Transmission Line |  |  |  | 0.30832 | 8067700.2805
LCP_Inputs_ON_Electric_Howarth_2023_05_05 | 2050 |  |  | Methane |  | Dispatch-Interconnection | VOM | 0 | ON | MI | CH4 Pipeline |  |  |  | 0.30832 | 0
LCP_Inputs_ON_Electric_Howarth_2023_05_05 | 2050 |  |  | Electricity |  | Dispatch-Interconnection | VOM | 9943375.362 | ON | MI | Electricity Transmission Line |  |  |  | 0.30832 | 3065728.2468
LCP_Inputs_ON_Electric_Howarth_2023_05_05 | 2050 |  |  | Hydrogen |  | Dispatch-Interconnection | VOM | 0 | ON | MI | H2 Pipeline - New |  |  |  | 0.30832 | 0
LCP_Inputs_ON_Electric_Howarth_2023_05_05 | 2050 |  |  | Hydrogen |  | Dispatch-Interconnection | VOM | 0 | ON | MI | H2 Pipeline - Repurposed |  |  |  | 0.30832 | 0
LCP_Inputs_ON_Electric_Howarth_2023_05_05 | 2050 |  |  | Methane |  | Dispatch-Interconnection | VOM | 0 | ON | NY | CH4 Pipeline |  |  |  | 0.30832 | 0
LCP_Inputs_ON_Electric_Howarth_2023_05_05 | 2050 |  |  | Electricity |  | Dispatch-Interconnection | VOM | 15468140.0471 | ON | NY | Electricity Transmission Line |  |  |  | 0.30832 | 4769116.3353
LCP_Inputs_ON_Electric_Howarth_2023_05_05 | 2050 |  |  | Hydrogen |  | Dispatch-Interconnection | VOM | 0 | ON | NY | H2 Pipeline - New |  |  |  | 0.30832 | 0
LCP_Inputs_ON_Electric_Howarth_2023_05_05 | 2050 |  |  | Hydrogen |  | Dispatch-Interconnection | VOM | 0 | ON | NY | H2 Pipeline - Repurposed |  |  |  | 0.30832 | 0
LCP_Inputs_ON_Electric_Howarth_2023_05_05 | 2050 |  |  | Methane |  | Dispatch-Intraconnection | VOM | 147381227.8336 | ON | ON | CH4 Pipeline |  |  |  | 0.30832 | 45440383.8499
LCP_Inputs_ON_Electric_Howarth_2023_05_05 | 2050 |  |  | Electricity |  | Dispatch-Intraconnection | VOM | 0 | ON | ON | Electricity Transmission Line |  |  |  | 0.30832 | 0
LCP_Inputs_ON_Electric_Howarth_2023_05_05 | 2050 |  |  | Hydrogen |  | Dispatch-Intraconnection | VOM | 0 | ON | ON | H2 Pipeline - New |  |  |  | 0.30832 | 0
LCP_Inputs_ON_Electric_Howarth_2023_05_05 | 2050 |  |  | Hydrogen |  | Dispatch-Intraconnection | VOM | 511715728.5138 | ON | ON | H2 Pipeline - Repurposed |  |  |  | 0.30832 | 157771511.7964
LCP_Inputs_ON_Electric_Howarth_2023_05_05 | 2050 |  |  | Methane |  | Dispatch-Interconnection | VOM | 0 | ON | PJ | CH4 Pipeline |  |  |  | 0.30832 | 0
LCP_Inputs_ON_Electric_Howarth_2023_05_05 | 2050 |  |  | Electricity |  | Dispatch-Interconnection | VOM | 29551292.8115 | ON | PJ | Electricity Transmission Line |  |  |  | 0.30832 | 9111215.2365
LCP_Inputs_ON_Electric_Howarth_2023_05_05 | 2050 |  |  | Hydrogen |  | Dispatch-Interconnection | VOM | 0 | ON | PJ | H2 Pipeline - New |  |  |  | 0.30832 | 0
LCP_Inputs_ON_Electric_Howarth_2023_05_05 | 2050 |  |  | Hydrogen |  | Dispatch-Interconnection | VOM | 0 | ON | PJ | H2 Pipeline - Repurposed |  |  |  | 0.30832 | 0
LCP_Inputs_ON_Electric_Howarth_2023_05_05 | 2050 |  |  | Methane |  | Dispatch-Interconnection | VOM | 0 | ON | QC | CH4 Pipeline |  |  |  | 0.30832 | 0
LCP_Inputs_ON_Electric_Howarth_2023_05_05 | 2050 |  |  | Electricity |  | Dispatch-Interconnection | VOM | 7292082.6956 | ON | QC | Electricity Transmission Line |  |  |  | 0.30832 | 2248285.2234
LCP_Inputs_ON_Electric_Howarth_2023_05_05 | 2050 |  |  | Hydrogen |  | Dispatch-Interconnection | VOM | 0 | ON | QC | H2 Pipeline - New |  |  |  | 0.30832 | 0
LCP_Inputs_ON_Electric_Howarth_2023_05_05 | 2050 |  |  | Hydrogen |  | Dispatch-Interconnection | VOM | 0 | ON | QC | H2 Pipeline - Repurposed |  |  |  | 0.30832 | 0
LCP_Inputs_ON_Electric_Howarth_2023_05_05 | 2050 |  |  | Methane |  | Dispatch-Interconnection | VOM | 0 | ON | WC | CH4 Pipeline |  |  |  | 0.30832 | 0
LCP_Inputs_ON_Electric_Howarth_2023_05_05 | 2050 |  |  | Electricity |  | Dispatch-Interconnection | VOM | 122025.1374 | ON | WC | Electricity Transmission Line |  |  |  | 0.30832 | 37622.6278
LCP_Inputs_ON_Electric_Howarth_2023_05_05 | 2050 |  |  | Hydrogen |  | Dispatch-Interconnection | VOM | 0 | ON | WC | H2 Pipeline - New |  |  |  | 0.30832 | 0
LCP_Inputs_ON_Electric_Howarth_2023_05_05 | 2050 |  |  | Hydrogen |  | Dispatch-Interconnection | VOM | 0 | ON | WC | H2 Pipeline - Repurposed |  |  |  | 0.30832 | 0
LCP_Inputs_ON_Electric_Howarth_2023_05_05 | 2050 |  |  | Methane |  | Dispatch-Interconnection | VOM | 0 | PJ | ON | CH4 Pipeline |  |  |  | 0.30832 | 0
LCP_Inputs_ON_Electric_Howarth_2023_05_05 | 2050 |  |  | Electricity |  | Dispatch-Interconnection | VOM | 32307316.9104 | PJ | ON | Electricity Transmission Line |  |  |  | 0.30832 | 9960948.9156
LCP_Inputs_ON_Electric_Howarth_2023_05_05 | 2050 |  |  | Hydrogen |  | Dispatch-Interconnection | VOM | 0 | PJ | ON | H2 Pipeline - New |  |  |  | 0.30832 | 0
LCP_Inputs_ON_Electric_Howarth_2023_05_05 | 2050 |  |  | Hydrogen |  | Dispatch-Interconnection | VOM | 0 | PJ | ON | H2 Pipeline - Repurposed |  |  |  | 0.30832 | 0
LCP_Inputs_ON_Electric_Howarth_2023_05_05 | 2050 |  |  | Methane |  | Dispatch-Intraconnection | VOM | 0 | PJ | PJ | CH4 Pipeline |  |  |  | 0.30832 | 0
LCP_Inputs_ON_Electric_Howarth_2023_05_05 | 2050 |  |  | Electricity |  | Dispatch-Intraconnection | VOM | 0 | PJ | PJ | Electricity Transmission Line |  |  |  | 0.30832 | 0
LCP_Inputs_ON_Electric_Howarth_2023_05_05 | 2050 |  |  | Hydrogen |  | Dispatch-Intraconnection | VOM | 0 | PJ | PJ | H2 Pipeline - New |  |  |  | 0.30832 | 0
LCP_Inputs_ON_Electric_Howarth_2023_05_05 | 2050 |  |  | Hydrogen |  | Dispatch-Intraconnection | VOM | 0 | PJ | PJ | H2 Pipeline - Repurposed |  |  |  | 0.30832 | 0
LCP_Inputs_ON_Electric_Howarth_2023_05_05 | 2050 |  |  | Electricity |  | Dispatch-Interconnection | VOM | 23452064.1521 | QC | NY | Electricity Transmission Line |  |  |  | 0.30832 | 7230709.1806
LCP_Inputs_ON_Electric_Howarth_2023_05_05 | 2050 |  |  | Methane |  | Dispatch-Interconnection | VOM | 0 | QC | ON | CH4 Pipeline |  |  |  | 0.30832 | 0
LCP_Inputs_ON_Electric_Howarth_2023_05_05 | 2050 |  |  | Electricity |  | Dispatch-Interconnection | VOM | 12967492.2239 | QC | ON | Electricity Transmission Line |  |  |  | 0.30832 | 3998119.9294
LCP_Inputs_ON_Electric_Howarth_2023_05_05 | 2050 |  |  | Hydrogen |  | Dispatch-Interconnection | VOM | 0 | QC | ON | H2 Pipeline - New |  |  |  | 0.30832 | 0
LCP_Inputs_ON_Electric_Howarth_2023_05_05 | 2050 |  |  | Hydrogen |  | Dispatch-Interconnection | VOM | 0 | QC | ON | H2 Pipeline - Repurposed |  |  |  | 0.30832 | 0
LCP_Inputs_ON_Electric_Howarth_2023_05_05 | 2050 |  |  | Methane |  | Dispatch-Intraconnection | VOM | 0 | QC | QC | CH4 Pipeline |  |  |  | 0.30832 | 0
LCP_Inputs_ON_Electric_Howarth_2023_05_05 | 2050 |  |  | Electricity |  | Dispatch-Intraconnection | VOM | 0 | QC | QC | Electricity Transmission Line |  |  |  | 0.30832 | 0
LCP_Inputs_ON_Electric_Howarth_2023_05_05 | 2050 |  |  | Hydrogen |  | Dispatch-Intraconnection | VOM | 0 | QC | QC | H2 Pipeline - New |  |  |  | 0.30832 | 0
LCP_Inputs_ON_Electric_Howarth_2023_05_05 | 2050 |  |  | Hydrogen |  | Dispatch-Intraconnection | VOM | 0 | QC | QC | H2 Pipeline - Repurposed |  |  |  | 0.30832 | 0
LCP_Inputs_ON_Electric_Howarth_2023_05_05 | 2050 |  |  | Electricity |  | Dispatch-Interconnection | VOM | 3100050.535 | WC | MI | Electricity Transmission Line |  |  |  | 0.30832 | 955803.4516
LCP_Inputs_ON_Electric_Howarth_2023_05_05 | 2050 |  |  | Methane |  | Dispatch-Interconnection | VOM | 0 | WC | ON | CH4 Pipeline |  |  |  | 0.30832 | 0
LCP_Inputs_ON_Electric_Howarth_2023_05_05 | 2050 |  |  | Electricity |  | Dispatch-Interconnection | VOM | 7817637.0761 | WC | ON | Electricity Transmission Line |  |  |  | 0.30832 | 2410323.45
LCP_Inputs_ON_Electric_Howarth_2023_05_05 | 2050 |  |  | Hydrogen |  | Dispatch-Interconnection | VOM | 0 | WC | ON | H2 Pipeline - New |  |  |  | 0.30832 | 0
LCP_Inputs_ON_Electric_Howarth_2023_05_05 | 2050 |  |  | Hydrogen |  | Dispatch-Interconnection | VOM | 0 | WC | ON | H2 Pipeline - Repurposed |  |  |  | 0.30832 | 0
LCP_Inputs_ON_Electric_Howarth_2023_05_05 | 2050 |  |  | Methane |  | Dispatch-Intraconnection | VOM | 0 | WC | WC | CH4 Pipeline |  |  |  | 0.30832 | 0
LCP_Inputs_ON_Electric_Howarth_2023_05_05 | 2050 |  |  | Electricity |  | Dispatch-Intraconnection | VOM | 0 | WC | WC | Electricity Transmission Line |  |  |  | 0.30832 | 0
LCP_Inputs_ON_Electric_Howarth_2023_05_05 | 2050 |  |  | Hydrogen |  | Dispatch-Intraconnection | VOM | 0 | WC | WC | H2 Pipeline - New |  |  |  | 0.30832 | 0
LCP_Inputs_ON_Electric_Howarth_2023_05_05 | 2050 |  |  | Hydrogen |  | Dispatch-Intraconnection | VOM | 0 | WC | WC | H2 Pipeline - Repurposed |  |  |  | 0.30832 | 0
LCP_Inputs_ON_Electric_Howarth_2023_05_05 | 2020 |  |  | Methane |  | Capacity-Intraconnection | CONE | 0 |  |  | CH4 Pipeline | MI | MI |  | 1 | 0
LCP_Inputs_ON_Electric_Howarth_2023_05_05 | 2020 |  |  | Methane |  | Capacity-Intraconnection | FOM | 0 |  |  | CH4 Pipeline | MI | MI |  | 1 | 0
LCP_Inputs_ON_Electric_Howarth_2023_05_05 | 2020 |  |  | Electricity |  | Capacity-Intraconnection | CONE | 0 |  |  | Electricity Transmission Line | MI | MI |  | 1 | 0
LCP_Inputs_ON_Electric_Howarth_2023_05_05 | 2020 |  |  | Electricity |  | Capacity-Intraconnection | FOM | 0 |  |  | Electricity Transmission Line | MI | MI |  | 1 | 0
LCP_Inputs_ON_Electric_Howarth_2023_05_05 | 2020 |  |  | Hydrogen |  | Capacity-Intraconnection | CONE | 0 |  |  | H2 Pipeline - New | MI | MI |  | 1 | 0
LCP_Inputs_ON_Electric_Howarth_2023_05_05 | 2020 |  |  | Hydrogen |  | Capacity-Intraconnection | FOM | 0 |  |  | H2 Pipeline - New | MI | MI |  | 1 | 0
LCP_Inputs_ON_Electric_Howarth_2023_05_05 | 2020 |  |  | Hydrogen |  | Capacity-Intraconnection | CONE | 0 |  |  | H2 Pipeline - Repurposed | MI | MI |  | 1 | 0
LCP_Inputs_ON_Electric_Howarth_2023_05_05 | 2020 |  |  | Hydrogen |  | Capacity-Intraconnection | FOM | 0 |  |  | H2 Pipeline - Repurposed | MI | MI |  | 1 | 0
LCP_Inputs_ON_Electric_Howarth_2023_05_05 | 2020 |  |  | Methane |  | Capacity-Intraconnection | CONE | 0 |  |  | CH4 Pipeline | NY | NY |  | 1 | 0
LCP_Inputs_ON_Electric_Howarth_2023_05_05 | 2020 |  |  | Methane |  | Capacity-Intraconnection | FOM | 0 |  |  | CH4 Pipeline | NY | NY |  | 1 | 0
LCP_Inputs_ON_Electric_Howarth_2023_05_05 | 2020 |  |  | Electricity |  | Capacity-Intraconnection | CONE | 0 |  |  | Electricity Transmission Line | NY | NY |  | 1 | 0
LCP_Inputs_ON_Electric_Howarth_2023_05_05 | 2020 |  |  | Electricity |  | Capacity-Intraconnection | FOM | 0 |  |  | Electricity Transmission Line | NY | NY |  | 1 | 0
LCP_Inputs_ON_Electric_Howarth_2023_05_05 | 2020 |  |  | Hydrogen |  | Capacity-Intraconnection | CONE | 0 |  |  | H2 Pipeline - New | NY | NY |  | 1 | 0
LCP_Inputs_ON_Electric_Howarth_2023_05_05 | 2020 |  |  | Hydrogen |  | Capacity-Intraconnection | FOM | 0 |  |  | H2 Pipeline - New | NY | NY |  | 1 | 0
LCP_Inputs_ON_Electric_Howarth_2023_05_05 | 2020 |  |  | Hydrogen |  | Capacity-Intraconnection | CONE | 0 |  |  | H2 Pipeline - Repurposed | NY | NY |  | 1 | 0
LCP_Inputs_ON_Electric_Howarth_2023_05_05 | 2020 |  |  | Hydrogen |  | Capacity-Intraconnection | FOM | 0 |  |  | H2 Pipeline - Repurposed | NY | NY |  | 1 | 0
LCP_Inputs_ON_Electric_Howarth_2023_05_05 | 2020 |  |  | Methane |  | Capacity-Interconnection | CONE | 0 |  |  | CH4 Pipeline | ON | MI |  | 1 | 0
LCP_Inputs_ON_Electric_Howarth_2023_05_05 | 2020 |  |  | Methane |  | Capacity-Interconnection | FOM | 0 |  |  | CH4 Pipeline | ON | MI |  | 1 | 0
LCP_Inputs_ON_Electric_Howarth_2023_05_05 | 2020 |  |  | Electricity |  | Capacity-Interconnection | CONE | 0 |  |  | Electricity Transmission Line | ON | MI |  | 1 | 0
LCP_Inputs_ON_Electric_Howarth_2023_05_05 | 2020 |  |  | Electricity |  | Capacity-Interconnection | FOM | 0 |  |  | Electricity Transmission Line | ON | MI |  | 1 | 0
LCP_Inputs_ON_Electric_Howarth_2023_05_05 | 2020 |  |  | Hydrogen |  | Capacity-Interconnection | CONE | 0 |  |  | H2 Pipeline - New | ON | MI |  | 1 | 0
LCP_Inputs_ON_Electric_Howarth_2023_05_05 | 2020 |  |  | Hydrogen |  | Capacity-Interconnection | FOM | 0 |  |  | H2 Pipeline - New | ON | MI |  | 1 | 0
LCP_Inputs_ON_Electric_Howarth_2023_05_05 | 2020 |  |  | Hydrogen |  | Capacity-Interconnection | CONE | 0 |  |  | H2 Pipeline - Repurposed | ON | MI |  | 1 | 0
LCP_Inputs_ON_Electric_Howarth_2023_05_05 | 2020 |  |  | Hydrogen |  | Capacity-Interconnection | FOM | 0 |  |  | H2 Pipeline - Repurposed | ON | MI |  | 1 | 0
LCP_Inputs_ON_Electric_Howarth_2023_05_05 | 2020 |  |  | Methane |  | Capacity-Interconnection | CONE | 0 |  |  | CH4 Pipeline | ON | NY |  | 1 | 0
LCP_Inputs_ON_Electric_Howarth_2023_05_05 | 2020 |  |  | Methane |  | Capacity-Interconnection | FOM | 0 |  |  | CH4 Pipeline | ON | NY |  | 1 | 0
LCP_Inputs_ON_Electric_Howarth_2023_05_05 | 2020 |  |  | Electricity |  | Capacity-Interconnection | CONE | 0 |  |  | Electricity Transmission Line | ON | NY |  | 1 | 0
LCP_Inputs_ON_Electric_Howarth_2023_05_05 | 2020 |  |  | Electricity |  | Capacity-Interconnection | FOM | 0 |  |  | Electricity Transmission Line | ON | NY |  | 1 | 0
LCP_Inputs_ON_Electric_Howarth_2023_05_05 | 2020 |  |  | Hydrogen |  | Capacity-Interconnection | CONE | 0 |  |  | H2 Pipeline - New | ON | NY |  | 1 | 0
LCP_Inputs_ON_Electric_Howarth_2023_05_05 | 2020 |  |  | Hydrogen |  | Capacity-Interconnection | FOM | 0 |  |  | H2 Pipeline - New | ON | NY |  | 1 | 0
LCP_Inputs_ON_Electric_Howarth_2023_05_05 | 2020 |  |  | Hydrogen |  | Capacity-Interconnection | CONE | 0 |  |  | H2 Pipeline - Repurposed | ON | NY |  | 1 | 0
LCP_Inputs_ON_Electric_Howarth_2023_05_05 | 2020 |  |  | Hydrogen |  | Capacity-Interconnection | FOM | 0 |  |  | H2 Pipeline - Repurposed | ON | NY |  | 1 | 0
LCP_Inputs_ON_Electric_Howarth_2023_05_05 | 2020 |  |  | Methane |  | Capacity-Intraconnection | CONE | 0 |  |  | CH4 Pipeline | ON | ON |  | 1 | 0
LCP_Inputs_ON_Electric_Howarth_2023_05_05 | 2020 |  |  | Methane |  | Capacity-Intraconnection | FOM | 0 |  |  | CH4 Pipeline | ON | ON |  | 1 | 0
LCP_Inputs_ON_Electric_Howarth_2023_05_05 | 2020 |  |  | Electricity |  | Capacity-Intraconnection | CONE | 0 |  |  | Electricity Transmission Line | ON | ON |  | 1 | 0
LCP_Inputs_ON_Electric_Howarth_2023_05_05 | 2020 |  |  | Electricity |  | Capacity-Intraconnection | FOM | 0 |  |  | Electricity Transmission Line | ON | ON |  | 1 | 0
LCP_Inputs_ON_Electric_Howarth_2023_05_05 | 2020 |  |  | Hydrogen |  | Capacity-Intraconnection | CONE | 0 |  |  | H2 Pipeline - New | ON | ON |  | 1 | 0
LCP_Inputs_ON_Electric_Howarth_2023_05_05 | 2020 |  |  | Hydrogen |  | Capacity-Intraconnection | FOM | 0 |  |  | H2 Pipeline - New | ON | ON |  | 1 | 0
LCP_Inputs_ON_Electric_Howarth_2023_05_05 | 2020 |  |  | Hydrogen |  | Capacity-Intraconnection | CONE | 0 |  |  | H2 Pipeline - Repurposed | ON | ON |  | 1 | 0
LCP_Inputs_ON_Electric_Howarth_2023_05_05 | 2020 |  |  | Hydrogen |  | Capacity-Intraconnection | FOM | 0 |  |  | H2 Pipeline - Repurposed | ON | ON |  | 1 | 0
LCP_Inputs_ON_Electric_Howarth_2023_05_05 | 2020 |  |  | Methane |  | Capacity-Interconnection | CONE | 0 |  |  | CH4 Pipeline | ON | PJ |  | 1 | 0
LCP_Inputs_ON_Electric_Howarth_2023_05_05 | 2020 |  |  | Methane |  | Capacity-Interconnection | FOM | 0 |  |  | CH4 Pipeline | ON | PJ |  | 1 | 0
LCP_Inputs_ON_Electric_Howarth_2023_05_05 | 2020 |  |  | Electricity |  | Capacity-Interconnection | CONE | 0 |  |  | Electricity Transmission Line | ON | PJ |  | 1 | 0
LCP_Inputs_ON_Electric_Howarth_2023_05_05 | 2020 |  |  | Electricity |  | Capacity-Interconnection | FOM | 0 |  |  | Electricity Transmission Line | ON | PJ |  | 1 | 0
LCP_Inputs_ON_Electric_Howarth_2023_05_05 | 2020 |  |  | Hydrogen |  | Capacity-Interconnection | CONE | 0 |  |  | H2 Pipeline - New | ON | PJ |  | 1 | 0
LCP_Inputs_ON_Electric_Howarth_2023_05_05 | 2020 |  |  | Hydrogen |  | Capacity-Interconnection | FOM | 0 |  |  | H2 Pipeline - New | ON | PJ |  | 1 | 0
LCP_Inputs_ON_Electric_Howarth_2023_05_05 | 2020 |  |  | Hydrogen |  | Capacity-Interconnection | CONE | 0 |  |  | H2 Pipeline - Repurposed | ON | PJ |  | 1 | 0
LCP_Inputs_ON_Electric_Howarth_2023_05_05 | 2020 |  |  | Hydrogen |  | Capacity-Interconnection | FOM | 0 |  |  | H2 Pipeline - Repurposed | ON | PJ |  | 1 | 0
LCP_Inputs_ON_Electric_Howarth_2023_05_05 | 2020 |  |  | Methane |  | Capacity-Interconnection | CONE | 0 |  |  | CH4 Pipeline | ON | QC |  | 1 | 0
LCP_Inputs_ON_Electric_Howarth_2023_05_05 | 2020 |  |  | Methane |  | Capacity-Interconnection | FOM | 0 |  |  | CH4 Pipeline | ON | QC |  | 1 | 0
LCP_Inputs_ON_Electric_Howarth_2023_05_05 | 2020 |  |  | Electricity |  | Capacity-Interconnection | CONE | 0 |  |  | Electricity Transmission Line | ON | QC |  | 1 | 0
LCP_Inputs_ON_Electric_Howarth_2023_05_05 | 2020 |  |  | Electricity |  | Capacity-Interconnection | FOM | 0 |  |  | Electricity Transmission Line | ON | QC |  | 1 | 0
LCP_Inputs_ON_Electric_Howarth_2023_05_05 | 2020 |  |  | Hydrogen |  | Capacity-Interconnection | CONE | 0 |  |  | H2 Pipeline - New | ON | QC |  | 1 | 0
LCP_Inputs_ON_Electric_Howarth_2023_05_05 | 2020 |  |  | Hydrogen |  | Capacity-Interconnection | FOM | 0 |  |  | H2 Pipeline - New | ON | QC |  | 1 | 0
LCP_Inputs_ON_Electric_Howarth_2023_05_05 | 2020 |  |  | Hydrogen |  | Capacity-Interconnection | CONE | 0 |  |  | H2 Pipeline - Repurposed | ON | QC |  | 1 | 0
LCP_Inputs_ON_Electric_Howarth_2023_05_05 | 2020 |  |  | Hydrogen |  | Capacity-Interconnection | FOM | 0 |  |  | H2 Pipeline - Repurposed | ON | QC |  | 1 | 0
LCP_Inputs_ON_Electric_Howarth_2023_05_05 | 2020 |  |  | Methane |  | Capacity-Interconnection | CONE | 0 |  |  | CH4 Pipeline | ON | WC |  | 1 | 0
LCP_Inputs_ON_Electric_Howarth_2023_05_05 | 2020 |  |  | Methane |  | Capacity-Interconnection | FOM | 0 |  |  | CH4 Pipeline | ON | WC |  | 1 | 0
LCP_Inputs_ON_Electric_Howarth_2023_05_05 | 2020 |  |  | Electricity |  | Capacity-Interconnection | CONE | 0 |  |  | Electricity Transmission Line | ON | WC |  | 1 | 0
LCP_Inputs_ON_Electric_Howarth_2023_05_05 | 2020 |  |  | Electricity |  | Capacity-Interconnection | FOM | 0 |  |  | Electricity Transmission Line | ON | WC |  | 1 | 0
LCP_Inputs_ON_Electric_Howarth_2023_05_05 | 2020 |  |  | Hydrogen |  | Capacity-Interconnection | CONE | 0 |  |  | H2 Pipeline - New | ON | WC |  | 1 | 0
LCP_Inputs_ON_Electric_Howarth_2023_05_05 | 2020 |  |  | Hydrogen |  | Capacity-Interconnection | FOM | 0 |  |  | H2 Pipeline - New | ON | WC |  | 1 | 0
LCP_Inputs_ON_Electric_Howarth_2023_05_05 | 2020 |  |  | Hydrogen |  | Capacity-Interconnection | CONE | 0 |  |  | H2 Pipeline - Repurposed | ON | WC |  | 1 | 0
LCP_Inputs_ON_Electric_Howarth_2023_05_05 | 2020 |  |  | Hydrogen |  | Capacity-Interconnection | FOM | 0 |  |  | H2 Pipeline - Repurposed | ON | WC |  | 1 | 0
LCP_Inputs_ON_Electric_Howarth_2023_05_05 | 2020 |  |  | Methane |  | Capacity-Intraconnection | CONE | 0 |  |  | CH4 Pipeline | PJ | PJ |  | 1 | 0
LCP_Inputs_ON_Electric_Howarth_2023_05_05 | 2020 |  |  | Methane |  | Capacity-Intraconnection | FOM | 0 |  |  | CH4 Pipeline | PJ | PJ |  | 1 | 0
LCP_Inputs_ON_Electric_Howarth_2023_05_05 | 2020 |  |  | Electricity |  | Capacity-Intraconnection | CONE | 0 |  |  | Electricity Transmission Line | PJ | PJ |  | 1 | 0
LCP_Inputs_ON_Electric_Howarth_2023_05_05 | 2020 |  |  | Electricity |  | Capacity-Intraconnection | FOM | 0 |  |  | Electricity Transmission Line | PJ | PJ |  | 1 | 0
LCP_Inputs_ON_Electric_Howarth_2023_05_05 | 2020 |  |  | Hydrogen |  | Capacity-Intraconnection | CONE | 0 |  |  | H2 Pipeline - New | PJ | PJ |  | 1 | 0
LCP_Inputs_ON_Electric_Howarth_2023_05_05 | 2020 |  |  | Hydrogen |  | Capacity-Intraconnection | FOM | 0 |  |  | H2 Pipeline - New | PJ | PJ |  | 1 | 0
LCP_Inputs_ON_Electric_Howarth_2023_05_05 | 2020 |  |  | Hydrogen |  | Capacity-Intraconnection | CONE | 0 |  |  | H2 Pipeline - Repurposed | PJ | PJ |  | 1 | 0
LCP_Inputs_ON_Electric_Howarth_2023_05_05 | 2020 |  |  | Hydrogen |  | Capacity-Intraconnection | FOM | 0 |  |  | H2 Pipeline - Repurposed | PJ | PJ |  | 1 | 0
LCP_Inputs_ON_Electric_Howarth_2023_05_05 | 2020 |  |  | Electricity |  | Capacity-Interconnection | CONE | 259502113.8532 |  |  | Electricity Transmission Line | QC | NY |  | 1 | 259502113.8532
LCP_Inputs_ON_Electric_Howarth_2023_05_05 | 2020 |  |  | Electricity |  | Capacity-Interconnection | FOM | 5859725.1515 |  |  | Electricity Transmission Line | QC | NY |  | 1 | 5859725.1515
LCP_Inputs_ON_Electric_Howarth_2023_05_05 | 2020 |  |  | Methane |  | Capacity-Intraconnection | CONE | 0 |  |  | CH4 Pipeline | QC | QC |  | 1 | 0
LCP_Inputs_ON_Electric_Howarth_2023_05_05 | 2020 |  |  | Methane |  | Capacity-Intraconnection | FOM | 0 |  |  | CH4 Pipeline | QC | QC |  | 1 | 0
LCP_Inputs_ON_Electric_Howarth_2023_05_05 | 2020 |  |  | Electricity |  | Capacity-Intraconnection | CONE | 0 |  |  | Electricity Transmission Line | QC | QC |  | 1 | 0
LCP_Inputs_ON_Electric_Howarth_2023_05_05 | 2020 |  |  | Electricity |  | Capacity-Intraconnection | FOM | 0 |  |  | Electricity Transmission Line | QC | QC |  | 1 | 0
LCP_Inputs_ON_Electric_Howarth_2023_05_05 | 2020 |  |  | Hydrogen |  | Capacity-Intraconnection | CONE | 0 |  |  | H2 Pipeline - New | QC | QC |  | 1 | 0
LCP_Inputs_ON_Electric_Howarth_2023_05_05 | 2020 |  |  | Hydrogen |  | Capacity-Intraconnection | FOM | 0 |  |  | H2 Pipeline - New | QC | QC |  | 1 | 0
LCP_Inputs_ON_Electric_Howarth_2023_05_05 | 2020 |  |  | Hydrogen |  | Capacity-Intraconnection | CONE | 0 |  |  | H2 Pipeline - Repurposed | QC | QC |  | 1 | 0
LCP_Inputs_ON_Electric_Howarth_2023_05_05 | 2020 |  |  | Hydrogen |  | Capacity-Intraconnection | FOM | 0 |  |  | H2 Pipeline - Repurposed | QC | QC |  | 1 | 0
LCP_Inputs_ON_Electric_Howarth_2023_05_05 | 2020 |  |  | Electricity |  | Capacity-Interconnection | CONE | 28096966.426 |  |  | Electricity Transmission Line | WC | MI |  | 1 | 28096966.426
LCP_Inputs_ON_Electric_Howarth_2023_05_05 | 2020 |  |  | Electricity |  | Capacity-Interconnection | FOM | 634447.629 |  |  | Electricity Transmission Line | WC | MI |  | 1 | 634447.629
LCP_Inputs_ON_Electric_Howarth_2023_05_05 | 2020 |  |  | Methane |  | Capacity-Intraconnection | CONE | 0 |  |  | CH4 Pipeline | WC | WC |  | 1 | 0
LCP_Inputs_ON_Electric_Howarth_2023_05_05 | 2020 |  |  | Methane |  | Capacity-Intraconnection | FOM | 0 |  |  | CH4 Pipeline | WC | WC |  | 1 | 0
LCP_Inputs_ON_Electric_Howarth_2023_05_05 | 2020 |  |  | Electricity |  | Capacity-Intraconnection | CONE | 0 |  |  | Electricity Transmission Line | WC | WC |  | 1 | 0
LCP_Inputs_ON_Electric_Howarth_2023_05_05 | 2020 |  |  | Electricity |  | Capacity-Intraconnection | FOM | 0 |  |  | Electricity Transmission Line | WC | WC |  | 1 | 0
LCP_Inputs_ON_Electric_Howarth_2023_05_05 | 2020 |  |  | Hydrogen |  | Capacity-Intraconnection | CONE | 0 |  |  | H2 Pipeline - New | WC | WC |  | 1 | 0
LCP_Inputs_ON_Electric_Howarth_2023_05_05 | 2020 |  |  | Hydrogen |  | Capacity-Intraconnection | FOM | 0 |  |  | H2 Pipeline - New | WC | WC |  | 1 | 0
LCP_Inputs_ON_Electric_Howarth_2023_05_05 | 2020 |  |  | Hydrogen |  | Capacity-Intraconnection | CONE | 0 |  |  | H2 Pipeline - Repurposed | WC | WC |  | 1 | 0
LCP_Inputs_ON_Electric_Howarth_2023_05_05 | 2020 |  |  | Hydrogen |  | Capacity-Intraconnection | FOM | 0 |  |  | H2 Pipeline - Repurposed | WC | WC |  | 1 | 0
LCP_Inputs_ON_Electric_Howarth_2023_05_05 | 2021 |  |  | Methane |  | Capacity-Intraconnection | FOM | 0 |  |  | CH4 Pipeline | MI | MI |  | 0.96154 | 0
LCP_Inputs_ON_Electric_Howarth_2023_05_05 | 2021 |  |  | Electricity |  | Capacity-Intraconnection | FOM | 0 |  |  | Electricity Transmission Line | MI | MI |  | 0.96154 | 0
LCP_Inputs_ON_Electric_Howarth_2023_05_05 | 2021 |  |  | Hydrogen |  | Capacity-Intraconnection | FOM | 0 |  |  | H2 Pipeline - New | MI | MI |  | 0.96154 | 0
LCP_Inputs_ON_Electric_Howarth_2023_05_05 | 2021 |  |  | Hydrogen |  | Capacity-Intraconnection | FOM | 0 |  |  | H2 Pipeline - Repurposed | MI | MI |  | 0.96154 | 0
LCP_Inputs_ON_Electric_Howarth_2023_05_05 | 2021 |  |  | Methane |  | Capacity-Intraconnection | FOM | 0 |  |  | CH4 Pipeline | NY | NY |  | 0.96154 | 0
LCP_Inputs_ON_Electric_Howarth_2023_05_05 | 2021 |  |  | Electricity |  | Capacity-Intraconnection | FOM | 0 |  |  | Electricity Transmission Line | NY | NY |  | 0.96154 | 0
LCP_Inputs_ON_Electric_Howarth_2023_05_05 | 2021 |  |  | Hydrogen |  | Capacity-Intraconnection | FOM | 0 |  |  | H2 Pipeline - New | NY | NY |  | 0.96154 | 0
LCP_Inputs_ON_Electric_Howarth_2023_05_05 | 2021 |  |  | Hydrogen |  | Capacity-Intraconnection | FOM | 0 |  |  | H2 Pipeline - Repurposed | NY | NY |  | 0.96154 | 0
LCP_Inputs_ON_Electric_Howarth_2023_05_05 | 2021 |  |  | Methane |  | Capacity-Interconnection | FOM | 0 |  |  | CH4 Pipeline | ON | MI |  | 0.96154 | 0
LCP_Inputs_ON_Electric_Howarth_2023_05_05 | 2021 |  |  | Electricity |  | Capacity-Interconnection | FOM | 0 |  |  | Electricity Transmission Line | ON | MI |  | 0.96154 | 0
LCP_Inputs_ON_Electric_Howarth_2023_05_05 | 2021 |  |  | Hydrogen |  | Capacity-Interconnection | FOM | 0 |  |  | H2 Pipeline - New | ON | MI |  | 0.96154 | 0
LCP_Inputs_ON_Electric_Howarth_2023_05_05 | 2021 |  |  | Hydrogen |  | Capacity-Interconnection | FOM | 0 |  |  | H2 Pipeline - Repurposed | ON | MI |  | 0.96154 | 0
LCP_Inputs_ON_Electric_Howarth_2023_05_05 | 2021 |  |  | Methane |  | Capacity-Interconnection | FOM | 0 |  |  | CH4 Pipeline | ON | NY |  | 0.96154 | 0
LCP_Inputs_ON_Electric_Howarth_2023_05_05 | 2021 |  |  | Electricity |  | Capacity-Interconnection | FOM | 0 |  |  | Electricity Transmission Line | ON | NY |  | 0.96154 | 0
LCP_Inputs_ON_Electric_Howarth_2023_05_05 | 2021 |  |  | Hydrogen |  | Capacity-Interconnection | FOM | 0 |  |  | H2 Pipeline - New | ON | NY |  | 0.96154 | 0
LCP_Inputs_ON_Electric_Howarth_2023_05_05 | 2021 |  |  | Hydrogen |  | Capacity-Interconnection | FOM | 0 |  |  | H2 Pipeline - Repurposed | ON | NY |  | 0.96154 | 0
LCP_Inputs_ON_Electric_Howarth_2023_05_05 | 2021 |  |  | Methane |  | Capacity-Intraconnection | FOM | 0 |  |  | CH4 Pipeline | ON | ON |  | 0.96154 | 0
LCP_Inputs_ON_Electric_Howarth_2023_05_05 | 2021 |  |  | Electricity |  | Capacity-Intraconnection | FOM | 0 |  |  | Electricity Transmission Line | ON | ON |  | 0.96154 | 0
LCP_Inputs_ON_Electric_Howarth_2023_05_05 | 2021 |  |  | Hydrogen |  | Capacity-Intraconnection | FOM | 0 |  |  | H2 Pipeline - New | ON | ON |  | 0.96154 | 0
LCP_Inputs_ON_Electric_Howarth_2023_05_05 | 2021 |  |  | Hydrogen |  | Capacity-Intraconnection | FOM | 0 |  |  | H2 Pipeline - Repurposed | ON | ON |  | 0.96154 | 0
LCP_Inputs_ON_Electric_Howarth_2023_05_05 | 2021 |  |  | Methane |  | Capacity-Interconnection | FOM | 0 |  |  | CH4 Pipeline | ON | PJ |  | 0.96154 | 0
LCP_Inputs_ON_Electric_Howarth_2023_05_05 | 2021 |  |  | Electricity |  | Capacity-Interconnection | FOM | 0 |  |  | Electricity Transmission Line | ON | PJ |  | 0.96154 | 0
LCP_Inputs_ON_Electric_Howarth_2023_05_05 | 2021 |  |  | Hydrogen |  | Capacity-Interconnection | FOM | 0 |  |  | H2 Pipeline - New | ON | PJ |  | 0.96154 | 0
LCP_Inputs_ON_Electric_Howarth_2023_05_05 | 2021 |  |  | Hydrogen |  | Capacity-Interconnection | FOM | 0 |  |  | H2 Pipeline - Repurposed | ON | PJ |  | 0.96154 | 0
LCP_Inputs_ON_Electric_Howarth_2023_05_05 | 2021 |  |  | Methane |  | Capacity-Interconnection | FOM | 0 |  |  | CH4 Pipeline | ON | QC |  | 0.96154 | 0
LCP_Inputs_ON_Electric_Howarth_2023_05_05 | 2021 |  |  | Electricity |  | Capacity-Interconnection | FOM | 0 |  |  | Electricity Transmission Line | ON | QC |  | 0.96154 | 0
LCP_Inputs_ON_Electric_Howarth_2023_05_05 | 2021 |  |  | Hydrogen |  | Capacity-Interconnection | FOM | 0 |  |  | H2 Pipeline - New | ON | QC |  | 0.96154 | 0
LCP_Inputs_ON_Electric_Howarth_2023_05_05 | 2021 |  |  | Hydrogen |  | Capacity-Interconnection | FOM | 0 |  |  | H2 Pipeline - Repurposed | ON | QC |  | 0.96154 | 0
LCP_Inputs_ON_Electric_Howarth_2023_05_05 | 2021 |  |  | Methane |  | Capacity-Interconnection | FOM | 0 |  |  | CH4 Pipeline | ON | WC |  | 0.96154 | 0
LCP_Inputs_ON_Electric_Howarth_2023_05_05 | 2021 |  |  | Electricity |  | Capacity-Interconnection | FOM | 0 |  |  | Electricity Transmission Line | ON | WC |  | 0.96154 | 0
LCP_Inputs_ON_Electric_Howarth_2023_05_05 | 2021 |  |  | Hydrogen |  | Capacity-Interconnection | FOM | 0 |  |  | H2 Pipeline - New | ON | WC |  | 0.96154 | 0
LCP_Inputs_ON_Electric_Howarth_2023_05_05 | 2021 |  |  | Hydrogen |  | Capacity-Interconnection | FOM | 0 |  |  | H2 Pipeline - Repurposed | ON | WC |  | 0.96154 | 0
LCP_Inputs_ON_Electric_Howarth_2023_05_05 | 2021 |  |  | Methane |  | Capacity-Intraconnection | FOM | 0 |  |  | CH4 Pipeline | PJ | PJ |  | 0.96154 | 0
LCP_Inputs_ON_Electric_Howarth_2023_05_05 | 2021 |  |  | Electricity |  | Capacity-Intraconnection | FOM | 0 |  |  | Electricity Transmission Line | PJ | PJ |  | 0.96154 | 0
LCP_Inputs_ON_Electric_Howarth_2023_05_05 | 2021 |  |  | Hydrogen |  | Capacity-Intraconnection | FOM | 0 |  |  | H2 Pipeline - New | PJ | PJ |  | 0.96154 | 0
LCP_Inputs_ON_Electric_Howarth_2023_05_05 | 2021 |  |  | Hydrogen |  | Capacity-Intraconnection | FOM | 0 |  |  | H2 Pipeline - Repurposed | PJ | PJ |  | 0.96154 | 0
LCP_Inputs_ON_Electric_Howarth_2023_05_05 | 2021 |  |  | Electricity |  | Capacity-Interconnection | FOM | 5859725.1515 |  |  | Electricity Transmission Line | QC | NY |  | 0.96154 | 5634351.1072
LCP_Inputs_ON_Electric_Howarth_2023_05_05 | 2021 |  |  | Methane |  | Capacity-Intraconnection | FOM | 0 |  |  | CH4 Pipeline | QC | QC |  | 0.96154 | 0
LCP_Inputs_ON_Electric_Howarth_2023_05_05 | 2021 |  |  | Electricity |  | Capacity-Intraconnection | FOM | 0 |  |  | Electricity Transmission Line | QC | QC |  | 0.96154 | 0
LCP_Inputs_ON_Electric_Howarth_2023_05_05 | 2021 |  |  | Hydrogen |  | Capacity-Intraconnection | FOM | 0 |  |  | H2 Pipeline - New | QC | QC |  | 0.96154 | 0
LCP_Inputs_ON_Electric_Howarth_2023_05_05 | 2021 |  |  | Hydrogen |  | Capacity-Intraconnection | FOM | 0 |  |  | H2 Pipeline - Repurposed | QC | QC |  | 0.96154 | 0
LCP_Inputs_ON_Electric_Howarth_2023_05_05 | 2021 |  |  | Electricity |  | Capacity-Interconnection | FOM | 634447.629 |  |  | Electricity Transmission Line | WC | MI |  | 0.96154 | 610045.7971
LCP_Inputs_ON_Electric_Howarth_2023_05_05 | 2021 |  |  | Methane |  | Capacity-Intraconnection | FOM | 0 |  |  | CH4 Pipeline | WC | WC |  | 0.96154 | 0
LCP_Inputs_ON_Electric_Howarth_2023_05_05 | 2021 |  |  | Electricity |  | Capacity-Intraconnection | FOM | 0 |  |  | Electricity Transmission Line | WC | WC |  | 0.96154 | 0
LCP_Inputs_ON_Electric_Howarth_2023_05_05 | 2021 |  |  | Hydrogen |  | Capacity-Intraconnection | FOM | 0 |  |  | H2 Pipeline - New | WC | WC |  | 0.96154 | 0
LCP_Inputs_ON_Electric_Howarth_2023_05_05 | 2021 |  |  | Hydrogen |  | Capacity-Intraconnection | FOM | 0 |  |  | H2 Pipeline - Repurposed | WC | WC |  | 0.96154 | 0
LCP_Inputs_ON_Electric_Howarth_2023_05_05 | 2022 |  |  | Methane |  | Capacity-Intraconnection | FOM | 0 |  |  | CH4 Pipeline | MI | MI |  | 0.92456 | 0
LCP_Inputs_ON_Electric_Howarth_2023_05_05 | 2022 |  |  | Electricity |  | Capacity-Intraconnection | FOM | 0 |  |  | Electricity Transmission Line | MI | MI |  | 0.92456 | 0
LCP_Inputs_ON_Electric_Howarth_2023_05_05 | 2022 |  |  | Hydrogen |  | Capacity-Intraconnection | FOM | 0 |  |  | H2 Pipeline - New | MI | MI |  | 0.92456 | 0
LCP_Inputs_ON_Electric_Howarth_2023_05_05 | 2022 |  |  | Hydrogen |  | Capacity-Intraconnection | FOM | 0 |  |  | H2 Pipeline - Repurposed | MI | MI |  | 0.92456 | 0
LCP_Inputs_ON_Electric_Howarth_2023_05_05 | 2022 |  |  | Methane |  | Capacity-Intraconnection | FOM | 0 |  |  | CH4 Pipeline | NY | NY |  | 0.92456 | 0
LCP_Inputs_ON_Electric_Howarth_2023_05_05 | 2022 |  |  | Electricity |  | Capacity-Intraconnection | FOM | 0 |  |  | Electricity Transmission Line | NY | NY |  | 0.92456 | 0
LCP_Inputs_ON_Electric_Howarth_2023_05_05 | 2022 |  |  | Hydrogen |  | Capacity-Intraconnection | FOM | 0 |  |  | H2 Pipeline - New | NY | NY |  | 0.92456 | 0
LCP_Inputs_ON_Electric_Howarth_2023_05_05 | 2022 |  |  | Hydrogen |  | Capacity-Intraconnection | FOM | 0 |  |  | H2 Pipeline - Repurposed | NY | NY |  | 0.92456 | 0
LCP_Inputs_ON_Electric_Howarth_2023_05_05 | 2022 |  |  | Methane |  | Capacity-Interconnection | FOM | 0 |  |  | CH4 Pipeline | ON | MI |  | 0.92456 | 0
LCP_Inputs_ON_Electric_Howarth_2023_05_05 | 2022 |  |  | Electricity |  | Capacity-Interconnection | FOM | 0 |  |  | Electricity Transmission Line | ON | MI |  | 0.92456 | 0
LCP_Inputs_ON_Electric_Howarth_2023_05_05 | 2022 |  |  | Hydrogen |  | Capacity-Interconnection | FOM | 0 |  |  | H2 Pipeline - New | ON | MI |  | 0.92456 | 0
LCP_Inputs_ON_Electric_Howarth_2023_05_05 | 2022 |  |  | Hydrogen |  | Capacity-Interconnection | FOM | 0 |  |  | H2 Pipeline - Repurposed | ON | MI |  | 0.92456 | 0
LCP_Inputs_ON_Electric_Howarth_2023_05_05 | 2022 |  |  | Methane |  | Capacity-Interconnection | FOM | 0 |  |  | CH4 Pipeline | ON | NY |  | 0.92456 | 0
LCP_Inputs_ON_Electric_Howarth_2023_05_05 | 2022 |  |  | Electricity |  | Capacity-Interconnection | FOM | 0 |  |  | Electricity Transmission Line | ON | NY |  | 0.92456 | 0
LCP_Inputs_ON_Electric_Howarth_2023_05_05 | 2022 |  |  | Hydrogen |  | Capacity-Interconnection | FOM | 0 |  |  | H2 Pipeline - New | ON | NY |  | 0.92456 | 0
LCP_Inputs_ON_Electric_Howarth_2023_05_05 | 2022 |  |  | Hydrogen |  | Capacity-Interconnection | FOM | 0 |  |  | H2 Pipeline - Repurposed | ON | NY |  | 0.92456 | 0
LCP_Inputs_ON_Electric_Howarth_2023_05_05 | 2022 |  |  | Methane |  | Capacity-Intraconnection | FOM | 0 |  |  | CH4 Pipeline | ON | ON |  | 0.92456 | 0
LCP_Inputs_ON_Electric_Howarth_2023_05_05 | 2022 |  |  | Electricity |  | Capacity-Intraconnection | FOM | 0 |  |  | Electricity Transmission Line | ON | ON |  | 0.92456 | 0
LCP_Inputs_ON_Electric_Howarth_2023_05_05 | 2022 |  |  | Hydrogen |  | Capacity-Intraconnection | FOM | 0 |  |  | H2 Pipeline - New | ON | ON |  | 0.92456 | 0
LCP_Inputs_ON_Electric_Howarth_2023_05_05 | 2022 |  |  | Hydrogen |  | Capacity-Intraconnection | FOM | 0 |  |  | H2 Pipeline - Repurposed | ON | ON |  | 0.92456 | 0
LCP_Inputs_ON_Electric_Howarth_2023_05_05 | 2022 |  |  | Methane |  | Capacity-Interconnection | FOM | 0 |  |  | CH4 Pipeline | ON | PJ |  | 0.92456 | 0
LCP_Inputs_ON_Electric_Howarth_2023_05_05 | 2022 |  |  | Electricity |  | Capacity-Interconnection | FOM | 0 |  |  | Electricity Transmission Line | ON | PJ |  | 0.92456 | 0
LCP_Inputs_ON_Electric_Howarth_2023_05_05 | 2022 |  |  | Hydrogen |  | Capacity-Interconnection | FOM | 0 |  |  | H2 Pipeline - New | ON | PJ |  | 0.92456 | 0
LCP_Inputs_ON_Electric_Howarth_2023_05_05 | 2022 |  |  | Hydrogen |  | Capacity-Interconnection | FOM | 0 |  |  | H2 Pipeline - Repurposed | ON | PJ |  | 0.92456 | 0
LCP_Inputs_ON_Electric_Howarth_2023_05_05 | 2022 |  |  | Methane |  | Capacity-Interconnection | FOM | 0 |  |  | CH4 Pipeline | ON | QC |  | 0.92456 | 0
LCP_Inputs_ON_Electric_Howarth_2023_05_05 | 2022 |  |  | Electricity |  | Capacity-Interconnection | FOM | 0 |  |  | Electricity Transmission Line | ON | QC |  | 0.92456 | 0
LCP_Inputs_ON_Electric_Howarth_2023_05_05 | 2022 |  |  | Hydrogen |  | Capacity-Interconnection | FOM | 0 |  |  | H2 Pipeline - New | ON | QC |  | 0.92456 | 0
LCP_Inputs_ON_Electric_Howarth_2023_05_05 | 2022 |  |  | Hydrogen |  | Capacity-Interconnection | FOM | 0 |  |  | H2 Pipeline - Repurposed | ON | QC |  | 0.92456 | 0
LCP_Inputs_ON_Electric_Howarth_2023_05_05 | 2022 |  |  | Methane |  | Capacity-Interconnection | FOM | 0 |  |  | CH4 Pipeline | ON | WC |  | 0.92456 | 0
LCP_Inputs_ON_Electric_Howarth_2023_05_05 | 2022 |  |  | Electricity |  | Capacity-Interconnection | FOM | 0 |  |  | Electricity Transmission Line | ON | WC |  | 0.92456 | 0
LCP_Inputs_ON_Electric_Howarth_2023_05_05 | 2022 |  |  | Hydrogen |  | Capacity-Interconnection | FOM | 0 |  |  | H2 Pipeline - New | ON | WC |  | 0.92456 | 0
LCP_Inputs_ON_Electric_Howarth_2023_05_05 | 2022 |  |  | Hydrogen |  | Capacity-Interconnection | FOM | 0 |  |  | H2 Pipeline - Repurposed | ON | WC |  | 0.92456 | 0
LCP_Inputs_ON_Electric_Howarth_2023_05_05 | 2022 |  |  | Methane |  | Capacity-Intraconnection | FOM | 0 |  |  | CH4 Pipeline | PJ | PJ |  | 0.92456 | 0
LCP_Inputs_ON_Electric_Howarth_2023_05_05 | 2022 |  |  | Electricity |  | Capacity-Intraconnection | FOM | 0 |  |  | Electricity Transmission Line | PJ | PJ |  | 0.92456 | 0
LCP_Inputs_ON_Electric_Howarth_2023_05_05 | 2022 |  |  | Hydrogen |  | Capacity-Intraconnection | FOM | 0 |  |  | H2 Pipeline - New | PJ | PJ |  | 0.92456 | 0
LCP_Inputs_ON_Electric_Howarth_2023_05_05 | 2022 |  |  | Hydrogen |  | Capacity-Intraconnection | FOM | 0 |  |  | H2 Pipeline - Repurposed | PJ | PJ |  | 0.92456 | 0
LCP_Inputs_ON_Electric_Howarth_2023_05_05 | 2022 |  |  | Electricity |  | Capacity-Interconnection | FOM | 5859725.1515 |  |  | Electricity Transmission Line | QC | NY |  | 0.92456 | 5417645.2954
LCP_Inputs_ON_Electric_Howarth_2023_05_05 | 2022 |  |  | Methane |  | Capacity-Intraconnection | FOM | 0 |  |  | CH4 Pipeline | QC | QC |  | 0.92456 | 0
LCP_Inputs_ON_Electric_Howarth_2023_05_05 | 2022 |  |  | Electricity |  | Capacity-Intraconnection | FOM | 0 |  |  | Electricity Transmission Line | QC | QC |  | 0.92456 | 0
LCP_Inputs_ON_Electric_Howarth_2023_05_05 | 2022 |  |  | Hydrogen |  | Capacity-Intraconnection | FOM | 0 |  |  | H2 Pipeline - New | QC | QC |  | 0.92456 | 0
LCP_Inputs_ON_Electric_Howarth_2023_05_05 | 2022 |  |  | Hydrogen |  | Capacity-Intraconnection | FOM | 0 |  |  | H2 Pipeline - Repurposed | QC | QC |  | 0.92456 | 0
LCP_Inputs_ON_Electric_Howarth_2023_05_05 | 2022 |  |  | Electricity |  | Capacity-Interconnection | FOM | 634447.629 |  |  | Electricity Transmission Line | WC | MI |  | 0.92456 | 586582.4972
LCP_Inputs_ON_Electric_Howarth_2023_05_05 | 2022 |  |  | Methane |  | Capacity-Intraconnection | FOM | 0 |  |  | CH4 Pipeline | WC | WC |  | 0.92456 | 0
LCP_Inputs_ON_Electric_Howarth_2023_05_05 | 2022 |  |  | Electricity |  | Capacity-Intraconnection | FOM | 0 |  |  | Electricity Transmission Line | WC | WC |  | 0.92456 | 0
LCP_Inputs_ON_Electric_Howarth_2023_05_05 | 2022 |  |  | Hydrogen |  | Capacity-Intraconnection | FOM | 0 |  |  | H2 Pipeline - New | WC | WC |  | 0.92456 | 0
LCP_Inputs_ON_Electric_Howarth_2023_05_05 | 2022 |  |  | Hydrogen |  | Capacity-Intraconnection | FOM | 0 |  |  | H2 Pipeline - Repurposed | WC | WC |  | 0.92456 | 0
LCP_Inputs_ON_Electric_Howarth_2023_05_05 | 2023 |  |  | Methane |  | Capacity-Intraconnection | FOM | 0 |  |  | CH4 Pipeline | MI | MI |  | 0.889 | 0
LCP_Inputs_ON_Electric_Howarth_2023_05_05 | 2023 |  |  | Electricity |  | Capacity-Intraconnection | FOM | 0 |  |  | Electricity Transmission Line | MI | MI |  | 0.889 | 0
LCP_Inputs_ON_Electric_Howarth_2023_05_05 | 2023 |  |  | Hydrogen |  | Capacity-Intraconnection | FOM | 0 |  |  | H2 Pipeline - New | MI | MI |  | 0.889 | 0
LCP_Inputs_ON_Electric_Howarth_2023_05_05 | 2023 |  |  | Hydrogen |  | Capacity-Intraconnection | FOM | 0 |  |  | H2 Pipeline - Repurposed | MI | MI |  | 0.889 | 0
LCP_Inputs_ON_Electric_Howarth_2023_05_05 | 2023 |  |  | Methane |  | Capacity-Intraconnection | FOM | 0 |  |  | CH4 Pipeline | NY | NY |  | 0.889 | 0
LCP_Inputs_ON_Electric_Howarth_2023_05_05 | 2023 |  |  | Electricity |  | Capacity-Intraconnection | FOM | 0 |  |  | Electricity Transmission Line | NY | NY |  | 0.889 | 0
LCP_Inputs_ON_Electric_Howarth_2023_05_05 | 2023 |  |  | Hydrogen |  | Capacity-Intraconnection | FOM | 0 |  |  | H2 Pipeline - New | NY | NY |  | 0.889 | 0
LCP_Inputs_ON_Electric_Howarth_2023_05_05 | 2023 |  |  | Hydrogen |  | Capacity-Intraconnection | FOM | 0 |  |  | H2 Pipeline - Repurposed | NY | NY |  | 0.889 | 0
LCP_Inputs_ON_Electric_Howarth_2023_05_05 | 2023 |  |  | Methane |  | Capacity-Interconnection | FOM | 0 |  |  | CH4 Pipeline | ON | MI |  | 0.889 | 0
LCP_Inputs_ON_Electric_Howarth_2023_05_05 | 2023 |  |  | Electricity |  | Capacity-Interconnection | FOM | 0 |  |  | Electricity Transmission Line | ON | MI |  | 0.889 | 0
LCP_Inputs_ON_Electric_Howarth_2023_05_05 | 2023 |  |  | Hydrogen |  | Capacity-Interconnection | FOM | 0 |  |  | H2 Pipeline - New | ON | MI |  | 0.889 | 0
LCP_Inputs_ON_Electric_Howarth_2023_05_05 | 2023 |  |  | Hydrogen |  | Capacity-Interconnection | FOM | 0 |  |  | H2 Pipeline - Repurposed | ON | MI |  | 0.889 | 0
LCP_Inputs_ON_Electric_Howarth_2023_05_05 | 2023 |  |  | Methane |  | Capacity-Interconnection | FOM | 0 |  |  | CH4 Pipeline | ON | NY |  | 0.889 | 0
LCP_Inputs_ON_Electric_Howarth_2023_05_05 | 2023 |  |  | Electricity |  | Capacity-Interconnection | FOM | 0 |  |  | Electricity Transmission Line | ON | NY |  | 0.889 | 0
LCP_Inputs_ON_Electric_Howarth_2023_05_05 | 2023 |  |  | Hydrogen |  | Capacity-Interconnection | FOM | 0 |  |  | H2 Pipeline - New | ON | NY |  | 0.889 | 0
LCP_Inputs_ON_Electric_Howarth_2023_05_05 | 2023 |  |  | Hydrogen |  | Capacity-Interconnection | FOM | 0 |  |  | H2 Pipeline - Repurposed | ON | NY |  | 0.889 | 0
LCP_Inputs_ON_Electric_Howarth_2023_05_05 | 2023 |  |  | Methane |  | Capacity-Intraconnection | FOM | 0 |  |  | CH4 Pipeline | ON | ON |  | 0.889 | 0
LCP_Inputs_ON_Electric_Howarth_2023_05_05 | 2023 |  |  | Electricity |  | Capacity-Intraconnection | FOM | 0 |  |  | Electricity Transmission Line | ON | ON |  | 0.889 | 0
LCP_Inputs_ON_Electric_Howarth_2023_05_05 | 2023 |  |  | Hydrogen |  | Capacity-Intraconnection | FOM | 0 |  |  | H2 Pipeline - New | ON | ON |  | 0.889 | 0
LCP_Inputs_ON_Electric_Howarth_2023_05_05 | 2023 |  |  | Hydrogen |  | Capacity-Intraconnection | FOM | 0 |  |  | H2 Pipeline - Repurposed | ON | ON |  | 0.889 | 0
LCP_Inputs_ON_Electric_Howarth_2023_05_05 | 2023 |  |  | Methane |  | Capacity-Interconnection | FOM | 0 |  |  | CH4 Pipeline | ON | PJ |  | 0.889 | 0
LCP_Inputs_ON_Electric_Howarth_2023_05_05 | 2023 |  |  | Electricity |  | Capacity-Interconnection | FOM | 0 |  |  | Electricity Transmission Line | ON | PJ |  | 0.889 | 0
LCP_Inputs_ON_Electric_Howarth_2023_05_05 | 2023 |  |  | Hydrogen |  | Capacity-Interconnection | FOM | 0 |  |  | H2 Pipeline - New | ON | PJ |  | 0.889 | 0
LCP_Inputs_ON_Electric_Howarth_2023_05_05 | 2023 |  |  | Hydrogen |  | Capacity-Interconnection | FOM | 0 |  |  | H2 Pipeline - Repurposed | ON | PJ |  | 0.889 | 0
LCP_Inputs_ON_Electric_Howarth_2023_05_05 | 2023 |  |  | Methane |  | Capacity-Interconnection | FOM | 0 |  |  | CH4 Pipeline | ON | QC |  | 0.889 | 0
LCP_Inputs_ON_Electric_Howarth_2023_05_05 | 2023 |  |  | Electricity |  | Capacity-Interconnection | FOM | 0 |  |  | Electricity Transmission Line | ON | QC |  | 0.889 | 0
LCP_Inputs_ON_Electric_Howarth_2023_05_05 | 2023 |  |  | Hydrogen |  | Capacity-Interconnection | FOM | 0 |  |  | H2 Pipeline - New | ON | QC |  | 0.889 | 0
LCP_Inputs_ON_Electric_Howarth_2023_05_05 | 2023 |  |  | Hydrogen |  | Capacity-Interconnection | FOM | 0 |  |  | H2 Pipeline - Repurposed | ON | QC |  | 0.889 | 0
LCP_Inputs_ON_Electric_Howarth_2023_05_05 | 2023 |  |  | Methane |  | Capacity-Interconnection | FOM | 0 |  |  | CH4 Pipeline | ON | WC |  | 0.889 | 0
LCP_Inputs_ON_Electric_Howarth_2023_05_05 | 2023 |  |  | Electricity |  | Capacity-Interconnection | FOM | 0 |  |  | Electricity Transmission Line | ON | WC |  | 0.889 | 0
LCP_Inputs_ON_Electric_Howarth_2023_05_05 | 2023 |  |  | Hydrogen |  | Capacity-Interconnection | FOM | 0 |  |  | H2 Pipeline - New | ON | WC |  | 0.889 | 0
LCP_Inputs_ON_Electric_Howarth_2023_05_05 | 2023 |  |  | Hydrogen |  | Capacity-Interconnection | FOM | 0 |  |  | H2 Pipeline - Repurposed | ON | WC |  | 0.889 | 0
LCP_Inputs_ON_Electric_Howarth_2023_05_05 | 2023 |  |  | Methane |  | Capacity-Intraconnection | FOM | 0 |  |  | CH4 Pipeline | PJ | PJ |  | 0.889 | 0
LCP_Inputs_ON_Electric_Howarth_2023_05_05 | 2023 |  |  | Electricity |  | Capacity-Intraconnection | FOM | 0 |  |  | Electricity Transmission Line | PJ | PJ |  | 0.889 | 0
LCP_Inputs_ON_Electric_Howarth_2023_05_05 | 2023 |  |  | Hydrogen |  | Capacity-Intraconnection | FOM | 0 |  |  | H2 Pipeline - New | PJ | PJ |  | 0.889 | 0
LCP_Inputs_ON_Electric_Howarth_2023_05_05 | 2023 |  |  | Hydrogen |  | Capacity-Intraconnection | FOM | 0 |  |  | H2 Pipeline - Repurposed | PJ | PJ |  | 0.889 | 0
LCP_Inputs_ON_Electric_Howarth_2023_05_05 | 2023 |  |  | Electricity |  | Capacity-Interconnection | FOM | 5859725.1515 |  |  | Electricity Transmission Line | QC | NY |  | 0.889 | 5209274.3225
LCP_Inputs_ON_Electric_Howarth_2023_05_05 | 2023 |  |  | Methane |  | Capacity-Intraconnection | FOM | 0 |  |  | CH4 Pipeline | QC | QC |  | 0.889 | 0
LCP_Inputs_ON_Electric_Howarth_2023_05_05 | 2023 |  |  | Electricity |  | Capacity-Intraconnection | FOM | 0 |  |  | Electricity Transmission Line | QC | QC |  | 0.889 | 0
LCP_Inputs_ON_Electric_Howarth_2023_05_05 | 2023 |  |  | Hydrogen |  | Capacity-Intraconnection | FOM | 0 |  |  | H2 Pipeline - New | QC | QC |  | 0.889 | 0
LCP_Inputs_ON_Electric_Howarth_2023_05_05 | 2023 |  |  | Hydrogen |  | Capacity-Intraconnection | FOM | 0 |  |  | H2 Pipeline - Repurposed | QC | QC |  | 0.889 | 0
LCP_Inputs_ON_Electric_Howarth_2023_05_05 | 2023 |  |  | Electricity |  | Capacity-Interconnection | FOM | 634447.629 |  |  | Electricity Transmission Line | WC | MI |  | 0.889 | 564021.6319
LCP_Inputs_ON_Electric_Howarth_2023_05_05 | 2023 |  |  | Methane |  | Capacity-Intraconnection | FOM | 0 |  |  | CH4 Pipeline | WC | WC |  | 0.889 | 0
LCP_Inputs_ON_Electric_Howarth_2023_05_05 | 2023 |  |  | Electricity |  | Capacity-Intraconnection | FOM | 0 |  |  | Electricity Transmission Line | WC | WC |  | 0.889 | 0
LCP_Inputs_ON_Electric_Howarth_2023_05_05 | 2023 |  |  | Hydrogen |  | Capacity-Intraconnection | FOM | 0 |  |  | H2 Pipeline - New | WC | WC |  | 0.889 | 0
LCP_Inputs_ON_Electric_Howarth_2023_05_05 | 2023 |  |  | Hydrogen |  | Capacity-Intraconnection | FOM | 0 |  |  | H2 Pipeline - Repurposed | WC | WC |  | 0.889 | 0
LCP_Inputs_ON_Electric_Howarth_2023_05_05 | 2024 |  |  | Methane |  | Capacity-Intraconnection | FOM | 0 |  |  | CH4 Pipeline | MI | MI |  | 0.8548 | 0
LCP_Inputs_ON_Electric_Howarth_2023_05_05 | 2024 |  |  | Electricity |  | Capacity-Intraconnection | FOM | 0 |  |  | Electricity Transmission Line | MI | MI |  | 0.8548 | 0
LCP_Inputs_ON_Electric_Howarth_2023_05_05 | 2024 |  |  | Hydrogen |  | Capacity-Intraconnection | FOM | 0 |  |  | H2 Pipeline - New | MI | MI |  | 0.8548 | 0
LCP_Inputs_ON_Electric_Howarth_2023_05_05 | 2024 |  |  | Hydrogen |  | Capacity-Intraconnection | FOM | 0 |  |  | H2 Pipeline - Repurposed | MI | MI |  | 0.8548 | 0
LCP_Inputs_ON_Electric_Howarth_2023_05_05 | 2024 |  |  | Methane |  | Capacity-Intraconnection | FOM | 0 |  |  | CH4 Pipeline | NY | NY |  | 0.8548 | 0
LCP_Inputs_ON_Electric_Howarth_2023_05_05 | 2024 |  |  | Electricity |  | Capacity-Intraconnection | FOM | 0 |  |  | Electricity Transmission Line | NY | NY |  | 0.8548 | 0
LCP_Inputs_ON_Electric_Howarth_2023_05_05 | 2024 |  |  | Hydrogen |  | Capacity-Intraconnection | FOM | 0 |  |  | H2 Pipeline - New | NY | NY |  | 0.8548 | 0
LCP_Inputs_ON_Electric_Howarth_2023_05_05 | 2024 |  |  | Hydrogen |  | Capacity-Intraconnection | FOM | 0 |  |  | H2 Pipeline - Repurposed | NY | NY |  | 0.8548 | 0
LCP_Inputs_ON_Electric_Howarth_2023_05_05 | 2024 |  |  | Methane |  | Capacity-Interconnection | FOM | 0 |  |  | CH4 Pipeline | ON | MI |  | 0.8548 | 0
LCP_Inputs_ON_Electric_Howarth_2023_05_05 | 2024 |  |  | Electricity |  | Capacity-Interconnection | FOM | 0 |  |  | Electricity Transmission Line | ON | MI |  | 0.8548 | 0
LCP_Inputs_ON_Electric_Howarth_2023_05_05 | 2024 |  |  | Hydrogen |  | Capacity-Interconnection | FOM | 0 |  |  | H2 Pipeline - New | ON | MI |  | 0.8548 | 0
LCP_Inputs_ON_Electric_Howarth_2023_05_05 | 2024 |  |  | Hydrogen |  | Capacity-Interconnection | FOM | 0 |  |  | H2 Pipeline - Repurposed | ON | MI |  | 0.8548 | 0
LCP_Inputs_ON_Electric_Howarth_2023_05_05 | 2024 |  |  | Methane |  | Capacity-Interconnection | FOM | 0 |  |  | CH4 Pipeline | ON | NY |  | 0.8548 | 0
LCP_Inputs_ON_Electric_Howarth_2023_05_05 | 2024 |  |  | Electricity |  | Capacity-Interconnection | FOM | 0 |  |  | Electricity Transmission Line | ON | NY |  | 0.8548 | 0
LCP_Inputs_ON_Electric_Howarth_2023_05_05 | 2024 |  |  | Hydrogen |  | Capacity-Interconnection | FOM | 0 |  |  | H2 Pipeline - New | ON | NY |  | 0.8548 | 0
LCP_Inputs_ON_Electric_Howarth_2023_05_05 | 2024 |  |  | Hydrogen |  | Capacity-Interconnection | FOM | 0 |  |  | H2 Pipeline - Repurposed | ON | NY |  | 0.8548 | 0
LCP_Inputs_ON_Electric_Howarth_2023_05_05 | 2024 |  |  | Methane |  | Capacity-Intraconnection | FOM | 0 |  |  | CH4 Pipeline | ON | ON |  | 0.8548 | 0
LCP_Inputs_ON_Electric_Howarth_2023_05_05 | 2024 |  |  | Electricity |  | Capacity-Intraconnection | FOM | 0 |  |  | Electricity Transmission Line | ON | ON |  | 0.8548 | 0
LCP_Inputs_ON_Electric_Howarth_2023_05_05 | 2024 |  |  | Hydrogen |  | Capacity-Intraconnection | FOM | 0 |  |  | H2 Pipeline - New | ON | ON |  | 0.8548 | 0
LCP_Inputs_ON_Electric_Howarth_2023_05_05 | 2024 |  |  | Hydrogen |  | Capacity-Intraconnection | FOM | 0 |  |  | H2 Pipeline - Repurposed | ON | ON |  | 0.8548 | 0
LCP_Inputs_ON_Electric_Howarth_2023_05_05 | 2024 |  |  | Methane |  | Capacity-Interconnection | FOM | 0 |  |  | CH4 Pipeline | ON | PJ |  | 0.8548 | 0
LCP_Inputs_ON_Electric_Howarth_2023_05_05 | 2024 |  |  | Electricity |  | Capacity-Interconnection | FOM | 0 |  |  | Electricity Transmission Line | ON | PJ |  | 0.8548 | 0
LCP_Inputs_ON_Electric_Howarth_2023_05_05 | 2024 |  |  | Hydrogen |  | Capacity-Interconnection | FOM | 0 |  |  | H2 Pipeline - New | ON | PJ |  | 0.8548 | 0
LCP_Inputs_ON_Electric_Howarth_2023_05_05 | 2024 |  |  | Hydrogen |  | Capacity-Interconnection | FOM | 0 |  |  | H2 Pipeline - Repurposed | ON | PJ |  | 0.8548 | 0
LCP_Inputs_ON_Electric_Howarth_2023_05_05 | 2024 |  |  | Methane |  | Capacity-Interconnection | FOM | 0 |  |  | CH4 Pipeline | ON | QC |  | 0.8548 | 0
LCP_Inputs_ON_Electric_Howarth_2023_05_05 | 2024 |  |  | Electricity |  | Capacity-Interconnection | FOM | 0 |  |  | Electricity Transmission Line | ON | QC |  | 0.8548 | 0
LCP_Inputs_ON_Electric_Howarth_2023_05_05 | 2024 |  |  | Hydrogen |  | Capacity-Interconnection | FOM | 0 |  |  | H2 Pipeline - New | ON | QC |  | 0.8548 | 0
LCP_Inputs_ON_Electric_Howarth_2023_05_05 | 2024 |  |  | Hydrogen |  | Capacity-Interconnection | FOM | 0 |  |  | H2 Pipeline - Repurposed | ON | QC |  | 0.8548 | 0
LCP_Inputs_ON_Electric_Howarth_2023_05_05 | 2024 |  |  | Methane |  | Capacity-Interconnection | FOM | 0 |  |  | CH4 Pipeline | ON | WC |  | 0.8548 | 0
LCP_Inputs_ON_Electric_Howarth_2023_05_05 | 2024 |  |  | Electricity |  | Capacity-Interconnection | FOM | 0 |  |  | Electricity Transmission Line | ON | WC |  | 0.8548 | 0
LCP_Inputs_ON_Electric_Howarth_2023_05_05 | 2024 |  |  | Hydrogen |  | Capacity-Interconnection | FOM | 0 |  |  | H2 Pipeline - New | ON | WC |  | 0.8548 | 0
LCP_Inputs_ON_Electric_Howarth_2023_05_05 | 2024 |  |  | Hydrogen |  | Capacity-Interconnection | FOM | 0 |  |  | H2 Pipeline - Repurposed | ON | WC |  | 0.8548 | 0
LCP_Inputs_ON_Electric_Howarth_2023_05_05 | 2024 |  |  | Methane |  | Capacity-Intraconnection | FOM | 0 |  |  | CH4 Pipeline | PJ | PJ |  | 0.8548 | 0
LCP_Inputs_ON_Electric_Howarth_2023_05_05 | 2024 |  |  | Electricity |  | Capacity-Intraconnection | FOM | 0 |  |  | Electricity Transmission Line | PJ | PJ |  | 0.8548 | 0
LCP_Inputs_ON_Electric_Howarth_2023_05_05 | 2024 |  |  | Hydrogen |  | Capacity-Intraconnection | FOM | 0 |  |  | H2 Pipeline - New | PJ | PJ |  | 0.8548 | 0
LCP_Inputs_ON_Electric_Howarth_2023_05_05 | 2024 |  |  | Hydrogen |  | Capacity-Intraconnection | FOM | 0 |  |  | H2 Pipeline - Repurposed | PJ | PJ |  | 0.8548 | 0
LCP_Inputs_ON_Electric_Howarth_2023_05_05 | 2024 |  |  | Electricity |  | Capacity-Interconnection | FOM | 5859725.1515 |  |  | Electricity Transmission Line | QC | NY |  | 0.8548 | 5008917.6178
LCP_Inputs_ON_Electric_Howarth_2023_05_05 | 2024 |  |  | Methane |  | Capacity-Intraconnection | FOM | 0 |  |  | CH4 Pipeline | QC | QC |  | 0.8548 | 0
LCP_Inputs_ON_Electric_Howarth_2023_05_05 | 2024 |  |  | Electricity |  | Capacity-Intraconnection | FOM | 0 |  |  | Electricity Transmission Line | QC | QC |  | 0.8548 | 0
LCP_Inputs_ON_Electric_Howarth_2023_05_05 | 2024 |  |  | Hydrogen |  | Capacity-Intraconnection | FOM | 0 |  |  | H2 Pipeline - New | QC | QC |  | 0.8548 | 0
LCP_Inputs_ON_Electric_Howarth_2023_05_05 | 2024 |  |  | Hydrogen |  | Capacity-Intraconnection | FOM | 0 |  |  | H2 Pipeline - Repurposed | QC | QC |  | 0.8548 | 0
LCP_Inputs_ON_Electric_Howarth_2023_05_05 | 2024 |  |  | Electricity |  | Capacity-Interconnection | FOM | 634447.629 |  |  | Electricity Transmission Line | WC | MI |  | 0.8548 | 542328.4922
LCP_Inputs_ON_Electric_Howarth_2023_05_05 | 2024 |  |  | Methane |  | Capacity-Intraconnection | FOM | 0 |  |  | CH4 Pipeline | WC | WC |  | 0.8548 | 0
LCP_Inputs_ON_Electric_Howarth_2023_05_05 | 2024 |  |  | Electricity |  | Capacity-Intraconnection | FOM | 0 |  |  | Electricity Transmission Line | WC | WC |  | 0.8548 | 0
LCP_Inputs_ON_Electric_Howarth_2023_05_05 | 2024 |  |  | Hydrogen |  | Capacity-Intraconnection | FOM | 0 |  |  | H2 Pipeline - New | WC | WC |  | 0.8548 | 0
LCP_Inputs_ON_Electric_Howarth_2023_05_05 | 2024 |  |  | Hydrogen |  | Capacity-Intraconnection | FOM | 0 |  |  | H2 Pipeline - Repurposed | WC | WC |  | 0.8548 | 0
LCP_Inputs_ON_Electric_Howarth_2023_05_05 | 2025 |  |  | Methane |  | Capacity-Intraconnection | FOM | 0 |  |  | CH4 Pipeline | MI | MI |  | 0.82193 | 0
LCP_Inputs_ON_Electric_Howarth_2023_05_05 | 2025 |  |  | Electricity |  | Capacity-Intraconnection | FOM | 0 |  |  | Electricity Transmission Line | MI | MI |  | 0.82193 | 0
LCP_Inputs_ON_Electric_Howarth_2023_05_05 | 2025 |  |  | Hydrogen |  | Capacity-Intraconnection | FOM | 0 |  |  | H2 Pipeline - New | MI | MI |  | 0.82193 | 0
LCP_Inputs_ON_Electric_Howarth_2023_05_05 | 2025 |  |  | Hydrogen |  | Capacity-Intraconnection | FOM | 0 |  |  | H2 Pipeline - Repurposed | MI | MI |  | 0.82193 | 0
LCP_Inputs_ON_Electric_Howarth_2023_05_05 | 2025 |  |  | Methane |  | Capacity-Intraconnection | FOM | 0 |  |  | CH4 Pipeline | NY | NY |  | 0.82193 | 0
LCP_Inputs_ON_Electric_Howarth_2023_05_05 | 2025 |  |  | Electricity |  | Capacity-Intraconnection | FOM | 0 |  |  | Electricity Transmission Line | NY | NY |  | 0.82193 | 0
LCP_Inputs_ON_Electric_Howarth_2023_05_05 | 2025 |  |  | Hydrogen |  | Capacity-Intraconnection | FOM | 0 |  |  | H2 Pipeline - New | NY | NY |  | 0.82193 | 0
LCP_Inputs_ON_Electric_Howarth_2023_05_05 | 2025 |  |  | Hydrogen |  | Capacity-Intraconnection | FOM | 0 |  |  | H2 Pipeline - Repurposed | NY | NY |  | 0.82193 | 0
LCP_Inputs_ON_Electric_Howarth_2023_05_05 | 2025 |  |  | Methane |  | Capacity-Interconnection | FOM | 0 |  |  | CH4 Pipeline | ON | MI |  | 0.82193 | 0
LCP_Inputs_ON_Electric_Howarth_2023_05_05 | 2025 |  |  | Electricity |  | Capacity-Interconnection | FOM | 0 |  |  | Electricity Transmission Line | ON | MI |  | 0.82193 | 0
LCP_Inputs_ON_Electric_Howarth_2023_05_05 | 2025 |  |  | Hydrogen |  | Capacity-Interconnection | FOM | 0 |  |  | H2 Pipeline - New | ON | MI |  | 0.82193 | 0
LCP_Inputs_ON_Electric_Howarth_2023_05_05 | 2025 |  |  | Hydrogen |  | Capacity-Interconnection | FOM | 0 |  |  | H2 Pipeline - Repurposed | ON | MI |  | 0.82193 | 0
LCP_Inputs_ON_Electric_Howarth_2023_05_05 | 2025 |  |  | Methane |  | Capacity-Interconnection | FOM | 0 |  |  | CH4 Pipeline | ON | NY |  | 0.82193 | 0
LCP_Inputs_ON_Electric_Howarth_2023_05_05 | 2025 |  |  | Electricity |  | Capacity-Interconnection | FOM | 0 |  |  | Electricity Transmission Line | ON | NY |  | 0.82193 | 0
LCP_Inputs_ON_Electric_Howarth_2023_05_05 | 2025 |  |  | Hydrogen |  | Capacity-Interconnection | FOM | 0 |  |  | H2 Pipeline - New | ON | NY |  | 0.82193 | 0
LCP_Inputs_ON_Electric_Howarth_2023_05_05 | 2025 |  |  | Hydrogen |  | Capacity-Interconnection | FOM | 0 |  |  | H2 Pipeline - Repurposed | ON | NY |  | 0.82193 | 0
LCP_Inputs_ON_Electric_Howarth_2023_05_05 | 2025 |  |  | Methane |  | Capacity-Intraconnection | FOM | 0 |  |  | CH4 Pipeline | ON | ON |  | 0.82193 | 0
LCP_Inputs_ON_Electric_Howarth_2023_05_05 | 2025 |  |  | Electricity |  | Capacity-Intraconnection | FOM | 0 |  |  | Electricity Transmission Line | ON | ON |  | 0.82193 | 0
LCP_Inputs_ON_Electric_Howarth_2023_05_05 | 2025 |  |  | Hydrogen |  | Capacity-Intraconnection | FOM | 0 |  |  | H2 Pipeline - New | ON | ON |  | 0.82193 | 0
LCP_Inputs_ON_Electric_Howarth_2023_05_05 | 2025 |  |  | Hydrogen |  | Capacity-Intraconnection | FOM | 0 |  |  | H2 Pipeline - Repurposed | ON | ON |  | 0.82193 | 0
LCP_Inputs_ON_Electric_Howarth_2023_05_05 | 2025 |  |  | Methane |  | Capacity-Interconnection | FOM | 0 |  |  | CH4 Pipeline | ON | PJ |  | 0.82193 | 0
LCP_Inputs_ON_Electric_Howarth_2023_05_05 | 2025 |  |  | Electricity |  | Capacity-Interconnection | FOM | 0 |  |  | Electricity Transmission Line | ON | PJ |  | 0.82193 | 0
LCP_Inputs_ON_Electric_Howarth_2023_05_05 | 2025 |  |  | Hydrogen |  | Capacity-Interconnection | FOM | 0 |  |  | H2 Pipeline - New | ON | PJ |  | 0.82193 | 0
LCP_Inputs_ON_Electric_Howarth_2023_05_05 | 2025 |  |  | Hydrogen |  | Capacity-Interconnection | FOM | 0 |  |  | H2 Pipeline - Repurposed | ON | PJ |  | 0.82193 | 0
LCP_Inputs_ON_Electric_Howarth_2023_05_05 | 2025 |  |  | Methane |  | Capacity-Interconnection | FOM | 0 |  |  | CH4 Pipeline | ON | QC |  | 0.82193 | 0
LCP_Inputs_ON_Electric_Howarth_2023_05_05 | 2025 |  |  | Electricity |  | Capacity-Interconnection | FOM | 0 |  |  | Electricity Transmission Line | ON | QC |  | 0.82193 | 0
LCP_Inputs_ON_Electric_Howarth_2023_05_05 | 2025 |  |  | Hydrogen |  | Capacity-Interconnection | FOM | 0 |  |  | H2 Pipeline - New | ON | QC |  | 0.82193 | 0
LCP_Inputs_ON_Electric_Howarth_2023_05_05 | 2025 |  |  | Hydrogen |  | Capacity-Interconnection | FOM | 0 |  |  | H2 Pipeline - Repurposed | ON | QC |  | 0.82193 | 0
LCP_Inputs_ON_Electric_Howarth_2023_05_05 | 2025 |  |  | Methane |  | Capacity-Interconnection | FOM | 0 |  |  | CH4 Pipeline | ON | WC |  | 0.82193 | 0
LCP_Inputs_ON_Electric_Howarth_2023_05_05 | 2025 |  |  | Electricity |  | Capacity-Interconnection | FOM | 0 |  |  | Electricity Transmission Line | ON | WC |  | 0.82193 | 0
LCP_Inputs_ON_Electric_Howarth_2023_05_05 | 2025 |  |  | Hydrogen |  | Capacity-Interconnection | FOM | 0 |  |  | H2 Pipeline - New | ON | WC |  | 0.82193 | 0
LCP_Inputs_ON_Electric_Howarth_2023_05_05 | 2025 |  |  | Hydrogen |  | Capacity-Interconnection | FOM | 0 |  |  | H2 Pipeline - Repurposed | ON | WC |  | 0.82193 | 0
LCP_Inputs_ON_Electric_Howarth_2023_05_05 | 2025 |  |  | Methane |  | Capacity-Intraconnection | FOM | 0 |  |  | CH4 Pipeline | PJ | PJ |  | 0.82193 | 0
LCP_Inputs_ON_Electric_Howarth_2023_05_05 | 2025 |  |  | Electricity |  | Capacity-Intraconnection | FOM | 0 |  |  | Electricity Transmission Line | PJ | PJ |  | 0.82193 | 0
LCP_Inputs_ON_Electric_Howarth_2023_05_05 | 2025 |  |  | Hydrogen |  | Capacity-Intraconnection | FOM | 0 |  |  | H2 Pipeline - New | PJ | PJ |  | 0.82193 | 0
LCP_Inputs_ON_Electric_Howarth_2023_05_05 | 2025 |  |  | Hydrogen |  | Capacity-Intraconnection | FOM | 0 |  |  | H2 Pipeline - Repurposed | PJ | PJ |  | 0.82193 | 0
LCP_Inputs_ON_Electric_Howarth_2023_05_05 | 2025 |  |  | Electricity |  | Capacity-Interconnection | FOM | 5859725.1515 |  |  | Electricity Transmission Line | QC | NY |  | 0.82193 | 4816266.9402
LCP_Inputs_ON_Electric_Howarth_2023_05_05 | 2025 |  |  | Methane |  | Capacity-Intraconnection | FOM | 0 |  |  | CH4 Pipeline | QC | QC |  | 0.82193 | 0
LCP_Inputs_ON_Electric_Howarth_2023_05_05 | 2025 |  |  | Electricity |  | Capacity-Intraconnection | FOM | 0 |  |  | Electricity Transmission Line | QC | QC |  | 0.82193 | 0
LCP_Inputs_ON_Electric_Howarth_2023_05_05 | 2025 |  |  | Hydrogen |  | Capacity-Intraconnection | FOM | 0 |  |  | H2 Pipeline - New | QC | QC |  | 0.82193 | 0
LCP_Inputs_ON_Electric_Howarth_2023_05_05 | 2025 |  |  | Hydrogen |  | Capacity-Intraconnection | FOM | 0 |  |  | H2 Pipeline - Repurposed | QC | QC |  | 0.82193 | 0
LCP_Inputs_ON_Electric_Howarth_2023_05_05 | 2025 |  |  | Electricity |  | Capacity-Interconnection | FOM | 634447.629 |  |  | Electricity Transmission Line | WC | MI |  | 0.82193 | 521469.7041
LCP_Inputs_ON_Electric_Howarth_2023_05_05 | 2025 |  |  | Methane |  | Capacity-Intraconnection | FOM | 0 |  |  | CH4 Pipeline | WC | WC |  | 0.82193 | 0
LCP_Inputs_ON_Electric_Howarth_2023_05_05 | 2025 |  |  | Electricity |  | Capacity-Intraconnection | FOM | 0 |  |  | Electricity Transmission Line | WC | WC |  | 0.82193 | 0
LCP_Inputs_ON_Electric_Howarth_2023_05_05 | 2025 |  |  | Hydrogen |  | Capacity-Intraconnection | FOM | 0 |  |  | H2 Pipeline - New | WC | WC |  | 0.82193 | 0
LCP_Inputs_ON_Electric_Howarth_2023_05_05 | 2025 |  |  | Hydrogen |  | Capacity-Intraconnection | FOM | 0 |  |  | H2 Pipeline - Repurposed | WC | WC |  | 0.82193 | 0
LCP_Inputs_ON_Electric_Howarth_2023_05_05 | 2026 |  |  | Methane |  | Capacity-Intraconnection | FOM | 0 |  |  | CH4 Pipeline | MI | MI |  | 0.79031 | 0
LCP_Inputs_ON_Electric_Howarth_2023_05_05 | 2026 |  |  | Electricity |  | Capacity-Intraconnection | FOM | 0 |  |  | Electricity Transmission Line | MI | MI |  | 0.79031 | 0
LCP_Inputs_ON_Electric_Howarth_2023_05_05 | 2026 |  |  | Hydrogen |  | Capacity-Intraconnection | FOM | 0 |  |  | H2 Pipeline - New | MI | MI |  | 0.79031 | 0
LCP_Inputs_ON_Electric_Howarth_2023_05_05 | 2026 |  |  | Hydrogen |  | Capacity-Intraconnection | FOM | 0 |  |  | H2 Pipeline - Repurposed | MI | MI |  | 0.79031 | 0
LCP_Inputs_ON_Electric_Howarth_2023_05_05 | 2026 |  |  | Methane |  | Capacity-Intraconnection | FOM | 0 |  |  | CH4 Pipeline | NY | NY |  | 0.79031 | 0
LCP_Inputs_ON_Electric_Howarth_2023_05_05 | 2026 |  |  | Electricity |  | Capacity-Intraconnection | FOM | 0 |  |  | Electricity Transmission Line | NY | NY |  | 0.79031 | 0
LCP_Inputs_ON_Electric_Howarth_2023_05_05 | 2026 |  |  | Hydrogen |  | Capacity-Intraconnection | FOM | 0 |  |  | H2 Pipeline - New | NY | NY |  | 0.79031 | 0
LCP_Inputs_ON_Electric_Howarth_2023_05_05 | 2026 |  |  | Hydrogen |  | Capacity-Intraconnection | FOM | 0 |  |  | H2 Pipeline - Repurposed | NY | NY |  | 0.79031 | 0
LCP_Inputs_ON_Electric_Howarth_2023_05_05 | 2026 |  |  | Methane |  | Capacity-Interconnection | FOM | 0 |  |  | CH4 Pipeline | ON | MI |  | 0.79031 | 0
LCP_Inputs_ON_Electric_Howarth_2023_05_05 | 2026 |  |  | Electricity |  | Capacity-Interconnection | FOM | 0 |  |  | Electricity Transmission Line | ON | MI |  | 0.79031 | 0
LCP_Inputs_ON_Electric_Howarth_2023_05_05 | 2026 |  |  | Hydrogen |  | Capacity-Interconnection | FOM | 0 |  |  | H2 Pipeline - New | ON | MI |  | 0.79031 | 0
LCP_Inputs_ON_Electric_Howarth_2023_05_05 | 2026 |  |  | Hydrogen |  | Capacity-Interconnection | FOM | 0 |  |  | H2 Pipeline - Repurposed | ON | MI |  | 0.79031 | 0
LCP_Inputs_ON_Electric_Howarth_2023_05_05 | 2026 |  |  | Methane |  | Capacity-Interconnection | FOM | 0 |  |  | CH4 Pipeline | ON | NY |  | 0.79031 | 0
LCP_Inputs_ON_Electric_Howarth_2023_05_05 | 2026 |  |  | Electricity |  | Capacity-Interconnection | FOM | 0 |  |  | Electricity Transmission Line | ON | NY |  | 0.79031 | 0
LCP_Inputs_ON_Electric_Howarth_2023_05_05 | 2026 |  |  | Hydrogen |  | Capacity-Interconnection | FOM | 0 |  |  | H2 Pipeline - New | ON | NY |  | 0.79031 | 0
LCP_Inputs_ON_Electric_Howarth_2023_05_05 | 2026 |  |  | Hydrogen |  | Capacity-Interconnection | FOM | 0 |  |  | H2 Pipeline - Repurposed | ON | NY |  | 0.79031 | 0
LCP_Inputs_ON_Electric_Howarth_2023_05_05 | 2026 |  |  | Methane |  | Capacity-Intraconnection | FOM | 0 |  |  | CH4 Pipeline | ON | ON |  | 0.79031 | 0
LCP_Inputs_ON_Electric_Howarth_2023_05_05 | 2026 |  |  | Electricity |  | Capacity-Intraconnection | FOM | 0 |  |  | Electricity Transmission Line | ON | ON |  | 0.79031 | 0
LCP_Inputs_ON_Electric_Howarth_2023_05_05 | 2026 |  |  | Hydrogen |  | Capacity-Intraconnection | FOM | 0 |  |  | H2 Pipeline - New | ON | ON |  | 0.79031 | 0
LCP_Inputs_ON_Electric_Howarth_2023_05_05 | 2026 |  |  | Hydrogen |  | Capacity-Intraconnection | FOM | 0 |  |  | H2 Pipeline - Repurposed | ON | ON |  | 0.79031 | 0
LCP_Inputs_ON_Electric_Howarth_2023_05_05 | 2026 |  |  | Methane |  | Capacity-Interconnection | FOM | 0 |  |  | CH4 Pipeline | ON | PJ |  | 0.79031 | 0
LCP_Inputs_ON_Electric_Howarth_2023_05_05 | 2026 |  |  | Electricity |  | Capacity-Interconnection | FOM | 0 |  |  | Electricity Transmission Line | ON | PJ |  | 0.79031 | 0
LCP_Inputs_ON_Electric_Howarth_2023_05_05 | 2026 |  |  | Hydrogen |  | Capacity-Interconnection | FOM | 0 |  |  | H2 Pipeline - New | ON | PJ |  | 0.79031 | 0
LCP_Inputs_ON_Electric_Howarth_2023_05_05 | 2026 |  |  | Hydrogen |  | Capacity-Interconnection | FOM | 0 |  |  | H2 Pipeline - Repurposed | ON | PJ |  | 0.79031 | 0
LCP_Inputs_ON_Electric_Howarth_2023_05_05 | 2026 |  |  | Methane |  | Capacity-Interconnection | FOM | 0 |  |  | CH4 Pipeline | ON | QC |  | 0.79031 | 0
LCP_Inputs_ON_Electric_Howarth_2023_05_05 | 2026 |  |  | Electricity |  | Capacity-Interconnection | FOM | 0 |  |  | Electricity Transmission Line | ON | QC |  | 0.79031 | 0
LCP_Inputs_ON_Electric_Howarth_2023_05_05 | 2026 |  |  | Hydrogen |  | Capacity-Interconnection | FOM | 0 |  |  | H2 Pipeline - New | ON | QC |  | 0.79031 | 0
LCP_Inputs_ON_Electric_Howarth_2023_05_05 | 2026 |  |  | Hydrogen |  | Capacity-Interconnection | FOM | 0 |  |  | H2 Pipeline - Repurposed | ON | QC |  | 0.79031 | 0
LCP_Inputs_ON_Electric_Howarth_2023_05_05 | 2026 |  |  | Methane |  | Capacity-Interconnection | FOM | 0 |  |  | CH4 Pipeline | ON | WC |  | 0.79031 | 0
LCP_Inputs_ON_Electric_Howarth_2023_05_05 | 2026 |  |  | Electricity |  | Capacity-Interconnection | FOM | 0 |  |  | Electricity Transmission Line | ON | WC |  | 0.79031 | 0
LCP_Inputs_ON_Electric_Howarth_2023_05_05 | 2026 |  |  | Hydrogen |  | Capacity-Interconnection | FOM | 0 |  |  | H2 Pipeline - New | ON | WC |  | 0.79031 | 0
LCP_Inputs_ON_Electric_Howarth_2023_05_05 | 2026 |  |  | Hydrogen |  | Capacity-Interconnection | FOM | 0 |  |  | H2 Pipeline - Repurposed | ON | WC |  | 0.79031 | 0
LCP_Inputs_ON_Electric_Howarth_2023_05_05 | 2026 |  |  | Methane |  | Capacity-Intraconnection | FOM | 0 |  |  | CH4 Pipeline | PJ | PJ |  | 0.79031 | 0
LCP_Inputs_ON_Electric_Howarth_2023_05_05 | 2026 |  |  | Electricity |  | Capacity-Intraconnection | FOM | 0 |  |  | Electricity Transmission Line | PJ | PJ |  | 0.79031 | 0
LCP_Inputs_ON_Electric_Howarth_2023_05_05 | 2026 |  |  | Hydrogen |  | Capacity-Intraconnection | FOM | 0 |  |  | H2 Pipeline - New | PJ | PJ |  | 0.79031 | 0
LCP_Inputs_ON_Electric_Howarth_2023_05_05 | 2026 |  |  | Hydrogen |  | Capacity-Intraconnection | FOM | 0 |  |  | H2 Pipeline - Repurposed | PJ | PJ |  | 0.79031 | 0
LCP_Inputs_ON_Electric_Howarth_2023_05_05 | 2026 |  |  | Electricity |  | Capacity-Interconnection | FOM | 5859725.1515 |  |  | Electricity Transmission Line | QC | NY |  | 0.79031 | 4631025.904
LCP_Inputs_ON_Electric_Howarth_2023_05_05 | 2026 |  |  | Methane |  | Capacity-Intraconnection | FOM | 0 |  |  | CH4 Pipeline | QC | QC |  | 0.79031 | 0
LCP_Inputs_ON_Electric_Howarth_2023_05_05 | 2026 |  |  | Electricity |  | Capacity-Intraconnection | FOM | 0 |  |  | Electricity Transmission Line | QC | QC |  | 0.79031 | 0
LCP_Inputs_ON_Electric_Howarth_2023_05_05 | 2026 |  |  | Hydrogen |  | Capacity-Intraconnection | FOM | 0 |  |  | H2 Pipeline - New | QC | QC |  | 0.79031 | 0
LCP_Inputs_ON_Electric_Howarth_2023_05_05 | 2026 |  |  | Hydrogen |  | Capacity-Intraconnection | FOM | 0 |  |  | H2 Pipeline - Repurposed | QC | QC |  | 0.79031 | 0
LCP_Inputs_ON_Electric_Howarth_2023_05_05 | 2026 |  |  | Electricity |  | Capacity-Interconnection | FOM | 634447.629 |  |  | Electricity Transmission Line | WC | MI |  | 0.79031 | 501413.177
LCP_Inputs_ON_Electric_Howarth_2023_05_05 | 2026 |  |  | Methane |  | Capacity-Intraconnection | FOM | 0 |  |  | CH4 Pipeline | WC | WC |  | 0.79031 | 0
LCP_Inputs_ON_Electric_Howarth_2023_05_05 | 2026 |  |  | Electricity |  | Capacity-Intraconnection | FOM | 0 |  |  | Electricity Transmission Line | WC | WC |  | 0.79031 | 0
LCP_Inputs_ON_Electric_Howarth_2023_05_05 | 2026 |  |  | Hydrogen |  | Capacity-Intraconnection | FOM | 0 |  |  | H2 Pipeline - New | WC | WC |  | 0.79031 | 0
LCP_Inputs_ON_Electric_Howarth_2023_05_05 | 2026 |  |  | Hydrogen |  | Capacity-Intraconnection | FOM | 0 |  |  | H2 Pipeline - Repurposed | WC | WC |  | 0.79031 | 0
LCP_Inputs_ON_Electric_Howarth_2023_05_05 | 2027 |  |  | Methane |  | Capacity-Intraconnection | FOM | 0 |  |  | CH4 Pipeline | MI | MI |  | 0.75992 | 0
LCP_Inputs_ON_Electric_Howarth_2023_05_05 | 2027 |  |  | Electricity |  | Capacity-Intraconnection | FOM | 0 |  |  | Electricity Transmission Line | MI | MI |  | 0.75992 | 0
LCP_Inputs_ON_Electric_Howarth_2023_05_05 | 2027 |  |  | Hydrogen |  | Capacity-Intraconnection | FOM | 0 |  |  | H2 Pipeline - New | MI | MI |  | 0.75992 | 0
LCP_Inputs_ON_Electric_Howarth_2023_05_05 | 2027 |  |  | Hydrogen |  | Capacity-Intraconnection | FOM | 0 |  |  | H2 Pipeline - Repurposed | MI | MI |  | 0.75992 | 0
LCP_Inputs_ON_Electric_Howarth_2023_05_05 | 2027 |  |  | Methane |  | Capacity-Intraconnection | FOM | 0 |  |  | CH4 Pipeline | NY | NY |  | 0.75992 | 0
LCP_Inputs_ON_Electric_Howarth_2023_05_05 | 2027 |  |  | Electricity |  | Capacity-Intraconnection | FOM | 0 |  |  | Electricity Transmission Line | NY | NY |  | 0.75992 | 0
LCP_Inputs_ON_Electric_Howarth_2023_05_05 | 2027 |  |  | Hydrogen |  | Capacity-Intraconnection | FOM | 0 |  |  | H2 Pipeline - New | NY | NY |  | 0.75992 | 0
LCP_Inputs_ON_Electric_Howarth_2023_05_05 | 2027 |  |  | Hydrogen |  | Capacity-Intraconnection | FOM | 0 |  |  | H2 Pipeline - Repurposed | NY | NY |  | 0.75992 | 0
LCP_Inputs_ON_Electric_Howarth_2023_05_05 | 2027 |  |  | Methane |  | Capacity-Interconnection | FOM | 0 |  |  | CH4 Pipeline | ON | MI |  | 0.75992 | 0
LCP_Inputs_ON_Electric_Howarth_2023_05_05 | 2027 |  |  | Electricity |  | Capacity-Interconnection | FOM | 0 |  |  | Electricity Transmission Line | ON | MI |  | 0.75992 | 0
LCP_Inputs_ON_Electric_Howarth_2023_05_05 | 2027 |  |  | Hydrogen |  | Capacity-Interconnection | FOM | 0 |  |  | H2 Pipeline - New | ON | MI |  | 0.75992 | 0
LCP_Inputs_ON_Electric_Howarth_2023_05_05 | 2027 |  |  | Hydrogen |  | Capacity-Interconnection | FOM | 0 |  |  | H2 Pipeline - Repurposed | ON | MI |  | 0.75992 | 0
LCP_Inputs_ON_Electric_Howarth_2023_05_05 | 2027 |  |  | Methane |  | Capacity-Interconnection | FOM | 0 |  |  | CH4 Pipeline | ON | NY |  | 0.75992 | 0
LCP_Inputs_ON_Electric_Howarth_2023_05_05 | 2027 |  |  | Electricity |  | Capacity-Interconnection | FOM | 0 |  |  | Electricity Transmission Line | ON | NY |  | 0.75992 | 0
LCP_Inputs_ON_Electric_Howarth_2023_05_05 | 2027 |  |  | Hydrogen |  | Capacity-Interconnection | FOM | 0 |  |  | H2 Pipeline - New | ON | NY |  | 0.75992 | 0
LCP_Inputs_ON_Electric_Howarth_2023_05_05 | 2027 |  |  | Hydrogen |  | Capacity-Interconnection | FOM | 0 |  |  | H2 Pipeline - Repurposed | ON | NY |  | 0.75992 | 0
LCP_Inputs_ON_Electric_Howarth_2023_05_05 | 2027 |  |  | Methane |  | Capacity-Intraconnection | FOM | 0 |  |  | CH4 Pipeline | ON | ON |  | 0.75992 | 0
LCP_Inputs_ON_Electric_Howarth_2023_05_05 | 2027 |  |  | Electricity |  | Capacity-Intraconnection | FOM | 0 |  |  | Electricity Transmission Line | ON | ON |  | 0.75992 | 0
LCP_Inputs_ON_Electric_Howarth_2023_05_05 | 2027 |  |  | Hydrogen |  | Capacity-Intraconnection | FOM | 0 |  |  | H2 Pipeline - New | ON | ON |  | 0.75992 | 0
LCP_Inputs_ON_Electric_Howarth_2023_05_05 | 2027 |  |  | Hydrogen |  | Capacity-Intraconnection | FOM | 0 |  |  | H2 Pipeline - Repurposed | ON | ON |  | 0.75992 | 0
LCP_Inputs_ON_Electric_Howarth_2023_05_05 | 2027 |  |  | Methane |  | Capacity-Interconnection | FOM | 0 |  |  | CH4 Pipeline | ON | PJ |  | 0.75992 | 0
LCP_Inputs_ON_Electric_Howarth_2023_05_05 | 2027 |  |  | Electricity |  | Capacity-Interconnection | FOM | 0 |  |  | Electricity Transmission Line | ON | PJ |  | 0.75992 | 0
LCP_Inputs_ON_Electric_Howarth_2023_05_05 | 2027 |  |  | Hydrogen |  | Capacity-Interconnection | FOM | 0 |  |  | H2 Pipeline - New | ON | PJ |  | 0.75992 | 0
LCP_Inputs_ON_Electric_Howarth_2023_05_05 | 2027 |  |  | Hydrogen |  | Capacity-Interconnection | FOM | 0 |  |  | H2 Pipeline - Repurposed | ON | PJ |  | 0.75992 | 0
LCP_Inputs_ON_Electric_Howarth_2023_05_05 | 2027 |  |  | Methane |  | Capacity-Interconnection | FOM | 0 |  |  | CH4 Pipeline | ON | QC |  | 0.75992 | 0
LCP_Inputs_ON_Electric_Howarth_2023_05_05 | 2027 |  |  | Electricity |  | Capacity-Interconnection | FOM | 0 |  |  | Electricity Transmission Line | ON | QC |  | 0.75992 | 0
LCP_Inputs_ON_Electric_Howarth_2023_05_05 | 2027 |  |  | Hydrogen |  | Capacity-Interconnection | FOM | 0 |  |  | H2 Pipeline - New | ON | QC |  | 0.75992 | 0
LCP_Inputs_ON_Electric_Howarth_2023_05_05 | 2027 |  |  | Hydrogen |  | Capacity-Interconnection | FOM | 0 |  |  | H2 Pipeline - Repurposed | ON | QC |  | 0.75992 | 0
LCP_Inputs_ON_Electric_Howarth_2023_05_05 | 2027 |  |  | Methane |  | Capacity-Interconnection | FOM | 0 |  |  | CH4 Pipeline | ON | WC |  | 0.75992 | 0
LCP_Inputs_ON_Electric_Howarth_2023_05_05 | 2027 |  |  | Electricity |  | Capacity-Interconnection | FOM | 0 |  |  | Electricity Transmission Line | ON | WC |  | 0.75992 | 0
LCP_Inputs_ON_Electric_Howarth_2023_05_05 | 2027 |  |  | Hydrogen |  | Capacity-Interconnection | FOM | 0 |  |  | H2 Pipeline - New | ON | WC |  | 0.75992 | 0
LCP_Inputs_ON_Electric_Howarth_2023_05_05 | 2027 |  |  | Hydrogen |  | Capacity-Interconnection | FOM | 0 |  |  | H2 Pipeline - Repurposed | ON | WC |  | 0.75992 | 0
LCP_Inputs_ON_Electric_Howarth_2023_05_05 | 2027 |  |  | Methane |  | Capacity-Intraconnection | FOM | 0 |  |  | CH4 Pipeline | PJ | PJ |  | 0.75992 | 0
LCP_Inputs_ON_Electric_Howarth_2023_05_05 | 2027 |  |  | Electricity |  | Capacity-Intraconnection | FOM | 0 |  |  | Electricity Transmission Line | PJ | PJ |  | 0.75992 | 0
LCP_Inputs_ON_Electric_Howarth_2023_05_05 | 2027 |  |  | Hydrogen |  | Capacity-Intraconnection | FOM | 0 |  |  | H2 Pipeline - New | PJ | PJ |  | 0.75992 | 0
LCP_Inputs_ON_Electric_Howarth_2023_05_05 | 2027 |  |  | Hydrogen |  | Capacity-Intraconnection | FOM | 0 |  |  | H2 Pipeline - Repurposed | PJ | PJ |  | 0.75992 | 0
LCP_Inputs_ON_Electric_Howarth_2023_05_05 | 2027 |  |  | Electricity |  | Capacity-Interconnection | FOM | 5859725.1515 |  |  | Electricity Transmission Line | QC | NY |  | 0.75992 | 4452909.5231
LCP_Inputs_ON_Electric_Howarth_2023_05_05 | 2027 |  |  | Methane |  | Capacity-Intraconnection | FOM | 0 |  |  | CH4 Pipeline | QC | QC |  | 0.75992 | 0
LCP_Inputs_ON_Electric_Howarth_2023_05_05 | 2027 |  |  | Electricity |  | Capacity-Intraconnection | FOM | 0 |  |  | Electricity Transmission Line | QC | QC |  | 0.75992 | 0
LCP_Inputs_ON_Electric_Howarth_2023_05_05 | 2027 |  |  | Hydrogen |  | Capacity-Intraconnection | FOM | 0 |  |  | H2 Pipeline - New | QC | QC |  | 0.75992 | 0
LCP_Inputs_ON_Electric_Howarth_2023_05_05 | 2027 |  |  | Hydrogen |  | Capacity-Intraconnection | FOM | 0 |  |  | H2 Pipeline - Repurposed | QC | QC |  | 0.75992 | 0
LCP_Inputs_ON_Electric_Howarth_2023_05_05 | 2027 |  |  | Electricity |  | Capacity-Interconnection | FOM | 634447.629 |  |  | Electricity Transmission Line | WC | MI |  | 0.75992 | 482128.0548
LCP_Inputs_ON_Electric_Howarth_2023_05_05 | 2027 |  |  | Methane |  | Capacity-Intraconnection | FOM | 0 |  |  | CH4 Pipeline | WC | WC |  | 0.75992 | 0
LCP_Inputs_ON_Electric_Howarth_2023_05_05 | 2027 |  |  | Electricity |  | Capacity-Intraconnection | FOM | 0 |  |  | Electricity Transmission Line | WC | WC |  | 0.75992 | 0
LCP_Inputs_ON_Electric_Howarth_2023_05_05 | 2027 |  |  | Hydrogen |  | Capacity-Intraconnection | FOM | 0 |  |  | H2 Pipeline - New | WC | WC |  | 0.75992 | 0
LCP_Inputs_ON_Electric_Howarth_2023_05_05 | 2027 |  |  | Hydrogen |  | Capacity-Intraconnection | FOM | 0 |  |  | H2 Pipeline - Repurposed | WC | WC |  | 0.75992 | 0
LCP_Inputs_ON_Electric_Howarth_2023_05_05 | 2028 |  |  | Methane |  | Capacity-Intraconnection | FOM | 0 |  |  | CH4 Pipeline | MI | MI |  | 0.73069 | 0
LCP_Inputs_ON_Electric_Howarth_2023_05_05 | 2028 |  |  | Electricity |  | Capacity-Intraconnection | FOM | 0 |  |  | Electricity Transmission Line | MI | MI |  | 0.73069 | 0
LCP_Inputs_ON_Electric_Howarth_2023_05_05 | 2028 |  |  | Hydrogen |  | Capacity-Intraconnection | FOM | 0 |  |  | H2 Pipeline - New | MI | MI |  | 0.73069 | 0
LCP_Inputs_ON_Electric_Howarth_2023_05_05 | 2028 |  |  | Hydrogen |  | Capacity-Intraconnection | FOM | 0 |  |  | H2 Pipeline - Repurposed | MI | MI |  | 0.73069 | 0
LCP_Inputs_ON_Electric_Howarth_2023_05_05 | 2028 |  |  | Methane |  | Capacity-Intraconnection | FOM | 0 |  |  | CH4 Pipeline | NY | NY |  | 0.73069 | 0
LCP_Inputs_ON_Electric_Howarth_2023_05_05 | 2028 |  |  | Electricity |  | Capacity-Intraconnection | FOM | 0 |  |  | Electricity Transmission Line | NY | NY |  | 0.73069 | 0
LCP_Inputs_ON_Electric_Howarth_2023_05_05 | 2028 |  |  | Hydrogen |  | Capacity-Intraconnection | FOM | 0 |  |  | H2 Pipeline - New | NY | NY |  | 0.73069 | 0
LCP_Inputs_ON_Electric_Howarth_2023_05_05 | 2028 |  |  | Hydrogen |  | Capacity-Intraconnection | FOM | 0 |  |  | H2 Pipeline - Repurposed | NY | NY |  | 0.73069 | 0
LCP_Inputs_ON_Electric_Howarth_2023_05_05 | 2028 |  |  | Methane |  | Capacity-Interconnection | FOM | 0 |  |  | CH4 Pipeline | ON | MI |  | 0.73069 | 0
LCP_Inputs_ON_Electric_Howarth_2023_05_05 | 2028 |  |  | Electricity |  | Capacity-Interconnection | FOM | 0 |  |  | Electricity Transmission Line | ON | MI |  | 0.73069 | 0
LCP_Inputs_ON_Electric_Howarth_2023_05_05 | 2028 |  |  | Hydrogen |  | Capacity-Interconnection | FOM | 0 |  |  | H2 Pipeline - New | ON | MI |  | 0.73069 | 0
LCP_Inputs_ON_Electric_Howarth_2023_05_05 | 2028 |  |  | Hydrogen |  | Capacity-Interconnection | FOM | 0 |  |  | H2 Pipeline - Repurposed | ON | MI |  | 0.73069 | 0
LCP_Inputs_ON_Electric_Howarth_2023_05_05 | 2028 |  |  | Methane |  | Capacity-Interconnection | FOM | 0 |  |  | CH4 Pipeline | ON | NY |  | 0.73069 | 0
LCP_Inputs_ON_Electric_Howarth_2023_05_05 | 2028 |  |  | Electricity |  | Capacity-Interconnection | FOM | 0 |  |  | Electricity Transmission Line | ON | NY |  | 0.73069 | 0
LCP_Inputs_ON_Electric_Howarth_2023_05_05 | 2028 |  |  | Hydrogen |  | Capacity-Interconnection | FOM | 0 |  |  | H2 Pipeline - New | ON | NY |  | 0.73069 | 0
LCP_Inputs_ON_Electric_Howarth_2023_05_05 | 2028 |  |  | Hydrogen |  | Capacity-Interconnection | FOM | 0 |  |  | H2 Pipeline - Repurposed | ON | NY |  | 0.73069 | 0
LCP_Inputs_ON_Electric_Howarth_2023_05_05 | 2028 |  |  | Methane |  | Capacity-Intraconnection | FOM | 0 |  |  | CH4 Pipeline | ON | ON |  | 0.73069 | 0
LCP_Inputs_ON_Electric_Howarth_2023_05_05 | 2028 |  |  | Electricity |  | Capacity-Intraconnection | FOM | 0 |  |  | Electricity Transmission Line | ON | ON |  | 0.73069 | 0
LCP_Inputs_ON_Electric_Howarth_2023_05_05 | 2028 |  |  | Hydrogen |  | Capacity-Intraconnection | FOM | 0 |  |  | H2 Pipeline - New | ON | ON |  | 0.73069 | 0
LCP_Inputs_ON_Electric_Howarth_2023_05_05 | 2028 |  |  | Hydrogen |  | Capacity-Intraconnection | FOM | 0 |  |  | H2 Pipeline - Repurposed | ON | ON |  | 0.73069 | 0
LCP_Inputs_ON_Electric_Howarth_2023_05_05 | 2028 |  |  | Methane |  | Capacity-Interconnection | FOM | 0 |  |  | CH4 Pipeline | ON | PJ |  | 0.73069 | 0
LCP_Inputs_ON_Electric_Howarth_2023_05_05 | 2028 |  |  | Electricity |  | Capacity-Interconnection | FOM | 0 |  |  | Electricity Transmission Line | ON | PJ |  | 0.73069 | 0
LCP_Inputs_ON_Electric_Howarth_2023_05_05 | 2028 |  |  | Hydrogen |  | Capacity-Interconnection | FOM | 0 |  |  | H2 Pipeline - New | ON | PJ |  | 0.73069 | 0
LCP_Inputs_ON_Electric_Howarth_2023_05_05 | 2028 |  |  | Hydrogen |  | Capacity-Interconnection | FOM | 0 |  |  | H2 Pipeline - Repurposed | ON | PJ |  | 0.73069 | 0
LCP_Inputs_ON_Electric_Howarth_2023_05_05 | 2028 |  |  | Methane |  | Capacity-Interconnection | FOM | 0 |  |  | CH4 Pipeline | ON | QC |  | 0.73069 | 0
LCP_Inputs_ON_Electric_Howarth_2023_05_05 | 2028 |  |  | Electricity |  | Capacity-Interconnection | FOM | 0 |  |  | Electricity Transmission Line | ON | QC |  | 0.73069 | 0
LCP_Inputs_ON_Electric_Howarth_2023_05_05 | 2028 |  |  | Hydrogen |  | Capacity-Interconnection | FOM | 0 |  |  | H2 Pipeline - New | ON | QC |  | 0.73069 | 0
LCP_Inputs_ON_Electric_Howarth_2023_05_05 | 2028 |  |  | Hydrogen |  | Capacity-Interconnection | FOM | 0 |  |  | H2 Pipeline - Repurposed | ON | QC |  | 0.73069 | 0
LCP_Inputs_ON_Electric_Howarth_2023_05_05 | 2028 |  |  | Methane |  | Capacity-Interconnection | FOM | 0 |  |  | CH4 Pipeline | ON | WC |  | 0.73069 | 0
LCP_Inputs_ON_Electric_Howarth_2023_05_05 | 2028 |  |  | Electricity |  | Capacity-Interconnection | FOM | 0 |  |  | Electricity Transmission Line | ON | WC |  | 0.73069 | 0
LCP_Inputs_ON_Electric_Howarth_2023_05_05 | 2028 |  |  | Hydrogen |  | Capacity-Interconnection | FOM | 0 |  |  | H2 Pipeline - New | ON | WC |  | 0.73069 | 0
LCP_Inputs_ON_Electric_Howarth_2023_05_05 | 2028 |  |  | Hydrogen |  | Capacity-Interconnection | FOM | 0 |  |  | H2 Pipeline - Repurposed | ON | WC |  | 0.73069 | 0
LCP_Inputs_ON_Electric_Howarth_2023_05_05 | 2028 |  |  | Methane |  | Capacity-Intraconnection | FOM | 0 |  |  | CH4 Pipeline | PJ | PJ |  | 0.73069 | 0
LCP_Inputs_ON_Electric_Howarth_2023_05_05 | 2028 |  |  | Electricity |  | Capacity-Intraconnection | FOM | 0 |  |  | Electricity Transmission Line | PJ | PJ |  | 0.73069 | 0
LCP_Inputs_ON_Electric_Howarth_2023_05_05 | 2028 |  |  | Hydrogen |  | Capacity-Intraconnection | FOM | 0 |  |  | H2 Pipeline - New | PJ | PJ |  | 0.73069 | 0
LCP_Inputs_ON_Electric_Howarth_2023_05_05 | 2028 |  |  | Hydrogen |  | Capacity-Intraconnection | FOM | 0 |  |  | H2 Pipeline - Repurposed | PJ | PJ |  | 0.73069 | 0
LCP_Inputs_ON_Electric_Howarth_2023_05_05 | 2028 |  |  | Electricity |  | Capacity-Interconnection | FOM | 5859725.1515 |  |  | Electricity Transmission Line | QC | NY |  | 0.73069 | 4281643.7722
LCP_Inputs_ON_Electric_Howarth_2023_05_05 | 2028 |  |  | Methane |  | Capacity-Intraconnection | FOM | 0 |  |  | CH4 Pipeline | QC | QC |  | 0.73069 | 0
LCP_Inputs_ON_Electric_Howarth_2023_05_05 | 2028 |  |  | Electricity |  | Capacity-Intraconnection | FOM | 0 |  |  | Electricity Transmission Line | QC | QC |  | 0.73069 | 0
LCP_Inputs_ON_Electric_Howarth_2023_05_05 | 2028 |  |  | Hydrogen |  | Capacity-Intraconnection | FOM | 0 |  |  | H2 Pipeline - New | QC | QC |  | 0.73069 | 0
LCP_Inputs_ON_Electric_Howarth_2023_05_05 | 2028 |  |  | Hydrogen |  | Capacity-Intraconnection | FOM | 0 |  |  | H2 Pipeline - Repurposed | QC | QC |  | 0.73069 | 0
LCP_Inputs_ON_Electric_Howarth_2023_05_05 | 2028 |  |  | Electricity |  | Capacity-Interconnection | FOM | 634447.629 |  |  | Electricity Transmission Line | WC | MI |  | 0.73069 | 463584.6681
LCP_Inputs_ON_Electric_Howarth_2023_05_05 | 2028 |  |  | Methane |  | Capacity-Intraconnection | FOM | 0 |  |  | CH4 Pipeline | WC | WC |  | 0.73069 | 0
LCP_Inputs_ON_Electric_Howarth_2023_05_05 | 2028 |  |  | Electricity |  | Capacity-Intraconnection | FOM | 0 |  |  | Electricity Transmission Line | WC | WC |  | 0.73069 | 0
LCP_Inputs_ON_Electric_Howarth_2023_05_05 | 2028 |  |  | Hydrogen |  | Capacity-Intraconnection | FOM | 0 |  |  | H2 Pipeline - New | WC | WC |  | 0.73069 | 0
LCP_Inputs_ON_Electric_Howarth_2023_05_05 | 2028 |  |  | Hydrogen |  | Capacity-Intraconnection | FOM | 0 |  |  | H2 Pipeline - Repurposed | WC | WC |  | 0.73069 | 0
LCP_Inputs_ON_Electric_Howarth_2023_05_05 | 2029 |  |  | Methane |  | Capacity-Intraconnection | FOM | 0 |  |  | CH4 Pipeline | MI | MI |  | 0.70259 | 0
LCP_Inputs_ON_Electric_Howarth_2023_05_05 | 2029 |  |  | Electricity |  | Capacity-Intraconnection | FOM | 0 |  |  | Electricity Transmission Line | MI | MI |  | 0.70259 | 0
LCP_Inputs_ON_Electric_Howarth_2023_05_05 | 2029 |  |  | Hydrogen |  | Capacity-Intraconnection | FOM | 0 |  |  | H2 Pipeline - New | MI | MI |  | 0.70259 | 0
LCP_Inputs_ON_Electric_Howarth_2023_05_05 | 2029 |  |  | Hydrogen |  | Capacity-Intraconnection | FOM | 0 |  |  | H2 Pipeline - Repurposed | MI | MI |  | 0.70259 | 0
LCP_Inputs_ON_Electric_Howarth_2023_05_05 | 2029 |  |  | Methane |  | Capacity-Intraconnection | FOM | 0 |  |  | CH4 Pipeline | NY | NY |  | 0.70259 | 0
LCP_Inputs_ON_Electric_Howarth_2023_05_05 | 2029 |  |  | Electricity |  | Capacity-Intraconnection | FOM | 0 |  |  | Electricity Transmission Line | NY | NY |  | 0.70259 | 0
LCP_Inputs_ON_Electric_Howarth_2023_05_05 | 2029 |  |  | Hydrogen |  | Capacity-Intraconnection | FOM | 0 |  |  | H2 Pipeline - New | NY | NY |  | 0.70259 | 0
LCP_Inputs_ON_Electric_Howarth_2023_05_05 | 2029 |  |  | Hydrogen |  | Capacity-Intraconnection | FOM | 0 |  |  | H2 Pipeline - Repurposed | NY | NY |  | 0.70259 | 0
LCP_Inputs_ON_Electric_Howarth_2023_05_05 | 2029 |  |  | Methane |  | Capacity-Interconnection | FOM | 0 |  |  | CH4 Pipeline | ON | MI |  | 0.70259 | 0
LCP_Inputs_ON_Electric_Howarth_2023_05_05 | 2029 |  |  | Electricity |  | Capacity-Interconnection | FOM | 0 |  |  | Electricity Transmission Line | ON | MI |  | 0.70259 | 0
LCP_Inputs_ON_Electric_Howarth_2023_05_05 | 2029 |  |  | Hydrogen |  | Capacity-Interconnection | FOM | 0 |  |  | H2 Pipeline - New | ON | MI |  | 0.70259 | 0
LCP_Inputs_ON_Electric_Howarth_2023_05_05 | 2029 |  |  | Hydrogen |  | Capacity-Interconnection | FOM | 0 |  |  | H2 Pipeline - Repurposed | ON | MI |  | 0.70259 | 0
LCP_Inputs_ON_Electric_Howarth_2023_05_05 | 2029 |  |  | Methane |  | Capacity-Interconnection | FOM | 0 |  |  | CH4 Pipeline | ON | NY |  | 0.70259 | 0
LCP_Inputs_ON_Electric_Howarth_2023_05_05 | 2029 |  |  | Electricity |  | Capacity-Interconnection | FOM | 0 |  |  | Electricity Transmission Line | ON | NY |  | 0.70259 | 0
LCP_Inputs_ON_Electric_Howarth_2023_05_05 | 2029 |  |  | Hydrogen |  | Capacity-Interconnection | FOM | 0 |  |  | H2 Pipeline - New | ON | NY |  | 0.70259 | 0
LCP_Inputs_ON_Electric_Howarth_2023_05_05 | 2029 |  |  | Hydrogen |  | Capacity-Interconnection | FOM | 0 |  |  | H2 Pipeline - Repurposed | ON | NY |  | 0.70259 | 0
LCP_Inputs_ON_Electric_Howarth_2023_05_05 | 2029 |  |  | Methane |  | Capacity-Intraconnection | FOM | 0 |  |  | CH4 Pipeline | ON | ON |  | 0.70259 | 0
LCP_Inputs_ON_Electric_Howarth_2023_05_05 | 2029 |  |  | Electricity |  | Capacity-Intraconnection | FOM | 0 |  |  | Electricity Transmission Line | ON | ON |  | 0.70259 | 0
LCP_Inputs_ON_Electric_Howarth_2023_05_05 | 2029 |  |  | Hydrogen |  | Capacity-Intraconnection | FOM | 0 |  |  | H2 Pipeline - New | ON | ON |  | 0.70259 | 0
LCP_Inputs_ON_Electric_Howarth_2023_05_05 | 2029 |  |  | Hydrogen |  | Capacity-Intraconnection | FOM | 0 |  |  | H2 Pipeline - Repurposed | ON | ON |  | 0.70259 | 0
LCP_Inputs_ON_Electric_Howarth_2023_05_05 | 2029 |  |  | Methane |  | Capacity-Interconnection | FOM | 0 |  |  | CH4 Pipeline | ON | PJ |  | 0.70259 | 0
LCP_Inputs_ON_Electric_Howarth_2023_05_05 | 2029 |  |  | Electricity |  | Capacity-Interconnection | FOM | 0 |  |  | Electricity Transmission Line | ON | PJ |  | 0.70259 | 0
LCP_Inputs_ON_Electric_Howarth_2023_05_05 | 2029 |  |  | Hydrogen |  | Capacity-Interconnection | FOM | 0 |  |  | H2 Pipeline - New | ON | PJ |  | 0.70259 | 0
LCP_Inputs_ON_Electric_Howarth_2023_05_05 | 2029 |  |  | Hydrogen |  | Capacity-Interconnection | FOM | 0 |  |  | H2 Pipeline - Repurposed | ON | PJ |  | 0.70259 | 0
LCP_Inputs_ON_Electric_Howarth_2023_05_05 | 2029 |  |  | Methane |  | Capacity-Interconnection | FOM | 0 |  |  | CH4 Pipeline | ON | QC |  | 0.70259 | 0
LCP_Inputs_ON_Electric_Howarth_2023_05_05 | 2029 |  |  | Electricity |  | Capacity-Interconnection | FOM | 0 |  |  | Electricity Transmission Line | ON | QC |  | 0.70259 | 0
LCP_Inputs_ON_Electric_Howarth_2023_05_05 | 2029 |  |  | Hydrogen |  | Capacity-Interconnection | FOM | 0 |  |  | H2 Pipeline - New | ON | QC |  | 0.70259 | 0
LCP_Inputs_ON_Electric_Howarth_2023_05_05 | 2029 |  |  | Hydrogen |  | Capacity-Interconnection | FOM | 0 |  |  | H2 Pipeline - Repurposed | ON | QC |  | 0.70259 | 0
LCP_Inputs_ON_Electric_Howarth_2023_05_05 | 2029 |  |  | Methane |  | Capacity-Interconnection | FOM | 0 |  |  | CH4 Pipeline | ON | WC |  | 0.70259 | 0
LCP_Inputs_ON_Electric_Howarth_2023_05_05 | 2029 |  |  | Electricity |  | Capacity-Interconnection | FOM | 0 |  |  | Electricity Transmission Line | ON | WC |  | 0.70259 | 0
LCP_Inputs_ON_Electric_Howarth_2023_05_05 | 2029 |  |  | Hydrogen |  | Capacity-Interconnection | FOM | 0 |  |  | H2 Pipeline - New | ON | WC |  | 0.70259 | 0
LCP_Inputs_ON_Electric_Howarth_2023_05_05 | 2029 |  |  | Hydrogen |  | Capacity-Interconnection | FOM | 0 |  |  | H2 Pipeline - Repurposed | ON | WC |  | 0.70259 | 0
LCP_Inputs_ON_Electric_Howarth_2023_05_05 | 2029 |  |  | Methane |  | Capacity-Intraconnection | FOM | 0 |  |  | CH4 Pipeline | PJ | PJ |  | 0.70259 | 0
LCP_Inputs_ON_Electric_Howarth_2023_05_05 | 2029 |  |  | Electricity |  | Capacity-Intraconnection | FOM | 0 |  |  | Electricity Transmission Line | PJ | PJ |  | 0.70259 | 0
LCP_Inputs_ON_Electric_Howarth_2023_05_05 | 2029 |  |  | Hydrogen |  | Capacity-Intraconnection | FOM | 0 |  |  | H2 Pipeline - New | PJ | PJ |  | 0.70259 | 0
LCP_Inputs_ON_Electric_Howarth_2023_05_05 | 2029 |  |  | Hydrogen |  | Capacity-Intraconnection | FOM | 0 |  |  | H2 Pipeline - Repurposed | PJ | PJ |  | 0.70259 | 0
LCP_Inputs_ON_Electric_Howarth_2023_05_05 | 2029 |  |  | Electricity |  | Capacity-Interconnection | FOM | 5859725.1515 |  |  | Electricity Transmission Line | QC | NY |  | 0.70259 | 4116965.1656
LCP_Inputs_ON_Electric_Howarth_2023_05_05 | 2029 |  |  | Methane |  | Capacity-Intraconnection | FOM | 0 |  |  | CH4 Pipeline | QC | QC |  | 0.70259 | 0
LCP_Inputs_ON_Electric_Howarth_2023_05_05 | 2029 |  |  | Electricity |  | Capacity-Intraconnection | FOM | 0 |  |  | Electricity Transmission Line | QC | QC |  | 0.70259 | 0
LCP_Inputs_ON_Electric_Howarth_2023_05_05 | 2029 |  |  | Hydrogen |  | Capacity-Intraconnection | FOM | 0 |  |  | H2 Pipeline - New | QC | QC |  | 0.70259 | 0
LCP_Inputs_ON_Electric_Howarth_2023_05_05 | 2029 |  |  | Hydrogen |  | Capacity-Intraconnection | FOM | 0 |  |  | H2 Pipeline - Repurposed | QC | QC |  | 0.70259 | 0
LCP_Inputs_ON_Electric_Howarth_2023_05_05 | 2029 |  |  | Electricity |  | Capacity-Interconnection | FOM | 634447.629 |  |  | Electricity Transmission Line | WC | MI |  | 0.70259 | 445754.4885
LCP_Inputs_ON_Electric_Howarth_2023_05_05 | 2029 |  |  | Methane |  | Capacity-Intraconnection | FOM | 0 |  |  | CH4 Pipeline | WC | WC |  | 0.70259 | 0
LCP_Inputs_ON_Electric_Howarth_2023_05_05 | 2029 |  |  | Electricity |  | Capacity-Intraconnection | FOM | 0 |  |  | Electricity Transmission Line | WC | WC |  | 0.70259 | 0
LCP_Inputs_ON_Electric_Howarth_2023_05_05 | 2029 |  |  | Hydrogen |  | Capacity-Intraconnection | FOM | 0 |  |  | H2 Pipeline - New | WC | WC |  | 0.70259 | 0
LCP_Inputs_ON_Electric_Howarth_2023_05_05 | 2029 |  |  | Hydrogen |  | Capacity-Intraconnection | FOM | 0 |  |  | H2 Pipeline - Repurposed | WC | WC |  | 0.70259 | 0
LCP_Inputs_ON_Electric_Howarth_2023_05_05 | 2030 |  |  | Methane |  | Capacity-Intraconnection | CONE | 0 |  |  | CH4 Pipeline | MI | MI |  | 0.67556 | 0
LCP_Inputs_ON_Electric_Howarth_2023_05_05 | 2030 |  |  | Methane |  | Capacity-Intraconnection | FOM | 0 |  |  | CH4 Pipeline | MI | MI |  | 0.67556 | 0
LCP_Inputs_ON_Electric_Howarth_2023_05_05 | 2030 |  |  | Electricity |  | Capacity-Intraconnection | CONE | 0 |  |  | Electricity Transmission Line | MI | MI |  | 0.67556 | 0
LCP_Inputs_ON_Electric_Howarth_2023_05_05 | 2030 |  |  | Electricity |  | Capacity-Intraconnection | FOM | 0 |  |  | Electricity Transmission Line | MI | MI |  | 0.67556 | 0
LCP_Inputs_ON_Electric_Howarth_2023_05_05 | 2030 |  |  | Hydrogen |  | Capacity-Intraconnection | CONE | 0 |  |  | H2 Pipeline - New | MI | MI |  | 0.67556 | 0
LCP_Inputs_ON_Electric_Howarth_2023_05_05 | 2030 |  |  | Hydrogen |  | Capacity-Intraconnection | FOM | 0 |  |  | H2 Pipeline - New | MI | MI |  | 0.67556 | 0
LCP_Inputs_ON_Electric_Howarth_2023_05_05 | 2030 |  |  | Hydrogen |  | Capacity-Intraconnection | CONE | 0 |  |  | H2 Pipeline - Repurposed | MI | MI |  | 0.67556 | 0
LCP_Inputs_ON_Electric_Howarth_2023_05_05 | 2030 |  |  | Hydrogen |  | Capacity-Intraconnection | FOM | 0 |  |  | H2 Pipeline - Repurposed | MI | MI |  | 0.67556 | 0
LCP_Inputs_ON_Electric_Howarth_2023_05_05 | 2030 |  |  | Methane |  | Capacity-Intraconnection | CONE | 0 |  |  | CH4 Pipeline | NY | NY |  | 0.67556 | 0
LCP_Inputs_ON_Electric_Howarth_2023_05_05 | 2030 |  |  | Methane |  | Capacity-Intraconnection | FOM | 0 |  |  | CH4 Pipeline | NY | NY |  | 0.67556 | 0
LCP_Inputs_ON_Electric_Howarth_2023_05_05 | 2030 |  |  | Electricity |  | Capacity-Intraconnection | CONE | 0 |  |  | Electricity Transmission Line | NY | NY |  | 0.67556 | 0
LCP_Inputs_ON_Electric_Howarth_2023_05_05 | 2030 |  |  | Electricity |  | Capacity-Intraconnection | FOM | 0 |  |  | Electricity Transmission Line | NY | NY |  | 0.67556 | 0
LCP_Inputs_ON_Electric_Howarth_2023_05_05 | 2030 |  |  | Hydrogen |  | Capacity-Intraconnection | CONE | 0 |  |  | H2 Pipeline - New | NY | NY |  | 0.67556 | 0
LCP_Inputs_ON_Electric_Howarth_2023_05_05 | 2030 |  |  | Hydrogen |  | Capacity-Intraconnection | FOM | 0 |  |  | H2 Pipeline - New | NY | NY |  | 0.67556 | 0
LCP_Inputs_ON_Electric_Howarth_2023_05_05 | 2030 |  |  | Hydrogen |  | Capacity-Intraconnection | CONE | 0 |  |  | H2 Pipeline - Repurposed | NY | NY |  | 0.67556 | 0
LCP_Inputs_ON_Electric_Howarth_2023_05_05 | 2030 |  |  | Hydrogen |  | Capacity-Intraconnection | FOM | 0 |  |  | H2 Pipeline - Repurposed | NY | NY |  | 0.67556 | 0
LCP_Inputs_ON_Electric_Howarth_2023_05_05 | 2030 |  |  | Methane |  | Capacity-Interconnection | CONE | 0 |  |  | CH4 Pipeline | ON | MI |  | 0.67556 | 0
LCP_Inputs_ON_Electric_Howarth_2023_05_05 | 2030 |  |  | Methane |  | Capacity-Interconnection | FOM | 0 |  |  | CH4 Pipeline | ON | MI |  | 0.67556 | 0
LCP_Inputs_ON_Electric_Howarth_2023_05_05 | 2030 |  |  | Electricity |  | Capacity-Interconnection | CONE | 84656250 |  |  | Electricity Transmission Line | ON | MI |  | 0.67556 | 57190729.1672
LCP_Inputs_ON_Electric_Howarth_2023_05_05 | 2030 |  |  | Electricity |  | Capacity-Interconnection | FOM | 2821875 |  |  | Electricity Transmission Line | ON | MI |  | 0.67556 | 1906357.6389
LCP_Inputs_ON_Electric_Howarth_2023_05_05 | 2030 |  |  | Hydrogen |  | Capacity-Interconnection | CONE | 0 |  |  | H2 Pipeline - New | ON | MI |  | 0.67556 | 0
LCP_Inputs_ON_Electric_Howarth_2023_05_05 | 2030 |  |  | Hydrogen |  | Capacity-Interconnection | FOM | 0 |  |  | H2 Pipeline - New | ON | MI |  | 0.67556 | 0
LCP_Inputs_ON_Electric_Howarth_2023_05_05 | 2030 |  |  | Hydrogen |  | Capacity-Interconnection | CONE | 0 |  |  | H2 Pipeline - Repurposed | ON | MI |  | 0.67556 | 0
LCP_Inputs_ON_Electric_Howarth_2023_05_05 | 2030 |  |  | Hydrogen |  | Capacity-Interconnection | FOM | 0 |  |  | H2 Pipeline - Repurposed | ON | MI |  | 0.67556 | 0
LCP_Inputs_ON_Electric_Howarth_2023_05_05 | 2030 |  |  | Methane |  | Capacity-Interconnection | CONE | 0 |  |  | CH4 Pipeline | ON | NY |  | 0.67556 | 0
LCP_Inputs_ON_Electric_Howarth_2023_05_05 | 2030 |  |  | Methane |  | Capacity-Interconnection | FOM | 0 |  |  | CH4 Pipeline | ON | NY |  | 0.67556 | 0
LCP_Inputs_ON_Electric_Howarth_2023_05_05 | 2030 |  |  | Electricity |  | Capacity-Interconnection | CONE | 84656250 |  |  | Electricity Transmission Line | ON | NY |  | 0.67556 | 57190729.1672
LCP_Inputs_ON_Electric_Howarth_2023_05_05 | 2030 |  |  | Electricity |  | Capacity-Interconnection | FOM | 2821875 |  |  | Electricity Transmission Line | ON | NY |  | 0.67556 | 1906357.6389
LCP_Inputs_ON_Electric_Howarth_2023_05_05 | 2030 |  |  | Hydrogen |  | Capacity-Interconnection | CONE | 0 |  |  | H2 Pipeline - New | ON | NY |  | 0.67556 | 0
LCP_Inputs_ON_Electric_Howarth_2023_05_05 | 2030 |  |  | Hydrogen |  | Capacity-Interconnection | FOM | 0 |  |  | H2 Pipeline - New | ON | NY |  | 0.67556 | 0
LCP_Inputs_ON_Electric_Howarth_2023_05_05 | 2030 |  |  | Hydrogen |  | Capacity-Interconnection | CONE | 0 |  |  | H2 Pipeline - Repurposed | ON | NY |  | 0.67556 | 0
LCP_Inputs_ON_Electric_Howarth_2023_05_05 | 2030 |  |  | Hydrogen |  | Capacity-Interconnection | FOM | 0 |  |  | H2 Pipeline - Repurposed | ON | NY |  | 0.67556 | 0
LCP_Inputs_ON_Electric_Howarth_2023_05_05 | 2030 |  |  | Methane |  | Capacity-Intraconnection | CONE | 0 |  |  | CH4 Pipeline | ON | ON |  | 0.67556 | 0
LCP_Inputs_ON_Electric_Howarth_2023_05_05 | 2030 |  |  | Methane |  | Capacity-Intraconnection | FOM | 0 |  |  | CH4 Pipeline | ON | ON |  | 0.67556 | 0
LCP_Inputs_ON_Electric_Howarth_2023_05_05 | 2030 |  |  | Electricity |  | Capacity-Intraconnection | CONE | 946751801.1913 |  |  | Electricity Transmission Line | ON | ON |  | 0.67556 | 639591593.6561
LCP_Inputs_ON_Electric_Howarth_2023_05_05 | 2030 |  |  | Electricity |  | Capacity-Intraconnection | FOM | 0 |  |  | Electricity Transmission Line | ON | ON |  | 0.67556 | 0
LCP_Inputs_ON_Electric_Howarth_2023_05_05 | 2030 |  |  | Hydrogen |  | Capacity-Intraconnection | CONE | 0 |  |  | H2 Pipeline - New | ON | ON |  | 0.67556 | 0
LCP_Inputs_ON_Electric_Howarth_2023_05_05 | 2030 |  |  | Hydrogen |  | Capacity-Intraconnection | FOM | 0 |  |  | H2 Pipeline - New | ON | ON |  | 0.67556 | 0
LCP_Inputs_ON_Electric_Howarth_2023_05_05 | 2030 |  |  | Hydrogen |  | Capacity-Intraconnection | CONE | 23605582.0234 |  |  | H2 Pipeline - Repurposed | ON | ON |  | 0.67556 | 15947085.3993
LCP_Inputs_ON_Electric_Howarth_2023_05_05 | 2030 |  |  | Hydrogen |  | Capacity-Intraconnection | FOM | 0 |  |  | H2 Pipeline - Repurposed | ON | ON |  | 0.67556 | 0
LCP_Inputs_ON_Electric_Howarth_2023_05_05 | 2030 |  |  | Methane |  | Capacity-Interconnection | CONE | 0 |  |  | CH4 Pipeline | ON | PJ |  | 0.67556 | 0
LCP_Inputs_ON_Electric_Howarth_2023_05_05 | 2030 |  |  | Methane |  | Capacity-Interconnection | FOM | 0 |  |  | CH4 Pipeline | ON | PJ |  | 0.67556 | 0
LCP_Inputs_ON_Electric_Howarth_2023_05_05 | 2030 |  |  | Electricity |  | Capacity-Interconnection | CONE | 0 |  |  | Electricity Transmission Line | ON | PJ |  | 0.67556 | 0
LCP_Inputs_ON_Electric_Howarth_2023_05_05 | 2030 |  |  | Electricity |  | Capacity-Interconnection | FOM | 0 |  |  | Electricity Transmission Line | ON | PJ |  | 0.67556 | 0
LCP_Inputs_ON_Electric_Howarth_2023_05_05 | 2030 |  |  | Hydrogen |  | Capacity-Interconnection | CONE | 0 |  |  | H2 Pipeline - New | ON | PJ |  | 0.67556 | 0
LCP_Inputs_ON_Electric_Howarth_2023_05_05 | 2030 |  |  | Hydrogen |  | Capacity-Interconnection | FOM | 0 |  |  | H2 Pipeline - New | ON | PJ |  | 0.67556 | 0
LCP_Inputs_ON_Electric_Howarth_2023_05_05 | 2030 |  |  | Hydrogen |  | Capacity-Interconnection | CONE | 0 |  |  | H2 Pipeline - Repurposed | ON | PJ |  | 0.67556 | 0
LCP_Inputs_ON_Electric_Howarth_2023_05_05 | 2030 |  |  | Hydrogen |  | Capacity-Interconnection | FOM | 0 |  |  | H2 Pipeline - Repurposed | ON | PJ |  | 0.67556 | 0
LCP_Inputs_ON_Electric_Howarth_2023_05_05 | 2030 |  |  | Methane |  | Capacity-Interconnection | CONE | 0 |  |  | CH4 Pipeline | ON | QC |  | 0.67556 | 0
LCP_Inputs_ON_Electric_Howarth_2023_05_05 | 2030 |  |  | Methane |  | Capacity-Interconnection | FOM | 0 |  |  | CH4 Pipeline | ON | QC |  | 0.67556 | 0
LCP_Inputs_ON_Electric_Howarth_2023_05_05 | 2030 |  |  | Electricity |  | Capacity-Interconnection | CONE | 118518750 |  |  | Electricity Transmission Line | ON | QC |  | 0.67556 | 80067020.834
LCP_Inputs_ON_Electric_Howarth_2023_05_05 | 2030 |  |  | Electricity |  | Capacity-Interconnection | FOM | 3950625 |  |  | Electricity Transmission Line | ON | QC |  | 0.67556 | 2668900.6945
LCP_Inputs_ON_Electric_Howarth_2023_05_05 | 2030 |  |  | Hydrogen |  | Capacity-Interconnection | CONE | 0 |  |  | H2 Pipeline - New | ON | QC |  | 0.67556 | 0
LCP_Inputs_ON_Electric_Howarth_2023_05_05 | 2030 |  |  | Hydrogen |  | Capacity-Interconnection | FOM | 0 |  |  | H2 Pipeline - New | ON | QC |  | 0.67556 | 0
LCP_Inputs_ON_Electric_Howarth_2023_05_05 | 2030 |  |  | Hydrogen |  | Capacity-Interconnection | CONE | 0 |  |  | H2 Pipeline - Repurposed | ON | QC |  | 0.67556 | 0
LCP_Inputs_ON_Electric_Howarth_2023_05_05 | 2030 |  |  | Hydrogen |  | Capacity-Interconnection | FOM | 0 |  |  | H2 Pipeline - Repurposed | ON | QC |  | 0.67556 | 0
LCP_Inputs_ON_Electric_Howarth_2023_05_05 | 2030 |  |  | Methane |  | Capacity-Interconnection | CONE | 0 |  |  | CH4 Pipeline | ON | WC |  | 0.67556 | 0
LCP_Inputs_ON_Electric_Howarth_2023_05_05 | 2030 |  |  | Methane |  | Capacity-Interconnection | FOM | 0 |  |  | CH4 Pipeline | ON | WC |  | 0.67556 | 0
LCP_Inputs_ON_Electric_Howarth_2023_05_05 | 2030 |  |  | Electricity |  | Capacity-Interconnection | CONE | 338625000 |  |  | Electricity Transmission Line | ON | WC |  | 0.67556 | 228762916.6686
LCP_Inputs_ON_Electric_Howarth_2023_05_05 | 2030 |  |  | Electricity |  | Capacity-Interconnection | FOM | 11287500 |  |  | Electricity Transmission Line | ON | WC |  | 0.67556 | 7625430.5556
LCP_Inputs_ON_Electric_Howarth_2023_05_05 | 2030 |  |  | Hydrogen |  | Capacity-Interconnection | CONE | 0 |  |  | H2 Pipeline - New | ON | WC |  | 0.67556 | 0
LCP_Inputs_ON_Electric_Howarth_2023_05_05 | 2030 |  |  | Hydrogen |  | Capacity-Interconnection | FOM | 0 |  |  | H2 Pipeline - New | ON | WC |  | 0.67556 | 0
LCP_Inputs_ON_Electric_Howarth_2023_05_05 | 2030 |  |  | Hydrogen |  | Capacity-Interconnection | CONE | 0 |  |  | H2 Pipeline - Repurposed | ON | WC |  | 0.67556 | 0
LCP_Inputs_ON_Electric_Howarth_2023_05_05 | 2030 |  |  | Hydrogen |  | Capacity-Interconnection | FOM | 0 |  |  | H2 Pipeline - Repurposed | ON | WC |  | 0.67556 | 0
LCP_Inputs_ON_Electric_Howarth_2023_05_05 | 2030 |  |  | Methane |  | Capacity-Intraconnection | CONE | 0 |  |  | CH4 Pipeline | PJ | PJ |  | 0.67556 | 0
LCP_Inputs_ON_Electric_Howarth_2023_05_05 | 2030 |  |  | Methane |  | Capacity-Intraconnection | FOM | 0 |  |  | CH4 Pipeline | PJ | PJ |  | 0.67556 | 0
LCP_Inputs_ON_Electric_Howarth_2023_05_05 | 2030 |  |  | Electricity |  | Capacity-Intraconnection | CONE | 0 |  |  | Electricity Transmission Line | PJ | PJ |  | 0.67556 | 0
LCP_Inputs_ON_Electric_Howarth_2023_05_05 | 2030 |  |  | Electricity |  | Capacity-Intraconnection | FOM | 0 |  |  | Electricity Transmission Line | PJ | PJ |  | 0.67556 | 0
LCP_Inputs_ON_Electric_Howarth_2023_05_05 | 2030 |  |  | Hydrogen |  | Capacity-Intraconnection | CONE | 0 |  |  | H2 Pipeline - New | PJ | PJ |  | 0.67556 | 0
LCP_Inputs_ON_Electric_Howarth_2023_05_05 | 2030 |  |  | Hydrogen |  | Capacity-Intraconnection | FOM | 0 |  |  | H2 Pipeline - New | PJ | PJ |  | 0.67556 | 0
LCP_Inputs_ON_Electric_Howarth_2023_05_05 | 2030 |  |  | Hydrogen |  | Capacity-Intraconnection | CONE | 0 |  |  | H2 Pipeline - Repurposed | PJ | PJ |  | 0.67556 | 0
LCP_Inputs_ON_Electric_Howarth_2023_05_05 | 2030 |  |  | Hydrogen |  | Capacity-Intraconnection | FOM | 0 |  |  | H2 Pipeline - Repurposed | PJ | PJ |  | 0.67556 | 0
LCP_Inputs_ON_Electric_Howarth_2023_05_05 | 2030 |  |  | Electricity |  | Capacity-Interconnection | CONE | 190875588.6675 |  |  | Electricity Transmission Line | QC | NY |  | 0.67556 | 128948708.4073
LCP_Inputs_ON_Electric_Howarth_2023_05_05 | 2030 |  |  | Electricity |  | Capacity-Interconnection | FOM | 12222244.7738 |  |  | Electricity Transmission Line | QC | NY |  | 0.67556 | 8256910.6318
LCP_Inputs_ON_Electric_Howarth_2023_05_05 | 2030 |  |  | Methane |  | Capacity-Intraconnection | CONE | 0 |  |  | CH4 Pipeline | QC | QC |  | 0.67556 | 0
LCP_Inputs_ON_Electric_Howarth_2023_05_05 | 2030 |  |  | Methane |  | Capacity-Intraconnection | FOM | 0 |  |  | CH4 Pipeline | QC | QC |  | 0.67556 | 0
LCP_Inputs_ON_Electric_Howarth_2023_05_05 | 2030 |  |  | Electricity |  | Capacity-Intraconnection | CONE | 0 |  |  | Electricity Transmission Line | QC | QC |  | 0.67556 | 0
LCP_Inputs_ON_Electric_Howarth_2023_05_05 | 2030 |  |  | Electricity |  | Capacity-Intraconnection | FOM | 0 |  |  | Electricity Transmission Line | QC | QC |  | 0.67556 | 0
LCP_Inputs_ON_Electric_Howarth_2023_05_05 | 2030 |  |  | Hydrogen |  | Capacity-Intraconnection | CONE | 0 |  |  | H2 Pipeline - New | QC | QC |  | 0.67556 | 0
LCP_Inputs_ON_Electric_Howarth_2023_05_05 | 2030 |  |  | Hydrogen |  | Capacity-Intraconnection | FOM | 0 |  |  | H2 Pipeline - New | QC | QC |  | 0.67556 | 0
LCP_Inputs_ON_Electric_Howarth_2023_05_05 | 2030 |  |  | Hydrogen |  | Capacity-Intraconnection | CONE | 0 |  |  | H2 Pipeline - Repurposed | QC | QC |  | 0.67556 | 0
LCP_Inputs_ON_Electric_Howarth_2023_05_05 | 2030 |  |  | Hydrogen |  | Capacity-Intraconnection | FOM | 0 |  |  | H2 Pipeline - Repurposed | QC | QC |  | 0.67556 | 0
LCP_Inputs_ON_Electric_Howarth_2023_05_05 | 2030 |  |  | Electricity |  | Capacity-Interconnection | CONE | 0 |  |  | Electricity Transmission Line | WC | MI |  | 0.67556 | 0
LCP_Inputs_ON_Electric_Howarth_2023_05_05 | 2030 |  |  | Electricity |  | Capacity-Interconnection | FOM | 634447.629 |  |  | Electricity Transmission Line | WC | MI |  | 0.67556 | 428610.0851
LCP_Inputs_ON_Electric_Howarth_2023_05_05 | 2030 |  |  | Methane |  | Capacity-Intraconnection | CONE | 0 |  |  | CH4 Pipeline | WC | WC |  | 0.67556 | 0
LCP_Inputs_ON_Electric_Howarth_2023_05_05 | 2030 |  |  | Methane |  | Capacity-Intraconnection | FOM | 0 |  |  | CH4 Pipeline | WC | WC |  | 0.67556 | 0
LCP_Inputs_ON_Electric_Howarth_2023_05_05 | 2030 |  |  | Electricity |  | Capacity-Intraconnection | CONE | 0 |  |  | Electricity Transmission Line | WC | WC |  | 0.67556 | 0
LCP_Inputs_ON_Electric_Howarth_2023_05_05 | 2030 |  |  | Electricity |  | Capacity-Intraconnection | FOM | 0 |  |  | Electricity Transmission Line | WC | WC |  | 0.67556 | 0
LCP_Inputs_ON_Electric_Howarth_2023_05_05 | 2030 |  |  | Hydrogen |  | Capacity-Intraconnection | CONE | 0 |  |  | H2 Pipeline - New | WC | WC |  | 0.67556 | 0
LCP_Inputs_ON_Electric_Howarth_2023_05_05 | 2030 |  |  | Hydrogen |  | Capacity-Intraconnection | FOM | 0 |  |  | H2 Pipeline - New | WC | WC |  | 0.67556 | 0
LCP_Inputs_ON_Electric_Howarth_2023_05_05 | 2030 |  |  | Hydrogen |  | Capacity-Intraconnection | CONE | 0 |  |  | H2 Pipeline - Repurposed | WC | WC |  | 0.67556 | 0
LCP_Inputs_ON_Electric_Howarth_2023_05_05 | 2030 |  |  | Hydrogen |  | Capacity-Intraconnection | FOM | 0 |  |  | H2 Pipeline - Repurposed | WC | WC |  | 0.67556 | 0
LCP_Inputs_ON_Electric_Howarth_2023_05_05 | 2031 |  |  | Methane |  | Capacity-Intraconnection | FOM | 0 |  |  | CH4 Pipeline | MI | MI |  | 0.64958 | 0
LCP_Inputs_ON_Electric_Howarth_2023_05_05 | 2031 |  |  | Electricity |  | Capacity-Intraconnection | FOM | 0 |  |  | Electricity Transmission Line | MI | MI |  | 0.64958 | 0
LCP_Inputs_ON_Electric_Howarth_2023_05_05 | 2031 |  |  | Hydrogen |  | Capacity-Intraconnection | FOM | 0 |  |  | H2 Pipeline - New | MI | MI |  | 0.64958 | 0
LCP_Inputs_ON_Electric_Howarth_2023_05_05 | 2031 |  |  | Hydrogen |  | Capacity-Intraconnection | FOM | 0 |  |  | H2 Pipeline - Repurposed | MI | MI |  | 0.64958 | 0
LCP_Inputs_ON_Electric_Howarth_2023_05_05 | 2031 |  |  | Methane |  | Capacity-Intraconnection | FOM | 0 |  |  | CH4 Pipeline | NY | NY |  | 0.64958 | 0
LCP_Inputs_ON_Electric_Howarth_2023_05_05 | 2031 |  |  | Electricity |  | Capacity-Intraconnection | FOM | 0 |  |  | Electricity Transmission Line | NY | NY |  | 0.64958 | 0
LCP_Inputs_ON_Electric_Howarth_2023_05_05 | 2031 |  |  | Hydrogen |  | Capacity-Intraconnection | FOM | 0 |  |  | H2 Pipeline - New | NY | NY |  | 0.64958 | 0
LCP_Inputs_ON_Electric_Howarth_2023_05_05 | 2031 |  |  | Hydrogen |  | Capacity-Intraconnection | FOM | 0 |  |  | H2 Pipeline - Repurposed | NY | NY |  | 0.64958 | 0
LCP_Inputs_ON_Electric_Howarth_2023_05_05 | 2031 |  |  | Methane |  | Capacity-Interconnection | FOM | 0 |  |  | CH4 Pipeline | ON | MI |  | 0.64958 | 0
LCP_Inputs_ON_Electric_Howarth_2023_05_05 | 2031 |  |  | Electricity |  | Capacity-Interconnection | FOM | 2821875 |  |  | Electricity Transmission Line | ON | MI |  | 0.64958 | 1833036.1913
LCP_Inputs_ON_Electric_Howarth_2023_05_05 | 2031 |  |  | Hydrogen |  | Capacity-Interconnection | FOM | 0 |  |  | H2 Pipeline - New | ON | MI |  | 0.64958 | 0
LCP_Inputs_ON_Electric_Howarth_2023_05_05 | 2031 |  |  | Hydrogen |  | Capacity-Interconnection | FOM | 0 |  |  | H2 Pipeline - Repurposed | ON | MI |  | 0.64958 | 0
LCP_Inputs_ON_Electric_Howarth_2023_05_05 | 2031 |  |  | Methane |  | Capacity-Interconnection | FOM | 0 |  |  | CH4 Pipeline | ON | NY |  | 0.64958 | 0
LCP_Inputs_ON_Electric_Howarth_2023_05_05 | 2031 |  |  | Electricity |  | Capacity-Interconnection | FOM | 2821875 |  |  | Electricity Transmission Line | ON | NY |  | 0.64958 | 1833036.1913
LCP_Inputs_ON_Electric_Howarth_2023_05_05 | 2031 |  |  | Hydrogen |  | Capacity-Interconnection | FOM | 0 |  |  | H2 Pipeline - New | ON | NY |  | 0.64958 | 0
LCP_Inputs_ON_Electric_Howarth_2023_05_05 | 2031 |  |  | Hydrogen |  | Capacity-Interconnection | FOM | 0 |  |  | H2 Pipeline - Repurposed | ON | NY |  | 0.64958 | 0
LCP_Inputs_ON_Electric_Howarth_2023_05_05 | 2031 |  |  | Methane |  | Capacity-Intraconnection | FOM | 0 |  |  | CH4 Pipeline | ON | ON |  | 0.64958 | 0
LCP_Inputs_ON_Electric_Howarth_2023_05_05 | 2031 |  |  | Electricity |  | Capacity-Intraconnection | FOM | 0 |  |  | Electricity Transmission Line | ON | ON |  | 0.64958 | 0
LCP_Inputs_ON_Electric_Howarth_2023_05_05 | 2031 |  |  | Hydrogen |  | Capacity-Intraconnection | FOM | 0 |  |  | H2 Pipeline - New | ON | ON |  | 0.64958 | 0
LCP_Inputs_ON_Electric_Howarth_2023_05_05 | 2031 |  |  | Hydrogen |  | Capacity-Intraconnection | FOM | 0 |  |  | H2 Pipeline - Repurposed | ON | ON |  | 0.64958 | 0
LCP_Inputs_ON_Electric_Howarth_2023_05_05 | 2031 |  |  | Methane |  | Capacity-Interconnection | FOM | 0 |  |  | CH4 Pipeline | ON | PJ |  | 0.64958 | 0
LCP_Inputs_ON_Electric_Howarth_2023_05_05 | 2031 |  |  | Electricity |  | Capacity-Interconnection | FOM | 0 |  |  | Electricity Transmission Line | ON | PJ |  | 0.64958 | 0
LCP_Inputs_ON_Electric_Howarth_2023_05_05 | 2031 |  |  | Hydrogen |  | Capacity-Interconnection | FOM | 0 |  |  | H2 Pipeline - New | ON | PJ |  | 0.64958 | 0
LCP_Inputs_ON_Electric_Howarth_2023_05_05 | 2031 |  |  | Hydrogen |  | Capacity-Interconnection | FOM | 0 |  |  | H2 Pipeline - Repurposed | ON | PJ |  | 0.64958 | 0
LCP_Inputs_ON_Electric_Howarth_2023_05_05 | 2031 |  |  | Methane |  | Capacity-Interconnection | FOM | 0 |  |  | CH4 Pipeline | ON | QC |  | 0.64958 | 0
LCP_Inputs_ON_Electric_Howarth_2023_05_05 | 2031 |  |  | Electricity |  | Capacity-Interconnection | FOM | 3950625 |  |  | Electricity Transmission Line | ON | QC |  | 0.64958 | 2566250.6678
LCP_Inputs_ON_Electric_Howarth_2023_05_05 | 2031 |  |  | Hydrogen |  | Capacity-Interconnection | FOM | 0 |  |  | H2 Pipeline - New | ON | QC |  | 0.64958 | 0
LCP_Inputs_ON_Electric_Howarth_2023_05_05 | 2031 |  |  | Hydrogen |  | Capacity-Interconnection | FOM | 0 |  |  | H2 Pipeline - Repurposed | ON | QC |  | 0.64958 | 0
LCP_Inputs_ON_Electric_Howarth_2023_05_05 | 2031 |  |  | Methane |  | Capacity-Interconnection | FOM | 0 |  |  | CH4 Pipeline | ON | WC |  | 0.64958 | 0
LCP_Inputs_ON_Electric_Howarth_2023_05_05 | 2031 |  |  | Electricity |  | Capacity-Interconnection | FOM | 11287500 |  |  | Electricity Transmission Line | ON | WC |  | 0.64958 | 7332144.765
LCP_Inputs_ON_Electric_Howarth_2023_05_05 | 2031 |  |  | Hydrogen |  | Capacity-Interconnection | FOM | 0 |  |  | H2 Pipeline - New | ON | WC |  | 0.64958 | 0
LCP_Inputs_ON_Electric_Howarth_2023_05_05 | 2031 |  |  | Hydrogen |  | Capacity-Interconnection | FOM | 0 |  |  | H2 Pipeline - Repurposed | ON | WC |  | 0.64958 | 0
LCP_Inputs_ON_Electric_Howarth_2023_05_05 | 2031 |  |  | Methane |  | Capacity-Intraconnection | FOM | 0 |  |  | CH4 Pipeline | PJ | PJ |  | 0.64958 | 0
LCP_Inputs_ON_Electric_Howarth_2023_05_05 | 2031 |  |  | Electricity |  | Capacity-Intraconnection | FOM | 0 |  |  | Electricity Transmission Line | PJ | PJ |  | 0.64958 | 0
LCP_Inputs_ON_Electric_Howarth_2023_05_05 | 2031 |  |  | Hydrogen |  | Capacity-Intraconnection | FOM | 0 |  |  | H2 Pipeline - New | PJ | PJ |  | 0.64958 | 0
LCP_Inputs_ON_Electric_Howarth_2023_05_05 | 2031 |  |  | Hydrogen |  | Capacity-Intraconnection | FOM | 0 |  |  | H2 Pipeline - Repurposed | PJ | PJ |  | 0.64958 | 0
LCP_Inputs_ON_Electric_Howarth_2023_05_05 | 2031 |  |  | Electricity |  | Capacity-Interconnection | FOM | 12222244.7738 |  |  | Electricity Transmission Line | QC | NY |  | 0.64958 | 7939337.1459
LCP_Inputs_ON_Electric_Howarth_2023_05_05 | 2031 |  |  | Methane |  | Capacity-Intraconnection | FOM | 0 |  |  | CH4 Pipeline | QC | QC |  | 0.64958 | 0
LCP_Inputs_ON_Electric_Howarth_2023_05_05 | 2031 |  |  | Electricity |  | Capacity-Intraconnection | FOM | 0 |  |  | Electricity Transmission Line | QC | QC |  | 0.64958 | 0
LCP_Inputs_ON_Electric_Howarth_2023_05_05 | 2031 |  |  | Hydrogen |  | Capacity-Intraconnection | FOM | 0 |  |  | H2 Pipeline - New | QC | QC |  | 0.64958 | 0
LCP_Inputs_ON_Electric_Howarth_2023_05_05 | 2031 |  |  | Hydrogen |  | Capacity-Intraconnection | FOM | 0 |  |  | H2 Pipeline - Repurposed | QC | QC |  | 0.64958 | 0
LCP_Inputs_ON_Electric_Howarth_2023_05_05 | 2031 |  |  | Electricity |  | Capacity-Interconnection | FOM | 634447.629 |  |  | Electricity Transmission Line | WC | MI |  | 0.64958 | 412125.0819
LCP_Inputs_ON_Electric_Howarth_2023_05_05 | 2031 |  |  | Methane |  | Capacity-Intraconnection | FOM | 0 |  |  | CH4 Pipeline | WC | WC |  | 0.64958 | 0
LCP_Inputs_ON_Electric_Howarth_2023_05_05 | 2031 |  |  | Electricity |  | Capacity-Intraconnection | FOM | 0 |  |  | Electricity Transmission Line | WC | WC |  | 0.64958 | 0
LCP_Inputs_ON_Electric_Howarth_2023_05_05 | 2031 |  |  | Hydrogen |  | Capacity-Intraconnection | FOM | 0 |  |  | H2 Pipeline - New | WC | WC |  | 0.64958 | 0
LCP_Inputs_ON_Electric_Howarth_2023_05_05 | 2031 |  |  | Hydrogen |  | Capacity-Intraconnection | FOM | 0 |  |  | H2 Pipeline - Repurposed | WC | WC |  | 0.64958 | 0
LCP_Inputs_ON_Electric_Howarth_2023_05_05 | 2032 |  |  | Methane |  | Capacity-Intraconnection | FOM | 0 |  |  | CH4 Pipeline | MI | MI |  | 0.6246 | 0
LCP_Inputs_ON_Electric_Howarth_2023_05_05 | 2032 |  |  | Electricity |  | Capacity-Intraconnection | FOM | 0 |  |  | Electricity Transmission Line | MI | MI |  | 0.6246 | 0
LCP_Inputs_ON_Electric_Howarth_2023_05_05 | 2032 |  |  | Hydrogen |  | Capacity-Intraconnection | FOM | 0 |  |  | H2 Pipeline - New | MI | MI |  | 0.6246 | 0
LCP_Inputs_ON_Electric_Howarth_2023_05_05 | 2032 |  |  | Hydrogen |  | Capacity-Intraconnection | FOM | 0 |  |  | H2 Pipeline - Repurposed | MI | MI |  | 0.6246 | 0
LCP_Inputs_ON_Electric_Howarth_2023_05_05 | 2032 |  |  | Methane |  | Capacity-Intraconnection | FOM | 0 |  |  | CH4 Pipeline | NY | NY |  | 0.6246 | 0
LCP_Inputs_ON_Electric_Howarth_2023_05_05 | 2032 |  |  | Electricity |  | Capacity-Intraconnection | FOM | 0 |  |  | Electricity Transmission Line | NY | NY |  | 0.6246 | 0
LCP_Inputs_ON_Electric_Howarth_2023_05_05 | 2032 |  |  | Hydrogen |  | Capacity-Intraconnection | FOM | 0 |  |  | H2 Pipeline - New | NY | NY |  | 0.6246 | 0
LCP_Inputs_ON_Electric_Howarth_2023_05_05 | 2032 |  |  | Hydrogen |  | Capacity-Intraconnection | FOM | 0 |  |  | H2 Pipeline - Repurposed | NY | NY |  | 0.6246 | 0
LCP_Inputs_ON_Electric_Howarth_2023_05_05 | 2032 |  |  | Methane |  | Capacity-Interconnection | FOM | 0 |  |  | CH4 Pipeline | ON | MI |  | 0.6246 | 0
LCP_Inputs_ON_Electric_Howarth_2023_05_05 | 2032 |  |  | Electricity |  | Capacity-Interconnection | FOM | 2821875 |  |  | Electricity Transmission Line | ON | MI |  | 0.6246 | 1762534.7993
LCP_Inputs_ON_Electric_Howarth_2023_05_05 | 2032 |  |  | Hydrogen |  | Capacity-Interconnection | FOM | 0 |  |  | H2 Pipeline - New | ON | MI |  | 0.6246 | 0
LCP_Inputs_ON_Electric_Howarth_2023_05_05 | 2032 |  |  | Hydrogen |  | Capacity-Interconnection | FOM | 0 |  |  | H2 Pipeline - Repurposed | ON | MI |  | 0.6246 | 0
LCP_Inputs_ON_Electric_Howarth_2023_05_05 | 2032 |  |  | Methane |  | Capacity-Interconnection | FOM | 0 |  |  | CH4 Pipeline | ON | NY |  | 0.6246 | 0
LCP_Inputs_ON_Electric_Howarth_2023_05_05 | 2032 |  |  | Electricity |  | Capacity-Interconnection | FOM | 2821875 |  |  | Electricity Transmission Line | ON | NY |  | 0.6246 | 1762534.7993
LCP_Inputs_ON_Electric_Howarth_2023_05_05 | 2032 |  |  | Hydrogen |  | Capacity-Interconnection | FOM | 0 |  |  | H2 Pipeline - New | ON | NY |  | 0.6246 | 0
LCP_Inputs_ON_Electric_Howarth_2023_05_05 | 2032 |  |  | Hydrogen |  | Capacity-Interconnection | FOM | 0 |  |  | H2 Pipeline - Repurposed | ON | NY |  | 0.6246 | 0
LCP_Inputs_ON_Electric_Howarth_2023_05_05 | 2032 |  |  | Methane |  | Capacity-Intraconnection | FOM | 0 |  |  | CH4 Pipeline | ON | ON |  | 0.6246 | 0
LCP_Inputs_ON_Electric_Howarth_2023_05_05 | 2032 |  |  | Electricity |  | Capacity-Intraconnection | FOM | 0 |  |  | Electricity Transmission Line | ON | ON |  | 0.6246 | 0
LCP_Inputs_ON_Electric_Howarth_2023_05_05 | 2032 |  |  | Hydrogen |  | Capacity-Intraconnection | FOM | 0 |  |  | H2 Pipeline - New | ON | ON |  | 0.6246 | 0
LCP_Inputs_ON_Electric_Howarth_2023_05_05 | 2032 |  |  | Hydrogen |  | Capacity-Intraconnection | FOM | 0 |  |  | H2 Pipeline - Repurposed | ON | ON |  | 0.6246 | 0
LCP_Inputs_ON_Electric_Howarth_2023_05_05 | 2032 |  |  | Methane |  | Capacity-Interconnection | FOM | 0 |  |  | CH4 Pipeline | ON | PJ |  | 0.6246 | 0
LCP_Inputs_ON_Electric_Howarth_2023_05_05 | 2032 |  |  | Electricity |  | Capacity-Interconnection | FOM | 0 |  |  | Electricity Transmission Line | ON | PJ |  | 0.6246 | 0
LCP_Inputs_ON_Electric_Howarth_2023_05_05 | 2032 |  |  | Hydrogen |  | Capacity-Interconnection | FOM | 0 |  |  | H2 Pipeline - New | ON | PJ |  | 0.6246 | 0
LCP_Inputs_ON_Electric_Howarth_2023_05_05 | 2032 |  |  | Hydrogen |  | Capacity-Interconnection | FOM | 0 |  |  | H2 Pipeline - Repurposed | ON | PJ |  | 0.6246 | 0
LCP_Inputs_ON_Electric_Howarth_2023_05_05 | 2032 |  |  | Methane |  | Capacity-Interconnection | FOM | 0 |  |  | CH4 Pipeline | ON | QC |  | 0.6246 | 0
LCP_Inputs_ON_Electric_Howarth_2023_05_05 | 2032 |  |  | Electricity |  | Capacity-Interconnection | FOM | 3950625 |  |  | Electricity Transmission Line | ON | QC |  | 0.6246 | 2467548.719
LCP_Inputs_ON_Electric_Howarth_2023_05_05 | 2032 |  |  | Hydrogen |  | Capacity-Interconnection | FOM | 0 |  |  | H2 Pipeline - New | ON | QC |  | 0.6246 | 0
LCP_Inputs_ON_Electric_Howarth_2023_05_05 | 2032 |  |  | Hydrogen |  | Capacity-Interconnection | FOM | 0 |  |  | H2 Pipeline - Repurposed | ON | QC |  | 0.6246 | 0
LCP_Inputs_ON_Electric_Howarth_2023_05_05 | 2032 |  |  | Methane |  | Capacity-Interconnection | FOM | 0 |  |  | CH4 Pipeline | ON | WC |  | 0.6246 | 0
LCP_Inputs_ON_Electric_Howarth_2023_05_05 | 2032 |  |  | Electricity |  | Capacity-Interconnection | FOM | 11287500 |  |  | Electricity Transmission Line | ON | WC |  | 0.6246 | 7050139.1971
LCP_Inputs_ON_Electric_Howarth_2023_05_05 | 2032 |  |  | Hydrogen |  | Capacity-Interconnection | FOM | 0 |  |  | H2 Pipeline - New | ON | WC |  | 0.6246 | 0
LCP_Inputs_ON_Electric_Howarth_2023_05_05 | 2032 |  |  | Hydrogen |  | Capacity-Interconnection | FOM | 0 |  |  | H2 Pipeline - Repurposed | ON | WC |  | 0.6246 | 0
LCP_Inputs_ON_Electric_Howarth_2023_05_05 | 2032 |  |  | Methane |  | Capacity-Intraconnection | FOM | 0 |  |  | CH4 Pipeline | PJ | PJ |  | 0.6246 | 0
LCP_Inputs_ON_Electric_Howarth_2023_05_05 | 2032 |  |  | Electricity |  | Capacity-Intraconnection | FOM | 0 |  |  | Electricity Transmission Line | PJ | PJ |  | 0.6246 | 0
LCP_Inputs_ON_Electric_Howarth_2023_05_05 | 2032 |  |  | Hydrogen |  | Capacity-Intraconnection | FOM | 0 |  |  | H2 Pipeline - New | PJ | PJ |  | 0.6246 | 0
LCP_Inputs_ON_Electric_Howarth_2023_05_05 | 2032 |  |  | Hydrogen |  | Capacity-Intraconnection | FOM | 0 |  |  | H2 Pipeline - Repurposed | PJ | PJ |  | 0.6246 | 0
LCP_Inputs_ON_Electric_Howarth_2023_05_05 | 2032 |  |  | Electricity |  | Capacity-Interconnection | FOM | 12222244.7738 |  |  | Electricity Transmission Line | QC | NY |  | 0.6246 | 7633978.0249
LCP_Inputs_ON_Electric_Howarth_2023_05_05 | 2032 |  |  | Methane |  | Capacity-Intraconnection | FOM | 0 |  |  | CH4 Pipeline | QC | QC |  | 0.6246 | 0
LCP_Inputs_ON_Electric_Howarth_2023_05_05 | 2032 |  |  | Electricity |  | Capacity-Intraconnection | FOM | 0 |  |  | Electricity Transmission Line | QC | QC |  | 0.6246 | 0
LCP_Inputs_ON_Electric_Howarth_2023_05_05 | 2032 |  |  | Hydrogen |  | Capacity-Intraconnection | FOM | 0 |  |  | H2 Pipeline - New | QC | QC |  | 0.6246 | 0
LCP_Inputs_ON_Electric_Howarth_2023_05_05 | 2032 |  |  | Hydrogen |  | Capacity-Intraconnection | FOM | 0 |  |  | H2 Pipeline - Repurposed | QC | QC |  | 0.6246 | 0
LCP_Inputs_ON_Electric_Howarth_2023_05_05 | 2032 |  |  | Electricity |  | Capacity-Interconnection | FOM | 634447.629 |  |  | Electricity Transmission Line | WC | MI |  | 0.6246 | 396274.1172
LCP_Inputs_ON_Electric_Howarth_2023_05_05 | 2032 |  |  | Methane |  | Capacity-Intraconnection | FOM | 0 |  |  | CH4 Pipeline | WC | WC |  | 0.6246 | 0
LCP_Inputs_ON_Electric_Howarth_2023_05_05 | 2032 |  |  | Electricity |  | Capacity-Intraconnection | FOM | 0 |  |  | Electricity Transmission Line | WC | WC |  | 0.6246 | 0
LCP_Inputs_ON_Electric_Howarth_2023_05_05 | 2032 |  |  | Hydrogen |  | Capacity-Intraconnection | FOM | 0 |  |  | H2 Pipeline - New | WC | WC |  | 0.6246 | 0
LCP_Inputs_ON_Electric_Howarth_2023_05_05 | 2032 |  |  | Hydrogen |  | Capacity-Intraconnection | FOM | 0 |  |  | H2 Pipeline - Repurposed | WC | WC |  | 0.6246 | 0
LCP_Inputs_ON_Electric_Howarth_2023_05_05 | 2033 |  |  | Methane |  | Capacity-Intraconnection | FOM | 0 |  |  | CH4 Pipeline | MI | MI |  | 0.60057 | 0
LCP_Inputs_ON_Electric_Howarth_2023_05_05 | 2033 |  |  | Electricity |  | Capacity-Intraconnection | FOM | 0 |  |  | Electricity Transmission Line | MI | MI |  | 0.60057 | 0
LCP_Inputs_ON_Electric_Howarth_2023_05_05 | 2033 |  |  | Hydrogen |  | Capacity-Intraconnection | FOM | 0 |  |  | H2 Pipeline - New | MI | MI |  | 0.60057 | 0
LCP_Inputs_ON_Electric_Howarth_2023_05_05 | 2033 |  |  | Hydrogen |  | Capacity-Intraconnection | FOM | 0 |  |  | H2 Pipeline - Repurposed | MI | MI |  | 0.60057 | 0
LCP_Inputs_ON_Electric_Howarth_2023_05_05 | 2033 |  |  | Methane |  | Capacity-Intraconnection | FOM | 0 |  |  | CH4 Pipeline | NY | NY |  | 0.60057 | 0
LCP_Inputs_ON_Electric_Howarth_2023_05_05 | 2033 |  |  | Electricity |  | Capacity-Intraconnection | FOM | 0 |  |  | Electricity Transmission Line | NY | NY |  | 0.60057 | 0
LCP_Inputs_ON_Electric_Howarth_2023_05_05 | 2033 |  |  | Hydrogen |  | Capacity-Intraconnection | FOM | 0 |  |  | H2 Pipeline - New | NY | NY |  | 0.60057 | 0
LCP_Inputs_ON_Electric_Howarth_2023_05_05 | 2033 |  |  | Hydrogen |  | Capacity-Intraconnection | FOM | 0 |  |  | H2 Pipeline - Repurposed | NY | NY |  | 0.60057 | 0
LCP_Inputs_ON_Electric_Howarth_2023_05_05 | 2033 |  |  | Methane |  | Capacity-Interconnection | FOM | 0 |  |  | CH4 Pipeline | ON | MI |  | 0.60057 | 0
LCP_Inputs_ON_Electric_Howarth_2023_05_05 | 2033 |  |  | Electricity |  | Capacity-Interconnection | FOM | 2821875 |  |  | Electricity Transmission Line | ON | MI |  | 0.60057 | 1694744.9993
LCP_Inputs_ON_Electric_Howarth_2023_05_05 | 2033 |  |  | Hydrogen |  | Capacity-Interconnection | FOM | 0 |  |  | H2 Pipeline - New | ON | MI |  | 0.60057 | 0
LCP_Inputs_ON_Electric_Howarth_2023_05_05 | 2033 |  |  | Hydrogen |  | Capacity-Interconnection | FOM | 0 |  |  | H2 Pipeline - Repurposed | ON | MI |  | 0.60057 | 0
LCP_Inputs_ON_Electric_Howarth_2023_05_05 | 2033 |  |  | Methane |  | Capacity-Interconnection | FOM | 0 |  |  | CH4 Pipeline | ON | NY |  | 0.60057 | 0
LCP_Inputs_ON_Electric_Howarth_2023_05_05 | 2033 |  |  | Electricity |  | Capacity-Interconnection | FOM | 2821875 |  |  | Electricity Transmission Line | ON | NY |  | 0.60057 | 1694744.9993
LCP_Inputs_ON_Electric_Howarth_2023_05_05 | 2033 |  |  | Hydrogen |  | Capacity-Interconnection | FOM | 0 |  |  | H2 Pipeline - New | ON | NY |  | 0.60057 | 0
LCP_Inputs_ON_Electric_Howarth_2023_05_05 | 2033 |  |  | Hydrogen |  | Capacity-Interconnection | FOM | 0 |  |  | H2 Pipeline - Repurposed | ON | NY |  | 0.60057 | 0
LCP_Inputs_ON_Electric_Howarth_2023_05_05 | 2033 |  |  | Methane |  | Capacity-Intraconnection | FOM | 0 |  |  | CH4 Pipeline | ON | ON |  | 0.60057 | 0
LCP_Inputs_ON_Electric_Howarth_2023_05_05 | 2033 |  |  | Electricity |  | Capacity-Intraconnection | FOM | 0 |  |  | Electricity Transmission Line | ON | ON |  | 0.60057 | 0
LCP_Inputs_ON_Electric_Howarth_2023_05_05 | 2033 |  |  | Hydrogen |  | Capacity-Intraconnection | FOM | 0 |  |  | H2 Pipeline - New | ON | ON |  | 0.60057 | 0
LCP_Inputs_ON_Electric_Howarth_2023_05_05 | 2033 |  |  | Hydrogen |  | Capacity-Intraconnection | FOM | 0 |  |  | H2 Pipeline - Repurposed | ON | ON |  | 0.60057 | 0
LCP_Inputs_ON_Electric_Howarth_2023_05_05 | 2033 |  |  | Methane |  | Capacity-Interconnection | FOM | 0 |  |  | CH4 Pipeline | ON | PJ |  | 0.60057 | 0
LCP_Inputs_ON_Electric_Howarth_2023_05_05 | 2033 |  |  | Electricity |  | Capacity-Interconnection | FOM | 0 |  |  | Electricity Transmission Line | ON | PJ |  | 0.60057 | 0
LCP_Inputs_ON_Electric_Howarth_2023_05_05 | 2033 |  |  | Hydrogen |  | Capacity-Interconnection | FOM | 0 |  |  | H2 Pipeline - New | ON | PJ |  | 0.60057 | 0
LCP_Inputs_ON_Electric_Howarth_2023_05_05 | 2033 |  |  | Hydrogen |  | Capacity-Interconnection | FOM | 0 |  |  | H2 Pipeline - Repurposed | ON | PJ |  | 0.60057 | 0
LCP_Inputs_ON_Electric_Howarth_2023_05_05 | 2033 |  |  | Methane |  | Capacity-Interconnection | FOM | 0 |  |  | CH4 Pipeline | ON | QC |  | 0.60057 | 0
LCP_Inputs_ON_Electric_Howarth_2023_05_05 | 2033 |  |  | Electricity |  | Capacity-Interconnection | FOM | 3950625 |  |  | Electricity Transmission Line | ON | QC |  | 0.60057 | 2372642.999
LCP_Inputs_ON_Electric_Howarth_2023_05_05 | 2033 |  |  | Hydrogen |  | Capacity-Interconnection | FOM | 0 |  |  | H2 Pipeline - New | ON | QC |  | 0.60057 | 0
LCP_Inputs_ON_Electric_Howarth_2023_05_05 | 2033 |  |  | Hydrogen |  | Capacity-Interconnection | FOM | 0 |  |  | H2 Pipeline - Repurposed | ON | QC |  | 0.60057 | 0
LCP_Inputs_ON_Electric_Howarth_2023_05_05 | 2033 |  |  | Methane |  | Capacity-Interconnection | FOM | 0 |  |  | CH4 Pipeline | ON | WC |  | 0.60057 | 0
LCP_Inputs_ON_Electric_Howarth_2023_05_05 | 2033 |  |  | Electricity |  | Capacity-Interconnection | FOM | 11287500 |  |  | Electricity Transmission Line | ON | WC |  | 0.60057 | 6778979.9972
LCP_Inputs_ON_Electric_Howarth_2023_05_05 | 2033 |  |  | Hydrogen |  | Capacity-Interconnection | FOM | 0 |  |  | H2 Pipeline - New | ON | WC |  | 0.60057 | 0
LCP_Inputs_ON_Electric_Howarth_2023_05_05 | 2033 |  |  | Hydrogen |  | Capacity-Interconnection | FOM | 0 |  |  | H2 Pipeline - Repurposed | ON | WC |  | 0.60057 | 0
LCP_Inputs_ON_Electric_Howarth_2023_05_05 | 2033 |  |  | Methane |  | Capacity-Intraconnection | FOM | 0 |  |  | CH4 Pipeline | PJ | PJ |  | 0.60057 | 0
LCP_Inputs_ON_Electric_Howarth_2023_05_05 | 2033 |  |  | Electricity |  | Capacity-Intraconnection | FOM | 0 |  |  | Electricity Transmission Line | PJ | PJ |  | 0.60057 | 0
LCP_Inputs_ON_Electric_Howarth_2023_05_05 | 2033 |  |  | Hydrogen |  | Capacity-Intraconnection | FOM | 0 |  |  | H2 Pipeline - New | PJ | PJ |  | 0.60057 | 0
LCP_Inputs_ON_Electric_Howarth_2023_05_05 | 2033 |  |  | Hydrogen |  | Capacity-Intraconnection | FOM | 0 |  |  | H2 Pipeline - Repurposed | PJ | PJ |  | 0.60057 | 0
LCP_Inputs_ON_Electric_Howarth_2023_05_05 | 2033 |  |  | Electricity |  | Capacity-Interconnection | FOM | 12222244.7738 |  |  | Electricity Transmission Line | QC | NY |  | 0.60057 | 7340363.4855
LCP_Inputs_ON_Electric_Howarth_2023_05_05 | 2033 |  |  | Methane |  | Capacity-Intraconnection | FOM | 0 |  |  | CH4 Pipeline | QC | QC |  | 0.60057 | 0
LCP_Inputs_ON_Electric_Howarth_2023_05_05 | 2033 |  |  | Electricity |  | Capacity-Intraconnection | FOM | 0 |  |  | Electricity Transmission Line | QC | QC |  | 0.60057 | 0
LCP_Inputs_ON_Electric_Howarth_2023_05_05 | 2033 |  |  | Hydrogen |  | Capacity-Intraconnection | FOM | 0 |  |  | H2 Pipeline - New | QC | QC |  | 0.60057 | 0
LCP_Inputs_ON_Electric_Howarth_2023_05_05 | 2033 |  |  | Hydrogen |  | Capacity-Intraconnection | FOM | 0 |  |  | H2 Pipeline - Repurposed | QC | QC |  | 0.60057 | 0
LCP_Inputs_ON_Electric_Howarth_2023_05_05 | 2033 |  |  | Electricity |  | Capacity-Interconnection | FOM | 634447.629 |  |  | Electricity Transmission Line | WC | MI |  | 0.60057 | 381032.805
LCP_Inputs_ON_Electric_Howarth_2023_05_05 | 2033 |  |  | Methane |  | Capacity-Intraconnection | FOM | 0 |  |  | CH4 Pipeline | WC | WC |  | 0.60057 | 0
LCP_Inputs_ON_Electric_Howarth_2023_05_05 | 2033 |  |  | Electricity |  | Capacity-Intraconnection | FOM | 0 |  |  | Electricity Transmission Line | WC | WC |  | 0.60057 | 0
LCP_Inputs_ON_Electric_Howarth_2023_05_05 | 2033 |  |  | Hydrogen |  | Capacity-Intraconnection | FOM | 0 |  |  | H2 Pipeline - New | WC | WC |  | 0.60057 | 0
LCP_Inputs_ON_Electric_Howarth_2023_05_05 | 2033 |  |  | Hydrogen |  | Capacity-Intraconnection | FOM | 0 |  |  | H2 Pipeline - Repurposed | WC | WC |  | 0.60057 | 0
LCP_Inputs_ON_Electric_Howarth_2023_05_05 | 2034 |  |  | Methane |  | Capacity-Intraconnection | FOM | 0 |  |  | CH4 Pipeline | MI | MI |  | 0.57748 | 0
LCP_Inputs_ON_Electric_Howarth_2023_05_05 | 2034 |  |  | Electricity |  | Capacity-Intraconnection | FOM | 0 |  |  | Electricity Transmission Line | MI | MI |  | 0.57748 | 0
LCP_Inputs_ON_Electric_Howarth_2023_05_05 | 2034 |  |  | Hydrogen |  | Capacity-Intraconnection | FOM | 0 |  |  | H2 Pipeline - New | MI | MI |  | 0.57748 | 0
LCP_Inputs_ON_Electric_Howarth_2023_05_05 | 2034 |  |  | Hydrogen |  | Capacity-Intraconnection | FOM | 0 |  |  | H2 Pipeline - Repurposed | MI | MI |  | 0.57748 | 0
LCP_Inputs_ON_Electric_Howarth_2023_05_05 | 2034 |  |  | Methane |  | Capacity-Intraconnection | FOM | 0 |  |  | CH4 Pipeline | NY | NY |  | 0.57748 | 0
LCP_Inputs_ON_Electric_Howarth_2023_05_05 | 2034 |  |  | Electricity |  | Capacity-Intraconnection | FOM | 0 |  |  | Electricity Transmission Line | NY | NY |  | 0.57748 | 0
LCP_Inputs_ON_Electric_Howarth_2023_05_05 | 2034 |  |  | Hydrogen |  | Capacity-Intraconnection | FOM | 0 |  |  | H2 Pipeline - New | NY | NY |  | 0.57748 | 0
LCP_Inputs_ON_Electric_Howarth_2023_05_05 | 2034 |  |  | Hydrogen |  | Capacity-Intraconnection | FOM | 0 |  |  | H2 Pipeline - Repurposed | NY | NY |  | 0.57748 | 0
LCP_Inputs_ON_Electric_Howarth_2023_05_05 | 2034 |  |  | Methane |  | Capacity-Interconnection | FOM | 0 |  |  | CH4 Pipeline | ON | MI |  | 0.57748 | 0
LCP_Inputs_ON_Electric_Howarth_2023_05_05 | 2034 |  |  | Electricity |  | Capacity-Interconnection | FOM | 2821875 |  |  | Electricity Transmission Line | ON | MI |  | 0.57748 | 1629562.4993
LCP_Inputs_ON_Electric_Howarth_2023_05_05 | 2034 |  |  | Hydrogen |  | Capacity-Interconnection | FOM | 0 |  |  | H2 Pipeline - New | ON | MI |  | 0.57748 | 0
LCP_Inputs_ON_Electric_Howarth_2023_05_05 | 2034 |  |  | Hydrogen |  | Capacity-Interconnection | FOM | 0 |  |  | H2 Pipeline - Repurposed | ON | MI |  | 0.57748 | 0
LCP_Inputs_ON_Electric_Howarth_2023_05_05 | 2034 |  |  | Methane |  | Capacity-Interconnection | FOM | 0 |  |  | CH4 Pipeline | ON | NY |  | 0.57748 | 0
LCP_Inputs_ON_Electric_Howarth_2023_05_05 | 2034 |  |  | Electricity |  | Capacity-Interconnection | FOM | 2821875 |  |  | Electricity Transmission Line | ON | NY |  | 0.57748 | 1629562.4993
LCP_Inputs_ON_Electric_Howarth_2023_05_05 | 2034 |  |  | Hydrogen |  | Capacity-Interconnection | FOM | 0 |  |  | H2 Pipeline - New | ON | NY |  | 0.57748 | 0
LCP_Inputs_ON_Electric_Howarth_2023_05_05 | 2034 |  |  | Hydrogen |  | Capacity-Interconnection | FOM | 0 |  |  | H2 Pipeline - Repurposed | ON | NY |  | 0.57748 | 0
LCP_Inputs_ON_Electric_Howarth_2023_05_05 | 2034 |  |  | Methane |  | Capacity-Intraconnection | FOM | 0 |  |  | CH4 Pipeline | ON | ON |  | 0.57748 | 0
LCP_Inputs_ON_Electric_Howarth_2023_05_05 | 2034 |  |  | Electricity |  | Capacity-Intraconnection | FOM | 0 |  |  | Electricity Transmission Line | ON | ON |  | 0.57748 | 0
LCP_Inputs_ON_Electric_Howarth_2023_05_05 | 2034 |  |  | Hydrogen |  | Capacity-Intraconnection | FOM | 0 |  |  | H2 Pipeline - New | ON | ON |  | 0.57748 | 0
LCP_Inputs_ON_Electric_Howarth_2023_05_05 | 2034 |  |  | Hydrogen |  | Capacity-Intraconnection | FOM | 0 |  |  | H2 Pipeline - Repurposed | ON | ON |  | 0.57748 | 0
LCP_Inputs_ON_Electric_Howarth_2023_05_05 | 2034 |  |  | Methane |  | Capacity-Interconnection | FOM | 0 |  |  | CH4 Pipeline | ON | PJ |  | 0.57748 | 0
LCP_Inputs_ON_Electric_Howarth_2023_05_05 | 2034 |  |  | Electricity |  | Capacity-Interconnection | FOM | 0 |  |  | Electricity Transmission Line | ON | PJ |  | 0.57748 | 0
LCP_Inputs_ON_Electric_Howarth_2023_05_05 | 2034 |  |  | Hydrogen |  | Capacity-Interconnection | FOM | 0 |  |  | H2 Pipeline - New | ON | PJ |  | 0.57748 | 0
LCP_Inputs_ON_Electric_Howarth_2023_05_05 | 2034 |  |  | Hydrogen |  | Capacity-Interconnection | FOM | 0 |  |  | H2 Pipeline - Repurposed | ON | PJ |  | 0.57748 | 0
LCP_Inputs_ON_Electric_Howarth_2023_05_05 | 2034 |  |  | Methane |  | Capacity-Interconnection | FOM | 0 |  |  | CH4 Pipeline | ON | QC |  | 0.57748 | 0
LCP_Inputs_ON_Electric_Howarth_2023_05_05 | 2034 |  |  | Electricity |  | Capacity-Interconnection | FOM | 3950625 |  |  | Electricity Transmission Line | ON | QC |  | 0.57748 | 2281387.4991
LCP_Inputs_ON_Electric_Howarth_2023_05_05 | 2034 |  |  | Hydrogen |  | Capacity-Interconnection | FOM | 0 |  |  | H2 Pipeline - New | ON | QC |  | 0.57748 | 0
LCP_Inputs_ON_Electric_Howarth_2023_05_05 | 2034 |  |  | Hydrogen |  | Capacity-Interconnection | FOM | 0 |  |  | H2 Pipeline - Repurposed | ON | QC |  | 0.57748 | 0
LCP_Inputs_ON_Electric_Howarth_2023_05_05 | 2034 |  |  | Methane |  | Capacity-Interconnection | FOM | 0 |  |  | CH4 Pipeline | ON | WC |  | 0.57748 | 0
LCP_Inputs_ON_Electric_Howarth_2023_05_05 | 2034 |  |  | Electricity |  | Capacity-Interconnection | FOM | 11287500 |  |  | Electricity Transmission Line | ON | WC |  | 0.57748 | 6518249.9974
LCP_Inputs_ON_Electric_Howarth_2023_05_05 | 2034 |  |  | Hydrogen |  | Capacity-Interconnection | FOM | 0 |  |  | H2 Pipeline - New | ON | WC |  | 0.57748 | 0
LCP_Inputs_ON_Electric_Howarth_2023_05_05 | 2034 |  |  | Hydrogen |  | Capacity-Interconnection | FOM | 0 |  |  | H2 Pipeline - Repurposed | ON | WC |  | 0.57748 | 0
LCP_Inputs_ON_Electric_Howarth_2023_05_05 | 2034 |  |  | Methane |  | Capacity-Intraconnection | FOM | 0 |  |  | CH4 Pipeline | PJ | PJ |  | 0.57748 | 0
LCP_Inputs_ON_Electric_Howarth_2023_05_05 | 2034 |  |  | Electricity |  | Capacity-Intraconnection | FOM | 0 |  |  | Electricity Transmission Line | PJ | PJ |  | 0.57748 | 0
LCP_Inputs_ON_Electric_Howarth_2023_05_05 | 2034 |  |  | Hydrogen |  | Capacity-Intraconnection | FOM | 0 |  |  | H2 Pipeline - New | PJ | PJ |  | 0.57748 | 0
LCP_Inputs_ON_Electric_Howarth_2023_05_05 | 2034 |  |  | Hydrogen |  | Capacity-Intraconnection | FOM | 0 |  |  | H2 Pipeline - Repurposed | PJ | PJ |  | 0.57748 | 0
LCP_Inputs_ON_Electric_Howarth_2023_05_05 | 2034 |  |  | Electricity |  | Capacity-Interconnection | FOM | 12222244.7738 |  |  | Electricity Transmission Line | QC | NY |  | 0.57748 | 7058041.813
LCP_Inputs_ON_Electric_Howarth_2023_05_05 | 2034 |  |  | Methane |  | Capacity-Intraconnection | FOM | 0 |  |  | CH4 Pipeline | QC | QC |  | 0.57748 | 0
LCP_Inputs_ON_Electric_Howarth_2023_05_05 | 2034 |  |  | Electricity |  | Capacity-Intraconnection | FOM | 0 |  |  | Electricity Transmission Line | QC | QC |  | 0.57748 | 0
LCP_Inputs_ON_Electric_Howarth_2023_05_05 | 2034 |  |  | Hydrogen |  | Capacity-Intraconnection | FOM | 0 |  |  | H2 Pipeline - New | QC | QC |  | 0.57748 | 0
LCP_Inputs_ON_Electric_Howarth_2023_05_05 | 2034 |  |  | Hydrogen |  | Capacity-Intraconnection | FOM | 0 |  |  | H2 Pipeline - Repurposed | QC | QC |  | 0.57748 | 0
LCP_Inputs_ON_Electric_Howarth_2023_05_05 | 2034 |  |  | Electricity |  | Capacity-Interconnection | FOM | 634447.629 |  |  | Electricity Transmission Line | WC | MI |  | 0.57748 | 366377.6971
LCP_Inputs_ON_Electric_Howarth_2023_05_05 | 2034 |  |  | Methane |  | Capacity-Intraconnection | FOM | 0 |  |  | CH4 Pipeline | WC | WC |  | 0.57748 | 0
LCP_Inputs_ON_Electric_Howarth_2023_05_05 | 2034 |  |  | Electricity |  | Capacity-Intraconnection | FOM | 0 |  |  | Electricity Transmission Line | WC | WC |  | 0.57748 | 0
LCP_Inputs_ON_Electric_Howarth_2023_05_05 | 2034 |  |  | Hydrogen |  | Capacity-Intraconnection | FOM | 0 |  |  | H2 Pipeline - New | WC | WC |  | 0.57748 | 0
LCP_Inputs_ON_Electric_Howarth_2023_05_05 | 2034 |  |  | Hydrogen |  | Capacity-Intraconnection | FOM | 0 |  |  | H2 Pipeline - Repurposed | WC | WC |  | 0.57748 | 0
LCP_Inputs_ON_Electric_Howarth_2023_05_05 | 2035 |  |  | Methane |  | Capacity-Intraconnection | FOM | 0 |  |  | CH4 Pipeline | MI | MI |  | 0.55526 | 0
LCP_Inputs_ON_Electric_Howarth_2023_05_05 | 2035 |  |  | Electricity |  | Capacity-Intraconnection | FOM | 0 |  |  | Electricity Transmission Line | MI | MI |  | 0.55526 | 0
LCP_Inputs_ON_Electric_Howarth_2023_05_05 | 2035 |  |  | Hydrogen |  | Capacity-Intraconnection | FOM | 0 |  |  | H2 Pipeline - New | MI | MI |  | 0.55526 | 0
LCP_Inputs_ON_Electric_Howarth_2023_05_05 | 2035 |  |  | Hydrogen |  | Capacity-Intraconnection | FOM | 0 |  |  | H2 Pipeline - Repurposed | MI | MI |  | 0.55526 | 0
LCP_Inputs_ON_Electric_Howarth_2023_05_05 | 2035 |  |  | Methane |  | Capacity-Intraconnection | FOM | 0 |  |  | CH4 Pipeline | NY | NY |  | 0.55526 | 0
LCP_Inputs_ON_Electric_Howarth_2023_05_05 | 2035 |  |  | Electricity |  | Capacity-Intraconnection | FOM | 0 |  |  | Electricity Transmission Line | NY | NY |  | 0.55526 | 0
LCP_Inputs_ON_Electric_Howarth_2023_05_05 | 2035 |  |  | Hydrogen |  | Capacity-Intraconnection | FOM | 0 |  |  | H2 Pipeline - New | NY | NY |  | 0.55526 | 0
LCP_Inputs_ON_Electric_Howarth_2023_05_05 | 2035 |  |  | Hydrogen |  | Capacity-Intraconnection | FOM | 0 |  |  | H2 Pipeline - Repurposed | NY | NY |  | 0.55526 | 0
LCP_Inputs_ON_Electric_Howarth_2023_05_05 | 2035 |  |  | Methane |  | Capacity-Interconnection | FOM | 0 |  |  | CH4 Pipeline | ON | MI |  | 0.55526 | 0
LCP_Inputs_ON_Electric_Howarth_2023_05_05 | 2035 |  |  | Electricity |  | Capacity-Interconnection | FOM | 2821875 |  |  | Electricity Transmission Line | ON | MI |  | 0.55526 | 1566887.0186
LCP_Inputs_ON_Electric_Howarth_2023_05_05 | 2035 |  |  | Hydrogen |  | Capacity-Interconnection | FOM | 0 |  |  | H2 Pipeline - New | ON | MI |  | 0.55526 | 0
LCP_Inputs_ON_Electric_Howarth_2023_05_05 | 2035 |  |  | Hydrogen |  | Capacity-Interconnection | FOM | 0 |  |  | H2 Pipeline - Repurposed | ON | MI |  | 0.55526 | 0
LCP_Inputs_ON_Electric_Howarth_2023_05_05 | 2035 |  |  | Methane |  | Capacity-Interconnection | FOM | 0 |  |  | CH4 Pipeline | ON | NY |  | 0.55526 | 0
LCP_Inputs_ON_Electric_Howarth_2023_05_05 | 2035 |  |  | Electricity |  | Capacity-Interconnection | FOM | 2821875 |  |  | Electricity Transmission Line | ON | NY |  | 0.55526 | 1566887.0186
LCP_Inputs_ON_Electric_Howarth_2023_05_05 | 2035 |  |  | Hydrogen |  | Capacity-Interconnection | FOM | 0 |  |  | H2 Pipeline - New | ON | NY |  | 0.55526 | 0
LCP_Inputs_ON_Electric_Howarth_2023_05_05 | 2035 |  |  | Hydrogen |  | Capacity-Interconnection | FOM | 0 |  |  | H2 Pipeline - Repurposed | ON | NY |  | 0.55526 | 0
LCP_Inputs_ON_Electric_Howarth_2023_05_05 | 2035 |  |  | Methane |  | Capacity-Intraconnection | FOM | 0 |  |  | CH4 Pipeline | ON | ON |  | 0.55526 | 0
LCP_Inputs_ON_Electric_Howarth_2023_05_05 | 2035 |  |  | Electricity |  | Capacity-Intraconnection | FOM | 0 |  |  | Electricity Transmission Line | ON | ON |  | 0.55526 | 0
LCP_Inputs_ON_Electric_Howarth_2023_05_05 | 2035 |  |  | Hydrogen |  | Capacity-Intraconnection | FOM | 0 |  |  | H2 Pipeline - New | ON | ON |  | 0.55526 | 0
LCP_Inputs_ON_Electric_Howarth_2023_05_05 | 2035 |  |  | Hydrogen |  | Capacity-Intraconnection | FOM | 0 |  |  | H2 Pipeline - Repurposed | ON | ON |  | 0.55526 | 0
LCP_Inputs_ON_Electric_Howarth_2023_05_05 | 2035 |  |  | Methane |  | Capacity-Interconnection | FOM | 0 |  |  | CH4 Pipeline | ON | PJ |  | 0.55526 | 0
LCP_Inputs_ON_Electric_Howarth_2023_05_05 | 2035 |  |  | Electricity |  | Capacity-Interconnection | FOM | 0 |  |  | Electricity Transmission Line | ON | PJ |  | 0.55526 | 0
LCP_Inputs_ON_Electric_Howarth_2023_05_05 | 2035 |  |  | Hydrogen |  | Capacity-Interconnection | FOM | 0 |  |  | H2 Pipeline - New | ON | PJ |  | 0.55526 | 0
LCP_Inputs_ON_Electric_Howarth_2023_05_05 | 2035 |  |  | Hydrogen |  | Capacity-Interconnection | FOM | 0 |  |  | H2 Pipeline - Repurposed | ON | PJ |  | 0.55526 | 0
LCP_Inputs_ON_Electric_Howarth_2023_05_05 | 2035 |  |  | Methane |  | Capacity-Interconnection | FOM | 0 |  |  | CH4 Pipeline | ON | QC |  | 0.55526 | 0
LCP_Inputs_ON_Electric_Howarth_2023_05_05 | 2035 |  |  | Electricity |  | Capacity-Interconnection | FOM | 3950625 |  |  | Electricity Transmission Line | ON | QC |  | 0.55526 | 2193641.826
LCP_Inputs_ON_Electric_Howarth_2023_05_05 | 2035 |  |  | Hydrogen |  | Capacity-Interconnection | FOM | 0 |  |  | H2 Pipeline - New | ON | QC |  | 0.55526 | 0
LCP_Inputs_ON_Electric_Howarth_2023_05_05 | 2035 |  |  | Hydrogen |  | Capacity-Interconnection | FOM | 0 |  |  | H2 Pipeline - Repurposed | ON | QC |  | 0.55526 | 0
LCP_Inputs_ON_Electric_Howarth_2023_05_05 | 2035 |  |  | Methane |  | Capacity-Interconnection | FOM | 0 |  |  | CH4 Pipeline | ON | WC |  | 0.55526 | 0
LCP_Inputs_ON_Electric_Howarth_2023_05_05 | 2035 |  |  | Electricity |  | Capacity-Interconnection | FOM | 11287500 |  |  | Electricity Transmission Line | ON | WC |  | 0.55526 | 6267548.0744
LCP_Inputs_ON_Electric_Howarth_2023_05_05 | 2035 |  |  | Hydrogen |  | Capacity-Interconnection | FOM | 0 |  |  | H2 Pipeline - New | ON | WC |  | 0.55526 | 0
LCP_Inputs_ON_Electric_Howarth_2023_05_05 | 2035 |  |  | Hydrogen |  | Capacity-Interconnection | FOM | 0 |  |  | H2 Pipeline - Repurposed | ON | WC |  | 0.55526 | 0
LCP_Inputs_ON_Electric_Howarth_2023_05_05 | 2035 |  |  | Methane |  | Capacity-Intraconnection | FOM | 0 |  |  | CH4 Pipeline | PJ | PJ |  | 0.55526 | 0
LCP_Inputs_ON_Electric_Howarth_2023_05_05 | 2035 |  |  | Electricity |  | Capacity-Intraconnection | FOM | 0 |  |  | Electricity Transmission Line | PJ | PJ |  | 0.55526 | 0
LCP_Inputs_ON_Electric_Howarth_2023_05_05 | 2035 |  |  | Hydrogen |  | Capacity-Intraconnection | FOM | 0 |  |  | H2 Pipeline - New | PJ | PJ |  | 0.55526 | 0
LCP_Inputs_ON_Electric_Howarth_2023_05_05 | 2035 |  |  | Hydrogen |  | Capacity-Intraconnection | FOM | 0 |  |  | H2 Pipeline - Repurposed | PJ | PJ |  | 0.55526 | 0
LCP_Inputs_ON_Electric_Howarth_2023_05_05 | 2035 |  |  | Electricity |  | Capacity-Interconnection | FOM | 12222244.7738 |  |  | Electricity Transmission Line | QC | NY |  | 0.55526 | 6786578.6664
LCP_Inputs_ON_Electric_Howarth_2023_05_05 | 2035 |  |  | Methane |  | Capacity-Intraconnection | FOM | 0 |  |  | CH4 Pipeline | QC | QC |  | 0.55526 | 0
LCP_Inputs_ON_Electric_Howarth_2023_05_05 | 2035 |  |  | Electricity |  | Capacity-Intraconnection | FOM | 0 |  |  | Electricity Transmission Line | QC | QC |  | 0.55526 | 0
LCP_Inputs_ON_Electric_Howarth_2023_05_05 | 2035 |  |  | Hydrogen |  | Capacity-Intraconnection | FOM | 0 |  |  | H2 Pipeline - New | QC | QC |  | 0.55526 | 0
LCP_Inputs_ON_Electric_Howarth_2023_05_05 | 2035 |  |  | Hydrogen |  | Capacity-Intraconnection | FOM | 0 |  |  | H2 Pipeline - Repurposed | QC | QC |  | 0.55526 | 0
LCP_Inputs_ON_Electric_Howarth_2023_05_05 | 2035 |  |  | Electricity |  | Capacity-Interconnection | FOM | 634447.629 |  |  | Electricity Transmission Line | WC | MI |  | 0.55526 | 352286.2472
LCP_Inputs_ON_Electric_Howarth_2023_05_05 | 2035 |  |  | Methane |  | Capacity-Intraconnection | FOM | 0 |  |  | CH4 Pipeline | WC | WC |  | 0.55526 | 0
LCP_Inputs_ON_Electric_Howarth_2023_05_05 | 2035 |  |  | Electricity |  | Capacity-Intraconnection | FOM | 0 |  |  | Electricity Transmission Line | WC | WC |  | 0.55526 | 0
LCP_Inputs_ON_Electric_Howarth_2023_05_05 | 2035 |  |  | Hydrogen |  | Capacity-Intraconnection | FOM | 0 |  |  | H2 Pipeline - New | WC | WC |  | 0.55526 | 0
LCP_Inputs_ON_Electric_Howarth_2023_05_05 | 2035 |  |  | Hydrogen |  | Capacity-Intraconnection | FOM | 0 |  |  | H2 Pipeline - Repurposed | WC | WC |  | 0.55526 | 0
LCP_Inputs_ON_Electric_Howarth_2023_05_05 | 2036 |  |  | Methane |  | Capacity-Intraconnection | FOM | 0 |  |  | CH4 Pipeline | MI | MI |  | 0.53391 | 0
LCP_Inputs_ON_Electric_Howarth_2023_05_05 | 2036 |  |  | Electricity |  | Capacity-Intraconnection | FOM | 0 |  |  | Electricity Transmission Line | MI | MI |  | 0.53391 | 0
LCP_Inputs_ON_Electric_Howarth_2023_05_05 | 2036 |  |  | Hydrogen |  | Capacity-Intraconnection | FOM | 0 |  |  | H2 Pipeline - New | MI | MI |  | 0.53391 | 0
LCP_Inputs_ON_Electric_Howarth_2023_05_05 | 2036 |  |  | Hydrogen |  | Capacity-Intraconnection | FOM | 0 |  |  | H2 Pipeline - Repurposed | MI | MI |  | 0.53391 | 0
LCP_Inputs_ON_Electric_Howarth_2023_05_05 | 2036 |  |  | Methane |  | Capacity-Intraconnection | FOM | 0 |  |  | CH4 Pipeline | NY | NY |  | 0.53391 | 0
LCP_Inputs_ON_Electric_Howarth_2023_05_05 | 2036 |  |  | Electricity |  | Capacity-Intraconnection | FOM | 0 |  |  | Electricity Transmission Line | NY | NY |  | 0.53391 | 0
LCP_Inputs_ON_Electric_Howarth_2023_05_05 | 2036 |  |  | Hydrogen |  | Capacity-Intraconnection | FOM | 0 |  |  | H2 Pipeline - New | NY | NY |  | 0.53391 | 0
LCP_Inputs_ON_Electric_Howarth_2023_05_05 | 2036 |  |  | Hydrogen |  | Capacity-Intraconnection | FOM | 0 |  |  | H2 Pipeline - Repurposed | NY | NY |  | 0.53391 | 0
LCP_Inputs_ON_Electric_Howarth_2023_05_05 | 2036 |  |  | Methane |  | Capacity-Interconnection | FOM | 0 |  |  | CH4 Pipeline | ON | MI |  | 0.53391 | 0
LCP_Inputs_ON_Electric_Howarth_2023_05_05 | 2036 |  |  | Electricity |  | Capacity-Interconnection | FOM | 2821875 |  |  | Electricity Transmission Line | ON | MI |  | 0.53391 | 1506622.1333
LCP_Inputs_ON_Electric_Howarth_2023_05_05 | 2036 |  |  | Hydrogen |  | Capacity-Interconnection | FOM | 0 |  |  | H2 Pipeline - New | ON | MI |  | 0.53391 | 0
LCP_Inputs_ON_Electric_Howarth_2023_05_05 | 2036 |  |  | Hydrogen |  | Capacity-Interconnection | FOM | 0 |  |  | H2 Pipeline - Repurposed | ON | MI |  | 0.53391 | 0
LCP_Inputs_ON_Electric_Howarth_2023_05_05 | 2036 |  |  | Methane |  | Capacity-Interconnection | FOM | 0 |  |  | CH4 Pipeline | ON | NY |  | 0.53391 | 0
LCP_Inputs_ON_Electric_Howarth_2023_05_05 | 2036 |  |  | Electricity |  | Capacity-Interconnection | FOM | 2821875 |  |  | Electricity Transmission Line | ON | NY |  | 0.53391 | 1506622.1333
LCP_Inputs_ON_Electric_Howarth_2023_05_05 | 2036 |  |  | Hydrogen |  | Capacity-Interconnection | FOM | 0 |  |  | H2 Pipeline - New | ON | NY |  | 0.53391 | 0
LCP_Inputs_ON_Electric_Howarth_2023_05_05 | 2036 |  |  | Hydrogen |  | Capacity-Interconnection | FOM | 0 |  |  | H2 Pipeline - Repurposed | ON | NY |  | 0.53391 | 0
LCP_Inputs_ON_Electric_Howarth_2023_05_05 | 2036 |  |  | Methane |  | Capacity-Intraconnection | FOM | 0 |  |  | CH4 Pipeline | ON | ON |  | 0.53391 | 0
LCP_Inputs_ON_Electric_Howarth_2023_05_05 | 2036 |  |  | Electricity |  | Capacity-Intraconnection | FOM | 0 |  |  | Electricity Transmission Line | ON | ON |  | 0.53391 | 0
LCP_Inputs_ON_Electric_Howarth_2023_05_05 | 2036 |  |  | Hydrogen |  | Capacity-Intraconnection | FOM | 0 |  |  | H2 Pipeline - New | ON | ON |  | 0.53391 | 0
LCP_Inputs_ON_Electric_Howarth_2023_05_05 | 2036 |  |  | Hydrogen |  | Capacity-Intraconnection | FOM | 0 |  |  | H2 Pipeline - Repurposed | ON | ON |  | 0.53391 | 0
LCP_Inputs_ON_Electric_Howarth_2023_05_05 | 2036 |  |  | Methane |  | Capacity-Interconnection | FOM | 0 |  |  | CH4 Pipeline | ON | PJ |  | 0.53391 | 0
LCP_Inputs_ON_Electric_Howarth_2023_05_05 | 2036 |  |  | Electricity |  | Capacity-Interconnection | FOM | 0 |  |  | Electricity Transmission Line | ON | PJ |  | 0.53391 | 0
LCP_Inputs_ON_Electric_Howarth_2023_05_05 | 2036 |  |  | Hydrogen |  | Capacity-Interconnection | FOM | 0 |  |  | H2 Pipeline - New | ON | PJ |  | 0.53391 | 0
LCP_Inputs_ON_Electric_Howarth_2023_05_05 | 2036 |  |  | Hydrogen |  | Capacity-Interconnection | FOM | 0 |  |  | H2 Pipeline - Repurposed | ON | PJ |  | 0.53391 | 0
LCP_Inputs_ON_Electric_Howarth_2023_05_05 | 2036 |  |  | Methane |  | Capacity-Interconnection | FOM | 0 |  |  | CH4 Pipeline | ON | QC |  | 0.53391 | 0
LCP_Inputs_ON_Electric_Howarth_2023_05_05 | 2036 |  |  | Electricity |  | Capacity-Interconnection | FOM | 3950625 |  |  | Electricity Transmission Line | ON | QC |  | 0.53391 | 2109270.9866
LCP_Inputs_ON_Electric_Howarth_2023_05_05 | 2036 |  |  | Hydrogen |  | Capacity-Interconnection | FOM | 0 |  |  | H2 Pipeline - New | ON | QC |  | 0.53391 | 0
LCP_Inputs_ON_Electric_Howarth_2023_05_05 | 2036 |  |  | Hydrogen |  | Capacity-Interconnection | FOM | 0 |  |  | H2 Pipeline - Repurposed | ON | QC |  | 0.53391 | 0
LCP_Inputs_ON_Electric_Howarth_2023_05_05 | 2036 |  |  | Methane |  | Capacity-Interconnection | FOM | 0 |  |  | CH4 Pipeline | ON | WC |  | 0.53391 | 0
LCP_Inputs_ON_Electric_Howarth_2023_05_05 | 2036 |  |  | Electricity |  | Capacity-Interconnection | FOM | 11287500 |  |  | Electricity Transmission Line | ON | WC |  | 0.53391 | 6026488.5331
LCP_Inputs_ON_Electric_Howarth_2023_05_05 | 2036 |  |  | Hydrogen |  | Capacity-Interconnection | FOM | 0 |  |  | H2 Pipeline - New | ON | WC |  | 0.53391 | 0
LCP_Inputs_ON_Electric_Howarth_2023_05_05 | 2036 |  |  | Hydrogen |  | Capacity-Interconnection | FOM | 0 |  |  | H2 Pipeline - Repurposed | ON | WC |  | 0.53391 | 0
LCP_Inputs_ON_Electric_Howarth_2023_05_05 | 2036 |  |  | Methane |  | Capacity-Intraconnection | FOM | 0 |  |  | CH4 Pipeline | PJ | PJ |  | 0.53391 | 0
LCP_Inputs_ON_Electric_Howarth_2023_05_05 | 2036 |  |  | Electricity |  | Capacity-Intraconnection | FOM | 0 |  |  | Electricity Transmission Line | PJ | PJ |  | 0.53391 | 0
LCP_Inputs_ON_Electric_Howarth_2023_05_05 | 2036 |  |  | Hydrogen |  | Capacity-Intraconnection | FOM | 0 |  |  | H2 Pipeline - New | PJ | PJ |  | 0.53391 | 0
LCP_Inputs_ON_Electric_Howarth_2023_05_05 | 2036 |  |  | Hydrogen |  | Capacity-Intraconnection | FOM | 0 |  |  | H2 Pipeline - Repurposed | PJ | PJ |  | 0.53391 | 0
LCP_Inputs_ON_Electric_Howarth_2023_05_05 | 2036 |  |  | Electricity |  | Capacity-Interconnection | FOM | 12222244.7738 |  |  | Electricity Transmission Line | QC | NY |  | 0.53391 | 6525556.41
LCP_Inputs_ON_Electric_Howarth_2023_05_05 | 2036 |  |  | Methane |  | Capacity-Intraconnection | FOM | 0 |  |  | CH4 Pipeline | QC | QC |  | 0.53391 | 0
LCP_Inputs_ON_Electric_Howarth_2023_05_05 | 2036 |  |  | Electricity |  | Capacity-Intraconnection | FOM | 0 |  |  | Electricity Transmission Line | QC | QC |  | 0.53391 | 0
LCP_Inputs_ON_Electric_Howarth_2023_05_05 | 2036 |  |  | Hydrogen |  | Capacity-Intraconnection | FOM | 0 |  |  | H2 Pipeline - New | QC | QC |  | 0.53391 | 0
LCP_Inputs_ON_Electric_Howarth_2023_05_05 | 2036 |  |  | Hydrogen |  | Capacity-Intraconnection | FOM | 0 |  |  | H2 Pipeline - Repurposed | QC | QC |  | 0.53391 | 0
LCP_Inputs_ON_Electric_Howarth_2023_05_05 | 2036 |  |  | Electricity |  | Capacity-Interconnection | FOM | 634447.629 |  |  | Electricity Transmission Line | WC | MI |  | 0.53391 | 338736.7762
LCP_Inputs_ON_Electric_Howarth_2023_05_05 | 2036 |  |  | Methane |  | Capacity-Intraconnection | FOM | 0 |  |  | CH4 Pipeline | WC | WC |  | 0.53391 | 0
LCP_Inputs_ON_Electric_Howarth_2023_05_05 | 2036 |  |  | Electricity |  | Capacity-Intraconnection | FOM | 0 |  |  | Electricity Transmission Line | WC | WC |  | 0.53391 | 0
LCP_Inputs_ON_Electric_Howarth_2023_05_05 | 2036 |  |  | Hydrogen |  | Capacity-Intraconnection | FOM | 0 |  |  | H2 Pipeline - New | WC | WC |  | 0.53391 | 0
LCP_Inputs_ON_Electric_Howarth_2023_05_05 | 2036 |  |  | Hydrogen |  | Capacity-Intraconnection | FOM | 0 |  |  | H2 Pipeline - Repurposed | WC | WC |  | 0.53391 | 0
LCP_Inputs_ON_Electric_Howarth_2023_05_05 | 2037 |  |  | Methane |  | Capacity-Intraconnection | FOM | 0 |  |  | CH4 Pipeline | MI | MI |  | 0.51337 | 0
LCP_Inputs_ON_Electric_Howarth_2023_05_05 | 2037 |  |  | Electricity |  | Capacity-Intraconnection | FOM | 0 |  |  | Electricity Transmission Line | MI | MI |  | 0.51337 | 0
LCP_Inputs_ON_Electric_Howarth_2023_05_05 | 2037 |  |  | Hydrogen |  | Capacity-Intraconnection | FOM | 0 |  |  | H2 Pipeline - New | MI | MI |  | 0.51337 | 0
LCP_Inputs_ON_Electric_Howarth_2023_05_05 | 2037 |  |  | Hydrogen |  | Capacity-Intraconnection | FOM | 0 |  |  | H2 Pipeline - Repurposed | MI | MI |  | 0.51337 | 0
LCP_Inputs_ON_Electric_Howarth_2023_05_05 | 2037 |  |  | Methane |  | Capacity-Intraconnection | FOM | 0 |  |  | CH4 Pipeline | NY | NY |  | 0.51337 | 0
LCP_Inputs_ON_Electric_Howarth_2023_05_05 | 2037 |  |  | Electricity |  | Capacity-Intraconnection | FOM | 0 |  |  | Electricity Transmission Line | NY | NY |  | 0.51337 | 0
LCP_Inputs_ON_Electric_Howarth_2023_05_05 | 2037 |  |  | Hydrogen |  | Capacity-Intraconnection | FOM | 0 |  |  | H2 Pipeline - New | NY | NY |  | 0.51337 | 0
LCP_Inputs_ON_Electric_Howarth_2023_05_05 | 2037 |  |  | Hydrogen |  | Capacity-Intraconnection | FOM | 0 |  |  | H2 Pipeline - Repurposed | NY | NY |  | 0.51337 | 0
LCP_Inputs_ON_Electric_Howarth_2023_05_05 | 2037 |  |  | Methane |  | Capacity-Interconnection | FOM | 0 |  |  | CH4 Pipeline | ON | MI |  | 0.51337 | 0
LCP_Inputs_ON_Electric_Howarth_2023_05_05 | 2037 |  |  | Electricity |  | Capacity-Interconnection | FOM | 2821875 |  |  | Electricity Transmission Line | ON | MI |  | 0.51337 | 1448675.1281
LCP_Inputs_ON_Electric_Howarth_2023_05_05 | 2037 |  |  | Hydrogen |  | Capacity-Interconnection | FOM | 0 |  |  | H2 Pipeline - New | ON | MI |  | 0.51337 | 0
LCP_Inputs_ON_Electric_Howarth_2023_05_05 | 2037 |  |  | Hydrogen |  | Capacity-Interconnection | FOM | 0 |  |  | H2 Pipeline - Repurposed | ON | MI |  | 0.51337 | 0
LCP_Inputs_ON_Electric_Howarth_2023_05_05 | 2037 |  |  | Methane |  | Capacity-Interconnection | FOM | 0 |  |  | CH4 Pipeline | ON | NY |  | 0.51337 | 0
LCP_Inputs_ON_Electric_Howarth_2023_05_05 | 2037 |  |  | Electricity |  | Capacity-Interconnection | FOM | 2821875 |  |  | Electricity Transmission Line | ON | NY |  | 0.51337 | 1448675.1281
LCP_Inputs_ON_Electric_Howarth_2023_05_05 | 2037 |  |  | Hydrogen |  | Capacity-Interconnection | FOM | 0 |  |  | H2 Pipeline - New | ON | NY |  | 0.51337 | 0
LCP_Inputs_ON_Electric_Howarth_2023_05_05 | 2037 |  |  | Hydrogen |  | Capacity-Interconnection | FOM | 0 |  |  | H2 Pipeline - Repurposed | ON | NY |  | 0.51337 | 0
LCP_Inputs_ON_Electric_Howarth_2023_05_05 | 2037 |  |  | Methane |  | Capacity-Intraconnection | FOM | 0 |  |  | CH4 Pipeline | ON | ON |  | 0.51337 | 0
LCP_Inputs_ON_Electric_Howarth_2023_05_05 | 2037 |  |  | Electricity |  | Capacity-Intraconnection | FOM | 0 |  |  | Electricity Transmission Line | ON | ON |  | 0.51337 | 0
LCP_Inputs_ON_Electric_Howarth_2023_05_05 | 2037 |  |  | Hydrogen |  | Capacity-Intraconnection | FOM | 0 |  |  | H2 Pipeline - New | ON | ON |  | 0.51337 | 0
LCP_Inputs_ON_Electric_Howarth_2023_05_05 | 2037 |  |  | Hydrogen |  | Capacity-Intraconnection | FOM | 0 |  |  | H2 Pipeline - Repurposed | ON | ON |  | 0.51337 | 0
LCP_Inputs_ON_Electric_Howarth_2023_05_05 | 2037 |  |  | Methane |  | Capacity-Interconnection | FOM | 0 |  |  | CH4 Pipeline | ON | PJ |  | 0.51337 | 0
LCP_Inputs_ON_Electric_Howarth_2023_05_05 | 2037 |  |  | Electricity |  | Capacity-Interconnection | FOM | 0 |  |  | Electricity Transmission Line | ON | PJ |  | 0.51337 | 0
LCP_Inputs_ON_Electric_Howarth_2023_05_05 | 2037 |  |  | Hydrogen |  | Capacity-Interconnection | FOM | 0 |  |  | H2 Pipeline - New | ON | PJ |  | 0.51337 | 0
LCP_Inputs_ON_Electric_Howarth_2023_05_05 | 2037 |  |  | Hydrogen |  | Capacity-Interconnection | FOM | 0 |  |  | H2 Pipeline - Repurposed | ON | PJ |  | 0.51337 | 0
LCP_Inputs_ON_Electric_Howarth_2023_05_05 | 2037 |  |  | Methane |  | Capacity-Interconnection | FOM | 0 |  |  | CH4 Pipeline | ON | QC |  | 0.51337 | 0
LCP_Inputs_ON_Electric_Howarth_2023_05_05 | 2037 |  |  | Electricity |  | Capacity-Interconnection | FOM | 3950625 |  |  | Electricity Transmission Line | ON | QC |  | 0.51337 | 2028145.1794
LCP_Inputs_ON_Electric_Howarth_2023_05_05 | 2037 |  |  | Hydrogen |  | Capacity-Interconnection | FOM | 0 |  |  | H2 Pipeline - New | ON | QC |  | 0.51337 | 0
LCP_Inputs_ON_Electric_Howarth_2023_05_05 | 2037 |  |  | Hydrogen |  | Capacity-Interconnection | FOM | 0 |  |  | H2 Pipeline - Repurposed | ON | QC |  | 0.51337 | 0
LCP_Inputs_ON_Electric_Howarth_2023_05_05 | 2037 |  |  | Methane |  | Capacity-Interconnection | FOM | 0 |  |  | CH4 Pipeline | ON | WC |  | 0.51337 | 0
LCP_Inputs_ON_Electric_Howarth_2023_05_05 | 2037 |  |  | Electricity |  | Capacity-Interconnection | FOM | 11287500 |  |  | Electricity Transmission Line | ON | WC |  | 0.51337 | 5794700.5126
LCP_Inputs_ON_Electric_Howarth_2023_05_05 | 2037 |  |  | Hydrogen |  | Capacity-Interconnection | FOM | 0 |  |  | H2 Pipeline - New | ON | WC |  | 0.51337 | 0
LCP_Inputs_ON_Electric_Howarth_2023_05_05 | 2037 |  |  | Hydrogen |  | Capacity-Interconnection | FOM | 0 |  |  | H2 Pipeline - Repurposed | ON | WC |  | 0.51337 | 0
LCP_Inputs_ON_Electric_Howarth_2023_05_05 | 2037 |  |  | Methane |  | Capacity-Intraconnection | FOM | 0 |  |  | CH4 Pipeline | PJ | PJ |  | 0.51337 | 0
LCP_Inputs_ON_Electric_Howarth_2023_05_05 | 2037 |  |  | Electricity |  | Capacity-Intraconnection | FOM | 0 |  |  | Electricity Transmission Line | PJ | PJ |  | 0.51337 | 0
LCP_Inputs_ON_Electric_Howarth_2023_05_05 | 2037 |  |  | Hydrogen |  | Capacity-Intraconnection | FOM | 0 |  |  | H2 Pipeline - New | PJ | PJ |  | 0.51337 | 0
LCP_Inputs_ON_Electric_Howarth_2023_05_05 | 2037 |  |  | Hydrogen |  | Capacity-Intraconnection | FOM | 0 |  |  | H2 Pipeline - Repurposed | PJ | PJ |  | 0.51337 | 0
LCP_Inputs_ON_Electric_Howarth_2023_05_05 | 2037 |  |  | Electricity |  | Capacity-Interconnection | FOM | 12222244.7738 |  |  | Electricity Transmission Line | QC | NY |  | 0.51337 | 6274573.4711
LCP_Inputs_ON_Electric_Howarth_2023_05_05 | 2037 |  |  | Methane |  | Capacity-Intraconnection | FOM | 0 |  |  | CH4 Pipeline | QC | QC |  | 0.51337 | 0
LCP_Inputs_ON_Electric_Howarth_2023_05_05 | 2037 |  |  | Electricity |  | Capacity-Intraconnection | FOM | 0 |  |  | Electricity Transmission Line | QC | QC |  | 0.51337 | 0
LCP_Inputs_ON_Electric_Howarth_2023_05_05 | 2037 |  |  | Hydrogen |  | Capacity-Intraconnection | FOM | 0 |  |  | H2 Pipeline - New | QC | QC |  | 0.51337 | 0
LCP_Inputs_ON_Electric_Howarth_2023_05_05 | 2037 |  |  | Hydrogen |  | Capacity-Intraconnection | FOM | 0 |  |  | H2 Pipeline - Repurposed | QC | QC |  | 0.51337 | 0
LCP_Inputs_ON_Electric_Howarth_2023_05_05 | 2037 |  |  | Electricity |  | Capacity-Interconnection | FOM | 634447.629 |  |  | Electricity Transmission Line | WC | MI |  | 0.51337 | 325708.4386
LCP_Inputs_ON_Electric_Howarth_2023_05_05 | 2037 |  |  | Methane |  | Capacity-Intraconnection | FOM | 0 |  |  | CH4 Pipeline | WC | WC |  | 0.51337 | 0
LCP_Inputs_ON_Electric_Howarth_2023_05_05 | 2037 |  |  | Electricity |  | Capacity-Intraconnection | FOM | 0 |  |  | Electricity Transmission Line | WC | WC |  | 0.51337 | 0
LCP_Inputs_ON_Electric_Howarth_2023_05_05 | 2037 |  |  | Hydrogen |  | Capacity-Intraconnection | FOM | 0 |  |  | H2 Pipeline - New | WC | WC |  | 0.51337 | 0
LCP_Inputs_ON_Electric_Howarth_2023_05_05 | 2037 |  |  | Hydrogen |  | Capacity-Intraconnection | FOM | 0 |  |  | H2 Pipeline - Repurposed | WC | WC |  | 0.51337 | 0
LCP_Inputs_ON_Electric_Howarth_2023_05_05 | 2038 |  |  | Methane |  | Capacity-Intraconnection | FOM | 0 |  |  | CH4 Pipeline | MI | MI |  | 0.49363 | 0
LCP_Inputs_ON_Electric_Howarth_2023_05_05 | 2038 |  |  | Electricity |  | Capacity-Intraconnection | FOM | 0 |  |  | Electricity Transmission Line | MI | MI |  | 0.49363 | 0
LCP_Inputs_ON_Electric_Howarth_2023_05_05 | 2038 |  |  | Hydrogen |  | Capacity-Intraconnection | FOM | 0 |  |  | H2 Pipeline - New | MI | MI |  | 0.49363 | 0
LCP_Inputs_ON_Electric_Howarth_2023_05_05 | 2038 |  |  | Hydrogen |  | Capacity-Intraconnection | FOM | 0 |  |  | H2 Pipeline - Repurposed | MI | MI |  | 0.49363 | 0
LCP_Inputs_ON_Electric_Howarth_2023_05_05 | 2038 |  |  | Methane |  | Capacity-Intraconnection | FOM | 0 |  |  | CH4 Pipeline | NY | NY |  | 0.49363 | 0
LCP_Inputs_ON_Electric_Howarth_2023_05_05 | 2038 |  |  | Electricity |  | Capacity-Intraconnection | FOM | 0 |  |  | Electricity Transmission Line | NY | NY |  | 0.49363 | 0
LCP_Inputs_ON_Electric_Howarth_2023_05_05 | 2038 |  |  | Hydrogen |  | Capacity-Intraconnection | FOM | 0 |  |  | H2 Pipeline - New | NY | NY |  | 0.49363 | 0
LCP_Inputs_ON_Electric_Howarth_2023_05_05 | 2038 |  |  | Hydrogen |  | Capacity-Intraconnection | FOM | 0 |  |  | H2 Pipeline - Repurposed | NY | NY |  | 0.49363 | 0
LCP_Inputs_ON_Electric_Howarth_2023_05_05 | 2038 |  |  | Methane |  | Capacity-Interconnection | FOM | 0 |  |  | CH4 Pipeline | ON | MI |  | 0.49363 | 0
LCP_Inputs_ON_Electric_Howarth_2023_05_05 | 2038 |  |  | Electricity |  | Capacity-Interconnection | FOM | 2821875 |  |  | Electricity Transmission Line | ON | MI |  | 0.49363 | 1392956.854
LCP_Inputs_ON_Electric_Howarth_2023_05_05 | 2038 |  |  | Hydrogen |  | Capacity-Interconnection | FOM | 0 |  |  | H2 Pipeline - New | ON | MI |  | 0.49363 | 0
LCP_Inputs_ON_Electric_Howarth_2023_05_05 | 2038 |  |  | Hydrogen |  | Capacity-Interconnection | FOM | 0 |  |  | H2 Pipeline - Repurposed | ON | MI |  | 0.49363 | 0
LCP_Inputs_ON_Electric_Howarth_2023_05_05 | 2038 |  |  | Methane |  | Capacity-Interconnection | FOM | 0 |  |  | CH4 Pipeline | ON | NY |  | 0.49363 | 0
LCP_Inputs_ON_Electric_Howarth_2023_05_05 | 2038 |  |  | Electricity |  | Capacity-Interconnection | FOM | 2821875 |  |  | Electricity Transmission Line | ON | NY |  | 0.49363 | 1392956.854
LCP_Inputs_ON_Electric_Howarth_2023_05_05 | 2038 |  |  | Hydrogen |  | Capacity-Interconnection | FOM | 0 |  |  | H2 Pipeline - New | ON | NY |  | 0.49363 | 0
LCP_Inputs_ON_Electric_Howarth_2023_05_05 | 2038 |  |  | Hydrogen |  | Capacity-Interconnection | FOM | 0 |  |  | H2 Pipeline - Repurposed | ON | NY |  | 0.49363 | 0
LCP_Inputs_ON_Electric_Howarth_2023_05_05 | 2038 |  |  | Methane |  | Capacity-Intraconnection | FOM | 0 |  |  | CH4 Pipeline | ON | ON |  | 0.49363 | 0
LCP_Inputs_ON_Electric_Howarth_2023_05_05 | 2038 |  |  | Electricity |  | Capacity-Intraconnection | FOM | 0 |  |  | Electricity Transmission Line | ON | ON |  | 0.49363 | 0
LCP_Inputs_ON_Electric_Howarth_2023_05_05 | 2038 |  |  | Hydrogen |  | Capacity-Intraconnection | FOM | 0 |  |  | H2 Pipeline - New | ON | ON |  | 0.49363 | 0
LCP_Inputs_ON_Electric_Howarth_2023_05_05 | 2038 |  |  | Hydrogen |  | Capacity-Intraconnection | FOM | 0 |  |  | H2 Pipeline - Repurposed | ON | ON |  | 0.49363 | 0
LCP_Inputs_ON_Electric_Howarth_2023_05_05 | 2038 |  |  | Methane |  | Capacity-Interconnection | FOM | 0 |  |  | CH4 Pipeline | ON | PJ |  | 0.49363 | 0
LCP_Inputs_ON_Electric_Howarth_2023_05_05 | 2038 |  |  | Electricity |  | Capacity-Interconnection | FOM | 0 |  |  | Electricity Transmission Line | ON | PJ |  | 0.49363 | 0
LCP_Inputs_ON_Electric_Howarth_2023_05_05 | 2038 |  |  | Hydrogen |  | Capacity-Interconnection | FOM | 0 |  |  | H2 Pipeline - New | ON | PJ |  | 0.49363 | 0
LCP_Inputs_ON_Electric_Howarth_2023_05_05 | 2038 |  |  | Hydrogen |  | Capacity-Interconnection | FOM | 0 |  |  | H2 Pipeline - Repurposed | ON | PJ |  | 0.49363 | 0
LCP_Inputs_ON_Electric_Howarth_2023_05_05 | 2038 |  |  | Methane |  | Capacity-Interconnection | FOM | 0 |  |  | CH4 Pipeline | ON | QC |  | 0.49363 | 0
LCP_Inputs_ON_Electric_Howarth_2023_05_05 | 2038 |  |  | Electricity |  | Capacity-Interconnection | FOM | 3950625 |  |  | Electricity Transmission Line | ON | QC |  | 0.49363 | 1950139.5956
LCP_Inputs_ON_Electric_Howarth_2023_05_05 | 2038 |  |  | Hydrogen |  | Capacity-Interconnection | FOM | 0 |  |  | H2 Pipeline - New | ON | QC |  | 0.49363 | 0
LCP_Inputs_ON_Electric_Howarth_2023_05_05 | 2038 |  |  | Hydrogen |  | Capacity-Interconnection | FOM | 0 |  |  | H2 Pipeline - Repurposed | ON | QC |  | 0.49363 | 0
LCP_Inputs_ON_Electric_Howarth_2023_05_05 | 2038 |  |  | Methane |  | Capacity-Interconnection | FOM | 0 |  |  | CH4 Pipeline | ON | WC |  | 0.49363 | 0
LCP_Inputs_ON_Electric_Howarth_2023_05_05 | 2038 |  |  | Electricity |  | Capacity-Interconnection | FOM | 11287500 |  |  | Electricity Transmission Line | ON | WC |  | 0.49363 | 5571827.4159
LCP_Inputs_ON_Electric_Howarth_2023_05_05 | 2038 |  |  | Hydrogen |  | Capacity-Interconnection | FOM | 0 |  |  | H2 Pipeline - New | ON | WC |  | 0.49363 | 0
LCP_Inputs_ON_Electric_Howarth_2023_05_05 | 2038 |  |  | Hydrogen |  | Capacity-Interconnection | FOM | 0 |  |  | H2 Pipeline - Repurposed | ON | WC |  | 0.49363 | 0
LCP_Inputs_ON_Electric_Howarth_2023_05_05 | 2038 |  |  | Methane |  | Capacity-Intraconnection | FOM | 0 |  |  | CH4 Pipeline | PJ | PJ |  | 0.49363 | 0
LCP_Inputs_ON_Electric_Howarth_2023_05_05 | 2038 |  |  | Electricity |  | Capacity-Intraconnection | FOM | 0 |  |  | Electricity Transmission Line | PJ | PJ |  | 0.49363 | 0
LCP_Inputs_ON_Electric_Howarth_2023_05_05 | 2038 |  |  | Hydrogen |  | Capacity-Intraconnection | FOM | 0 |  |  | H2 Pipeline - New | PJ | PJ |  | 0.49363 | 0
LCP_Inputs_ON_Electric_Howarth_2023_05_05 | 2038 |  |  | Hydrogen |  | Capacity-Intraconnection | FOM | 0 |  |  | H2 Pipeline - Repurposed | PJ | PJ |  | 0.49363 | 0
LCP_Inputs_ON_Electric_Howarth_2023_05_05 | 2038 |  |  | Electricity |  | Capacity-Interconnection | FOM | 12222244.7738 |  |  | Electricity Transmission Line | QC | NY |  | 0.49363 | 6033243.7222
LCP_Inputs_ON_Electric_Howarth_2023_05_05 | 2038 |  |  | Methane |  | Capacity-Intraconnection | FOM | 0 |  |  | CH4 Pipeline | QC | QC |  | 0.49363 | 0
LCP_Inputs_ON_Electric_Howarth_2023_05_05 | 2038 |  |  | Electricity |  | Capacity-Intraconnection | FOM | 0 |  |  | Electricity Transmission Line | QC | QC |  | 0.49363 | 0
LCP_Inputs_ON_Electric_Howarth_2023_05_05 | 2038 |  |  | Hydrogen |  | Capacity-Intraconnection | FOM | 0 |  |  | H2 Pipeline - New | QC | QC |  | 0.49363 | 0
LCP_Inputs_ON_Electric_Howarth_2023_05_05 | 2038 |  |  | Hydrogen |  | Capacity-Intraconnection | FOM | 0 |  |  | H2 Pipeline - Repurposed | QC | QC |  | 0.49363 | 0
LCP_Inputs_ON_Electric_Howarth_2023_05_05 | 2038 |  |  | Electricity |  | Capacity-Interconnection | FOM | 634447.629 |  |  | Electricity Transmission Line | WC | MI |  | 0.49363 | 313181.191
LCP_Inputs_ON_Electric_Howarth_2023_05_05 | 2038 |  |  | Methane |  | Capacity-Intraconnection | FOM | 0 |  |  | CH4 Pipeline | WC | WC |  | 0.49363 | 0
LCP_Inputs_ON_Electric_Howarth_2023_05_05 | 2038 |  |  | Electricity |  | Capacity-Intraconnection | FOM | 0 |  |  | Electricity Transmission Line | WC | WC |  | 0.49363 | 0
LCP_Inputs_ON_Electric_Howarth_2023_05_05 | 2038 |  |  | Hydrogen |  | Capacity-Intraconnection | FOM | 0 |  |  | H2 Pipeline - New | WC | WC |  | 0.49363 | 0
LCP_Inputs_ON_Electric_Howarth_2023_05_05 | 2038 |  |  | Hydrogen |  | Capacity-Intraconnection | FOM | 0 |  |  | H2 Pipeline - Repurposed | WC | WC |  | 0.49363 | 0
LCP_Inputs_ON_Electric_Howarth_2023_05_05 | 2039 |  |  | Methane |  | Capacity-Intraconnection | FOM | 0 |  |  | CH4 Pipeline | MI | MI |  | 0.47464 | 0
LCP_Inputs_ON_Electric_Howarth_2023_05_05 | 2039 |  |  | Electricity |  | Capacity-Intraconnection | FOM | 0 |  |  | Electricity Transmission Line | MI | MI |  | 0.47464 | 0
LCP_Inputs_ON_Electric_Howarth_2023_05_05 | 2039 |  |  | Hydrogen |  | Capacity-Intraconnection | FOM | 0 |  |  | H2 Pipeline - New | MI | MI |  | 0.47464 | 0
LCP_Inputs_ON_Electric_Howarth_2023_05_05 | 2039 |  |  | Hydrogen |  | Capacity-Intraconnection | FOM | 0 |  |  | H2 Pipeline - Repurposed | MI | MI |  | 0.47464 | 0
LCP_Inputs_ON_Electric_Howarth_2023_05_05 | 2039 |  |  | Methane |  | Capacity-Intraconnection | FOM | 0 |  |  | CH4 Pipeline | NY | NY |  | 0.47464 | 0
LCP_Inputs_ON_Electric_Howarth_2023_05_05 | 2039 |  |  | Electricity |  | Capacity-Intraconnection | FOM | 0 |  |  | Electricity Transmission Line | NY | NY |  | 0.47464 | 0
LCP_Inputs_ON_Electric_Howarth_2023_05_05 | 2039 |  |  | Hydrogen |  | Capacity-Intraconnection | FOM | 0 |  |  | H2 Pipeline - New | NY | NY |  | 0.47464 | 0
LCP_Inputs_ON_Electric_Howarth_2023_05_05 | 2039 |  |  | Hydrogen |  | Capacity-Intraconnection | FOM | 0 |  |  | H2 Pipeline - Repurposed | NY | NY |  | 0.47464 | 0
LCP_Inputs_ON_Electric_Howarth_2023_05_05 | 2039 |  |  | Methane |  | Capacity-Interconnection | FOM | 0 |  |  | CH4 Pipeline | ON | MI |  | 0.47464 | 0
LCP_Inputs_ON_Electric_Howarth_2023_05_05 | 2039 |  |  | Electricity |  | Capacity-Interconnection | FOM | 2821875 |  |  | Electricity Transmission Line | ON | MI |  | 0.47464 | 1339381.5904
LCP_Inputs_ON_Electric_Howarth_2023_05_05 | 2039 |  |  | Hydrogen |  | Capacity-Interconnection | FOM | 0 |  |  | H2 Pipeline - New | ON | MI |  | 0.47464 | 0
LCP_Inputs_ON_Electric_Howarth_2023_05_05 | 2039 |  |  | Hydrogen |  | Capacity-Interconnection | FOM | 0 |  |  | H2 Pipeline - Repurposed | ON | MI |  | 0.47464 | 0
LCP_Inputs_ON_Electric_Howarth_2023_05_05 | 2039 |  |  | Methane |  | Capacity-Interconnection | FOM | 0 |  |  | CH4 Pipeline | ON | NY |  | 0.47464 | 0
LCP_Inputs_ON_Electric_Howarth_2023_05_05 | 2039 |  |  | Electricity |  | Capacity-Interconnection | FOM | 2821875 |  |  | Electricity Transmission Line | ON | NY |  | 0.47464 | 1339381.5904
LCP_Inputs_ON_Electric_Howarth_2023_05_05 | 2039 |  |  | Hydrogen |  | Capacity-Interconnection | FOM | 0 |  |  | H2 Pipeline - New | ON | NY |  | 0.47464 | 0
LCP_Inputs_ON_Electric_Howarth_2023_05_05 | 2039 |  |  | Hydrogen |  | Capacity-Interconnection | FOM | 0 |  |  | H2 Pipeline - Repurposed | ON | NY |  | 0.47464 | 0
LCP_Inputs_ON_Electric_Howarth_2023_05_05 | 2039 |  |  | Methane |  | Capacity-Intraconnection | FOM | 0 |  |  | CH4 Pipeline | ON | ON |  | 0.47464 | 0
LCP_Inputs_ON_Electric_Howarth_2023_05_05 | 2039 |  |  | Electricity |  | Capacity-Intraconnection | FOM | 0 |  |  | Electricity Transmission Line | ON | ON |  | 0.47464 | 0
LCP_Inputs_ON_Electric_Howarth_2023_05_05 | 2039 |  |  | Hydrogen |  | Capacity-Intraconnection | FOM | 0 |  |  | H2 Pipeline - New | ON | ON |  | 0.47464 | 0
LCP_Inputs_ON_Electric_Howarth_2023_05_05 | 2039 |  |  | Hydrogen |  | Capacity-Intraconnection | FOM | 0 |  |  | H2 Pipeline - Repurposed | ON | ON |  | 0.47464 | 0
LCP_Inputs_ON_Electric_Howarth_2023_05_05 | 2039 |  |  | Methane |  | Capacity-Interconnection | FOM | 0 |  |  | CH4 Pipeline | ON | PJ |  | 0.47464 | 0
LCP_Inputs_ON_Electric_Howarth_2023_05_05 | 2039 |  |  | Electricity |  | Capacity-Interconnection | FOM | 0 |  |  | Electricity Transmission Line | ON | PJ |  | 0.47464 | 0
LCP_Inputs_ON_Electric_Howarth_2023_05_05 | 2039 |  |  | Hydrogen |  | Capacity-Interconnection | FOM | 0 |  |  | H2 Pipeline - New | ON | PJ |  | 0.47464 | 0
LCP_Inputs_ON_Electric_Howarth_2023_05_05 | 2039 |  |  | Hydrogen |  | Capacity-Interconnection | FOM | 0 |  |  | H2 Pipeline - Repurposed | ON | PJ |  | 0.47464 | 0
LCP_Inputs_ON_Electric_Howarth_2023_05_05 | 2039 |  |  | Methane |  | Capacity-Interconnection | FOM | 0 |  |  | CH4 Pipeline | ON | QC |  | 0.47464 | 0
LCP_Inputs_ON_Electric_Howarth_2023_05_05 | 2039 |  |  | Electricity |  | Capacity-Interconnection | FOM | 3950625 |  |  | Electricity Transmission Line | ON | QC |  | 0.47464 | 1875134.2265
LCP_Inputs_ON_Electric_Howarth_2023_05_05 | 2039 |  |  | Hydrogen |  | Capacity-Interconnection | FOM | 0 |  |  | H2 Pipeline - New | ON | QC |  | 0.47464 | 0
LCP_Inputs_ON_Electric_Howarth_2023_05_05 | 2039 |  |  | Hydrogen |  | Capacity-Interconnection | FOM | 0 |  |  | H2 Pipeline - Repurposed | ON | QC |  | 0.47464 | 0
LCP_Inputs_ON_Electric_Howarth_2023_05_05 | 2039 |  |  | Methane |  | Capacity-Interconnection | FOM | 0 |  |  | CH4 Pipeline | ON | WC |  | 0.47464 | 0
LCP_Inputs_ON_Electric_Howarth_2023_05_05 | 2039 |  |  | Electricity |  | Capacity-Interconnection | FOM | 11287500 |  |  | Electricity Transmission Line | ON | WC |  | 0.47464 | 5357526.3615
LCP_Inputs_ON_Electric_Howarth_2023_05_05 | 2039 |  |  | Hydrogen |  | Capacity-Interconnection | FOM | 0 |  |  | H2 Pipeline - New | ON | WC |  | 0.47464 | 0
LCP_Inputs_ON_Electric_Howarth_2023_05_05 | 2039 |  |  | Hydrogen |  | Capacity-Interconnection | FOM | 0 |  |  | H2 Pipeline - Repurposed | ON | WC |  | 0.47464 | 0
LCP_Inputs_ON_Electric_Howarth_2023_05_05 | 2039 |  |  | Methane |  | Capacity-Intraconnection | FOM | 0 |  |  | CH4 Pipeline | PJ | PJ |  | 0.47464 | 0
LCP_Inputs_ON_Electric_Howarth_2023_05_05 | 2039 |  |  | Electricity |  | Capacity-Intraconnection | FOM | 0 |  |  | Electricity Transmission Line | PJ | PJ |  | 0.47464 | 0
LCP_Inputs_ON_Electric_Howarth_2023_05_05 | 2039 |  |  | Hydrogen |  | Capacity-Intraconnection | FOM | 0 |  |  | H2 Pipeline - New | PJ | PJ |  | 0.47464 | 0
LCP_Inputs_ON_Electric_Howarth_2023_05_05 | 2039 |  |  | Hydrogen |  | Capacity-Intraconnection | FOM | 0 |  |  | H2 Pipeline - Repurposed | PJ | PJ |  | 0.47464 | 0
LCP_Inputs_ON_Electric_Howarth_2023_05_05 | 2039 |  |  | Electricity |  | Capacity-Interconnection | FOM | 12222244.7738 |  |  | Electricity Transmission Line | QC | NY |  | 0.47464 | 5801195.8867
LCP_Inputs_ON_Electric_Howarth_2023_05_05 | 2039 |  |  | Methane |  | Capacity-Intraconnection | FOM | 0 |  |  | CH4 Pipeline | QC | QC |  | 0.47464 | 0
LCP_Inputs_ON_Electric_Howarth_2023_05_05 | 2039 |  |  | Electricity |  | Capacity-Intraconnection | FOM | 0 |  |  | Electricity Transmission Line | QC | QC |  | 0.47464 | 0
LCP_Inputs_ON_Electric_Howarth_2023_05_05 | 2039 |  |  | Hydrogen |  | Capacity-Intraconnection | FOM | 0 |  |  | H2 Pipeline - New | QC | QC |  | 0.47464 | 0
LCP_Inputs_ON_Electric_Howarth_2023_05_05 | 2039 |  |  | Hydrogen |  | Capacity-Intraconnection | FOM | 0 |  |  | H2 Pipeline - Repurposed | QC | QC |  | 0.47464 | 0
LCP_Inputs_ON_Electric_Howarth_2023_05_05 | 2039 |  |  | Electricity |  | Capacity-Interconnection | FOM | 634447.629 |  |  | Electricity Transmission Line | WC | MI |  | 0.47464 | 301135.7605
LCP_Inputs_ON_Electric_Howarth_2023_05_05 | 2039 |  |  | Methane |  | Capacity-Intraconnection | FOM | 0 |  |  | CH4 Pipeline | WC | WC |  | 0.47464 | 0
LCP_Inputs_ON_Electric_Howarth_2023_05_05 | 2039 |  |  | Electricity |  | Capacity-Intraconnection | FOM | 0 |  |  | Electricity Transmission Line | WC | WC |  | 0.47464 | 0
LCP_Inputs_ON_Electric_Howarth_2023_05_05 | 2039 |  |  | Hydrogen |  | Capacity-Intraconnection | FOM | 0 |  |  | H2 Pipeline - New | WC | WC |  | 0.47464 | 0
LCP_Inputs_ON_Electric_Howarth_2023_05_05 | 2039 |  |  | Hydrogen |  | Capacity-Intraconnection | FOM | 0 |  |  | H2 Pipeline - Repurposed | WC | WC |  | 0.47464 | 0
LCP_Inputs_ON_Electric_Howarth_2023_05_05 | 2040 |  |  | Methane |  | Capacity-Intraconnection | CONE | 0 |  |  | CH4 Pipeline | MI | MI |  | 0.45639 | 0
LCP_Inputs_ON_Electric_Howarth_2023_05_05 | 2040 |  |  | Methane |  | Capacity-Intraconnection | FOM | 0 |  |  | CH4 Pipeline | MI | MI |  | 0.45639 | 0
LCP_Inputs_ON_Electric_Howarth_2023_05_05 | 2040 |  |  | Electricity |  | Capacity-Intraconnection | CONE | 0 |  |  | Electricity Transmission Line | MI | MI |  | 0.45639 | 0
LCP_Inputs_ON_Electric_Howarth_2023_05_05 | 2040 |  |  | Electricity |  | Capacity-Intraconnection | FOM | 0 |  |  | Electricity Transmission Line | MI | MI |  | 0.45639 | 0
LCP_Inputs_ON_Electric_Howarth_2023_05_05 | 2040 |  |  | Hydrogen |  | Capacity-Intraconnection | CONE | 0 |  |  | H2 Pipeline - New | MI | MI |  | 0.45639 | 0
LCP_Inputs_ON_Electric_Howarth_2023_05_05 | 2040 |  |  | Hydrogen |  | Capacity-Intraconnection | FOM | 0 |  |  | H2 Pipeline - New | MI | MI |  | 0.45639 | 0
LCP_Inputs_ON_Electric_Howarth_2023_05_05 | 2040 |  |  | Hydrogen |  | Capacity-Intraconnection | CONE | 0 |  |  | H2 Pipeline - Repurposed | MI | MI |  | 0.45639 | 0
LCP_Inputs_ON_Electric_Howarth_2023_05_05 | 2040 |  |  | Hydrogen |  | Capacity-Intraconnection | FOM | 0 |  |  | H2 Pipeline - Repurposed | MI | MI |  | 0.45639 | 0
LCP_Inputs_ON_Electric_Howarth_2023_05_05 | 2040 |  |  | Methane |  | Capacity-Intraconnection | CONE | 0 |  |  | CH4 Pipeline | NY | NY |  | 0.45639 | 0
LCP_Inputs_ON_Electric_Howarth_2023_05_05 | 2040 |  |  | Methane |  | Capacity-Intraconnection | FOM | 0 |  |  | CH4 Pipeline | NY | NY |  | 0.45639 | 0
LCP_Inputs_ON_Electric_Howarth_2023_05_05 | 2040 |  |  | Electricity |  | Capacity-Intraconnection | CONE | 0 |  |  | Electricity Transmission Line | NY | NY |  | 0.45639 | 0
LCP_Inputs_ON_Electric_Howarth_2023_05_05 | 2040 |  |  | Electricity |  | Capacity-Intraconnection | FOM | 0 |  |  | Electricity Transmission Line | NY | NY |  | 0.45639 | 0
LCP_Inputs_ON_Electric_Howarth_2023_05_05 | 2040 |  |  | Hydrogen |  | Capacity-Intraconnection | CONE | 0 |  |  | H2 Pipeline - New | NY | NY |  | 0.45639 | 0
LCP_Inputs_ON_Electric_Howarth_2023_05_05 | 2040 |  |  | Hydrogen |  | Capacity-Intraconnection | FOM | 0 |  |  | H2 Pipeline - New | NY | NY |  | 0.45639 | 0
LCP_Inputs_ON_Electric_Howarth_2023_05_05 | 2040 |  |  | Hydrogen |  | Capacity-Intraconnection | CONE | 0 |  |  | H2 Pipeline - Repurposed | NY | NY |  | 0.45639 | 0
LCP_Inputs_ON_Electric_Howarth_2023_05_05 | 2040 |  |  | Hydrogen |  | Capacity-Intraconnection | FOM | 0 |  |  | H2 Pipeline - Repurposed | NY | NY |  | 0.45639 | 0
LCP_Inputs_ON_Electric_Howarth_2023_05_05 | 2040 |  |  | Methane |  | Capacity-Interconnection | CONE | 0 |  |  | CH4 Pipeline | ON | MI |  | 0.45639 | 0
LCP_Inputs_ON_Electric_Howarth_2023_05_05 | 2040 |  |  | Methane |  | Capacity-Interconnection | FOM | 0 |  |  | CH4 Pipeline | ON | MI |  | 0.45639 | 0
LCP_Inputs_ON_Electric_Howarth_2023_05_05 | 2040 |  |  | Electricity |  | Capacity-Interconnection | CONE | 44343750 |  |  | Electricity Transmission Line | ON | MI |  | 0.45639 | 20237908.6456
LCP_Inputs_ON_Electric_Howarth_2023_05_05 | 2040 |  |  | Electricity |  | Capacity-Interconnection | FOM | 5643750 |  |  | Electricity Transmission Line | ON | MI |  | 0.45639 | 2575733.8276
LCP_Inputs_ON_Electric_Howarth_2023_05_05 | 2040 |  |  | Hydrogen |  | Capacity-Interconnection | CONE | 0 |  |  | H2 Pipeline - New | ON | MI |  | 0.45639 | 0
LCP_Inputs_ON_Electric_Howarth_2023_05_05 | 2040 |  |  | Hydrogen |  | Capacity-Interconnection | FOM | 0 |  |  | H2 Pipeline - New | ON | MI |  | 0.45639 | 0
LCP_Inputs_ON_Electric_Howarth_2023_05_05 | 2040 |  |  | Hydrogen |  | Capacity-Interconnection | CONE | 0 |  |  | H2 Pipeline - Repurposed | ON | MI |  | 0.45639 | 0
LCP_Inputs_ON_Electric_Howarth_2023_05_05 | 2040 |  |  | Hydrogen |  | Capacity-Interconnection | FOM | 0 |  |  | H2 Pipeline - Repurposed | ON | MI |  | 0.45639 | 0
LCP_Inputs_ON_Electric_Howarth_2023_05_05 | 2040 |  |  | Methane |  | Capacity-Interconnection | CONE | 0 |  |  | CH4 Pipeline | ON | NY |  | 0.45639 | 0
LCP_Inputs_ON_Electric_Howarth_2023_05_05 | 2040 |  |  | Methane |  | Capacity-Interconnection | FOM | 0 |  |  | CH4 Pipeline | ON | NY |  | 0.45639 | 0
LCP_Inputs_ON_Electric_Howarth_2023_05_05 | 2040 |  |  | Electricity |  | Capacity-Interconnection | CONE | 44343750 |  |  | Electricity Transmission Line | ON | NY |  | 0.45639 | 20237908.6456
LCP_Inputs_ON_Electric_Howarth_2023_05_05 | 2040 |  |  | Electricity |  | Capacity-Interconnection | FOM | 5643750 |  |  | Electricity Transmission Line | ON | NY |  | 0.45639 | 2575733.8276
LCP_Inputs_ON_Electric_Howarth_2023_05_05 | 2040 |  |  | Hydrogen |  | Capacity-Interconnection | CONE | 0 |  |  | H2 Pipeline - New | ON | NY |  | 0.45639 | 0
LCP_Inputs_ON_Electric_Howarth_2023_05_05 | 2040 |  |  | Hydrogen |  | Capacity-Interconnection | FOM | 0 |  |  | H2 Pipeline - New | ON | NY |  | 0.45639 | 0
LCP_Inputs_ON_Electric_Howarth_2023_05_05 | 2040 |  |  | Hydrogen |  | Capacity-Interconnection | CONE | 0 |  |  | H2 Pipeline - Repurposed | ON | NY |  | 0.45639 | 0
LCP_Inputs_ON_Electric_Howarth_2023_05_05 | 2040 |  |  | Hydrogen |  | Capacity-Interconnection | FOM | 0 |  |  | H2 Pipeline - Repurposed | ON | NY |  | 0.45639 | 0
LCP_Inputs_ON_Electric_Howarth_2023_05_05 | 2040 |  |  | Methane |  | Capacity-Intraconnection | CONE | 0 |  |  | CH4 Pipeline | ON | ON |  | 0.45639 | 0
LCP_Inputs_ON_Electric_Howarth_2023_05_05 | 2040 |  |  | Methane |  | Capacity-Intraconnection | FOM | 0 |  |  | CH4 Pipeline | ON | ON |  | 0.45639 | 0
LCP_Inputs_ON_Electric_Howarth_2023_05_05 | 2040 |  |  | Electricity |  | Capacity-Intraconnection | CONE | 919849861.2666 |  |  | Electricity Transmission Line | ON | ON |  | 0.45639 | 419807469.1472
LCP_Inputs_ON_Electric_Howarth_2023_05_05 | 2040 |  |  | Electricity |  | Capacity-Intraconnection | FOM | 0 |  |  | Electricity Transmission Line | ON | ON |  | 0.45639 | 0
LCP_Inputs_ON_Electric_Howarth_2023_05_05 | 2040 |  |  | Hydrogen |  | Capacity-Intraconnection | CONE | 0 |  |  | H2 Pipeline - New | ON | ON |  | 0.45639 | 0
LCP_Inputs_ON_Electric_Howarth_2023_05_05 | 2040 |  |  | Hydrogen |  | Capacity-Intraconnection | FOM | 0 |  |  | H2 Pipeline - New | ON | ON |  | 0.45639 | 0
LCP_Inputs_ON_Electric_Howarth_2023_05_05 | 2040 |  |  | Hydrogen |  | Capacity-Intraconnection | CONE | 23665859.9788 |  |  | H2 Pipeline - Repurposed | ON | ON |  | 0.45639 | 10800789.5649
LCP_Inputs_ON_Electric_Howarth_2023_05_05 | 2040 |  |  | Hydrogen |  | Capacity-Intraconnection | FOM | 0 |  |  | H2 Pipeline - Repurposed | ON | ON |  | 0.45639 | 0
LCP_Inputs_ON_Electric_Howarth_2023_05_05 | 2040 |  |  | Methane |  | Capacity-Interconnection | CONE | 0 |  |  | CH4 Pipeline | ON | PJ |  | 0.45639 | 0
LCP_Inputs_ON_Electric_Howarth_2023_05_05 | 2040 |  |  | Methane |  | Capacity-Interconnection | FOM | 0 |  |  | CH4 Pipeline | ON | PJ |  | 0.45639 | 0
LCP_Inputs_ON_Electric_Howarth_2023_05_05 | 2040 |  |  | Electricity |  | Capacity-Interconnection | CONE | 17737500 |  |  | Electricity Transmission Line | ON | PJ |  | 0.45639 | 8095163.4582
LCP_Inputs_ON_Electric_Howarth_2023_05_05 | 2040 |  |  | Electricity |  | Capacity-Interconnection | FOM | 1128750 |  |  | Electricity Transmission Line | ON | PJ |  | 0.45639 | 515146.7655
LCP_Inputs_ON_Electric_Howarth_2023_05_05 | 2040 |  |  | Hydrogen |  | Capacity-Interconnection | CONE | 0 |  |  | H2 Pipeline - New | ON | PJ |  | 0.45639 | 0
LCP_Inputs_ON_Electric_Howarth_2023_05_05 | 2040 |  |  | Hydrogen |  | Capacity-Interconnection | FOM | 0 |  |  | H2 Pipeline - New | ON | PJ |  | 0.45639 | 0
LCP_Inputs_ON_Electric_Howarth_2023_05_05 | 2040 |  |  | Hydrogen |  | Capacity-Interconnection | CONE | 0 |  |  | H2 Pipeline - Repurposed | ON | PJ |  | 0.45639 | 0
LCP_Inputs_ON_Electric_Howarth_2023_05_05 | 2040 |  |  | Hydrogen |  | Capacity-Interconnection | FOM | 0 |  |  | H2 Pipeline - Repurposed | ON | PJ |  | 0.45639 | 0
LCP_Inputs_ON_Electric_Howarth_2023_05_05 | 2040 |  |  | Methane |  | Capacity-Interconnection | CONE | 0 |  |  | CH4 Pipeline | ON | QC |  | 0.45639 | 0
LCP_Inputs_ON_Electric_Howarth_2023_05_05 | 2040 |  |  | Methane |  | Capacity-Interconnection | FOM | 0 |  |  | CH4 Pipeline | ON | QC |  | 0.45639 | 0
LCP_Inputs_ON_Electric_Howarth_2023_05_05 | 2040 |  |  | Electricity |  | Capacity-Interconnection | CONE | 62081250 |  |  | Electricity Transmission Line | ON | QC |  | 0.45639 | 28333072.1039
LCP_Inputs_ON_Electric_Howarth_2023_05_05 | 2040 |  |  | Electricity |  | Capacity-Interconnection | FOM | 7901250 |  |  | Electricity Transmission Line | ON | QC |  | 0.45639 | 3606027.3587
LCP_Inputs_ON_Electric_Howarth_2023_05_05 | 2040 |  |  | Hydrogen |  | Capacity-Interconnection | CONE | 0 |  |  | H2 Pipeline - New | ON | QC |  | 0.45639 | 0
LCP_Inputs_ON_Electric_Howarth_2023_05_05 | 2040 |  |  | Hydrogen |  | Capacity-Interconnection | FOM | 0 |  |  | H2 Pipeline - New | ON | QC |  | 0.45639 | 0
LCP_Inputs_ON_Electric_Howarth_2023_05_05 | 2040 |  |  | Hydrogen |  | Capacity-Interconnection | CONE | 0 |  |  | H2 Pipeline - Repurposed | ON | QC |  | 0.45639 | 0
LCP_Inputs_ON_Electric_Howarth_2023_05_05 | 2040 |  |  | Hydrogen |  | Capacity-Interconnection | FOM | 0 |  |  | H2 Pipeline - Repurposed | ON | QC |  | 0.45639 | 0
LCP_Inputs_ON_Electric_Howarth_2023_05_05 | 2040 |  |  | Methane |  | Capacity-Interconnection | CONE | 0 |  |  | CH4 Pipeline | ON | WC |  | 0.45639 | 0
LCP_Inputs_ON_Electric_Howarth_2023_05_05 | 2040 |  |  | Methane |  | Capacity-Interconnection | FOM | 0 |  |  | CH4 Pipeline | ON | WC |  | 0.45639 | 0
LCP_Inputs_ON_Electric_Howarth_2023_05_05 | 2040 |  |  | Electricity |  | Capacity-Interconnection | CONE | 177375000 |  |  | Electricity Transmission Line | ON | WC |  | 0.45639 | 80951634.5825
LCP_Inputs_ON_Electric_Howarth_2023_05_05 | 2040 |  |  | Electricity |  | Capacity-Interconnection | FOM | 22575000 |  |  | Electricity Transmission Line | ON | WC |  | 0.45639 | 10302935.3105
LCP_Inputs_ON_Electric_Howarth_2023_05_05 | 2040 |  |  | Hydrogen |  | Capacity-Interconnection | CONE | 0 |  |  | H2 Pipeline - New | ON | WC |  | 0.45639 | 0
LCP_Inputs_ON_Electric_Howarth_2023_05_05 | 2040 |  |  | Hydrogen |  | Capacity-Interconnection | FOM | 0 |  |  | H2 Pipeline - New | ON | WC |  | 0.45639 | 0
LCP_Inputs_ON_Electric_Howarth_2023_05_05 | 2040 |  |  | Hydrogen |  | Capacity-Interconnection | CONE | 385816754.1069 |  |  | H2 Pipeline - Repurposed | ON | WC |  | 0.45639 | 176081730.2001
LCP_Inputs_ON_Electric_Howarth_2023_05_05 | 2040 |  |  | Hydrogen |  | Capacity-Interconnection | FOM | 136399862.563 |  |  | H2 Pipeline - Repurposed | ON | WC |  | 0.45639 | 62251116.7374
LCP_Inputs_ON_Electric_Howarth_2023_05_05 | 2040 |  |  | Methane |  | Capacity-Intraconnection | CONE | 0 |  |  | CH4 Pipeline | PJ | PJ |  | 0.45639 | 0
LCP_Inputs_ON_Electric_Howarth_2023_05_05 | 2040 |  |  | Methane |  | Capacity-Intraconnection | FOM | 0 |  |  | CH4 Pipeline | PJ | PJ |  | 0.45639 | 0