LCP_Inputs_ON_Electric_Howarth_2023_05_05 | 2040 |  |  | Electricity |  | Capacity-Intraconnection | CONE | 0 |  |  | Electricity Transmission Line | PJ | PJ |  | 0.45639 | 0
LCP_Inputs_ON_Electric_Howarth_2023_05_05 | 2040 |  |  | Electricity |  | Capacity-Intraconnection | FOM | 0 |  |  | Electricity Transmission Line | PJ | PJ |  | 0.45639 | 0
LCP_Inputs_ON_Electric_Howarth_2023_05_05 | 2040 |  |  | Hydrogen |  | Capacity-Intraconnection | CONE | 0 |  |  | H2 Pipeline - New | PJ | PJ |  | 0.45639 | 0
LCP_Inputs_ON_Electric_Howarth_2023_05_05 | 2040 |  |  | Hydrogen |  | Capacity-Intraconnection | FOM | 0 |  |  | H2 Pipeline - New | PJ | PJ |  | 0.45639 | 0
LCP_Inputs_ON_Electric_Howarth_2023_05_05 | 2040 |  |  | Hydrogen |  | Capacity-Intraconnection | CONE | 0 |  |  | H2 Pipeline - Repurposed | PJ | PJ |  | 0.45639 | 0
LCP_Inputs_ON_Electric_Howarth_2023_05_05 | 2040 |  |  | Hydrogen |  | Capacity-Intraconnection | FOM | 0 |  |  | H2 Pipeline - Repurposed | PJ | PJ |  | 0.45639 | 0
LCP_Inputs_ON_Electric_Howarth_2023_05_05 | 2040 |  |  | Electricity |  | Capacity-Interconnection | CONE | 92601639.9854 |  |  | Electricity Transmission Line | QC | NY |  | 0.45639 | 42262179.6862
LCP_Inputs_ON_Electric_Howarth_2023_05_05 | 2040 |  |  | Electricity |  | Capacity-Interconnection | FOM | 18115076.4092 |  |  | Electricity Transmission Line | QC | NY |  | 0.45639 | 8267484.4026
LCP_Inputs_ON_Electric_Howarth_2023_05_05 | 2040 |  |  | Methane |  | Capacity-Intraconnection | CONE | 0 |  |  | CH4 Pipeline | QC | QC |  | 0.45639 | 0
LCP_Inputs_ON_Electric_Howarth_2023_05_05 | 2040 |  |  | Methane |  | Capacity-Intraconnection | FOM | 0 |  |  | CH4 Pipeline | QC | QC |  | 0.45639 | 0
LCP_Inputs_ON_Electric_Howarth_2023_05_05 | 2040 |  |  | Electricity |  | Capacity-Intraconnection | CONE | 0 |  |  | Electricity Transmission Line | QC | QC |  | 0.45639 | 0
LCP_Inputs_ON_Electric_Howarth_2023_05_05 | 2040 |  |  | Electricity |  | Capacity-Intraconnection | FOM | 0 |  |  | Electricity Transmission Line | QC | QC |  | 0.45639 | 0
LCP_Inputs_ON_Electric_Howarth_2023_05_05 | 2040 |  |  | Hydrogen |  | Capacity-Intraconnection | CONE | 0 |  |  | H2 Pipeline - New | QC | QC |  | 0.45639 | 0
LCP_Inputs_ON_Electric_Howarth_2023_05_05 | 2040 |  |  | Hydrogen |  | Capacity-Intraconnection | FOM | 0 |  |  | H2 Pipeline - New | QC | QC |  | 0.45639 | 0
LCP_Inputs_ON_Electric_Howarth_2023_05_05 | 2040 |  |  | Hydrogen |  | Capacity-Intraconnection | CONE | 0 |  |  | H2 Pipeline - Repurposed | QC | QC |  | 0.45639 | 0
LCP_Inputs_ON_Electric_Howarth_2023_05_05 | 2040 |  |  | Hydrogen |  | Capacity-Intraconnection | FOM | 0 |  |  | H2 Pipeline - Repurposed | QC | QC |  | 0.45639 | 0
LCP_Inputs_ON_Electric_Howarth_2023_05_05 | 2040 |  |  | Electricity |  | Capacity-Interconnection | CONE | 40933686.0547 |  |  | Electricity Transmission Line | WC | MI |  | 0.45639 | 18681599.9753
LCP_Inputs_ON_Electric_Howarth_2023_05_05 | 2040 |  |  | Electricity |  | Capacity-Interconnection | FOM | 3239318.5597 |  |  | Electricity Transmission Line | WC | MI |  | 0.45639 | 1478382.7052
LCP_Inputs_ON_Electric_Howarth_2023_05_05 | 2040 |  |  | Methane |  | Capacity-Intraconnection | CONE | 0 |  |  | CH4 Pipeline | WC | WC |  | 0.45639 | 0
LCP_Inputs_ON_Electric_Howarth_2023_05_05 | 2040 |  |  | Methane |  | Capacity-Intraconnection | FOM | 0 |  |  | CH4 Pipeline | WC | WC |  | 0.45639 | 0
LCP_Inputs_ON_Electric_Howarth_2023_05_05 | 2040 |  |  | Electricity |  | Capacity-Intraconnection | CONE | 0 |  |  | Electricity Transmission Line | WC | WC |  | 0.45639 | 0
LCP_Inputs_ON_Electric_Howarth_2023_05_05 | 2040 |  |  | Electricity |  | Capacity-Intraconnection | FOM | 0 |  |  | Electricity Transmission Line | WC | WC |  | 0.45639 | 0
LCP_Inputs_ON_Electric_Howarth_2023_05_05 | 2040 |  |  | Hydrogen |  | Capacity-Intraconnection | CONE | 0 |  |  | H2 Pipeline - New | WC | WC |  | 0.45639 | 0
LCP_Inputs_ON_Electric_Howarth_2023_05_05 | 2040 |  |  | Hydrogen |  | Capacity-Intraconnection | FOM | 0 |  |  | H2 Pipeline - New | WC | WC |  | 0.45639 | 0
LCP_Inputs_ON_Electric_Howarth_2023_05_05 | 2040 |  |  | Hydrogen |  | Capacity-Intraconnection | CONE | 0 |  |  | H2 Pipeline - Repurposed | WC | WC |  | 0.45639 | 0
LCP_Inputs_ON_Electric_Howarth_2023_05_05 | 2040 |  |  | Hydrogen |  | Capacity-Intraconnection | FOM | 0 |  |  | H2 Pipeline - Repurposed | WC | WC |  | 0.45639 | 0
LCP_Inputs_ON_Electric_Howarth_2023_05_05 | 2041 |  |  | Methane |  | Capacity-Intraconnection | FOM | 0 |  |  | CH4 Pipeline | MI | MI |  | 0.43883 | 0
LCP_Inputs_ON_Electric_Howarth_2023_05_05 | 2041 |  |  | Electricity |  | Capacity-Intraconnection | FOM | 0 |  |  | Electricity Transmission Line | MI | MI |  | 0.43883 | 0
LCP_Inputs_ON_Electric_Howarth_2023_05_05 | 2041 |  |  | Hydrogen |  | Capacity-Intraconnection | FOM | 0 |  |  | H2 Pipeline - New | MI | MI |  | 0.43883 | 0
LCP_Inputs_ON_Electric_Howarth_2023_05_05 | 2041 |  |  | Hydrogen |  | Capacity-Intraconnection | FOM | 0 |  |  | H2 Pipeline - Repurposed | MI | MI |  | 0.43883 | 0
LCP_Inputs_ON_Electric_Howarth_2023_05_05 | 2041 |  |  | Methane |  | Capacity-Intraconnection | FOM | 0 |  |  | CH4 Pipeline | NY | NY |  | 0.43883 | 0
LCP_Inputs_ON_Electric_Howarth_2023_05_05 | 2041 |  |  | Electricity |  | Capacity-Intraconnection | FOM | 0 |  |  | Electricity Transmission Line | NY | NY |  | 0.43883 | 0
LCP_Inputs_ON_Electric_Howarth_2023_05_05 | 2041 |  |  | Hydrogen |  | Capacity-Intraconnection | FOM | 0 |  |  | H2 Pipeline - New | NY | NY |  | 0.43883 | 0
LCP_Inputs_ON_Electric_Howarth_2023_05_05 | 2041 |  |  | Hydrogen |  | Capacity-Intraconnection | FOM | 0 |  |  | H2 Pipeline - Repurposed | NY | NY |  | 0.43883 | 0
LCP_Inputs_ON_Electric_Howarth_2023_05_05 | 2041 |  |  | Methane |  | Capacity-Interconnection | FOM | 0 |  |  | CH4 Pipeline | ON | MI |  | 0.43883 | 0
LCP_Inputs_ON_Electric_Howarth_2023_05_05 | 2041 |  |  | Electricity |  | Capacity-Interconnection | FOM | 5643750 |  |  | Electricity Transmission Line | ON | MI |  | 0.43883 | 2476667.1419
LCP_Inputs_ON_Electric_Howarth_2023_05_05 | 2041 |  |  | Hydrogen |  | Capacity-Interconnection | FOM | 0 |  |  | H2 Pipeline - New | ON | MI |  | 0.43883 | 0
LCP_Inputs_ON_Electric_Howarth_2023_05_05 | 2041 |  |  | Hydrogen |  | Capacity-Interconnection | FOM | 0 |  |  | H2 Pipeline - Repurposed | ON | MI |  | 0.43883 | 0
LCP_Inputs_ON_Electric_Howarth_2023_05_05 | 2041 |  |  | Methane |  | Capacity-Interconnection | FOM | 0 |  |  | CH4 Pipeline | ON | NY |  | 0.43883 | 0
LCP_Inputs_ON_Electric_Howarth_2023_05_05 | 2041 |  |  | Electricity |  | Capacity-Interconnection | FOM | 5643750 |  |  | Electricity Transmission Line | ON | NY |  | 0.43883 | 2476667.1419
LCP_Inputs_ON_Electric_Howarth_2023_05_05 | 2041 |  |  | Hydrogen |  | Capacity-Interconnection | FOM | 0 |  |  | H2 Pipeline - New | ON | NY |  | 0.43883 | 0
LCP_Inputs_ON_Electric_Howarth_2023_05_05 | 2041 |  |  | Hydrogen |  | Capacity-Interconnection | FOM | 0 |  |  | H2 Pipeline - Repurposed | ON | NY |  | 0.43883 | 0
LCP_Inputs_ON_Electric_Howarth_2023_05_05 | 2041 |  |  | Methane |  | Capacity-Intraconnection | FOM | 0 |  |  | CH4 Pipeline | ON | ON |  | 0.43883 | 0
LCP_Inputs_ON_Electric_Howarth_2023_05_05 | 2041 |  |  | Electricity |  | Capacity-Intraconnection | FOM | 0 |  |  | Electricity Transmission Line | ON | ON |  | 0.43883 | 0
LCP_Inputs_ON_Electric_Howarth_2023_05_05 | 2041 |  |  | Hydrogen |  | Capacity-Intraconnection | FOM | 0 |  |  | H2 Pipeline - New | ON | ON |  | 0.43883 | 0
LCP_Inputs_ON_Electric_Howarth_2023_05_05 | 2041 |  |  | Hydrogen |  | Capacity-Intraconnection | FOM | 0 |  |  | H2 Pipeline - Repurposed | ON | ON |  | 0.43883 | 0
LCP_Inputs_ON_Electric_Howarth_2023_05_05 | 2041 |  |  | Methane |  | Capacity-Interconnection | FOM | 0 |  |  | CH4 Pipeline | ON | PJ |  | 0.43883 | 0
LCP_Inputs_ON_Electric_Howarth_2023_05_05 | 2041 |  |  | Electricity |  | Capacity-Interconnection | FOM | 1128750 |  |  | Electricity Transmission Line | ON | PJ |  | 0.43883 | 495333.4284
LCP_Inputs_ON_Electric_Howarth_2023_05_05 | 2041 |  |  | Hydrogen |  | Capacity-Interconnection | FOM | 0 |  |  | H2 Pipeline - New | ON | PJ |  | 0.43883 | 0
LCP_Inputs_ON_Electric_Howarth_2023_05_05 | 2041 |  |  | Hydrogen |  | Capacity-Interconnection | FOM | 0 |  |  | H2 Pipeline - Repurposed | ON | PJ |  | 0.43883 | 0
LCP_Inputs_ON_Electric_Howarth_2023_05_05 | 2041 |  |  | Methane |  | Capacity-Interconnection | FOM | 0 |  |  | CH4 Pipeline | ON | QC |  | 0.43883 | 0
LCP_Inputs_ON_Electric_Howarth_2023_05_05 | 2041 |  |  | Electricity |  | Capacity-Interconnection | FOM | 7901250 |  |  | Electricity Transmission Line | ON | QC |  | 0.43883 | 3467333.9987
LCP_Inputs_ON_Electric_Howarth_2023_05_05 | 2041 |  |  | Hydrogen |  | Capacity-Interconnection | FOM | 0 |  |  | H2 Pipeline - New | ON | QC |  | 0.43883 | 0
LCP_Inputs_ON_Electric_Howarth_2023_05_05 | 2041 |  |  | Hydrogen |  | Capacity-Interconnection | FOM | 0 |  |  | H2 Pipeline - Repurposed | ON | QC |  | 0.43883 | 0
LCP_Inputs_ON_Electric_Howarth_2023_05_05 | 2041 |  |  | Methane |  | Capacity-Interconnection | FOM | 0 |  |  | CH4 Pipeline | ON | WC |  | 0.43883 | 0
LCP_Inputs_ON_Electric_Howarth_2023_05_05 | 2041 |  |  | Electricity |  | Capacity-Interconnection | FOM | 22575000 |  |  | Electricity Transmission Line | ON | WC |  | 0.43883 | 9906668.5678
LCP_Inputs_ON_Electric_Howarth_2023_05_05 | 2041 |  |  | Hydrogen |  | Capacity-Interconnection | FOM | 0 |  |  | H2 Pipeline - New | ON | WC |  | 0.43883 | 0
LCP_Inputs_ON_Electric_Howarth_2023_05_05 | 2041 |  |  | Hydrogen |  | Capacity-Interconnection | FOM | 136399862.563 |  |  | H2 Pipeline - Repurposed | ON | WC |  | 0.43883 | 59856843.0168
LCP_Inputs_ON_Electric_Howarth_2023_05_05 | 2041 |  |  | Methane |  | Capacity-Intraconnection | FOM | 0 |  |  | CH4 Pipeline | PJ | PJ |  | 0.43883 | 0
LCP_Inputs_ON_Electric_Howarth_2023_05_05 | 2041 |  |  | Electricity |  | Capacity-Intraconnection | FOM | 0 |  |  | Electricity Transmission Line | PJ | PJ |  | 0.43883 | 0
LCP_Inputs_ON_Electric_Howarth_2023_05_05 | 2041 |  |  | Hydrogen |  | Capacity-Intraconnection | FOM | 0 |  |  | H2 Pipeline - New | PJ | PJ |  | 0.43883 | 0
LCP_Inputs_ON_Electric_Howarth_2023_05_05 | 2041 |  |  | Hydrogen |  | Capacity-Intraconnection | FOM | 0 |  |  | H2 Pipeline - Repurposed | PJ | PJ |  | 0.43883 | 0
LCP_Inputs_ON_Electric_Howarth_2023_05_05 | 2041 |  |  | Electricity |  | Capacity-Interconnection | FOM | 18115076.4092 |  |  | Electricity Transmission Line | QC | NY |  | 0.43883 | 7949504.2333
LCP_Inputs_ON_Electric_Howarth_2023_05_05 | 2041 |  |  | Methane |  | Capacity-Intraconnection | FOM | 0 |  |  | CH4 Pipeline | QC | QC |  | 0.43883 | 0
LCP_Inputs_ON_Electric_Howarth_2023_05_05 | 2041 |  |  | Electricity |  | Capacity-Intraconnection | FOM | 0 |  |  | Electricity Transmission Line | QC | QC |  | 0.43883 | 0
LCP_Inputs_ON_Electric_Howarth_2023_05_05 | 2041 |  |  | Hydrogen |  | Capacity-Intraconnection | FOM | 0 |  |  | H2 Pipeline - New | QC | QC |  | 0.43883 | 0
LCP_Inputs_ON_Electric_Howarth_2023_05_05 | 2041 |  |  | Hydrogen |  | Capacity-Intraconnection | FOM | 0 |  |  | H2 Pipeline - Repurposed | QC | QC |  | 0.43883 | 0
LCP_Inputs_ON_Electric_Howarth_2023_05_05 | 2041 |  |  | Electricity |  | Capacity-Interconnection | FOM | 3239318.5597 |  |  | Electricity Transmission Line | WC | MI |  | 0.43883 | 1421521.832
LCP_Inputs_ON_Electric_Howarth_2023_05_05 | 2041 |  |  | Methane |  | Capacity-Intraconnection | FOM | 0 |  |  | CH4 Pipeline | WC | WC |  | 0.43883 | 0
LCP_Inputs_ON_Electric_Howarth_2023_05_05 | 2041 |  |  | Electricity |  | Capacity-Intraconnection | FOM | 0 |  |  | Electricity Transmission Line | WC | WC |  | 0.43883 | 0
LCP_Inputs_ON_Electric_Howarth_2023_05_05 | 2041 |  |  | Hydrogen |  | Capacity-Intraconnection | FOM | 0 |  |  | H2 Pipeline - New | WC | WC |  | 0.43883 | 0
LCP_Inputs_ON_Electric_Howarth_2023_05_05 | 2041 |  |  | Hydrogen |  | Capacity-Intraconnection | FOM | 0 |  |  | H2 Pipeline - Repurposed | WC | WC |  | 0.43883 | 0
LCP_Inputs_ON_Electric_Howarth_2023_05_05 | 2042 |  |  | Methane |  | Capacity-Intraconnection | FOM | 0 |  |  | CH4 Pipeline | MI | MI |  | 0.42196 | 0
LCP_Inputs_ON_Electric_Howarth_2023_05_05 | 2042 |  |  | Electricity |  | Capacity-Intraconnection | FOM | 0 |  |  | Electricity Transmission Line | MI | MI |  | 0.42196 | 0
LCP_Inputs_ON_Electric_Howarth_2023_05_05 | 2042 |  |  | Hydrogen |  | Capacity-Intraconnection | FOM | 0 |  |  | H2 Pipeline - New | MI | MI |  | 0.42196 | 0
LCP_Inputs_ON_Electric_Howarth_2023_05_05 | 2042 |  |  | Hydrogen |  | Capacity-Intraconnection | FOM | 0 |  |  | H2 Pipeline - Repurposed | MI | MI |  | 0.42196 | 0
LCP_Inputs_ON_Electric_Howarth_2023_05_05 | 2042 |  |  | Methane |  | Capacity-Intraconnection | FOM | 0 |  |  | CH4 Pipeline | NY | NY |  | 0.42196 | 0
LCP_Inputs_ON_Electric_Howarth_2023_05_05 | 2042 |  |  | Electricity |  | Capacity-Intraconnection | FOM | 0 |  |  | Electricity Transmission Line | NY | NY |  | 0.42196 | 0
LCP_Inputs_ON_Electric_Howarth_2023_05_05 | 2042 |  |  | Hydrogen |  | Capacity-Intraconnection | FOM | 0 |  |  | H2 Pipeline - New | NY | NY |  | 0.42196 | 0
LCP_Inputs_ON_Electric_Howarth_2023_05_05 | 2042 |  |  | Hydrogen |  | Capacity-Intraconnection | FOM | 0 |  |  | H2 Pipeline - Repurposed | NY | NY |  | 0.42196 | 0
LCP_Inputs_ON_Electric_Howarth_2023_05_05 | 2042 |  |  | Methane |  | Capacity-Interconnection | FOM | 0 |  |  | CH4 Pipeline | ON | MI |  | 0.42196 | 0
LCP_Inputs_ON_Electric_Howarth_2023_05_05 | 2042 |  |  | Electricity |  | Capacity-Interconnection | FOM | 5643750 |  |  | Electricity Transmission Line | ON | MI |  | 0.42196 | 2381410.7134
LCP_Inputs_ON_Electric_Howarth_2023_05_05 | 2042 |  |  | Hydrogen |  | Capacity-Interconnection | FOM | 0 |  |  | H2 Pipeline - New | ON | MI |  | 0.42196 | 0
LCP_Inputs_ON_Electric_Howarth_2023_05_05 | 2042 |  |  | Hydrogen |  | Capacity-Interconnection | FOM | 0 |  |  | H2 Pipeline - Repurposed | ON | MI |  | 0.42196 | 0
LCP_Inputs_ON_Electric_Howarth_2023_05_05 | 2042 |  |  | Methane |  | Capacity-Interconnection | FOM | 0 |  |  | CH4 Pipeline | ON | NY |  | 0.42196 | 0
LCP_Inputs_ON_Electric_Howarth_2023_05_05 | 2042 |  |  | Electricity |  | Capacity-Interconnection | FOM | 5643750 |  |  | Electricity Transmission Line | ON | NY |  | 0.42196 | 2381410.7134
LCP_Inputs_ON_Electric_Howarth_2023_05_05 | 2042 |  |  | Hydrogen |  | Capacity-Interconnection | FOM | 0 |  |  | H2 Pipeline - New | ON | NY |  | 0.42196 | 0
LCP_Inputs_ON_Electric_Howarth_2023_05_05 | 2042 |  |  | Hydrogen |  | Capacity-Interconnection | FOM | 0 |  |  | H2 Pipeline - Repurposed | ON | NY |  | 0.42196 | 0
LCP_Inputs_ON_Electric_Howarth_2023_05_05 | 2042 |  |  | Methane |  | Capacity-Intraconnection | FOM | 0 |  |  | CH4 Pipeline | ON | ON |  | 0.42196 | 0
LCP_Inputs_ON_Electric_Howarth_2023_05_05 | 2042 |  |  | Electricity |  | Capacity-Intraconnection | FOM | 0 |  |  | Electricity Transmission Line | ON | ON |  | 0.42196 | 0
LCP_Inputs_ON_Electric_Howarth_2023_05_05 | 2042 |  |  | Hydrogen |  | Capacity-Intraconnection | FOM | 0 |  |  | H2 Pipeline - New | ON | ON |  | 0.42196 | 0
LCP_Inputs_ON_Electric_Howarth_2023_05_05 | 2042 |  |  | Hydrogen |  | Capacity-Intraconnection | FOM | 0 |  |  | H2 Pipeline - Repurposed | ON | ON |  | 0.42196 | 0
LCP_Inputs_ON_Electric_Howarth_2023_05_05 | 2042 |  |  | Methane |  | Capacity-Interconnection | FOM | 0 |  |  | CH4 Pipeline | ON | PJ |  | 0.42196 | 0
LCP_Inputs_ON_Electric_Howarth_2023_05_05 | 2042 |  |  | Electricity |  | Capacity-Interconnection | FOM | 1128750 |  |  | Electricity Transmission Line | ON | PJ |  | 0.42196 | 476282.1427
LCP_Inputs_ON_Electric_Howarth_2023_05_05 | 2042 |  |  | Hydrogen |  | Capacity-Interconnection | FOM | 0 |  |  | H2 Pipeline - New | ON | PJ |  | 0.42196 | 0
LCP_Inputs_ON_Electric_Howarth_2023_05_05 | 2042 |  |  | Hydrogen |  | Capacity-Interconnection | FOM | 0 |  |  | H2 Pipeline - Repurposed | ON | PJ |  | 0.42196 | 0
LCP_Inputs_ON_Electric_Howarth_2023_05_05 | 2042 |  |  | Methane |  | Capacity-Interconnection | FOM | 0 |  |  | CH4 Pipeline | ON | QC |  | 0.42196 | 0
LCP_Inputs_ON_Electric_Howarth_2023_05_05 | 2042 |  |  | Electricity |  | Capacity-Interconnection | FOM | 7901250 |  |  | Electricity Transmission Line | ON | QC |  | 0.42196 | 3333974.9988
LCP_Inputs_ON_Electric_Howarth_2023_05_05 | 2042 |  |  | Hydrogen |  | Capacity-Interconnection | FOM | 0 |  |  | H2 Pipeline - New | ON | QC |  | 0.42196 | 0
LCP_Inputs_ON_Electric_Howarth_2023_05_05 | 2042 |  |  | Hydrogen |  | Capacity-Interconnection | FOM | 0 |  |  | H2 Pipeline - Repurposed | ON | QC |  | 0.42196 | 0
LCP_Inputs_ON_Electric_Howarth_2023_05_05 | 2042 |  |  | Methane |  | Capacity-Interconnection | FOM | 0 |  |  | CH4 Pipeline | ON | WC |  | 0.42196 | 0
LCP_Inputs_ON_Electric_Howarth_2023_05_05 | 2042 |  |  | Electricity |  | Capacity-Interconnection | FOM | 22575000 |  |  | Electricity Transmission Line | ON | WC |  | 0.42196 | 9525642.8536
LCP_Inputs_ON_Electric_Howarth_2023_05_05 | 2042 |  |  | Hydrogen |  | Capacity-Interconnection | FOM | 0 |  |  | H2 Pipeline - New | ON | WC |  | 0.42196 | 0
LCP_Inputs_ON_Electric_Howarth_2023_05_05 | 2042 |  |  | Hydrogen |  | Capacity-Interconnection | FOM | 136399862.563 |  |  | H2 Pipeline - Repurposed | ON | WC |  | 0.42196 | 57554656.7469
LCP_Inputs_ON_Electric_Howarth_2023_05_05 | 2042 |  |  | Methane |  | Capacity-Intraconnection | FOM | 0 |  |  | CH4 Pipeline | PJ | PJ |  | 0.42196 | 0
LCP_Inputs_ON_Electric_Howarth_2023_05_05 | 2042 |  |  | Electricity |  | Capacity-Intraconnection | FOM | 0 |  |  | Electricity Transmission Line | PJ | PJ |  | 0.42196 | 0
LCP_Inputs_ON_Electric_Howarth_2023_05_05 | 2042 |  |  | Hydrogen |  | Capacity-Intraconnection | FOM | 0 |  |  | H2 Pipeline - New | PJ | PJ |  | 0.42196 | 0
LCP_Inputs_ON_Electric_Howarth_2023_05_05 | 2042 |  |  | Hydrogen |  | Capacity-Intraconnection | FOM | 0 |  |  | H2 Pipeline - Repurposed | PJ | PJ |  | 0.42196 | 0
LCP_Inputs_ON_Electric_Howarth_2023_05_05 | 2042 |  |  | Electricity |  | Capacity-Interconnection | FOM | 18115076.4092 |  |  | Electricity Transmission Line | QC | NY |  | 0.42196 | 7643754.0705
LCP_Inputs_ON_Electric_Howarth_2023_05_05 | 2042 |  |  | Methane |  | Capacity-Intraconnection | FOM | 0 |  |  | CH4 Pipeline | QC | QC |  | 0.42196 | 0
LCP_Inputs_ON_Electric_Howarth_2023_05_05 | 2042 |  |  | Electricity |  | Capacity-Intraconnection | FOM | 0 |  |  | Electricity Transmission Line | QC | QC |  | 0.42196 | 0
LCP_Inputs_ON_Electric_Howarth_2023_05_05 | 2042 |  |  | Hydrogen |  | Capacity-Intraconnection | FOM | 0 |  |  | H2 Pipeline - New | QC | QC |  | 0.42196 | 0
LCP_Inputs_ON_Electric_Howarth_2023_05_05 | 2042 |  |  | Hydrogen |  | Capacity-Intraconnection | FOM | 0 |  |  | H2 Pipeline - Repurposed | QC | QC |  | 0.42196 | 0
LCP_Inputs_ON_Electric_Howarth_2023_05_05 | 2042 |  |  | Electricity |  | Capacity-Interconnection | FOM | 3239318.5597 |  |  | Electricity Transmission Line | WC | MI |  | 0.42196 | 1366847.9154
LCP_Inputs_ON_Electric_Howarth_2023_05_05 | 2042 |  |  | Methane |  | Capacity-Intraconnection | FOM | 0 |  |  | CH4 Pipeline | WC | WC |  | 0.42196 | 0
LCP_Inputs_ON_Electric_Howarth_2023_05_05 | 2042 |  |  | Electricity |  | Capacity-Intraconnection | FOM | 0 |  |  | Electricity Transmission Line | WC | WC |  | 0.42196 | 0
LCP_Inputs_ON_Electric_Howarth_2023_05_05 | 2042 |  |  | Hydrogen |  | Capacity-Intraconnection | FOM | 0 |  |  | H2 Pipeline - New | WC | WC |  | 0.42196 | 0
LCP_Inputs_ON_Electric_Howarth_2023_05_05 | 2042 |  |  | Hydrogen |  | Capacity-Intraconnection | FOM | 0 |  |  | H2 Pipeline - Repurposed | WC | WC |  | 0.42196 | 0
LCP_Inputs_ON_Electric_Howarth_2023_05_05 | 2043 |  |  | Methane |  | Capacity-Intraconnection | FOM | 0 |  |  | CH4 Pipeline | MI | MI |  | 0.40573 | 0
LCP_Inputs_ON_Electric_Howarth_2023_05_05 | 2043 |  |  | Electricity |  | Capacity-Intraconnection | FOM | 0 |  |  | Electricity Transmission Line | MI | MI |  | 0.40573 | 0
LCP_Inputs_ON_Electric_Howarth_2023_05_05 | 2043 |  |  | Hydrogen |  | Capacity-Intraconnection | FOM | 0 |  |  | H2 Pipeline - New | MI | MI |  | 0.40573 | 0
LCP_Inputs_ON_Electric_Howarth_2023_05_05 | 2043 |  |  | Hydrogen |  | Capacity-Intraconnection | FOM | 0 |  |  | H2 Pipeline - Repurposed | MI | MI |  | 0.40573 | 0
LCP_Inputs_ON_Electric_Howarth_2023_05_05 | 2043 |  |  | Methane |  | Capacity-Intraconnection | FOM | 0 |  |  | CH4 Pipeline | NY | NY |  | 0.40573 | 0
LCP_Inputs_ON_Electric_Howarth_2023_05_05 | 2043 |  |  | Electricity |  | Capacity-Intraconnection | FOM | 0 |  |  | Electricity Transmission Line | NY | NY |  | 0.40573 | 0
LCP_Inputs_ON_Electric_Howarth_2023_05_05 | 2043 |  |  | Hydrogen |  | Capacity-Intraconnection | FOM | 0 |  |  | H2 Pipeline - New | NY | NY |  | 0.40573 | 0
LCP_Inputs_ON_Electric_Howarth_2023_05_05 | 2043 |  |  | Hydrogen |  | Capacity-Intraconnection | FOM | 0 |  |  | H2 Pipeline - Repurposed | NY | NY |  | 0.40573 | 0
LCP_Inputs_ON_Electric_Howarth_2023_05_05 | 2043 |  |  | Methane |  | Capacity-Interconnection | FOM | 0 |  |  | CH4 Pipeline | ON | MI |  | 0.40573 | 0
LCP_Inputs_ON_Electric_Howarth_2023_05_05 | 2043 |  |  | Electricity |  | Capacity-Interconnection | FOM | 5643750 |  |  | Electricity Transmission Line | ON | MI |  | 0.40573 | 2289817.9937
LCP_Inputs_ON_Electric_Howarth_2023_05_05 | 2043 |  |  | Hydrogen |  | Capacity-Interconnection | FOM | 0 |  |  | H2 Pipeline - New | ON | MI |  | 0.40573 | 0
LCP_Inputs_ON_Electric_Howarth_2023_05_05 | 2043 |  |  | Hydrogen |  | Capacity-Interconnection | FOM | 0 |  |  | H2 Pipeline - Repurposed | ON | MI |  | 0.40573 | 0
LCP_Inputs_ON_Electric_Howarth_2023_05_05 | 2043 |  |  | Methane |  | Capacity-Interconnection | FOM | 0 |  |  | CH4 Pipeline | ON | NY |  | 0.40573 | 0
LCP_Inputs_ON_Electric_Howarth_2023_05_05 | 2043 |  |  | Electricity |  | Capacity-Interconnection | FOM | 5643750 |  |  | Electricity Transmission Line | ON | NY |  | 0.40573 | 2289817.9937
LCP_Inputs_ON_Electric_Howarth_2023_05_05 | 2043 |  |  | Hydrogen |  | Capacity-Interconnection | FOM | 0 |  |  | H2 Pipeline - New | ON | NY |  | 0.40573 | 0
LCP_Inputs_ON_Electric_Howarth_2023_05_05 | 2043 |  |  | Hydrogen |  | Capacity-Interconnection | FOM | 0 |  |  | H2 Pipeline - Repurposed | ON | NY |  | 0.40573 | 0
LCP_Inputs_ON_Electric_Howarth_2023_05_05 | 2043 |  |  | Methane |  | Capacity-Intraconnection | FOM | 0 |  |  | CH4 Pipeline | ON | ON |  | 0.40573 | 0
LCP_Inputs_ON_Electric_Howarth_2023_05_05 | 2043 |  |  | Electricity |  | Capacity-Intraconnection | FOM | 0 |  |  | Electricity Transmission Line | ON | ON |  | 0.40573 | 0
LCP_Inputs_ON_Electric_Howarth_2023_05_05 | 2043 |  |  | Hydrogen |  | Capacity-Intraconnection | FOM | 0 |  |  | H2 Pipeline - New | ON | ON |  | 0.40573 | 0
LCP_Inputs_ON_Electric_Howarth_2023_05_05 | 2043 |  |  | Hydrogen |  | Capacity-Intraconnection | FOM | 0 |  |  | H2 Pipeline - Repurposed | ON | ON |  | 0.40573 | 0
LCP_Inputs_ON_Electric_Howarth_2023_05_05 | 2043 |  |  | Methane |  | Capacity-Interconnection | FOM | 0 |  |  | CH4 Pipeline | ON | PJ |  | 0.40573 | 0
LCP_Inputs_ON_Electric_Howarth_2023_05_05 | 2043 |  |  | Electricity |  | Capacity-Interconnection | FOM | 1128750 |  |  | Electricity Transmission Line | ON | PJ |  | 0.40573 | 457963.5987
LCP_Inputs_ON_Electric_Howarth_2023_05_05 | 2043 |  |  | Hydrogen |  | Capacity-Interconnection | FOM | 0 |  |  | H2 Pipeline - New | ON | PJ |  | 0.40573 | 0
LCP_Inputs_ON_Electric_Howarth_2023_05_05 | 2043 |  |  | Hydrogen |  | Capacity-Interconnection | FOM | 0 |  |  | H2 Pipeline - Repurposed | ON | PJ |  | 0.40573 | 0
LCP_Inputs_ON_Electric_Howarth_2023_05_05 | 2043 |  |  | Methane |  | Capacity-Interconnection | FOM | 0 |  |  | CH4 Pipeline | ON | QC |  | 0.40573 | 0
LCP_Inputs_ON_Electric_Howarth_2023_05_05 | 2043 |  |  | Electricity |  | Capacity-Interconnection | FOM | 7901250 |  |  | Electricity Transmission Line | ON | QC |  | 0.40573 | 3205745.1911
LCP_Inputs_ON_Electric_Howarth_2023_05_05 | 2043 |  |  | Hydrogen |  | Capacity-Interconnection | FOM | 0 |  |  | H2 Pipeline - New | ON | QC |  | 0.40573 | 0
LCP_Inputs_ON_Electric_Howarth_2023_05_05 | 2043 |  |  | Hydrogen |  | Capacity-Interconnection | FOM | 0 |  |  | H2 Pipeline - Repurposed | ON | QC |  | 0.40573 | 0
LCP_Inputs_ON_Electric_Howarth_2023_05_05 | 2043 |  |  | Methane |  | Capacity-Interconnection | FOM | 0 |  |  | CH4 Pipeline | ON | WC |  | 0.40573 | 0
LCP_Inputs_ON_Electric_Howarth_2023_05_05 | 2043 |  |  | Electricity |  | Capacity-Interconnection | FOM | 22575000 |  |  | Electricity Transmission Line | ON | WC |  | 0.40573 | 9159271.9747
LCP_Inputs_ON_Electric_Howarth_2023_05_05 | 2043 |  |  | Hydrogen |  | Capacity-Interconnection | FOM | 0 |  |  | H2 Pipeline - New | ON | WC |  | 0.40573 | 0
LCP_Inputs_ON_Electric_Howarth_2023_05_05 | 2043 |  |  | Hydrogen |  | Capacity-Interconnection | FOM | 136399862.563 |  |  | H2 Pipeline - Repurposed | ON | WC |  | 0.40573 | 55341016.1028
LCP_Inputs_ON_Electric_Howarth_2023_05_05 | 2043 |  |  | Methane |  | Capacity-Intraconnection | FOM | 0 |  |  | CH4 Pipeline | PJ | PJ |  | 0.40573 | 0
LCP_Inputs_ON_Electric_Howarth_2023_05_05 | 2043 |  |  | Electricity |  | Capacity-Intraconnection | FOM | 0 |  |  | Electricity Transmission Line | PJ | PJ |  | 0.40573 | 0
LCP_Inputs_ON_Electric_Howarth_2023_05_05 | 2043 |  |  | Hydrogen |  | Capacity-Intraconnection | FOM | 0 |  |  | H2 Pipeline - New | PJ | PJ |  | 0.40573 | 0
LCP_Inputs_ON_Electric_Howarth_2023_05_05 | 2043 |  |  | Hydrogen |  | Capacity-Intraconnection | FOM | 0 |  |  | H2 Pipeline - Repurposed | PJ | PJ |  | 0.40573 | 0
LCP_Inputs_ON_Electric_Howarth_2023_05_05 | 2043 |  |  | Electricity |  | Capacity-Interconnection | FOM | 18115076.4092 |  |  | Electricity Transmission Line | QC | NY |  | 0.40573 | 7349763.5293
LCP_Inputs_ON_Electric_Howarth_2023_05_05 | 2043 |  |  | Methane |  | Capacity-Intraconnection | FOM | 0 |  |  | CH4 Pipeline | QC | QC |  | 0.40573 | 0
LCP_Inputs_ON_Electric_Howarth_2023_05_05 | 2043 |  |  | Electricity |  | Capacity-Intraconnection | FOM | 0 |  |  | Electricity Transmission Line | QC | QC |  | 0.40573 | 0
LCP_Inputs_ON_Electric_Howarth_2023_05_05 | 2043 |  |  | Hydrogen |  | Capacity-Intraconnection | FOM | 0 |  |  | H2 Pipeline - New | QC | QC |  | 0.40573 | 0
LCP_Inputs_ON_Electric_Howarth_2023_05_05 | 2043 |  |  | Hydrogen |  | Capacity-Intraconnection | FOM | 0 |  |  | H2 Pipeline - Repurposed | QC | QC |  | 0.40573 | 0
LCP_Inputs_ON_Electric_Howarth_2023_05_05 | 2043 |  |  | Electricity |  | Capacity-Interconnection | FOM | 3239318.5597 |  |  | Electricity Transmission Line | WC | MI |  | 0.40573 | 1314276.8417
LCP_Inputs_ON_Electric_Howarth_2023_05_05 | 2043 |  |  | Methane |  | Capacity-Intraconnection | FOM | 0 |  |  | CH4 Pipeline | WC | WC |  | 0.40573 | 0
LCP_Inputs_ON_Electric_Howarth_2023_05_05 | 2043 |  |  | Electricity |  | Capacity-Intraconnection | FOM | 0 |  |  | Electricity Transmission Line | WC | WC |  | 0.40573 | 0
LCP_Inputs_ON_Electric_Howarth_2023_05_05 | 2043 |  |  | Hydrogen |  | Capacity-Intraconnection | FOM | 0 |  |  | H2 Pipeline - New | WC | WC |  | 0.40573 | 0
LCP_Inputs_ON_Electric_Howarth_2023_05_05 | 2043 |  |  | Hydrogen |  | Capacity-Intraconnection | FOM | 0 |  |  | H2 Pipeline - Repurposed | WC | WC |  | 0.40573 | 0
LCP_Inputs_ON_Electric_Howarth_2023_05_05 | 2044 |  |  | Methane |  | Capacity-Intraconnection | FOM | 0 |  |  | CH4 Pipeline | MI | MI |  | 0.39012 | 0
LCP_Inputs_ON_Electric_Howarth_2023_05_05 | 2044 |  |  | Electricity |  | Capacity-Intraconnection | FOM | 0 |  |  | Electricity Transmission Line | MI | MI |  | 0.39012 | 0
LCP_Inputs_ON_Electric_Howarth_2023_05_05 | 2044 |  |  | Hydrogen |  | Capacity-Intraconnection | FOM | 0 |  |  | H2 Pipeline - New | MI | MI |  | 0.39012 | 0
LCP_Inputs_ON_Electric_Howarth_2023_05_05 | 2044 |  |  | Hydrogen |  | Capacity-Intraconnection | FOM | 0 |  |  | H2 Pipeline - Repurposed | MI | MI |  | 0.39012 | 0
LCP_Inputs_ON_Electric_Howarth_2023_05_05 | 2044 |  |  | Methane |  | Capacity-Intraconnection | FOM | 0 |  |  | CH4 Pipeline | NY | NY |  | 0.39012 | 0
LCP_Inputs_ON_Electric_Howarth_2023_05_05 | 2044 |  |  | Electricity |  | Capacity-Intraconnection | FOM | 0 |  |  | Electricity Transmission Line | NY | NY |  | 0.39012 | 0
LCP_Inputs_ON_Electric_Howarth_2023_05_05 | 2044 |  |  | Hydrogen |  | Capacity-Intraconnection | FOM | 0 |  |  | H2 Pipeline - New | NY | NY |  | 0.39012 | 0
LCP_Inputs_ON_Electric_Howarth_2023_05_05 | 2044 |  |  | Hydrogen |  | Capacity-Intraconnection | FOM | 0 |  |  | H2 Pipeline - Repurposed | NY | NY |  | 0.39012 | 0
LCP_Inputs_ON_Electric_Howarth_2023_05_05 | 2044 |  |  | Methane |  | Capacity-Interconnection | FOM | 0 |  |  | CH4 Pipeline | ON | MI |  | 0.39012 | 0
LCP_Inputs_ON_Electric_Howarth_2023_05_05 | 2044 |  |  | Electricity |  | Capacity-Interconnection | FOM | 5643750 |  |  | Electricity Transmission Line | ON | MI |  | 0.39012 | 2201748.0708
LCP_Inputs_ON_Electric_Howarth_2023_05_05 | 2044 |  |  | Hydrogen |  | Capacity-Interconnection | FOM | 0 |  |  | H2 Pipeline - New | ON | MI |  | 0.39012 | 0
LCP_Inputs_ON_Electric_Howarth_2023_05_05 | 2044 |  |  | Hydrogen |  | Capacity-Interconnection | FOM | 0 |  |  | H2 Pipeline - Repurposed | ON | MI |  | 0.39012 | 0
LCP_Inputs_ON_Electric_Howarth_2023_05_05 | 2044 |  |  | Methane |  | Capacity-Interconnection | FOM | 0 |  |  | CH4 Pipeline | ON | NY |  | 0.39012 | 0
LCP_Inputs_ON_Electric_Howarth_2023_05_05 | 2044 |  |  | Electricity |  | Capacity-Interconnection | FOM | 5643750 |  |  | Electricity Transmission Line | ON | NY |  | 0.39012 | 2201748.0708
LCP_Inputs_ON_Electric_Howarth_2023_05_05 | 2044 |  |  | Hydrogen |  | Capacity-Interconnection | FOM | 0 |  |  | H2 Pipeline - New | ON | NY |  | 0.39012 | 0
LCP_Inputs_ON_Electric_Howarth_2023_05_05 | 2044 |  |  | Hydrogen |  | Capacity-Interconnection | FOM | 0 |  |  | H2 Pipeline - Repurposed | ON | NY |  | 0.39012 | 0
LCP_Inputs_ON_Electric_Howarth_2023_05_05 | 2044 |  |  | Methane |  | Capacity-Intraconnection | FOM | 0 |  |  | CH4 Pipeline | ON | ON |  | 0.39012 | 0
LCP_Inputs_ON_Electric_Howarth_2023_05_05 | 2044 |  |  | Electricity |  | Capacity-Intraconnection | FOM | 0 |  |  | Electricity Transmission Line | ON | ON |  | 0.39012 | 0
LCP_Inputs_ON_Electric_Howarth_2023_05_05 | 2044 |  |  | Hydrogen |  | Capacity-Intraconnection | FOM | 0 |  |  | H2 Pipeline - New | ON | ON |  | 0.39012 | 0
LCP_Inputs_ON_Electric_Howarth_2023_05_05 | 2044 |  |  | Hydrogen |  | Capacity-Intraconnection | FOM | 0 |  |  | H2 Pipeline - Repurposed | ON | ON |  | 0.39012 | 0
LCP_Inputs_ON_Electric_Howarth_2023_05_05 | 2044 |  |  | Methane |  | Capacity-Interconnection | FOM | 0 |  |  | CH4 Pipeline | ON | PJ |  | 0.39012 | 0
LCP_Inputs_ON_Electric_Howarth_2023_05_05 | 2044 |  |  | Electricity |  | Capacity-Interconnection | FOM | 1128750 |  |  | Electricity Transmission Line | ON | PJ |  | 0.39012 | 440349.6142
LCP_Inputs_ON_Electric_Howarth_2023_05_05 | 2044 |  |  | Hydrogen |  | Capacity-Interconnection | FOM | 0 |  |  | H2 Pipeline - New | ON | PJ |  | 0.39012 | 0
LCP_Inputs_ON_Electric_Howarth_2023_05_05 | 2044 |  |  | Hydrogen |  | Capacity-Interconnection | FOM | 0 |  |  | H2 Pipeline - Repurposed | ON | PJ |  | 0.39012 | 0
LCP_Inputs_ON_Electric_Howarth_2023_05_05 | 2044 |  |  | Methane |  | Capacity-Interconnection | FOM | 0 |  |  | CH4 Pipeline | ON | QC |  | 0.39012 | 0
LCP_Inputs_ON_Electric_Howarth_2023_05_05 | 2044 |  |  | Electricity |  | Capacity-Interconnection | FOM | 7901250 |  |  | Electricity Transmission Line | ON | QC |  | 0.39012 | 3082447.2992
LCP_Inputs_ON_Electric_Howarth_2023_05_05 | 2044 |  |  | Hydrogen |  | Capacity-Interconnection | FOM | 0 |  |  | H2 Pipeline - New | ON | QC |  | 0.39012 | 0
LCP_Inputs_ON_Electric_Howarth_2023_05_05 | 2044 |  |  | Hydrogen |  | Capacity-Interconnection | FOM | 0 |  |  | H2 Pipeline - Repurposed | ON | QC |  | 0.39012 | 0
LCP_Inputs_ON_Electric_Howarth_2023_05_05 | 2044 |  |  | Methane |  | Capacity-Interconnection | FOM | 0 |  |  | CH4 Pipeline | ON | WC |  | 0.39012 | 0
LCP_Inputs_ON_Electric_Howarth_2023_05_05 | 2044 |  |  | Electricity |  | Capacity-Interconnection | FOM | 22575000 |  |  | Electricity Transmission Line | ON | WC |  | 0.39012 | 8806992.2833
LCP_Inputs_ON_Electric_Howarth_2023_05_05 | 2044 |  |  | Hydrogen |  | Capacity-Interconnection | FOM | 0 |  |  | H2 Pipeline - New | ON | WC |  | 0.39012 | 0
LCP_Inputs_ON_Electric_Howarth_2023_05_05 | 2044 |  |  | Hydrogen |  | Capacity-Interconnection | FOM | 136399862.563 |  |  | H2 Pipeline - Repurposed | ON | WC |  | 0.39012 | 53212515.4834
LCP_Inputs_ON_Electric_Howarth_2023_05_05 | 2044 |  |  | Methane |  | Capacity-Intraconnection | FOM | 0 |  |  | CH4 Pipeline | PJ | PJ |  | 0.39012 | 0
LCP_Inputs_ON_Electric_Howarth_2023_05_05 | 2044 |  |  | Electricity |  | Capacity-Intraconnection | FOM | 0 |  |  | Electricity Transmission Line | PJ | PJ |  | 0.39012 | 0
LCP_Inputs_ON_Electric_Howarth_2023_05_05 | 2044 |  |  | Hydrogen |  | Capacity-Intraconnection | FOM | 0 |  |  | H2 Pipeline - New | PJ | PJ |  | 0.39012 | 0
LCP_Inputs_ON_Electric_Howarth_2023_05_05 | 2044 |  |  | Hydrogen |  | Capacity-Intraconnection | FOM | 0 |  |  | H2 Pipeline - Repurposed | PJ | PJ |  | 0.39012 | 0
LCP_Inputs_ON_Electric_Howarth_2023_05_05 | 2044 |  |  | Electricity |  | Capacity-Interconnection | FOM | 18115076.4092 |  |  | Electricity Transmission Line | QC | NY |  | 0.39012 | 7067080.3166
LCP_Inputs_ON_Electric_Howarth_2023_05_05 | 2044 |  |  | Methane |  | Capacity-Intraconnection | FOM | 0 |  |  | CH4 Pipeline | QC | QC |  | 0.39012 | 0
LCP_Inputs_ON_Electric_Howarth_2023_05_05 | 2044 |  |  | Electricity |  | Capacity-Intraconnection | FOM | 0 |  |  | Electricity Transmission Line | QC | QC |  | 0.39012 | 0
LCP_Inputs_ON_Electric_Howarth_2023_05_05 | 2044 |  |  | Hydrogen |  | Capacity-Intraconnection | FOM | 0 |  |  | H2 Pipeline - New | QC | QC |  | 0.39012 | 0
LCP_Inputs_ON_Electric_Howarth_2023_05_05 | 2044 |  |  | Hydrogen |  | Capacity-Intraconnection | FOM | 0 |  |  | H2 Pipeline - Repurposed | QC | QC |  | 0.39012 | 0
LCP_Inputs_ON_Electric_Howarth_2023_05_05 | 2044 |  |  | Electricity |  | Capacity-Interconnection | FOM | 3239318.5597 |  |  | Electricity Transmission Line | WC | MI |  | 0.39012 | 1263727.7324
LCP_Inputs_ON_Electric_Howarth_2023_05_05 | 2044 |  |  | Methane |  | Capacity-Intraconnection | FOM | 0 |  |  | CH4 Pipeline | WC | WC |  | 0.39012 | 0
LCP_Inputs_ON_Electric_Howarth_2023_05_05 | 2044 |  |  | Electricity |  | Capacity-Intraconnection | FOM | 0 |  |  | Electricity Transmission Line | WC | WC |  | 0.39012 | 0
LCP_Inputs_ON_Electric_Howarth_2023_05_05 | 2044 |  |  | Hydrogen |  | Capacity-Intraconnection | FOM | 0 |  |  | H2 Pipeline - New | WC | WC |  | 0.39012 | 0
LCP_Inputs_ON_Electric_Howarth_2023_05_05 | 2044 |  |  | Hydrogen |  | Capacity-Intraconnection | FOM | 0 |  |  | H2 Pipeline - Repurposed | WC | WC |  | 0.39012 | 0
LCP_Inputs_ON_Electric_Howarth_2023_05_05 | 2045 |  |  | Methane |  | Capacity-Intraconnection | FOM | 0 |  |  | CH4 Pipeline | MI | MI |  | 0.37512 | 0
LCP_Inputs_ON_Electric_Howarth_2023_05_05 | 2045 |  |  | Electricity |  | Capacity-Intraconnection | FOM | 0 |  |  | Electricity Transmission Line | MI | MI |  | 0.37512 | 0
LCP_Inputs_ON_Electric_Howarth_2023_05_05 | 2045 |  |  | Hydrogen |  | Capacity-Intraconnection | FOM | 0 |  |  | H2 Pipeline - New | MI | MI |  | 0.37512 | 0
LCP_Inputs_ON_Electric_Howarth_2023_05_05 | 2045 |  |  | Hydrogen |  | Capacity-Intraconnection | FOM | 0 |  |  | H2 Pipeline - Repurposed | MI | MI |  | 0.37512 | 0
LCP_Inputs_ON_Electric_Howarth_2023_05_05 | 2045 |  |  | Methane |  | Capacity-Intraconnection | FOM | 0 |  |  | CH4 Pipeline | NY | NY |  | 0.37512 | 0
LCP_Inputs_ON_Electric_Howarth_2023_05_05 | 2045 |  |  | Electricity |  | Capacity-Intraconnection | FOM | 0 |  |  | Electricity Transmission Line | NY | NY |  | 0.37512 | 0
LCP_Inputs_ON_Electric_Howarth_2023_05_05 | 2045 |  |  | Hydrogen |  | Capacity-Intraconnection | FOM | 0 |  |  | H2 Pipeline - New | NY | NY |  | 0.37512 | 0
LCP_Inputs_ON_Electric_Howarth_2023_05_05 | 2045 |  |  | Hydrogen |  | Capacity-Intraconnection | FOM | 0 |  |  | H2 Pipeline - Repurposed | NY | NY |  | 0.37512 | 0
LCP_Inputs_ON_Electric_Howarth_2023_05_05 | 2045 |  |  | Methane |  | Capacity-Interconnection | FOM | 0 |  |  | CH4 Pipeline | ON | MI |  | 0.37512 | 0
LCP_Inputs_ON_Electric_Howarth_2023_05_05 | 2045 |  |  | Electricity |  | Capacity-Interconnection | FOM | 5643750 |  |  | Electricity Transmission Line | ON | MI |  | 0.37512 | 2117065.4527
LCP_Inputs_ON_Electric_Howarth_2023_05_05 | 2045 |  |  | Hydrogen |  | Capacity-Interconnection | FOM | 0 |  |  | H2 Pipeline - New | ON | MI |  | 0.37512 | 0
LCP_Inputs_ON_Electric_Howarth_2023_05_05 | 2045 |  |  | Hydrogen |  | Capacity-Interconnection | FOM | 0 |  |  | H2 Pipeline - Repurposed | ON | MI |  | 0.37512 | 0
LCP_Inputs_ON_Electric_Howarth_2023_05_05 | 2045 |  |  | Methane |  | Capacity-Interconnection | FOM | 0 |  |  | CH4 Pipeline | ON | NY |  | 0.37512 | 0
LCP_Inputs_ON_Electric_Howarth_2023_05_05 | 2045 |  |  | Electricity |  | Capacity-Interconnection | FOM | 5643750 |  |  | Electricity Transmission Line | ON | NY |  | 0.37512 | 2117065.4527
LCP_Inputs_ON_Electric_Howarth_2023_05_05 | 2045 |  |  | Hydrogen |  | Capacity-Interconnection | FOM | 0 |  |  | H2 Pipeline - New | ON | NY |  | 0.37512 | 0
LCP_Inputs_ON_Electric_Howarth_2023_05_05 | 2045 |  |  | Hydrogen |  | Capacity-Interconnection | FOM | 0 |  |  | H2 Pipeline - Repurposed | ON | NY |  | 0.37512 | 0
LCP_Inputs_ON_Electric_Howarth_2023_05_05 | 2045 |  |  | Methane |  | Capacity-Intraconnection | FOM | 0 |  |  | CH4 Pipeline | ON | ON |  | 0.37512 | 0
LCP_Inputs_ON_Electric_Howarth_2023_05_05 | 2045 |  |  | Electricity |  | Capacity-Intraconnection | FOM | 0 |  |  | Electricity Transmission Line | ON | ON |  | 0.37512 | 0
LCP_Inputs_ON_Electric_Howarth_2023_05_05 | 2045 |  |  | Hydrogen |  | Capacity-Intraconnection | FOM | 0 |  |  | H2 Pipeline - New | ON | ON |  | 0.37512 | 0
LCP_Inputs_ON_Electric_Howarth_2023_05_05 | 2045 |  |  | Hydrogen |  | Capacity-Intraconnection | FOM | 0 |  |  | H2 Pipeline - Repurposed | ON | ON |  | 0.37512 | 0
LCP_Inputs_ON_Electric_Howarth_2023_05_05 | 2045 |  |  | Methane |  | Capacity-Interconnection | FOM | 0 |  |  | CH4 Pipeline | ON | PJ |  | 0.37512 | 0
LCP_Inputs_ON_Electric_Howarth_2023_05_05 | 2045 |  |  | Electricity |  | Capacity-Interconnection | FOM | 1128750 |  |  | Electricity Transmission Line | ON | PJ |  | 0.37512 | 423413.0905
LCP_Inputs_ON_Electric_Howarth_2023_05_05 | 2045 |  |  | Hydrogen |  | Capacity-Interconnection | FOM | 0 |  |  | H2 Pipeline - New | ON | PJ |  | 0.37512 | 0
LCP_Inputs_ON_Electric_Howarth_2023_05_05 | 2045 |  |  | Hydrogen |  | Capacity-Interconnection | FOM | 0 |  |  | H2 Pipeline - Repurposed | ON | PJ |  | 0.37512 | 0
LCP_Inputs_ON_Electric_Howarth_2023_05_05 | 2045 |  |  | Methane |  | Capacity-Interconnection | FOM | 0 |  |  | CH4 Pipeline | ON | QC |  | 0.37512 | 0
LCP_Inputs_ON_Electric_Howarth_2023_05_05 | 2045 |  |  | Electricity |  | Capacity-Interconnection | FOM | 7901250 |  |  | Electricity Transmission Line | ON | QC |  | 0.37512 | 2963891.6338
LCP_Inputs_ON_Electric_Howarth_2023_05_05 | 2045 |  |  | Hydrogen |  | Capacity-Interconnection | FOM | 0 |  |  | H2 Pipeline - New | ON | QC |  | 0.37512 | 0
LCP_Inputs_ON_Electric_Howarth_2023_05_05 | 2045 |  |  | Hydrogen |  | Capacity-Interconnection | FOM | 0 |  |  | H2 Pipeline - Repurposed | ON | QC |  | 0.37512 | 0
LCP_Inputs_ON_Electric_Howarth_2023_05_05 | 2045 |  |  | Methane |  | Capacity-Interconnection | FOM | 0 |  |  | CH4 Pipeline | ON | WC |  | 0.37512 | 0
LCP_Inputs_ON_Electric_Howarth_2023_05_05 | 2045 |  |  | Electricity |  | Capacity-Interconnection | FOM | 22575000 |  |  | Electricity Transmission Line | ON | WC |  | 0.37512 | 8468261.8109
LCP_Inputs_ON_Electric_Howarth_2023_05_05 | 2045 |  |  | Hydrogen |  | Capacity-Interconnection | FOM | 0 |  |  | H2 Pipeline - New | ON | WC |  | 0.37512 | 0
LCP_Inputs_ON_Electric_Howarth_2023_05_05 | 2045 |  |  | Hydrogen |  | Capacity-Interconnection | FOM | 136399862.563 |  |  | H2 Pipeline - Repurposed | ON | WC |  | 0.37512 | 51165880.2725
LCP_Inputs_ON_Electric_Howarth_2023_05_05 | 2045 |  |  | Methane |  | Capacity-Intraconnection | FOM | 0 |  |  | CH4 Pipeline | PJ | PJ |  | 0.37512 | 0
LCP_Inputs_ON_Electric_Howarth_2023_05_05 | 2045 |  |  | Electricity |  | Capacity-Intraconnection | FOM | 0 |  |  | Electricity Transmission Line | PJ | PJ |  | 0.37512 | 0
LCP_Inputs_ON_Electric_Howarth_2023_05_05 | 2045 |  |  | Hydrogen |  | Capacity-Intraconnection | FOM | 0 |  |  | H2 Pipeline - New | PJ | PJ |  | 0.37512 | 0
LCP_Inputs_ON_Electric_Howarth_2023_05_05 | 2045 |  |  | Hydrogen |  | Capacity-Intraconnection | FOM | 0 |  |  | H2 Pipeline - Repurposed | PJ | PJ |  | 0.37512 | 0
LCP_Inputs_ON_Electric_Howarth_2023_05_05 | 2045 |  |  | Electricity |  | Capacity-Interconnection | FOM | 18115076.4092 |  |  | Electricity Transmission Line | QC | NY |  | 0.37512 | 6795269.5352
LCP_Inputs_ON_Electric_Howarth_2023_05_05 | 2045 |  |  | Methane |  | Capacity-Intraconnection | FOM | 0 |  |  | CH4 Pipeline | QC | QC |  | 0.37512 | 0
LCP_Inputs_ON_Electric_Howarth_2023_05_05 | 2045 |  |  | Electricity |  | Capacity-Intraconnection | FOM | 0 |  |  | Electricity Transmission Line | QC | QC |  | 0.37512 | 0
LCP_Inputs_ON_Electric_Howarth_2023_05_05 | 2045 |  |  | Hydrogen |  | Capacity-Intraconnection | FOM | 0 |  |  | H2 Pipeline - New | QC | QC |  | 0.37512 | 0
LCP_Inputs_ON_Electric_Howarth_2023_05_05 | 2045 |  |  | Hydrogen |  | Capacity-Intraconnection | FOM | 0 |  |  | H2 Pipeline - Repurposed | QC | QC |  | 0.37512 | 0
LCP_Inputs_ON_Electric_Howarth_2023_05_05 | 2045 |  |  | Electricity |  | Capacity-Interconnection | FOM | 3239318.5597 |  |  | Electricity Transmission Line | WC | MI |  | 0.37512 | 1215122.8196
LCP_Inputs_ON_Electric_Howarth_2023_05_05 | 2045 |  |  | Methane |  | Capacity-Intraconnection | FOM | 0 |  |  | CH4 Pipeline | WC | WC |  | 0.37512 | 0
LCP_Inputs_ON_Electric_Howarth_2023_05_05 | 2045 |  |  | Electricity |  | Capacity-Intraconnection | FOM | 0 |  |  | Electricity Transmission Line | WC | WC |  | 0.37512 | 0
LCP_Inputs_ON_Electric_Howarth_2023_05_05 | 2045 |  |  | Hydrogen |  | Capacity-Intraconnection | FOM | 0 |  |  | H2 Pipeline - New | WC | WC |  | 0.37512 | 0
LCP_Inputs_ON_Electric_Howarth_2023_05_05 | 2045 |  |  | Hydrogen |  | Capacity-Intraconnection | FOM | 0 |  |  | H2 Pipeline - Repurposed | WC | WC |  | 0.37512 | 0
LCP_Inputs_ON_Electric_Howarth_2023_05_05 | 2046 |  |  | Methane |  | Capacity-Intraconnection | FOM | 0 |  |  | CH4 Pipeline | MI | MI |  | 0.36069 | 0
LCP_Inputs_ON_Electric_Howarth_2023_05_05 | 2046 |  |  | Electricity |  | Capacity-Intraconnection | FOM | 0 |  |  | Electricity Transmission Line | MI | MI |  | 0.36069 | 0
LCP_Inputs_ON_Electric_Howarth_2023_05_05 | 2046 |  |  | Hydrogen |  | Capacity-Intraconnection | FOM | 0 |  |  | H2 Pipeline - New | MI | MI |  | 0.36069 | 0
LCP_Inputs_ON_Electric_Howarth_2023_05_05 | 2046 |  |  | Hydrogen |  | Capacity-Intraconnection | FOM | 0 |  |  | H2 Pipeline - Repurposed | MI | MI |  | 0.36069 | 0
LCP_Inputs_ON_Electric_Howarth_2023_05_05 | 2046 |  |  | Methane |  | Capacity-Intraconnection | FOM | 0 |  |  | CH4 Pipeline | NY | NY |  | 0.36069 | 0
LCP_Inputs_ON_Electric_Howarth_2023_05_05 | 2046 |  |  | Electricity |  | Capacity-Intraconnection | FOM | 0 |  |  | Electricity Transmission Line | NY | NY |  | 0.36069 | 0
LCP_Inputs_ON_Electric_Howarth_2023_05_05 | 2046 |  |  | Hydrogen |  | Capacity-Intraconnection | FOM | 0 |  |  | H2 Pipeline - New | NY | NY |  | 0.36069 | 0
LCP_Inputs_ON_Electric_Howarth_2023_05_05 | 2046 |  |  | Hydrogen |  | Capacity-Intraconnection | FOM | 0 |  |  | H2 Pipeline - Repurposed | NY | NY |  | 0.36069 | 0
LCP_Inputs_ON_Electric_Howarth_2023_05_05 | 2046 |  |  | Methane |  | Capacity-Interconnection | FOM | 0 |  |  | CH4 Pipeline | ON | MI |  | 0.36069 | 0
LCP_Inputs_ON_Electric_Howarth_2023_05_05 | 2046 |  |  | Electricity |  | Capacity-Interconnection | FOM | 5643750 |  |  | Electricity Transmission Line | ON | MI |  | 0.36069 | 2035639.8584
LCP_Inputs_ON_Electric_Howarth_2023_05_05 | 2046 |  |  | Hydrogen |  | Capacity-Interconnection | FOM | 0 |  |  | H2 Pipeline - New | ON | MI |  | 0.36069 | 0
LCP_Inputs_ON_Electric_Howarth_2023_05_05 | 2046 |  |  | Hydrogen |  | Capacity-Interconnection | FOM | 0 |  |  | H2 Pipeline - Repurposed | ON | MI |  | 0.36069 | 0
LCP_Inputs_ON_Electric_Howarth_2023_05_05 | 2046 |  |  | Methane |  | Capacity-Interconnection | FOM | 0 |  |  | CH4 Pipeline | ON | NY |  | 0.36069 | 0
LCP_Inputs_ON_Electric_Howarth_2023_05_05 | 2046 |  |  | Electricity |  | Capacity-Interconnection | FOM | 5643750 |  |  | Electricity Transmission Line | ON | NY |  | 0.36069 | 2035639.8584
LCP_Inputs_ON_Electric_Howarth_2023_05_05 | 2046 |  |  | Hydrogen |  | Capacity-Interconnection | FOM | 0 |  |  | H2 Pipeline - New | ON | NY |  | 0.36069 | 0
LCP_Inputs_ON_Electric_Howarth_2023_05_05 | 2046 |  |  | Hydrogen |  | Capacity-Interconnection | FOM | 0 |  |  | H2 Pipeline - Repurposed | ON | NY |  | 0.36069 | 0
LCP_Inputs_ON_Electric_Howarth_2023_05_05 | 2046 |  |  | Methane |  | Capacity-Intraconnection | FOM | 0 |  |  | CH4 Pipeline | ON | ON |  | 0.36069 | 0
LCP_Inputs_ON_Electric_Howarth_2023_05_05 | 2046 |  |  | Electricity |  | Capacity-Intraconnection | FOM | 0 |  |  | Electricity Transmission Line | ON | ON |  | 0.36069 | 0
LCP_Inputs_ON_Electric_Howarth_2023_05_05 | 2046 |  |  | Hydrogen |  | Capacity-Intraconnection | FOM | 0 |  |  | H2 Pipeline - New | ON | ON |  | 0.36069 | 0
LCP_Inputs_ON_Electric_Howarth_2023_05_05 | 2046 |  |  | Hydrogen |  | Capacity-Intraconnection | FOM | 0 |  |  | H2 Pipeline - Repurposed | ON | ON |  | 0.36069 | 0
LCP_Inputs_ON_Electric_Howarth_2023_05_05 | 2046 |  |  | Methane |  | Capacity-Interconnection | FOM | 0 |  |  | CH4 Pipeline | ON | PJ |  | 0.36069 | 0
LCP_Inputs_ON_Electric_Howarth_2023_05_05 | 2046 |  |  | Electricity |  | Capacity-Interconnection | FOM | 1128750 |  |  | Electricity Transmission Line | ON | PJ |  | 0.36069 | 407127.9717
LCP_Inputs_ON_Electric_Howarth_2023_05_05 | 2046 |  |  | Hydrogen |  | Capacity-Interconnection | FOM | 0 |  |  | H2 Pipeline - New | ON | PJ |  | 0.36069 | 0
LCP_Inputs_ON_Electric_Howarth_2023_05_05 | 2046 |  |  | Hydrogen |  | Capacity-Interconnection | FOM | 0 |  |  | H2 Pipeline - Repurposed | ON | PJ |  | 0.36069 | 0
LCP_Inputs_ON_Electric_Howarth_2023_05_05 | 2046 |  |  | Methane |  | Capacity-Interconnection | FOM | 0 |  |  | CH4 Pipeline | ON | QC |  | 0.36069 | 0
LCP_Inputs_ON_Electric_Howarth_2023_05_05 | 2046 |  |  | Electricity |  | Capacity-Interconnection | FOM | 7901250 |  |  | Electricity Transmission Line | ON | QC |  | 0.36069 | 2849895.8017
LCP_Inputs_ON_Electric_Howarth_2023_05_05 | 2046 |  |  | Hydrogen |  | Capacity-Interconnection | FOM | 0 |  |  | H2 Pipeline - New | ON | QC |  | 0.36069 | 0
LCP_Inputs_ON_Electric_Howarth_2023_05_05 | 2046 |  |  | Hydrogen |  | Capacity-Interconnection | FOM | 0 |  |  | H2 Pipeline - Repurposed | ON | QC |  | 0.36069 | 0
LCP_Inputs_ON_Electric_Howarth_2023_05_05 | 2046 |  |  | Methane |  | Capacity-Interconnection | FOM | 0 |  |  | CH4 Pipeline | ON | WC |  | 0.36069 | 0
LCP_Inputs_ON_Electric_Howarth_2023_05_05 | 2046 |  |  | Electricity |  | Capacity-Interconnection | FOM | 22575000 |  |  | Electricity Transmission Line | ON | WC |  | 0.36069 | 8142559.4335
LCP_Inputs_ON_Electric_Howarth_2023_05_05 | 2046 |  |  | Hydrogen |  | Capacity-Interconnection | FOM | 0 |  |  | H2 Pipeline - New | ON | WC |  | 0.36069 | 0
LCP_Inputs_ON_Electric_Howarth_2023_05_05 | 2046 |  |  | Hydrogen |  | Capacity-Interconnection | FOM | 136399862.563 |  |  | H2 Pipeline - Repurposed | ON | WC |  | 0.36069 | 49197961.8005
LCP_Inputs_ON_Electric_Howarth_2023_05_05 | 2046 |  |  | Methane |  | Capacity-Intraconnection | FOM | 0 |  |  | CH4 Pipeline | PJ | PJ |  | 0.36069 | 0
LCP_Inputs_ON_Electric_Howarth_2023_05_05 | 2046 |  |  | Electricity |  | Capacity-Intraconnection | FOM | 0 |  |  | Electricity Transmission Line | PJ | PJ |  | 0.36069 | 0
LCP_Inputs_ON_Electric_Howarth_2023_05_05 | 2046 |  |  | Hydrogen |  | Capacity-Intraconnection | FOM | 0 |  |  | H2 Pipeline - New | PJ | PJ |  | 0.36069 | 0
LCP_Inputs_ON_Electric_Howarth_2023_05_05 | 2046 |  |  | Hydrogen |  | Capacity-Intraconnection | FOM | 0 |  |  | H2 Pipeline - Repurposed | PJ | PJ |  | 0.36069 | 0
LCP_Inputs_ON_Electric_Howarth_2023_05_05 | 2046 |  |  | Electricity |  | Capacity-Interconnection | FOM | 18115076.4092 |  |  | Electricity Transmission Line | QC | NY |  | 0.36069 | 6533913.0146
LCP_Inputs_ON_Electric_Howarth_2023_05_05 | 2046 |  |  | Methane |  | Capacity-Intraconnection | FOM | 0 |  |  | CH4 Pipeline | QC | QC |  | 0.36069 | 0
LCP_Inputs_ON_Electric_Howarth_2023_05_05 | 2046 |  |  | Electricity |  | Capacity-Intraconnection | FOM | 0 |  |  | Electricity Transmission Line | QC | QC |  | 0.36069 | 0
LCP_Inputs_ON_Electric_Howarth_2023_05_05 | 2046 |  |  | Hydrogen |  | Capacity-Intraconnection | FOM | 0 |  |  | H2 Pipeline - New | QC | QC |  | 0.36069 | 0
LCP_Inputs_ON_Electric_Howarth_2023_05_05 | 2046 |  |  | Hydrogen |  | Capacity-Intraconnection | FOM | 0 |  |  | H2 Pipeline - Repurposed | QC | QC |  | 0.36069 | 0
LCP_Inputs_ON_Electric_Howarth_2023_05_05 | 2046 |  |  | Electricity |  | Capacity-Interconnection | FOM | 3239318.5597 |  |  | Electricity Transmission Line | WC | MI |  | 0.36069 | 1168387.3265
LCP_Inputs_ON_Electric_Howarth_2023_05_05 | 2046 |  |  | Methane |  | Capacity-Intraconnection | FOM | 0 |  |  | CH4 Pipeline | WC | WC |  | 0.36069 | 0
LCP_Inputs_ON_Electric_Howarth_2023_05_05 | 2046 |  |  | Electricity |  | Capacity-Intraconnection | FOM | 0 |  |  | Electricity Transmission Line | WC | WC |  | 0.36069 | 0
LCP_Inputs_ON_Electric_Howarth_2023_05_05 | 2046 |  |  | Hydrogen |  | Capacity-Intraconnection | FOM | 0 |  |  | H2 Pipeline - New | WC | WC |  | 0.36069 | 0
LCP_Inputs_ON_Electric_Howarth_2023_05_05 | 2046 |  |  | Hydrogen |  | Capacity-Intraconnection | FOM | 0 |  |  | H2 Pipeline - Repurposed | WC | WC |  | 0.36069 | 0
LCP_Inputs_ON_Electric_Howarth_2023_05_05 | 2047 |  |  | Methane |  | Capacity-Intraconnection | FOM | 0 |  |  | CH4 Pipeline | MI | MI |  | 0.34682 | 0
LCP_Inputs_ON_Electric_Howarth_2023_05_05 | 2047 |  |  | Electricity |  | Capacity-Intraconnection | FOM | 0 |  |  | Electricity Transmission Line | MI | MI |  | 0.34682 | 0
LCP_Inputs_ON_Electric_Howarth_2023_05_05 | 2047 |  |  | Hydrogen |  | Capacity-Intraconnection | FOM | 0 |  |  | H2 Pipeline - New | MI | MI |  | 0.34682 | 0
LCP_Inputs_ON_Electric_Howarth_2023_05_05 | 2047 |  |  | Hydrogen |  | Capacity-Intraconnection | FOM | 0 |  |  | H2 Pipeline - Repurposed | MI | MI |  | 0.34682 | 0
LCP_Inputs_ON_Electric_Howarth_2023_05_05 | 2047 |  |  | Methane |  | Capacity-Intraconnection | FOM | 0 |  |  | CH4 Pipeline | NY | NY |  | 0.34682 | 0
LCP_Inputs_ON_Electric_Howarth_2023_05_05 | 2047 |  |  | Electricity |  | Capacity-Intraconnection | FOM | 0 |  |  | Electricity Transmission Line | NY | NY |  | 0.34682 | 0
LCP_Inputs_ON_Electric_Howarth_2023_05_05 | 2047 |  |  | Hydrogen |  | Capacity-Intraconnection | FOM | 0 |  |  | H2 Pipeline - New | NY | NY |  | 0.34682 | 0
LCP_Inputs_ON_Electric_Howarth_2023_05_05 | 2047 |  |  | Hydrogen |  | Capacity-Intraconnection | FOM | 0 |  |  | H2 Pipeline - Repurposed | NY | NY |  | 0.34682 | 0
LCP_Inputs_ON_Electric_Howarth_2023_05_05 | 2047 |  |  | Methane |  | Capacity-Interconnection | FOM | 0 |  |  | CH4 Pipeline | ON | MI |  | 0.34682 | 0
LCP_Inputs_ON_Electric_Howarth_2023_05_05 | 2047 |  |  | Electricity |  | Capacity-Interconnection | FOM | 5643750 |  |  | Electricity Transmission Line | ON | MI |  | 0.34682 | 1957346.0177
LCP_Inputs_ON_Electric_Howarth_2023_05_05 | 2047 |  |  | Hydrogen |  | Capacity-Interconnection | FOM | 0 |  |  | H2 Pipeline - New | ON | MI |  | 0.34682 | 0
LCP_Inputs_ON_Electric_Howarth_2023_05_05 | 2047 |  |  | Hydrogen |  | Capacity-Interconnection | FOM | 0 |  |  | H2 Pipeline - Repurposed | ON | MI |  | 0.34682 | 0
LCP_Inputs_ON_Electric_Howarth_2023_05_05 | 2047 |  |  | Methane |  | Capacity-Interconnection | FOM | 0 |  |  | CH4 Pipeline | ON | NY |  | 0.34682 | 0
LCP_Inputs_ON_Electric_Howarth_2023_05_05 | 2047 |  |  | Electricity |  | Capacity-Interconnection | FOM | 5643750 |  |  | Electricity Transmission Line | ON | NY |  | 0.34682 | 1957346.0177
LCP_Inputs_ON_Electric_Howarth_2023_05_05 | 2047 |  |  | Hydrogen |  | Capacity-Interconnection | FOM | 0 |  |  | H2 Pipeline - New | ON | NY |  | 0.34682 | 0
LCP_Inputs_ON_Electric_Howarth_2023_05_05 | 2047 |  |  | Hydrogen |  | Capacity-Interconnection | FOM | 0 |  |  | H2 Pipeline - Repurposed | ON | NY |  | 0.34682 | 0
LCP_Inputs_ON_Electric_Howarth_2023_05_05 | 2047 |  |  | Methane |  | Capacity-Intraconnection | FOM | 0 |  |  | CH4 Pipeline | ON | ON |  | 0.34682 | 0
LCP_Inputs_ON_Electric_Howarth_2023_05_05 | 2047 |  |  | Electricity |  | Capacity-Intraconnection | FOM | 0 |  |  | Electricity Transmission Line | ON | ON |  | 0.34682 | 0
LCP_Inputs_ON_Electric_Howarth_2023_05_05 | 2047 |  |  | Hydrogen |  | Capacity-Intraconnection | FOM | 0 |  |  | H2 Pipeline - New | ON | ON |  | 0.34682 | 0
LCP_Inputs_ON_Electric_Howarth_2023_05_05 | 2047 |  |  | Hydrogen |  | Capacity-Intraconnection | FOM | 0 |  |  | H2 Pipeline - Repurposed | ON | ON |  | 0.34682 | 0
LCP_Inputs_ON_Electric_Howarth_2023_05_05 | 2047 |  |  | Methane |  | Capacity-Interconnection | FOM | 0 |  |  | CH4 Pipeline | ON | PJ |  | 0.34682 | 0
LCP_Inputs_ON_Electric_Howarth_2023_05_05 | 2047 |  |  | Electricity |  | Capacity-Interconnection | FOM | 1128750 |  |  | Electricity Transmission Line | ON | PJ |  | 0.34682 | 391469.2035
LCP_Inputs_ON_Electric_Howarth_2023_05_05 | 2047 |  |  | Hydrogen |  | Capacity-Interconnection | FOM | 0 |  |  | H2 Pipeline - New | ON | PJ |  | 0.34682 | 0
LCP_Inputs_ON_Electric_Howarth_2023_05_05 | 2047 |  |  | Hydrogen |  | Capacity-Interconnection | FOM | 0 |  |  | H2 Pipeline - Repurposed | ON | PJ |  | 0.34682 | 0
LCP_Inputs_ON_Electric_Howarth_2023_05_05 | 2047 |  |  | Methane |  | Capacity-Interconnection | FOM | 0 |  |  | CH4 Pipeline | ON | QC |  | 0.34682 | 0
LCP_Inputs_ON_Electric_Howarth_2023_05_05 | 2047 |  |  | Electricity |  | Capacity-Interconnection | FOM | 7901250 |  |  | Electricity Transmission Line | ON | QC |  | 0.34682 | 2740284.4247
LCP_Inputs_ON_Electric_Howarth_2023_05_05 | 2047 |  |  | Hydrogen |  | Capacity-Interconnection | FOM | 0 |  |  | H2 Pipeline - New | ON | QC |  | 0.34682 | 0
LCP_Inputs_ON_Electric_Howarth_2023_05_05 | 2047 |  |  | Hydrogen |  | Capacity-Interconnection | FOM | 0 |  |  | H2 Pipeline - Repurposed | ON | QC |  | 0.34682 | 0
LCP_Inputs_ON_Electric_Howarth_2023_05_05 | 2047 |  |  | Methane |  | Capacity-Interconnection | FOM | 0 |  |  | CH4 Pipeline | ON | WC |  | 0.34682 | 0
LCP_Inputs_ON_Electric_Howarth_2023_05_05 | 2047 |  |  | Electricity |  | Capacity-Interconnection | FOM | 22575000 |  |  | Electricity Transmission Line | ON | WC |  | 0.34682 | 7829384.0707
LCP_Inputs_ON_Electric_Howarth_2023_05_05 | 2047 |  |  | Hydrogen |  | Capacity-Interconnection | FOM | 0 |  |  | H2 Pipeline - New | ON | WC |  | 0.34682 | 0
LCP_Inputs_ON_Electric_Howarth_2023_05_05 | 2047 |  |  | Hydrogen |  | Capacity-Interconnection | FOM | 136399862.563 |  |  | H2 Pipeline - Repurposed | ON | WC |  | 0.34682 | 47305732.5005
LCP_Inputs_ON_Electric_Howarth_2023_05_05 | 2047 |  |  | Methane |  | Capacity-Intraconnection | FOM | 0 |  |  | CH4 Pipeline | PJ | PJ |  | 0.34682 | 0
LCP_Inputs_ON_Electric_Howarth_2023_05_05 | 2047 |  |  | Electricity |  | Capacity-Intraconnection | FOM | 0 |  |  | Electricity Transmission Line | PJ | PJ |  | 0.34682 | 0
LCP_Inputs_ON_Electric_Howarth_2023_05_05 | 2047 |  |  | Hydrogen |  | Capacity-Intraconnection | FOM | 0 |  |  | H2 Pipeline - New | PJ | PJ |  | 0.34682 | 0
LCP_Inputs_ON_Electric_Howarth_2023_05_05 | 2047 |  |  | Hydrogen |  | Capacity-Intraconnection | FOM | 0 |  |  | H2 Pipeline - Repurposed | PJ | PJ |  | 0.34682 | 0
LCP_Inputs_ON_Electric_Howarth_2023_05_05 | 2047 |  |  | Electricity |  | Capacity-Interconnection | FOM | 18115076.4092 |  |  | Electricity Transmission Line | QC | NY |  | 0.34682 | 6282608.6679
LCP_Inputs_ON_Electric_Howarth_2023_05_05 | 2047 |  |  | Methane |  | Capacity-Intraconnection | FOM | 0 |  |  | CH4 Pipeline | QC | QC |  | 0.34682 | 0
LCP_Inputs_ON_Electric_Howarth_2023_05_05 | 2047 |  |  | Electricity |  | Capacity-Intraconnection | FOM | 0 |  |  | Electricity Transmission Line | QC | QC |  | 0.34682 | 0
LCP_Inputs_ON_Electric_Howarth_2023_05_05 | 2047 |  |  | Hydrogen |  | Capacity-Intraconnection | FOM | 0 |  |  | H2 Pipeline - New | QC | QC |  | 0.34682 | 0
LCP_Inputs_ON_Electric_Howarth_2023_05_05 | 2047 |  |  | Hydrogen |  | Capacity-Intraconnection | FOM | 0 |  |  | H2 Pipeline - Repurposed | QC | QC |  | 0.34682 | 0
LCP_Inputs_ON_Electric_Howarth_2023_05_05 | 2047 |  |  | Electricity |  | Capacity-Interconnection | FOM | 3239318.5597 |  |  | Electricity Transmission Line | WC | MI |  | 0.34682 | 1123449.3524
LCP_Inputs_ON_Electric_Howarth_2023_05_05 | 2047 |  |  | Methane |  | Capacity-Intraconnection | FOM | 0 |  |  | CH4 Pipeline | WC | WC |  | 0.34682 | 0
LCP_Inputs_ON_Electric_Howarth_2023_05_05 | 2047 |  |  | Electricity |  | Capacity-Intraconnection | FOM | 0 |  |  | Electricity Transmission Line | WC | WC |  | 0.34682 | 0
LCP_Inputs_ON_Electric_Howarth_2023_05_05 | 2047 |  |  | Hydrogen |  | Capacity-Intraconnection | FOM | 0 |  |  | H2 Pipeline - New | WC | WC |  | 0.34682 | 0
LCP_Inputs_ON_Electric_Howarth_2023_05_05 | 2047 |  |  | Hydrogen |  | Capacity-Intraconnection | FOM | 0 |  |  | H2 Pipeline - Repurposed | WC | WC |  | 0.34682 | 0
LCP_Inputs_ON_Electric_Howarth_2023_05_05 | 2048 |  |  | Methane |  | Capacity-Intraconnection | FOM | 0 |  |  | CH4 Pipeline | MI | MI |  | 0.33348 | 0
LCP_Inputs_ON_Electric_Howarth_2023_05_05 | 2048 |  |  | Electricity |  | Capacity-Intraconnection | FOM | 0 |  |  | Electricity Transmission Line | MI | MI |  | 0.33348 | 0
LCP_Inputs_ON_Electric_Howarth_2023_05_05 | 2048 |  |  | Hydrogen |  | Capacity-Intraconnection | FOM | 0 |  |  | H2 Pipeline - New | MI | MI |  | 0.33348 | 0
LCP_Inputs_ON_Electric_Howarth_2023_05_05 | 2048 |  |  | Hydrogen |  | Capacity-Intraconnection | FOM | 0 |  |  | H2 Pipeline - Repurposed | MI | MI |  | 0.33348 | 0
LCP_Inputs_ON_Electric_Howarth_2023_05_05 | 2048 |  |  | Methane |  | Capacity-Intraconnection | FOM | 0 |  |  | CH4 Pipeline | NY | NY |  | 0.33348 | 0
LCP_Inputs_ON_Electric_Howarth_2023_05_05 | 2048 |  |  | Electricity |  | Capacity-Intraconnection | FOM | 0 |  |  | Electricity Transmission Line | NY | NY |  | 0.33348 | 0
LCP_Inputs_ON_Electric_Howarth_2023_05_05 | 2048 |  |  | Hydrogen |  | Capacity-Intraconnection | FOM | 0 |  |  | H2 Pipeline - New | NY | NY |  | 0.33348 | 0
LCP_Inputs_ON_Electric_Howarth_2023_05_05 | 2048 |  |  | Hydrogen |  | Capacity-Intraconnection | FOM | 0 |  |  | H2 Pipeline - Repurposed | NY | NY |  | 0.33348 | 0
LCP_Inputs_ON_Electric_Howarth_2023_05_05 | 2048 |  |  | Methane |  | Capacity-Interconnection | FOM | 0 |  |  | CH4 Pipeline | ON | MI |  | 0.33348 | 0
LCP_Inputs_ON_Electric_Howarth_2023_05_05 | 2048 |  |  | Electricity |  | Capacity-Interconnection | FOM | 5643750 |  |  | Electricity Transmission Line | ON | MI |  | 0.33348 | 1882063.4785
LCP_Inputs_ON_Electric_Howarth_2023_05_05 | 2048 |  |  | Hydrogen |  | Capacity-Interconnection | FOM | 0 |  |  | H2 Pipeline - New | ON | MI |  | 0.33348 | 0
LCP_Inputs_ON_Electric_Howarth_2023_05_05 | 2048 |  |  | Hydrogen |  | Capacity-Interconnection | FOM | 0 |  |  | H2 Pipeline - Repurposed | ON | MI |  | 0.33348 | 0
LCP_Inputs_ON_Electric_Howarth_2023_05_05 | 2048 |  |  | Methane |  | Capacity-Interconnection | FOM | 0 |  |  | CH4 Pipeline | ON | NY |  | 0.33348 | 0
LCP_Inputs_ON_Electric_Howarth_2023_05_05 | 2048 |  |  | Electricity |  | Capacity-Interconnection | FOM | 5643750 |  |  | Electricity Transmission Line | ON | NY |  | 0.33348 | 1882063.4785
LCP_Inputs_ON_Electric_Howarth_2023_05_05 | 2048 |  |  | Hydrogen |  | Capacity-Interconnection | FOM | 0 |  |  | H2 Pipeline - New | ON | NY |  | 0.33348 | 0
LCP_Inputs_ON_Electric_Howarth_2023_05_05 | 2048 |  |  | Hydrogen |  | Capacity-Interconnection | FOM | 0 |  |  | H2 Pipeline - Repurposed | ON | NY |  | 0.33348 | 0
LCP_Inputs_ON_Electric_Howarth_2023_05_05 | 2048 |  |  | Methane |  | Capacity-Intraconnection | FOM | 0 |  |  | CH4 Pipeline | ON | ON |  | 0.33348 | 0
LCP_Inputs_ON_Electric_Howarth_2023_05_05 | 2048 |  |  | Electricity |  | Capacity-Intraconnection | FOM | 0 |  |  | Electricity Transmission Line | ON | ON |  | 0.33348 | 0
LCP_Inputs_ON_Electric_Howarth_2023_05_05 | 2048 |  |  | Hydrogen |  | Capacity-Intraconnection | FOM | 0 |  |  | H2 Pipeline - New | ON | ON |  | 0.33348 | 0
LCP_Inputs_ON_Electric_Howarth_2023_05_05 | 2048 |  |  | Hydrogen |  | Capacity-Intraconnection | FOM | 0 |  |  | H2 Pipeline - Repurposed | ON | ON |  | 0.33348 | 0
LCP_Inputs_ON_Electric_Howarth_2023_05_05 | 2048 |  |  | Methane |  | Capacity-Interconnection | FOM | 0 |  |  | CH4 Pipeline | ON | PJ |  | 0.33348 | 0
LCP_Inputs_ON_Electric_Howarth_2023_05_05 | 2048 |  |  | Electricity |  | Capacity-Interconnection | FOM | 1128750 |  |  | Electricity Transmission Line | ON | PJ |  | 0.33348 | 376412.6957
LCP_Inputs_ON_Electric_Howarth_2023_05_05 | 2048 |  |  | Hydrogen |  | Capacity-Interconnection | FOM | 0 |  |  | H2 Pipeline - New | ON | PJ |  | 0.33348 | 0
LCP_Inputs_ON_Electric_Howarth_2023_05_05 | 2048 |  |  | Hydrogen |  | Capacity-Interconnection | FOM | 0 |  |  | H2 Pipeline - Repurposed | ON | PJ |  | 0.33348 | 0
LCP_Inputs_ON_Electric_Howarth_2023_05_05 | 2048 |  |  | Methane |  | Capacity-Interconnection | FOM | 0 |  |  | CH4 Pipeline | ON | QC |  | 0.33348 | 0
LCP_Inputs_ON_Electric_Howarth_2023_05_05 | 2048 |  |  | Electricity |  | Capacity-Interconnection | FOM | 7901250 |  |  | Electricity Transmission Line | ON | QC |  | 0.33348 | 2634888.87
LCP_Inputs_ON_Electric_Howarth_2023_05_05 | 2048 |  |  | Hydrogen |  | Capacity-Interconnection | FOM | 0 |  |  | H2 Pipeline - New | ON | QC |  | 0.33348 | 0
LCP_Inputs_ON_Electric_Howarth_2023_05_05 | 2048 |  |  | Hydrogen |  | Capacity-Interconnection | FOM | 0 |  |  | H2 Pipeline - Repurposed | ON | QC |  | 0.33348 | 0
LCP_Inputs_ON_Electric_Howarth_2023_05_05 | 2048 |  |  | Methane |  | Capacity-Interconnection | FOM | 0 |  |  | CH4 Pipeline | ON | WC |  | 0.33348 | 0
LCP_Inputs_ON_Electric_Howarth_2023_05_05 | 2048 |  |  | Electricity |  | Capacity-Interconnection | FOM | 22575000 |  |  | Electricity Transmission Line | ON | WC |  | 0.33348 | 7528253.9141
LCP_Inputs_ON_Electric_Howarth_2023_05_05 | 2048 |  |  | Hydrogen |  | Capacity-Interconnection | FOM | 0 |  |  | H2 Pipeline - New | ON | WC |  | 0.33348 | 0
LCP_Inputs_ON_Electric_Howarth_2023_05_05 | 2048 |  |  | Hydrogen |  | Capacity-Interconnection | FOM | 136399862.563 |  |  | H2 Pipeline - Repurposed | ON | WC |  | 0.33348 | 45486281.2505
LCP_Inputs_ON_Electric_Howarth_2023_05_05 | 2048 |  |  | Methane |  | Capacity-Intraconnection | FOM | 0 |  |  | CH4 Pipeline | PJ | PJ |  | 0.33348 | 0
LCP_Inputs_ON_Electric_Howarth_2023_05_05 | 2048 |  |  | Electricity |  | Capacity-Intraconnection | FOM | 0 |  |  | Electricity Transmission Line | PJ | PJ |  | 0.33348 | 0
LCP_Inputs_ON_Electric_Howarth_2023_05_05 | 2048 |  |  | Hydrogen |  | Capacity-Intraconnection | FOM | 0 |  |  | H2 Pipeline - New | PJ | PJ |  | 0.33348 | 0
LCP_Inputs_ON_Electric_Howarth_2023_05_05 | 2048 |  |  | Hydrogen |  | Capacity-Intraconnection | FOM | 0 |  |  | H2 Pipeline - Repurposed | PJ | PJ |  | 0.33348 | 0
LCP_Inputs_ON_Electric_Howarth_2023_05_05 | 2048 |  |  | Electricity |  | Capacity-Interconnection | FOM | 18115076.4092 |  |  | Electricity Transmission Line | QC | NY |  | 0.33348 | 6040969.873
LCP_Inputs_ON_Electric_Howarth_2023_05_05 | 2048 |  |  | Methane |  | Capacity-Intraconnection | FOM | 0 |  |  | CH4 Pipeline | QC | QC |  | 0.33348 | 0
LCP_Inputs_ON_Electric_Howarth_2023_05_05 | 2048 |  |  | Electricity |  | Capacity-Intraconnection | FOM | 0 |  |  | Electricity Transmission Line | QC | QC |  | 0.33348 | 0
LCP_Inputs_ON_Electric_Howarth_2023_05_05 | 2048 |  |  | Hydrogen |  | Capacity-Intraconnection | FOM | 0 |  |  | H2 Pipeline - New | QC | QC |  | 0.33348 | 0
LCP_Inputs_ON_Electric_Howarth_2023_05_05 | 2048 |  |  | Hydrogen |  | Capacity-Intraconnection | FOM | 0 |  |  | H2 Pipeline - Repurposed | QC | QC |  | 0.33348 | 0
LCP_Inputs_ON_Electric_Howarth_2023_05_05 | 2048 |  |  | Electricity |  | Capacity-Interconnection | FOM | 3239318.5597 |  |  | Electricity Transmission Line | WC | MI |  | 0.33348 | 1080239.762
LCP_Inputs_ON_Electric_Howarth_2023_05_05 | 2048 |  |  | Methane |  | Capacity-Intraconnection | FOM | 0 |  |  | CH4 Pipeline | WC | WC |  | 0.33348 | 0
LCP_Inputs_ON_Electric_Howarth_2023_05_05 | 2048 |  |  | Electricity |  | Capacity-Intraconnection | FOM | 0 |  |  | Electricity Transmission Line | WC | WC |  | 0.33348 | 0
LCP_Inputs_ON_Electric_Howarth_2023_05_05 | 2048 |  |  | Hydrogen |  | Capacity-Intraconnection | FOM | 0 |  |  | H2 Pipeline - New | WC | WC |  | 0.33348 | 0
LCP_Inputs_ON_Electric_Howarth_2023_05_05 | 2048 |  |  | Hydrogen |  | Capacity-Intraconnection | FOM | 0 |  |  | H2 Pipeline - Repurposed | WC | WC |  | 0.33348 | 0
LCP_Inputs_ON_Electric_Howarth_2023_05_05 | 2049 |  |  | Methane |  | Capacity-Intraconnection | FOM | 0 |  |  | CH4 Pipeline | MI | MI |  | 0.32065 | 0
LCP_Inputs_ON_Electric_Howarth_2023_05_05 | 2049 |  |  | Electricity |  | Capacity-Intraconnection | FOM | 0 |  |  | Electricity Transmission Line | MI | MI |  | 0.32065 | 0
LCP_Inputs_ON_Electric_Howarth_2023_05_05 | 2049 |  |  | Hydrogen |  | Capacity-Intraconnection | FOM | 0 |  |  | H2 Pipeline - New | MI | MI |  | 0.32065 | 0
LCP_Inputs_ON_Electric_Howarth_2023_05_05 | 2049 |  |  | Hydrogen |  | Capacity-Intraconnection | FOM | 0 |  |  | H2 Pipeline - Repurposed | MI | MI |  | 0.32065 | 0
LCP_Inputs_ON_Electric_Howarth_2023_05_05 | 2049 |  |  | Methane |  | Capacity-Intraconnection | FOM | 0 |  |  | CH4 Pipeline | NY | NY |  | 0.32065 | 0
LCP_Inputs_ON_Electric_Howarth_2023_05_05 | 2049 |  |  | Electricity |  | Capacity-Intraconnection | FOM | 0 |  |  | Electricity Transmission Line | NY | NY |  | 0.32065 | 0
LCP_Inputs_ON_Electric_Howarth_2023_05_05 | 2049 |  |  | Hydrogen |  | Capacity-Intraconnection | FOM | 0 |  |  | H2 Pipeline - New | NY | NY |  | 0.32065 | 0
LCP_Inputs_ON_Electric_Howarth_2023_05_05 | 2049 |  |  | Hydrogen |  | Capacity-Intraconnection | FOM | 0 |  |  | H2 Pipeline - Repurposed | NY | NY |  | 0.32065 | 0
LCP_Inputs_ON_Electric_Howarth_2023_05_05 | 2049 |  |  | Methane |  | Capacity-Interconnection | FOM | 0 |  |  | CH4 Pipeline | ON | MI |  | 0.32065 | 0
LCP_Inputs_ON_Electric_Howarth_2023_05_05 | 2049 |  |  | Electricity |  | Capacity-Interconnection | FOM | 5643750 |  |  | Electricity Transmission Line | ON | MI |  | 0.32065 | 1809676.4217
LCP_Inputs_ON_Electric_Howarth_2023_05_05 | 2049 |  |  | Hydrogen |  | Capacity-Interconnection | FOM | 0 |  |  | H2 Pipeline - New | ON | MI |  | 0.32065 | 0
LCP_Inputs_ON_Electric_Howarth_2023_05_05 | 2049 |  |  | Hydrogen |  | Capacity-Interconnection | FOM | 0 |  |  | H2 Pipeline - Repurposed | ON | MI |  | 0.32065 | 0
LCP_Inputs_ON_Electric_Howarth_2023_05_05 | 2049 |  |  | Methane |  | Capacity-Interconnection | FOM | 0 |  |  | CH4 Pipeline | ON | NY |  | 0.32065 | 0
LCP_Inputs_ON_Electric_Howarth_2023_05_05 | 2049 |  |  | Electricity |  | Capacity-Interconnection | FOM | 5643750 |  |  | Electricity Transmission Line | ON | NY |  | 0.32065 | 1809676.4217
LCP_Inputs_ON_Electric_Howarth_2023_05_05 | 2049 |  |  | Hydrogen |  | Capacity-Interconnection | FOM | 0 |  |  | H2 Pipeline - New | ON | NY |  | 0.32065 | 0
LCP_Inputs_ON_Electric_Howarth_2023_05_05 | 2049 |  |  | Hydrogen |  | Capacity-Interconnection | FOM | 0 |  |  | H2 Pipeline - Repurposed | ON | NY |  | 0.32065 | 0
LCP_Inputs_ON_Electric_Howarth_2023_05_05 | 2049 |  |  | Methane |  | Capacity-Intraconnection | FOM | 0 |  |  | CH4 Pipeline | ON | ON |  | 0.32065 | 0
LCP_Inputs_ON_Electric_Howarth_2023_05_05 | 2049 |  |  | Electricity |  | Capacity-Intraconnection | FOM | 0 |  |  | Electricity Transmission Line | ON | ON |  | 0.32065 | 0
LCP_Inputs_ON_Electric_Howarth_2023_05_05 | 2049 |  |  | Hydrogen |  | Capacity-Intraconnection | FOM | 0 |  |  | H2 Pipeline - New | ON | ON |  | 0.32065 | 0
LCP_Inputs_ON_Electric_Howarth_2023_05_05 | 2049 |  |  | Hydrogen |  | Capacity-Intraconnection | FOM | 0 |  |  | H2 Pipeline - Repurposed | ON | ON |  | 0.32065 | 0
LCP_Inputs_ON_Electric_Howarth_2023_05_05 | 2049 |  |  | Methane |  | Capacity-Interconnection | FOM | 0 |  |  | CH4 Pipeline | ON | PJ |  | 0.32065 | 0
LCP_Inputs_ON_Electric_Howarth_2023_05_05 | 2049 |  |  | Electricity |  | Capacity-Interconnection | FOM | 1128750 |  |  | Electricity Transmission Line | ON | PJ |  | 0.32065 | 361935.2843
LCP_Inputs_ON_Electric_Howarth_2023_05_05 | 2049 |  |  | Hydrogen |  | Capacity-Interconnection | FOM | 0 |  |  | H2 Pipeline - New | ON | PJ |  | 0.32065 | 0
LCP_Inputs_ON_Electric_Howarth_2023_05_05 | 2049 |  |  | Hydrogen |  | Capacity-Interconnection | FOM | 0 |  |  | H2 Pipeline - Repurposed | ON | PJ |  | 0.32065 | 0
LCP_Inputs_ON_Electric_Howarth_2023_05_05 | 2049 |  |  | Methane |  | Capacity-Interconnection | FOM | 0 |  |  | CH4 Pipeline | ON | QC |  | 0.32065 | 0
LCP_Inputs_ON_Electric_Howarth_2023_05_05 | 2049 |  |  | Electricity |  | Capacity-Interconnection | FOM | 7901250 |  |  | Electricity Transmission Line | ON | QC |  | 0.32065 | 2533546.9903
LCP_Inputs_ON_Electric_Howarth_2023_05_05 | 2049 |  |  | Hydrogen |  | Capacity-Interconnection | FOM | 0 |  |  | H2 Pipeline - New | ON | QC |  | 0.32065 | 0
LCP_Inputs_ON_Electric_Howarth_2023_05_05 | 2049 |  |  | Hydrogen |  | Capacity-Interconnection | FOM | 0 |  |  | H2 Pipeline - Repurposed | ON | QC |  | 0.32065 | 0
LCP_Inputs_ON_Electric_Howarth_2023_05_05 | 2049 |  |  | Methane |  | Capacity-Interconnection | FOM | 0 |  |  | CH4 Pipeline | ON | WC |  | 0.32065 | 0
LCP_Inputs_ON_Electric_Howarth_2023_05_05 | 2049 |  |  | Electricity |  | Capacity-Interconnection | FOM | 22575000 |  |  | Electricity Transmission Line | ON | WC |  | 0.32065 | 7238705.6867
LCP_Inputs_ON_Electric_Howarth_2023_05_05 | 2049 |  |  | Hydrogen |  | Capacity-Interconnection | FOM | 0 |  |  | H2 Pipeline - New | ON | WC |  | 0.32065 | 0
LCP_Inputs_ON_Electric_Howarth_2023_05_05 | 2049 |  |  | Hydrogen |  | Capacity-Interconnection | FOM | 136399862.563 |  |  | H2 Pipeline - Repurposed | ON | WC |  | 0.32065 | 43736808.8947
LCP_Inputs_ON_Electric_Howarth_2023_05_05 | 2049 |  |  | Methane |  | Capacity-Intraconnection | FOM | 0 |  |  | CH4 Pipeline | PJ | PJ |  | 0.32065 | 0
LCP_Inputs_ON_Electric_Howarth_2023_05_05 | 2049 |  |  | Electricity |  | Capacity-Intraconnection | FOM | 0 |  |  | Electricity Transmission Line | PJ | PJ |  | 0.32065 | 0
LCP_Inputs_ON_Electric_Howarth_2023_05_05 | 2049 |  |  | Hydrogen |  | Capacity-Intraconnection | FOM | 0 |  |  | H2 Pipeline - New | PJ | PJ |  | 0.32065 | 0
LCP_Inputs_ON_Electric_Howarth_2023_05_05 | 2049 |  |  | Hydrogen |  | Capacity-Intraconnection | FOM | 0 |  |  | H2 Pipeline - Repurposed | PJ | PJ |  | 0.32065 | 0
LCP_Inputs_ON_Electric_Howarth_2023_05_05 | 2049 |  |  | Electricity |  | Capacity-Interconnection | FOM | 18115076.4092 |  |  | Electricity Transmission Line | QC | NY |  | 0.32065 | 5808624.8779
LCP_Inputs_ON_Electric_Howarth_2023_05_05 | 2049 |  |  | Methane |  | Capacity-Intraconnection | FOM | 0 |  |  | CH4 Pipeline | QC | QC |  | 0.32065 | 0
LCP_Inputs_ON_Electric_Howarth_2023_05_05 | 2049 |  |  | Electricity |  | Capacity-Intraconnection | FOM | 0 |  |  | Electricity Transmission Line | QC | QC |  | 0.32065 | 0
LCP_Inputs_ON_Electric_Howarth_2023_05_05 | 2049 |  |  | Hydrogen |  | Capacity-Intraconnection | FOM | 0 |  |  | H2 Pipeline - New | QC | QC |  | 0.32065 | 0
LCP_Inputs_ON_Electric_Howarth_2023_05_05 | 2049 |  |  | Hydrogen |  | Capacity-Intraconnection | FOM | 0 |  |  | H2 Pipeline - Repurposed | QC | QC |  | 0.32065 | 0
LCP_Inputs_ON_Electric_Howarth_2023_05_05 | 2049 |  |  | Electricity |  | Capacity-Interconnection | FOM | 3239318.5597 |  |  | Electricity Transmission Line | WC | MI |  | 0.32065 | 1038692.0788
LCP_Inputs_ON_Electric_Howarth_2023_05_05 | 2049 |  |  | Methane |  | Capacity-Intraconnection | FOM | 0 |  |  | CH4 Pipeline | WC | WC |  | 0.32065 | 0
LCP_Inputs_ON_Electric_Howarth_2023_05_05 | 2049 |  |  | Electricity |  | Capacity-Intraconnection | FOM | 0 |  |  | Electricity Transmission Line | WC | WC |  | 0.32065 | 0
LCP_Inputs_ON_Electric_Howarth_2023_05_05 | 2049 |  |  | Hydrogen |  | Capacity-Intraconnection | FOM | 0 |  |  | H2 Pipeline - New | WC | WC |  | 0.32065 | 0
LCP_Inputs_ON_Electric_Howarth_2023_05_05 | 2049 |  |  | Hydrogen |  | Capacity-Intraconnection | FOM | 0 |  |  | H2 Pipeline - Repurposed | WC | WC |  | 0.32065 | 0
LCP_Inputs_ON_Electric_Howarth_2023_05_05 | 2050 |  |  | Methane |  | Capacity-Intraconnection | CONE | 0 |  |  | CH4 Pipeline | MI | MI |  | 0.30832 | 0
LCP_Inputs_ON_Electric_Howarth_2023_05_05 | 2050 |  |  | Methane |  | Capacity-Intraconnection | FOM | 0 |  |  | CH4 Pipeline | MI | MI |  | 0.30832 | 0
LCP_Inputs_ON_Electric_Howarth_2023_05_05 | 2050 |  |  | Electricity |  | Capacity-Intraconnection | CONE | 0 |  |  | Electricity Transmission Line | MI | MI |  | 0.30832 | 0
LCP_Inputs_ON_Electric_Howarth_2023_05_05 | 2050 |  |  | Electricity |  | Capacity-Intraconnection | FOM | 0 |  |  | Electricity Transmission Line | MI | MI |  | 0.30832 | 0
LCP_Inputs_ON_Electric_Howarth_2023_05_05 | 2050 |  |  | Hydrogen |  | Capacity-Intraconnection | CONE | 0 |  |  | H2 Pipeline - New | MI | MI |  | 0.30832 | 0
LCP_Inputs_ON_Electric_Howarth_2023_05_05 | 2050 |  |  | Hydrogen |  | Capacity-Intraconnection | FOM | 0 |  |  | H2 Pipeline - New | MI | MI |  | 0.30832 | 0
LCP_Inputs_ON_Electric_Howarth_2023_05_05 | 2050 |  |  | Hydrogen |  | Capacity-Intraconnection | CONE | 0 |  |  | H2 Pipeline - Repurposed | MI | MI |  | 0.30832 | 0
LCP_Inputs_ON_Electric_Howarth_2023_05_05 | 2050 |  |  | Hydrogen |  | Capacity-Intraconnection | FOM | 0 |  |  | H2 Pipeline - Repurposed | MI | MI |  | 0.30832 | 0
LCP_Inputs_ON_Electric_Howarth_2023_05_05 | 2050 |  |  | Methane |  | Capacity-Intraconnection | CONE | 0 |  |  | CH4 Pipeline | NY | NY |  | 0.30832 | 0
LCP_Inputs_ON_Electric_Howarth_2023_05_05 | 2050 |  |  | Methane |  | Capacity-Intraconnection | FOM | 0 |  |  | CH4 Pipeline | NY | NY |  | 0.30832 | 0
LCP_Inputs_ON_Electric_Howarth_2023_05_05 | 2050 |  |  | Electricity |  | Capacity-Intraconnection | CONE | 0 |  |  | Electricity Transmission Line | NY | NY |  | 0.30832 | 0
LCP_Inputs_ON_Electric_Howarth_2023_05_05 | 2050 |  |  | Electricity |  | Capacity-Intraconnection | FOM | 0 |  |  | Electricity Transmission Line | NY | NY |  | 0.30832 | 0
LCP_Inputs_ON_Electric_Howarth_2023_05_05 | 2050 |  |  | Hydrogen |  | Capacity-Intraconnection | CONE | 0 |  |  | H2 Pipeline - New | NY | NY |  | 0.30832 | 0
LCP_Inputs_ON_Electric_Howarth_2023_05_05 | 2050 |  |  | Hydrogen |  | Capacity-Intraconnection | FOM | 0 |  |  | H2 Pipeline - New | NY | NY |  | 0.30832 | 0
LCP_Inputs_ON_Electric_Howarth_2023_05_05 | 2050 |  |  | Hydrogen |  | Capacity-Intraconnection | CONE | 0 |  |  | H2 Pipeline - Repurposed | NY | NY |  | 0.30832 | 0
LCP_Inputs_ON_Electric_Howarth_2023_05_05 | 2050 |  |  | Hydrogen |  | Capacity-Intraconnection | FOM | 0 |  |  | H2 Pipeline - Repurposed | NY | NY |  | 0.30832 | 0
LCP_Inputs_ON_Electric_Howarth_2023_05_05 | 2050 |  |  | Methane |  | Capacity-Interconnection | CONE | 0 |  |  | CH4 Pipeline | ON | MI |  | 0.30832 | 0
LCP_Inputs_ON_Electric_Howarth_2023_05_05 | 2050 |  |  | Methane |  | Capacity-Interconnection | FOM | 0 |  |  | CH4 Pipeline | ON | MI |  | 0.30832 | 0
LCP_Inputs_ON_Electric_Howarth_2023_05_05 | 2050 |  |  | Electricity |  | Capacity-Interconnection | CONE | 4031250 |  |  | Electricity Transmission Line | ON | MI |  | 0.30832 | 1242909.6303
LCP_Inputs_ON_Electric_Howarth_2023_05_05 | 2050 |  |  | Electricity |  | Capacity-Interconnection | FOM | 8465625 |  |  | Electricity Transmission Line | ON | MI |  | 0.30832 | 2610110.2236
LCP_Inputs_ON_Electric_Howarth_2023_05_05 | 2050 |  |  | Hydrogen |  | Capacity-Interconnection | CONE | 0 |  |  | H2 Pipeline - New | ON | MI |  | 0.30832 | 0
LCP_Inputs_ON_Electric_Howarth_2023_05_05 | 2050 |  |  | Hydrogen |  | Capacity-Interconnection | FOM | 0 |  |  | H2 Pipeline - New | ON | MI |  | 0.30832 | 0
LCP_Inputs_ON_Electric_Howarth_2023_05_05 | 2050 |  |  | Hydrogen |  | Capacity-Interconnection | CONE | 0 |  |  | H2 Pipeline - Repurposed | ON | MI |  | 0.30832 | 0
LCP_Inputs_ON_Electric_Howarth_2023_05_05 | 2050 |  |  | Hydrogen |  | Capacity-Interconnection | FOM | 0 |  |  | H2 Pipeline - Repurposed | ON | MI |  | 0.30832 | 0
LCP_Inputs_ON_Electric_Howarth_2023_05_05 | 2050 |  |  | Methane |  | Capacity-Interconnection | CONE | 0 |  |  | CH4 Pipeline | ON | NY |  | 0.30832 | 0
LCP_Inputs_ON_Electric_Howarth_2023_05_05 | 2050 |  |  | Methane |  | Capacity-Interconnection | FOM | 0 |  |  | CH4 Pipeline | ON | NY |  | 0.30832 | 0
LCP_Inputs_ON_Electric_Howarth_2023_05_05 | 2050 |  |  | Electricity |  | Capacity-Interconnection | CONE | 4031250 |  |  | Electricity Transmission Line | ON | NY |  | 0.30832 | 1242909.6303
LCP_Inputs_ON_Electric_Howarth_2023_05_05 | 2050 |  |  | Electricity |  | Capacity-Interconnection | FOM | 8465625 |  |  | Electricity Transmission Line | ON | NY |  | 0.30832 | 2610110.2236
LCP_Inputs_ON_Electric_Howarth_2023_05_05 | 2050 |  |  | Hydrogen |  | Capacity-Interconnection | CONE | 0 |  |  | H2 Pipeline - New | ON | NY |  | 0.30832 | 0
LCP_Inputs_ON_Electric_Howarth_2023_05_05 | 2050 |  |  | Hydrogen |  | Capacity-Interconnection | FOM | 0 |  |  | H2 Pipeline - New | ON | NY |  | 0.30832 | 0
LCP_Inputs_ON_Electric_Howarth_2023_05_05 | 2050 |  |  | Hydrogen |  | Capacity-Interconnection | CONE | 0 |  |  | H2 Pipeline - Repurposed | ON | NY |  | 0.30832 | 0
LCP_Inputs_ON_Electric_Howarth_2023_05_05 | 2050 |  |  | Hydrogen |  | Capacity-Interconnection | FOM | 0 |  |  | H2 Pipeline - Repurposed | ON | NY |  | 0.30832 | 0
LCP_Inputs_ON_Electric_Howarth_2023_05_05 | 2050 |  |  | Methane |  | Capacity-Intraconnection | CONE | 0 |  |  | CH4 Pipeline | ON | ON |  | 0.30832 | 0
LCP_Inputs_ON_Electric_Howarth_2023_05_05 | 2050 |  |  | Methane |  | Capacity-Intraconnection | FOM | 0 |  |  | CH4 Pipeline | ON | ON |  | 0.30832 | 0
LCP_Inputs_ON_Electric_Howarth_2023_05_05 | 2050 |  |  | Electricity |  | Capacity-Intraconnection | CONE | 38228744.3123 |  |  | Electricity Transmission Line | ON | ON |  | 0.30832 | 11786635.5247
LCP_Inputs_ON_Electric_Howarth_2023_05_05 | 2050 |  |  | Electricity |  | Capacity-Intraconnection | FOM | 0 |  |  | Electricity Transmission Line | ON | ON |  | 0.30832 | 0
LCP_Inputs_ON_Electric_Howarth_2023_05_05 | 2050 |  |  | Hydrogen |  | Capacity-Intraconnection | CONE | 0 |  |  | H2 Pipeline - New | ON | ON |  | 0.30832 | 0
LCP_Inputs_ON_Electric_Howarth_2023_05_05 | 2050 |  |  | Hydrogen |  | Capacity-Intraconnection | FOM | 0 |  |  | H2 Pipeline - New | ON | ON |  | 0.30832 | 0
LCP_Inputs_ON_Electric_Howarth_2023_05_05 | 2050 |  |  | Hydrogen |  | Capacity-Intraconnection | CONE | 2255881.1706 |  |  | H2 Pipeline - Repurposed | ON | ON |  | 0.30832 | 695530.2776
LCP_Inputs_ON_Electric_Howarth_2023_05_05 | 2050 |  |  | Hydrogen |  | Capacity-Intraconnection | FOM | 0 |  |  | H2 Pipeline - Repurposed | ON | ON |  | 0.30832 | 0
LCP_Inputs_ON_Electric_Howarth_2023_05_05 | 2050 |  |  | Methane |  | Capacity-Interconnection | CONE | 0 |  |  | CH4 Pipeline | ON | PJ |  | 0.30832 | 0
LCP_Inputs_ON_Electric_Howarth_2023_05_05 | 2050 |  |  | Methane |  | Capacity-Interconnection | FOM | 0 |  |  | CH4 Pipeline | ON | PJ |  | 0.30832 | 0
LCP_Inputs_ON_Electric_Howarth_2023_05_05 | 2050 |  |  | Electricity |  | Capacity-Interconnection | CONE | 1612500 |  |  | Electricity Transmission Line | ON | PJ |  | 0.30832 | 497163.8521
LCP_Inputs_ON_Electric_Howarth_2023_05_05 | 2050 |  |  | Electricity |  | Capacity-Interconnection | FOM | 2257500 |  |  | Electricity Transmission Line | ON | PJ |  | 0.30832 | 696029.3929
LCP_Inputs_ON_Electric_Howarth_2023_05_05 | 2050 |  |  | Hydrogen |  | Capacity-Interconnection | CONE | 0 |  |  | H2 Pipeline - New | ON | PJ |  | 0.30832 | 0
LCP_Inputs_ON_Electric_Howarth_2023_05_05 | 2050 |  |  | Hydrogen |  | Capacity-Interconnection | FOM | 0 |  |  | H2 Pipeline - New | ON | PJ |  | 0.30832 | 0
LCP_Inputs_ON_Electric_Howarth_2023_05_05 | 2050 |  |  | Hydrogen |  | Capacity-Interconnection | CONE | 0 |  |  | H2 Pipeline - Repurposed | ON | PJ |  | 0.30832 | 0
LCP_Inputs_ON_Electric_Howarth_2023_05_05 | 2050 |  |  | Hydrogen |  | Capacity-Interconnection | FOM | 0 |  |  | H2 Pipeline - Repurposed | ON | PJ |  | 0.30832 | 0
LCP_Inputs_ON_Electric_Howarth_2023_05_05 | 2050 |  |  | Methane |  | Capacity-Interconnection | CONE | 0 |  |  | CH4 Pipeline | ON | QC |  | 0.30832 | 0
LCP_Inputs_ON_Electric_Howarth_2023_05_05 | 2050 |  |  | Methane |  | Capacity-Interconnection | FOM | 0 |  |  | CH4 Pipeline | ON | QC |  | 0.30832 | 0
LCP_Inputs_ON_Electric_Howarth_2023_05_05 | 2050 |  |  | Electricity |  | Capacity-Interconnection | CONE | 5643750 |  |  | Electricity Transmission Line | ON | QC |  | 0.30832 | 1740073.4824
LCP_Inputs_ON_Electric_Howarth_2023_05_05 | 2050 |  |  | Electricity |  | Capacity-Interconnection | FOM | 11851875 |  |  | Electricity Transmission Line | ON | QC |  | 0.30832 | 3654154.313
LCP_Inputs_ON_Electric_Howarth_2023_05_05 | 2050 |  |  | Hydrogen |  | Capacity-Interconnection | CONE | 0 |  |  | H2 Pipeline - New | ON | QC |  | 0.30832 | 0
LCP_Inputs_ON_Electric_Howarth_2023_05_05 | 2050 |  |  | Hydrogen |  | Capacity-Interconnection | FOM | 0 |  |  | H2 Pipeline - New | ON | QC |  | 0.30832 | 0
LCP_Inputs_ON_Electric_Howarth_2023_05_05 | 2050 |  |  | Hydrogen |  | Capacity-Interconnection | CONE | 1009651.6484 |  |  | H2 Pipeline - Repurposed | ON | QC |  | 0.30832 | 311294.4513
LCP_Inputs_ON_Electric_Howarth_2023_05_05 | 2050 |  |  | Hydrogen |  | Capacity-Interconnection | FOM | 3926423.0769 |  |  | H2 Pipeline - Repurposed | ON | QC |  | 0.30832 | 1210589.533
LCP_Inputs_ON_Electric_Howarth_2023_05_05 | 2050 |  |  | Methane |  | Capacity-Interconnection | CONE | 0 |  |  | CH4 Pipeline | ON | WC |  | 0.30832 | 0
LCP_Inputs_ON_Electric_Howarth_2023_05_05 | 2050 |  |  | Methane |  | Capacity-Interconnection | FOM | 0 |  |  | CH4 Pipeline | ON | WC |  | 0.30832 | 0
LCP_Inputs_ON_Electric_Howarth_2023_05_05 | 2050 |  |  | Electricity |  | Capacity-Interconnection | CONE | 16125000 |  |  | Electricity Transmission Line | ON | WC |  | 0.30832 | 4971638.5211
LCP_Inputs_ON_Electric_Howarth_2023_05_05 | 2050 |  |  | Electricity |  | Capacity-Interconnection | FOM | 33862500 |  |  | Electricity Transmission Line | ON | WC |  | 0.30832 | 10440440.8942
LCP_Inputs_ON_Electric_Howarth_2023_05_05 | 2050 |  |  | Hydrogen |  | Capacity-Interconnection | CONE | 0 |  |  | H2 Pipeline - New | ON | WC |  | 0.30832 | 0
LCP_Inputs_ON_Electric_Howarth_2023_05_05 | 2050 |  |  | Hydrogen |  | Capacity-Interconnection | FOM | 0 |  |  | H2 Pipeline - New | ON | WC |  | 0.30832 | 0
LCP_Inputs_ON_Electric_Howarth_2023_05_05 | 2050 |  |  | Hydrogen |  | Capacity-Interconnection | CONE | 24390598.2656 |  |  | H2 Pipeline - Repurposed | ON | WC |  | 0.30832 | 7520076.7683
LCP_Inputs_ON_Electric_Howarth_2023_05_05 | 2050 |  |  | Hydrogen |  | Capacity-Interconnection | FOM | 231252189.1513 |  |  | H2 Pipeline - Repurposed | ON | WC |  | 0.30832 | 71299366.9251
LCP_Inputs_ON_Electric_Howarth_2023_05_05 | 2050 |  |  | Methane |  | Capacity-Intraconnection | CONE | 0 |  |  | CH4 Pipeline | PJ | PJ |  | 0.30832 | 0
LCP_Inputs_ON_Electric_Howarth_2023_05_05 | 2050 |  |  | Methane |  | Capacity-Intraconnection | FOM | 0 |  |  | CH4 Pipeline | PJ | PJ |  | 0.30832 | 0
LCP_Inputs_ON_Electric_Howarth_2023_05_05 | 2050 |  |  | Electricity |  | Capacity-Intraconnection | CONE | 0 |  |  | Electricity Transmission Line | PJ | PJ |  | 0.30832 | 0
LCP_Inputs_ON_Electric_Howarth_2023_05_05 | 2050 |  |  | Electricity |  | Capacity-Intraconnection | FOM | 0 |  |  | Electricity Transmission Line | PJ | PJ |  | 0.30832 | 0
LCP_Inputs_ON_Electric_Howarth_2023_05_05 | 2050 |  |  | Hydrogen |  | Capacity-Intraconnection | CONE | 0 |  |  | H2 Pipeline - New | PJ | PJ |  | 0.30832 | 0
LCP_Inputs_ON_Electric_Howarth_2023_05_05 | 2050 |  |  | Hydrogen |  | Capacity-Intraconnection | FOM | 0 |  |  | H2 Pipeline - New | PJ | PJ |  | 0.30832 | 0
LCP_Inputs_ON_Electric_Howarth_2023_05_05 | 2050 |  |  | Hydrogen |  | Capacity-Intraconnection | CONE | 0 |  |  | H2 Pipeline - Repurposed | PJ | PJ |  | 0.30832 | 0
LCP_Inputs_ON_Electric_Howarth_2023_05_05 | 2050 |  |  | Hydrogen |  | Capacity-Intraconnection | FOM | 0 |  |  | H2 Pipeline - Repurposed | PJ | PJ |  | 0.30832 | 0
LCP_Inputs_ON_Electric_Howarth_2023_05_05 | 2050 |  |  | Electricity |  | Capacity-Interconnection | CONE | 4367551.4626 |  |  | Electricity Transmission Line | QC | NY |  | 0.30832 | 1346597.6493
LCP_Inputs_ON_Electric_Howarth_2023_05_05 | 2050 |  |  | Electricity |  | Capacity-Interconnection | FOM | 21172362.433 |  |  | Electricity Transmission Line | QC | NY |  | 0.30832 | 6527834.5832
LCP_Inputs_ON_Electric_Howarth_2023_05_05 | 2050 |  |  | Methane |  | Capacity-Intraconnection | CONE | 0 |  |  | CH4 Pipeline | QC | QC |  | 0.30832 | 0
LCP_Inputs_ON_Electric_Howarth_2023_05_05 | 2050 |  |  | Methane |  | Capacity-Intraconnection | FOM | 0 |  |  | CH4 Pipeline | QC | QC |  | 0.30832 | 0
LCP_Inputs_ON_Electric_Howarth_2023_05_05 | 2050 |  |  | Electricity |  | Capacity-Intraconnection | CONE | 0 |  |  | Electricity Transmission Line | QC | QC |  | 0.30832 | 0
LCP_Inputs_ON_Electric_Howarth_2023_05_05 | 2050 |  |  | Electricity |  | Capacity-Intraconnection | FOM | 0 |  |  | Electricity Transmission Line | QC | QC |  | 0.30832 | 0
LCP_Inputs_ON_Electric_Howarth_2023_05_05 | 2050 |  |  | Hydrogen |  | Capacity-Intraconnection | CONE | 0 |  |  | H2 Pipeline - New | QC | QC |  | 0.30832 | 0
LCP_Inputs_ON_Electric_Howarth_2023_05_05 | 2050 |  |  | Hydrogen |  | Capacity-Intraconnection | FOM | 0 |  |  | H2 Pipeline - New | QC | QC |  | 0.30832 | 0
LCP_Inputs_ON_Electric_Howarth_2023_05_05 | 2050 |  |  | Hydrogen |  | Capacity-Intraconnection | CONE | 0 |  |  | H2 Pipeline - Repurposed | QC | QC |  | 0.30832 | 0
LCP_Inputs_ON_Electric_Howarth_2023_05_05 | 2050 |  |  | Hydrogen |  | Capacity-Intraconnection | FOM | 0 |  |  | H2 Pipeline - Repurposed | QC | QC |  | 0.30832 | 0
LCP_Inputs_ON_Electric_Howarth_2023_05_05 | 2050 |  |  | Electricity |  | Capacity-Interconnection | CONE | 5041603.7379 |  |  | Electricity Transmission Line | WC | MI |  | 0.30832 | 1554420.5489
LCP_Inputs_ON_Electric_Howarth_2023_05_05 | 2050 |  |  | Electricity |  | Capacity-Interconnection | FOM | 6768441.1763 |  |  | Electricity Transmission Line | WC | MI |  | 0.30832 | 2086836.7677
LCP_Inputs_ON_Electric_Howarth_2023_05_05 | 2050 |  |  | Methane |  | Capacity-Intraconnection | CONE | 0 |  |  | CH4 Pipeline | WC | WC |  | 0.30832 | 0
LCP_Inputs_ON_Electric_Howarth_2023_05_05 | 2050 |  |  | Methane |  | Capacity-Intraconnection | FOM | 0 |  |  | CH4 Pipeline | WC | WC |  | 0.30832 | 0
LCP_Inputs_ON_Electric_Howarth_2023_05_05 | 2050 |  |  | Electricity |  | Capacity-Intraconnection | CONE | 0 |  |  | Electricity Transmission Line | WC | WC |  | 0.30832 | 0
LCP_Inputs_ON_Electric_Howarth_2023_05_05 | 2050 |  |  | Electricity |  | Capacity-Intraconnection | FOM | 0 |  |  | Electricity Transmission Line | WC | WC |  | 0.30832 | 0
LCP_Inputs_ON_Electric_Howarth_2023_05_05 | 2050 |  |  | Hydrogen |  | Capacity-Intraconnection | CONE | 0 |  |  | H2 Pipeline - New | WC | WC |  | 0.30832 | 0
LCP_Inputs_ON_Electric_Howarth_2023_05_05 | 2050 |  |  | Hydrogen |  | Capacity-Intraconnection | FOM | 0 |  |  | H2 Pipeline - New | WC | WC |  | 0.30832 | 0
LCP_Inputs_ON_Electric_Howarth_2023_05_05 | 2050 |  |  | Hydrogen |  | Capacity-Intraconnection | CONE | 0 |  |  | H2 Pipeline - Repurposed | WC | WC |  | 0.30832 | 0
LCP_Inputs_ON_Electric_Howarth_2023_05_05 | 2050 |  |  | Hydrogen |  | Capacity-Intraconnection | FOM | 0 |  |  | H2 Pipeline - Repurposed | WC | WC |  | 0.30832 | 0
LCP_Inputs_ON_Electric_Howarth_2023_05_05 | 2020 |  |  |  |  | Carbon Offsets | CarbonOffsetPrice | 0 | [5 empty] | Offset A | 1 | 0
LCP_Inputs_ON_Electric_Howarth_2023_05_05 | 2021 |  |  |  |  | Carbon Offsets | CarbonOffsetPrice | 0 | [5 empty] | Offset A | 0.96154 | 0
LCP_Inputs_ON_Electric_Howarth_2023_05_05 | 2022 |  |  |  |  | Carbon Offsets | CarbonOffsetPrice | 0 | [5 empty] | Offset A | 0.92456 | 0
LCP_Inputs_ON_Electric_Howarth_2023_05_05 | 2023 |  |  |  |  | Carbon Offsets | CarbonOffsetPrice | 0 | [5 empty] | Offset A | 0.889 | 0
LCP_Inputs_ON_Electric_Howarth_2023_05_05 | 2024 |  |  |  |  | Carbon Offsets | CarbonOffsetPrice | 0 | [5 empty] | Offset A | 0.8548 | 0
LCP_Inputs_ON_Electric_Howarth_2023_05_05 | 2025 |  |  |  |  | Carbon Offsets | CarbonOffsetPrice | 0 | [5 empty] | Offset A | 0.82193 | 0
LCP_Inputs_ON_Electric_Howarth_2023_05_05 | 2026 |  |  |  |  | Carbon Offsets | CarbonOffsetPrice | 0 | [5 empty] | Offset A | 0.79031 | 0
LCP_Inputs_ON_Electric_Howarth_2023_05_05 | 2027 |  |  |  |  | Carbon Offsets | CarbonOffsetPrice | 0 | [5 empty] | Offset A | 0.75992 | 0
LCP_Inputs_ON_Electric_Howarth_2023_05_05 | 2028 |  |  |  |  | Carbon Offsets | CarbonOffsetPrice | 0 | [5 empty] | Offset A | 0.73069 | 0
LCP_Inputs_ON_Electric_Howarth_2023_05_05 | 2029 |  |  |  |  | Carbon Offsets | CarbonOffsetPrice | 0 | [5 empty] | Offset A | 0.70259 | 0
LCP_Inputs_ON_Electric_Howarth_2023_05_05 | 2030 |  |  |  |  | Carbon Offsets | CarbonOffsetPrice | 0 | [5 empty] | Offset A | 0.67556 | 0
LCP_Inputs_ON_Electric_Howarth_2023_05_05 | 2031 |  |  |  |  | Carbon Offsets | CarbonOffsetPrice | 0 | [5 empty] | Offset A | 0.64958 | 0
LCP_Inputs_ON_Electric_Howarth_2023_05_05 | 2032 |  |  |  |  | Carbon Offsets | CarbonOffsetPrice | 0 | [5 empty] | Offset A | 0.6246 | 0
LCP_Inputs_ON_Electric_Howarth_2023_05_05 | 2033 |  |  |  |  | Carbon Offsets | CarbonOffsetPrice | 0 | [5 empty] | Offset A | 0.60057 | 0
LCP_Inputs_ON_Electric_Howarth_2023_05_05 | 2034 |  |  |  |  | Carbon Offsets | CarbonOffsetPrice | 0 | [5 empty] | Offset A | 0.57748 | 0
LCP_Inputs_ON_Electric_Howarth_2023_05_05 | 2035 |  |  |  |  | Carbon Offsets | CarbonOffsetPrice | 0 | [5 empty] | Offset A | 0.55526 | 0
LCP_Inputs_ON_Electric_Howarth_2023_05_05 | 2036 |  |  |  |  | Carbon Offsets | CarbonOffsetPrice | 0 | [5 empty] | Offset A | 0.53391 | 0
LCP_Inputs_ON_Electric_Howarth_2023_05_05 | 2037 |  |  |  |  | Carbon Offsets | CarbonOffsetPrice | 0 | [5 empty] | Offset A | 0.51337 | 0
LCP_Inputs_ON_Electric_Howarth_2023_05_05 | 2038 |  |  |  |  | Carbon Offsets | CarbonOffsetPrice | 0 | [5 empty] | Offset A | 0.49363 | 0
LCP_Inputs_ON_Electric_Howarth_2023_05_05 | 2039 |  |  |  |  | Carbon Offsets | CarbonOffsetPrice | 0 | [5 empty] | Offset A | 0.47464 | 0
LCP_Inputs_ON_Electric_Howarth_2023_05_05 | 2040 |  |  |  |  | Carbon Offsets | CarbonOffsetPrice | 0 | [5 empty] | Offset A | 0.45639 | 0
LCP_Inputs_ON_Electric_Howarth_2023_05_05 | 2041 |  |  |  |  | Carbon Offsets | CarbonOffsetPrice | 0 | [5 empty] | Offset A | 0.43883 | 0
LCP_Inputs_ON_Electric_Howarth_2023_05_05 | 2042 |  |  |  |  | Carbon Offsets | CarbonOffsetPrice | 0 | [5 empty] | Offset A | 0.42196 | 0
LCP_Inputs_ON_Electric_Howarth_2023_05_05 | 2043 |  |  |  |  | Carbon Offsets | CarbonOffsetPrice | 0 | [5 empty] | Offset A | 0.40573 | 0
LCP_Inputs_ON_Electric_Howarth_2023_05_05 | 2044 |  |  |  |  | Carbon Offsets | CarbonOffsetPrice | 0 | [5 empty] | Offset A | 0.39012 | 0
LCP_Inputs_ON_Electric_Howarth_2023_05_05 | 2045 |  |  |  |  | Carbon Offsets | CarbonOffsetPrice | 0 | [5 empty] | Offset A | 0.37512 | 0
LCP_Inputs_ON_Electric_Howarth_2023_05_05 | 2046 |  |  |  |  | Carbon Offsets | CarbonOffsetPrice | 0 | [5 empty] | Offset A | 0.36069 | 0
LCP_Inputs_ON_Electric_Howarth_2023_05_05 | 2047 |  |  |  |  | Carbon Offsets | CarbonOffsetPrice | 0 | [5 empty] | Offset A | 0.34682 | 0
LCP_Inputs_ON_Electric_Howarth_2023_05_05 | 2048 |  |  |  |  | Carbon Offsets | CarbonOffsetPrice | 0 | [5 empty] | Offset A | 0.33348 | 0
LCP_Inputs_ON_Electric_Howarth_2023_05_05 | 2049 |  |  |  |  | Carbon Offsets | CarbonOffsetPrice | 0 | [5 empty] | Offset A | 0.32065 | 0
LCP_Inputs_ON_Electric_Howarth_2023_05_05 | 2050 |  |  |  |  | Carbon Offsets | CarbonOffsetPrice | 0 | [5 empty] | Offset A | 0.30832 | 0

## SupplyTechUnitCosts
SupplyTechnology | SupplyTechCostType | CostUnits | 2020 | 2030 | 2040 | 2050
Wind Onshore | FOM | $/FuelCapacityUnit-yr | 25000 | 25000 | 25000 | 25000
Wind Onshore | VOM | $/FuelOutputUnit | 0 | 0 | 0 | 0
Wind Onshore | CONE | $/FuelCapacityUnit | 1412875 | 1412875 | 1212875 | 1112875
Wind Onshore | Flex Adder | $/FuelCapacityUnit-yr | 0 | 0 | 0 | 0
Wind Onshore | Retirement | $/FuelCapacityUnit | 0 | 0 | 0 | 0
Wind Offshore | FOM | $/FuelCapacityUnit-yr | 40000 | 40000 | 30000 | 30000
Wind Offshore | VOM | $/FuelOutputUnit | 0 | 0 | 0 | 0
Wind Offshore | CONE | $/FuelCapacityUnit | 2662875 | 2662875 | 2112875 | 2112875
Wind Offshore | Flex Adder | $/FuelCapacityUnit-yr | 0 | 0 | 0 | 0
Wind Offshore | Retirement | $/FuelCapacityUnit | 0 | 0 | 0 | 0
Solar PV | FOM | $/FuelCapacityUnit-yr | 22000 | 22000 | 18000 | 18000
Solar PV | VOM | $/FuelOutputUnit | 0 | 0 | 0 | 0
Solar PV | CONE | $/FuelCapacityUnit | 1062875 | 1062875 | 812875 | 712875
Solar PV | Flex Adder | $/FuelCapacityUnit-yr | 0 | 0 | 0 | 0
Solar PV | Retirement | $/FuelCapacityUnit | 0 | 0 | 0 | 0
Hydro | FOM | $/FuelCapacityUnit-yr | 60305.9976 | 60305.9976 | 60305.9976 | 60305.9976
Hydro | VOM | $/FuelOutputUnit | 0 | 0 | 0 | 0
Hydro | CONE | $/FuelCapacityUnit | 6892114.0059 | 6892114.0059 | 6892114.0059 | 6892114.0059
Hydro | Flex Adder | $/FuelCapacityUnit-yr | 0 | 0 | 0 | 0
Hydro | Retirement | $/FuelCapacityUnit | 0 | 0 | 0 | 0
Hydro Pumped Storage | FOM | $/FuelCapacityUnit-yr | 0 | 0 | 0 | 0
Hydro Pumped Storage | VOM | $/FuelOutputUnit | 0 | 0 | 0 | 0
Hydro Pumped Storage | CONE | $/FuelCapacityUnit | 0.01 | 0.01 | 0.01 | 0.01
Hydro Pumped Storage | Flex Adder | $/FuelCapacityUnit-yr | 0 | 0 | 0 | 0
Hydro Pumped Storage | Retirement | $/FuelCapacityUnit | 0 | 0 | 0 | 0
Nuclear | FOM | $/FuelCapacityUnit-yr | 0 | 0 | 0 | 0
Nuclear | VOM | $/FuelOutputUnit | 95.83 | 95.83 | 95.83 | 95.83
Nuclear | CONE | $/FuelCapacityUnit | 0.01 | 0.01 | 0.01 | 0.01
Nuclear | Flex Adder | $/FuelCapacityUnit-yr | 0 | 0 | 0 | 0
Nuclear | Retirement | $/FuelCapacityUnit | 0 | 0 | 0 | 0
Nuclear SMR | FOM | $/FuelCapacityUnit-yr | 175000 | 175000 | 150000 | 125000
Nuclear SMR | VOM | $/FuelOutputUnit | 7.26 | 7.26 | 7.26 | 7.26
Nuclear SMR | CONE | $/FuelCapacityUnit | 7000000 | 7000000 | 6000000 | 5000000
Nuclear SMR | Flex Adder | $/FuelCapacityUnit-yr | 0 | 0 | 0 | 0
Nuclear SMR | Retirement | $/FuelCapacityUnit | 0 | 0 | 0 | 0
Fossil Fuel Thermal (Coal, Peat, Oil) | FOM | $/FuelCapacityUnit-yr | 0 | 0 | 0 | 0
Fossil Fuel Thermal (Coal, Peat, Oil) | VOM | $/FuelOutputUnit | 4.9088 | 4.9088 | 4.9088 | 4.9088
Fossil Fuel Thermal (Coal, Peat, Oil) | CONE | $/FuelCapacityUnit | 0.01 | 0.01 | 0.01 | 0.01
Fossil Fuel Thermal (Coal, Peat, Oil) | Flex Adder | $/FuelCapacityUnit-yr | 0 | 0 | 0 | 0
Fossil Fuel Thermal (Coal, Peat, Oil) | Retirement | $/FuelCapacityUnit | 0 | 0 | 0 | 0
O/CCGT - CH4 Existing | FOM | $/FuelCapacityUnit-yr | 0 | 0 | 0 | 0
O/CCGT - CH4 Existing | VOM | $/FuelOutputUnit | 2.38 | 2.38 | 2.38 | 2.38
O/CCGT - CH4 Existing | CONE | $/FuelCapacityUnit | 0.01 | 0.01 | 0.01 | 0.01
O/CCGT - CH4 Existing | Flex Adder | $/FuelCapacityUnit-yr | 0 | 0 | 0 | 0
O/CCGT - CH4 Existing | Retirement | $/FuelCapacityUnit | 0 | 0 | 0 | 0
O/CCGT - H2 New | FOM | $/FuelCapacityUnit-yr | 23000 | 23000 | 23000 | 23000
O/CCGT - H2 New | VOM | $/FuelOutputUnit | 2.737 | 2.737 | 2.737 | 2.737
O/CCGT - H2 New | CONE | $/FuelCapacityUnit | 759000 | 759000 | 759000 | 759000
O/CCGT - H2 New | Flex Adder | $/FuelCapacityUnit-yr | 0 | 0 | 0 | 0
O/CCGT - H2 New | Retirement | $/FuelCapacityUnit | 0 | 0 | 0 | 0
O/CCGT - CH4 New | FOM | $/FuelCapacityUnit-yr | 20000 | 20000 | 20000 | 20000
O/CCGT - CH4 New | VOM | $/FuelOutputUnit | 2.38 | 2.38 | 2.38 | 2.38
O/CCGT - CH4 New | CONE | $/FuelCapacityUnit | 660000 | 660000 | 660000 | 660000
O/CCGT - CH4 New | Flex Adder | $/FuelCapacityUnit-yr | 0 | 0 | 0 | 0
O/CCGT - CH4 New | Retirement | $/FuelCapacityUnit | 0 | 0 | 0 | 0
Biomass | FOM | $/FuelCapacityUnit-yr | 19337.5 | 19337.5 | 19337.5 | 19337.5
Biomass | VOM | $/FuelOutputUnit | 2.38 | 2.38 | 2.38 | 2.38
Biomass | CONE | $/FuelCapacityUnit | 654500 | 654500 | 654500 | 654500
Biomass | Flex Adder | $/FuelCapacityUnit-yr | 0 | 0 | 0 | 0
Biomass | Retirement | $/FuelCapacityUnit | 0 | 0 | 0 | 0
Generic - Generator | FOM | $/FuelCapacityUnit-yr | 22000 | 22000 | 22000 | 22000
Generic - Generator | VOM | $/FuelOutputUnit | 2.38 | 2.38 | 2.38 | 2.38
Generic - Generator | CONE | $/FuelCapacityUnit | 1160000 | 1160000 | 1130000 | 1130000
Generic - Generator | Flex Adder | $/FuelCapacityUnit-yr | 0 | 0 | 0 | 0
Generic - Generator | Retirement | $/FuelCapacityUnit | 0 | 0 | 0 | 0
CH4 Salt Cavern Storage - ON | FOM | $/FuelCapacityUnit-yr | 0 | 0 | 0 | 0
CH4 Salt Cavern Storage - ON | VOM | $/FuelOutputUnit | 10.5 | 10.5 | 10.5 | 10.5
CH4 Salt Cavern Storage - ON | CONE | $/FuelCapacityUnit | 0.01 | 0.01 | 0.01 | 0.01
CH4 Salt Cavern Storage - ON | Flex Adder | $/FuelCapacityUnit-yr | 0 | 0 | 0 | 0
CH4 Salt Cavern Storage - ON | Retirement | $/FuelCapacityUnit | 0 | 0 | 0 | 0
H2 Salt Cavern Storage - ON | FOM | $/FuelCapacityUnit-yr | 0 | 0 | 0 | 0
H2 Salt Cavern Storage - ON | VOM | $/FuelOutputUnit | 10.5 | 10.5 | 10.5 | 10.5
H2 Salt Cavern Storage - ON | CONE | $/FuelCapacityUnit | 0.01 | 0.01 | 0.01 | 0.01
H2 Salt Cavern Storage - ON | Flex Adder | $/FuelCapacityUnit-yr | 0 | 0 | 0 | 0
H2 Salt Cavern Storage - ON | Retirement | $/FuelCapacityUnit | 0 | 0 | 0 | 0
H2 Import - QC | FOM | $/FuelCapacityUnit-yr | 0 | 0 | 0 | 0
H2 Import - QC | VOM | $/FuelOutputUnit | 0 | 0 | 0 | 0
H2 Import - QC | CONE | $/FuelCapacityUnit | 0.01 | 0.01 | 0.01 | 0.01
H2 Import - QC | Flex Adder | $/FuelCapacityUnit-yr | 0 | 0 | 0 | 0
H2 Import - QC | Retirement | $/FuelCapacityUnit | 0 | 0 | 0 | 0
H2 Import - WC | FOM | $/FuelCapacityUnit-yr | 0 | 0 | 0 | 0
H2 Import - WC | VOM | $/FuelOutputUnit | 0 | 0 | 0 | 0
H2 Import - WC | CONE | $/FuelCapacityUnit | 0.01 | 0.01 | 0.01 | 0.01
H2 Import - WC | Flex Adder | $/FuelCapacityUnit-yr | 0 | 0 | 0 | 0
H2 Import - WC | Retirement | $/FuelCapacityUnit | 0 | 0 | 0 | 0
CH4 Import - WC 2020 | FOM | $/FuelCapacityUnit-yr | 0 | 0 | 0 | 0
CH4 Import - WC 2020 | VOM | $/FuelOutputUnit | 0 | 0 | 0 | 0
CH4 Import - WC 2020 | CONE | $/FuelCapacityUnit | 0.01 | 0.01 | 0.01 | 0.01
CH4 Import - WC 2020 | Flex Adder | $/FuelCapacityUnit-yr | 0 | 0 | 0 | 0
CH4 Import - WC 2020 | Retirement | $/FuelCapacityUnit | 0 | 0 | 0 | 0
CH4 Import - WC 2030 | FOM | $/FuelCapacityUnit-yr | 0 | 0 | 0 | 0
CH4 Import - WC 2030 | VOM | $/FuelOutputUnit | 0 | 0 | 0 | 0
CH4 Import - WC 2030 | CONE | $/FuelCapacityUnit | 0.01 | 0.01 | 0.01 | 0.01
CH4 Import - WC 2030 | Flex Adder | $/FuelCapacityUnit-yr | 0 | 0 | 0 | 0
CH4 Import - WC 2030 | Retirement | $/FuelCapacityUnit | 0 | 0 | 0 | 0
CH4 Import - WC 2040 | FOM | $/FuelCapacityUnit-yr | 0 | 0 | 0 | 0
CH4 Import - WC 2040 | VOM | $/FuelOutputUnit | 0 | 0 | 0 | 0
CH4 Import - WC 2040 | CONE | $/FuelCapacityUnit | 0.01 | 0.01 | 0.01 | 0.01
CH4 Import - WC 2040 | Flex Adder | $/FuelCapacityUnit-yr | 0 | 0 | 0 | 0
CH4 Import - WC 2040 | Retirement | $/FuelCapacityUnit | 0 | 0 | 0 | 0
CH4 Import - WC 2050 | FOM | $/FuelCapacityUnit-yr | 0 | 0 | 0 | 0
CH4 Import - WC 2050 | VOM | $/FuelOutputUnit | 0 | 0 | 0 | 0
CH4 Import - WC 2050 | CONE | $/FuelCapacityUnit | 0.01 | 0.01 | 0.01 | 0.01
CH4 Import - WC 2050 | Flex Adder | $/FuelCapacityUnit-yr | 0 | 0 | 0 | 0
CH4 Import - WC 2050 | Retirement | $/FuelCapacityUnit | 0 | 0 | 0 | 0
CH4 Import - NY 2020 | FOM | $/FuelCapacityUnit-yr | 0 | 0 | 0 | 0
CH4 Import - NY 2020 | VOM | $/FuelOutputUnit | 0 | 0 | 0 | 0
CH4 Import - NY 2020 | CONE | $/FuelCapacityUnit | 0.01 | 0.01 | 0.01 | 0.01
CH4 Import - NY 2020 | Flex Adder | $/FuelCapacityUnit-yr | 0 | 0 | 0 | 0
CH4 Import - NY 2020 | Retirement | $/FuelCapacityUnit | 0 | 0 | 0 | 0
CH4 Import - NY 2030 | FOM | $/FuelCapacityUnit-yr | 0 | 0 | 0 | 0
CH4 Import - NY 2030 | VOM | $/FuelOutputUnit | 0 | 0 | 0 | 0
CH4 Import - NY 2030 | CONE | $/FuelCapacityUnit | 0.01 | 0.01 | 0.01 | 0.01
CH4 Import - NY 2030 | Flex Adder | $/FuelCapacityUnit-yr | 0 | 0 | 0 | 0
CH4 Import - NY 2030 | Retirement | $/FuelCapacityUnit | 0 | 0 | 0 | 0
CH4 Import - NY 2040 | FOM | $/FuelCapacityUnit-yr | 0 | 0 | 0 | 0
CH4 Import - NY 2040 | VOM | $/FuelOutputUnit | 0 | 0 | 0 | 0
CH4 Import - NY 2040 | CONE | $/FuelCapacityUnit | 0.01 | 0.01 | 0.01 | 0.01
CH4 Import - NY 2040 | Flex Adder | $/FuelCapacityUnit-yr | 0 | 0 | 0 | 0
CH4 Import - NY 2040 | Retirement | $/FuelCapacityUnit | 0 | 0 | 0 | 0
CH4 Import - NY 2050 | FOM | $/FuelCapacityUnit-yr | 0 | 0 | 0 | 0
CH4 Import - NY 2050 | VOM | $/FuelOutputUnit | 0 | 0 | 0 | 0
CH4 Import - NY 2050 | CONE | $/FuelCapacityUnit | 0.01 | 0.01 | 0.01 | 0.01
CH4 Import - NY 2050 | Flex Adder | $/FuelCapacityUnit-yr | 0 | 0 | 0 | 0
CH4 Import - NY 2050 | Retirement | $/FuelCapacityUnit | 0 | 0 | 0 | 0
Battery Storage | FOM | $/FuelCapacityUnit-yr | 44000 | 30000 | 28000 | 24000
Battery Storage | VOM | $/FuelOutputUnit | 0 | 0 | 0 | 0
Battery Storage | CONE | $/FuelCapacityUnit | 1750000 | 1200000 | 1100000 | 950000
Battery Storage | Flex Adder | $/FuelCapacityUnit-yr | 0 | 0 | 0 | 0
Battery Storage | Retirement | $/FuelCapacityUnit | 0 | 0 | 0 | 0
Electrolyser 2020/2030 | FOM | $/FuelCapacityUnit-yr | 20000 | 20000 | 20000 | 20000
Electrolyser 2020/2030 | VOM | $/FuelOutputUnit | 0 | 0 | 0 | 0
Electrolyser 2020/2030 | CONE | $/FuelCapacityUnit | 570000 | 570000 | 570000 | 570000
Electrolyser 2020/2030 | Flex Adder | $/FuelCapacityUnit-yr | 0 | 0 | 0 | 0
Electrolyser 2020/2030 | Retirement | $/FuelCapacityUnit | 0 | 0 | 0 | 0
Electrolyser 2040 | FOM | $/FuelCapacityUnit-yr | 14000 | 14000 | 14000 | 14000
Electrolyser 2040 | VOM | $/FuelOutputUnit | 0 | 0 | 0 | 0
Electrolyser 2040 | CONE | $/FuelCapacityUnit | 390000 | 390000 | 390000 | 390000
Electrolyser 2040 | Flex Adder | $/FuelCapacityUnit-yr | 0 | 0 | 0 | 0
Electrolyser 2040 | Retirement | $/FuelCapacityUnit | 0 | 0 | 0 | 0
Electrolyser 2050 | FOM | $/FuelCapacityUnit-yr | 8000 | 8000 | 8000 | 8000
Electrolyser 2050 | VOM | $/FuelOutputUnit | 0 | 0 | 0 | 0
Electrolyser 2050 | CONE | $/FuelCapacityUnit | 240000 | 240000 | 240000 | 240000
Electrolyser 2050 | Flex Adder | $/FuelCapacityUnit-yr | 0 | 0 | 0 | 0
Electrolyser 2050 | Retirement | $/FuelCapacityUnit | 0 | 0 | 0 | 0
Anaerobic Digestion | FOM | $/FuelCapacityUnit-yr | 89640.3551 | 89640.3551 | 89640.3551 | 89640.3551
Anaerobic Digestion | VOM | $/FuelOutputUnit | 73.1 | 70.1 | 68.6 | 67.1
Anaerobic Digestion | CONE | $/FuelCapacityUnit | 446820.4774 | 446820.4774 | 446820.4774 | 446820.4774
Anaerobic Digestion | Flex Adder | $/FuelCapacityUnit-yr | 0 | 0 | 0 | 0
Anaerobic Digestion | Retirement | $/FuelCapacityUnit | 0 | 0 | 0 | 0
CH4 + CCS | FOM | $/FuelCapacityUnit-yr | 0 | 0 | 0 | 0
CH4 + CCS | VOM | $/FuelOutputUnit | 1.442 | 1.442 | 1.442 | 1.442
CH4 + CCS | CONE | $/FuelCapacityUnit | 0.01 | 0.01 | 0.01 | 0.01
CH4 + CCS | Flex Adder | $/FuelCapacityUnit-yr | 0 | 0 | 0 | 0
CH4 + CCS | Retirement | $/FuelCapacityUnit | 0 | 0 | 0 | 0
SMR CCS | FOM | $/FuelCapacityUnit-yr | 94500 | 94500 | 94500 | 94500
SMR CCS | VOM | $/FuelOutputUnit | 0 | 0 | 0 | 0
SMR CCS | CONE | $/FuelCapacityUnit | 3150000 | 3150000 | 3150000 | 3150000
SMR CCS | Flex Adder | $/FuelCapacityUnit-yr | 0 | 0 | 0 | 0
SMR CCS | Retirement | $/FuelCapacityUnit | 0 | 0 | 0 | 0
Biomass + CCS | FOM | $/FuelCapacityUnit-yr | 287300 | 287300 | 287300 | 287300
Biomass + CCS | VOM | $/FuelOutputUnit | 1.442 | 1.442 | 1.442 | 1.442
Biomass + CCS | CONE | $/FuelCapacityUnit | 5780000 | 5780000 | 5780000 | 5780000
Biomass + CCS | Flex Adder | $/FuelCapacityUnit-yr | 0 | 0 | 0 | 0
Biomass + CCS | Retirement | $/FuelCapacityUnit | 0 | 0 | 0 | 0