{"text_format":"1","workbook":"xlsx","n_sheets":4,"sheets":["Data summary","Hourly load shapes by class","2006 Input to CA model","Revised Inputs to CA model"],"not_rendered":{"charts":0,"images":0,"macros":1,"external_links":0,"defined_names":3,"comments":0,"pivot_tables":0},"unopened":[],"bounds":{"document_bytes":16777216,"sheet_cells":100000,"rows_first":2000,"rows_last":500,"rows_between":2000,"halvings":0,"cell_chars":16384,"cell_head_chars":4096},"cells_cut":0,"cells_raw":0,"read":"whole","date_system":"1900"}

{"sheet":"Data summary","index":0,"n_rows":38,"n_cols":15,"rows_kept":38,"cut":false,"hidden":false,"merged":[[40,0,40,1]]}
["RUN # 2","Rate classes","Weather station used for normalization",null,null,null,null,"Test Year"]
[1,"Residential class","Toronto Pearson",null,null,null,null,2004]
[2,"Streetlights"]
[3,"Sentinellights"]
[4,"General service <50kW"]
[5,"General service >50kW"]
[6,"USL"]
[]
[]
["Monthly kWh by class (with actual weather)",null,"Jan","Feb","Mar","Apr","May","Jun","Jul","Aug","Sep","Oct","Nov","Dec","TOTAL"]
[1,"Residential class",21251120.864019997,16857795.437999997,15546767.98322,12671024.078950001,11018103.216724999,10386892.304250002,11983593.413375001,11617145.553375002,10659766.164000001,11504510.314160001,13431840.750799997,18867670.85416,{"$f":"SUM(C11:N11)","v":165796230.93503502}]
[2,"Streetlights",141715.95997999999,132700.70799999993,141853.19078000041,102957.96105000003,106894.21627499924,103446.01574999928,76353.011624999548,76353.011624999548,74664.305999999968,118301.44484000065,114485.26920000059,118301.44484000065,1308026.539965]
[3,"Sentinellights",14180.516000000158,13265.644000000133,14180.516000000158,10292.310000000052,10635.387000000061,10292.310000000052,7596.7050000000017,7596.7050000000017,7351.65,11648.281000000086,11272.530000000077,11648.281000000086,129960.83500000086]
[4,"General service <50kW",2509740.4800000051,2306020.2999999998,2209198.0499999998,1964935.5,1997330.03,2023516.51,2168451.7599999998,2177971.62,2042857.13,2135678.59,2191752.59,2515230.7000000002,26242683.260000002]
[5,"General service >50kW",3663419.6591999992,3468762.4296000004,3495303.5788999991,3098622.5453999997,3259146.5550000016,3178433.2631999999,3208644.5135000004,3213528.5109000006,3269196.1514999997,3345024.7669999995,3451520.6968000005,3508050.557000001,40159653.228000008]
[6,"USL",65512.52,63599.48,68248.679999999993,64382.6,64382.6,64382.6,64382.6,64382.6,64382.6,64382.6,64003.16,64003.16,776045.2]
[]
[]
["Monthly kWh by class (with normalized weather)",null,"Jan","Feb","Mar","Apr","May","Jun","Jul","Aug","Sep","Oct","Nov","Dec","TOTAL"]
[1,"Residential class",19800921.820950639,17325473.700718418,16443463.32642073,12743767.420580721,11182681.856542461,10864629.470437832,12430005.770611567,11988803.643770896,10537995.808317646,12099413.055130327,14241430.018971004,18625139.011183593,{"$f":"SUM(C20:N20)","v":168283724.9036358}]
[2,"Streetlights",141715.95998000022,132700.70800000097,141853.19078000044,102957.96105000061,106894.21627499934,103446.01574999937,76353.011624999592,76353.011624999592,74664.30600000023,118301.44484000042,114485.2692000004,118301.44484000042,1308026.5399650016]
[3,"Sentinellights",14180.516000000158,13265.644000000133,14180.516000000158,10292.310000000052,10635.387000000061,10292.310000000052,7596.7050000000017,7596.7050000000017,7351.65,11648.281000000086,11272.530000000077,11648.281000000086,129960.83500000086]
[4,"General service <50kW",2428564.7423310308,2332198.8643174781,2259391.0966780344,1969007.3556357536,2011379.7962804157,2103860.5921304608,2243527.7502908744,2240475.7143262504,2027037.3216253873,2168978.6213969737,2237069.825351276,2501654.8414312424,26523146.52179518]
[5,"General service >50kW",3583293.4167383276,3494602.538964103,3544847.6941212351,3102641.7527335244,3273339.8799021253,3261342.0916817077,3286117.0824725586,3278027.861277855,3252975.5940569658,3377894.2696326952,3496252.0364777194,3494650.2135451641,40445984.43160399]
[6,"USL",65512.52,63599.48,68248.679999999993,64382.6,64382.6,64382.6,64382.6,64382.6,64382.6,64382.6,64003.16,64003.16,776045.2]
[]
[]
["Residential class information",null,"Equipment saturation"]
[null,"Electric space heating",0.24495341614906835]
[null,"Electric water heating",0.44962216624685136]
[null,"Air conditioning",0.32185978213078181]
[null,"Baseload",1]
[]
[]
["General service >50kW ",null,"2004 kWh (Actual)","2004 kWh (Weather Corrected)"]
[null,"Weather sensitive load",27275911.547999993,27562242.751603983]
[null,"Non-weather sensitive load",12883741.679999996,12883741.679999996]
[null,"TOTAL",{"$f":"SUM(C36:C37)","v":40159653.227999985},{"$f":"SUM(D36:D37)","v":40445984.431603983}]

{"sheet":"Hourly load shapes by class","index":1,"n_rows":8818,"n_cols":30,"rows_kept":4500,"cut":true,"hidden":false,"merged":[],"bounds":{"rows_first":2000,"rows_last":500,"rows_between":2000,"halvings":0}}
["ALL UNITS IN GWh",null,null,null,"2004 Load Shape",null,null,null,null,null,null,null,"2021 Load Shape"]
["Year","Month","Day","Hour (EST)","Residential","GS>50kW","Street Lighting","Sentinel Lighting","GS<50kW","USL","TOTAL LDC sales",null,{"$f":"E2","v":"Residential"},"GS>50kW","Street Lighting","Sentinel Lighting","GS<50kW","USL","ED",{"$f":"K2","v":"TOTAL LDC sales"},null,null,{"$f":"E2","v":"Residential"},"GS>50kW","Street Lighting","Sentinel Lighting","GS<50kW","USL","ED 2010"]
[2004,1,1,1,1.9743675797705147E-2,3.4930051785780651E-3,3.2653446999999754E-4,3.2674000000000067E-5,3.0121210597727462E-3,8.8054462365591703E-5,{"$f":"SUM(E3:J3)","v":2.6696064968421546E-2},null,{"$f":"E3*W$5","v":2.3401878527711261E-2},{"$f":"(F3*X$5)-S3","v":5.1411828207121053E-3},{"$f":"G3*Y$5","v":2.2351082781410281E-4},{"$f":"H3*Z$5","v":2.4284432516604031E-5},{"$f":"I3*AA$5","v":4.9896598397861942E-3},{"$f":"J3*AB$5","v":5.2944125985274418E-5},{"$f":"(F3*$AC$7)*$AC$5","v":5.0433777181237656E-5},{"$f":"SUM(M3:R3)","v":3.3833460574525548E-2},null,2004,{"$f":"'Data summary'!O11","v":165796230.93503502},{"$f":"'Data summary'!O15","v":40159653.228000008},{"$f":"'Data summary'!O12","v":1308026.539965},{"$f":"'Data summary'!O13","v":129960.83500000086},{"$f":"'Data summary'!O14","v":26242683.260000002},{"$f":"'Data summary'!O16","v":776045.2},1000000,{"$f":"SUM(W3:AB3)","v":234412599.99800003}]
[2004,1,1,2,1.8012564862581321E-2,3.5201775357023013E-3,3.2653446999999754E-4,3.2674000000000067E-5,3.0353850932397682E-3,8.8054462365591703E-5,2.5015390423888978E-2,null,2.1350019074748143E-2,{"$f":"(F4*X$5)-S4","v":5.1811764790387861E-3},2.2351082781410281E-4,2.4284432516604031E-5,5.0281973391756102E-3,{"$f":"J4*AB$5","v":5.2944125985274418E-5},{"$f":"(F4*$AC$7)*$AC$5","v":5.0826105430018154E-5},3.1860132279278523E-2,null,"2024 Forecast",196515749.97726756,59688867.208894171,895336.08733680099,96591.330334792976,43471713.172288813,466609.34307314234,935588.9,{"$f":"SUM(W4:AC4)","v":302070456.01919526}]
[2004,1,1,3,1.706681028548945E-2,3.4556029445923795E-3,3.2653446999999754E-4,3.2674000000000067E-5,2.9904121127904549E-3,8.8054462365591703E-5,2.3960088275237872E-2,null,2.0229030563951009E-2,5.0861323089056096E-3,2.2351082781410281E-4,2.4284432516604031E-5,4.9536983831341965E-3,5.2944125985274418E-5,4.989374479122486E-5,3.0569600642306797E-2,null,"Scaling Factor",{"$f":"W4/W3","v":1.1852847852389936},{"$f":"X4/X3","v":1.4862894076803945},{"$f":"Y4/Y3","v":0.68449382331398123},0.74323414692428169,1.6565269923655213,0.6012656776604538,{"$f":"AC4/AC3","v":0.93558890000000006}]
[2004,1,1,4,1.6449686176937303E-2,3.536513875936557E-3,3.2653446999999754E-4,3.2674000000000067E-5,3.164333160740781E-3,8.8054462365591703E-5,2.3597796145980229E-2,null,1.9497562747479973E-2,5.2052211361382798E-3,2.2351082781410281E-4,2.4284432516604031E-5,5.2418032936044096E-3,5.2944125985274418E-5,5.1061977780962314E-5,3.0245326563538646E-2]
[2004,1,1,5,1.6652221180714633E-2,3.5185897238631516E-3,3.2653446999999754E-4,3.2674000000000067E-5,3.1315554115176926E-3,8.8054462365591703E-5,2.3749629248461065E-2,null,1.9737624405935565E-2,5.1788394567520678E-3,2.2351082781410281E-4,2.4284432516604031E-5,5.1875060672673754E-3,5.2944125985274418E-5,5.0803179798818833E-5,3.0404709316270987E-2,null,null,null,null,null,null,null,null,{"$f":"AC4/(X4+AC4)","v":1.5432532678222914E-2}]
[2004,1,1,6,1.7276550411821617E-2,3.5152961745836767E-3,3.2653446999999754E-4,3.2674000000000067E-5,3.140395989349066E-3,8.8054462365591703E-5,2.4379505508119948E-2,null,2.047763234454663E-2,5.1739918432762416E-3,2.2351082781410281E-4,2.4284432516604031E-5,5.2021507230731543E-3,5.2944125985274418E-5,5.0755625866887909E-5,3.115451429721201E-2]
[2004,1,1,7,1.8432381339296894E-2,3.6064433248495869E-3,3.2653446999999754E-4,3.2674000000000067E-5,3.1636925295254669E-3,8.8054462365591703E-5,2.5649780126037535E-2,null,2.1847621157191754E-2,5.3081468585558702E-3,2.2351082781410281E-4,2.4284432516604031E-5,5.2407420707040898E-3,5.2944125985274418E-5,5.2071654567734837E-5,3.2697249472767698E-2]
[2004,1,1,8,2.0834947553314623E-2,3.8557923241800181E-3,0,0,3.3671876869106332E-3,8.8054462365591703E-5,2.8145982026770867E-2,null,2.4695346336196217E-2,5.6751514079854889E-3,0,0,5.5778372917282878E-3,5.2944125985274418E-5,5.5671881658641943E-5,3.6001279161895272E-2]
[2004,1,1,9,2.3407221439899949E-2,3.805853651258843E-3,0,0,3.1651691250237758E-3,8.8054462365591703E-5,3.0466298678548158E-2,null,2.7744223437433376E-2,5.6016491272313498E-3,0,0,5.2431880910038435E-3,5.2944125985274418E-5,5.4950841816422601E-5,3.8642004781653846E-2]
[2004,1,1,10,2.4734014572864171E-2,3.7877477455375637E-3,0,0,2.9839495973155612E-3,8.8054462365591703E-5,3.1593766378082894E-2,null,2.9316851151095447E-2,5.5749999335746809E-3,0,0,4.942993051811455E-3,5.2944125985274418E-5,5.4689419583094219E-5,3.9887788262466861E-2]
[2004,1,1,11,2.5794655173523029E-2,4.1181481862083242E-3,0,0,3.3449835225572702E-3,8.8054462365591703E-5,3.3345841344654216E-2,null,3.057401231766314E-2,6.0613001200014614E-3,0,0,5.5410554941340215E-3,5.2944125985274418E-5,5.9459908418199578E-5,4.2229312057783901E-2,null,null,null,null,null,null,null,null," "]
[2004,1,1,12,2.6442757662607997E-2,4.1831204297656469E-3,0,0,3.3467218274204754E-3,8.8054462365591703E-5,3.4060654382159716E-2,null,3.1342198337251069E-2,6.1569295752477923E-3,0,0,5.5439350430608811E-3,5.2944125985274418E-5,6.0398010564349004E-5,4.3096007081545019E-2]
[2004,1,1,13,2.6294305583093387E-2,4.122925114660449E-3,0,0,3.1735327817460288E-3,8.8054462365591703E-5,3.367881794186546E-2,null,3.1166240346065317E-2,6.0683310464496815E-3,0,0,5.2570427141191353E-3,5.2944125985274418E-5,5.9528880129619504E-5,4.2544558232619413E-2]
[2004,1,1,14,2.5412932013102803E-2,4.0613731683939091E-3,0,0,3.094221864060308E-3,8.8054462365591703E-5,3.2656581507922618E-2,null,3.0121561663443701E-2,5.9777357588538726E-3,0,0,5.1256620381834586E-3,5.2944125985274418E-5,5.864016196735732E-5,4.1277903586466311E-2]
[2004,1,1,15,2.4674988443979872E-2,4.1087392059612586E-3,0,0,3.2902240819650923E-3,8.8054462365591703E-5,3.2162006194271814E-2,null,2.9246888378597333E-2,6.0474515039434899E-3,0,0,5.4503450027062429E-3,5.2944125985274418E-5,5.9324056797883247E-5,4.0797629011232343E-2]
[2004,1,1,16,2.5576581435650326E-2,4.078472108457765E-3,0,0,3.3028282963557436E-3,8.8054462365591703E-5,3.3045936302829433E-2,null,3.0315532834102429E-2,6.0029028491999769E-3,0,0,5.4712242240619186E-3,5.2944125985274418E-5,5.8887045120724669E-5,4.1842604033349599E-2]
[2004,1,1,17,2.7892872719312768E-2,4.0215669761766385E-3,0,0,3.0322886272630941E-3,8.8054462365591703E-5,3.5034782785118096E-2,null,3.3060997650809221E-2,5.919146978957273E-3,0,0,5.0230679597043082E-3,5.2944125985274418E-5,5.8065420011338637E-5,4.4056156715456082E-2]
[2004,1,1,18,3.1884622421557457E-2,4.2808083166399856E-3,3.2653446999999754E-4,3.2674000000000067E-5,3.2258294312888422E-3,8.8054462365591703E-5,3.9838523101851889E-2,null,3.7792357839362134E-2,6.3007115796004064E-3,2.2351082781410281E-4,2.4284432516604031E-5,5.3436735256970859E-3,5.2944125985274418E-5,6.180847773174437E-5,4.9737482330975614E-2]
[2004,1,1,19,3.2584369058497632E-2,4.0917623809550198E-3,3.2653446999999754E-4,3.2674000000000067E-5,3.034576447505143E-3,8.8054462365591703E-5,4.0157970819323395E-2,null,3.8621756881649476E-2,6.0224641487550152E-3,2.2351082781410281E-4,2.4284432516604031E-5,5.0268577956889427E-3,5.2944125985274418E-5,5.9078936803541281E-5,4.9971818212409418E-2]
[2004,1,1,20,3.1352084167092752E-2,3.9643265047266769E-3,3.2653446999999754E-4,3.2674000000000067E-5,3.0368315512141679E-3,8.8054462365591703E-5,3.8800505155399193E-2,null,3.7161148348787386E-2,5.8348975394566412E-3,2.2351082781410281E-4,2.4284432516604031E-5,5.0305934358535259E-3,5.2944125985274418E-5,5.7238953105259914E-5,4.8327378710413545E-2]
[2004,1,1,21,3.0173201335696481E-2,3.8669076529334765E-3,3.2653446999999754E-4,3.2674000000000067E-5,2.9797232213615815E-3,8.8054462365591703E-5,3.7467095142357132E-2,null,3.5763836465153916E-2,5.6915115146307102E-3,2.2351082781410281E-4,2.4284432516604031E-5,4.9359919459638028E-3,5.2944125985274418E-5,5.5832370402571126E-5,4.6692079312064413E-2]
[2004,1,1,22,2.8451820658623901E-2,3.9003578437733959E-3,3.2653446999999754E-4,3.2674000000000067E-5,3.1230253796087162E-3,8.8054462365591703E-5,3.5922466814371612E-2,null,3.3723510139015395E-2,5.7407452081707075E-3,2.2351082781410281E-4,2.4284432516604031E-5,5.1733758391644168E-3,5.2944125985274418E-5,5.6315341192834055E-5,4.493837057266651E-2]
[2004,1,1,23,2.5602253498962949E-2,3.7916408309381653E-3,3.2653446999999754E-4,3.2674000000000067E-5,3.0116060850013506E-3,8.8054462365591703E-5,3.2852763347268055E-2,null,3.0345961540152573E-2,5.5807299748308146E-3,2.2351082781410281E-4,2.4284432516604031E-5,4.98880677017699E-3,5.2944125985274418E-5,5.47456299210707E-5,4.1216237671476363E-2]
[2004,1,1,24,2.1705856366886402E-2,3.8713994165232041E-3,3.2653446999999754E-4,3.2674000000000067E-5,3.3398759772329013E-3,8.8054462365591703E-5,2.9364394693008097E-2,null,2.5727621302253392E-2,5.698122720919162E-3,2.2351082781410281E-4,2.4284432516604031E-5,5.5325947074394742E-3,5.2944125985274418E-5,5.5897224759336594E-5,3.7259078116928017E-2]
[2004,1,2,1,1.8413351059668227E-2,3.9497372709991763E-3,3.2653446999999754E-4,3.2674000000000067E-5,2.895293781899469E-3,8.8054462365591703E-5,2.570564504493246E-2,null,2.1825064856289048E-2,5.8134243626439715E-3,2.2351082781410281E-4,2.4284432516604031E-5,4.7961323005445231E-3,5.2944125985274418E-5,5.7028306362572494E-5,3.2735360905793529E-2]
[2004,1,2,2,1.6791803118163369E-2,3.9253149344668278E-3,3.2653446999999754E-4,3.2674000000000067E-5,2.9229445959203962E-3,8.8054462365591703E-5,2.4087325580916183E-2,null,1.9903068752687731E-2,5.7774783246043503E-3,2.2351082781410281E-4,2.4284432516604031E-5,4.8419366203310676E-3,5.2944125985274418E-5,5.6675684303357836E-5,3.0823223083939127E-2]
[2004,1,2,3,1.5903718455512788E-2,3.8455463863135211E-3,3.2653446999999754E-4,3.2674000000000067E-5,2.8746466585896284E-3,8.8054462365591703E-5,2.3071174432781526E-2,null,1.8850435514043893E-2,5.6600709151009175E-3,2.2351082781410281E-4,2.4284432516604031E-5,4.7619297834670723E-3,5.2944125985274418E-5,5.5523945620487523E-5,2.9573175598927862E-2]
[2004,1,2,4,1.5372175360366327E-2,3.9070729264437526E-3,3.2653446999999754E-4,3.2674000000000067E-5,2.9958107185249824E-3,8.8054462365591703E-5,2.2722321937700653E-2,null,1.8220405570667952E-2,5.7506288086520991E-3,2.2351082781410281E-4,2.4284432516604031E-5,4.9626413192545805E-3,5.2944125985274418E-5,5.6412296956091249E-5,2.9234415084890612E-2]
[2004,1,2,5,1.5465934293517796E-2,3.9213268261691324E-3,3.2653446999999754E-4,3.2674000000000067E-5,3.0339984716952163E-3,8.8054462365591703E-5,2.2868522523747735E-2,null,1.8331536607612626E-2,5.7716084238114756E-3,2.2351082781410281E-4,2.4284432516604031E-5,5.0259003631588648E-3,5.2944125985274418E-5,5.6618101976685619E-5,2.9429784780898947E-2]
[2004,1,2,6,1.611467391090763E-2,3.9634998292216537E-3,3.2653446999999754E-4,3.2674000000000067E-5,2.9495926229051376E-3,8.8054462365591703E-5,2.3475029295400008E-2,null,1.9100477805686564E-2,5.8336807963694009E-3,2.2351082781410281E-4,2.4284432516604031E-5,4.8860797963245764E-3,5.2944125985274418E-5,5.7227017145795207E-5,3.0120977784696523E-2]
[2004,1,2,7,1.7178986473818981E-2,4.2131765000801196E-3,3.2653446999999754E-4,3.2674000000000067E-5,2.8587502754983721E-3,8.8054462365591703E-5,2.4698176181763058E-2,null,2.0361991293244106E-2,6.2011676294329238E-3,2.2351082781410281E-4,2.4284432516604031E-5,4.7355969957954235E-3,5.2944125985274418E-5,6.08319753241152E-5,3.1599495304788436E-2]
[2004,1,2,8,1.9242540195840329E-2,4.767140230293415E-3,0,0,3.0040350357689025E-3,8.8054462365591703E-5,2.710176992426824E-2,null,2.2807890123479307E-2,7.0165196450945686E-3,0,0,4.9762651227629115E-3,5.2944125985274418E-5,6.883038411761085E-5,3.4853619017322063E-2]
[2004,1,2,9,2.1174726688717088E-2,5.1270525879966488E-3,0,0,2.9461703516829056E-3,8.8054462365591703E-5,2.9336004090762233E-2,null,2.509808137573042E-2,7.5462569732078662E-3,0,0,4.8804107116697535E-3,5.2944125985274418E-5,7.4026980951906969E-5,3.7577693186593319E-2]
[2004,1,2,10,2.2345258571945466E-2,5.188243449888252E-3,0,0,2.8000850696750118E-3,8.8054462365591703E-5,3.0421641553874321E-2,null,2.6485495007558164E-2,7.6363207984409395E-3,0,0,4.6384164988363483E-3,5.2944125985274418E-5,7.4910485595156682E-5,3.8813176430820724E-2]
[2004,1,2,11,2.3447568023786364E-2,5.476518637004252E-3,0,0,3.096573788664929E-3,8.8054462365591703E-5,3.2108714911821136E-2,null,2.7792045629450313E-2,8.060618892451115E-3,0,0,5.1295580647750224E-3,5.2944125985274418E-5,7.9072748692575402E-5,4.1035166712661733E-2]
[2004,1,2,12,2.390689463761022E-2,5.5353050484440395E-3,0,0,3.266754551957793E-3,8.8054462365591703E-5,3.2797008700377647E-2,null,2.8336478476271076E-2,8.1471437251192935E-3,0,0,5.4114670927510192E-3,5.2944125985274418E-5,7.9921536662894336E-5,4.1948033420126665E-2]
[2004,1,2,13,2.3495370467798215E-2,5.511477479779695E-3,0,0,3.3344365319396161E-3,8.8054462365591703E-5,3.2429338941883122E-2,null,2.7848705139034799E-2,8.1120730967023241E-3,0,0,5.5235841194876513E-3,5.2944125985274418E-5,7.9577502163272608E-5,4.1537306481210054E-2]
[2004,1,2,14,2.3308188261793265E-2,5.2649330846892871E-3,0,0,2.7838534934568008E-3,8.8054462365591703E-5,3.1445029302304944E-2,null,2.7626840918189663E-2,7.7491965065514751E-3,0,0,4.6115284547022439E-3,5.2944125985274418E-5,7.601776936827734E-5,4.0040510005428659E-2]
[2004,1,2,15,2.2618478991093986E-2,5.2781701976823423E-3,0,0,2.9840987112795987E-3,8.8054462365591703E-5,3.0968802362421517E-2,null,2.6809339013391522E-2,7.7686795632423405E-3,0,0,4.9432400631178215E-3,5.2944125985274418E-5,7.6208893507259107E-5,3.9574202765736963E-2]
[2004,1,2,16,2.3328057411276224E-2,5.1984185872985533E-3,0,0,3.2054052001550637E-3,8.8054462365591703E-5,3.1819935661095436E-2,null,2.7650391518767452E-2,7.6512970836102399E-3,0,0,5.309840235525669E-3,5.2944125985274418E-5,7.5057399380480235E-5,4.0664472963888643E-2]
[2004,1,2,17,2.5649088020261935E-2,4.9826418481326677E-3,0,0,3.0152122912333701E-3,8.8054462365591703E-5,3.3734996621993564E-2,null,3.040147378567221E-2,7.3337058955661042E-3,0,0,4.9947805481403663E-3,5.2944125985274418E-5,7.1941905578545374E-5,4.2782904355363957E-2]
[2004,1,2,18,3.0163550046210963E-2,4.9379777803865285E-3,3.2653446999999754E-4,3.2674000000000067E-5,2.8117314347129358E-3,8.8054462365591703E-5,3.8360522193676028E-2,null,3.5752396938568798E-2,7.2679670471934108E-3,2.2351082781410281E-4,2.4284432516604031E-5,4.6577090168846112E-3,5.2944125985274418E-5,7.1297023156231454E-5,4.7978812388962802E-2]
[2004,1,2,19,3.0779023432526326E-2,4.7905459762922183E-3,3.2653446999999754E-4,3.2674000000000067E-5,2.6512842639870907E-3,8.8054462365591703E-5,3.8668116605171235E-2,null,3.6481908179087918E-2,7.0509694134410278E-3,2.2351082781410281E-4,2.4284432516604031E-5,4.3919239477285699E-3,5.2944125985274418E-5,6.9168328128030212E-5,4.8225540926573503E-2]
[2004,1,2,20,2.9262009394886011E-2,4.8187312045927331E-3,3.2653446999999754E-4,3.2674000000000067E-5,2.8330118111913024E-3,8.8054462365591703E-5,3.7361015343035646E-2,null,3.4683814521278881E-2,7.0924538671215242E-3,2.2351082781410281E-4,2.4284432516604031E-5,4.6929605349287258E-3,5.2944125985274418E-5,6.9575280723642774E-5,4.6769968309645124E-2]
[2004,1,2,21,2.8154813708314678E-2,4.7063773823835964E-3,3.2653446999999754E-4,3.2674000000000067E-5,2.7686174124103959E-3,8.8054462365591703E-5,3.607707143547427E-2,null,3.3371472319703638E-2,6.9270857926263989E-3,2.2351082781410281E-4,2.4284432516604031E-5,4.5862894751910049E-3,5.2944125985274418E-5,6.7953059356921903E-5,4.5185586973837032E-2]
[2004,1,2,22,2.6840019265434684E-2,4.5086281775574251E-3,3.2653446999999754E-4,3.2674000000000067E-5,2.7938414666782339E-3,8.8054462365591703E-5,3.4589751842035943E-2,null,3.18130664708412E-2,6.6360284472503309E-3,2.2351082781410281E-4,2.4284432516604031E-5,4.6280738019425713E-3,5.2944125985274418E-5,6.5097856222631103E-5,4.3377908106350088E-2]
[2004,1,2,23,2.4450714271123854E-2,4.1098148206938712E-3,3.2653446999999754E-4,3.2674000000000067E-5,2.6261395297795271E-3,8.8054462365591703E-5,3.1633931553962845E-2,null,2.8981059613789033E-2,6.049034648457254E-3,2.2351082781410281E-4,2.4284432516604031E-5,4.3502710167978844E-3,5.2944125985274418E-5,5.9339587067947012E-5,3.9681104665360158E-2]
[2004,1,2,24,2.1064215089497643E-2,3.8725555738925877E-3,3.2653446999999754E-4,3.2674000000000067E-5,2.8909465843585929E-3,8.8054462365591703E-5,2.8274980180114411E-2,null,2.496709365858318E-2,5.6998244121854577E-3,2.2351082781410281E-4,2.4284432516604031E-5,4.7889310504769167E-3,5.2944125985274418E-5,5.5913917944766583E-5,3.575658850756154E-2]
[2004,1,3,1,1.92680602590833E-2,3.6931338178274823E-3,3.2653446999999754E-4,3.2674000000000067E-5,2.8813039833417774E-3,8.8054462365591703E-5,2.6289760992618146E-2,null,2.2838138666159538E-2,5.4357423387888688E-3,2.2351082781410281E-4,2.4284432516604031E-5,4.7729578216159502E-3,5.2944125985274418E-5,5.3323335794373797E-5,3.3347578212880341E-2]
[2004,1,3,2,1.7694395107328544E-2,3.6609009427042067E-3,3.2653446999999754E-4,3.2674000000000067E-5,2.964923621453442E-3,8.8054462365591703E-5,2.4767482603851781E-2,null,2.0972897304723813E-2,5.3883003524837119E-3,2.2351082781410281E-4,2.4284432516604031E-5,4.9114760092397597E-3,5.2944125985274418E-5,5.2857941224721398E-5,3.1573413052763268E-2]
[2004,1,3,3,1.6985356095740586E-2,3.6126947009474655E-3,3.2653446999999754E-4,3.2674000000000067E-5,2.9412134274011226E-3,8.8054462365591703E-5,2.3986527156454763E-2,null,2.013248415214771E-2,5.317347952100572E-3,2.2351082781410281E-4,2.4284432516604031E-5,4.8721994327978677E-3,5.2944125985274418E-5,5.2161915100736653E-5,3.062277092336213E-2]
[2004,1,3,4,1.671006267614631E-2,3.6318873871831999E-3,3.2653446999999754E-4,3.2674000000000067E-5,3.0321680500055514E-3,8.8054462365591703E-5,2.3821381045700647E-2,null,1.9806183050426203E-2,5.3455967246370736E-3,2.2351082781410281E-4,2.4284432516604031E-5,5.0228682202225232E-3,5.2944125985274418E-5,5.2439028821339972E-5,3.0475387381601781E-2]
[2004,1,3,5,1.640164175776038E-2,3.6781297902873742E-3,3.2653446999999754E-4,3.2674000000000067E-5,3.1071822658360771E-3,8.8054462365591703E-5,2.3634216746249419E-2,null,1.9440616428413923E-2,5.4136586473292137E-3,2.2351082781410281E-4,2.4284432516604031E-5,5.1471312935569219E-3,5.2944125985274418E-5,5.31067000486212E-5,3.0302145755616038E-2]
[2004,1,3,6,1.7259715229823818E-2,3.6855298406490572E-3,3.2653446999999754E-4,3.2674000000000067E-5,3.0446823795050766E-3,8.8054462365591703E-5,2.443719038234354E-2,null,2.0457677859467911E-2,5.4245504181245196E-3,2.2351082781410281E-4,2.4284432516604031E-5,5.0435985448298434E-3,5.2944125985274418E-5,5.321354572218615E-5,3.1226566208738253E-2]
[2004,1,3,7,1.8403813111167205E-2,3.8214503797506429E-3,3.2653446999999754E-4,3.2674000000000067E-5,3.0454637127301813E-3,8.8054462365591703E-5,2.571799013601362E-2,null,2.1813759671048396E-2,5.6246051861210174E-3,2.2351082781410281E-4,2.4284432516604031E-5,5.0448928444072607E-3,5.2944125985274418E-5,5.5176035278584004E-5,3.2783997087892654E-2]
[2004,1,3,8,2.0519154357752808E-2,4.1248245279025325E-3,0,0,3.2179950931087399E-3,8.8054462365591703E-5,2.7950028441129673E-2,null,2.4321041466214798E-2,6.0711266995421885E-3,0,0,5.3306957330344264E-3,5.2944125985274418E-5,5.9556304819629638E-5,3.5775808024776687E-2]
[2004,1,3,9,2.2661312432218389E-2,4.0940618811067028E-3,0,0,3.0039430458158869E-3,8.8054462365591703E-5,2.9847371821506572E-2,null,2.686010883945571E-2,6.0258486701260574E-3,0,0,4.9761127389227142E-3,5.2944125985274418E-5,5.9112138150905279E-5,3.7915014374489756E-2]
[2004,1,3,10,2.4544383786065577E-2,4.2938147204845444E-3,0,0,3.1054500308744437E-3,8.8054462365591703E-5,3.2031702999790156E-2,null,2.9092084664690175E-2,6.319855066823094E-3,0,0,5.1442617995858574E-3,5.2944125985274418E-5,6.199627077523842E-5,4.0609145657084407E-2]
[2004,1,3,11,2.5108024619788168E-2,4.4257160445360308E-3,0,0,3.2371032689647605E-3,8.8054462365591703E-5,3.2858898395654555E-2,null,2.9760159569240982E-2,6.5139941495251513E-3,0,0,5.3623489421147918E-3,5.2944125985274418E-5,6.3900728869924358E-5,4.1689446786866202E-2]
[2004,1,3,12,2.5154026019954971E-2,4.4423668288188275E-3,0,0,3.2735365548726327E-3,8.8054462365591703E-5,3.2957983866012029E-2,null,2.9814684328958386E-2,6.5385016213809323E-3,0,0,5.4227016636417521E-3,5.2944125985274418E-5,6.4141141323235769E-5,4.1828831739966349E-2]
[2004,1,3,13,2.5320092403419411E-2,4.2944466667830796E-3,0,0,3.0418049084375725E-3,8.8054462365591703E-5,3.2744398441005657E-2,null,3.0011520286618451E-2,6.3207851975522339E-3,0,0,5.0388319363367717E-3,5.2944125985274418E-5,6.2005395135833789E-5,4.1424081546492734E-2]
[2004,1,3,14,2.434948795014228E-2,4.1862041595299524E-3,0,0,2.9433437932930473E-3,8.8054462365591703E-5,3.1567090365330876E-2,null,2.8861077595663854E-2,6.1614683656810824E-3,0,0,4.8757284414014564E-3,5.2944125985274418E-5,6.044253501589403E-5,3.9951218528731666E-2]
[2004,1,3,15,2.3883293251493215E-2,4.00733830821397E-3,0,0,2.7010198239829425E-3,8.8054462365591703E-5,3.067970584605572E-2,null,2.8308504112396042E-2,5.8982045011905871E-3,0,0,4.4743122453421132E-3,5.2944125985274418E-5,5.7859979299708447E-5,3.8733964984914021E-2]
[2004,1,3,16,2.3966979157030405E-2,4.028096762425314E-3,0,0,2.854201238296163E-3,8.8054462365591703E-5,3.0937331620117473E-2,null,2.8407695742968222E-2,5.9287578507333863E-3,0,0,4.7280613928806893E-3,5.2944125985274418E-5,5.8159700371049083E-5,3.9117459112567574E-2]
[2004,1,3,17,2.6221540409641277E-2,4.145612064697126E-3,0,0,3.0495954741124038E-3,8.8054462365591703E-5,{"$f":"SUM(E67:J67)","v":3.3504802410816402E-2},null,{"$f":"E67*W$5","v":3.1079992893077255E-2},6.1017228543113582E-3,{"$f":"G67*Y$5","v":0},{"$f":"H67*Z$5","v":0},{"$f":"I67*AA$5","v":5.051737218662926E-3},{"$f":"J67*AB$5","v":5.2944125985274418E-5},5.9856445800030969E-5,{"$f":"SUM(M67:R67)","v":4.2286397092036819E-2}]
[2004,1,3,18,3.0317679203312582E-2,4.4454925493719096E-3,3.2653446999999754E-4,3.2674000000000067E-5,2.9999246064846101E-3,8.8054462365591703E-5,3.8210359291534698E-2,null,3.5935083883443054E-2,{"$f":"(F68*X$5)-S68","v":6.5431022159945342E-3},2.2351082781410281E-4,2.4284432516604031E-5,4.9694560857032714E-3,5.2944125985274418E-5,{"$f":"(F68*$AC$7)*$AC$5","v":6.4186272059047936E-5},4.7748381571456847E-2]
[2004,1,3,19,3.0560267863469753E-2,4.6232387712212665E-3,3.2653446999999754E-4,3.2674000000000067E-5,3.1249394555274684E-3,8.8054462365591703E-5,3.8755709022584087E-2,null,3.6222620531398866E-2,6.8047181528453349E-3,2.2351082781410281E-4,2.4284432516604031E-5,5.176546557589267E-3,5.2944125985274418E-5,6.6752661998156624E-5,4.8504624628149459E-2]
[2004,1,3,20,2.9084361760478281E-2,4.4185261804625103E-3,3.2653446999999754E-4,3.2674000000000067E-5,2.9250943289131593E-3,8.8054462365591703E-5,3.6875245202219548E-2,null,3.4473251483081696E-2,6.5034117416075416E-3,2.2351082781410281E-4,2.4284432516604031E-5,4.845497711059959E-3,5.2944125985274418E-5,6.3796917972399453E-5,4.6122900322065181E-2]
[2004,1,3,21,2.7950539876326258E-2,4.3853621530532188E-3,3.2653446999999754E-4,3.2674000000000067E-5,3.0248731542517468E-3,8.8054462365591703E-5,3.5808038115996824E-2,null,3.3129349654625294E-2,6.4545992379708636E-3,2.2351082781410281E-4,2.4284432516604031E-5,5.0107840284998534E-3,5.2944125985274418E-5,6.3318078954624637E-5,4.4895472307411997E-2]
[2004,1,3,22,2.6781026999700572E-2,4.3512353008783597E-3,3.2653446999999754E-4,3.2674000000000067E-5,3.1348792978504688E-3,8.8054462365591703E-5,3.4714404530794996E-2,null,3.1743143835819783E-2,6.4043695998350879E-3,2.2351082781410281E-4,2.4284432516604031E-5,5.1930121746971746E-3,5.2944125985274418E-5,6.2825338185432738E-5,4.3641264996668032E-2]
[2004,1,3,23,2.4659638951880235E-2,4.1914817804634477E-3,3.2653446999999754E-4,3.2674000000000067E-5,3.0922339169461577E-3,8.8054462365591703E-5,3.2390617581655429E-2,null,2.9228694859150486E-2,6.1692362368093358E-3,2.2351082781410281E-4,2.4284432516604031E-5,5.1223689501294738E-3,5.2944125985274418E-5,6.0518735978846876E-5,4.0821039432405282E-2]
[2004,1,3,24,2.2073250870235761E-2,3.8309945699444656E-3,3.2653446999999754E-4,3.2674000000000067E-5,3.1420842250004283E-3,8.8054462365591703E-5,2.9493592597546241E-2,null,2.6163088417253823E-2,5.6386528110610032E-3,2.2351082781410281E-4,2.4284432516604031E-5,5.2049473309991089E-3,5.2944125985274418E-5,5.5313839128564713E-5,3.7307427945629926E-2]
[2004,1,4,1,1.8083719010695776E-2,3.3871340581944518E-3,3.2653446999999754E-4,3.2674000000000067E-5,2.8693370495144021E-3,8.8054462365591703E-5,2.4787453050770219E-2,null,2.1434357003914849E-2,4.985356316742435E-3,2.2351082781410281E-4,2.4284432516604031E-5,4.7531342727150511E-3,5.2944125985274418E-5,4.8905156345488212E-5,3.1473586979688314E-2]
[2004,1,4,2,1.6775399068427465E-2,3.4690720133677706E-3,3.2653446999999754E-4,3.2674000000000067E-5,3.0295973820242714E-3,8.8054462365591703E-5,2.3721331396185097E-2,null,1.9883625282119462E-2,5.1059567699237923E-3,2.2351082781410281E-4,2.4284432516604031E-5,5.0186098393231234E-3,5.2944125985274418E-5,5.0088218025224867E-5,3.0308931277682357E-2]
[2004,1,4,3,1.5968492505242463E-2,3.4502720736381493E-3,3.2653446999999754E-4,3.2674000000000067E-5,3.0620407268012323E-3,8.8054462365591703E-5,2.2928068238047432E-2,null,1.8927211209666794E-2,5.0782860616863379E-3,2.2351082781410281E-4,2.4284432516604031E-5,5.07235311566878E-3,5.2944125985274418E-5,4.9816774977513619E-5,2.9378589773337894E-2]
[2004,1,4,4,1.5697817060303598E-2,3.4923201198979819E-3,3.2653446999999754E-4,3.2674000000000067E-5,3.1552671870613055E-3,8.8054462365591703E-5,2.2792667299628474E-2,null,1.8606383723042959E-2,5.1401745164763079E-3,2.2351082781410281E-4,2.4284432516604031E-5,5.226785263492283E-3,5.2944125985274418E-5,5.0423885957188155E-5,2.9274082889327532E-2]
[2004,1,4,5,1.6045360560736799E-2,3.4771604719368281E-3,3.2653446999999754E-4,3.2674000000000067E-5,3.1388215053409566E-3,8.8054462365591703E-5,2.3108605470380173E-2,null,1.9018321746315136E-2,5.1178617749596585E-3,2.2351082781410281E-4,2.4284432516604031E-5,5.1995425478146727E-3,5.2944125985274418E-5,5.0205003285010133E-5,2.9636465455405447E-2]
[2004,1,4,6,1.6246317077387981E-2,3.4742787582147092E-3,3.2653446999999754E-4,3.2674000000000067E-5,3.1370105448793326E-3,8.8054462365591703E-5,2.3304869312847611E-2,null,1.9256512447996407E-2,5.1136203220201598E-3,2.2351082781410281E-4,2.4284432516604031E-5,5.1965426429278856E-3,5.2944125985274418E-5,5.0163395643357385E-5,2.9867414799260434E-2]
[2004,1,4,7,1.705737003831433E-2,3.5338090161016757E-3,3.2653446999999754E-4,3.2674000000000067E-5,3.1082456775115195E-3,8.8054462365591703E-5,2.414668766429311E-2,null,2.0217841182605445E-2,5.2012399857521274E-3,2.2351082781410281E-4,2.4284432516604031E-5,5.1488928637012888E-3,5.2944125985274418E-5,5.1022923645269793E-5,3.0868713418374844E-2]
[2004,1,4,8,1.9373165066665581E-2,3.7967364442853748E-3,0,0,3.2945107816389251E-3,8.8054462365591703E-5,2.655246675495547E-2,null,2.2962717795442286E-2,5.5882299579291302E-3,0,0,5.4574460364241115E-3,5.2944125985274418E-5,5.48192029663473E-5,3.4061337915780802E-2]
[2004,1,4,9,2.0906212431082399E-2,3.6876481481146689E-3,0,0,2.9818063911119077E-3,8.8054462365591703E-5,2.7663721432674565E-2,null,2.4779815511536279E-2,5.4276682508772392E-3,0,0,4.9394427728848972E-3,5.2944125985274418E-5,5.3244130917815753E-5,3.5199870661283689E-2]
[2004,1,4,10,2.3135037420627284E-2,3.7836363897011688E-3,0,0,3.0121653438951968E-3,8.8054462365591703E-5,3.0018893616589243E-2,null,2.742160786060429E-2,5.5689486307808752E-3,0,0,4.9897331976303666E-3,5.2944125985274418E-5,5.4630057746061409E-5,3.803323381500081E-2]
[2004,1,4,11,2.353027876859198E-2,3.9354862672862558E-3,0,0,3.0695936576452323E-3,8.8054462365591703E-5,3.0623413155889057E-2,null,2.7890081416844195E-2,5.7924490099831444E-3,0,0,5.0848647494833362E-3,5.2944125985274418E-5,5.6822543156072181E-5,3.8820339302295954E-2]
[2004,1,4,12,2.3648114489089864E-2,3.8407005928987807E-3,0,0,2.7347102694255864E-3,8.8054462365591703E-5,3.0311579813779823E-2,null,2.8029750303508013E-2,5.6529386296953954E-3,0,0,4.5301213776026712E-3,5.2944125985274418E-5,5.5453979601872912E-5,3.8265754436791352E-2]
[2004,1,4,13,2.3379756255743324E-2,3.7490444325787653E-3,0,0,2.57773516276194E-3,8.8054462365591703E-5,2.979459031344962E-2,null,2.7711669372528742E-2,5.5180344275088068E-3,0,0,4.2700878762848837E-3,5.2944125985274418E-5,5.4130601556166945E-5,3.755273580230771E-2]
[2004,1,4,14,2.2687327389071803E-2,3.7791368363651852E-3,0,0,2.6519629903404267E-3,8.8054462365591703E-5,2.9206481678143003E-2,null,2.6890943972002708E-2,5.5623259591473751E-3,0,0,4.3930482762533007E-3,5.2944125985274418E-5,5.4565090916995764E-5,3.6899262333388659E-2]
[2004,1,4,15,2.2022711608457098E-2,3.8381030160355477E-3,0,0,2.8794426951404741E-3,8.8054462365591703E-5,2.8828311781998708E-2,null,2.6103184999210362E-2,5.6491153838477701E-3,0,0,4.7698745474699204E-3,5.2944125985274418E-5,5.5416474472039477E-5,3.6575119056513325E-2]
[2004,1,4,16,2.2937335494333515E-2,3.734324426331934E-3,0,0,2.7298801534703394E-3,8.8054462365591703E-5,2.9489594536501375E-2,null,2.7187274775355846E-2,5.4963687730456802E-3,0,0,4.5221201601465489E-3,5.2944125985274418E-5,5.3918066653638881E-5,3.7258707834533347E-2]
[2004,1,4,17,2.557954294168727E-2,3.7877840595402466E-3,0,0,2.7490930027884446E-3,8.8054462365591703E-5,3.2204474466381555E-2,null,3.0319043062149411E-2,5.575053382372264E-3,0,0,4.553946763642242E-3,5.2944125985274418E-5,5.468994390304974E-5,4.0500987334149197E-2]
[2004,1,4,18,2.8669448843004229E-2,3.7495727195052944E-3,3.2653446999999754E-4,3.2674000000000067E-5,2.5372303512894321E-3,8.8054462365591703E-5,3.5403514846164552E-2,null,3.3981461514800582E-2,5.5188119870978204E-3,2.2351082781410281E-4,2.4284432516604031E-5,4.2029905627599977E-3,5.2944125985274418E-5,5.4138229230269385E-5,4.4004003450974383E-2]
[2004,1,4,19,2.9471265848595465E-2,3.6090943397047298E-3,3.2653446999999754E-4,3.2674000000000067E-5,2.3621073932483349E-3,8.8054462365591703E-5,3.5889730513914128E-2,null,3.4931843012073763E-2,5.3120487571600575E-3,2.2351082781410281E-4,2.4284432516604031E-5,3.912894655782026E-3,5.2944125985274418E-5,5.210993126234967E-5,4.4457525811331833E-2]
[2004,1,4,20,2.8275724044557925E-2,3.4252230183829399E-3,3.2653446999999754E-4,3.2674000000000067E-5,2.2302165305613142E-3,8.8054462365591703E-5,3.4378426525867783E-2,null,3.3514785501630888E-2,5.0414175871295458E-3,2.2351082781410281E-4,2.4284432516604031E-5,3.6944138816946016E-3,5.2944125985274418E-5,4.9455104036087755E-5,4.2551356356771021E-2]
[2004,1,4,21,2.7357509827739952E-2,3.362235125750246E-3,3.2653446999999754E-4,3.2674000000000067E-5,2.2547153164102999E-3,8.8054462365591703E-5,3.3421723202266086E-2,null,3.2426440160846406E-2,4.9487088005803394E-3,2.2351082781410281E-4,2.4284432516604031E-5,3.7349967817336288E-3,5.2944125985274418E-5,4.8545652953210689E-5,4.1410885129476362E-2]
[2004,1,4,22,2.5382146702066063E-2,3.316171736345022E-3,3.2653446999999754E-4,3.2674000000000067E-5,2.2464776527517149E-3,8.8054462365591703E-5,3.1392059023528394E-2,null,3.0085072302663003E-2,4.8809103593623632E-3,2.2351082781410281E-4,2.4284432516604031E-5,3.721350869529154E-3,5.2944125985274418E-5,4.7880566416344643E-5,3.8988072917870507E-2]
[2004,1,4,23,2.2327002338363502E-2,3.2708168046629189E-3,3.2653446999999754E-4,3.2674000000000067E-5,2.2532498370672676E-3,8.8054462365591703E-5,2.8298331912459278E-2,null,2.6463856171657692E-2,4.8141546622827722E-3,2.2351082781410281E-4,2.4284432516604031E-5,3.7325691756451415E-3,5.2944125985274418E-5,4.7225708950757769E-5,3.5311319395901597E-2]
[2004,1,4,24,1.9021742921353953E-2,3.4704969176287516E-3,3.2653446999999754E-4,3.2674000000000067E-5,2.6412132039324615E-3,8.8054462365591703E-5,2.5580715975280752E-2,null,2.2546182473408366E-2,5.1080540165447368E-3,2.2351082781410281E-4,2.4284432516604031E-5,4.3752409649063431E-3,5.2944125985274418E-5,5.0108791514334946E-5,3.233021684117543E-2]
[2004,1,5,1,2.103001504951035E-2,3.8765486628453221E-3,3.2653446999999754E-4,3.2674000000000067E-5,3.1836936560965755E-3,8.8054462365591703E-5,2.8537520300817833E-2,null,2.4926556871531679E-2,5.7057016437599417E-3,2.2351082781410281E-4,2.4284432516604031E-5,5.2738744767468508E-3,5.2944125985274418E-5,5.5971572184657819E-5,3.6206872378354453E-2]
[2004,1,5,2,2.0294207712962375E-2,3.9699905298958308E-3,3.2653446999999754E-4,3.2674000000000067E-5,3.4949506108998747E-3,8.8054462365591703E-5,2.820641178612367E-2,null,2.4054415630654136E-2,5.8432341400074571E-3,2.2351082781410281E-4,2.4284432516604031E-5,5.7894800239400102E-3,5.2944125985274418E-5,5.7320733168193101E-5,3.5987869180917585E-2]
[2004,1,5,3,1.9972419621387707E-2,3.8932442367658471E-3,3.2653446999999754E-4,3.2674000000000067E-5,3.3389147026865111E-3,8.8054462365591703E-5,2.7651841493205653E-2,null,2.367300510163959E-2,5.7302750392843865E-3,2.2351082781410281E-4,2.4284432516604031E-5,5.5310023302063051E-3,5.2944125985274418E-5,5.6212631333434522E-5,3.5235021857446265E-2]
[2004,1,5,4,2.0131482195663724E-2,3.9997094981637643E-3,3.2653446999999754E-4,3.2674000000000067E-5,3.5194889904775276E-3,8.8054462365591703E-5,2.8097943616670604E-2,null,2.38615395508299E-2,5.8869760302415232E-3,2.2351082781410281E-4,2.4284432516604031E-5,5.8301285120593033E-3,5.2944125985274418E-5,5.7749830677945827E-5,3.5879383479446712E-2]
[2004,1,5,5,2.0789786817180723E-2,4.0631581054934359E-3,3.2653446999999754E-4,3.2674000000000067E-5,3.5676098070831514E-3,8.8054462365591703E-5,2.8867817662122899E-2,null,2.4641818002766516E-2,5.9803629201327672E-3,2.2351082781410281E-4,2.4284432516604031E-5,5.9098419436611907E-3,5.2944125985274418E-5,5.8665933792865096E-5,3.6832762252876461E-2]
[2004,1,5,6,2.2562038350247084E-2,4.2610016235419355E-3,3.2653446999999754E-4,3.2674000000000067E-5,3.72282261021082E-3,8.8054462365591703E-5,3.0993125516365429E-2,null,2.6742440780526552E-2,6.2715590805101345E-3,2.2351082781410281E-4,2.4284432516604031E-5,6.1669561416028886E-3,5.2944125985274418E-5,6.152249866920807E-5,3.9481695388955566E-2]
[2004,1,5,7,2.5435885400810512E-2,4.6302352459897033E-3,3.2653446999999754E-4,3.2674000000000067E-5,3.736208565975287E-3,8.8054462365591703E-5,3.4249592145141096E-2,null,3.0148767964663339E-2,6.8150159205399349E-3,2.2351082781410281E-4,2.4284432516604031E-5,6.1891303386453394E-3,5.2944125985274418E-5,6.6853680642987019E-5,4.3453653610164601E-2]
[2004,1,5,8,2.7385010167617154E-2,5.2282491380231545E-3,0,0,3.5781673051702187E-3,8.8054462365591703E-5,3.627948107317612E-2,null,3.2459035895291755E-2,7.6952032065837339E-3,0,0,5.9273307242142647E-3,5.2944125985274418E-5,7.548810797423347E-5,4.6134513952075032E-2]
[2004,1,5,9,2.7653141164380304E-2,5.6588374890022067E-3,0,0,3.5367772736672851E-3,8.8054462365591703E-5,3.6936810389415389E-2,null,3.277684748620608E-2,8.3289650591079345E-3,0,0,5.8587670198147956E-3,5.2944125985274418E-5,8.1705160580767045E-5,4.7017523691114088E-2]
[2004,1,5,10,2.6542843781137859E-2,5.8584588101369172E-3,0,0,3.4834811713337055E-3,8.8054462365591703E-5,3.5972838224974081E-2,null,3.1460828890758144E-2,8.6227778805602669E-3,0,0,5.7704805877113463E-3,5.2944125985274418E-5,8.4587394278121784E-5,4.5907031485015036E-2]
[2004,1,5,11,2.6081635437473195E-2,5.8475482325251295E-3,0,0,3.1261910797060742E-3,8.8054462365591703E-5,3.5143429212069997E-2,null,3.0914165658187141E-2,8.6067191370674759E-3,0,0,5.1786199068254244E-3,5.2944125985274418E-5,8.4429861834835947E-5,4.4752448828065318E-2]
[2004,1,5,12,2.568213100293372E-2,5.8083969372880705E-3,0,0,3.1945889296618873E-3,8.8054462365591703E-5,3.4773171332249275E-2,null,3.0440639130291994E-2,8.5490942678815313E-3,0,0,5.2919227914969957E-3,5.2944125985274418E-5,8.3864575612973961E-5,4.4334600315655802E-2]
[2004,1,5,13,2.5151798814220382E-2,5.6530968489498573E-3,0,0,2.96110241373363E-3,8.8054462365591703E-5,3.3854052539269465E-2,null,2.9812044455887581E-2,8.3205156928722254E-3,0,0,4.9051460755084554E-3,5.2944125985274418E-5,8.162227431336228E-5,4.3090650350253536E-2]
[2004,1,5,14,2.4160546342044887E-2,5.5758231915910162E-3,0,0,2.69621479219186E-3,8.8054462365591703E-5,3.2520638788193362E-2,null,2.8637127982287427E-2,8.2067803906335415E-3,0,0,4.4663525804810112E-3,5.2944125985274418E-5,8.0506558126877388E-5,4.1363205079387254E-2]
[2004,1,5,15,2.3705754865043685E-2,5.4836672821884638E-3,0,0,2.7106138124087503E-3,8.8054462365591703E-5,3.1988090422006496E-2,null,2.8098070564141531E-2,8.0711406323093413E-3,0,0,4.4902049461339067E-3,5.2944125985274418E-5,7.9175964450908459E-5,4.0712360268570058E-2]
[2004,1,5,16,2.4575930258280108E-2,5.4194289444268167E-3,0,0,2.9624371302279955E-3,8.8054462365591703E-5,3.3045850795300515E-2,null,2.9129476218234022E-2,7.9765913769699257E-3,0,0,4.9073570694085277E-3,5.2944125985274418E-5,7.8248458808193424E-5,4.2066368790597754E-2]
[2004,1,5,17,2.7611931480998747E-2,5.1390272470343314E-3,0,0,2.686904748907495E-3,8.8054462365591703E-5,3.5525917939306165E-2,null,3.2728002275489408E-2,7.5638818859065293E-3,0,0,4.4509302424803688E-3,5.2944125985274418E-5,7.4199877141535185E-5,4.4795758529861583E-2]
[2004,1,5,18,3.223729356716893E-2,4.9514360678575911E-3,3.2653446999999754E-4,3.2674000000000067E-5,2.4985678791772307E-3,8.8054462365591703E-5,4.0134560446569351E-2,null,3.8210373582448214E-2,7.2877756397391E-3,2.2351082781410281E-4,2.4284432516604031E-5,4.1389451341145569E-3,5.2944125985274418E-5,7.1491340724301282E-5,4.9937833742617857E-2]
[2004,1,5,19,3.3586756344878725E-2,4.9386383194382627E-3,3.2653446999999754E-4,3.2674000000000067E-5,2.5320166192773891E-3,8.8054462365591703E-5,4.1504674215959977E-2,null,3.9809871281113983E-2,7.2689392621921216E-3,2.2351082781410281E-4,2.4284432516604031E-5,4.1943538749510886E-3,5.2944125985274418E-5,7.1306560353473229E-5,5.1573903804573183E-2]
[2004,1,5,20,3.2637328980252456E-2,4.9978946075218515E-3,3.2653446999999754E-4,3.2674000000000067E-5,2.9630363291095617E-3,8.8054462365591703E-5,4.104552284924947E-2,null,3.8684529471132913E-2,7.3561556832220289E-3,2.2351082781410281E-4,2.4284432516604031E-5,4.9083496585296373E-3,5.2944125985274418E-5,7.216213264066106E-5,5.1249774199200571E-2]
[2004,1,5,21,3.1094859457197498E-2,4.7956770002972526E-3,3.2653446999999754E-4,3.2674000000000067E-5,2.7699901538349335E-3,8.8054462365591703E-5,3.910778954369528E-2,null,3.6856263813761024E-2,7.0585215157479824E-3,2.2351082781410281E-4,2.4284432516604031E-5,4.5885634584142895E-3,5.2944125985274418E-5,6.9242412450311926E-5,4.8804088174239285E-2]
[2004,1,5,22,2.9776705470661746E-2,4.6134079358167279E-3,3.2653446999999754E-4,3.2674000000000067E-5,2.8472896736993843E-3,8.8054462365591703E-5,3.7684666012543458E-2,null,3.5293875948918071E-2,6.7902486288935731E-3,2.2351082781410281E-4,2.4284432516604031E-5,4.7166121995666473E-3,5.2944125985274418E-5,6.6610719419502989E-5,4.7101476163694284E-2]
[2004,1,5,23,2.5951193237013771E-2,4.2988243126592445E-3,3.2653446999999754E-4,3.2674000000000067E-5,2.7286136653472152E-3,8.8054462365591703E-5,3.3425894147385823E-2,null,3.0759554502629492E-2,6.3272284395811118E-3,2.2351082781410281E-4,2.4284432516604031E-5,4.520022188385083E-3,5.2944125985274418E-5,6.206860180327616E-5,4.1907544516911671E-2]
[2004,1,5,24,2.2482142467666166E-2,4.1628177795597484E-3,3.2653446999999754E-4,3.2674000000000067E-5,2.9043078819136672E-3,8.8054462365591703E-5,2.9996531061505172E-2,null,2.6647741406500149E-2,6.1270471012412741E-3,2.2351082781410281E-4,2.4284432516604031E-5,4.8110644005299246E-3,5.2944125985274418E-5,6.010487062200007E-5,3.7886592294587337E-2]
[2004,1,6,1,2.115161454319394E-2,4.2485383310007152E-3,3.2653446999999754E-4,3.2674000000000067E-5,3.1970517661092874E-3,8.8054462365591703E-5,2.9044467572669531E-2,null,2.5070686901287602E-2,6.2532149721488302E-3,2.2351082781410281E-4,2.4284432516604031E-5,5.2960025465498958E-3,5.2944125985274418E-5,6.1342547341673988E-5,3.692064380630232E-2]
[2004,1,6,2,2.0405310843094347E-2,4.3556147221651782E-3,3.2653446999999754E-4,3.2674000000000067E-5,3.4446106706870409E-3,8.8054462365591703E-5,2.8652799168312156E-2,null,2.418610448039199E-2,6.4108154550037363E-3,2.2351082781410281E-4,2.4284432516604031E-5,5.7060905541833845E-3,5.2944125985274418E-5,6.2888570487152959E-5,3.6603749875895097E-2]
[2004,1,6,3,2.0305229762190149E-2,4.2082779015632874E-3,3.2653446999999754E-4,3.2674000000000067E-5,3.2208582578724353E-3,8.8054462365591703E-5,2.8181628853991461E-2,null,2.4067479897905971E-2,6.1939576227902898E-3,2.2351082781410281E-4,2.4284432516604031E-5,5.3354386427490776E-3,5.2944125985274418E-5,6.0761246878702807E-5,3.5897615549761321E-2]
[2004,1,6,4,2.0287319105188023E-2,4.2776988137876015E-3,3.2653446999999754E-4,3.2674000000000067E-5,3.4605833753747046E-3,8.8054462365591703E-5,2.8472864226715917E-2,null,2.4046250668667717E-2,6.2961348550241948E-3,2.2351082781410281E-4,2.4284432516604031E-5,5.7325497706395834E-3,5.2944125985274418E-5,6.176358115530545E-5,3.637567468064748E-2]
[2004,1,6,5,2.1492831839968283E-2,4.2085769649928108E-3,3.2653446999999754E-4,3.2674000000000067E-5,3.3912374383849989E-3,8.8054462365591703E-5,2.9539909175711681E-2,null,2.5475126571614611E-2,6.1943977995686109E-3,2.2351082781410281E-4,2.4284432516604031E-5,5.6176763542052574E-3,5.2944125985274418E-5,6.0765564907905893E-5,3.7587940111704465E-2]
[2004,1,6,6,2.2307906778732296E-2,4.4055128364898369E-3,3.2653446999999754E-4,3.2674000000000067E-5,3.4897879005265698E-3,8.8054462365591703E-5,3.0650470448114291E-2,null,2.64412224953612E-2,6.4842580395510323E-3,2.2351082781410281E-4,2.4284432516604031E-5,5.7809278548528655E-3,5.2944125985274418E-5,6.3609024723822077E-5,3.9007147776081087E-2]
[2004,1,6,7,2.5582703737242196E-2,4.8640156608453161E-3,3.2653446999999754E-4,3.2674000000000067E-5,3.750989385976811E-3,8.8054462365591703E-5,3.4644971716429912E-2,null,3.0322789505029916E-2,7.1591058348766485E-3,2.2351082781410281E-4,2.4284432516604031E-5,6.2136151659471601E-3,5.2944125985274418E-5,7.0229120629298455E-5,4.3996249892169707E-2]
[2004,1,6,8,2.8968302795325706E-2,5.3801666860852932E-3,0,0,3.6849131247315352E-3,8.8054462365591703E-5,3.8121437068508131E-2,null,3.4335688557495768E-2,7.9188031866386493E-3,0,0,6.1041580556397647E-3,5.2944125985274418E-5,7.7681570444851624E-5,4.8411593925759458E-2]
[2004,1,6,9,2.7767092545046206E-2,5.8119699357131009E-3,0,0,3.6827048569444808E-3,8.8054462365591703E-5,{"$f":"SUM(E131:J131)","v":3.7349821800069384E-2},null,{"$f":"E131*W$5","v":3.2911912323966355E-2},8.5543531888341399E-3,{"$f":"G131*Y$5","v":0},{"$f":"H131*Z$5","v":0},{"$f":"I131*AA$5","v":6.1005000004441378E-3},{"$f":"J131*AB$5","v":5.2944125985274418E-5},8.3916164373145873E-5,{"$f":"SUM(M131:R131)","v":4.7619709639229915E-2}]
[2004,1,6,10,2.6249662333424142E-2,6.0323945052129652E-3,0,0,3.6699676149925657E-3,8.8054462365591703E-5,3.6040078915995269E-2,null,3.1113325381468736E-2,{"$f":"(F132*X$5)-S132","v":8.8787852901449325E-3},0,0,6.0794004153425004E-3,5.2944125985274418E-5,{"$f":"(F132*$AC$7)*$AC$5","v":8.7098765902512011E-5},4.6124455212941444E-2]
[2004,1,6,11,2.5097766771742039E-2,6.2437511766448338E-3,0,0,3.6455645545923E-3,8.8054462365591703E-5,3.5075136965344769E-2,null,2.9748001098022614E-2,9.1898707975104719E-3,0,0,6.0389760870931336E-3,5.2944125985274418E-5,9.0150440528743796E-5,4.5029792108611494E-2]
[2004,1,6,12,2.4616932817639565E-2,6.0908657141573105E-3,0,0,3.4499212164495977E-3,8.8054462365591703E-5,3.4245774210612069E-2,null,2.9178075927998644E-2,8.96484619173607E-3,0,0,5.7148876165832524E-3,5.2944125985274418E-5,8.7943002819623354E-5,4.3910753862303246E-2]
[2004,1,6,13,2.4369735991018198E-2,5.8900832864054306E-3,0,0,3.2283828273054274E-3,8.8054462365591703E-5,3.3576256567094648E-2,null,2.8885077290444979E-2,8.6693243944626248E-3,0,0,5.3479032951207579E-3,5.2944125985274418E-5,8.5044004477093441E-5,4.2955249106013636E-2]
[2004,1,6,14,2.3282110782204418E-2,6.0099808209853316E-3,0,0,3.3851603680342133E-3,8.8054462365591703E-5,3.2765306433589554E-2,null,2.7595931678395622E-2,8.8457956888106214E-3,0,0,5.6076095231346766E-3,5.2944125985274418E-5,8.6775145782198523E-5,4.2102281016326196E-2]
[2004,1,6,15,2.3396349216576972E-2,6.045354603810461E-3,0,0,3.6790995333158202E-3,8.8054462365591703E-5,3.3208857816068846E-2,null,2.7731336756546932E-2,8.8978606229479906E-3,0,0,6.0945276845370483E-3,5.2944125985274418E-5,8.7285890367405891E-5,4.2776669190017248E-2]
[2004,1,6,16,2.4476744176566274E-2,5.7789733234762655E-3,0,0,3.4751844087819147E-3,8.8054462365591703E-5,3.3818956371190048E-2,null,2.9011912464671143E-2,8.5057870953699505E-3,0,0,5.7567367765950575E-3,5.2944125985274418E-5,8.3439742580388698E-5,4.3327380462621426E-2]
[2004,1,6,17,2.7490212883688546E-2,5.6041013334715405E-3,0,0,3.418428193639017E-3,8.8054462365591703E-5,3.6600796873164698E-2,null,3.2583731074016992E-2,8.2484015992505266E-3,0,0,5.6627185742263424E-3,5.2944125985274418E-5,8.0914852255797732E-5,4.6547795373479139E-2]
[2004,1,6,18,3.1782046747666104E-2,5.5002012438660573E-3,3.2653446999999754E-4,3.2674000000000067E-5,3.290933221275198E-3,8.8054462365591703E-5,4.1020444145172953E-2,null,3.7670776453763072E-2,8.0954761587083493E-3,2.2351082781410281E-4,2.4284432516604031E-5,5.4515197111147801E-3,5.2944125985274418E-5,7.9414690160301869E-5,5.1518511709902189E-2]
[2004,1,6,19,3.4097971148847959E-2,5.648471501711853E-3,3.2653446999999754E-4,3.2674000000000067E-5,3.4386917245284093E-3,8.8054462365591703E-5,4.3632397307453823E-2,null,4.0415806410247654E-2,8.3137078713706458E-3,2.2351082781410281E-4,2.4284432516604031E-5,5.6962856601052532E-3,5.2944125985274418E-5,8.1555491208253246E-5,5.4726539328039538E-2]
[2004,1,6,20,3.3705876732110902E-2,5.5076433182913928E-3,3.2653446999999754E-4,3.2674000000000067E-5,3.4401817616633531E-3,8.8054462365591703E-5,4.3100964744431244E-2,null,3.9951062863712063E-2,8.1064297826596229E-3,2.2351082781410281E-4,2.4284432516604031E-5,5.6987539468389145E-3,5.2944125985274418E-5,7.9522142598573481E-5,5.4056985979526587E-2]
[2004,1,6,21,3.3111585852212362E-2,5.3678020736036185E-3,3.2653446999999754E-4,3.2674000000000067E-5,3.3809383534633372E-3,8.8054462365591703E-5,4.2307589211644916E-2,null,3.9246658925762026E-2,7.9006043206119401E-3,2.2351082781410281E-4,2.4284432516604031E-5,5.6006156420358591E-3,5.2944125985274418E-5,7.7503043909976288E-5,5.304861827472581E-2]
[2004,1,6,22,3.099491818447693E-2,4.9508558045937914E-3,3.2653446999999754E-4,3.2674000000000067E-5,2.9527787156547261E-3,8.8054462365591703E-5,3.9345815637091046E-2,null,3.6737804943787915E-2,7.2869215787312218E-3,2.2351082781410281E-4,2.4284432516604031E-5,4.8913576449644497E-3,5.2944125985274418E-5,7.1482962589527134E-5,4.9216823553799575E-2]
[2004,1,6,23,2.773597050249238E-2,4.5901674539446545E-3,3.2653446999999754E-4,3.2674000000000067E-5,2.8088954818262278E-3,8.8054462365591703E-5,3.558229637062886E-2,null,3.287502384044174E-2,6.7560421047010103E-3,2.2351082781410281E-4,2.4284432516604031E-5,4.6530111843787027E-3,5.2944125985274418E-5,6.6275161576214049E-5,4.4584816515837442E-2]
[2004,1,6,24,2.4320317916423421E-2,4.2275062667485892E-3,3.2653446999999754E-4,3.2674000000000067E-5,2.9232782245664371E-3,8.8054462365591703E-5,3.1918365340104039E-2,null,2.8826502798511983E-2,6.2222589094208733E-3,2.2351082781410281E-4,2.4284432516604031E-5,4.842489285188661E-3,5.2944125985274418E-5,6.1038875750043264E-5,4.0191990379437506E-2]
[2004,1,7,1,2.2224809872629054E-2,4.3265784772907817E-3,3.2653446999999754E-4,3.2674000000000067E-5,3.3102621450802595E-3,8.8054462365591703E-5,3.0308913427365681E-2,null,2.6342728996856593E-2,6.3680784318118589E-3,2.2351082781410281E-4,2.4284432516604031E-5,5.4835385951312408E-3,5.2944125985274418E-5,6.2469330483400291E-5,3.8495085410115676E-2]
[2004,1,7,2,2.1227795275940611E-2,4.4022136306828812E-3,3.2653446999999754E-4,3.2674000000000067E-5,3.4952451422595775E-3,8.8054462365591703E-5,2.9572516981248659E-2,null,2.5160982764740592E-2,6.4794021005101354E-3,2.2351082781410281E-4,2.4284432516604031E-5,5.7899679230874563E-3,5.2944125985274418E-5,6.3561389120083645E-5,3.7731092174654167E-2]
[2004,1,7,3,2.1634161560484762E-2,4.3187148297146108E-3,3.2653446999999754E-4,3.2674000000000067E-5,3.4015343317845229E-3,8.8054462365591703E-5,2.9801673654349482E-2,null,2.5642642539044871E-2,6.3565043150385185E-3,2.2351082781410281E-4,2.4284432516604031E-5,5.6347334360590789E-3,5.2944125985274418E-5,6.2355791158545966E-5,3.7934619676458461E-2]
[2004,1,7,4,2.1503235572039876E-2,4.3864343120483644E-3,3.2653446999999754E-4,3.2674000000000067E-5,3.620088860520238E-3,8.8054462365591703E-5,2.9957021676974067E-2,null,2.5487457956948772E-2,6.4561772961543211E-3,2.2351082781410281E-4,2.4284432516604031E-5,5.9967749122135173E-3,5.2944125985274418E-5,6.3333559329001313E-5,3.8241149551632596E-2]
[2004,1,7,5,2.2542343780676589E-2,4.2913144334338878E-3,3.2653446999999754E-4,3.2674000000000067E-5,3.4845910375974217E-3,8.8054462365591703E-5,3.0765512184073484E-2,null,2.6719097106862814E-2,6.3161750170738062E-3,2.2351082781410281E-4,2.4284432516604031E-5,5.7723191111351078E-3,5.2944125985274418E-5,6.1960170364974145E-5,3.9108330621387716E-2]
[2004,1,7,6,2.4049363371193219E-2,4.5792511432720378E-3,3.2653446999999754E-4,3.2674000000000067E-5,3.787245394555805E-3,8.8054462365591703E-5,3.2863122841386656E-2,null,2.8505344498559276E-2,6.7399749229974729E-3,2.2351082781410281E-4,2.4284432516604031E-5,6.2736742227936992E-3,5.2944125985274418E-5,6.6117546356093455E-5,4.1819733030666432E-2]
[2004,1,7,7,2.6936818630545527E-2,4.9655943219647902E-3,3.2653446999999754E-4,3.2674000000000067E-5,3.9224900892891731E-3,8.8054462365591703E-5,3.6272165974165091E-2,null,3.1927801285527878E-2,7.3086144788091405E-3,2.2351082781410281E-4,2.4284432516604031E-5,6.4977107101937591E-3,5.2944125985274418E-5,7.1695764765037604E-5,4.603486586084677E-2]
[2004,1,7,8,2.9739951213467002E-2,5.3909899796835631E-3,0,0,3.6665993034986229E-3,8.8054462365591703E-5,3.888559495901478E-2,null,3.5250311687072385E-2,7.9347334610774655E-3,0,0,6.0738207164340889E-3,5.2944125985274418E-5,7.7837842637360787E-5,4.9311809990569215E-2]
[2004,1,7,9,2.8544998322082869E-2,5.8383259833677884E-3,0,0,3.6769623335210153E-3,8.8054462365591703E-5,3.8148341101337267E-2,null,3.3833952205837424E-2,8.5931453613322367E-3,0,0,6.0909873553888763E-3,5.2944125985274418E-5,8.4296706332529894E-5,4.8571029048543816E-2]
[2004,1,7,10,2.7356725461350109E-2,6.0995567145382982E-3,0,0,3.7671948436392277E-3,8.8054462365591703E-5,3.7311531481893229E-2,null,3.2425510463298474E-2,8.9776380484809602E-3,0,0,6.2404599439885898E-3,5.2944125985274418E-5,8.8068487883139702E-5,4.7696552581753301E-2]
[2004,1,7,11,2.6482603090298065E-2,6.3587710286425033E-3,0,0,3.8336657870385242E-3,8.8054462365591703E-5,3.6763094368344684E-2,null,3.1389426516453448E-2,9.3591628703530282E-3,0,0,6.3505708559375255E-3,5.2944125985274418E-5,9.1811155383289425E-5,4.7152104368729283E-2]
[2004,1,7,12,2.547160249394222E-2,6.1223687543875676E-3,0,0,3.4967026914284314E-3,8.8054462365591703E-5,3.5178728402123813E-2,null,3.0191102891725319E-2,9.0112139698960581E-3,0,0,5.7923823926283625E-3,5.2944125985274418E-5,8.8397859663594922E-5,4.5047643380235022E-2]
[2004,1,7,13,2.5444138780235201E-2,5.966394568686779E-3,0,0,3.336836973677221E-3,8.8054462365591703E-5,3.4835424784964791E-2,null,3.015855056972223E-2,8.7816432240760099E-3,0,0,5.527560516019595E-3,5.2944125985274418E-5,8.6145825404985323E-5,4.4520698435803113E-2]
[2004,1,7,14,2.4469545084239933E-2,6.1140135557659547E-3,0,0,3.5467152941011672E-3,8.8054462365591703E-5,3.4218328396472653E-2,null,2.90033794900692E-2,8.9989163632733966E-3,0,0,5.875229618914202E-3,5.2944125985274418E-5,8.8277223075887686E-5,4.3930469598242074E-2]
[2004,1,7,15,2.3985333749460699E-2,6.058575055534747E-3,0,0,3.6709618439191159E-3,8.8054462365591703E-5,3.3802925111280156E-2,null,2.8429451162115111E-2,8.9173191567353989E-3,0,0,6.0810473823959214E-3,5.2944125985274418E-5,8.7476773942554034E-5,4.3480761827231706E-2]
[2004,1,7,16,2.517656715600166E-2,5.8024991045867507E-3,0,0,3.4876491946682058E-3,8.8054462365591703E-5,3.4554769917622213E-2,null,2.9841401994556527E-2,8.5404135375037396E-3,0,0,5.777385030869755E-3,5.2944125985274418E-5,8.3779419718521019E-5,4.4212144688915302E-2]
[2004,1,7,17,2.8494114547629568E-2,5.6538700204429079E-3,0,0,3.5029093108338801E-3,8.8054462365591703E-5,3.773894834127195E-2,null,3.3773640442162398E-2,8.3216536860312145E-3,0,0,5.8026638252048285E-3,5.2944125985274418E-5,8.1633437754814517E-5,4.7950902079383718E-2]
[2004,1,7,18,3.2839043808520867E-2,5.5558274103911735E-3,3.2653446999999754E-4,3.2674000000000067E-5,3.377834140444787E-3,8.8054462365591703E-5,4.2219968291722421E-2,null,3.8923618988036555E-2,8.1773495820502001E-3,2.2351082781410281E-4,2.4284432516604031E-5,5.5954734293805789E-3,5.2944125985274418E-5,8.0217848914597277E-5,5.2997181385783319E-2]
[2004,1,7,19,3.4149099027446235E-2,5.5500129157093781E-3,3.2653446999999754E-4,3.2674000000000067E-5,3.2253912784936988E-3,8.8054462365591703E-5,4.3371766154014911E-2,null,4.0476407506851733E-2,8.1687915128115691E-3,2.2351082781410281E-4,2.4284432516604031E-5,5.3429477137651501E-3,5.2944125985274418E-5,8.0133896296661985E-5,5.4288886119744438E-2]
[2004,1,7,20,3.3758235024932533E-2,5.4131979780693363E-3,3.2653446999999754E-4,3.2674000000000067E-5,3.2209426149184825E-3,8.8054462365591703E-5,4.2839638550285948E-2,null,4.0013122351574629E-2,7.9674203235200278E-3,2.2351082781410281E-4,2.4284432516604031E-5,5.3355783824728508E-3,5.2944125985274418E-5,7.815849296135638E-5,5.3616860443883495E-2]
[2004,1,7,21,3.2681947836476918E-2,5.1968636092215026E-3,3.2653446999999754E-4,3.2674000000000067E-5,3.0167441316153835E-3,8.8054462365591703E-5,4.1342818509679399E-2,null,3.8737415522550535E-2,7.6490083877258632E-3,2.2351082781410281E-4,2.4284432516604031E-5,4.9973180830811675E-3,5.2944125985274418E-5,7.5034947819760923E-5,5.1684481379673554E-2]
[2004,1,7,22,3.1525949836386215E-2,4.9140896849693069E-3,3.2653446999999754E-4,3.2674000000000067E-5,2.8565626454797963E-3,8.8054462365591703E-5,3.9743865099200915E-2,null,3.7367228681276322E-2,7.2328073324206595E-3,2.2351082781410281E-4,2.4284432516604031E-5,4.7319731276203435E-3,5.2944125985274418E-5,7.0952114740708655E-5,4.9632748527633316E-2]
[2004,1,7,23,2.8077004774434932E-2,4.5414360268119462E-3,3.2653446999999754E-4,3.2674000000000067E-5,2.6777675538453881E-3,8.8054462365591703E-5,3.5743471287457869E-2,null,3.3279246574220309E-2,6.6843167097488474E-3,2.2351082781410281E-4,2.4284432516604031E-5,4.43579423222548E-3,5.2944125985274418E-5,6.5571552559884105E-5,4.4700096902510623E-2]
[2004,1,7,24,2.4616807669540913E-2,4.1732732725912733E-3,3.2653446999999754E-4,3.2674000000000067E-5,2.791539479482151E-3,8.8054462365591703E-5,3.202888335397993E-2,null,2.9177927591861413E-2,6.1424360280843858E-3,2.2351082781410281E-4,2.4284432516604031E-5,4.6242604980161802E-3,5.2944125985274418E-5,6.0255832323719209E-5,4.0245363504277966E-2]
[2004,1,8,1,2.1222596746580374E-2,4.2527445288012364E-3,3.2653446999999754E-4,3.2674000000000067E-5,3.1974064631983181E-3,8.8054462365591703E-5,2.912001067094552E-2,null,2.5154821026984284E-2,6.2594058681730274E-3,2.2351082781410281E-4,2.4284432516604031E-5,5.2965901118519889E-3,5.2944125985274418E-5,6.1403278555000756E-5,3.701155639332529E-2]
[2004,1,8,2,2.0473134273414986E-2,4.3618099223831025E-3,3.2653446999999754E-4,3.2674000000000067E-5,3.4451172250269074E-3,8.8054462365591703E-5,2.8727324353190583E-2,null,2.4266494560433761E-2,6.4199338660288893E-3,2.2351082781410281E-4,2.4284432516604031E-5,5.7069296751204738E-3,5.2944125985274418E-5,6.2978019924359667E-5,3.6694097487899112E-2]
[2004,1,8,3,2.0374758065189826E-2,4.2128440565910412E-3,3.2653446999999754E-4,3.2674000000000067E-5,3.2200645449445356E-3,8.8054462365591703E-5,2.825492959909099E-2,null,2.4149890737594975E-2,6.2006783221838562E-3,2.2351082781410281E-4,2.4284432516604031E-5,5.334123835859822E-3,5.2944125985274418E-5,6.0827175336712846E-5,3.5985432281954638E-2]
[2004,1,8,4,2.0353476563990242E-2,4.2861758391425113E-3,3.2653446999999754E-4,3.2674000000000067E-5,3.4600072890938584E-3,8.8054462365591703E-5,2.85469226245922E-2,null,2.4124666098016063E-2,6.3086117724340755E-3,2.2351082781410281E-4,2.4284432516604031E-5,5.73159546816543E-3,5.2944125985274418E-5,6.1885976739065572E-5,3.6465612724931554E-2]
[2004,1,8,5,2.1564138418541254E-2,4.2149720296136674E-3,3.2653446999999754E-4,3.2674000000000067E-5,3.3903675807063034E-3,8.8054462365591703E-5,2.9616740961226812E-2,null,2.5559645174284603E-2,6.2038103811953797E-3,2.2351082781410281E-4,2.4284432516604031E-5,5.616235411480981E-3,5.2944125985274418E-5,6.085790008854803E-5,3.768043035327695E-2]
[2004,1,8,6,2.2378926240002782E-2,4.4149279599839776E-3,3.2653446999999754E-4,3.2674000000000067E-5,3.4890708635645874E-3,8.8054462365591703E-5,3.0730187995916935E-2,null,2.6525400782260976E-2,6.4981156975527487E-3,2.2351082781410281E-4,2.4284432516604031E-5,5.7797400637708178E-3,5.2944125985274418E-5,6.3744965043449847E-5,3.9103995929900534E-2]
[2004,1,8,7,2.5668811964942424E-2,4.8656612930710139E-3,3.2653446999999754E-4,3.2674000000000067E-5,3.7533480792956218E-3,8.8054462365591703E-5,3.473508426967465E-2,null,3.0424852277206892E-2,7.161527960151428E-3,2.2351082781410281E-4,2.4284432516604031E-5,6.217522405096482E-3,5.2944125985274418E-5,7.0252881100511634E-5,4.4104642028770784E-2]
[2004,1,8,8,2.9064653926975638E-2,5.3796522404621948E-3,0,0,3.6882261565224376E-3,8.8054462365591703E-5,3.8220586786325866E-2,null,3.444989208788099E-2,7.9180459993845684E-3,0,0,6.10964618222796E-3,5.2944125985274418E-5,7.7674142618495588E-5,4.8530528395478792E-2]
[2004,1,8,9,2.7855425929236503E-2,5.8187131505715931E-3,0,0,3.6847743894619822E-3,8.8054462365591703E-5,3.7446967931635676E-2,null,3.3016612540275783E-2,8.5642781957019961E-3,0,0,6.1039282369209575E-3,5.2944125985274418E-5,8.4013526323177922E-5,4.7737763098884015E-2]
[2004,1,8,10,2.6338702646076125E-2,6.0341053225637349E-3,0,0,3.6729544640099233E-3,8.8054462365591703E-5,3.613381689501538E-2,null,3.1218863509328051E-2,8.8813033582048062E-3,0,0,6.0843482113618732E-3,5.2944125985274418E-5,8.7123467549562433E-5,4.623745920488001E-2]
[2004,1,8,11,2.5186582018626655E-2,6.2422377841676834E-3,0,0,3.6494912902209822E-3,8.8054462365591703E-5,3.516636555538092E-2,null,2.9853272458852192E-2,9.1876433094287939E-3,0,0,6.0454808306539291E-3,5.2944125985274418E-5,9.0128589401969507E-5,4.5139340724920193E-2]
[2004,1,8,12,2.4703522269506492E-2,6.088717329181214E-3,0,0,3.4545518939473742E-3,8.8054462365591703E-5,3.4334845955000672E-2,null,2.9280709087858698E-2,8.9616840893724306E-3,0,0,5.7225584588512591E-3,5.2944125985274418E-5,8.7911983349669968E-5,4.4017895762067667E-2]
[2004,1,8,13,2.4448777197369213E-2,5.8961863765043306E-3,0,0,3.2305671832406264E-3,8.8054462365591703E-5,3.3663585219479764E-2,null,2.8978763629739772E-2,8.6783072331260633E-3,0,0,5.3515217396883485E-3,5.2944125985274418E-5,8.5132123981768846E-5,4.3061536728539462E-2]
[2004,1,8,14,2.3356908826787221E-2,6.0174059309990903E-3,0,0,3.3881587827535391E-3,8.8054462365591703E-5,3.2850528002905444E-2,null,2.7684588662605245E-2,8.8567243436774232E-3,0,0,5.6125764780515456E-3,5.2944125985274418E-5,8.6882353279707164E-5,4.2206833610319489E-2]
[2004,1,8,15,2.3469483863139004E-2,6.0555884539194114E-3,0,0,3.6821041540756124E-3,8.8054462365591703E-5,3.329523093349962E-2,null,2.7818022140390742E-2,8.9129233244557207E-3,0,0,6.0995049199274662E-3,5.2944125985274418E-5,8.7433651876397156E-5,4.2883394510759204E-2]
[2004,1,8,16,2.4554265847912368E-2,5.7863245135088923E-3,0,0,3.4782744974413671E-3,8.8054462365591703E-5,3.3906919321228225E-2,null,2.9103797722243967E-2,8.5166069510458926E-3,0,0,5.7618555918682425E-3,5.2944125985274418E-5,8.3545882783786095E-5,4.343520439114338E-2]
[2004,1,8,17,2.7579274343715227E-2,5.6054770006378754E-3,0,0,3.4231871123732182E-3,8.8054462365591703E-5,3.669599291909191E-2,null,3.2689294267537791E-2,8.2504263762093345E-3,0,0,5.6706018515640206E-3,5.2944125985274418E-5,8.0934714834807905E-5,4.6663266621296419E-2]
[2004,1,8,18,3.1878587622115623E-2,5.5047437768877905E-3,3.2653446999999754E-4,3.2674000000000067E-5,3.2965426507098228E-3,8.8054462365591703E-5,4.1127136982078837E-2,null,3.7785204883401757E-2,8.102162090031062E-3,2.2351082781410281E-4,2.4284432516604031E-5,5.4608118823850057E-3,5.2944125985274418E-5,7.9480277551829804E-5,5.1648918242133815E-2]
[2004,1,8,19,3.4196066608750082E-2,5.6585009078139441E-3,3.2653446999999754E-4,3.2674000000000067E-5,3.4440542731994919E-3,8.8054462365591703E-5,4.3745884722129119E-2,null,4.0532077466370664E-2,8.3284696617825921E-3,2.2351082781410281E-4,2.4284432516604031E-5,5.7051688667267755E-3,5.2944125985274418E-5,8.1700300851169071E-5,5.4866455381196021E-2]
[2004,1,8,20,3.3805019686350621E-2,5.5155780328087203E-3,3.2653446999999754E-4,3.2674000000000067E-5,3.4452084349826553E-3,8.8054462365591703E-5,4.3213069086507593E-2,null,4.0068575498936047E-2,8.1181084993743654E-3,2.2351082781410281E-4,2.4284432516604031E-5,5.7070807668741421E-3,5.2944125985274418E-5,7.9636708023903457E-5,5.4194504151500546E-2]
[2004,1,8,21,3.3213083579237794E-2,5.3710792614981417E-3,3.2653446999999754E-4,3.2674000000000067E-5,3.3862039185692293E-3,8.8054462365591703E-5,4.2417629691670768E-2,null,3.9366962637341615E-2,7.9054278525685761E-3,2.2351082781410281E-4,2.4284432516604031E-5,5.6093381927638276E-3,5.2944125985274418E-5,7.7550361607947959E-5,5.3182468068990005E-2]
[2004,1,8,22,3.1089798036214592E-2,4.9562166005429802E-3,3.2653446999999754E-4,3.2674000000000067E-5,2.9548746934413613E-3,8.8054462365591703E-5,3.9448152262564533E-2,null,3.6850264588478301E-2,7.2948118710812991E-3,2.2351082781410281E-4,2.4284432516604031E-5,4.8948296887434102E-3,5.2944125985274418E-5,7.1560364475465785E-5,4.9340645534619004E-2]
[2004,1,8,23,2.7821974353976504E-2,4.5951160129002666E-3,3.2653446999999754E-4,3.2674000000000067E-5,2.8104907201884463E-3,8.8054462365591703E-5,3.5674844019430815E-2,null,3.2976962897077827E-2,6.7633256456604987E-3,2.2351082781410281E-4,2.4284432516604031E-5,4.6556537397849746E-3,5.2944125985274418E-5,6.6346611375735145E-5,4.4696681668839285E-2]
[2004,1,8,24,2.4397785776227525E-2,4.2326900833134888E-3,3.2653446999999754E-4,3.2674000000000067E-5,2.9236450136944114E-3,8.8054462365591703E-5,3.2001383805601018E-2,null,2.8918324274082814E-2,6.2298887145046536E-3,2.2351082781410281E-4,2.4284432516604031E-5,4.8430968812796567E-3,5.2944125985274418E-5,6.1113722318031745E-5,4.0292049256183113E-2]
[2004,1,9,1,2.0981278126575877E-2,4.2180788142585036E-3,3.2653446999999754E-4,3.2674000000000067E-5,3.1743660629398153E-3,8.8054462365591703E-5,{"$f":"SUM(E195:J195)","v":2.8820985936139784E-2},null,{"$f":"E195*W$5","v":2.4868789738298081E-2},6.2083831049753622E-3,{"$f":"G195*Y$5","v":2.2351082781410281E-4},{"$f":"H195*Z$5","v":2.4284432516604031E-5},{"$f":"I195*AA$5","v":5.2584230669088733E-3},{"$f":"J195*AB$5","v":5.2944125985274418E-5},6.090275741813021E-5,{"$f":"SUM(M195:R195)","v":3.6636335296498304E-2}]
[2004,1,9,2,2.0012015057841705E-2,4.3174629608503361E-3,3.2653446999999754E-4,3.2674000000000067E-5,3.4601486620752342E-3,8.8054462365591703E-5,2.8236889613132865E-2,null,2.3719936970033412E-2,{"$f":"(F196*X$5)-S196","v":6.354661750722192E-3},2.2351082781410281E-4,2.4284432516604031E-5,5.7318296563250697E-3,5.2944125985274418E-5,{"$f":"(F196*$AC$7)*$AC$5","v":6.2337716042096638E-5},3.6107167763396654E-2]
[2004,1,9,3,1.9934333681791594E-2,4.2444417894684167E-3,3.2653446999999754E-4,3.2674000000000067E-5,3.4105876706050503E-3,8.8054462365591703E-5,2.8036626074230648E-2,null,2.3627862416904784E-2,6.2471854738018629E-3,2.2351082781410281E-4,2.4284432516604031E-5,5.6497305361863127E-3,5.2944125985274418E-5,6.1283399401063806E-5,3.5825517813208946E-2]
[2004,1,9,4,2.0453316371366437E-2,4.2326483832361029E-3,3.2653446999999754E-4,3.2674000000000067E-5,3.4023852819750899E-3,8.8054462365591703E-5,2.8535612968943216E-2,null,2.4243004702660258E-2,6.229827338208164E-3,2.2351082781410281E-4,2.4284432516604031E-5,5.6361430580189114E-3,5.2944125985274418E-5,6.1113120231202838E-5,3.6409714485203318E-2]
[2004,1,9,5,2.1064246979265847E-2,4.3306803916423192E-3,3.2653446999999754E-4,3.2674000000000067E-5,3.6296460015861043E-3,8.8054462365591703E-5,2.9471836304859857E-2,null,2.4967131457040239E-2,6.3741158381476672E-3,2.2351082781410281E-4,2.4284432516604031E-5,6.0126065743589694E-3,5.2944125985274418E-5,6.2528555999494771E-5,3.7654593255862859E-2]
[2004,1,9,6,2.2270553996286167E-2,4.4070722192416333E-3,3.2653446999999754E-4,3.2674000000000067E-5,3.5101345753857658E-3,8.8054462365591703E-5,3.0635023723279153E-2,null,2.639694881064146E-2,6.4865532184599029E-3,2.2351082781410281E-4,2.4284432516604031E-5,5.8146326709620083E-3,5.2944125985274418E-5,6.3631539881465327E-5,3.8998874086379358E-2]
[2004,1,9,7,2.55496565704743E-2,4.7355117658490712E-3,3.2653446999999754E-4,3.2674000000000067E-5,3.5073041479134191E-3,8.8054462365591703E-5,3.4239735416602385E-2,null,3.0283619201064673E-2,6.9699672611920173E-3,2.2351082781410281E-4,2.4284432516604031E-5,5.8099439914541338E-3,5.2944125985274418E-5,6.8373716335337446E-5,4.3364269840026809E-2]
[2004,1,9,8,2.8803987880873506E-2,5.2189718001017724E-3,0,0,3.3621092798051841E-3,8.8054462365591703E-5,3.7473123423146057E-2,null,3.4140928589407725E-2,7.6815483484014829E-3,0,0,5.5694247732798905E-3,5.2944125985274418E-5,7.5354157072462252E-5,4.7444845837074374E-2]
[2004,1,9,9,2.8948682165904967E-2,5.7195909028579968E-3,0,0,3.4335657903487851E-3,8.8054462365591703E-5,3.8189893321477347E-2,null,3.4312432523966555E-2,8.4183850260551776E-3,0,0,5.6877944117756166E-3,5.2944125985274418E-5,8.2582349127807722E-5,4.8471556087782627E-2]
[2004,1,9,10,2.6847068354926191E-2,5.8352812463954937E-3,0,0,3.3000510515164014E-3,8.8054462365591703E-5,3.6070455115203681E-2,null,3.1821421649365272E-2,8.5886639624750162E-3,0,0,5.4666236430211401E-3,5.2944125985274418E-5,8.4252744878656889E-5,4.5929653380846702E-2]
[2004,1,9,11,2.5854699823099268E-2,5.9915349916984818E-3,0,0,3.3167633086641345E-3,8.8054462365591703E-5,3.5251052585827482E-2,null,3.0645182327240863E-2,8.8186461783475566E-3,0,0,5.4943079480897139E-3,5.2944125985274418E-5,8.6508815560336434E-5,4.5011080579663409E-2]
[2004,1,9,12,2.5403769681783529E-2,5.9536755124190901E-3,0,0,3.2648481727727279E-3,8.8054462365591703E-5,3.4710347829340939E-2,null,3.0110701691533646E-2,8.7629226696433575E-3,0,0,5.408309124173275E-3,5.2944125985274418E-5,8.5962181231282329E-5,4.4334877611335553E-2]
[2004,1,9,13,2.4375642529114023E-2,5.7931481735096161E-3,0,0,3.1125813055109244E-3,8.8054462365591703E-5,3.336942647050016E-2,null,2.8892078220183394E-2,8.5266503611688589E-3,0,0,5.1560749485111594E-3,5.2944125985274418E-5,8.3644406241508858E-5,4.2627747655848695E-2]
[2004,1,9,14,2.3762029004905382E-2,5.940294768714458E-3,0,0,3.3253866455642453E-3,8.8054462365591703E-5,3.3115764881549679E-2,null,2.8164771445922013E-2,8.7432282099601868E-3,0,0,5.5085927384290086E-3,5.2944125985274418E-5,8.5768983279370506E-5,4.2469536520296489E-2]
[2004,1,9,15,2.3395579935542091E-2,5.8767855477792601E-3,0,0,3.4766436585661454E-3,8.8054462365591703E-5,3.2837063604253092E-2,null,2.7730424939440716E-2,8.6497521058790123E-3,0,0,5.7591540632512392E-3,5.2944125985274418E-5,8.4852004994527639E-5,4.2192275234556244E-2]
[2004,1,9,16,2.4853648646985329E-2,5.5651353489127187E-3,0,0,3.2647836549905395E-3,8.8054462365591703E-5,3.3771622113254185E-2,null,2.9458651598947411E-2,8.1910494797533852E-3,0,0,5.4082022487255922E-3,5.2944125985274418E-5,8.0352241643325879E-5,4.3110847453411663E-2]
[2004,1,9,17,2.7725095553076416E-2,5.4232500934241219E-3,0,0,3.2763015813058313E-3,8.8054462365591703E-5,3.6512701690171963E-2,null,3.286213392835876E-2,7.9822155385660225E-3,0,0,5.4272820045629501E-3,5.2944125985274418E-5,7.8303630491959693E-5,4.6324575597473008E-2]
[2004,1,9,18,3.2220580464935866E-2,5.6825428166160695E-3,3.2653446999999754E-4,3.2674000000000067E-5,3.3799690043570443E-3,8.8054462365591703E-5,4.1730355218274583E-2,null,3.8190563796657223E-2,8.3638557669245637E-3,2.2351082781410281E-4,2.4284432516604031E-5,5.5990098890762599E-3,5.2944125985274418E-5,8.2047430102214622E-5,5.2454168838974032E-2]
[2004,1,9,19,3.3693324514273378E-2,5.6131051473034431E-3,3.2653446999999754E-4,3.2674000000000067E-5,3.2091013288379285E-3,8.8054462365591703E-5,4.2962793922780344E-2,null,3.9936184910888239E-2,8.2616538707551198E-3,2.2351082781410281E-4,2.4284432516604031E-5,5.3159629724560909E-3,5.2944125985274418E-5,8.1044853878287269E-5,5.3814541140415437E-2]
[2004,1,9,20,3.3034289660419422E-2,5.5674976516877188E-3,3.2653446999999754E-4,3.2674000000000067E-5,3.3671996453788849E-3,8.8054462365591703E-5,4.2416249889851626E-2,null,3.9155040925672943E-2,8.194526437222167E-3,2.2351082781410281E-4,2.4284432516604031E-5,5.577857101253734E-3,5.2944125985274418E-5,8.038634976676057E-5,5.3228163850464832E-2]
[2004,1,9,21,3.1730333973240987E-2,5.3913745502338246E-3,3.2653446999999754E-4,3.2674000000000067E-5,3.2134750984464211E-3,8.8054462365591703E-5,4.0782446554286825E-2,null,3.7609482089034488E-2,7.9352994915885215E-3,2.2351082781410281E-4,2.4284432516604031E-5,5.3232082398709472E-3,5.2944125985274418E-5,7.7843395261663006E-5,5.116872920680994E-2]
[2004,1,9,22,3.0855547425628231E-2,5.0827198193467297E-3,3.2653446999999754E-4,3.2674000000000067E-5,3.0201147973838143E-3,8.8054462365591703E-5,3.9405644974724374E-2,null,3.6572610903817339E-2,7.4810057477085815E-3,2.2351082781410281E-4,2.4284432516604031E-5,5.0029016819088156E-3,5.2944125985274418E-5,7.338688199367195E-5,4.9357257719750726E-2]
[2004,1,9,23,2.7799531479258344E-2,4.5740050106324853E-3,3.2653446999999754E-4,3.2674000000000067E-5,2.8866809052210097E-3,8.8054462365591703E-5,3.5707480327477441E-2,null,3.295036169913737E-2,6.7322533979430428E-3,2.2351082781410281E-4,2.4284432516604031E-5,4.7818648378447392E-3,5.2944125985274418E-5,6.6041800037070229E-5,4.476521932124114E-2]
[2004,1,9,24,2.4737101832940769E-2,4.0464196546247007E-3,3.2653446999999754E-4,3.2674000000000067E-5,2.9103707867761371E-3,8.8054462365591703E-5,3.2141155206707198E-2,null,2.9320510433492316E-2,5.9557264161334503E-3,2.2351082781410281E-4,2.4284432516604031E-5,4.8211077660867503E-3,5.2944125985274418E-5,5.8424255565002701E-5,4.0398084002028503E-2]
[2004,1,10,1,2.4891320197547258E-2,3.8972691507506972E-3,3.2653446999999754E-4,3.2674000000000067E-5,2.9036416035350308E-3,8.8054462365591703E-5,3.2139493884198581E-2,null,2.9503303114664824E-2,5.7361991125610768E-3,2.2351082781410281E-4,2.4284432516604031E-5,4.809960692411284E-3,5.2944125985274418E-5,5.6270745079251587E-5,4.0350202305953174E-2]
[2004,1,10,2,2.3504088084631353E-2,3.9175745490281346E-3,3.2653446999999754E-4,3.2674000000000067E-5,3.0780027556374257E-3,8.8054462365591703E-5,3.0946928321662504E-2,null,2.7859037997630662E-2,5.7660856313191669E-3,2.2351082781410281E-4,2.4284432516604031E-5,5.0987946472888512E-3,5.2944125985274418E-5,5.6563924699648667E-5,3.9024657662554668E-2]
[2004,1,10,3,2.305824824734292E-2,3.9505964666313818E-3,3.2653446999999754E-4,3.2674000000000067E-5,3.1581150855800729E-3,8.8054462365591703E-5,3.0614222731919962E-2,null,2.7330590821839255E-2,5.8146889705097187E-3,2.2351082781410281E-4,2.4284432516604031E-5,5.2315028842601389E-3,5.2944125985274418E-5,5.7040711864097518E-5,3.8677522062925095E-2]
[2004,1,10,4,2.2648866090508025E-2,3.9482308601450277E-3,3.2653446999999754E-4,3.2674000000000067E-5,3.2380522846869246E-3,8.8054462365591703E-5,3.0282412167705566E-2,null,2.684535637999453E-2,5.8112071504704023E-3,2.2351082781410281E-4,2.4284432516604031E-5,5.3639210122747357E-3,5.2944125985274418E-5,5.7006556040005715E-5,3.832122392905566E-2]
[2004,1,10,5,2.2551969122174925E-2,4.0454997843750529E-3,3.2653446999999754E-4,3.2674000000000067E-5,3.4160733313401271E-3,8.8054462365591703E-5,3.0460805170255692E-2,null,2.673050587769352E-2,5.9543725042773285E-3,2.2351082781410281E-4,2.4284432516604031E-5,5.6588176812649273E-3,5.2944125985274418E-5,5.841097401263316E-5,3.8644435449551769E-2]
[2004,1,10,6,2.3670842362070153E-2,4.0182731480537517E-3,3.2653446999999754E-4,3.2674000000000067E-5,3.2797292231071923E-3,8.8054462365591703E-5,3.1416107665596688E-2,null,2.8056689305552392E-2,5.9142989550655198E-3,2.2351082781410281E-4,2.4284432516604031E-5,5.4329599857270653E-3,5.2944125985274418E-5,5.8017862053325367E-5,3.9704687632660961E-2]
[2004,1,10,7,2.4990671056048616E-2,4.1782662441372694E-3,3.2653446999999754E-4,3.2674000000000067E-5,3.3117924517593982E-3,8.8054462365591703E-5,3.2927992684310875E-2,null,2.9621062175646917E-2,6.149784937755063E-3,2.2351082781410281E-4,2.4284432516604031E-5,5.4860735894518313E-3,5.2944125985274418E-5,6.0327923374705148E-5,4.1557660089169793E-2]
[2004,1,10,8,2.736358580800078E-2,4.483556578858885E-3,0,0,3.5019133443471686E-3,8.8054462365591703E-5,3.543711019357243E-2,null,3.2433641927804978E-2,6.5991267921061509E-3,0,0,5.8010139798360992E-3,5.2944125985274418E-5,6.4735859787557308E-5,4.4886726825732505E-2]
[2004,1,10,9,3.0408132511001433E-2,4.5003130466047042E-3,0,0,3.3528961489780909E-3,8.8054462365591703E-5,3.834939616894982E-2,null,3.6042296812821194E-2,6.623789814262245E-3,0,0,5.5541629733806153E-3,5.2944125985274418E-5,6.4977798152212493E-5,4.827319372644933E-2]
[2004,1,10,10,3.1976078233376809E-2,4.603354700023864E-3,0,0,3.221450104079654E-3,8.8054462365591703E-5,3.9888937499845921E-2,null,3.7900759021633292E-2,6.7754517647297821E-3,0,0,5.3364190519666647E-3,5.2944125985274418E-5,6.6465565711447462E-5,5.0065573964315012E-2]
[2004,1,10,11,3.1586993879703117E-2,4.6625365043059912E-3,0,0,3.1820715686735222E-3,8.8054462365591703E-5,3.9519656415048218E-2,null,3.7439583257049311E-2,6.8625585567093682E-3,0,0,5.2711874451465864E-3,5.2944125985274418E-5,6.7320062563800683E-5,4.9626273384890549E-2]
[2004,1,10,12,3.1244746480913015E-2,4.6546772889027206E-3,0,0,3.2003676186524864E-3,8.8054462365591703E-5,3.9187845850833819E-2,null,3.7033922622475783E-2,6.8509909634337073E-3,0,0,5.3014953457904091E-3,5.2944125985274418E-5,6.7206587232902584E-5,4.9239353057685176E-2]
[2004,1,10,13,3.1318413925133244E-2,4.4608233976197228E-3,0,0,2.8941922664474742E-3,8.8054462365591703E-5,3.8761484051566035E-2,null,3.7121239523277463E-2,6.5656669388074237E-3,0,0,4.7943076104657858E-3,5.2944125985274418E-5,6.4407626607638764E-5,4.8534158198535952E-2]
[2004,1,10,14,3.0421411668936218E-2,4.362610327306591E-3,0,0,2.832420992712208E-3,8.8054462365591703E-5,3.7704497451320609E-2,null,3.6058036396682078E-2,6.4211119427370171E-3,0,0,4.6919818281705179E-3,5.2944125985274418E-5,6.2989576575868107E-5,4.7224074293574891E-2]
[2004,1,10,15,2.968511674241503E-2,4.202058869560309E-3,0,0,2.6080632207519695E-3,8.8054462365591703E-5,3.6583293295092897E-2,null,3.5185317222827854E-2,6.1848041349308212E-3,0,0,4.3203271229713949E-3,5.2944125985274418E-5,6.0671453346118101E-5,4.5743392606715345E-2]
[2004,1,10,16,2.996146100711871E-2,4.2449753809130613E-3,0,0,2.8337956607472924E-3,8.8054462365591703E-5,3.7128286511144658E-2,null,3.5512863875269182E-2,6.2479708408506463E-3,0,0,4.6942590028761777E-3,5.2944125985274418E-5,6.1291103664484325E-5,4.6508037844981281E-2]
[2004,1,10,17,3.2852349139641072E-2,4.4244364025612659E-3,0,0,3.1886136492349291E-3,8.8054462365591703E-5,4.0553453653802862E-2,null,3.8939389594575907E-2,6.5121107073311145E-3,0,0,5.2820245781827861E-3,5.2944125985274418E-5,6.3882252751244992E-5,5.0786469006075086E-2]
[2004,1,10,18,3.6871123344157167E-2,4.5977807438027096E-3,3.2653446999999754E-4,3.2674000000000067E-5,2.9241033327311403E-3,8.8054462365591703E-5,4.4840270353056613E-2,null,4.3702781514499772E-2,6.7672477322412682E-3,2.2351082781410281E-4,2.4284432516604031E-5,4.843856099135113E-3,5.2944125985274418E-5,6.6385086109584953E-5,5.5614624732192142E-2]
[2004,1,10,19,3.7047036814933862E-2,4.8546195217825123E-3,3.2653446999999754E-4,3.2674000000000067E-5,3.2013551406732867E-3,8.8054462365591703E-5,4.5550274409755259E-2,null,4.3911289074929971E-2,7.1452761191273095E-3,2.2351082781410281E-4,2.4284432516604031E-5,5.3031312026734197E-3,5.2944125985274418E-5,7.0093454416501628E-5,5.6660435783046692E-2]
[2004,1,10,20,3.5655843026314103E-2,4.5776547082838287E-3,3.2653446999999754E-4,3.2674000000000067E-5,2.879529963642971E-3,8.8054462365591703E-5,4.3560290630606499E-2,null,4.2262328243959979E-2,6.7376252087210384E-3,2.2351082781410281E-4,2.4284432516604031E-5,4.7700191100998896E-3,5.2944125985274418E-5,6.6094496219502359E-5,5.4070711949096892E-2]
[2004,1,10,21,3.4332942907285752E-2,4.5598008139069706E-3,3.2653446999999754E-4,3.2674000000000067E-5,3.0268236226111194E-3,8.8054462365591703E-5,4.2366830276169443E-2,null,4.0694314860484825E-2,6.7113469381888209E-3,2.2351082781410281E-4,2.4284432516604031E-5,5.0140150319849097E-3,5.2944125985274418E-5,6.5836712653551173E-5,5.2720416216974542E-2]
[2004,1,10,22,3.3043307074147987E-2,4.5852969635940769E-3,3.2653446999999754E-4,3.2674000000000067E-5,3.2232749479549658E-3,8.8054462365591703E-5,4.1299141918062623E-2,null,3.9165729128967618E-2,6.748873469088216E-3,2.2351082781410281E-4,2.4284432516604031E-5,5.3394419551029719E-3,5.2944125985274418E-5,6.6204838970736435E-5,5.1554783939474789E-2]
[2004,1,10,23,3.0196466444580877E-2,4.3512768574730737E-3,3.2653446999999754E-4,3.2674000000000067E-5,3.0136564494085598E-3,8.8054462365591703E-5,3.8008662683828111E-2,null,3.579141224474152E-2,6.4044307649464768E-3,2.2351082781410281E-4,2.4284432516604031E-5,4.9922032541617175E-3,5.2944125985274418E-5,6.2825938200586186E-5,4.7488785650165705E-2]
[2004,1,10,24,2.7037897813048887E-2,3.9628289822644805E-3,3.2653446999999754E-4,3.2674000000000067E-5,2.9936775591481043E-3,8.8054462365591703E-5,3.4441667286827064E-2,null,3.2047608902653506E-2,5.832693409670779E-3,2.2351082781410281E-4,2.4284432516604031E-5,4.9591076831677636E-3,5.2944125985274418E-5,5.7217331117796089E-5,4.3140149381808032E-2]
[2004,1,11,1,2.4895774304648986E-2,3.8770027729096404E-3,3.2653446999999754E-4,3.2674000000000067E-5,3.344988633508318E-3,8.8054462365591703E-5,3.2565028643432532E-2,null,2.9508582500044327E-2,5.7063700260674465E-3,2.2351082781410281E-4,2.4284432516604031E-5,5.5410639605623889E-3,5.2944125985274418E-5,5.5978128855669948E-5,4.1056755872990153E-2]
[2004,1,11,2,2.3262527359538578E-2,3.9564824648219855E-3,3.2653446999999754E-4,3.2674000000000067E-5,3.4981159294910202E-3,8.8054462365591703E-5,3.1164388686217171E-2,null,2.7572719745466896E-2,5.8233522822522428E-3,2.2351082781410281E-4,2.4284432516604031E-5,5.7947234596256794E-3,5.2944125985274418E-5,5.712569688589325E-5,3.9491534873660805E-2]
[2004,1,11,3,2.2227813079162464E-2,3.9211617252379125E-3,3.2653446999999754E-4,3.2674000000000067E-5,3.525983551574581E-3,8.8054462365591703E-5,3.0122221288340547E-2,null,2.6346288651867573E-2,5.7713654198570368E-3,2.2351082781410281E-4,2.4284432516604031E-5,5.8408869278201393E-3,5.2944125985274418E-5,5.6615718165854584E-5,3.8259280385860732E-2]
[2004,1,11,4,2.1969014041043927E-2,3.9446523379384297E-3,3.2653446999999754E-4,3.2674000000000067E-5,3.583405010802153E-3,8.8054462365591703E-5,2.9944334322150098E-2,null,2.6039538089551187E-2,5.8059400993349126E-3,2.2351082781410281E-4,2.4284432516604031E-5,5.9360071249716286E-3,5.2944125985274418E-5,5.6954887524678991E-5,3.8082224700173715E-2]
[2004,1,11,5,2.2458282264018983E-2,3.9129757531971357E-3,3.2653446999999754E-4,3.2674000000000067E-5,3.5408851408659649E-3,8.8054462365591703E-5,3.0359406090447672E-2,null,2.6619460270144439E-2,5.7593168895299198E-3,2.2351082781410281E-4,2.4284432516604031E-5,5.8655718127104614E-3,5.2944125985274418E-5,5.6497524957196241E-5,3.854508835870081E-2]
[2004,1,11,6,2.2718528476186942E-2,3.9153143869535322E-3,3.2653446999999754E-4,3.2674000000000067E-5,3.5361470802666435E-3,8.8054462365591703E-5,3.0617252875772705E-2,null,2.69279261458432E-2,5.7627590097323348E-3,2.2351082781410281E-4,2.4284432516604031E-5,5.8577230874362228E-3,5.2944125985274418E-5,5.653129133535736E-5,3.8849147629327743E-2]
[2004,1,11,7,2.3746144739562096E-2,3.9999387191819516E-3,3.2653446999999754E-4,3.2674000000000067E-5,3.5298601628433418E-3,8.8054462365591703E-5,3.1723206553952978E-2,null,2.8145944067885918E-2,5.8873134094037643E-3,2.2351082781410281E-4,2.4284432516604031E-5,5.8473086390257497E-3,5.2944125985274418E-5,5.7753140287054733E-5,4.0181305502631423E-2]
[2004,1,11,8,2.6669182319099375E-2,4.3169271987343848E-3,0,0,3.8096858677628752E-3,8.8054462365591703E-5,3.488384984796223E-2,null,3.161057603759327E-2,6.3538731887688889E-3,0,0,6.3108474723826665E-3,5.2944125985274418E-5,6.2329980437424829E-5,4.4328240824730109E-2]
[2004,1,11,9,2.8547182984093152E-2,4.2192474110956885E-3,0,0,3.4892957747259708E-3,8.8054462365591703E-5,3.6343780632280401E-2,null,3.3836541652479103E-2,6.2101031052835542E-3,0,0,5.7801126351805336E-3,5.2944125985274418E-5,6.0919630210894095E-5,4.5879701518928465E-2]
[2004,1,11,10,3.1374787283058043E-2,4.3608533207758361E-3,0,0,3.6142439528287183E-3,8.8054462365591703E-5,3.9437939019028187E-2,null,3.7188058006718559E-2,6.4185258910909463E-3,0,0,5.98709266485463E-3,5.2944125985274418E-5,6.2964208026052739E-5,4.9646620688649411E-2]
[2004,1,11,11,3.1839340775797725E-2,4.5545014180810878E-3,0,0,3.7502449356039374E-3,8.8054462365591703E-5,4.023214159184834E-2,null,3.7738686193592538E-2,6.7035470176655789E-3,0,0,6.2123819638100182E-3,5.2944125985274418E-5,6.5760197293677998E-5,5.0707559301053418E-2]
[2004,1,11,12,3.1971699708386314E-2,4.4247440879478968E-3,0,0,3.3379650807325695E-3,8.8054462365591703E-5,3.9822463339432373E-2,null,3.7895569222580264E-2,6.5125635743447773E-3,0,0,5.5294292558070576E-3,5.2944125985274418E-5,6.3886695268629864E-5,4.9990506178717378E-2]
[2004,1,11,13,3.1515353506026897E-2,4.3485263799281386E-3,0,0,3.1913221297065215E-3,8.8054462365591703E-5,3.9143256478027147E-2,null,3.7354669012122053E-2,6.4003824720926623E-3,0,0,5.2865112491922743E-3,5.2944125985274418E-5,6.2786225413300891E-5,4.9094506859392262E-2]
[2004,1,11,14,3.0723302129311958E-2,4.3504151537857964E-3,0,0,3.2088459436764132E-3,8.8054462365591703E-5,3.8370617689139769E-2,null,3.641586256617424E-2,6.4031624655976112E-3,0,0,5.3155399200425918E-3,5.2944125985274418E-5,6.2813496486492282E-5,4.8187509077799721E-2]
[2004,1,11,15,2.9812394621458536E-2,4.4529694764690693E-3,0,0,3.5203709487985528E-3,8.8054462365591703E-5,3.7873789509091753E-2,null,3.5336177756355606E-2,6.554107137882249E-3,0,0,5.8315894998242235E-3,5.2944125985274418E-5,6.4294227717840303E-5,4.7774818520047356E-2]
[2004,1,11,16,3.0943664625940243E-2,4.3357795862277526E-3,0,0,3.3750632150382209E-3,8.8054462365591703E-5,3.8742561889571814E-2,null,3.6677054880665028E-2,6.3816210922946906E-3,0,0,5.5908833166507703E-3,5.2944125985274418E-5,6.2602180752501923E-5,4.8702503415595767E-2]
[2004,1,11,17,3.4192202449274969E-2,4.4717277182176329E-3,0,0,3.5573051536528814E-3,8.8054462365591703E-5,{"$f":"SUM(E259:J259)","v":4.2309289783511075E-2},null,{"$f":"E259*W$5","v":4.0527497336937071E-2},6.5817164729086971E-3,{"$f":"G259*Y$5","v":0},{"$f":"H259*Z$5","v":0},{"$f":"I259*AA$5","v":5.8927720071069757E-3},{"$f":"J259*AB$5","v":5.2944125985274418E-5},6.4565068708990486E-5,{"$f":"SUM(M259:R259)","v":5.305492994293802E-2}]
[2004,1,11,18,3.8224326904128442E-2,4.4433692991927651E-3,3.2653446999999754E-4,3.2674000000000067E-5,3.3971378353032248E-3,8.8054462365591703E-5,4.6512096970990027E-2,null,4.5306713105464969E-2,{"$f":"(F260*X$5)-S260","v":6.5399771083044468E-3},2.2351082781410281E-4,2.4284432516604031E-5,5.6274505209659683E-3,5.2944125985274418E-5,{"$f":"(F260*$AC$7)*$AC$5","v":6.4155615498017989E-5},5.7774880121051371E-2]
[2004,1,11,19,3.9080414621089417E-2,4.3525991003845891E-3,3.2653446999999754E-4,3.2674000000000067E-5,3.2705980040208084E-3,8.8054462365591703E-5,4.7150874657860414E-2,null,4.6321420851208793E-2,6.4063769093676707E-3,2.2351082781410281E-4,2.4284432516604031E-5,5.4178338748372664E-3,5.2944125985274418E-5,6.2845029413158038E-5,5.8446371021729719E-2]
[2004,1,11,20,3.7628124084388127E-2,4.10078042689185E-3,3.2653446999999754E-4,3.2674000000000067E-5,2.9891973945710966E-3,8.8054462365591703E-5,4.5165364838216669E-2,null,4.4600042974310188E-2,6.0357373677960759E-3,2.2351082781410281E-4,2.4284432516604031E-5,4.9516861696157106E-3,5.2944125985274418E-5,5.9209143916367093E-5,5.588820589803796E-2]
[2004,1,11,21,3.6403706767502216E-2,4.034067507048697E-3,3.2653446999999754E-4,3.2674000000000067E-5,3.0234375115570909E-3,8.8054462365591703E-5,4.3908474718473603E-2,null,4.3148759757822161E-2,5.9375458965893876E-3,2.2351082781410281E-4,2.4284432516604031E-5,5.0084058476247634E-3,5.2944125985274418E-5,5.8245909004746097E-5,5.4395450888352299E-2]
[2004,1,11,22,3.3974800859042288E-2,3.9203617927755854E-3,3.2653446999999754E-4,3.2674000000000067E-5,2.8995393650322536E-3,8.8054462365591703E-5,4.1241964949215726E-2,null,4.0269814539747512E-2,5.770188038541295E-3,2.2351082781410281E-4,2.4284432516604031E-5,4.8031652236023119E-3,5.2944125985274418E-5,5.6604168335979598E-5,5.1143907188207105E-2]
[2004,1,11,23,3.0040934380816772E-2,3.8509103193142286E-3,3.2653446999999754E-4,3.2674000000000067E-5,2.838406217203731E-3,8.8054462365591703E-5,3.7177513849700326E-2,null,3.560706245594511E-2,5.6679658247231002E-3,2.2351082781410281E-4,2.4284432516604031E-5,4.7018965140960926E-3,5.2944125985274418E-5,5.5601392800764217E-5,4.6277664181080286E-2]
[2004,1,11,24,2.6041965160482145E-2,3.9968657226162069E-3,3.2653446999999754E-4,3.2674000000000067E-5,3.1210987214382998E-3,8.8054462365591703E-5,3.3607192536902246E-2,null,3.0867145082443433E-2,5.88279041663845E-3,2.2351082781410281E-4,2.4284432516604031E-5,5.170184277900061E-3,5.2944125985274418E-5,5.770877080686446E-5,4.222085916329793E-2]
[2004,1,12,1,2.2436181287019106E-2,3.9481359962077623E-3,3.2653446999999754E-4,3.2674000000000067E-5,3.1908995774146379E-3,8.8054462365591703E-5,3.0022479793007095E-2,null,2.6593264318367567E-2,5.8110675248988263E-3,2.2351082781410281E-4,2.4284432516604031E-5,5.2858112799150829E-3,5.2944125985274418E-5,5.7005186346452463E-5,3.7990882509497469E-2]
[2004,1,12,2,2.1663071876209548E-2,4.049016995038247E-3,3.2653446999999754E-4,3.2674000000000067E-5,3.514788773113493E-3,8.8054462365591703E-5,2.967414057672688E-2,null,2.5676909496409918E-2,5.9595493139623906E-3,2.2351082781410281E-4,2.4284432516604031E-5,5.8223424751257949E-3,5.2944125985274418E-5,5.8461757280855856E-5,3.7759540671814092E-2]
[2004,1,12,3,2.1352275790325653E-2,3.958866484784127E-3,3.2653446999999754E-4,3.2674000000000067E-5,3.33230932247539E-3,8.8054462365591703E-5,2.9090714529950757E-2,null,2.5308527624499904E-2,5.8268612041824956E-3,2.2351082781410281E-4,2.4284432516604031E-5,5.5200603395917456E-3,5.2944125985274418E-5,5.7160118573070716E-5,3.6956188554590132E-2]
[2004,1,12,4,2.1512168530257992E-2,4.0713909800326837E-3,3.2653446999999754E-4,3.2674000000000067E-5,3.5292067013359099E-3,8.8054462365591703E-5,2.9560029143992174E-2,null,2.5498046056411882E-2,5.9924804839445369E-3,2.2351082781410281E-4,2.4284432516604031E-5,5.8462261624002169E-3,5.2944125985274418E-5,5.8784804203541812E-5,3.7637492089072619E-2]
[2004,1,12,5,2.2220012396981792E-2,4.1320646725819324E-3,3.2653446999999754E-4,3.2674000000000067E-5,3.5706215957975202E-3,8.8054462365591703E-5,3.0369961597726831E-2,null,2.6337042621964339E-2,6.081783113014886E-3,2.2351082781410281E-4,2.4284432516604031E-5,5.9148310529618438E-3,5.2944125985274418E-5,5.9660841693997928E-5,3.8634396174257062E-2]
[2004,1,12,6,2.4079625233399904E-2,4.335494851850594E-3,3.2653446999999754E-4,3.2674000000000067E-5,3.7434810779271984E-3,8.8054462365591703E-5,3.2605864095543287E-2,null,2.8541213423405855E-2,6.3812020057450085E-3,2.2351082781410281E-4,2.4284432516604031E-5,6.2011774509959814E-3,5.2944125985274418E-5,6.259806961341128E-5,4.1424332266462832E-2]
[2004,1,12,7,2.7108343542534389E-2,4.7138350645161472E-3,3.2653446999999754E-4,3.2674000000000067E-5,3.7623382401041189E-3,8.8054462365591703E-5,3.6031779779520254E-2,null,3.213110715399773E-2,6.938062388795606E-3,2.2351082781410281E-4,2.4284432516604031E-5,6.2324148491414641E-3,5.2944125985274418E-5,6.8060737147172034E-5,4.560232377825079E-2]
[2004,1,12,8,2.9159494497576915E-2,5.3131774769099973E-3,0,0,3.60656906702267E-3,8.8054462365591703E-5,3.8167295503875175E-2,null,3.4562305173238071E-2,7.8202050587293983E-3,0,0,5.9743790093535875E-3,5.2944125985274418E-5,7.671434632797541E-5,4.8409833367306337E-2]
[2004,1,12,9,2.9495836610754732E-2,5.7372559175357316E-3,0,0,3.5376829436708735E-3,8.8054462365591703E-5,3.8858829934326926E-2,null,3.4960966362622865E-2,8.4443852938319835E-3,0,0,5.860267286621916E-3,5.2944125985274418E-5,8.2837405553038343E-5,4.9318563069062044E-2]
[2004,1,12,10,2.8298969769489896E-2,5.9550580557317144E-3,0,0,3.5026143361113257E-3,8.8054462365591703E-5,3.7844696623698534E-2,null,3.3542338305714604E-2,8.7649575672642775E-3,0,0,5.8021751916148513E-3,5.2944125985274418E-5,8.5982143091573846E-5,4.8162415190579004E-2]
[2004,1,12,11,2.7802253900212411E-2,5.951431117932374E-3,0,0,3.1303880882477177E-3,8.8054462365591703E-5,3.6972127568758097E-2,null,3.2953588543273238E-2,8.7596192555949685E-3,0,0,5.185572364761846E-3,5.2944125985274418E-5,8.5929775527407616E-5,4.6951724289615332E-2]
[2004,1,12,12,2.7352929559561794E-2,5.9252010467204458E-3,0,0,3.2164201945525149E-3,8.8054462365591703E-5,3.6582605263200355E-2,null,3.242101123866252E-2,8.7210125016377038E-3,0,0,5.3280868710658021E-3,5.2944125985274418E-5,8.5551052479682581E-5,4.6523054737351299E-2]
[2004,1,12,13,2.6794718474985386E-2,5.7669469385961984E-3,0,0,2.9659400839783991E-3,8.8054462365591703E-5,3.5615659959925577E-2,null,3.175937213316235E-2,8.4880860499435482E-3,0,0,4.9131598068490791E-3,5.2944125985274418E-5,8.3266099546860757E-5,4.5213562115940256E-2]
[2004,1,12,14,2.5754928411094506E-2,5.6792865853573541E-3,0,0,2.6905904274654438E-3,8.8054462365591703E-5,3.4212859886282899E-2,null,3.0526924790589806E-2,8.3590630800112319E-3,0,0,4.4570356684967933E-3,5.2944125985274418E-5,8.2000414986760505E-5,4.3395967665083107E-2]
[2004,1,12,15,2.5248979193202386E-2,5.5959666940999468E-3,0,0,2.7195978532269026E-3,8.8054462365591703E-5,3.3652598202894832E-2,null,2.9927230880518709E-2,8.2364286229588187E-3,0,0,4.5050872522496895E-3,5.2944125985274418E-5,8.0797400214205369E-5,4.2721690881712494E-2]
[2004,1,12,16,2.6167933738313075E-2,5.5297270371344976E-3,0,0,2.9796847216436969E-3,8.8054462365591703E-5,3.4765399959456864E-2,null,3.1016453721164627E-2,8.1389337241452829E-3,0,0,4.9359281701419283E-3,5.2944125985274418E-5,7.9840998511612702E-5,4.4144259741437118E-2]
[2004,1,12,17,2.9332109931764216E-2,5.2439786546455078E-3,0,0,2.7103796803042849E-3,8.8054462365591703E-5,3.7374522729079603E-2,null,3.4766903621077698E-2,7.7183547098030533E-3,0,0,4.4898170999830801E-3,5.2944125985274418E-5,7.5715218698650799E-5,4.7028019556849106E-2]
[2004,1,12,18,3.4185624377759967E-2,5.0440488711998429E-3,3.2653446999999754E-4,3.2674000000000067E-5,2.5460374897741801E-3,8.8054462365591703E-5,4.222297367109959E-2,null,4.0519700448854126E-2,7.4240878778202932E-3,2.2351082781410281E-4,2.4284432516604031E-5,4.2175798253854839E-3,5.2944125985274418E-5,7.2828531266284465E-5,5.2462107538375886E-2]
[2004,1,12,19,3.5607407439518027E-2,5.0319227487073967E-3,3.2653446999999754E-4,3.2674000000000067E-5,2.5777882079674927E-3,8.8054462365591703E-5,4.3664381328558516E-2,null,4.2204918279866464E-2,7.4062400334992048E-3,2.2351082781410281E-4,2.4284432516604031E-5,4.2701757470996974E-3,5.2944125985274418E-5,7.2653448170614576E-5,5.4182073446781352E-2]
[2004,1,12,20,3.4609029701001229E-2,5.0991723859239464E-3,3.2653446999999754E-4,3.2674000000000067E-5,3.0258730642919699E-3,8.8054462365591703E-5,4.3181338083582745E-2,null,4.1021556336481191E-2,7.5052214726557282E-3,2.2351082781410281E-4,2.4284432516604031E-5,5.0124404064714207E-3,5.2944125985274418E-5,7.3624432479397995E-5,5.3839957601924324E-2]
[2004,1,12,21,3.2983493734043787E-2,4.8947383492007925E-3,3.2653446999999754E-4,3.2674000000000067E-5,2.817277462023374E-3,8.8054462365591703E-5,4.1142772477633545E-2,null,3.9094833286987783E-2,7.204325051426326E-3,2.2351082781410281E-4,2.4284432516604031E-5,4.6668961608247487E-3,5.2944125985274418E-5,7.0672710357831128E-5,5.1266793885554843E-2]
[2004,1,12,22,3.1592960708852494E-2,4.7114092181674266E-3,3.2653446999999754E-4,3.2674000000000067E-5,2.8939668006779094E-3,8.8054462365591703E-5,3.9645599660063431E-2,null,3.7446655648856193E-2,6.9344919046605653E-3,2.2351082781410281E-4,2.4284432516604031E-5,4.7939341203326472E-3,5.2944125985274418E-5,6.8025711549449597E-5,4.947582106016539E-2]
[2004,1,12,23,2.7582666210573824E-2,4.3835591226957949E-3,3.2653446999999754E-4,3.2674000000000067E-5,2.7517329840717852E-3,8.8054462365591703E-5,3.5165221249707002E-2,null,3.2693314595718843E-2,6.4519454461140239E-3,2.2351082781410281E-4,2.4284432516604031E-5,4.5583199638974349E-3,5.2944125985274418E-5,6.3292045889499221E-5,4.4004319392046284E-2]
[2004,1,12,24,2.397389636364439E-2,4.2285730815017865E-3,3.2653446999999754E-4,3.2674000000000067E-5,2.9076795167792178E-3,8.8054462365591703E-5,3.1557411894290989E-2,null,2.8415894602724132E-2,6.2238291016770021E-3,2.2351082781410281E-4,2.4284432516604031E-5,4.8166496046931099E-3,5.2944125985274418E-5,6.1054278961549039E-5,3.9757112695410227E-2]
[2004,1,13,1,2.1637851979138728E-2,4.2612183872121224E-3,3.2653446999999754E-4,3.2674000000000067E-5,3.2029050754784853E-3,8.8054462365591703E-5,2.954923837419492E-2,null,2.5647016736126581E-2,6.2718781243134916E-3,2.2351082781410281E-4,2.4284432516604031E-5,5.3056987115146382E-3,5.2944125985274418E-5,6.1525628412819738E-5,3.7525332958270693E-2]
[2004,1,13,2,2.0879323427672583E-2,4.3701077308608413E-3,3.2653446999999754E-4,3.2674000000000067E-5,3.4540686853041995E-3,8.8054462365591703E-5,2.9150762776203213E-2,null,2.4747944384904387E-2,6.4321470029165585E-3,2.2351082781410281E-4,2.4284432516604031E-5,5.7217580106908956E-3,5.2944125985274418E-5,6.3097827884114611E-5,3.7202588784827822E-2]
[2004,1,13,3,2.0787849990718282E-2,4.215475792356733E-3,3.2653446999999754E-4,3.2674000000000067E-5,3.2208172182426956E-3,8.8054462365591703E-5,2.8671405933683298E-2,null,2.4639522311828935E-2,6.2045518448428571E-3,2.2351082781410281E-4,2.4284432516604031E-5,5.3353706594946575E-3,5.2944125985274418E-5,6.0865173670073698E-5,3.6480184202482432E-2]
[2004,1,13,4,2.07588588564535E-2,4.2962475582311683E-3,3.2653446999999754E-4,3.2674000000000067E-5,3.4653323229542924E-3,8.8054462365591703E-5,2.896770167000455E-2,null,2.4605159561478067E-2,6.3234358412534416E-3,2.2351082781410281E-4,2.4284432516604031E-5,5.7404165304904995E-3,5.2944125985274418E-5,6.2031397318303356E-5,3.6969751319537988E-2]
[2004,1,13,5,2.198729583131423E-2,4.2280558840832698E-3,3.2653446999999754E-4,3.2674000000000067E-5,3.3906763581651347E-3,8.8054462365591703E-5,3.0053291005928223E-2,null,2.6061207217405506E-2,6.2230678641903518E-3,2.2351082781410281E-4,2.4284432516604031E-5,5.6167469096761692E-3,5.2944125985274418E-5,6.1046811403377604E-5,3.820176137758801E-2]
[2004,1,13,6,2.2820538799998836E-2,4.4192437698777507E-3,3.2653446999999754E-4,3.2674000000000067E-5,3.4961050777592754E-3,8.8054462365591703E-5,3.1183150580001449E-2,null,2.704883743059474E-2,6.504467926235203E-3,2.2351082781410281E-4,2.4284432516604031E-5,5.7913924294543994E-3,5.2944125985274418E-5,6.3807278891672581E-5,3.9645437172600335E-2]
[2004,1,13,7,2.6157299176074889E-2,4.875988052222599E-3,3.2653446999999754E-4,3.2674000000000067E-5,3.7665274932052227E-3,8.8054462365591703E-5,3.5247077653868308E-2,null,3.100384873634603E-2,7.1767274099173101E-3,2.2351082781410281E-4,2.4284432516604031E-5,6.2393544599812943E-3,5.2944125985274418E-5,7.0401984077297751E-5,4.4720669992560622E-2]
[2004,1,13,8,2.9596176844510692E-2,5.3973205349547616E-3,0,0,3.7024052704506911E-3,8.8054462365591703E-5,3.878395711228174E-2,null,3.5079898115041135E-2,7.9440510945597894E-3,0,0,6.1331342671779379E-3,5.2944125985274418E-5,7.7929246399353238E-5,4.9210027602764141E-2]
[2004,1,13,9,2.8370940908422203E-2,5.8394341582277132E-3,0,0,3.7005044539401431E-3,8.8054462365591703E-5,3.7998933982955653E-2,null,3.3627644601667388E-2,8.5947764294987353E-3,0,0,6.1299855133206812E-3,5.2944125985274418E-5,8.4312706722196079E-5,4.840535067047208E-2]
[2004,1,13,10,2.6836843992006656E-2,6.0538686380187745E-3,0,0,3.6876589118645365E-3,8.8054462365591703E-5,3.6666426004255563E-2,null,3.1809302867557988E-2,8.9103920118721123E-3,0,0,6.1087065261408715E-3,5.2944125985274418E-5,8.7408820303728035E-5,4.6881345531556248E-2]
[2004,1,13,11,2.5670298685405345E-2,6.2606603935506013E-3,0,0,3.6657014579028089E-3,8.8054462365591703E-5,3.5684714999224348E-2,null,3.0426614464351492E-2,9.2147586436553252E-3,0,0,6.0723334109696464E-3,5.2944125985274418E-5,9.0394584363103034E-5,4.5766650644961743E-2]
[2004,1,13,12,2.5173206175383194E-2,6.1053207181696878E-3,0,0,3.4743581974074557E-3,8.8054462365591703E-5,3.4840939553325935E-2,null,2.9837418275365978E-2,8.9861218024215386E-3,0,0,5.7553681351518666E-3,5.2944125985274418E-5,8.8151711485727E-5,4.4631852338924659E-2]
[2004,1,13,13,2.4914692570725389E-2,5.909156120316731E-3,0,0,3.2478829572808511E-3,8.8054462365591703E-5,3.4159786110688567E-2,null,2.9531006032987792E-2,8.6973967622473742E-3,0,0,5.380205786779683E-3,5.2944125985274418E-5,8.5319387709158629E-5,4.3661552708000123E-2]
[2004,1,13,14,2.3800864599810834E-2,6.0350998438848001E-3,0,0,3.4107251500035437E-3,8.8054462365591703E-5,3.333474405606477E-2,null,2.8210802685689151E-2,8.8827671453076858E-3,0,0,5.6499582745208115E-3,5.2944125985274418E-5,8.713782695189489E-5,4.2796472231502923E-2]
[2004,1,13,15,2.3918033760570289E-2,6.0711123071920782E-3,0,0,3.7088022673753686E-3,8.8054462365591703E-5,3.378600279750333E-2,null,2.8349681509236554E-2,8.9357721218884176E-3,0,0,6.1437310652537455E-3,5.2944125985274418E-5,8.7657793129249984E-5,4.3482128822363991E-2]
[2004,1,13,16,2.5014686685921966E-2,5.8023131565427049E-3,0,0,3.5016523176517305E-3,8.8054462365591703E-5,3.4406706622481999E-2,null,2.9649527536343732E-2,8.5401398497074975E-3,0,0,5.8005815820693779E-3,5.2944125985274418E-5,8.3776734906520681E-5,4.4043193094105884E-2]
[2004,1,13,17,2.8079517764660274E-2,5.6207803486978437E-3,0,0,3.448537608608377E-3,8.8054462365591703E-5,3.7236890184332086E-2,null,3.328222518329986E-2,8.2729506228459565E-3,0,0,5.712595632847422E-3,5.2944125985274418E-5,8.1155672321764035E-5,4.7320715564978515E-2]
[2004,1,13,18,3.242926204826746E-2,5.5277851498153931E-3,3.2653446999999754E-4,3.2674000000000067E-5,3.3290397203553884E-3,8.8054462365591703E-5,4.1733349850803833E-2,null,3.8437910902339743E-2,8.1360755555442265E-3,2.2351082781410281E-4,2.4284432516604031E-5,5.5146441554256671E-3,5.2944125985274418E-5,7.981296055937507E-5,5.2389369999625623E-2]
[2004,1,13,19,3.4783475457870965E-2,5.6766739016422584E-3,3.2653446999999754E-4,3.2674000000000067E-5,3.4832856403505764E-3,8.8054462365591703E-5,4.4390697932229398E-2,null,4.1228324237948394E-2,8.3552175991300753E-3,2.2351082781410281E-4,2.4284432516604031E-5,5.7701566853599487E-3,5.2944125985274418E-5,8.1962691736551691E-5,5.5654437908754406E-2]
[2004,1,13,20,3.4385191976205251E-2,5.53888886405326E-3,3.2653446999999754E-4,3.2674000000000067E-5,3.4786851480693624E-3,8.8054462365591703E-5,4.3850028920693472E-2,null,4.0756244886918008E-2,8.1524185673542051E-3,2.2351082781410281E-4,2.4284432516604031E-5,5.7625358457179488E-3,5.2944125985274418E-5,7.9973281607048025E-5,5.4971938686306149E-2]
[2004,1,13,21,3.3786780762631329E-2,5.3935734617319413E-3,3.2653446999999754E-4,3.2674000000000067E-5,3.4152473244448518E-3,8.8054462365591703E-5,4.3042864481173719E-2,null,4.0046957180152436E-2,7.9385359614591398E-3,2.2351082781410281E-4,2.4284432516604031E-5,5.6574493785470237E-3,5.2944125985274418E-5,7.787514425912153E-5,5.3943681906474583E-2]
[2004,1,13,22,3.1640645689027129E-2,4.9714954811749812E-3,3.2653446999999754E-4,3.2674000000000067E-5,2.9702136079130955E-3,8.8054462365591703E-5,4.0029617710480803E-2,null,3.7503175930341609E-2,7.3173001053120114E-3,2.2351082781410281E-4,2.4284432516604031E-5,4.920239014599424E-3,5.2944125985274418E-5,7.1780968689309749E-5,5.004145443656903E-2]
[2004,1,13,23,2.8317411267536986E-2,4.6144854959988824E-3,3.2653446999999754E-4,3.2674000000000067E-5,2.8215306282895702E-3,8.8054462365591703E-5,3.6200690324191036E-2,null,3.3564196732766838E-2,6.7918346368189986E-3,2.2351082781410281E-4,2.4284432516604031E-5,4.6739416455477212E-3,5.2944125985274418E-5,6.6626277778952166E-5,4.5330712401449542E-2]
[2004,1,13,24,2.4851435022354363E-2,4.2447226333057675E-3,3.2653446999999754E-4,3.2674000000000067E-5,2.9296629309684906E-3,8.8054462365591703E-5,3.2473083518994215E-2,null,2.9456027823352094E-2,6.2475988340570223E-3,2.2351082781410281E-4,2.4284432516604031E-5,4.8530657236819912E-3,5.2944125985274418E-5,6.1287454366571031E-5,4.0857431767407096E-2]
[2004,1,14,1,2.1018988198284703E-2,4.2542143309846191E-3,3.2653446999999754E-4,3.2674000000000067E-5,3.1935171546472099E-3,8.8054462365591703E-5,2.8913982616282124E-2,null,2.4913486912544826E-2,6.2615691978415312E-3,2.2351082781410281E-4,2.4284432516604031E-5,5.2901473672554399E-3,5.2944125985274418E-5,6.1424500303045059E-5,3.676594286395779E-2]
[2004,1,14,2,2.0274558396378442E-2,4.3624832650216118E-3,3.2653446999999754E-4,3.2674000000000067E-5,3.4397688304344466E-3,8.8054462365591703E-5,2.8524073424200089E-2,null,2.4031125594666858E-2,6.420924925998335E-3,2.2351082781410281E-4,2.4284432516604031E-5,5.6980699151122404E-3,5.2944125985274418E-5,6.2987741986269421E-5,3.6450859822093416E-2]
[2004,1,14,3,2.0173335574277303E-2,4.2156341336135605E-3,3.2653446999999754E-4,3.2674000000000067E-5,3.2187880659129385E-3,8.8054462365591703E-5,2.805502070616939E-2,null,2.3911147723711425E-2,6.2047848995644486E-3,2.2351082781410281E-4,2.4284432516604031E-5,5.332009313888793E-3,5.2944125985274418E-5,6.0867459881303616E-5,3.5748681323480649E-2]
[2004,1,14,4,2.0156024057674048E-2,4.285046447901281E-3,3.2653446999999754E-4,3.2674000000000067E-5,3.4566143290350182E-3,8.8054462365591703E-5,2.8344947766975933E-2,null,2.3890628646472171E-2,6.3069494769176287E-3,2.2351082781410281E-4,2.4284432516604031E-5,5.7259749382439426E-3,5.2944125985274418E-5,6.1869670016544823E-5,3.6224292447949724E-2]
[2004,1,14,5,2.1355581737687725E-2,4.2157205494502805E-3,3.2653446999999754E-4,3.2674000000000067E-5,3.38863276691608E-3,8.8054462365591703E-5,2.9407197986419675E-2,null,2.5312446113608968E-2,6.2049120907916207E-3,2.2351082781410281E-4,2.4284432516604031E-5,5.6133616456107488E-3,5.2944125985274418E-5,6.086870759690416E-5,3.7431459236327326E-2]
[2004,1,14,6,2.2170362079956249E-2,4.4084565209163151E-3,3.2653446999999754E-4,3.2674000000000067E-5,3.4866886182614346E-3,8.8054462365591703E-5,3.0512770151499585E-2,null,2.6278192856611669E-2,6.4885907041276041E-3,2.2351082781410281E-4,2.4284432516604031E-5,5.775793810123709E-3,5.2944125985274418E-5,6.3651527129878448E-5,3.8843316757178975E-2]
[2004,1,14,7,2.5432472934334194E-2,4.8631121317474118E-3,3.2653446999999754E-4,3.2674000000000067E-5,3.7464780543968066E-3,8.8054462365591703E-5,3.4489326052844001E-2,null,3.0144723220068823E-2,7.157775974759451E-3,2.2351082781410281E-4,2.4284432516604031E-5,6.2061420234133715E-3,5.2944125985274418E-5,7.0216075018750848E-5,4.3809380604557635E-2]
[2004,1,14,8,2.8806425961832183E-2,5.3751766280804164E-3,0,0,3.6805168463781819E-3,8.8054462365591703E-5,3.7950173898656375E-2,null,3.4143818409673232E-2,7.9114585652660958E-3,0,0,6.0968755018814833E-3,5.2944125985274418E-5,7.7609521461047406E-5,4.8205096602806086E-2]
[2004,1,14,9,2.7604035319197754E-2,5.8138595895045782E-3,0,0,3.6760739494609003E-3,8.8054462365591703E-5,{"$f":"SUM(E323:J323)","v":3.7182023320528827E-2},null,{"$f":"E323*W$5","v":3.2718643075044906E-2},8.5571344774704738E-3,{"$f":"G323*Y$5","v":0},{"$f":"H323*Z$5","v":0},{"$f":"I323*AA$5","v":6.0895157232137087E-3},{"$f":"J323*AB$5","v":5.2944125985274418E-5},8.3943448151267228E-5,{"$f":"SUM(M323:R323)","v":4.7418237401714365E-2}]
[2004,1,14,10,2.609287614275593E-2,6.033298673437164E-3,0,0,3.6639369261367242E-3,8.8054462365591703E-5,3.5878166204695409E-2,null,3.0927489095134122E-2,{"$f":"(F324*X$5)-S324","v":8.8801160909607445E-3},0,0,6.069410416470241E-3,5.2944125985274418E-5,{"$f":"(F324*$AC$7)*$AC$5","v":8.7111820741088617E-5},4.5929959728550379E-2]
[2004,1,14,11,2.494855498647694E-2,6.240943547218456E-3,0,0,3.6400062093476667E-3,8.8054462365591703E-5,3.4917559205408656E-2,null,2.9571142639169542E-2,9.1857383856084399E-3,0,0,6.0297685381625124E-3,5.2944125985274418E-5,9.0109902553659821E-5,4.4839593688925768E-2]
[2004,1,14,12,2.4472046105923004E-2,6.0885343512783168E-3,0,0,3.4432869492952989E-3,8.8054462365591703E-5,3.4091921868862216E-2,null,2.9006343913017697E-2,8.961414773181112E-3,0,0,5.7038977739675926E-3,5.2944125985274418E-5,8.7909341422071226E-5,4.3724600586151678E-2]
[2004,1,14,13,2.4221875102688889E-2,5.8941792802423999E-3,0,0,3.2213040302048659E-3,8.8054462365591703E-5,3.3425412875501749E-2,null,2.8709820029176325E-2,8.6753530866837299E-3,0,0,5.3361770766501984E-3,5.2944125985274418E-5,8.5103144509801167E-5,4.2774294318495526E-2]
[2004,1,14,14,2.3139779735229259E-2,6.014120315886805E-3,0,0,3.3761514099521295E-3,8.8054462365591703E-5,3.2618105923433789E-2,null,2.742722885394883E-2,8.8518884081127264E-3,0,0,5.5926859408986151E-3,5.2944125985274418E-5,8.6834913905298975E-5,4.1924747328945446E-2]
[2004,1,14,15,2.3251497829728698E-2,6.0516057728572901E-3,0,0,3.6685066351850718E-3,8.8054462365591703E-5,3.3059664700136653E-2,null,2.7559646611594907E-2,8.9070614117444172E-3,0,0,6.0769802628560859E-3,5.2944125985274418E-5,8.7376147910899821E-5,4.2596632412180688E-2]
[2004,1,14,16,2.4334337887862469E-2,5.7772629067524431E-3,0,0,3.4673663839279397E-3,8.8054462365591703E-5,3.3667021640908443E-2,null,2.8843120457348173E-2,8.5032696169732112E-3,0,0,5.7437860073974636E-3,5.2944125985274418E-5,8.3415046717792978E-5,4.3143120207704125E-2]
[2004,1,14,17,2.7338485209734788E-2,5.599001628785902E-3,0,0,3.4108224915195494E-3,8.8054462365591703E-5,3.6436363792405835E-2,null,3.24038905705799E-2,8.2408955943120577E-3,0,0,5.6501195233695529E-3,5.2944125985274418E-5,8.0841220137705557E-5,4.6347849814246785E-2]
[2004,1,14,18,3.1612660659190418E-2,5.4957583470439664E-3,3.2653446999999754E-4,3.2674000000000067E-5,3.2804764269682846E-3,8.8054462365591703E-5,4.0836158365568268E-2,null,3.7470005700261697E-2,8.0889368770158936E-3,2.2351082781410281E-4,2.4284432516604031E-5,5.4341977490917643E-3,5.2944125985274418E-5,7.9350541366667455E-5,5.1293879712685342E-2]
[2004,1,14,19,3.3917747160354061E-2,5.6450822257258851E-3,3.2653446999999754E-4,3.2674000000000067E-5,3.4262836514999061E-3,8.8054462365591703E-5,4.343637596994545E-2,null,4.0202189658750748E-2,8.3087193624555786E-3,2.2351082781410281E-4,2.4284432516604031E-5,5.6757313522102955E-3,5.2944125985274418E-5,8.1506555125670165E-5,5.4487379759732613E-2]
[2004,1,14,20,3.3528766286781211E-2,5.5015130120367427E-3,3.2653446999999754E-4,3.2674000000000067E-5,3.4297895458708914E-3,8.8054462365591703E-5,4.2907331777054449E-2,null,3.9741136547555879E-2,8.0974068858728123E-3,2.2351082781410281E-4,2.4284432516604031E-5,5.6815389608682147E-3,5.2944125985274418E-5,7.9433630133262542E-5,5.3820821780612899E-2]
[2004,1,14,21,3.2937413344924789E-2,5.3606683317456551E-3,3.2653446999999754E-4,3.2674000000000067E-5,3.3721765515812591E-3,8.8054462365591703E-5,4.2117521160617302E-2,null,3.9040214902867139E-2,7.8901045162278853E-3,2.2351082781410281E-4,2.4284432516604031E-5,5.5861014807164384E-3,5.2944125985274418E-5,7.7400043333412743E-5,5.2817160286127443E-2]
[2004,1,14,22,3.0824990477136348E-2,4.9494033046386336E-3,3.2653446999999754E-4,3.2674000000000067E-5,2.9473950023652718E-3,8.8054462365591703E-5,3.9169051716505851E-2,null,3.6536392217686578E-2,7.2847837153629282E-3,2.2351082781410281E-4,2.4284432516604031E-5,4.8824393785813118E-3,5.2944125985274418E-5,7.1461990659813581E-5,4.9004354697946804E-2]
[2004,1,14,23,2.758071290659839E-2,4.5902803721364358E-3,3.2653446999999754E-4,3.2674000000000067E-5,2.8041845350923809E-3,8.8054462365591703E-5,3.5422440746192808E-2,null,3.2690999374235814E-2,6.756208303443369E-3,2.2351082781410281E-4,2.4284432516604031E-5,4.6452073739544891E-3,5.2944125985274418E-5,6.6276791946234381E-5,4.439315443794966E-2]
[2004,1,14,24,2.4178665216160883E-2,4.2286866990126079E-3,3.2653446999999754E-4,3.2674000000000067E-5,2.920357170090317E-3,8.8054462365591703E-5,3.1774972017629396E-2,null,2.8658604008102776E-2,6.2239963297127197E-3,2.2351082781410281E-4,2.4284432516604031E-5,4.8376504796027982E-3,5.2944125985274418E-5,6.1055919428691714E-5,4.0020990203734286E-2]
[2004,1,15,1,2.1079348517290805E-2,4.2547092149538461E-3,3.2653446999999754E-4,3.2674000000000067E-5,3.1944731482337297E-3,8.8054462365591703E-5,2.8975793812843969E-2,null,2.4985031080294932E-2,6.2622975932577294E-3,2.2351082781410281E-4,2.4284432516604031E-5,5.2917309964360384E-3,5.2944125985274418E-5,6.1431645688338966E-5,3.683979905630469E-2]
[2004,1,15,2,2.033406855795036E-2,4.3623640481203442E-3,3.2653446999999754E-4,3.2674000000000067E-5,3.4413550334779692E-3,8.8054462365591703E-5,2.8585050571914263E-2,null,2.4101662083745166E-2,6.4207494564947412E-3,2.2351082781410281E-4,2.4284432516604031E-5,5.7006975032692078E-3,5.2944125985274418E-5,6.2986020672292677E-5,3.6523848429825097E-2]
[2004,1,15,3,2.0231717790464648E-2,4.2174388673005747E-3,3.2653446999999754E-4,3.2674000000000067E-5,3.2185748352371391E-3,8.8054462365591703E-5,2.811499442536795E-2,null,2.3980347276286815E-2,6.2074411984684805E-3,2.2351082781410281E-4,2.4284432516604031E-5,5.3316560915187316E-3,5.2944125985274418E-5,6.0893517539964004E-5,3.5820183952590012E-2]
[2004,1,15,4,2.0214470582317918E-2,4.286406303201859E-3,3.2653446999999754E-4,3.2674000000000067E-5,3.4574019483144948E-3,8.8054462365591703E-5,2.840554176619986E-2,null,2.3959904422882646E-2,6.308950981167568E-3,2.2351082781410281E-4,2.4284432516604031E-5,5.7272796508401032E-3,5.2944125985274418E-5,6.1889304295832093E-5,3.62968744412063E-2]
[2004,1,15,5,2.1417161590883912E-2,4.2167729246725526E-3,3.2653446999999754E-4,3.2674000000000067E-5,3.3888651597805122E-3,8.8054462365591703E-5,2.9470062607702564E-2,null,2.5385435776679659E-2,6.2064610302111408E-3,2.2351082781410281E-4,2.4284432516604031E-5,5.6137466106635139E-3,5.2944125985274418E-5,6.0883902323152096E-5,3.7506382803870301E-2]
[2004,1,15,6,2.2229372847821848E-2,4.4149953364882102E-3,3.2653446999999754E-4,3.2674000000000067E-5,3.486365626372927E-3,8.8054462365591703E-5,3.0577996743048574E-2,null,2.6348137421928035E-2,6.4982148657212373E-3,2.2351082781410281E-4,2.4284432516604031E-5,5.7752587653420815E-3,5.2944125985274418E-5,6.3745937859528828E-5,3.8922350439307342E-2]
[2004,1,15,7,2.550304526301218E-2,4.8643034549304852E-3,3.2653446999999754E-4,3.2674000000000067E-5,3.7484429189070145E-3,8.8054462365591703E-5,3.4563054569215275E-2,null,3.0228371527509724E-2,7.1595294248603253E-3,2.2351082781410281E-4,2.4284432516604031E-5,6.2093968745108724E-3,5.2944125985274418E-5,7.0233275946002393E-5,4.3898037213196905E-2]
[2004,1,15,8,2.8883105329326621E-2,5.3775403564039143E-3,0,0,3.682599369064561E-3,8.8054462365591703E-5,3.8031299517160687E-2,null,3.4234705297306135E-2,7.9149376209297177E-3,0,0,6.100325256923683E-3,5.2944125985274418E-5,7.7643650167273035E-5,4.8302912301144807E-2]
[2004,1,15,9,2.7682421488180203E-2,5.811483615198133E-3,0,0,3.6795497781034955E-3,8.8054462365591703E-5,3.7261509343847428E-2,null,3.2811553008512975E-2,8.5536373975458099E-3,0,0,6.0952735271810046E-3,5.2944125985274418E-5,8.3909142631340006E-5,4.7513408059225069E-2]
[2004,1,15,10,2.6167941666063357E-2,6.0318381384111639E-3,0,0,3.6670263506190497E-3,8.8054462365591703E-5,3.5954860617459165E-2,null,3.1016463117806418E-2,8.8779664011661881E-3,0,0,6.074528131516088E-3,5.2944125985274418E-5,8.7090732796954324E-5,4.6021901776473972E-2]
[2004,1,15,11,2.5021281009728429E-2,6.2396292258243159E-3,0,0,3.6432358050514616E-3,8.8054462365591703E-5,3.4992200502969806E-2,null,2.965734368802047E-2,9.183803900479735E-3,0,0,6.0351184506202762E-3,5.2944125985274418E-5,9.0090925715966284E-5,4.492921016510576E-2]
[2004,1,15,12,2.4541752524928254E-2,6.0882517684622455E-3,0,0,3.4467430957477664E-3,8.8054462365591703E-5,3.4164801851503862E-2,null,2.9088965870898115E-2,8.9609988534085569E-3,0,0,5.7096229738556733E-3,5.2944125985274418E-5,8.7905261348308845E-5,4.3812531824147627E-2]
[2004,1,15,13,2.4290800999545541E-2,5.8936758402389662E-3,0,0,3.2243322252229708E-3,8.8054462365591703E-5,3.3496863527373071E-2,null,2.8791516846029468E-2,8.6746120980608701E-3,0,0,5.3411933634358363E-3,5.2944125985274418E-5,8.509587558815371E-5,4.286026643351145E-2]
[2004,1,15,14,2.3205776002358822E-2,6.0140008802940887E-3,0,0,3.3800033983517751E-3,8.8054462365591703E-5,3.2687834743370281E-2,null,2.7505453225260067E-2,8.8517126167279286E-3,0,0,5.599066863656907E-3,5.2944125985274418E-5,8.6833189433744367E-5,4.2009176831630184E-2]
[2004,1,15,15,2.3313791909504996E-2,6.056806975560991E-3,0,0,3.6716812227139614E-3,8.8054462365591703E-5,3.3130334570145539E-2,null,2.7633482836564215E-2,8.9147168066322641E-3,0,0,6.0822390527873185E-3,5.2944125985274418E-5,8.7451245508762436E-5,4.2683382821969075E-2]
[2004,1,15,16,2.4392663738208479E-2,5.7898674559348426E-3,0,0,3.4684071575124811E-3,8.8054462365591703E-5,3.3738992814021394E-2,null,2.8912253200349423E-2,8.5218216340491627E-3,0,0,5.7455100769331973E-3,5.2944125985274418E-5,8.3597037580226765E-5,4.3232529037317065E-2]
[2004,1,15,17,2.7402478312776472E-2,5.6115954986568177E-3,0,0,3.4121277376569846E-3,8.8054462365591703E-5,3.6514256011455866E-2,null,3.2479740621975443E-2,8.2594318930337765E-3,0,0,5.6522816988278952E-3,5.2944125985274418E-5,8.1023056806833502E-5,4.644439833982239E-2]
[2004,1,15,18,3.1690327113042559E-2,5.5011808010665244E-3,3.2653446999999754E-4,3.2674000000000067E-5,3.2846804265280788E-3,8.8054462365591703E-5,4.0923451273002766E-2,null,3.7562062566336103E-2,8.0969179208568373E-3,2.2351082781410281E-4,2.4284432516604031E-5,5.4411617878384558E-3,5.2944125985274418E-5,7.9428833503085222E-5,5.1400881661347382E-2]
[2004,1,15,19,3.3997288457886264E-2,5.6542169603823588E-3,3.2653446999999754E-4,3.2674000000000067E-5,3.4304615532782376E-3,8.8054462365591703E-5,4.3529229903912461E-2,null,4.0296468748513836E-2,8.322164329893831E-3,2.2351082781410281E-4,2.4284432516604031E-5,5.6826521592775528E-3,5.2944125985274418E-5,8.1638447049306489E-5,5.4602024624001204E-2]
[2004,1,15,20,3.3606103764227215E-2,5.5128890515187441E-3,3.2653446999999754E-4,3.2674000000000067E-5,3.4328001421179396E-3,8.8054462365591703E-5,4.2999055890229503E-2,null,3.9832803482901386E-2,8.1141507198388436E-3,2.2351082781410281E-4,2.4284432516604031E-5,5.6865260948145641E-3,5.2944125985274418E-5,7.9597883150681143E-5,5.3934219683870778E-2]
[2004,1,15,21,3.3015962017695681E-2,5.369156664639262E-3,3.2653446999999754E-4,3.2674000000000067E-5,3.3751738340735507E-3,8.8054462365591703E-5,4.2207555448774088E-2,null,3.9133317449603196E-2,7.90259807664879E-3,2.2351082781410281E-4,2.4284432516604031E-5,5.5910665600686638E-3,5.2944125985274418E-5,7.7522602181141276E-5,5.2927721472636635E-2]
[2004,1,15,22,3.0900280005755929E-2,4.9568124901617832E-3,3.2653446999999754E-4,3.2674000000000067E-5,2.948428017341903E-3,8.8054462365591703E-5,3.925278344562521E-2,null,3.6625631750447182E-2,7.2956889317538735E-3,2.2351082781410281E-4,2.4284432516604031E-5,4.8841505957736191E-3,5.2944125985274418E-5,7.156896823146468E-5,4.9106210664290668E-2]
[2004,1,15,23,2.764741920552213E-2,4.5990578663172793E-3,3.2653446999999754E-4,3.2674000000000067E-5,2.8044220977626109E-3,8.8054462365591703E-5,3.5498162101967622E-2,null,3.2770065335429727E-2,6.7691274661655452E-3,2.2351082781410281E-4,2.4284432516604031E-5,4.6456009029301037E-3,5.2944125985274418E-5,6.6403525851022483E-5,4.4485533090841363E-2]
[2004,1,15,24,2.4238927970864143E-2,4.2369588331885545E-3,3.2653446999999754E-4,3.2674000000000067E-5,2.9197472660907825E-3,8.8054462365591703E-5,3.1842897002509071E-2,null,2.8730032534369142E-2,6.2361716778561527E-3,2.2351082781410281E-4,2.4284432516604031E-5,4.8366401571648173E-3,5.2944125985274418E-5,6.1175356689879167E-5,4.01035837557061E-2]
[2004,1,16,1,2.4368394521668196E-2,4.2535780394012939E-3,3.2653446999999754E-4,3.2674000000000067E-5,3.147922589736406E-3,8.8054462365591703E-5,3.2217158083171486E-2,null,2.8883487267234557E-2,6.2606326715010548E-3,2.2351082781410281E-4,2.4284432516604031E-5,5.2146187397755315E-3,5.2944125985274418E-5,6.1415313203027987E-5,4.0659478064827129E-2]
[2004,1,16,2,2.3296255647716705E-2,4.3658052451577677E-3,3.2653446999999754E-4,3.2674000000000067E-5,3.4549111493299657E-3,8.8054462365591703E-5,3.1564234974570025E-2,null,2.7612697372276587E-2,6.4258143854561958E-3,2.2351082781410281E-4,2.4284432516604031E-5,5.7231535750896746E-3,5.2944125985274418E-5,6.3035706417302864E-5,4.0062404719138439E-2]
[2004,1,16,3,2.3245174830489858E-2,4.2697143156967734E-3,3.2653446999999754E-4,3.2674000000000067E-5,3.3782199800148375E-3,8.8054462365591703E-5,3.1340372058567059E-2,null,2.755215205680003E-2,6.2843828643119205E-3,2.2351082781410281E-4,2.4284432516604031E-5,5.5961125830430898E-3,5.2944125985274418E-5,6.1648296929537209E-5,3.9733386890471026E-2]
[2004,1,16,4,2.3838893346238153E-2,4.2544240327033614E-3,3.2653446999999754E-4,3.2674000000000067E-5,3.3575793193603995E-3,8.8054462365591703E-5,3.1898159630667507E-2,null,2.8255877580231164E-2,6.2618778475052881E-3,2.2351082781410281E-4,2.4284432516604031E-5,5.5619207715287564E-3,5.2944125985274418E-5,6.1427528082626489E-5,4.0380415585581197E-2]
[2004,1,16,5,2.4543742791400772E-2,4.3567034704445782E-3,3.2653446999999754E-4,3.2674000000000067E-5,3.5969920350544726E-3,8.8054462365591703E-5,3.2944701229265412E-2,null,2.909132490346656E-2,6.4124179301401768E-3,2.2351082781410281E-4,2.4284432516604031E-5,5.9585143973915214E-3,5.2944125985274418E-5,6.2904290386014394E-5,4.1762996617314245E-2]
[2004,1,16,6,2.5925046018989855E-2,4.4279767869079513E-3,3.2653446999999754E-4,3.2674000000000067E-5,3.4446686747558303E-3,8.8054462365591703E-5,3.4244954413019231E-2,null,3.0728562602929416E-2,6.5173216252231133E-3,2.2351082781410281E-4,2.4284432516604031E-5,5.7061866394890019E-3,5.2944125985274418E-5,6.3933370612842132E-5,4.3252810253957524E-2]
[2004,1,16,7,2.9569577402372951E-2,4.7780820541479087E-3,3.2653446999999754E-4,3.2674000000000067E-5,3.4795117124551988E-3,8.8054462365591703E-5,3.8274434101341653E-2,null,3.5048370200979423E-2,7.0326243783978499E-3,2.2351082781410281E-4,2.4284432516604031E-5,5.7639050719340149E-3,5.2944125985274418E-5,6.8988367709967981E-5,4.8145639037627273E-2]
[2004,1,16,8,3.3271995508463353E-2,5.2433368208689287E-3,0,0,3.2854517252617231E-3,8.8054462365591703E-5,4.1888838516959598E-2,null,3.9436790050721746E-2,7.7174100261804407E-3,0,0,5.4424394650099146E-3,5.2944125985274418E-5,7.570595157764167E-5,5.2649583667897376E-2]
[2004,1,16,9,3.3492412872897739E-2,5.7630193051770801E-3,0,0,3.3465807852199108E-3,8.8054462365591703E-5,4.2690067425660325E-2,null,3.9698047399188301E-2,8.4823051591552193E-3,0,0,5.5437014028485833E-3,5.2944125985274418E-5,8.3209390387102211E-5,5.3776998087177383E-2]
[2004,1,16,10,3.1136760171798446E-2,5.8853181317574353E-3,0,0,3.2107525578274759E-3,8.8054462365591703E-5,4.0320885323748952E-2,null,3.6905928093268169E-2,8.6623107972986259E-3,0,0,5.3186982778478534E-3,5.2944125985274418E-5,8.4975202761818287E-5,5.0939881294399927E-2]
[2004,1,16,11,2.9986220916476191E-2,6.0590872296447645E-3,0,0,3.2715620938015928E-3,8.8054462365591703E-5,3.9404924702288138E-2,null,3.5542211419114497E-2,8.9180730006609039E-3,0,0,5.4194309155821997E-3,5.2944125985274418E-5,8.7484168971654205E-5,4.9932659461342871E-2]
[2004,1,16,12,2.9421522114427875E-2,6.0397245810329663E-3,0,0,3.2512039975727625E-3,8.8054462365591703E-5,3.8800505155399199E-2,null,3.4872882520803943E-2,8.8895740688479889E-3,0,0,5.3857071796659679E-3,5.2944125985274418E-5,8.7204601248217975E-5,4.9201107895303173E-2]
[2004,1,16,13,2.8275800134167736E-2,5.8586364395198393E-3,0,0,3.0790837248904691E-3,8.8054462365591703E-5,3.7301574760943638E-2,null,3.351487568948771E-2,8.6230393245276364E-3,0,0,5.1005853020344352E-3,5.2944125985274418E-5,8.4589958981081298E-5,4.7291444442035056E-2]
[2004,1,16,14,2.7584979622330873E-2,6.0240051864838377E-3,0,0,3.3209787398613888E-3,8.8054462365591703E-5,3.7018018011041695E-2,null,3.2696056647476462E-2,8.8664374638112685E-3,0,0,5.5012909236524252E-3,5.2944125985274418E-5,8.697763667141839E-5,4.7116729160925436E-2]
[2004,1,16,15,2.7157921591853013E-2,5.9793434925103804E-3,0,0,3.4811613614020324E-3,8.8054462365591703E-5,3.6706480908131014E-2,null,3.2189871261536926E-2,8.8007021092780385E-3,0,0,5.7666377599423719E-3,5.2944125985274418E-5,8.6332788522836232E-5,4.6810155256742612E-2]
[2004,1,16,16,2.8677410655973474E-2,5.683161910903233E-3,0,0,3.3025344037833811E-3,8.8054462365591703E-5,3.7751161433025676E-2,null,3.3990898530575943E-2,8.3647669814091805E-3,0,0,5.4707373830829445E-3,5.2944125985274418E-5,8.2056368898963191E-5,4.7879347021053342E-2]
[2004,1,16,17,3.1876313616854578E-2,5.5174283344541341E-3,0,0,3.3334467168690827E-3,8.8054462365591703E-5,4.081524313054339E-2,null,3.7782509539564288E-2,8.1208318675190447E-3,0,0,5.5219444641058631E-3,5.2944125985274418E-5,7.9663423615817025E-5,5.1478229997174475E-2]
[2004,1,16,18,3.6968919736323741E-2,5.762895054772869E-3,3.2653446999999754E-4,3.2674000000000067E-5,3.4686479723967786E-3,8.8054462365591703E-5,4.6647725695858989E-2,null,4.3818698090186077E-2,8.4821222810857813E-3,2.2351082781410281E-4,2.4284432516604031E-5,5.7459089932891992E-3,5.2944125985274418E-5,8.3207596396861643E-5,5.8347468750877048E-2]
[2004,1,16,19,3.8576589182993178E-2,5.6887366157770047E-3,3.2653446999999754E-4,3.2674000000000067E-5,3.312804833677011E-3,8.8054462365591703E-5,4.8025393564812793E-2,null,4.5724244225016954E-2,8.3729721158027244E-3,2.2351082781410281E-4,2.4284432516604031E-5,5.4877506274249397E-3,5.2944125985274418E-5,8.2136859310251198E-5,5.9885706354560607E-2]
[2004,1,16,20,3.7837876578767304E-2,5.6446446124804621E-3,3.2653446999999754E-4,3.2674000000000067E-5,3.4846625859757318E-3,8.8054462365591703E-5,4.7414446709589095E-2,null,4.484865941456375E-2,8.3080752610058348E-3,2.2351082781410281E-4,2.4284432516604031E-5,5.7724376329550383E-3,5.2944125985274418E-5,8.1500236644081137E-5,5.9229911694840612E-2]
[2004,1,16,21,3.6378858761904768E-2,5.4593326826375462E-3,3.2653446999999754E-4,3.2674000000000067E-5,3.3026645904628994E-3,8.8054462365591703E-5,4.5588118967370812E-2,null,4.3119307794843978E-2,8.0353237300249281E-3,2.2351082781410281E-4,2.4284432516604031E-5,5.470953040831613E-3,5.2944125985274418E-5,7.8824609182650534E-5,5.6926323952016508E-2]
[2004,1,16,22,3.5436806746001907E-2,5.1164459504068945E-3,3.2653446999999754E-4,3.2674000000000067E-5,3.0485647732801935E-3,8.8054462365591703E-5,4.4049080402054595E-2,null,4.2002707873490593E-2,7.5306455841104803E-3,2.2351082781410281E-4,2.4284432516604031E-5,5.0500298349133157E-3,5.2944125985274418E-5,7.3873836948535761E-5,5.4884122678830374E-2]
[2004,1,16,23,3.1988729444389387E-2,4.5982312458790475E-3,3.2653446999999754E-4,3.2674000000000067E-5,2.8809121224867419E-3,8.8054462365591703E-5,3.9915135745120775E-2,null,3.7915754309561345E-2,6.7679108041284117E-3,2.2351082781410281E-4,2.4284432516604031E-5,4.7723086935323325E-3,5.2944125985274418E-5,6.6391590686639977E-5,4.9756713193538075E-2]
[2004,1,16,24,2.8609384445448596E-2,4.0444695937532108E-3,3.2653446999999754E-4,3.2674000000000067E-5,2.8274491462400892E-3,8.8054462365591703E-5,3.5928566117807495E-2,null,3.3910268098243344E-2,5.9528562172819479E-3,2.2351082781410281E-4,2.4284432516604031E-5,4.6837458302875562E-3,5.2944125985274418E-5,5.8396099598877683E-5,4.4847609532128838E-2]
[2004,1,17,1,2.7568605921272155E-2,3.9937907214944003E-3,3.2653446999999754E-4,3.2674000000000067E-5,2.8978716530528264E-3,8.8054462365591703E-5,{"$f":"SUM(E387:J387)","v":3.4907531228184976E-2},null,{"$f":"E387*W$5","v":3.2676649148733514E-2},5.8782644734654893E-3,{"$f":"G387*Y$5","v":2.2351082781410281E-4},{"$f":"H387*Z$5","v":2.4284432516604031E-5},{"$f":"I387*AA$5","v":4.8004026136928999E-3},{"$f":"J387*AB$5","v":5.2944125985274418E-5},5.7664372383878903E-5,{"$f":"SUM(M387:R387)","v":4.3656055622207889E-2}]
[2004,1,17,2,2.6094411524249649E-2,4.0060230968337381E-3,3.2653446999999754E-4,3.2674000000000067E-5,3.0645607204739969E-3,8.8054462365591703E-5,3.3612258273922974E-2,null,3.0929308959458165E-2,{"$f":"(F388*X$5)-S388","v":5.8962687061350511E-3},2.2351082781410281E-4,2.4284432516604031E-5,5.0765275532083046E-3,5.2944125985274418E-5,{"$f":"(F388*$AC$7)*$AC$5","v":5.7840989611945127E-5},4.2202844605117508E-2]
[2004,1,17,3,2.5612437002701837E-2,4.0439006549220476E-3,3.2653446999999754E-4,3.2674000000000067E-5,3.147297726917369E-3,8.8054462365591703E-5,3.3250898316906842E-2,null,3.0358031892194701E-2,5.9520188241504544E-3,2.2351082781410281E-4,2.4284432516604031E-5,5.213583637649271E-3,5.2944125985274418E-5,5.8387884971995189E-5,4.1824373740310408E-2]
[2004,1,17,4,2.517220980015078E-2,4.0391393452613444E-3,3.2653446999999754E-4,3.2674000000000067E-5,3.231896068322158E-3,8.8054462365591703E-5,3.2890508146099874E-2,null,2.9836237286962608E-2,5.9450108862344666E-3,2.2351082781410281E-4,2.4284432516604031E-5,5.3537230736956576E-3,5.2944125985274418E-5,5.8319138772593177E-5,4.1435710633208722E-2]
[2004,1,17,5,2.5063314016431425E-2,4.1471764125478629E-3,3.2653446999999754E-4,3.2674000000000067E-5,3.4265122753911171E-3,8.8054462365591703E-5,3.3084265636735999E-2,null,2.9707164771343379E-2,6.1040253411055803E-3,2.2351082781410281E-4,2.4284432516604031E-5,5.6761100738571858E-3,5.2944125985274418E-5,5.9879032646286418E-5,4.1788039572622129E-2]
[2004,1,17,6,2.6310824428075107E-2,4.1089654972117397E-3,3.2653446999999754E-4,3.2674000000000067E-5,3.2547924410437482E-3,8.8054462365591703E-5,3.4121845298696184E-2,null,3.1185819881691869E-2,6.0477845709244922E-3,2.2351082781410281E-4,2.4284432516604031E-5,5.3916515331362339E-3,5.2944125985274418E-5,5.9327324105522757E-5,4.2925995372068586E-2]
[2004,1,17,7,2.7730607029266528E-2,4.2797776856327773E-3,3.2653446999999754E-4,3.2674000000000067E-5,3.3062966190641535E-3,8.8054462365591703E-5,3.5763944266329055E-2,null,3.2868666597231103E-2,6.2991946444234288E-3,2.2351082781410281E-4,2.4284432516604031E-5,5.4769695942466336E-3,5.2944125985274418E-5,6.1793596959482019E-5,4.4945570222217152E-2]
[2004,1,17,8,3.0280691069638307E-2,4.6003028099977335E-3,0,0,3.5201119856133811E-3,8.8054462365591703E-5,3.848916032761502E-2,null,3.589124241136455E-2,6.7709598376438241E-3,0,0,5.8311605203179573E-3,5.2944125985274418E-5,6.6421500978161793E-5,4.8546306895311607E-2]
[2004,1,17,9,3.3597550793267587E-2,4.6124935642419106E-3,0,0,3.3541716705958254E-3,8.8054462365591703E-5,4.1652270490470919E-2,null,3.9822665776554349E-2,6.7889028102669571E-3,0,0,5.5562759093697386E-3,5.2944125985274418E-5,6.659751725978447E-5,5.2220788622176322E-2]
[2004,1,17,10,3.5324466642489616E-2,4.7113918945627534E-3,0,0,3.200493898558364E-3,8.8054462365591703E-5,4.3324406897976328E-2,null,4.1869552858025301E-2,6.9344664068974118E-3,0,0,5.3017045318630883E-3,5.2944125985274418E-5,6.8025461422474855E-5,5.4158667922771075E-2]
[2004,1,17,11,3.4857708092712977E-2,4.7871622469595572E-3,0,0,3.1903954811617488E-3,8.8054462365591703E-5,4.2923320283199874E-2,null,4.1316311050594828E-2,7.0459890683726312E-3,0,0,5.2849762308654217E-3,5.2944125985274418E-5,6.9119472130835675E-5,5.3700220475818156E-2]
[2004,1,17,12,3.444795558693807E-2,4.7916805676590513E-3,0,0,3.2352394954301752E-3,8.8054462365591703E-5,4.2562930112392892E-2,null,4.0830637639786282E-2,7.0526393627670311E-3,0,0,5.359261550947095E-3,5.2944125985274418E-5,6.9184709932597105E-5,5.3295482679485688E-2]
[2004,1,17,13,3.4523979859122512E-2,4.5811607331718721E-3,0,0,2.9066552508617517E-3,8.8054462365591703E-5,4.2099850305521727E-2,null,4.0920748052915366E-2,6.7427855546128629E-3,0,0,4.8149528805534669E-3,5.2944125985274418E-5,6.6145117981840373E-5,5.2531430614066975E-2]
[2004,1,17,14,3.3555926108022403E-2,4.4762789428040815E-3,0,0,2.8315681108017333E-3,8.8054462365591703E-5,4.0951827623993811E-2,null,3.9773328670442872E-2,6.5884151969187706E-3,0,0,4.6905690062645162E-3,5.2944125985274418E-5,6.4630781593730095E-5,5.1105256999611437E-2]
[2004,1,17,15,3.2701714207053367E-2,4.3244334541320244E-3,0,0,2.6198597477235827E-3,8.8054462365591703E-5,3.9734061871274567E-2,null,3.8760844300854198E-2,6.3649212775421012E-3,0,0,4.3398683883160401E-3,5.2944125985274418E-5,6.2438359553067618E-5,4.9518578092697621E-2]
[2004,1,17,16,3.3001915089422289E-2,4.3755121547275986E-3,0,0,2.860508369984621E-3,8.8054462365591703E-5,4.0325990076500104E-2,null,3.9116667839241399E-2,6.4401015090564343E-3,0,0,4.7385093267670242E-3,5.2944125985274418E-5,6.3175859692014751E-5,5.0348222801050134E-2]
[2004,1,17,17,3.6113107402598009E-2,4.5781313397062467E-3,0,0,3.2668603167226563E-3,8.8054462365591703E-5,4.404615352139251E-2,null,4.2804316752001088E-2,6.7383267391097641E-3,0,0,5.4116422949388558E-3,5.2944125985274418E-5,6.6101378065284682E-5,5.500722991203498E-2]
[2004,1,17,18,4.0484543330841553E-2,4.7586711160626178E-3,3.2653446999999754E-4,3.2674000000000067E-5,3.0116956610862504E-3,8.8054462365591703E-5,4.8702173040356019E-2,null,4.7985713247395263E-2,7.004054371679844E-3,2.2351082781410281E-4,2.4284432516604031E-5,4.9889551553794964E-3,5.2944125985274418E-5,6.8708102758665828E-5,6.027946216077059E-2]
[2004,1,17,19,4.0614290517999994E-2,5.0528105498270472E-3,3.2653446999999754E-4,3.2674000000000067E-5,3.3589645304138338E-3,8.8054462365591703E-5,4.9473328530606479E-2,null,4.813950061426172E-2,7.4369837624055886E-3,2.2351082781410281E-4,2.4284432516604031E-5,5.5642154110288932E-3,5.2944125985274418E-5,7.2955036818102165E-5,6.1441439174012194E-2]
[2004,1,17,20,3.9178321502358199E-2,4.7336152734395254E-3,3.2653446999999754E-4,3.2674000000000067E-5,2.9527571165562012E-3,8.8054462365591703E-5,4.7311956824719524E-2,null,4.6437468387946886E-2,6.9671759071295147E-3,2.2351082781410281E-4,2.4284432516604031E-5,4.8913218654747332E-3,5.2944125985274418E-5,6.8346333817786211E-5,5.859670554686712E-2]
[2004,1,17,21,3.7734574074353315E-2,4.7191446432065694E-3,3.2653446999999754E-4,3.2674000000000067E-5,3.1147251918819097E-3,8.8054462365591703E-5,4.6015706841807398E-2,null,4.4726216527804764E-2,6.9458772969772003E-3,2.2351082781410281E-4,2.4284432516604031E-5,5.159626354153261E-3,5.2944125985274418E-5,6.813739953239873E-5,5.7132459565251217E-2]
[2004,1,17,22,3.6319282616954086E-2,4.7559167618744409E-3,3.2653446999999754E-4,3.2674000000000067E-5,3.3336005348473439E-3,8.8054462365591703E-5,4.4856062846041475E-2,null,4.304869309667074E-2,7.0000003729851802E-3,2.2351082781410281E-4,2.4284432516604031E-5,5.5221992677387637E-3,5.2944125985274418E-5,6.8668333998442795E-5,5.5871632123710671E-2]
[2004,1,17,23,3.3256419495450266E-2,4.4958411712131621E-3,3.2653446999999754E-4,3.2674000000000067E-5,3.0826637647130713E-3,8.8054462365591703E-5,4.1282187363742097E-2,null,3.9418328039482649E-2,6.6172078804362204E-3,2.2351082781410281E-4,2.4284432516604031E-5,5.1065157346343185E-3,5.2944125985274418E-5,6.4913230951321266E-5,5.1442791040869171E-2]
[2004,1,17,24,2.9844014064016874E-2,4.0808670797191533E-3,3.2653446999999754E-4,3.2674000000000067E-5,3.0358420010584211E-3,8.8054462365591703E-5,3.7407986077160046E-2,null,3.5373655800537744E-2,6.0064278898098967E-3,2.2351082781410281E-4,2.4284432516604031E-5,5.0289542193102318E-3,5.2944125985274418E-5,5.8921624928305007E-5,4.6709777295973857E-2]
[2004,1,18,1,2.6649764390853807E-2,4.0393952957548046E-3,3.2653446999999754E-4,3.2674000000000067E-5,3.6036596358540026E-3,8.8054462365591703E-5,3.4740082254828206E-2,null,3.1587560262682932E-2,5.945387607198982E-3,2.2351082781410281E-4,2.4284432516604031E-5,5.9695594580902603E-3,5.2944125985274418E-5,5.8322834315398488E-5,4.380324671428816E-2]
[2004,1,18,2,2.556062678968106E-2,4.2041058247205953E-3,3.2653446999999754E-4,3.2674000000000067E-5,3.9301194751986072E-3,8.8054462365591703E-5,3.4142115021965853E-2,null,3.029662203498118E-2,6.1878169477286304E-3,2.2351082781410281E-4,2.4284432516604031E-5,6.5103489938879095E-3,5.2944125985274418E-5,6.0701008321039699E-5,4.3295527362913706E-2]
[2004,1,18,3,2.5030105060664568E-2,4.2503966764973807E-3,3.2653446999999754E-4,3.2674000000000067E-5,4.1153686050241674E-3,8.8054462365591703E-5,3.3843133274551712E-2,null,2.9667802701339251E-2,6.2559501796432253E-3,2.2351082781410281E-4,2.4284432516604031E-5,6.8172191777561746E-3,5.2944125985274418E-5,6.1369379074784327E-5,4.3041711445054642E-2]
[2004,1,18,4,2.5031324734751354E-2,4.3009548230319491E-3,3.2653446999999754E-4,3.2674000000000067E-5,4.2420445300062701E-3,8.8054462365591703E-5,3.4021587020155161E-2,null,2.9669248362477269E-2,6.3303642331936352E-3,2.2351082781410281E-4,2.4284432516604031E-5,7.0270612667718982E-3,5.2944125985274418E-5,6.2099363190656358E-5,4.3327413248758787E-2]
[2004,1,18,5,2.5630311083634189E-2,4.28156290235613E-3,3.2653446999999754E-4,3.2674000000000067E-5,4.2202411783066286E-3,8.8054462365591703E-5,3.457937809666254E-2,null,3.0379217768373948E-2,6.3018222172669027E-3,2.2351082781410281E-4,2.4284432516604031E-5,6.9909434261574031E-3,5.2944125985274418E-5,6.1819372822340151E-5,4.397272279811424E-2]
[2004,1,18,6,2.6232972369401992E-2,4.3374346778340678E-3,3.2653446999999754E-4,3.2674000000000067E-5,4.3119736040162998E-3,8.8054462365591703E-5,3.5329643583617953E-2,null,3.1093543021047092E-2,6.3840571403673578E-3,2.2351082781410281E-4,2.4284432516604031E-5,7.1429006654206385E-3,5.2944125985274418E-5,6.2626077803041482E-5,4.4921240213151074E-2]
[2004,1,18,7,2.7415536758564001E-2,4.4336371520296543E-3,3.2653446999999754E-4,3.2674000000000067E-5,4.344065427897113E-3,8.8054462365591703E-5,3.664050227085637E-2,null,3.2495218599086266E-2,6.5256528387297895E-3,2.2351082781410281E-4,2.4284432516604031E-5,7.1960616379134453E-3,5.2944125985274418E-5,6.401509783015724E-5,4.6517672462045488E-2]
[2004,1,18,8,2.9486485983933879E-2,4.6245697798572918E-3,0,0,4.3614330014624097E-3,8.8054462365591703E-5,3.8560543227619176E-2,null,3.4949883206919663E-2,6.8066771991060499E-3,0,0,7.2248314923162539E-3,5.2944125985274418E-5,6.6771879774696821E-5,4.9034336024327239E-2]
[2004,1,18,9,3.1858099974855766E-2,4.596464542819167E-3,0,0,4.1668688592624336E-3,8.8054462365591703E-5,4.0709487839302963E-2,null,3.7760921186819306E-2,6.7653104806372072E-3,0,0,6.9025307390155497E-3,5.2944125985274418E-5,6.6366082133428024E-5,5.1481706532457337E-2]
[2004,1,18,10,3.2826930593403983E-2,4.4514781398048041E-3,0,0,3.73637913507018E-3,8.8054462365591703E-5,4.1102842330644561E-2,null,3.8909261378458189E-2,6.5519121126686479E-3,0,0,6.1894128909550927E-3,5.2944125985274418E-5,6.4272695044058695E-5,5.1703530508067204E-2]
[2004,1,18,11,3.2577155543849719E-2,4.5488987622521598E-3,0,0,3.6738363208458922E-3,8.8054462365591703E-5,4.0887945089313364E-2,null,3.8613206812489205E-2,6.6953007436334946E-3,0,0,6.0858090310140578E-3,5.2944125985274418E-5,6.5679303312348618E-5,5.1447260713122035E-2]
[2004,1,18,12,3.2502112892251418E-2,4.3881313437111888E-3,0,0,3.1874149912779516E-3,8.8054462365591703E-5,4.0165713689606156E-2,null,3.8524259899305746E-2,6.4586750737369667E-3,0,0,5.2800389689224396E-3,5.2944125985274418E-5,6.3358061931309851E-5,5.0315918067950424E-2]
[2004,1,18,13,3.2024045141213126E-2,4.3084622287496658E-3,0,0,3.0453400176739314E-3,8.8054462365591703E-5,3.9465901850002316E-2,null,3.7957613467686634E-2,6.3414140150664898E-3,0,0,5.0446879402077614E-3,5.2944125985274418E-5,6.2207758915202812E-5,4.9396659548946162E-2]
[2004,1,18,14,3.0870533274491803E-2,4.2585775279923039E-3,0,0,2.952828865983294E-3,8.8054462365591703E-5,3.8169994130832996E-2,null,3.659037340246922E-2,6.2679911732903106E-3,0,0,4.8914407203373986E-3,5.2944125985274418E-5,6.1487498350409241E-5,4.7802749422082208E-2]
[2004,1,18,15,2.9771687409324347E-2,4.3355676779457293E-3,0,0,3.2356306264970437E-3,8.8054462365591703E-5,3.7430940176132715E-2,null,3.5287928117163456E-2,6.3813091948987785E-3,0,0,5.3599094701169154E-3,5.2944125985274418E-5,6.2599121113442695E-5,4.7082090908164426E-2]
[2004,1,18,16,3.0490001696936629E-2,4.1609979782042152E-3,0,0,2.9600390510846758E-3,8.8054462365591703E-5,3.7699093188591118E-2,null,3.613933511329008E-2,6.1243686249757489E-3,0,0,4.9033845865777892E-3,5.2944125985274418E-5,6.0078595408713262E-5,4.7220032450828897E-2]
[2004,1,18,17,3.3201871969678762E-2,4.2230660919490987E-3,0,0,2.9834731653092406E-3,8.8054462365591703E-5,4.0496465689302694E-2,null,3.9353673687113254E-2,6.2157236341398346E-3,0,0,4.9422038293329583E-3,5.2944125985274418E-5,6.0974766258349228E-5,5.0564545276571324E-2]
[2004,1,18,18,3.6277922789518288E-2,4.0334461373087325E-3,3.2653446999999754E-4,3.2674000000000067E-5,2.5071722435734286E-3,8.8054462365591703E-5,4.3265804102766044E-2,null,4.2999669922490977E-2,5.9366313329775131E-3,2.2351082781410281E-4,2.4284432516604031E-5,4.153198495989008E-3,5.2944125985274418E-5,5.8236937353857994E-5,5.3390239137773486E-2]
[2004,1,18,19,3.857345646668793E-2,4.1552926892430694E-3,3.2653446999999754E-4,3.2674000000000067E-5,2.8058786284667799E-3,8.8054462365591703E-5,4.5981890716763382E-2,null,4.5720531064043876E-2,6.1159712902754942E-3,2.2351082781410281E-4,2.4284432516604031E-5,4.6480136853567691E-3,5.2944125985274418E-5,5.9996219558260576E-5,5.678525542599213E-2]
[2004,1,18,20,3.8030418894646728E-2,4.0356621806396358E-3,3.2653446999999754E-4,3.2674000000000067E-5,2.7771405399530341E-3,8.8054462365591703E-5,4.5290484547604995E-2,null,4.5076876892090313E-2,5.9398930183516621E-3,2.2351082781410281E-4,2.4284432516604031E-5,4.6004082660247589E-3,5.2944125985274418E-5,5.8268933709391663E-5,5.5917917562782721E-2]
[2004,1,18,21,3.7137008136271708E-2,4.0202600530408307E-3,3.2653446999999754E-4,3.2674000000000067E-5,2.9244801447503416E-3,8.8054462365591703E-5,4.4529011266428484E-2,null,4.401793071321957E-2,5.9172233829617631E-3,2.2351082781410281E-4,2.4284432516604031E-5,4.8444802984159673E-3,5.2944125985274418E-5,5.8046549993444437E-5,5.5080373780913294E-2]
[2004,1,18,22,3.5040206887392331E-2,3.9587486989722063E-3,3.2653446999999754E-4,3.2674000000000067E-5,2.9002062968081581E-3,8.8054462365591703E-5,4.234642481553829E-2,null,4.1532624095252726E-2,5.8266878410290464E-3,2.2351082781410281E-4,2.4284432516604031E-5,4.8042700140911642E-3,5.2944125985274418E-5,5.7158417921886466E-5,5.2464321336688928E-2]
[2004,1,18,23,3.1526582726447851E-2,3.9691561265715524E-3,3.2653446999999754E-4,3.2674000000000067E-5,2.9931393373241223E-3,8.8054462365591703E-5,3.8936141122709128E-2,null,3.7367978836237103E-2,5.8420060227224804E-3,2.2351082781410281E-4,2.4284432516604031E-5,4.9582161041884579E-3,5.2944125985274418E-5,5.7308685630561597E-5,4.8468940349464029E-2]
[2004,1,18,24,2.7947686432256879E-2,4.1797630266793249E-3,3.2653446999999754E-4,3.2674000000000067E-5,3.4145671091921469E-3,8.8054462365591703E-5,3.5989279500493951E-2,null,3.3125967510784331E-2,6.1519879784887989E-3,2.2351082781410281E-4,2.4284432516604031E-5,5.6563225836202997E-3,5.2944125985274418E-5,6.0349534678827385E-5,4.5235017459209423E-2]
[2004,1,19,1,2.1520391853227145E-2,3.895922191810593E-3,3.2653446999999754E-4,3.2674000000000067E-5,3.1873999143120727E-3,8.8054462365591703E-5,2.9050976891715399E-2,null,2.5507793036011323E-2,5.734216589830924E-3,2.2351082781410281E-4,2.4284432516604031E-5,5.2800139935214978E-3,5.2944125985274418E-5,5.6251297004145914E-5,3.6822763005679729E-2]
[2004,1,19,2,2.0767198626466268E-2,3.9977338280397677E-3,3.2653446999999754E-4,3.2674000000000067E-5,3.5017161992619283E-3,8.8054462365591703E-5,2.8713911586133553E-2,null,2.4615044563986593E-2,5.8840681383886349E-3,2.2351082781410281E-4,2.4284432516604031E-5,5.8006874036809868E-3,5.2944125985274418E-5,5.7721304952467851E-5,3.66005394923722E-2]
[2004,1,19,3,2.0448995818172524E-2,3.9166306077101755E-3,3.2653446999999754E-4,3.2674000000000067E-5,3.3364739539489983E-3,8.8054462365591703E-5,2.8149363312197286E-2,null,2.42378836166957E-2,5.7646962904394517E-3,2.2351082781410281E-4,2.4284432516604031E-5,5.5269591640410331E-3,5.2944125985274418E-5,5.6550295597008323E-5,3.5830278457492169E-2]
[2004,1,19,4,2.0607799308133366E-2,4.0258964576433253E-3,3.2653446999999754E-4,3.2674000000000067E-5,3.5225329975092402E-3,8.8054462365591703E-5,2.8603491695651517E-2,null,2.4426110977189136E-2,5.925519330156644E-3,2.2351082781410281E-4,2.4284432516604031E-5,5.8351709918722863E-3,5.2944125985274418E-5,5.8127931256652637E-5,3.6487540685534045E-2]
[2004,1,19,5,2.1284139935354943E-2,4.0872147356813679E-3,3.2653446999999754E-4,3.2674000000000067E-5,3.568599422878559E-3,8.8054462365591703E-5,2.9387217026280461E-2,null,2.5227767232273872E-2,6.015770692959708E-3,2.2351082781410281E-4,2.4284432516604031E-5,5.9114812689383539E-3,5.2944125985274418E-5,5.9013275598731959E-5,3.745575858048792E-2]
[2004,1,19,6,2.3087742222197123E-2,4.2855141679084656E-3,3.2653446999999754E-4,3.2674000000000067E-5,3.730247515412434E-3,8.8054462365591703E-5,3.1550766837883618E-2,null,2.7365549581490161E-2,6.3076378910318096E-3,2.2351082781410281E-4,2.4284432516604031E-5,6.1792556974851181E-3,5.2944125985274418E-5,6.1876423194802391E-5,4.015318255632308E-2]
[2004,1,19,7,2.6014782708260915E-2,4.6583553902269656E-3,3.2653446999999754E-4,3.2674000000000067E-5,3.7454212133884121E-3,8.8054462365591703E-5,3.4865822244241881E-2,null,3.0834926135400124E-2,6.856404580183266E-3,2.2351082781410281E-4,2.4284432516604031E-5,6.2043913377563273E-3,5.2944125985274418E-5,6.725969352194407E-5,4.4196461439655707E-2]
[2004,1,19,8,2.7999713754738073E-2,5.2561449476246054E-3,0,0,3.5883200019914538E-3,8.8054462365591703E-5,3.693223316671973E-2,null,3.3187634704538012E-2,7.7362616790911292E-3,0,0,5.9441489405439437E-3,5.2944125985274418E-5,7.589088179614418E-5,4.6920989450158365E-2]
[2004,1,19,9,2.8295373072397965E-2,5.6793908396571098E-3,0,0,3.5385724164119204E-3,8.8054462365591703E-5,3.7601390790832592E-2,null,3.3538075195374425E-2,8.3592165267963037E-3,0,0,5.861740722226433E-3,5.2944125985274418E-5,8.2001920263121488E-5,4.7811976570382442E-2]
[2004,1,19,10,2.7155017955406601E-2,5.8854606839835975E-3,0,0,3.4915424484007525E-3,8.8054462365591703E-5,3.6620075550156547E-2,null,3.218642962543513E-2,8.6625206129212016E-3,0,0,5.7838343107658469E-3,5.2944125985274418E-5,8.4977261003029908E-5,4.6685728675107452E-2]
[2004,1,19,11,2.6685477463799703E-2,5.8719736819590994E-3,0,0,3.1302382299414834E-3,8.8054462365591703E-5,3.5775743838065879E-2,null,3.1629890424679834E-2,8.6426697568341548E-3,0,0,5.1853241204325388E-3,5.2944125985274418E-5,8.4782528839700183E-5,4.5510828427931804E-2]
[2004,1,19,12,2.6259928427763375E-2,5.84867852994541E-3,0,0,3.2021619597288049E-3,8.8054462365591703E-5,3.5398823379803185E-2,null,3.1125493626892854E-2,8.6083827663443763E-3,0,0,5.3044677202168404E-3,5.2944125985274418E-5,8.4446181641228586E-5,4.5091288239439344E-2]
[2004,1,19,13,2.572617882241442E-2,5.6843196691753776E-3,0,0,2.9646141029713016E-3,8.8054462365591703E-5,3.4463167056926695E-2,null,3.0492848340545421E-2,8.3664710289656514E-3,0,0,4.9109632835194579E-3,5.2944125985274418E-5,8.2073085199037738E-5,4.3823226779015803E-2]
[2004,1,19,14,2.4721890412927328E-2,5.5986153209723801E-3,0,0,2.6972017061634114E-3,8.8054462365591703E-5,3.3105761902428713E-2,null,2.9302480568788501E-2,8.2403270068085038E-3,0,0,4.4679874301140282E-3,5.2944125985274418E-5,8.0835642429916862E-5,4.2063739131696309E-2]
[2004,1,19,15,2.4243064758348677E-2,5.5177104923415732E-3,0,0,2.7148013728958051E-3,8.8054462365591703E-5,3.2563631085951651E-2,null,2.8734935805634326E-2,8.1212471618600096E-3,0,0,4.4971417531128764E-3,5.2944125985274418E-5,7.966749755424468E-5,4.1406268846592487E-2]
[2004,1,19,16,2.5135016766557775E-2,5.4464388498439726E-3,0,0,2.970914048104165E-3,8.8054462365591703E-5,3.3640424126871508E-2,null,2.9792152950127937E-2,8.0163459306051045E-3,0,0,4.9213993126824684E-3,5.2944125985274418E-5,7.8638441496982258E-5,4.2782842319400785E-2]
[2004,1,19,17,2.8213412563454852E-2,5.1666722930925309E-3,0,0,2.6969735653145353E-3,8.8054462365591703E-5,{"$f":"SUM(E451:J451)","v":3.6165112884227517E-2},null,{"$f":"E451*W$5","v":3.3440928651133711E-2},7.6045712718667497E-3,{"$f":"G451*Y$5","v":0},{"$f":"H451*Z$5","v":0},{"$f":"I451*AA$5","v":4.4676095086398039E-3},{"$f":"J451*AB$5","v":5.2944125985274418E-5},7.4599030312453728E-5,{"$f":"SUM(M451:R451)","v":4.5566053557625538E-2}]
[2004,1,19,18,3.2916042058211352E-2,4.9769084700768632E-3,3.2653446999999754E-4,3.2674000000000067E-5,2.5164606375501215E-3,8.8054462365591703E-5,4.0856674098203934E-2,null,3.9014883841884722E-2,{"$f":"(F452*X$5)-S452","v":7.3252672179065564E-3},2.2351082781410281E-4,2.4284432516604031E-5,4.168584971327125E-3,5.2944125985274418E-5,{"$f":"(F452*$AC$7)*$AC$5","v":7.1859124163523272E-5},5.0809475417434392E-2]
[2004,1,19,19,3.4291647022767831E-2,4.9628754895447227E-3,3.2653446999999754E-4,3.2674000000000067E-5,2.5496535893483148E-3,8.8054462365591703E-5,4.2251439034026464E-2,null,4.0645367476872744E-2,7.3046127628608884E-3,2.2351082781410281E-4,2.4284432516604031E-5,4.2235699919371201E-3,5.2944125985274418E-5,7.1656508886086231E-5,5.2474289617986739E-2]
[2004,1,19,20,3.3321656762919517E-2,5.029595075269528E-3,3.2653446999999754E-4,3.2674000000000067E-5,2.9855132432709702E-3,8.8054462365591703E-5,4.1784028013825615E-2,null,3.9495652780044521E-2,7.402814045251495E-3,2.2351082781410281E-4,2.4284432516604031E-5,4.9455832735430926E-3,5.2944125985274418E-5,7.261984004308127E-5,5.2144789485155101E-2]
[2004,1,19,21,3.1749718251386123E-2,4.8275763179618089E-3,3.2653446999999754E-4,3.2674000000000067E-5,2.7868725629625122E-3,8.8054462365591703E-5,3.9811430064676044E-2,null,3.7632457978992756E-2,7.1054725552068525E-3,2.2351082781410281E-4,2.4284432516604031E-5,4.6165296248302824E-3,5.2944125985274418E-5,6.9702990948504329E-5,4.9655199545345877E-2]
[2004,1,19,22,3.0405562777764499E-2,4.64620110767001E-3,3.2653446999999754E-4,3.2674000000000067E-5,2.8636769859990427E-3,8.8054462365591703E-5,3.836270380379915E-2,null,3.6039250947113334E-2,6.8385152884458452E-3,2.2351082781410281E-4,2.4284432516604031E-5,4.7437582247233552E-3,5.2944125985274418E-5,6.7084203837006122E-5,4.792226384659852E-2]
[2004,1,19,23,2.6515687715491881E-2,4.3276363273906581E-3,3.2653446999999754E-4,3.2674000000000067E-5,2.7367180688696959E-3,8.8054462365591703E-5,3.4027305044117828E-2,null,3.1428641219321013E-2,6.3696354294349167E-3,2.2351082781410281E-4,2.4284432516604031E-5,4.533447351577095E-3,5.2944125985274418E-5,6.2484604258702868E-5,4.2632463386649014E-2]
[2004,1,19,24,2.2994000951657729E-2,4.1906545146404781E-3,3.2653446999999754E-4,3.2674000000000067E-5,2.9043228686431708E-3,8.8054462365591703E-5,3.0536241267306967E-2,null,2.7254439479770846E-2,6.1680186248620943E-3,2.2351082781410281E-4,2.4284432516604031E-5,4.8110892264518748E-3,5.2944125985274418E-5,6.0506791496072791E-5,3.8534286717400806E-2]
[2004,1,20,1,2.4155803746185266E-2,4.6294171946127524E-3,3.2653446999999754E-4,3.2674000000000067E-5,3.9186836952576848E-3,8.8054462365591703E-5,3.3151167568421298E-2,null,2.8631506655572479E-2,6.8138118708833718E-3,2.2351082781410281E-4,2.4284432516604031E-5,6.4914053157370194E-3,5.2944125985274418E-5,6.6841869203049576E-5,4.2237463228508861E-2]
[2004,1,20,2,2.3504363240833263E-2,4.7602374382263628E-3,3.2653446999999754E-4,3.2674000000000067E-5,4.2020514030217809E-3,8.8054462365591703E-5,3.2913915014447001E-2,null,2.7859364136090352E-2,7.0063597643684472E-3,2.2351082781410281E-4,2.4284432516604031E-5,6.9608115724129893E-3,5.2944125985274418E-5,6.8730718111052015E-5,4.2127274859187776E-2]
[2004,1,20,3,2.3863874128616489E-2,4.6662495425846837E-3,3.2653446999999754E-4,3.2674000000000067E-5,4.0986798891050951E-3,8.8054462365591703E-5,3.3076066492671856E-2,null,2.828548692150757E-2,6.8680235954468229E-3,2.2351082781410281E-4,2.4284432516604031E-5,6.7895738693683119E-3,5.2944125985274418E-5,6.7373673290278097E-5,4.2243823772638696E-2]
[2004,1,20,4,2.3852679125794599E-2,4.7492439449347166E-3,3.2653446999999754E-4,3.2674000000000067E-5,4.3494760989738037E-3,8.8054462365591703E-5,3.339866210206871E-2,null,2.8272217654992077E-2,6.9901789813575175E-3,2.2351082781410281E-4,2.4284432516604031E-5,7.2050245605987957E-3,5.2944125985274418E-5,6.8571988489202456E-5,4.2768160583264374E-2]
[2004,1,20,5,2.5039631672638788E-2,4.6807524731657252E-3,3.2653446999999754E-4,3.2674000000000067E-5,4.2610903488739232E-3,8.8054462365591703E-5,3.4428737427044026E-2,null,2.9679094449567168E-2,6.8893697468955838E-3,2.2351082781410281E-4,2.4284432516604031E-5,7.05861117981787E-3,5.2944125985274418E-5,6.7583073944444026E-5,4.3927814762596606E-2]
[2004,1,20,6,2.6643188565220348E-2,4.9871498536041264E-3,3.2653446999999754E-4,3.2674000000000067E-5,4.5913700206272256E-3,8.8054462365591703E-5,3.6668971371817301E-2,null,3.1579766036609211E-2,7.340341007482821E-3,2.2351082781410281E-4,2.4284432516604031E-5,7.6057283711068397E-3,5.2944125985274418E-5,7.200699444382209E-5,4.6826574801514857E-2]
[2004,1,20,7,2.9270136527627923E-2,5.3344509783513627E-3,3.2653446999999754E-4,3.2674000000000067E-5,4.6535960813865098E-3,8.8054462365591703E-5,3.9705446519731395E-2,null,3.4693447488065486E-2,7.8515164810019702E-3,2.2351082781410281E-4,2.4284432516604031E-5,7.7088075203831704E-3,5.2944125985274418E-5,7.7021503911977433E-5,5.0554510875766616E-2]
[2004,1,20,8,3.1613363465288202E-2,5.6979256911025098E-3,0,0,4.2681168403358536E-3,8.8054462365591703E-5,4.1667460459092157E-2,null,3.7470838725636377E-2,8.3864970646036728E-3,0,0,7.0702507525861836E-3,5.2944125985274418E-5,8.2269535831978215E-5,5.2980530668811511E-2]
[2004,1,20,9,2.985352283638007E-2,6.05280967879979E-3,0,0,4.1113123417418438E-3,8.8054462365591703E-5,4.0105699319287293E-2,null,3.5384926403746145E-2,8.9088333817910949E-3,0,0,6.810499868140865E-3,5.2944125985274418E-5,8.7393530514402273E-5,5.1157203779663381E-2]
[2004,1,20,10,2.7339483904581043E-2,6.1219162975062651E-3,0,0,3.8133467579778272E-3,8.8054462365591703E-5,3.736280142243073E-2,null,3.2405074308386267E-2,9.0105480208274649E-3,0,0,6.3169118358398215E-3,5.2944125985274418E-5,8.839132686207613E-5,4.7785478291038831E-2]
[2004,1,20,11,2.5877850608421571E-2,6.2859163138573671E-3,0,0,3.7062511385731172E-3,8.8054462365591703E-5,3.595807252321765E-2,null,3.0672622600849721E-2,9.2519315927247214E-3,0,0,6.1395050515318144E-3,5.2944125985274418E-5,9.0759242126873377E-5,4.6117003371091536E-2]
[2004,1,20,12,2.4781224647119855E-2,6.0440563520582618E-3,0,0,3.341304664956391E-3,8.8054462365591703E-5,3.4254640126500105E-2,null,2.9372808533820714E-2,8.8959497899362607E-3,0,0,5.5349613672170958E-3,5.2944125985274418E-5,8.7267145551338306E-5,4.3856663816959345E-2]
[2004,1,20,13,2.3969037820874957E-2,5.7731052859445811E-3,0,0,2.9531469813455433E-3,8.8054462365591703E-5,3.2783344550530676E-2,null,2.8410135845901088E-2,8.4971502190394482E-3,0,0,4.891967687021651E-3,5.2944125985274418E-5,8.3355016883679436E-5,4.1852197877947465E-2]
[2004,1,20,14,2.2390040956528724E-2,5.8278478277707579E-3,0,0,2.9822033364101442E-3,8.8054462365591703E-5,3.1288146583075223E-2,null,2.6538574886651421E-2,8.5777230785716568E-3,0,0,4.9401003234859188E-3,5.2944125985274418E-5,8.4145417417216543E-5,4.0109342414694278E-2]
[2004,1,20,15,2.148883882993546E-2,5.7144884847344663E-3,0,0,2.9837545410165557E-3,8.8054462365591703E-5,3.0275136318052075E-2,null,2.5470393717575399E-2,8.4108750273407008E-3,0,0,4.9426699357871216E-3,5.2944125985274418E-5,8.2508677831725539E-5,3.8876882806688495E-2]
[2004,1,20,16,2.2345950034664053E-2,5.4051451298944954E-3,0,0,2.705665288733468E-3,8.8054462365591703E-5,3.0544814915657605E-2,null,2.6486314587798064E-2,7.9555677316749864E-3,0,0,4.4820075830934412E-3,5.2944125985274418E-5,7.8042221862471384E-5,3.8976834028551774E-2]
[2004,1,20,17,2.4798431338812252E-2,5.130843817882245E-3,0,0,2.4724374467859308E-3,8.8054462365591703E-5,3.2489767065846019E-2,null,2.939320336368801E-2,7.5518370983324251E-3,0,0,4.0956593675361861E-3,5.2944125985274418E-5,7.4081720648391152E-5,4.1093643955541895E-2]
[2004,1,20,18,2.8452095817346371E-2,4.9330112305428836E-3,3.2653446999999754E-4,3.2674000000000067E-5,2.1487423830915111E-3,8.8054462365591703E-5,3.5981112363346363E-2,null,3.372383628046266E-2,7.2606570263291561E-3,2.2351082781410281E-4,2.4284432516604031E-5,3.5594497572309035E-3,5.2944125985274418E-5,7.1225313595160646E-5,4.4844682450338708E-2]
[2004,1,20,19,3.1944946421974936E-2,5.250631690631823E-3,3.2653446999999754E-4,3.2674000000000067E-5,2.6343959560423255E-3,8.8054462365591703E-5,4.0277237001014682E-2,null,3.7863858959241721E-2,7.7281469868166093E-3,2.2351082781410281E-4,2.4284432516604031E-5,4.3639480097626858E-3,5.2944125985274418E-5,7.5811278600471262E-5,5.0256693342137004E-2]
[2004,1,20,20,3.2559200446963414E-2,5.2603035015288662E-3,3.2653446999999754E-4,3.2674000000000067E-5,2.9244841603854547E-3,8.8054462365591703E-5,4.1191251041243333E-2,null,3.8591924909332373E-2,7.7423824504036683E-3,2.2351082781410281E-4,2.4284432516604031E-5,4.8444869504239239E-3,5.2944125985274418E-5,7.5950925102775935E-5,5.1479533696475947E-2]
[2004,1,20,21,3.1748860819635898E-2,5.081723653450834E-3,3.2653446999999754E-4,3.2674000000000067E-5,2.7988372935296851E-3,8.8054462365591703E-5,4.0076684698982012E-2,null,3.7631441678184836E-2,7.4795395400367552E-3,2.2351082781410281E-4,2.4284432516604031E-5,4.6363495239711847E-3,5.2944125985274418E-5,7.3372498846135476E-5,5.0048070128508759E-2]
[2004,1,20,22,3.0399702634909473E-2,4.7722238975348866E-3,3.2653446999999754E-4,3.2674000000000067E-5,2.5850880453234569E-3,8.8054462365591703E-5,3.8204277510133416E-2,null,3.603230500894794E-2,7.0240020453063859E-3,2.2351082781410281E-4,2.4284432516604031E-5,4.2822681247197307E-3,5.2944125985274418E-5,6.8903784678964804E-5,4.7639314565290046E-2]
[2004,1,20,23,2.7704121752626133E-2,4.5120016765584515E-3,3.2653446999999754E-4,3.2674000000000067E-5,2.6213363323661924E-3,8.8054462365591703E-5,3.5284722693916373E-2,null,3.2837274001796396E-2,6.6409937347958903E-3,2.2351082781410281E-4,2.4284432516604031E-5,4.3423143906330354E-3,5.2944125985274418E-5,6.5146564509118137E-5,4.4121321513541305E-2]
[2004,1,20,24,2.4774882795142211E-2,4.2234571068954603E-3,3.2653446999999754E-4,3.2674000000000067E-5,2.8871354952579057E-3,8.8054462365591703E-5,3.2332738329661166E-2,null,2.9365291633161372E-2,6.2162991498411011E-3,2.2351082781410281E-4,2.4284432516604031E-5,4.7826178785113187E-3,5.2944125985274418E-5,6.0980411930104965E-5,4.0664948047829774E-2]
[2004,1,21,1,1.6274236756879744E-2,4.0854354711386421E-3,3.2653446999999754E-4,3.2674000000000067E-5,2.9703789027686598E-3,8.8054462365591703E-5,2.3777314063152633E-2,null,1.9289605219306744E-2,6.0131518808386551E-3,2.2351082781410281E-4,2.4284432516604031E-5,4.9205128299893656E-3,5.2944125985274418E-5,5.8987585676471137E-5,3.0524009316450749E-2]
[2004,1,21,2,1.5269739942201949E-2,3.9849403081629398E-3,3.2653446999999754E-4,3.2674000000000067E-5,2.9871684250695669E-3,8.8054462365591703E-5,2.2689111607800044E-2,null,1.809899042804812E-2,5.8652379846257478E-3,2.2351082781410281E-4,2.4284432516604031E-5,4.9483251268697404E-3,5.2944125985274418E-5,5.7536585635477219E-5,2.9213292925859589E-2]
[2004,1,21,3,1.4855852072064706E-2,3.9906322620981679E-3,3.2653446999999754E-4,3.2674000000000067E-5,3.0726404705813531E-3,8.8054462365591703E-5,2.2366387737109816E-2,null,1.7608415432779474E-2,5.8736156921560846E-3,2.2351082781410281E-4,2.4284432516604031E-5,5.0899118773527086E-3,5.2944125985274418E-5,5.7618768948074549E-5,2.8872682388604246E-2]
[2004,1,21,4,1.4701751452317058E-2,3.9694228153043104E-3,3.2653446999999754E-4,3.2674000000000067E-5,3.1257612128035421E-3,8.8054462365591703E-5,2.2244198412790499E-2,null,1.7425762312796685E-2,5.8423985487741853E-3,2.2351082781410281E-4,2.4284432516604031E-5,5.1779078206982557E-3,5.2944125985274418E-5,5.7312536217502363E-5,2.8746808068585105E-2]
[2004,1,21,5,1.5425822152148053E-2,3.9874938801161119E-3,3.2653446999999754E-4,3.2674000000000067E-5,3.118194069932077E-3,8.8054462365591703E-5,2.297877303456183E-2,null,1.8283992296743715E-2,5.8689964618068337E-3,2.2351082781410281E-4,2.4284432516604031E-5,5.1653726442765875E-3,5.2944125985274418E-5,5.7573455400140706E-5,2.9619100789143118E-2]
[2004,1,21,6,1.6785545033649787E-2,4.1677819422007469E-3,3.2653446999999754E-4,3.2674000000000067E-5,3.2349230388485474E-3,8.8054462365591703E-5,2.4635512947064668E-2,null,1.9895651140329044E-2,6.134353608499162E-3,2.2351082781410281E-4,2.4284432516604031E-5,5.3587373320777166E-3,5.2944125985274418E-5,6.0176545715430494E-5,3.1689481467221906E-2]
[2004,1,21,7,1.9627555106196733E-2,4.5124713310093715E-3,3.2653446999999754E-4,3.2674000000000067E-5,3.3998047163281203E-3,8.8054462365591703E-5,2.7987094085899816E-2,null,2.3264242438814909E-2,6.6416849961228267E-3,2.2351082781410281E-4,2.4284432516604031E-5,5.6318682813691354E-3,5.2944125985274418E-5,6.5153345617853718E-5,3.5838535102622859E-2]
[2004,1,21,8,2.2388459237728774E-2,5.1220211043522665E-3,0,0,3.2420392060187528E-3,8.8054462365591703E-5,3.0840574010465385E-2,null,2.6536700099423313E-2,7.5388513794704629E-3,0,0,5.3705254550773475E-3,5.2944125985274418E-5,7.3954333843746908E-5,3.9499021059956396E-2]
[2004,1,21,9,2.2760821968573978E-2,5.5980203087521354E-3,0,0,3.3740692170390798E-3,8.8054462365591703E-5,3.1820965956730791E-2,null,2.6978055978884176E-2,8.239451237535788E-3,0,0,5.5892367321348363E-3,5.2944125985274418E-5,8.0827051342242568E-5,4.0859688074540074E-2]
[2004,1,21,10,2.1326117406183242E-2,5.825755499038467E-3,0,0,3.4346094782570185E-3,8.8054462365591703E-5,3.067453684584432E-2,null,2.5277522489769468E-2,8.574643482640993E-3,0,0,5.6895233089672113E-3,5.2944125985274418E-5,8.4115207315690958E-5,3.9594633407362953E-2]
[2004,1,21,11,2.0745393192103816E-2,6.0159723165900793E-3,0,0,3.5016764696924078E-3,8.8054462365591703E-5,3.0351096440751894E-2,null,2.4589198914401252E-2,8.8546142770172514E-3,0,0,5.800621590576681E-3,5.2944125985274418E-5,8.6861654029070126E-5,3.9297378907980463E-2]
[2004,1,21,12,2.0575568891868571E-2,5.8530418779944044E-3,0,0,3.2227659498804181E-3,8.8054462365591703E-5,2.9739431182108988E-2,null,2.4387908755168556E-2,8.6148049641034449E-3,0,0,5.3385987860534211E-3,5.2944125985274418E-5,8.4509181869403692E-5,3.83942566313107E-2]
[2004,1,21,13,2.051306499795718E-2,5.7195917249656392E-3,0,0,3.1211533289219294E-3,8.8054462365591703E-5,2.9441864514210339E-2,null,2.4313823840697194E-2,8.4183862360750518E-3,0,0,5.1702747366706783E-3,5.2944125985274418E-5,8.2582360997814083E-5,3.7955428939428201E-2]
[2004,1,21,14,1.9651085345247964E-2,5.7907553910440911E-3,0,0,3.1421791422394313E-3,8.8054462365591703E-5,2.8672074340897077E-2,null,2.3292132473155369E-2,8.5231285421401033E-3,0,0,5.2051045639675587E-3,5.2944125985274418E-5,8.3609858036871336E-5,3.7073309705248303E-2]
[2004,1,21,15,1.9896866877277701E-2,5.8079258457015446E-3,0,0,3.3536075066143843E-3,8.8054462365591703E-5,2.9146454691959221E-2,null,2.3583453583562945E-2,8.5484008913052564E-3,0,0,5.555341356506361E-3,5.2944125985274418E-5,8.385777375414693E-5,3.7740139957359836E-2]
[2004,1,21,16,2.0878352871497217E-2,5.7173546522770267E-3,0,0,3.4121720449900189E-3,8.8054462365591703E-5,3.0095934031129853E-2,null,2.4746793999436505E-2,8.4150935986218034E-3,0,0,5.652355095121026E-3,5.2944125985274418E-5,8.2550061009767199E-5,3.8867186819164616E-2]
[2004,1,21,17,2.4506853991482159E-2,5.6789660050853572E-3,0,0,3.5768661821670143E-3,8.8054462365591703E-5,3.3850740641100122E-2,null,2.9047601170177306E-2,8.3585912336489199E-3,0,0,5.925175378839069E-3,5.2944125985274418E-5,8.1995786286492394E-5,4.3384311908650573E-2]
[2004,1,21,18,2.9556457794851349E-2,5.5527137345860039E-3,3.2653446999999754E-4,3.2674000000000067E-5,3.5376659339426447E-3,8.8054462365591703E-5,3.9094100395745596E-2,null,3.5032819729795758E-2,8.1727667155096703E-3,2.2351082781410281E-4,2.4284432516604031E-5,5.860239109547972E-3,5.2944125985274418E-5,8.0172892086953384E-5,4.9366564941169387E-2]
[2004,1,21,19,3.0449983360275986E-2,5.3059540809701818E-3,3.2653446999999754E-4,3.2674000000000067E-5,3.3257462241892818E-3,8.8054462365591703E-5,3.9528946597801047E-2,null,3.6091901987715648E-2,7.8095732969041551E-3,2.2351082781410281E-4,2.4284432516604031E-5,5.5091883901272594E-3,5.2944125985274418E-5,7.6610051280388681E-5,4.9711403061063052E-2]
[2004,1,21,20,2.9568054639439453E-2,5.2470050696630938E-3,3.2653446999999754E-4,3.2674000000000067E-5,3.4824563695502807E-3,8.8054462365591703E-5,3.8744779011018429E-2,null,3.5046565293242821E-2,7.7228091414747206E-3,2.2351082781410281E-4,2.4284432516604031E-5,5.7687829758952787E-3,5.2944125985274418E-5,7.5758915610865787E-5,4.8838896796928807E-2]
[2004,1,21,21,2.8592249337877872E-2,5.0868228918545281E-3,3.2653446999999754E-4,3.2674000000000067E-5,3.4231476525099715E-3,8.8054462365591703E-5,3.7549482814607966E-2,null,3.3889958115946334E-2,7.4870448586777253E-3,2.2351082781410281E-4,2.4284432516604031E-5,5.6705364852354372E-3,5.2944125985274418E-5,7.3446124231812867E-5,4.7348278846175484E-2]
[2004,1,21,22,2.638742238579881E-2,4.854734534506429E-3,3.2653446999999754E-4,3.2674000000000067E-5,3.281869153308145E-3,8.8054462365591703E-5,3.4971289005978977E-2,null,3.1276610275562153E-2,7.1454454007086792E-3,2.2351082781410281E-4,2.4284432516604031E-5,5.4365048378667213E-3,5.2944125985274418E-5,7.0095115028437336E-5,4.4159299900453544E-2]
[2004,1,21,23,2.3676850566772129E-2,4.3943791262067225E-3,3.2653446999999754E-4,3.2674000000000067E-5,2.9840594139571267E-3,8.8054462365591703E-5,3.1502552039301572E-2,null,2.8063810739172246E-2,6.4678708780348182E-3,2.2351082781410281E-4,2.4284432516604031E-5,4.9431749660424186E-3,5.2944125985274418E-5,6.3448270578061658E-5,3.9775595969565473E-2]
[2004,1,21,24,1.891394062995444E-2,4.027158363481562E-3,3.2653446999999754E-4,3.2674000000000067E-5,2.6681408358530693E-3,8.8054462365591703E-5,2.6056502761654658E-2,null,2.2418406057598622E-2,5.9273766674021438E-3,2.2351082781410281E-4,2.4284432516604031E-5,4.4198473140233127E-3,5.2944125985274418E-5,5.8146151292013492E-5,3.3066369425340067E-2]
[2004,1,22,1,2.2532401577548308E-2,4.3314034330974357E-3,3.2653446999999754E-4,3.2674000000000067E-5,3.3158066324091252E-3,8.8054462365591703E-5,3.062687457542046E-2,null,2.6707312764763107E-2,6.3751800473651355E-3,2.2351082781410281E-4,2.4284432516604031E-5,5.4927231880503354E-3,5.2944125985274418E-5,6.2538995638079838E-5,3.8875955386494569E-2]
[2004,1,22,2,2.1520690410677976E-2,4.413855813215988E-3,3.2653446999999754E-4,3.2674000000000067E-5,3.5009422230329614E-3,8.8054462365591703E-5,2.9882751379292513E-2,null,2.5508146911615313E-2,6.4965376573658416E-3,2.2351082781410281E-4,2.4284432516604031E-5,5.7994052911662531E-3,5.2944125985274418E-5,6.3729484845615044E-5,3.8104829246463391E-2]
[2004,1,22,3,2.1941853335312018E-2,4.3210828809530713E-3,3.2653446999999754E-4,3.2674000000000067E-5,3.4041117587761799E-3,8.8054462365591703E-5,3.0114310907406856E-2,null,2.6007344918290803E-2,6.3599897333884263E-3,2.2351082781410281E-4,2.4284432516604031E-5,5.6390030134416099E-3,5.2944125985274418E-5,6.2389982281206395E-5,3.8307077051436829E-2]
[2004,1,22,4,2.1801564154472153E-2,4.3975606051245546E-3,3.2653446999999754E-4,3.2674000000000067E-5,3.6249019554239741E-3,8.8054462365591703E-5,3.0271289647386273E-2,null,2.5841062286707666E-2,6.4725535406478388E-3,2.2351082781410281E-4,2.4284432516604031E-5,6.0047479338383725E-3,5.2944125985274418E-5,6.3494206381373023E-5,3.8619103147509867E-2]
[2004,1,22,5,2.2859686107698958E-2,4.2937891565680364E-3,3.2653446999999754E-4,3.2674000000000067E-5,3.4875228562338536E-3,8.8054462365591703E-5,3.1088261052866436E-2,null,2.7095238138794765E-2,6.319817440549538E-3,2.2351082781410281E-4,2.4284432516604031E-5,5.7771757478430781E-3,5.2944125985274418E-5,6.1995901670469576E-5,3.949297071350337E-2]
[2004,1,22,6,2.4374142246086944E-2,4.5931478297438558E-3,3.2653446999999754E-4,3.2674000000000067E-5,3.7933245084425249E-3,8.8054462365591703E-5,3.3207877516638916E-2,null,2.8890299957537845E-2,6.7604287735075997E-3,2.2351082781410281E-4,2.4284432516604031E-5,6.2837444390367149E-3,5.2944125985274418E-5,6.6318193750885626E-5,4.2235212556398151E-2]
[2004,1,22,7,2.7300941739616398E-2,4.969913821781728E-3,3.2653446999999754E-4,3.2674000000000067E-5,3.9345648619298068E-3,8.8054462365591703E-5,3.6652683355693529E-2,null,3.23593908666635E-2,7.314972138508331E-3,2.2351082781410281E-4,2.4284432516604031E-5,6.5177128969996449E-3,5.2944125985274418E-5,7.1758131890239086E-5,4.6492815288487463E-2]
[2004,1,22,8,3.0130674153383139E-2,5.3967790972085268E-3,0,0,3.6780221728428763E-3,8.8054462365591703E-5,3.9293529885800135E-2,null,3.5713429642998833E-2,7.9432541789249377E-3,0,0,6.0927430078331095E-3,5.2944125985274418E-5,7.7921428847057991E-5,4.9802370955742151E-2]
[2004,1,22,9,2.8928038634278612E-2,5.8417747952296973E-3,0,0,3.6906725084069176E-3,8.8054462365591703E-5,{"$f":"SUM(E515:J515)","v":3.8548540400280822E-2},null,{"$f":"E515*W$5","v":3.4287964060016232E-2},8.5982214981799726E-3,{"$f":"G515*Y$5","v":0},{"$f":"H515*Z$5","v":0},{"$f":"I515*AA$5","v":6.1136986301574252E-3},{"$f":"J515*AB$5","v":5.2944125985274418E-5},8.4346502024231182E-5,{"$f":"SUM(M515:R515)","v":4.9052828314338909E-2}]
[2004,1,22,10,2.7728750231079641E-2,6.1055149416709333E-3,0,0,3.7806342417684392E-3,8.8054462365591703E-5,3.7702953876884604E-2,null,3.2866465762590925E-2,{"$f":"(F516*X$5)-S516","v":8.986407670456921E-3},0,0,6.2627226697507758E-3,5.2944125985274418E-5,{"$f":"(F516*$AC$7)*$AC$5","v":8.8154515782968022E-5},4.8168540228783897E-2]
[2004,1,22,11,2.6846007992625112E-2,6.3659504349507668E-3,0,0,3.8487503381084412E-3,8.8054462365591703E-5,3.7148763228049914E-2,null,3.1820164818062963E-2,9.3697298859994199E-3,0,0,6.3755588219525589E-3,5.2944125985274418E-5,9.1914815286305075E-5,4.7618397652000218E-2]
[2004,1,22,12,2.5806513327648883E-2,6.1441349794039979E-3,0,0,3.5090749593918724E-3,8.8054462365591703E-5,3.5547777728810348E-2,null,3.0588067607329534E-2,9.0432506078067347E-3,0,0,5.812877388466582E-3,5.2944125985274418E-5,8.8712131440026181E-5,4.5497139729588125E-2]
[2004,1,22,13,2.5780891925237737E-2,5.9831866307452379E-3,0,0,3.3487334231891196E-3,8.8054462365591703E-5,3.5200866441537693E-2,null,3.0557698948875115E-2,8.8063586357532489E-3,0,0,5.5472673057493684E-3,5.2944125985274418E-5,8.6388277698346808E-5,4.4964269016363009E-2]
[2004,1,22,14,2.4791061618977955E-2,6.1355310424264144E-3,0,0,3.5626526259601083E-3,8.8054462365591703E-5,3.4577299749730075E-2,null,2.9384468146896943E-2,9.0305868954106226E-3,0,0,5.9016302393248244E-3,5.2944125985274418E-5,8.8587903442006004E-5,4.4369629407617663E-2]
[2004,1,22,15,2.4296523731469784E-2,6.0870378376912141E-3,0,0,3.6859207171716724E-3,8.8054462365591703E-5,3.4157536748698265E-2,null,2.8798299913109275E-2,8.959212128308967E-3,0,0,6.1058271597141554E-3,5.2944125985274418E-5,8.7887734001256755E-5,4.3916283327117674E-2]
[2004,1,22,16,2.5499935892463722E-2,5.8280579790617546E-3,0,0,3.501222108387137E-3,8.8054462365591703E-5,3.4917270442278207E-2,null,3.0224686037906966E-2,8.5780323899387421E-3,0,0,5.7998689288102133E-3,5.2944125985274418E-5,8.4148451687949801E-5,4.4655531482641203E-2]
[2004,1,22,17,2.8851208019719545E-2,5.676290369701284E-3,0,0,3.5192988527957669E-3,8.8054462365591703E-5,3.8134851704582196E-2,null,3.4196897901538813E-2,8.3546530972970334E-3,0,0,5.8298135438572011E-3,5.2944125985274418E-5,8.195715410821618E-5,4.8434308668678323E-2]
[2004,1,22,18,3.3233559851780128E-2,5.5824256957087391E-3,3.2653446999999754E-4,3.2674000000000067E-5,3.3996331586601284E-3,8.8054462365591703E-5,4.2662881638514595E-2,null,3.9391232851644448E-2,8.2164982922707606E-3,2.2351082781410281E-4,2.4284432516604031E-5,5.6315840914613596E-3,5.2944125985274418E-5,8.0601888423996218E-5,5.3540054621692555E-2]
[2004,1,22,19,3.4555943594565569E-2,5.5756649976354137E-3,3.2653446999999754E-4,3.2674000000000067E-5,3.2478893022939324E-3,8.8054462365591703E-5,4.382676082686051E-2,null,4.0958634182215424E-2,8.206547552717389E-3,2.2351082781410281E-4,2.4284432516604031E-5,5.3802162974651195E-3,5.2944125985274418E-5,8.0504274042457116E-5,5.4846137418713921E-2]
[2004,1,22,20,3.4164023590617515E-2,5.4372843964468004E-3,3.2653446999999754E-4,3.2674000000000067E-5,3.2404797834732989E-3,8.8054462365591703E-5,4.328905070290321E-2,null,4.0494097364504995E-2,8.002871940120582E-3,2.2351082781410281E-4,2.4284432516604031E-5,5.3679422295382995E-3,5.2944125985274418E-5,7.8506264864184659E-5,5.4165650920479862E-2]
[2004,1,22,21,3.3078857610866534E-2,5.2185674274479281E-3,3.2653446999999754E-4,3.2674000000000067E-5,3.0318394441947298E-3,8.8054462365591703E-5,4.1776527414874788E-2,null,3.9207866639247191E-2,7.6809531721464177E-3,2.2351082781410281E-4,2.4284432516604031E-5,5.0223238758270493E-3,5.2944125985274418E-5,7.5348318535363245E-5,5.221188307353665E-2]
[2004,1,22,22,3.1914904782020727E-2,4.934425096673154E-3,3.2653446999999754E-4,3.2674000000000067E-5,2.8642121389560911E-3,8.8054462365591703E-5,4.0160804950015574E-2,null,3.7828251060480364E-2,7.2627380264674649E-3,2.2351082781410281E-4,2.4284432516604031E-5,4.7446447200417503E-3,5.2944125985274418E-5,7.1245727710151212E-5,5.0136373193305564E-2]
[2004,1,22,23,2.8427539706517489E-2,4.5607959204932028E-3,3.2653446999999754E-4,3.2674000000000067E-5,2.6828468387392378E-3,8.8054462365591703E-5,3.6118445398115533E-2,null,3.3694730295912544E-2,6.7128115867147635E-3,2.2351082781410281E-4,2.4284432516604031E-5,4.4442082047540564E-3,5.2944125985274418E-5,6.5851080506238425E-5,4.5152489473697356E-2]
[2004,1,22,24,2.4933760681451665E-2,4.1918218404534639E-3,3.2653446999999754E-4,3.2674000000000067E-5,2.792040902739133E-3,8.8054462365591703E-5,3.2364886357009855E-2,null,2.9553607174514902E-2,6.1697367544121745E-3,2.2351082781410281E-4,2.4284432516604031E-5,4.6250911191759708E-3,5.2944125985274418E-5,6.0523645937145802E-5,4.0649174434419039E-2]
[2004,1,23,1,2.1391326581929028E-2,4.2233074014642177E-3,3.2653446999999754E-4,3.2674000000000067E-5,3.1709505183099341E-3,8.8054462365591703E-5,2.923284743406877E-2,null,2.5354813933638923E-2,6.2160788057671812E-3,2.2351082781410281E-4,2.4284432516604031E-5,5.2527651250358458E-3,5.2944125985274418E-5,6.0978250407296919E-5,3.7124397250757932E-2]
[2004,1,23,2,2.0409174411288554E-2,4.3247804326221693E-3,3.2653446999999754E-4,3.2674000000000067E-5,3.4591844357322295E-3,8.8054462365591703E-5,2.8640402212008538E-2,null,2.4190683908989319E-2,6.3654319781455901E-3,2.2351082781410281E-4,2.4284432516604031E-5,5.7302323893611328E-3,5.2944125985274418E-5,6.244336940417405E-5,3.6587087662812025E-2]
[2004,1,23,3,2.0337452643350438E-2,4.2454317047451772E-3,3.2653446999999754E-4,3.2674000000000067E-5,3.4071306284603228E-3,8.8054462365591703E-5,2.8437277908921525E-2,null,2.4105673188681828E-2,6.2486424814942798E-3,2.2351082781410281E-4,2.4284432516604031E-5,5.6440038525598264E-3,5.2944125985274418E-5,6.1297692298996687E-5,3.6299058909051919E-2]
[2004,1,23,4,2.0864019137993798E-2,4.2351259395809089E-3,3.2653446999999754E-4,3.2674000000000067E-5,3.3969882617820792E-3,8.8054462365591703E-5,2.8943396271722373E-2,null,2.4729804443199232E-2,6.2334739317475556E-3,2.2351082781410281E-4,2.4284432516604031E-5,5.627202748390848E-3,5.2944125985274418E-5,6.114889244402812E-5,3.689122050965362E-2]
[2004,1,23,5,2.1487578248928517E-2,4.3320714935559355E-3,3.2653446999999754E-4,3.2674000000000067E-5,3.6260839548953763E-3,8.8054462365591703E-5,2.9892996629745417E-2,null,2.5468899570087307E-2,6.3761633327531729E-3,2.2351082781410281E-4,2.4284432516604031E-5,6.0067059478677125E-3,5.2944125985274418E-5,6.2548641433200376E-5,3.815250823702418E-2]
[2004,1,23,6,2.2713696296109233E-2,4.4096663446187827E-3,3.2653446999999754E-4,3.2674000000000067E-5,3.5021817461238576E-3,8.8054462365591703E-5,3.1072807319217462E-2,null,2.6922198636317556E-2,6.490371384234625E-3,2.2351082781410281E-4,2.4284432516604031E-5,5.8014585946239835E-3,5.2944125985274418E-5,6.3668995176995296E-5,3.9514768001492152E-2]
[2004,1,23,7,2.6036375115977398E-2,4.7416887488021062E-3,3.2653446999999754E-4,3.2674000000000067E-5,3.503704427265034E-3,8.8054462365591703E-5,3.472903122441013E-2,null,3.0860519287743148E-2,6.9790588591194221E-3,2.2351082781410281E-4,2.4284432516604031E-5,5.8039809570351077E-3,5.2944125985274418E-5,6.8462902742450775E-5,4.3944298490213668E-2]
[2004,1,23,8,2.9344132013454476E-2,5.2241237484018446E-3,0,0,3.352316714655587E-3,8.8054462365591703E-5,3.80086269388775E-2,null,3.4781153211592065E-2,7.6891312481509504E-3,0,0,5.5532031247850847E-3,5.2944125985274418E-5,7.5428543510309116E-5,4.807643171051338E-2]
[2004,1,23,9,2.9499688071288901E-2,5.7248859799883117E-3,0,0,3.4230103032390964E-3,8.8054462365591703E-5,3.8735638816881905E-2,null,3.4965531440194965E-2,8.4261785901024559E-3,0,0,5.6703089624608512E-3,5.2944125985274418E-5,8.2658802132167851E-5,4.9114963118743547E-2]
[2004,1,23,10,2.7366126988364839E-2,5.8428492746245607E-3,0,0,3.2888826979806641E-3,8.8054462365591703E-5,3.6585913423335663E-2,null,3.2436653950227046E-2,8.5998029716458473E-3,0,0,5.4481229639289103E-3,5.2944125985274418E-5,8.4362015901713732E-5,4.6537524011787082E-2]
[2004,1,23,11,2.6357054771686053E-2,5.998025802781924E-3,0,0,3.3116652973249083E-3,8.8054462365591703E-5,3.5754800334158475E-2,null,3.1240616004590296E-2,8.8281996844915903E-3,0,0,5.4858629546989E-3,5.2944125985274418E-5,8.6602533176879175E-5,4.5607622769766057E-2]
[2004,1,23,12,2.589244386373412E-2,5.9622608899490863E-3,0,0,3.2636112470021306E-3,8.8054462365591703E-5,3.5206370463050932E-2,null,3.0689919764338793E-2,8.775559065299806E-3,0,0,5.4062601232467275E-3,5.2944125985274418E-5,8.6086141258602094E-5,4.4924683078870604E-2]
[2004,1,23,13,2.4854048044402569E-2,5.7940850146099582E-3,0,0,3.11010065391278E-3,8.8054462365591703E-5,3.3846288175290902E-2,null,2.9459124998629328E-2,8.5280292515868723E-3,0,0,5.1519656821801783E-3,5.2944125985274418E-5,8.3657932827612615E-5,4.3192064058381663E-2]
[2004,1,23,14,2.423132082004827E-2,5.9431156508735726E-3,0,0,3.3265064892435453E-3,8.8054462365591703E-5,3.3588997422530985E-2,null,2.8721015894248067E-2,8.7473801279088458E-3,0,0,5.5104477897109996E-3,5.2944125985274418E-5,8.5809712604119245E-5,4.3031787937853193E-2]
[2004,1,23,15,2.3854330858994688E-2,5.8860132725830653E-3,0,0,3.4779156105180296E-3,8.8054462365591703E-5,3.3306314204461375E-2,null,2.8274175429223416E-2,8.6633339409494352E-3,0,0,5.7612610859925275E-3,5.2944125985274418E-5,8.4985239556989507E-5,4.2751714582150657E-2]
[2004,1,23,16,2.5315077285655942E-2,5.5824002627625205E-3,0,0,3.2686945956991276E-3,8.8054462365591703E-5,3.4254226606483182E-2,null,3.0005575943837227E-2,8.2164608587659421E-3,0,0,5.4146808275749095E-3,5.2944125985274418E-5,8.06015212102427E-5,4.3689661756163352E-2]
[2004,1,23,17,2.8226536565119281E-2,5.4372373657797721E-3,0,0,3.2826523869927179E-3,8.8054462365591703E-5,3.7034480780257367E-2,null,3.3456484330628006E-2,8.0028027179909218E-3,0,0,5.4378022856065465E-3,5.2944125985274418E-5,7.8505585811603756E-5,4.6950033460210747E-2]
[2004,1,23,18,3.279181816128876E-2,5.6982317581527765E-3,3.2653446999999754E-4,3.2674000000000067E-5,3.3893805173648632E-3,8.8054462365591703E-5,4.2326693369171997E-2,null,3.8867643146899278E-2,8.3869475496674995E-3,2.2351082781410281E-4,2.4284432516604031E-5,5.6146003144127111E-3,5.2944125985274418E-5,8.2273954983003338E-5,5.3169930397295471E-2]
[2004,1,23,19,3.4281871812177137E-2,5.6270001676517042E-3,3.2653446999999754E-4,3.2674000000000067E-5,3.2206112451867732E-3,8.8054462365591703E-5,4.3576746157381212E-2,null,4.0633781068487085E-2,8.2821052689797878E-3,2.2351082781410281E-4,2.4284432516604031E-5,5.335029459567822E-3,5.2944125985274418E-5,8.1245477216743998E-5,5.4551655183350679E-2]
[2004,1,23,20,3.3614759350190523E-2,5.5795289513978896E-3,3.2653446999999754E-4,3.2674000000000067E-5,3.3808402683485135E-3,8.8054462365591703E-5,4.3022391502302526E-2,null,3.9843062817251029E-2,8.2122347165456879E-3,2.2351082781410281E-4,2.4284432516604031E-5,5.6004531613956052E-3,5.2944125985274418E-5,8.0560063763093805E-5,5.395649008150831E-2]
[2004,1,23,21,3.2292386062191605E-2,5.4017928890137791E-3,3.2653446999999754E-4,3.2674000000000067E-5,3.2237996906186914E-3,8.8054462365591703E-5,4.1365241574189679E-2,null,3.8275673878579448E-2,7.9506337329129703E-3,2.2351082781410281E-4,2.4284432516604031E-5,5.3403112054894791E-3,5.2944125985274418E-5,7.7993820511487798E-5,5.1867358203297888E-2]
[2004,1,23,22,3.1407609115906406E-2,5.0913509148831282E-3,3.2653446999999754E-4,3.2674000000000067E-5,3.0225390857181642E-3,8.8054462365591703E-5,3.9968762048873299E-2,null,3.7226961225817382E-2,7.4937094334539657E-3,2.2351082781410281E-4,2.4284432516604031E-5,5.0069175809719429E-3,5.2944125985274418E-5,7.351150212071394E-5,5.0028327626559281E-2]
[2004,1,23,23,2.8306105245536572E-2,4.5788282718388154E-3,3.2653446999999754E-4,3.2674000000000067E-5,2.885555429995283E-3,8.8054462365591703E-5,3.6217751879736262E-2,null,3.3550795876908165E-2,6.7393525192973053E-3,2.2351082781410281E-4,2.4284432516604031E-5,4.780000457754085E-3,5.2944125985274418E-5,6.6111440724252372E-5,4.5370888240275541E-2]
[2004,1,23,24,2.5204783177489559E-2,4.0486622031213598E-3,3.2653446999999754E-4,3.2674000000000067E-5,2.8997550242442073E-3,8.8054462365591703E-5,3.260046333722072E-2,null,2.9874846015526112E-2,5.9590271131597086E-3,2.2351082781410281E-4,2.4284432516604031E-5,4.8035224689080662E-3,5.2944125985274418E-5,5.8456634615538407E-5,4.0938134983909871E-2]
[2004,1,24,1,2.158677785845696E-2,3.7645953614693544E-3,3.2653446999999754E-4,3.2674000000000067E-5,2.9137584928982567E-3,8.8054462365591703E-5,2.8712394645190157E-2,null,2.5586479357963019E-2,5.5409230762141493E-3,2.2351082781410281E-4,2.4284432516604031E-5,4.8267195927202428E-3,5.2944125985274418E-5,5.4355133740498979E-5,3.6254861413213393E-2]
[2004,1,24,2,2.0308510561102056E-2,3.7932248284531117E-3,3.2653446999999754E-4,3.2674000000000067E-5,3.0979968101375408E-3,8.8054462365591703E-5,2.7646995132058299E-2,null,2.4071368578939684E-2,5.5830613830010149E-3,2.2351082781410281E-4,2.4284432516604031E-5,5.1319153382551191E-3,5.2944125985274418E-5,5.4768500479126087E-5,3.5087084686511796E-2]
[2004,1,24,3,1.9907711357178871E-2,3.8198475856367807E-3,3.2653446999999754E-4,3.2674000000000067E-5,3.1749469837041929E-3,8.8054462365591703E-5,2.7349768858885432E-2,null,2.3596307380593633E-2,5.6222461121597589E-3,2.2351082781410281E-4,2.4284432516604031E-5,5.2593853778354904E-3,5.2944125985274418E-5,5.515289332571727E-5,3.4778678256904866E-2]
[2004,1,24,4,1.9539461888462593E-2,3.8166414787267565E-3,3.2653446999999754E-4,3.2674000000000067E-5,3.2499713192749007E-3,8.8054462365591703E-5,2.7053337618829835E-2,null,2.3159826888151883E-2,5.6175272008142305E-3,2.2351082781410281E-4,2.4284432516604031E-5,5.3836652147926569E-3,5.2944125985274418E-5,5.5106601930986152E-5,3.4461758690074756E-2]
[2004,1,24,5,1.9452585442409777E-2,3.906823284417122E-3,3.2653446999999754E-4,3.2674000000000067E-5,3.4060370414095149E-3,8.8054462365591703E-5,2.7212708700602002E-2,null,2.3056853558449848E-2,5.7502613728101738E-3,2.2351082781410281E-4,2.4284432516604031E-5,5.6421922960916623E-3,5.2944125985274418E-5,5.6408692498123833E-5,3.4750046613667665E-2]
[2004,1,24,6,2.0406222082696122E-2,3.9009103507574791E-3,3.2653446999999754E-4,3.2674000000000067E-5,3.3117494960593903E-3,8.8054462365591703E-5,2.806614486187858E-2,null,2.4187184558827683E-2,5.7415584160732643E-3,2.2351082781410281E-4,2.4284432516604031E-5,5.4860024321752923E-3,5.2944125985274418E-5,5.6323318568389417E-5,3.5715484793392219E-2]
[2004,1,24,7,2.1594313640223652E-2,4.0578244430689216E-3,3.2653446999999754E-4,3.2674000000000067E-5,3.3174149323752004E-3,8.8054462365591703E-5,2.9416815948033359E-2,null,2.5595411405435961E-2,5.9725125642854414E-3,2.2351082781410281E-4,2.4284432516604031E-5,5.4953873803559594E-3,5.2944125985274418E-5,5.8588923674492634E-5,3.7364050736393352E-2]
[2004,1,24,8,2.3740010776818518E-2,4.3544083971076841E-3,0,0,3.4759058285014142E-3,8.8054462365591703E-5,3.1658379464793211E-2,null,2.8138673575172732E-2,6.4090399243804724E-3,0,0,5.7579318278332334E-3,5.2944125985274418E-5,6.2871152955243498E-5,4.0358589453371715E-2]
[2004,1,24,9,2.6428960499865664E-2,4.4006460523544622E-3,0,0,3.34246187335894E-3,8.8054462365591703E-5,3.4260122887944659E-2,null,3.1325844770173118E-2,6.4770948589344245E-3,0,0,5.5368783141717106E-3,5.2944125985274418E-5,6.3538755630555916E-5,4.3392762069264533E-2]
[2004,1,24,10,2.7790572609838537E-2,4.5211089217162808E-3,0,0,3.235766151630209E-3,8.8054462365591703E-5,3.563550214555062E-2,null,3.2939742887521127E-2,6.6543982417907824E-3,0,0,5.3601339711581474E-3,5.2944125985274418E-5,6.5278059525455875E-5,4.5007219226455335E-2]
[2004,1,24,11,2.7495261782031176E-2,4.5628440366338677E-3,0,0,3.159438398553083E-3,8.8054462365591703E-5,3.5305598679583716E-2,null,3.2589715456404732E-2,6.7158261083025894E-3,0,0,5.2336949879192773E-3,5.2944125985274418E-5,6.5880652243982497E-5,4.4592180678611877E-2]
[2004,1,24,12,2.7235028736097532E-2,4.5416766230358448E-3,0,0,3.1444092534190426E-3,8.8054462365591703E-5,3.5009169074918016E-2,null,3.2281265186443184E-2,6.6846708315178678E-3,0,0,5.2087988033325608E-3,5.2944125985274418E-5,6.5575026409972037E-5,4.4227678947278887E-2]
[2004,1,24,13,2.7312326065459292E-2,4.360001695286571E-3,0,0,2.8678879571777767E-3,8.8054462365591703E-5,3.4628270180289231E-2,null,3.2372884534875287E-2,6.4172724253469095E-3,0,0,4.7507338121450015E-3,5.2944125985274418E-5,6.2951911826084053E-5,4.3593834898352481E-2]
[2004,1,24,14,2.6502188626061612E-2,4.2714699368036424E-3,0,0,2.822280925659856E-3,8.8054462365591703E-5,3.3683993950890702E-2,null,3.1412640954004735E-2,6.2869668768205968E-3,0,0,4.6751845333939009E-3,5.2944125985274418E-5,6.1673645475901099E-5,4.242773649020451E-2]
[2004,1,24,15,2.5909150131113917E-2,4.1036760502846563E-3,0,0,2.5814640957205681E-3,8.8054462365591703E-5,3.2682344739484732E-2,null,3.0709721448882201E-2,6.0399992936969156E-3,0,0,4.2762649543835731E-3,5.2944125985274418E-5,5.9250952392887309E-5,4.1078929822947967E-2]
[2004,1,24,16,2.615340606645819E-2,4.1397784077530937E-3,0,0,2.7879847380743944E-3,8.8054462365591703E-5,3.316922367465127E-2,null,3.0999234292750089E-2,6.0931365810797796E-3,0,0,4.6183719729233526E-3,5.2944125985274418E-5,5.9772216507652169E-5,4.1763686972738495E-2]
[2004,1,24,17,2.8772686038010746E-2,4.2890849915911905E-3,0,0,3.0793339331844452E-3,8.8054462365591703E-5,3.6229159425151973E-2,null,3.4103826991312557E-2,6.312893611087997E-3,0,0,5.1009997788271201E-3,5.2944125985274418E-5,6.1927980554943874E-5,4.5570664507212956E-2]
[2004,1,24,18,3.2358836197712376E-2,4.4483445112045231E-3,3.2653446999999754E-4,3.2674000000000067E-5,2.8044204476147588E-3,8.8054462365591703E-5,4.0058864088897257E-2,null,3.8354436213189284E-2,6.5472998785886466E-3,2.2351082781410281E-4,2.4284432516604031E-5,4.6455981694156455E-3,5.2944125985274418E-5,6.4227450127857439E-5,4.9848073647509566E-2]
[2004,1,24,19,3.2590804220241708E-2,4.660427832685738E-3,3.2653446999999754E-4,3.2674000000000067E-5,2.9946623177488289E-3,8.8054462365591703E-5,4.0693157303041877E-2,null,3.8629384380955277E-2,6.8594549064843252E-3,2.2351082781410281E-4,2.4284432516604031E-5,4.9607389623708281E-3,5.2944125985274418E-5,6.728961649538473E-5,5.0750317636126419E-2]
[2004,1,24,20,3.1257935660021413E-2,4.4320169415851454E-3,3.2653446999999754E-4,3.2674000000000067E-5,2.7781530998874145E-3,8.8054462365591703E-5,3.8915368633859575E-2,null,3.7049555555802763E-2,6.5232681305265683E-3,2.2351082781410281E-4,2.4284432516604031E-5,4.602085598887448E-3,5.2944125985274418E-5,6.3991704411491205E-5,4.8475648671532763E-2]
[2004,1,24,21,3.008418356528841E-2,4.4105827229812882E-3,3.2653446999999754E-4,3.2674000000000067E-5,2.9071411289411132E-3,8.8054462365591703E-5,3.7849170349576411E-2,null,3.5658325056273338E-2,6.49172015655351E-3,2.2351082781410281E-4,2.4284432516604031E-5,4.8157577507069284E-3,5.2944125985274418E-5,6.3682226311730442E-5,4.7266542349849769E-2]
[2004,1,24,22,2.8967021322905892E-2,4.4002918344540221E-3,3.2653446999999754E-4,3.2674000000000067E-5,3.0807570738579661E-3,8.8054462365591703E-5,3.6895333163583476E-2,null,3.4334169647733857E-2,6.4765735029983671E-3,2.2351082781410281E-4,2.4284432516604031E-5,5.1033572497667405E-3,5.2944125985274418E-5,6.3533641253178544E-5,4.6214839786814947E-2]
[2004,1,24,23,2.6398759002506388E-2,4.184162341256327E-3,3.2653446999999754E-4,3.2674000000000067E-5,2.9255381167907608E-3,8.8054462365591703E-5,3.3955722392919066E-2,null,3.1290047394861735E-2,6.1584631136145365E-3,2.2351082781410281E-4,2.4284432516604031E-5,4.8462328576580902E-3,5.2944125985274418E-5,6.0413054209942713E-5,4.2595482752450349E-2]
[2004,1,24,24,2.3572809043194635E-2,3.8048691701214046E-3,3.2653446999999754E-4,3.2674000000000067E-5,2.944142963554885E-3,8.8054462365591703E-5,3.0769084109236514E-2,null,2.7940491904242758E-2,5.6002001177817926E-3,2.2351082781410281E-4,2.4284432516604031E-5,4.8770522885116865E-3,5.2944125985274418E-5,5.4936627379344416E-5,3.8718483696852227E-2]
[2004,1,25,1,2.7443295096579817E-2,4.1069047185818674E-3,3.2653446999999754E-4,3.2674000000000067E-5,3.6611254963234605E-3,8.8054462365591703E-5,{"$f":"SUM(E579:J579)","v":3.5658588243850743E-2},null,{"$f":"E579*W$5","v":3.2528120134799936E-2},6.0447514120405121E-3,{"$f":"G579*Y$5","v":2.2351082781410281E-4},{"$f":"H579*Z$5","v":2.4284432516604031E-5},{"$f":"I579*AA$5","v":6.0647532070974286E-3},{"$f":"J579*AB$5","v":5.2944125985274418E-5},5.9297569540348848E-5,{"$f":"SUM(M579:R579)","v":4.4938364140253866E-2}]
[2004,1,25,2,2.6335323420035778E-2,4.2700436345351192E-3,3.2653446999999754E-4,3.2674000000000067E-5,3.992180775405303E-3,8.8054462365591703E-5,3.504481076234179E-2,null,3.1214858164116545E-2,{"$f":"(F580*X$5)-S580","v":6.2848675725409907E-3},2.2351082781410281E-4,2.4284432516604031E-5,6.6131552128616015E-3,5.2944125985274418E-5,{"$f":"(F580*$AC$7)*$AC$5","v":6.1653051801650359E-5},4.4413620335835124E-2]
[2004,1,25,3,2.5789472332563502E-2,4.3211055630352326E-3,3.2653446999999754E-4,3.2674000000000067E-5,4.1800810768094212E-3,8.8054462365591703E-5,3.4737921904773747E-2,null,3.0567869175129499E-2,6.3600231180315015E-3,2.2351082781410281E-4,2.4284432516604031E-5,6.9244171340111403E-3,5.2944125985274418E-5,6.2390309776591969E-5,4.4153048813488124E-2]
[2004,1,25,4,2.5794842207040355E-2,4.3755443899414067E-3,3.2653446999999754E-4,3.2674000000000067E-5,4.3034460899008574E-3,8.8054462365591703E-5,3.4921095619248214E-2,null,3.0574234005645556E-2,6.4401489544849352E-3,2.2351082781410281E-4,2.4284432516604031E-5,7.1287746081106296E-3,5.2944125985274418E-5,6.3176325120351519E-5,4.4443896954557104E-2]
[2004,1,25,5,2.6410901865205293E-2,4.356608204452393E-3,3.2653446999999754E-4,3.2674000000000067E-5,4.2788616398269736E-3,8.8054462365591703E-5,3.549363464185025E-2,null,3.1304440145267995E-2,6.412277712803705E-3,2.2351082781410281E-4,2.4284432516604031E-5,7.0880498029707792E-3,5.2944125985274418E-5,6.2902914887388655E-5,4.5105507047358467E-2]
[2004,1,25,6,2.7035620086560436E-2,4.4061533770304064E-3,3.2653446999999754E-4,3.2674000000000067E-5,4.3746986760333289E-3,8.8054462365591703E-5,3.6263735071989767E-2,null,3.2044909148101805E-2,6.4852008197230577E-3,2.2351082781410281E-4,2.4284432516604031E-5,7.2468064403149179E-3,5.2944125985274418E-5,6.3618273172434962E-5,4.6077655794455767E-2]
[2004,1,25,7,2.8240207007431149E-2,4.5132550534579879E-3,3.2653446999999754E-4,3.2674000000000067E-5,4.4085299203401622E-3,8.8054462365591703E-5,3.7609254913594896E-2,null,3.3472687697907753E-2,6.6428385187152755E-3,2.2351082781410281E-4,2.4284432516604031E-5,7.3028488096944996E-3,5.2944125985274418E-5,6.5164661399344081E-5,4.7719114412633518E-2]
[2004,1,25,8,3.0354511350053792E-2,4.708565431060522E-3,0,0,4.4289247930215736E-3,8.8054462365591703E-5,3.9580056036501478E-2,null,3.5978740466583101E-2,6.9303062740438568E-3,0,0,7.3366334667971161E-3,5.2944125985274418E-5,6.7984651511468518E-5,5.0298624333409349E-2]
[2004,1,25,9,3.2786981213998624E-2,4.6711440726781572E-3,0,0,4.2396413529921656E-3,8.8054462365591703E-5,4.1785821102034541E-2,null,3.8861909986869274E-2,6.8752276139768705E-3,0,0,7.0230803391806013E-3,5.2944125985274418E-5,6.7444342993734299E-5,5.2813162066012026E-2]
[2004,1,25,10,3.3768365456760117E-2,4.5295546844088966E-3,0,0,3.8035997333176479E-3,8.8054462365591703E-5,4.2189574336852255E-2,null,4.0025129798287769E-2,6.6668291452229847E-3,0,0,6.3007656263949817E-3,5.2944125985274418E-5,6.5400003723070372E-5,5.3045668695891016E-2]
[2004,1,25,11,3.3506519115912292E-2,4.6301655375745399E-3,0,0,3.7442554670294539E-3,8.8054462365591703E-5,4.1968994582881877E-2,null,3.9714767314410336E-2,6.8149133201462408E-3,0,0,6.2024602474464617E-3,5.2944125985274418E-5,6.6852674157597439E-5,5.2785085007988314E-2]
[2004,1,25,12,3.343035587505068E-2,4.4611502758255313E-3,0,0,3.248109159253693E-3,8.8054462365591703E-5,4.12276697724955E-2,null,3.9624492183822572E-2,6.5661480547892937E-3,0,0,5.380580496453422E-3,5.2944125985274418E-5,6.4412346240663723E-5,5.1624164861050564E-2]
[2004,1,25,13,3.2930954303506933E-2,4.38303335497399E-3,0,0,3.1073141788816767E-3,8.8054462365591703E-5,4.0509356299728197E-2,null,3.903255909934733E-2,6.4511715944187541E-3,0,0,5.1473498110776034E-3,5.2944125985274418E-5,6.3284454588950005E-5,5.0684024630828967E-2]
[2004,1,25,14,3.1762296545820322E-2,4.3216297269955215E-3,0,0,3.0072024553658983E-3,8.8054462365591703E-5,3.9179183190547334E-2,null,3.7647366840009869E-2,6.3607946092289385E-3,0,0,4.9815120388214821E-3,5.2944125985274418E-5,6.2397877921220482E-5,4.9042617614045568E-2]
[2004,1,25,15,3.062747439122979E-2,4.4076036504790174E-3,0,0,3.2974575605328512E-3,8.8054462365591703E-5,3.8420590064607255E-2,null,3.6302279406221577E-2,6.4873354060056834E-3,0,0,5.4623274552024325E-3,5.2944125985274418E-5,6.3639212954719781E-5,4.8304886393414972E-2]
[2004,1,25,16,3.1353994455748907E-2,4.2363094449917333E-3,0,0,3.0174750636731322E-3,8.8054462365591703E-5,3.8695833426779368E-2,null,3.7163412584866939E-2,6.2352158752532983E-3,0,0,4.9985288917644135E-3,5.2944125985274418E-5,6.1165980494326004E-5,4.8450101477869927E-2]
[2004,1,25,17,3.4124019540866433E-2,4.2988113615512417E-3,0,0,3.0562810708172497E-3,8.8054462365591703E-5,4.1567166435600517E-2,null,4.0446681172987095E-2,6.3272093774811239E-3,0,0,5.0628120900645737E-3,5.2944125985274418E-5,6.2068414808622024E-5,5.1889646766518069E-2]
[2004,1,25,18,3.7278756910098201E-2,4.1064587252767504E-3,3.2653446999999754E-4,3.2674000000000067E-5,2.5772450233008453E-3,8.8054462365591703E-5,4.4409723591041395E-2,null,4.4185943378162396E-2,6.044094976392354E-3,2.2351082781410281E-4,2.4284432516604031E-5,4.2692759470375572E-3,5.2944125985274418E-5,5.9291130063215357E-5,5.4800053687908294E-2]
[2004,1,25,19,3.962010633048782E-2,4.23716814355664E-3,3.2653446999999754E-4,3.2674000000000067E-5,2.8930834699045565E-3,8.8054462365591703E-5,4.7197620876314614E-2,null,4.6961109223078348E-2,6.2364797515100934E-3,2.2351082781410281E-4,2.4284432516604031E-5,4.7924708590634012E-3,5.2944125985274418E-5,6.1178378818941699E-5,5.8290799219967833E-2]
[2004,1,25,20,3.9074359651711778E-2,4.1113531482568442E-3,3.2653446999999754E-4,3.2674000000000067E-5,2.8549620909558938E-3,8.8054462365591703E-5,4.648793782329011E-2,null,4.6314243988130395E-2,6.0512988372674759E-3,2.2351082781410281E-4,2.4284432516604031E-5,4.7293217658487463E-3,5.2944125985274418E-5,5.9361798220114358E-5,5.7395603977562604E-2]
[2004,1,25,21,3.8153492247851854E-2,4.0998783476456921E-3,3.2653446999999754E-4,3.2674000000000067E-5,3.0056963274608865E-3,8.8054462365591703E-5,4.5706329855324031E-2,null,4.5222753865112694E-2,6.0344096416444773E-3,2.2351082781410281E-4,2.4284432516604031E-5,4.9790170972928748E-3,5.2944125985274418E-5,5.9196119239513032E-5,5.6536919990366037E-2]
[2004,1,25,22,3.6015625588365081E-2,4.0317919250361699E-3,3.2653446999999754E-4,3.2674000000000067E-5,2.9713586933917567E-3,8.8054462365591703E-5,4.3466039139158606E-2,null,4.268877304075331E-2,5.9341965791530225E-3,2.2351082781410281E-4,2.4284432516604031E-5,4.9221358796033921E-3,5.2944125985274418E-5,5.8213052999584329E-5,5.3845844885825708E-2]
[2004,1,25,23,3.2420226187565605E-2,4.0359684931753894E-3,3.2653446999999754E-4,3.2674000000000067E-5,3.0621280413317049E-3,8.8054462365591703E-5,3.99655856544383E-2,null,3.8427200834128296E-2,5.9403438647335233E-3,2.2351082781410281E-4,2.4284432516604031E-5,5.0724977545453338E-3,5.2944125985274418E-5,5.8273356404860529E-5,4.9740781839723136E-2]
[2004,1,25,24,2.8773077743292703E-2,4.2456470930136245E-3,3.2653446999999754E-4,3.2674000000000067E-5,3.4748225508053707E-3,8.8054462365591703E-5,3.6940810319477296E-2,null,3.4104291273623556E-2,6.2489595009113464E-3,2.2351082781410281E-4,2.4284432516604031E-5,5.7561373490895096E-3,5.2944125985274418E-5,6.1300802183861708E-5,4.6410127509940398E-2]
[2004,1,26,1,2.2355414044812175E-2,3.9538367587770825E-3,3.2653446999999754E-4,3.2674000000000067E-5,3.1883911036423153E-3,8.8054462365591703E-5,2.9944904839597161E-2,null,2.6497532135033981E-2,5.8194581974251921E-3,2.2351082781410281E-4,2.4284432516604031E-5,5.2816559254015892E-3,5.2944125985274418E-5,5.7087496842568373E-5,3.7899385644176754E-2]
[2004,1,26,2,2.1581636240701269E-2,4.0577108490463054E-3,3.2653446999999754E-4,3.2674000000000067E-5,3.5108574019186299E-3,8.8054462365591703E-5,2.9597467424031791E-2,null,2.5580385076665685E-2,5.9723453708208597E-3,2.2351082781410281E-4,2.4284432516604031E-5,5.815830052624496E-3,5.2944125985274418E-5,5.8587283546484557E-5,3.7669299886427025E-2]
[2004,1,26,3,2.1273598340327701E-2,3.9639553720817724E-3,3.2653446999999754E-4,3.2674000000000067E-5,3.3307309265761089E-3,8.8054462365591703E-5,2.901554757135117E-2,null,2.5215272440075931E-2,5.8343512875386966E-3,2.2351082781410281E-4,2.4284432516604031E-5,5.5174456841799472E-3,5.2944125985274418E-5,5.7233594504238487E-5,3.6867808798110559E-2]
[2004,1,26,4,2.1431657326798931E-2,4.0784764236933158E-3,3.2653446999999754E-4,3.2674000000000067E-5,3.5262534449936474E-3,8.8054462365591703E-5,2.9483650127851483E-2,null,2.5402617351910576E-2,6.002909200583312E-3,2.2351082781410281E-4,2.4284432516604031E-5,5.8413340135538847E-3,5.2944125985274418E-5,5.888710742628024E-5,3.7547599952363758E-2]
[2004,1,26,5,2.2136791030263742E-2,4.139454844552558E-3,3.2653446999999754E-4,3.2674000000000067E-5,3.5679830452340004E-3,8.8054462365591703E-5,3.0291491852415888E-2,null,2.6238401602186639E-2,6.0926603442914094E-3,2.2351082781410281E-4,2.4284432516604031E-5,5.910460222732652E-3,5.2944125985274418E-5,5.9767544738351634E-5,3.8542261555526688E-2]
[2004,1,26,6,2.3990697108015685E-2,4.3440682200336089E-3,3.2653446999999754E-4,3.2674000000000067E-5,3.7395873228014721E-3,8.8054462365591703E-5,3.2521615583216354E-2,null,2.8435808269408117E-2,6.3938207254332791E-3,2.2351082781410281E-4,2.4284432516604031E-5,6.1947273405285547E-3,5.2944125985274418E-5,6.2721856243699327E-5,4.1325095721685939E-2]
[2004,1,26,7,2.7011573457137918E-2,4.721612499328811E-3,3.2653446999999754E-4,3.2674000000000067E-5,3.7582309473549232E-3,8.8054462365591703E-5,3.5938679836187253E-2,null,3.2016407044111017E-2,6.9495096132352659E-3,2.2351082781410281E-4,2.4284432516604031E-5,6.2256110078368751E-3,5.2944125985274418E-5,6.817303168849967E-5,4.5492267051499148E-2]
[2004,1,26,8,2.9057077438969858E-2,5.3212945285429202E-3,0,0,3.6022506242686008E-3,8.8054462365591703E-5,3.8068677054146974E-2,null,3.4440911791922192E-2,7.8321521484920886E-3,0,0,5.967225392366487E-3,5.2944125985274418E-5,7.6831544428892644E-5,4.8293233458766044E-2]
[2004,1,26,9,2.9393334295384335E-2,5.7412182459738318E-3,0,0,3.5358148970729706E-3,8.8054462365591703E-5,3.875842190079673E-2,null,3.4839471927762565E-2,8.4502172505152746E-3,0,0,5.8571728170094929E-3,5.2944125985274418E-5,8.2894615657046092E-5,4.9199806121272616E-2]
[2004,1,26,10,2.8206296991603621E-2,5.9512185310082247E-3,0,0,3.5013422378405508E-3,8.8054462365591703E-5,3.7746912222817987E-2,null,3.3432494672080169E-2,8.7593063593390322E-3,0,0,5.8000679264923714E-3,5.2944125985274418E-5,8.59267060897698E-5,4.8044813083896853E-2]
[2004,1,26,11,2.7718437047802542E-2,5.9381706201027482E-3,0,0,3.1319376420379593E-3,8.8054462365591703E-5,3.6876599772308845E-2,null,3.2854241703365199E-2,8.7401017799113197E-3,0,0,5.1881392424415031E-3,5.2944125985274418E-5,8.5738313746316333E-5,4.6835426851703305E-2]
[2004,1,26,12,2.726754918147465E-2,5.9166455222587899E-3,0,0,3.2158335981847096E-3,8.8054462365591703E-5,3.6488082764283745E-2,null,3.2319811175557878E-2,8.7084200452467973E-3,0,0,5.327115158348909E-3,5.2944125985274418E-5,8.5427523486077302E-5,4.6408290505138866E-2]
[2004,1,26,13,2.6711899708771081E-2,5.7571152400644494E-3,0,0,2.966563654791244E-3,8.8054462365591703E-5,3.5523633065992363E-2,null,3.1661208309636264E-2,8.4736152555972243E-3,0,0,4.9141927687322076E-3,5.2944125985274418E-5,8.3124144505939467E-5,4.510196045995097E-2]
[2004,1,26,14,2.5675048561845236E-2,5.6694768872115895E-3,0,0,2.691878273075537E-3,8.8054462365591703E-5,3.4124458184497955E-2,null,3.0432244420627461E-2,8.344624666952849E-3,0,0,4.4591690195119127E-3,5.2944125985274418E-5,8.1858777598550262E-5,4.3288982233077498E-2]
[2004,1,26,15,2.5167668474365607E-2,5.590998840717027E-3,0,0,2.7189257817549087E-3,8.8054462365591703E-5,3.3565647559203139E-2,null,2.9830854522604627E-2,8.2291166834791082E-3,0,0,4.5039739477155324E-3,5.2944125985274418E-5,8.0725671831974557E-5,4.2616889279784541E-2]
[2004,1,26,16,2.6080755599266724E-2,5.5291492049456357E-3,0,0,2.9776131647305834E-3,8.8054462365591703E-5,3.4675572431308532E-2,null,3.0913122799347537E-2,8.1380832413172448E-3,0,0,4.932496580199135E-3,5.2944125985274418E-5,7.983265547792929E-5,4.4036646746849192E-2]
[2004,1,26,17,2.9230247724293487E-2,5.2539948484348915E-3,0,0,2.7056533506461945E-3,8.8054462365591703E-5,3.7277950385740166E-2,null,3.4646167896371788E-2,7.7330970536606328E-3,0,0,4.4819878073296361E-3,5.2944125985274418E-5,7.5859837575506707E-5,4.6914196883347331E-2]
[2004,1,26,18,3.4059710010350921E-2,5.0703860858715647E-3,3.2653446999999754E-4,3.2674000000000067E-5,2.5365189505920887E-3,8.8054462365591703E-5,4.2113877979180168E-2,null,4.0370456064921192E-2,7.4628523309754353E-3,2.2351082781410281E-4,2.4284432516604031E-5,4.2018121083024608E-3,5.2944125985274418E-5,7.3208801305525806E-5,5.2335859890515077E-2]
[2004,1,26,19,3.5482217360331546E-2,5.0524085838097319E-3,3.2653446999999754E-4,3.2674000000000067E-5,2.5696713419459741E-3,8.8054462365591703E-5,4.3551560218452849E-2,null,4.2056532383743864E-2,7.4363921283606676E-3,2.2351082781410281E-4,2.4284432516604031E-5,4.2567299394416372E-3,5.2944125985274418E-5,7.2949233029239767E-5,5.4050393837862157E-2]
[2004,1,26,20,3.4485858826160731E-2,5.1199351629001681E-3,3.2653446999999754E-4,3.2674000000000067E-5,3.0167080881694269E-3,8.8054462365591703E-5,4.3069765009595931E-2,null,4.0875563772548175E-2,7.5357811846639084E-3,2.2351082781410281E-4,2.4284432516604031E-5,4.9972583761400428E-3,5.2944125985274418E-5,7.392421596500645E-5,5.370934271966811E-2]
[2004,1,26,21,3.2866532377224061E-2,4.9132028517859866E-3,3.2653446999999754E-4,3.2674000000000067E-5,2.8094700012662142E-3,8.8054462365591703E-5,4.1036468162641865E-2,null,3.8956200770288454E-2,7.2315020462003906E-3,2.2351082781410281E-4,2.4284432516604031E-5,4.6539628913386793E-3,5.2944125985274418E-5,7.0939310194228491E-5,5.1142405094143514E-2]
[2004,1,26,22,3.1480447020167293E-2,4.7290638677225348E-3,3.2653446999999754E-4,3.2674000000000067E-5,2.886385717516734E-3,8.8054462365591703E-5,3.9543159537772161E-2,null,3.7313294885526503E-2,6.9604769165222896E-3,2.2351082781410281E-4,2.4284432516604031E-5,4.7813758514447923E-3,5.2944125985274418E-5,6.8280618317792139E-5,4.9355887039809573E-2]
[2004,1,26,23,2.7481048982777073E-2,4.4003026148022846E-3,3.2653446999999754E-4,3.2674000000000067E-5,2.7457453915714311E-3,8.8054462365591703E-5,3.5074359921516383E-2,null,3.2572869241693184E-2,6.4765893700636738E-3,2.2351082781410281E-4,2.4284432516604031E-5,4.5484013553013132E-3,5.2944125985274418E-5,6.3533796905304552E-5,4.389859935337416E-2]
[2004,1,26,24,2.3875592583305724E-2,4.2514522814880848E-3,3.2653446999999754E-4,3.2674000000000067E-5,2.9015612205763172E-3,8.8054462365591703E-5,3.1475869017735719E-2,null,2.8299376627557233E-2,6.2575038728003235E-3,2.2351082781410281E-4,2.4284432516604031E-5,4.8065144818857175E-3,5.2944125985274418E-5,6.1384620434064022E-5,3.9664134368559263E-2]
[2004,1,27,1,2.141652950257622E-2,4.2594158290309029E-3,3.2653446999999754E-4,3.2674000000000067E-5,3.1993989463772166E-3,8.8054462365591703E-5,2.9322607210349926E-2,null,2.5384686572025625E-2,6.2692250274296243E-3,2.2351082781410281E-4,2.4284432516604031E-5,5.2998907140196679E-3,5.2944125985274418E-5,6.1499602165213406E-5,3.7254541699790908E-2]
[2004,1,27,2,2.0664135796852844E-2,4.366655648688259E-3,3.2653446999999754E-4,3.2674000000000067E-5,3.4491326100341058E-3,8.8054462365591703E-5,2.8927186987940799E-2,null,2.4492885760122124E-2,6.4270660526591092E-3,2.2351082781410281E-4,2.4284432516604031E-5,5.7135812687696373E-3,5.2944125985274418E-5,6.3047984974012137E-5,3.6934272467866854E-2]
[2004,1,27,3,2.0572000661863443E-2,4.2111617832667489E-3,3.2653446999999754E-4,3.2674000000000067E-5,3.2210799562788044E-3,8.8054462365591703E-5,2.8451505333774583E-2,null,2.4383679386433245E-2,6.1982022666750821E-3,2.2351082781410281E-4,2.4284432516604031E-5,5.3358058921433929E-3,5.2944125985274418E-5,6.080288582276777E-5,3.6218426931567703E-2]
[2004,1,27,4,2.0550800393679437E-2,4.2832010243602347E-3,3.2653446999999754E-4,3.2674000000000067E-5,3.4642658640044745E-3,8.8054462365591703E-5,2.8745530214409735E-2,null,2.4358551031111758E-2,6.3042332886152604E-3,2.2351082781410281E-4,2.4284432516604031E-5,5.7386499124538757E-3,5.2944125985274418E-5,6.1843024857171765E-5,3.6702173618496876E-2]
[2004,1,27,5,2.1769801890364298E-2,4.2134834512556158E-3,3.2653446999999754E-4,3.2674000000000067E-5,3.3922436373632707E-3,8.8054462365591703E-5,2.9822791911348772E-2,null,2.5803414958315885E-2,6.2016194157972658E-3,2.2351082781410281E-4,2.4284432516604031E-5,5.6193431499724552E-3,5.2944125985274418E-5,6.0836407240587998E-5,3.7925116910401596E-2]
[2004,1,27,6,2.2589072933425922E-2,4.4147627362943779E-3,3.2653446999999754E-4,3.2674000000000067E-5,3.4928885876597203E-3,8.8054462365591703E-5,3.0943987189745607E-2,null,2.6774484460643708E-2,6.4978725129162772E-3,2.2351082781410281E-4,2.4284432516604031E-5,5.7860642267838101E-3,5.2944125985274418E-5,6.3742579460171185E-5,3.935916058665978E-2]
[2004,1,27,7,2.590096941460614E-2,4.8684777715887698E-3,3.2653446999999754E-4,3.2674000000000067E-5,3.7600331463534097E-3,8.8054462365591703E-5,3.4976743264913915E-2,null,3.0700024970073181E-2,7.1656733965965828E-3,2.2351082781410281E-4,2.4284432516604031E-5,6.228596399123482E-3,5.2944125985274418E-5,7.0293546843256982E-5,4.4395034152109235E-2]
[2004,1,27,8,2.9308674051114959E-2,5.3968500653605849E-3,0,0,3.6929188667666779E-3,8.8054462365591703E-5,3.8486497445607816E-2,null,3.4739125428315462E-2,7.9433586334635153E-3,0,0,6.1174197834148944E-3,5.2944125985274418E-5,7.7922453521166629E-5,4.8852847971179149E-2]
[2004,1,27,9,2.8099127535176377E-2,5.8280038242830082E-3,0,0,3.6923097664318142E-3,8.8054462365591703E-5,3.7707495588256791E-2,null,3.3305468345934626E-2,8.5779526821788288E-3,0,0,6.1164107922691332E-3,5.2944125985274418E-5,8.4147669773837174E-5,4.8052775946367865E-2]
[2004,1,27,10,2.657769632881932E-2,6.0384330457423432E-3,0,0,3.6810240249796396E-3,8.8054462365591703E-5,3.6385207861906903E-2,null,3.1502139085251797E-2,8.8876731214662854E-3,0,0,6.0977156569247482E-3,5.2944125985274418E-5,8.7185953407822986E-5,4.6540471989628109E-2]
[2004,1,27,11,2.5410272452140354E-2,6.2569047061515745E-3,0,0,3.6557943376786229E-3,8.8054462365591703E-5,3.5411025958336145E-2,null,3.0118409326299497E-2,9.2092308317716625E-3,0,0,6.055921998901672E-3,5.2944125985274418E-5,9.0340357847034142E-5,4.5436506282958103E-2]
[2004,1,27,12,2.4909747079765072E-2,6.116532105001001E-3,0,0,3.4593906730284491E-3,8.8054462365591703E-5,3.4573724320160121E-2,null,2.9525144217796992E-2,9.0026232922352373E-3,0,0,5.7305740270091532E-3,5.2944125985274418E-5,8.8313587164815825E-5,4.431128566302666E-2]
[2004,1,27,13,2.4651542323373948E-2,5.9244564898292646E-3,0,0,3.2337401027777032E-3,8.8054462365591703E-5,3.3897793378346509E-2,null,2.9219098048570251E-2,8.7199166249062685E-3,0,0,5.35677776654612E-3,5.2944125985274418E-5,8.5540302190338939E-5,4.3348736566007913E-2]
[2004,1,27,14,2.354656262208988E-2,6.0514529196722859E-3,0,0,3.3930088767350941E-3,8.8054462365591703E-5,3.3079078880862853E-2,null,2.7909382420640318E-2,8.9068364346462873E-3,0,0,5.6206107896475009E-3,5.2944125985274418E-5,8.7373940939229356E-5,4.2489773770919378E-2]
[2004,1,27,15,2.3664299214752844E-2,6.0847447305630411E-3,0,0,3.689777561461409E-3,8.8054462365591703E-5,3.3526875969142889E-2,null,2.8048933812589608E-2,8.9558370165153407E-3,0,0,6.1122161263854552E-3,5.2944125985274418E-5,8.7854624959602816E-5,4.3169931081475682E-2]
[2004,1,27,16,2.4753290191737429E-2,5.8174985976102008E-3,0,0,3.4839740533999953E-3,8.8054462365591703E-5,3.4142817305113218E-2,null,2.9339698248871986E-2,8.5624905548309649E-3,0,0,5.7712970601582082E-3,5.2944125985274418E-5,8.3995989992626422E-5,4.3726429989846438E-2]
[2004,1,27,17,2.7799540990532407E-2,5.6331714624239804E-3,0,0,3.4305311595672857E-3,8.8054462365591703E-5,{"$f":"SUM(E643:J643)","v":3.6951298074889262E-2},null,{"$f":"E643*W$5","v":3.2950372972705803E-2},8.2911884947532155E-3,{"$f":"G643*Y$5","v":0},{"$f":"H643*Z$5","v":0},{"$f":"I643*AA$5","v":5.6827674639742002E-3},{"$f":"J643*AB$5","v":5.2944125985274418E-5},8.1334581495023768E-5,{"$f":"SUM(M643:R643)","v":4.6977273057418494E-2}]
[2004,1,27,18,3.2117462456653374E-2,5.5427973664912162E-3,3.2653446999999754E-4,3.2674000000000067E-5,3.3057448465419565E-3,8.8054462365591703E-5,4.1413267602052141E-2,null,3.8068339590355833E-2,{"$f":"(F644*X$5)-S644","v":8.1581713001906662E-3},2.2351082781410281E-4,2.4284432516604031E-5,5.476055568169969E-3,5.2944125985274418E-5,{"$f":"(F644*$AC$7)*$AC$5","v":8.0029714544015051E-5},5.2003305845032453E-2]
[2004,1,27,19,3.4456867870837141E-2,5.6883312609548728E-3,3.2653446999999754E-4,3.2674000000000067E-5,3.4577731567916616E-3,8.8054462365591703E-5,4.4050235220949273E-2,null,4.0841201234293578E-2,8.3723754939423797E-3,2.2351082781410281E-4,2.4284432516604031E-5,5.7278945677023251E-3,5.2944125985274418E-5,8.2131006592109213E-5,5.5242210682254274E-2]
[2004,1,27,20,3.4056303966411974E-2,5.5557170642437891E-3,3.2653446999999754E-4,3.2674000000000067E-5,3.4544316978159313E-3,8.8054462365591703E-5,4.3513715660837296E-2,null,4.0366418932862504E-2,8.1771871689737055E-3,2.2351082781410281E-4,2.4284432516604031E-5,5.7223593507151459E-3,5.2944125985274418E-5,8.0216255681056099E-5,5.4566704838867344E-2]
[2004,1,27,21,3.3455439842811449E-2,5.4184147593828273E-3,3.2653446999999754E-4,3.2674000000000067E-5,3.3916224693836491E-3,8.8054462365591703E-5,4.2712740003943525E-2,null,3.9654223829162838E-2,7.9750986477987347E-3,2.2351082781410281E-4,2.4284432516604031E-5,5.6183141684474185E-3,5.2944125985274418E-5,7.8233815491074172E-5,5.3548376031724979E-2]
[2004,1,27,22,3.1325739909030786E-2,4.9945024448361458E-3,3.2653446999999754E-4,3.2674000000000067E-5,2.9550990434209115E-3,8.8054462365591703E-5,3.9722604329653438E-2,null,3.7129922900528127E-2,7.3511629255153524E-3,2.2351082781410281E-4,2.4284432516604031E-5,4.8952013305402714E-3,5.2944125985274418E-5,7.21131548784457E-5,4.9677026542899738E-2]
[2004,1,27,23,2.80409136491757E-2,4.623513106279782E-3,3.2653446999999754E-4,3.2674000000000067E-5,2.8113546528114449E-3,8.8054462365591703E-5,3.5923044340632523E-2,null,3.3236468312568386E-2,6.8051219331484985E-3,2.2351082781410281E-4,2.4284432516604031E-5,4.6570848674945568E-3,5.2944125985274418E-5,6.6756622986619807E-5,4.4999414499527428E-2]
[2004,1,27,24,2.4601291605695928E-2,4.2520832880524944E-3,3.2653446999999754E-4,3.2674000000000067E-5,2.9233898291350299E-3,8.8054462365591703E-5,3.2224027655249045E-2,null,2.9159536637459155E-2,6.2584326203809441E-3,2.2351082781410281E-4,2.4284432516604031E-5,4.842674161169006E-3,5.2944125985274418E-5,6.1393731226302327E-5,4.0561382805325091E-2]
[2004,1,28,1,2.3766419580636342E-2,4.372493661195926E-3,3.2653446999999754E-4,3.2674000000000067E-5,3.3335009822310223E-3,8.8054462365591703E-5,3.1919677156428884E-2,null,2.8169975528534359E-2,6.4356587366309493E-3,2.2351082781410281E-4,2.4284432516604031E-5,5.522034356142666E-3,5.2944125985274418E-5,6.3132277154223797E-5,4.0428408007623963E-2]
[2004,1,28,2,2.2719620899329118E-2,4.4508124284632529E-3,3.2653446999999754E-4,3.2674000000000067E-5,3.5264512052991959E-3,8.8054462365591703E-5,3.1144147465457152E-2,null,2.6929220978372664E-2,6.5509322848305088E-3,2.2351082781410281E-4,2.4284432516604031E-5,5.8416616088380448E-3,5.2944125985274418E-5,6.4263083166677949E-5,3.9622554258357208E-2]
[2004,1,28,3,2.3175550850738948E-2,4.3531363778581186E-3,3.2653446999999754E-4,3.2674000000000067E-5,3.4095315580255619E-3,8.8054462365591703E-5,3.1385481718988223E-2,null,2.746962781291349E-2,6.4071677017013915E-3,2.2351082781410281E-4,2.4284432516604031E-5,5.6479810571914138E-3,5.2944125985274418E-5,6.2852786897329741E-5,3.9825515958122282E-2]
[2004,1,28,4,2.3025152376501271E-2,4.4291051584923347E-3,3.2653446999999754E-4,3.2674000000000067E-5,3.6475637879471346E-3,8.8054462365591703E-5,3.1549084255306337E-2,null,2.7291362789676414E-2,6.5189824199567105E-3,2.2351082781410281E-4,2.4284432516604031E-5,6.0422878711094549E-3,5.2944125985274418E-5,6.3949662613041117E-5,4.0153372467058565E-2]
[2004,1,28,5,2.4135889902408159E-2,4.3220534007767045E-3,3.2653446999999754E-4,3.2674000000000067E-5,3.4953358265108637E-3,8.8054462365591703E-5,3.2400542062061319E-2,null,2.860790307952785E-2,6.3614181938656759E-3,2.2351082781410281E-4,2.4284432516604031E-5,5.7901181439974948E-3,5.2944125985274418E-5,6.2403995137767646E-5,4.1060178803707006E-2]
[2004,1,28,6,2.5715034388864411E-2,4.6233528009282324E-3,3.2653446999999754E-4,3.2674000000000067E-5,3.8239794168262622E-3,8.8054462365591703E-5,3.4609629538984492E-2,null,3.0479639013018488E-2,6.8048859875723192E-3,2.2351082781410281E-4,2.4284432516604031E-5,6.3345251222228678E-3,5.2944125985274418E-5,6.6754308416795932E-5,4.3919789509129656E-2]
[2004,1,28,7,2.8753814007973881E-2,5.0231661559272424E-3,3.2653446999999754E-4,3.2674000000000067E-5,3.9756032081261624E-3,8.8054462365591703E-5,3.8199846304392888E-2,null,3.4081458261243286E-2,7.3933516345224739E-3,2.2351082781410281E-4,2.4284432516604031E-5,6.5856940251959491E-3,5.2944125985274418E-5,7.2527016050831432E-5,4.8361243307277701E-2]
[2004,1,28,8,3.1691807985365528E-2,5.4558605780334508E-3,0,0,3.716443123937989E-3,8.8054462365591703E-5,4.0952166149702561E-2,null,3.7563817821769402E-2,8.0302133097336081E-3,0,0,6.1563883503945194E-3,5.2944125985274418E-5,7.8774477178545065E-5,5.1803363607882805E-2]
[2004,1,28,9,3.044248229720814E-2,5.9113079996496046E-3,0,0,3.7338861607586048E-3,8.8054462365591703E-5,4.0175730919981945E-2,null,3.6083011091788214E-2,8.7005640077831847E-3,0,0,6.1852832117166951E-3,5.2944125985274418E-5,8.5350457632404263E-5,5.1021802437273368E-2]
[2004,1,28,10,2.9197441020922917E-2,6.1864875872101564E-3,0,0,3.8224663716780504E-3,8.8054462365591703E-5,3.9294449442176721E-2,null,3.46072826100128E-2,9.1055873317831982E-3,0,0,6.3320187220941874E-3,5.2944125985274418E-5,8.932363983349776E-5,5.0097832789875459E-2]
[2004,1,28,11,2.8276451037047907E-2,6.456023265810816E-3,0,0,3.8963374110254191E-3,8.8054462365591703E-5,3.871686617624974E-2,null,3.3515647194768246E-2,9.5023036632931324E-3,0,0,6.4543880927271993E-3,5.2944125985274418E-5,9.3215332419671672E-5,4.9525283076773854E-2]
[2004,1,28,12,2.7168584192163552E-2,6.2321788816445357E-3,0,0,3.5594806533267454E-3,8.8054462365591703E-5,3.7048298189500423E-2,null,3.220250947945609E-2,9.1728381046829281E-3,0,0,5.8963757810386146E-3,5.2944125985274418E-5,8.9983353874793247E-5,4.7324667491162917E-2]
[2004,1,28,13,2.7135760052949171E-2,6.0700152592628774E-3,0,0,3.3929194535599469E-3,8.8054462365591703E-5,3.668674922813759E-2,null,3.2163603526656717E-2,8.9341574309049366E-3,0,0,5.6204626577441271E-3,5.2944125985274418E-5,8.7641953395842847E-5,4.6771167741291059E-2]
[2004,1,28,14,2.609102990721688E-2,6.2324455440048061E-3,0,0,3.6253263498015999E-3,8.8054462365591703E-5,3.6036856263388886E-2,null,3.0925300780239719E-2,9.1732305919182619E-3,0,0,6.0054509545803183E-3,5.2944125985274418E-5,8.9987204080954682E-5,4.6156926452723575E-2]
[2004,1,28,15,2.5577882850875127E-2,6.1820096192715945E-3,0,0,3.7514322537304597E-3,8.8054462365591703E-5,3.5599379186242779E-2,null,3.0317075381767662E-2,9.0989964306363511E-3,0,0,6.214348788335127E-3,5.2944125985274418E-5,8.9258984665328175E-5,4.5683364726724421E-2]
[2004,1,28,16,2.6821753952097536E-2,5.9229140786419623E-3,0,0,3.5584566445714351E-3,8.8054462365591703E-5,3.6391179137676526E-2,null,3.1791416872845056E-2,8.7176464256098953E-3,0,0,5.8946794828950242E-3,5.2944125985274418E-5,8.5518032076736087E-5,4.6456686907335253E-2]
[2004,1,28,17,3.0316964772464202E-2,5.7495848097460136E-3,0,0,3.5899740846203755E-3,8.8054462365591703E-5,3.9744578129196184E-2,null,3.5934237079428367E-2,8.4625315849450461E-3,0,0,5.9468889730663558E-3,5.2944125985274418E-5,8.3015416340551109E-5,5.0396601763425045E-2]
[2004,1,28,18,3.486628241394496E-2,5.6535800766261942E-3,3.2653446999999754E-4,3.2674000000000067E-5,3.4966202362123368E-3,8.8054462365591703E-5,4.4463745659149095E-2,null,4.1326474063094851E-2,8.3212269319632281E-3,2.2351082781410281E-4,2.4284432516604031E-5,5.792245803337241E-3,5.2944125985274418E-5,8.1629251399198185E-5,5.5740686184711306E-2]
[2004,1,28,19,3.6233998620459625E-2,5.6491698499725488E-3,3.2653446999999754E-4,3.2674000000000067E-5,3.3463207908420137E-3,8.8054462365591703E-5,4.5676752193639786E-2,null,4.2947607273201474E-2,8.3147357358876461E-3,2.2351082781410281E-4,2.4284432516604031E-5,5.5432707151437336E-3,5.2944125985274418E-5,8.1565574313995784E-5,5.710635311054884E-2]
[2004,1,28,20,3.5838475885543217E-2,5.503532440570307E-3,3.2653446999999754E-4,3.2674000000000067E-5,3.3270732348174808E-3,8.8054462365591703E-5,4.5116344493296601E-2,null,4.2478800193288944E-2,8.1003791835802669E-3,2.2351082781410281E-4,2.4284432516604031E-5,5.5113866190520276E-3,5.2944125985274418E-5,7.9462787664811541E-5,5.6391305382237224E-2]
[2004,1,28,21,3.4716524624362026E-2,5.2760179165607431E-3,3.2653446999999754E-4,3.2674000000000067E-5,3.1001726802840058E-3,8.8054462365591703E-5,4.3539978153572377E-2,null,4.1148968433631181E-2,7.7655117263334319E-3,2.2351082781410281E-4,2.4284432516604031E-5,5.1355197258846205E-3,5.2944125985274418E-5,7.6177817782784428E-5,5.4350739272165223E-2]
[2004,1,28,22,3.3532016745955316E-2,4.9710609421057357E-3,3.2653446999999754E-4,3.2674000000000067E-5,2.905708329090235E-3,8.8054462365591703E-5,4.1856048949516882E-2,null,3.9744989267359983E-2,7.3166605285912446E-3,2.2351082781410281E-4,2.4284432516604031E-5,4.8133842790792913E-3,5.2944125985274418E-5,7.1774694594232738E-5,5.2175773461346504E-2]
[2004,1,28,23,2.9891790278799846E-2,4.5891314149620411E-3,3.2653446999999754E-4,3.2674000000000067E-5,2.7148723948837469E-3,8.8054462365591703E-5,3.7643057021011228E-2,null,3.5430284221016309E-2,6.754517209790558E-3,2.2351082781410281E-4,2.4284432516604031E-5,4.4972594029529531E-3,5.2944125985274418E-5,6.6260202720864895E-5,4.698280022007581E-2]
[2004,1,28,24,2.6266289985083631E-2,4.2106423409476075E-3,3.2653446999999754E-4,3.2674000000000067E-5,2.8068586721812336E-3,8.8054462365591703E-5,3.3731053930578063E-2,null,3.1133033883994979E-2,6.1974377250294246E-3,2.2351082781410281E-4,2.4284432516604031E-5,4.6496371542234594E-3,5.2944125985274418E-5,6.079538585158458E-5,4.228084814956385E-2]
[2004,1,29,1,2.3029493855985583E-2,4.3477587206087369E-3,3.2653446999999754E-4,3.2674000000000067E-5,3.3229758615831565E-3,8.8054462365591703E-5,3.1147491370543064E-2,null,2.7296508679254594E-2,6.3992525920314267E-3,2.2351082781410281E-4,2.4284432516604031E-5,5.5045992096915729E-3,5.2944125985274418E-5,6.2775141559402473E-5,3.9501099867293582E-2]
[2004,1,29,2,2.2005901815186368E-2,4.425640679511956E-3,3.2653446999999754E-4,3.2674000000000067E-5,3.5119144082576431E-3,8.8054462365591703E-5,3.0390719835321555E-2,null,2.6083260607003552E-2,6.5138832234465319E-3,2.2351082781410281E-4,2.4284432516604031E-5,5.8175810121561724E-3,5.2944125985274418E-5,6.3899640711551515E-5,3.8715464228922247E-2]
[2004,1,29,3,2.2442667228590424E-2,4.3288272773702608E-3,3.2653446999999754E-4,3.2674000000000067E-5,3.4074611121181946E-3,8.8054462365591703E-5,3.0626218550444465E-2,null,2.660095200623E-2,6.3713883302359267E-3,2.2351082781410281E-4,2.4284432516604031E-5,5.6445513076596272E-3,5.2944125985274418E-5,6.2501799797453746E-5,3.8917631030441539E-2]
[2004,1,29,4,2.2299640831837133E-2,4.4033769353927785E-3,3.2653446999999754E-4,3.2674000000000067E-5,3.6355834444967757E-3,8.8054462365591703E-5,3.0785864144092272E-2,null,2.6431424994270768E-2,6.481114311596009E-3,2.2351082781410281E-4,2.4284432516604031E-5,6.0224421088061258E-3,5.2944125985274418E-5,6.3578185502434492E-5,3.9235720800988895E-2]
[2004,1,29,5,2.3371022254217673E-2,4.3085226975946474E-3,3.2653446999999754E-4,3.2674000000000067E-5,3.4899125928776501E-3,8.8054462365591703E-5,3.1616720477055563E-2,null,2.7701317093406133E-2,6.3415030161904839E-3,2.2351082781410281E-4,2.4284432516604031E-5,5.7811344110981714E-3,5.2944125985274418E-5,6.2208631995000385E-5,4.0124693907010775E-2]
[2004,1,29,6,2.4913714627098082E-2,4.605839430054515E-3,3.2653446999999754E-4,3.2674000000000067E-5,3.8055501606478102E-3,8.8054462365591703E-5,3.3772367150166002E-2,null,2.9529846891285523E-2,6.7791089168651496E-3,2.2351082781410281E-4,2.4284432516604031E-5,6.3039965619140432E-3,5.2944125985274418E-5,6.6501441501580811E-5,4.2913691756380705E-2]
[2004,1,29,7,2.7883890999505216E-2,4.9941078623562509E-3,3.2653446999999754E-4,3.2674000000000067E-5,3.9504712364393678E-3,8.8054462365591703E-5,3.7275733030666433E-2,null,3.3050351754976046E-2,7.3505821589366386E-3,2.2351082781410281E-4,2.4284432516604031E-5,6.5440622357254077E-3,5.2944125985274418E-5,7.2107457696834662E-5,4.7245735535954077E-2]
[2004,1,29,8,3.0755613449715748E-2,5.4253945758984019E-3,0,0,3.6924057219511848E-3,8.8054462365591703E-5,3.9961468209930927E-2,null,3.6454160682639833E-2,7.9853718970288451E-3,0,0,6.1165697451770369E-3,5.2944125985274418E-5,7.8334593615616134E-5,5.0609046450830988E-2]
[2004,1,29,9,2.9538969204557054E-2,5.8684091076902705E-3,0,0,3.7083835930774517E-3,8.8054462365591703E-5,3.9203816367690367E-2,null,3.5012090769804653E-2,8.6374232349834441E-3,0,0,6.1430375199782363E-3,5.2944125985274418E-5,8.473106171176043E-5,4.9845495650751616E-2]
[2004,1,29,10,2.8323790727397952E-2,6.1334793139840443E-3,0,0,3.7985283943314501E-3,8.8054462365591703E-5,3.8343852898079039E-2,null,3.3571758209478081E-2,9.0275670570532773E-3,0,0,6.2923648164769095E-3,5.2944125985274418E-5,8.8558279548021113E-5,4.8944634208993545E-2]
[2004,1,29,11,2.7419678773181289E-2,6.4052884443250111E-3,0,0,3.8672221253262442E-3,8.8054462365591703E-5,3.7780243805198142E-2,null,3.2500128065992374E-2,9.4276295705564873E-3,0,0,6.4061578360760825E-3,5.2944125985274418E-5,9.2482797381407986E-5,4.8386859598610221E-2]
[2004,1,29,12,2.6358485490593934E-2,6.1751211833943869E-3,0,0,3.5303831135764172E-3,8.8054462365591703E-5,3.6152044249930335E-2,null,3.1242311813943761E-2,9.088857680081195E-3,0,0,5.8481749210307667E-3,5.2944125985274418E-5,8.9159525940706491E-5,4.6232288541041E-2]
[2004,1,29,13,2.63225815591056E-2,6.0232162389098386E-3,0,0,3.3653841871880206E-3,8.8054462365591703E-5,3.5799236447569056E-2,null,3.1199755430220376E-2,8.8652762506133149E-3,0,0,5.5748497457570566E-3,5.2944125985274418E-5,8.6966245446922437E-5,4.5692825552576019E-2]
[2004,1,29,14,2.5316959971268971E-2,6.1714628542874524E-3,0,0,3.5885907023888736E-3,8.8054462365591703E-5,3.516506799031089E-2,null,3.0007807462449739E-2,9.0834731650875061E-3,0,0,5.9445973630591143E-3,5.2944125985274418E-5,8.9106705132948664E-5,4.5088822116581634E-2]
[2004,1,29,15,2.4816798905965935E-2,6.119771175854799E-3,0,0,3.7135471079874582E-3,8.8054462365591703E-5,3.4738171652173785E-2,null,2.9414974161577127E-2,9.0073907215911259E-3,0,0,6.1515910218021439E-3,5.2944125985274418E-5,8.8360354509655899E-5,4.4626900030955673E-2]
[2004,1,29,16,2.6035346870097932E-2,5.8622418164202923E-3,0,0,3.5251778053981323E-3,8.8054462365591703E-5,3.5510820954281951E-2,null,3.0859300523546733E-2,8.6283459017684819E-3,0,0,5.8395521875298567E-3,5.2944125985274418E-5,8.4642015238073695E-5,4.5380142738830349E-2]
[2004,1,29,17,2.943554252087352E-2,5.71346646587858E-3,0,0,3.5460308781796158E-3,8.8054462365591703E-5,3.8783094327297311E-2,null,3.4889500695246836E-2,8.4093707679664086E-3,0,0,5.8740958654661468E-3,5.2944125985274418E-5,8.2493921406064062E-5,4.9225911454664671E-2]
[2004,1,29,18,3.3883980879078221E-2,5.6202279458593424E-3,3.2653446999999754E-4,3.2674000000000067E-5,3.4366251665999921E-3,8.8054462365591703E-5,4.3388096923903149E-2,null,4.0162166999300399E-2,8.2721375682301666E-3,2.2351082781410281E-4,2.4284432516604031E-5,5.6928623511155437E-3,5.2944125985274418E-5,8.1147696449915317E-5,5.4427906304962095E-2]
[2004,1,29,19,3.5226767149770626E-2,5.6116418018844951E-3,3.2653446999999754E-4,3.2674000000000067E-5,3.2860891752069872E-3,8.8054462365591703E-5,4.4571761059227707E-2,null,4.1753751135779914E-2,8.2595000444811717E-3,2.2351082781410281E-4,2.4284432516604031E-5,5.4434954180505269E-3,5.2944125985274418E-5,8.1023725356276765E-5,5.5757485984627597E-2]
[2004,1,29,20,3.4835099806257624E-2,5.4681387425210976E-3,3.2653446999999754E-4,3.2674000000000067E-5,3.2744090263624567E-3,8.8054462365591703E-5,4.402491050750678E-2,null,4.1289513792638975E-2,8.0482849372023827E-3,2.2351082781410281E-4,2.4284432516604031E-5,5.4241469362147155E-3,5.2944125985274418E-5,7.8951755533516376E-5,5.5062685052372058E-2]
[2004,1,29,21,3.3734094874889452E-2,5.2472030989052284E-3,3.2653446999999754E-4,3.2674000000000067E-5,3.0581165823682821E-3,8.8054462365591703E-5,4.2486677488528565E-2,null,3.9984509399015176E-2,7.7231006109932622E-3,2.2351082781410281E-4,2.4284432516604031E-5,5.0658526644936572E-3,5.2944125985274418E-5,7.5761774857320514E-5,5.3074202060818081E-2]
[2004,1,29,22,3.2560352272136717E-2,4.9566282991818618E-3,3.2653446999999754E-4,3.2674000000000067E-5,2.8792407077430238E-3,8.8054462365591703E-5,4.0843484211427201E-2,null,3.8593290150185547E-2,7.2954178300940449E-3,2.2351082781410281E-4,2.4284432516604031E-5,4.7695399498939263E-3,5.2944125985274418E-5,7.1566308788845715E-5,5.0958987316489505E-2]
[2004,1,29,23,2.90124810341164E-2,4.5782996560607718E-3,3.2653446999999754E-4,3.2674000000000067E-5,2.6943680278012946E-3,8.8054462365591703E-5,3.6732411650344063E-2,null,3.438805235177303E-2,6.7385744756878925E-3,2.2351082781410281E-4,2.4284432516604031E-5,4.4632933654194995E-3,5.2944125985274418E-5,6.6103808302025275E-5,4.5890659579196406E-2]
[2004,1,29,24,2.5459934605610916E-2,4.2128870898325834E-3,3.2653446999999754E-4,3.2674000000000067E-5,2.7949639454639282E-3,8.8054462365591703E-5,3.2915048573273022E-2,null,3.0177273121210355E-2,6.2007416606992107E-3,2.2351082781410281E-4,2.4284432516604031E-5,4.6299332183494316E-3,5.2944125985274418E-5,6.0827796672440784E-5,4.1308687386574984E-2]
[2004,1,30,1,2.0001636070065335E-2,4.2251768317122336E-3,3.2653446999999754E-4,3.2674000000000067E-5,3.1780203201338406E-3,8.8054462365591703E-5,2.7852096154276997E-2,null,2.3707634913735898E-2,6.2188303283628428E-3,2.2351082781410281E-4,2.4284432516604031E-5,5.264476442587822E-3,5.2944125985274418E-5,6.1005242187659152E-5,3.5491681071002548E-2]
[2004,1,30,2,1.9071932167528866E-2,4.30770934771169E-3,3.2653446999999754E-4,3.2674000000000067E-5,3.4607305756534047E-3,8.8054462365591703E-5,2.7287635023259548E-2,null,2.2605671023282106E-2,6.3403058864320936E-3,2.2351082781410281E-4,2.4284432516604031E-5,5.7327936118745336E-3,5.2944125985274418E-5,6.2196888437613448E-5,3.4979509907904716E-2]
[2004,1,30,3,1.8991752818221852E-2,4.2346937281236034E-3,3.2653446999999754E-4,3.2674000000000067E-5,3.4203942049724763E-3,8.8054462365591703E-5,2.7094103683683521E-2,null,2.2510635660458141E-2,6.2328377809245218E-3,2.2351082781410281E-4,2.4284432516604031E-5,5.6659753250675148E-3,5.2944125985274418E-5,6.1142651956190713E-5,3.4710188152766164E-2]
[2004,1,30,4,1.948782446015045E-2,4.225952387022361E-3,3.2653446999999754E-4,3.2674000000000067E-5,3.4152763710530052E-3,8.8054462365591703E-5,2.7576316150591404E-2,null,2.3098621830024632E-2,6.2199718301451448E-3,2.2351082781410281E-4,2.4284432516604031E-5,5.6574974950374668E-3,5.2944125985274418E-5,6.1016440047869203E-5,3.5276830541523224E-2]
[2004,1,30,5,2.0071046193516229E-2,4.3239521842244975E-3,3.2653446999999754E-4,3.2674000000000067E-5,3.6388039296907605E-3,8.8054462365591703E-5,2.8481065239797078E-2,null,2.3789905677003804E-2,6.3642129199948877E-3,2.2351082781410281E-4,2.4284432516604031E-5,6.0277769294584749E-3,5.2944125985274418E-5,6.2431410734488981E-5,3.6482634912773149E-2]
[2004,1,30,6,2.122209006616789E-2,4.4086989253317452E-3,3.2653446999999754E-4,3.2674000000000067E-5,3.5270959920060984E-3,8.8054462365591703E-5,2.9605147915871322E-2,null,2.5154220466400385E-2,6.4889474872849608E-3,2.2351082781410281E-4,2.4284432516604031E-5,5.8427297154223469E-3,5.2944125985274418E-5,6.3655027087551142E-5,3.7786637055423677E-2]
[2004,1,30,7,2.4400958597399915E-2,4.7257675744970867E-3,3.2653446999999754E-4,3.2674000000000067E-5,3.5146899825522133E-3,8.8054462365591703E-5,3.3088679086814808E-2,null,2.8922084970744732E-2,6.9556252643671098E-3,2.2351082781410281E-4,2.4284432516604031E-5,5.8221788258944439E-3,5.2944125985274418E-5,6.8233024767380077E-5,4.2000628447322275E-2]
[2004,1,30,8,2.7525040662344163E-2,5.2175442217248522E-3,0,0,3.3827313237665582E-3,8.8054462365591703E-5,3.6213370670201167E-2,null,3.2625011910161164E-2,7.6794471658805834E-3,0,0,5.6035857457396553E-3,5.2944125985274418E-5,7.5333544973112406E-5,4.5960988947766679E-2]
[2004,1,30,9,2.7654551700174061E-2,5.7044297690490402E-3,0,0,3.4590062322971587E-3,8.8054462365591703E-5,{"$f":"SUM(E707:J707)","v":3.6906042163885856E-2},null,{"$f":"E707*W$5","v":3.277851937282146E-2},8.3960700975921013E-3,{"$f":"G707*Y$5","v":0},{"$f":"H707*Z$5","v":0},{"$f":"I707*AA$5","v":5.7299371905608059E-3},{"$f":"J707*AB$5","v":5.2944125985274418E-5},8.2363445002206875E-5,{"$f":"SUM(M707:R707)","v":4.6957470786959644E-2}]
[2004,1,30,10,2.5625304891607612E-2,5.818378718789324E-3,0,0,3.3261202899333023E-3,8.8054462365591703E-5,3.485785836269583E-2,null,3.037328400513286E-2,{"$f":"(F708*X$5)-S708","v":8.5637859619818041E-3},0,0,5.5098080401291489E-3,5.2944125985274418E-5,{"$f":"(F708*$AC$7)*$AC$5","v":8.4008697627791865E-5},4.4499822133229089E-2]
[2004,1,30,11,2.4683997399865935E-2,5.9619664632220761E-3,0,0,3.3319833144163312E-3,8.8054462365591703E-5,3.4066001639869933E-2,null,2.9257566556939972E-2,8.7751257130562598E-3,0,0,5.5195202984421859E-3,5.2944125985274418E-5,8.6081890176457332E-5,4.3605156694423698E-2]
[2004,1,30,12,2.4261442382499689E-2,5.9240987832512217E-3,0,0,3.2698748759423524E-3,8.8054462365591703E-5,3.3543470504058856E-2,null,2.8756718523929362E-2,8.719390134156936E-3,0,0,5.4166359936563668E-3,5.2944125985274418E-5,8.55351374416681E-5,4.2945688777727947E-2]
[2004,1,30,13,2.3276895412448175E-2,5.7564832276542077E-3,0,0,3.1261974342887489E-3,8.8054462365591703E-5,3.2247630536756729E-2,null,2.7589749979974151E-2,8.4726850275615093E-3,0,0,5.1786304333631501E-3,5.2944125985274418E-5,8.3115019190789819E-5,4.1294009566884081E-2]
[2004,1,30,14,2.2683489139373753E-2,5.9007757054364632E-3,0,0,3.3301732927756436E-3,8.8054462365591703E-5,3.2002492599951457E-2,null,2.6886394553033661E-2,8.6850620410516815E-3,0,0,5.5165219487376214E-3,5.2944125985274418E-5,8.5198387036342611E-5,4.1140922668808241E-2]
[2004,1,30,15,2.2328558052952561E-2,5.8393499135461577E-3,0,0,3.4772008460382539E-3,8.8054462365591703E-5,3.1733163274902568E-2,null,2.6465700136490276E-2,8.5946524338882477E-3,0,0,5.7600770593385945E-3,5.2944125985274418E-5,8.4311490354833005E-5,4.0873373755702394E-2]
[2004,1,30,16,2.3764783487080995E-2,5.5288634881884915E-3,0,0,3.2545996001699662E-3,8.8054462365591703E-5,3.2636301037805043E-2,null,2.816803629173598E-2,8.1376627088506955E-3,0,0,5.3913320870235823E-3,5.2944125985274418E-5,7.9828530154739061E-5,4.1749975213595532E-2]
[2004,1,30,17,2.6541792903917311E-2,5.3951009735604934E-3,0,0,3.2602876328736369E-3,8.8054462365591703E-5,3.5285235972717037E-2,null,3.1459583301977477E-2,7.9407842311209065E-3,0,0,5.4007544667306704E-3,5.2944125985274418E-5,7.7897199248239601E-5,4.4854066125814329E-2]
[2004,1,30,18,3.0871011921005373E-2,5.6530551820366936E-3,3.2653446999999754E-4,3.2674000000000067E-5,3.3561503485432073E-3,8.8054462365591703E-5,4.0327480383950877E-2,null,3.6590940734899262E-2,8.3204543653885282E-3,2.2351082781410281E-4,2.4284432516604031E-5,5.5595536427987752E-3,5.2944125985274418E-5,8.1621672705375193E-5,5.0771688129402553E-2]
[2004,1,30,19,3.2319559409179015E-2,5.566504093597391E-3,3.2653446999999754E-4,3.2674000000000067E-5,3.1851651900610266E-3,8.8054462365591703E-5,4.1518491625203033E-2,null,3.8307882033327641E-2,8.1930640678513165E-3,2.2351082781410281E-4,2.4284432516604031E-5,5.2763121124791467E-3,5.2944125985274418E-5,8.0372004272041145E-5,5.2077997599974092E-2]
[2004,1,30,20,3.1684425784616978E-2,5.5189530780287823E-3,3.2653446999999754E-4,3.2674000000000067E-5,3.3396791691330139E-3,8.8054462365591703E-5,4.0990320964144372E-2,null,3.7555067811540568E-2,8.1230760627238052E-3,2.2351082781410281E-4,2.4284432516604031E-5,5.5322686895096949E-3,5.2944125985274418E-5,7.9685438635483736E-5,5.1511151950090053E-2]
[2004,1,30,21,3.0414552734987412E-2,5.3585662380424143E-3,3.2653446999999754E-4,3.2674000000000067E-5,3.1910593583795751E-3,8.8054462365591703E-5,3.9411441263775E-2,null,3.60499066066296E-2,7.8870105477159263E-3,2.2351082781410281E-4,2.4284432516604031E-5,5.2860759613963674E-3,5.2944125985274418E-5,7.7369692240292849E-5,4.9523732502057882E-2]
[2004,1,30,22,2.9531949781079713E-2,5.0945612128011943E-3,3.2653446999999754E-4,3.2674000000000067E-5,3.0071521982319399E-3,8.8054462365591703E-5,3.8080926124478442E-2,null,3.5003770753955811E-2,7.4984345133384585E-3,2.2351082781410281E-4,2.4284432516604031E-5,4.9814287865225211E-3,5.2944125985274418E-5,7.3557854027340953E-5,4.7784373440132782E-2]
[2004,1,30,23,2.6586298070140006E-2,4.5904746397936571E-3,3.2653446999999754E-4,3.2674000000000067E-5,2.8830470067963765E-3,8.8054462365591703E-5,3.4507082649095633E-2,null,3.151233459836577E-2,6.7564942364697648E-3,2.2351082781410281E-4,2.4284432516604031E-5,4.7758451870168203E-3,5.2944125985274418E-5,6.6279596881021734E-5,4.3345413408168339E-2]
[2004,1,30,24,2.3631749926454431E-2,4.0477928028286305E-3,3.2653446999999754E-4,3.2674000000000067E-5,2.9338418328003105E-3,8.8054462365591703E-5,3.1060647494448961E-2,null,2.8010353636399143E-2,5.9577474855551709E-3,2.2351082781410281E-4,2.4284432516604031E-5,4.8599881873648467E-3,5.2944125985274418E-5,5.8444081773958398E-5,3.9128828695635151E-2]
[2004,1,31,1,2.128922887540953E-2,3.7469120273171466E-3,3.2653446999999754E-4,3.2674000000000067E-5,2.9159386352608364E-3,8.8054462365591703E-5,2.8399342470353101E-2,null,2.5233799075493567E-2,5.5148958449023266E-3,2.2351082781410281E-4,2.4284432516604031E-5,4.8303310573910557E-3,5.2944125985274418E-5,5.4099812809421269E-5,3.5879765364102936E-2]
[2004,1,31,2,2.0020894354573816E-2,3.7763279853905776E-3,3.2653446999999754E-4,3.2674000000000067E-5,3.1010733920781783E-3,8.8054462365591703E-5,2.7345558664408159E-2,null,2.3730461465353604E-2,5.5581917493084786E-3,2.2351082781410281E-4,2.4284432516604031E-5,5.1370117792840092E-3,5.2944125985274418E-5,5.4524535304580002E-5,3.4726404380262074E-2]
[2004,1,31,3,1.9625275578832476E-2,3.8009889858992172E-3,3.2653446999999754E-4,3.2674000000000067E-5,3.1780455360332621E-3,8.8054462365591703E-5,2.7051573033130546E-2,null,2.3261540549712516E-2,5.5944890651367374E-3,2.2351082781410281E-4,2.4284432516604031E-5,5.2645182134058504E-3,5.2944125985274418E-5,5.4880603315113393E-5,3.4421287214571085E-2]
[2004,1,31,4,1.9260104942730692E-2,3.7985824719837654E-3,3.2653446999999754E-4,3.2674000000000067E-5,3.2524232100592798E-3,8.8054462365591703E-5,2.6758373557139326E-2,null,2.2828709350725028E-2,5.5909470354610297E-3,2.2351082781410281E-4,2.4284432516604031E-5,5.3877268380593127E-3,5.2944125985274418E-5,5.4845856848849964E-5,3.4108122610561356E-2]
[2004,1,31,5,1.917378726172567E-2,3.8885788146238004E-3,3.2653446999999754E-4,3.2674000000000067E-5,3.4063793133796627E-3,8.8054462365591703E-5,2.6916008322094721E-2,null,2.2726398316732663E-2,5.7234082334991672E-3,2.2351082781410281E-4,2.4284432516604031E-5,5.642759278848942E-3,5.2944125985274418E-5,5.6145269606572106E-5,3.4393305215396755E-2]
[2004,1,31,6,2.0112425349453983E-2,3.8844889911403913E-3,3.2653446999999754E-4,3.2674000000000067E-5,3.3159613746409173E-3,8.8054462365591703E-5,2.7760138647600879E-2,null,2.3838951760962856E-2,5.7173886231185128E-3,2.2351082781410281E-4,2.4284432516604031E-5,5.4929795227341583E-3,5.2944125985274418E-5,5.6086218664552941E-5,3.5350059293131508E-2]
[2004,1,31,7,2.1288772546958615E-2,4.0407478312227884E-3,3.2653446999999754E-4,3.2674000000000067E-5,3.3192999708097758E-3,8.8054462365591703E-5,2.9096083281356769E-2,null,2.5233258196323625E-2,5.94737833774672E-3,2.2351082781410281E-4,2.4284432516604031E-5,5.4985099974044806E-3,5.2944125985274418E-5,5.8342362907236927E-5,3.6979885917790806E-2]
[2004,1,31,8,2.3413803497126913E-2,4.3364222973151945E-3,0,0,3.474927508309412E-3,8.8054462365591703E-5,3.1313207765117111E-2,null,2.7752025049720071E-2,6.3825670671880863E-3,0,0,5.7563112140280055E-3,5.2944125985274418E-5,6.261146054056944E-5,3.9943847456921436E-2]
[2004,1,31,9,2.6073264637378746E-2,4.3814870149042435E-3,0,0,3.3437792358497146E-3,8.8054462365591703E-5,3.3886585350498301E-2,null,3.0904243876194913E-2,6.4488956123932139E-3,0,0,5.5390605606964087E-3,5.2944125985274418E-5,6.3262127748153342E-5,4.2945144175269817E-2]
[2004,1,31,10,2.7418733543447107E-2,4.5000461477453417E-3,0,0,3.2401329946786248E-3,8.8054462365591703E-5,3.524696714823667E-2,null,3.2499007699569898E-2,6.6233969789355083E-3,0,0,5.3673677645392718E-3,5.2944125985274418E-5,6.4973944531357427E-5,4.4542716569029951E-2]
[2004,1,31,11,2.713223284527521E-2,4.5398717982576865E-3,0,0,3.1605014996370041E-3,8.8054462365591703E-5,3.4920660605535496E-2,null,3.2159422781066399E-2,6.682014398541253E-3,0,0,5.2354560435604056E-3,5.2944125985274418E-5,6.5548967436091594E-5,4.4129837349153336E-2]
[2004,1,31,12,2.6880345535439928E-2,4.516384246660018E-3,0,0,3.1426768850787304E-3,8.8054462365591703E-5,3.4627461129544269E-2,null,3.1860864585123855E-2,6.6474442245503633E-3,0,0,5.2059290884161145E-3,5.2944125985274418E-5,6.5209842275019863E-5,4.3767182024075611E-2]
[2004,1,31,13,2.6959663585905486E-2,4.3336435237911848E-3,0,0,2.8693571230909995E-3,8.8054462365591703E-5,3.4250718695153261E-2,null,3.1954879063535502E-2,6.3784771268719648E-3,0,0,4.7531675251365185E-3,5.2944125985274418E-5,6.257133920161281E-5,4.3139467841529264E-2]
[2004,1,31,14,2.6156852974838853E-2,4.246777286383621E-3,0,0,2.8250494844181046E-3,8.8054462365591703E-5,3.3316734208006175E-2,null,3.10033198608098E-2,6.2506229770417417E-3,0,0,4.6797707257068893E-3,5.2944125985274418E-5,6.1317120487923698E-5,4.198665768954371E-2]
[2004,1,31,15,2.557560124774954E-2,4.0800018080137191E-3,0,0,2.5823502475960359E-3,8.8054462365591703E-5,3.232600776572489E-2,null,3.031437103229695E-2,6.0051543388702899E-3,0,0,4.2777328888846207E-3,5.2944125985274418E-5,5.8909131697358552E-5,4.0650202386037136E-2]
[2004,1,31,16,2.5817746325724943E-2,4.1144228612852397E-3,0,0,2.7873550431629711E-3,8.8054462365591703E-5,3.2807578692538746E-2,null,3.0601381909041703E-2,6.0558169971553829E-3,0,0,4.617328866305624E-3,5.2944125985274418E-5,5.9406120290930035E-5,4.1327471898487983E-2]
[2004,1,31,17,2.8414236635189358E-2,4.2583636823077756E-3,0,0,3.0734958402528797E-3,8.8054462365591703E-5,3.5834150620115607E-2,null,3.3678962367870366E-2,6.2676764243267758E-3,0,0,5.0913288203020433E-3,5.2944125985274418E-5,6.1484410738151806E-5,4.5090911738484458E-2]
[2004,1,31,18,3.1962233441499503E-2,4.4145733304310729E-3,3.2653446999999754E-4,3.2674000000000067E-5,2.7980303374502413E-3,8.8054462365591703E-5,3.9622100041746412E-2,null,3.7884349000466319E-2,6.4975937357256404E-3,2.2351082781410281E-4,2.4284432516604031E-5,4.635012779443933E-3,5.2944125985274418E-5,6.3739844722425777E-5,4.9317694901951883E-2]
[2004,1,31,19,3.2196561740492985E-2,4.6261334359263412E-3,3.2653446999999754E-4,3.2674000000000067E-5,2.979519316857162E-3,8.8054462365591703E-5,4.0249477425642083E-2,null,3.8162094768014229E-2,6.8089786677007717E-3,2.2351082781410281E-4,2.4284432516604031E-5,4.9356541726483672E-3,5.2944125985274418E-5,6.6794456632658021E-5,5.0207466994679352E-2]
[2004,1,31,20,3.0868555575620238E-2,4.4027615585267212E-3,3.2653446999999754E-4,3.2674000000000067E-5,2.7724946017909174E-3,8.8054462365591703E-5,3.8491074668303475E-2,null,3.6588029266086973E-2,6.4802085686009973E-3,2.2351082781410281E-4,2.4284432516604031E-5,4.5927121440543514E-3,5.2944125985274418E-5,6.3569300379693884E-5,4.7961689365058305E-2]
[2004,1,31,21,2.9711292886600894E-2,4.3772996438401655E-3,3.2653446999999754E-4,3.2674000000000067E-5,2.9006459734857038E-3,8.8054462365591703E-5,3.743650143629236E-2,null,3.5216343408267577E-2,6.4427324265180228E-3,2.2351082781410281E-4,2.4284432516604031E-5,4.8049983503754322E-3,5.2944125985274418E-5,6.3201668364778812E-5,4.6764813571477021E-2]
[2004,1,31,22,2.8608159633921833E-2,4.3659638923476528E-3,3.2653446999999754E-4,3.2674000000000067E-5,3.0716727971064279E-3,8.8054462365591703E-5,3.6493059255741513E-2,null,3.3908816347775886E-2,6.4260478904656334E-3,2.2351082781410281E-4,2.4284432516604031E-5,5.0883089001216991E-3,5.2944125985274418E-5,6.3037997045749158E-5,4.5723912524679208E-2]
[2004,1,31,23,2.6061210953214693E-2,4.1568089451163599E-3,3.2653446999999754E-4,3.2674000000000067E-5,2.9202174273523316E-3,8.8054462365591703E-5,3.3585500258048975E-2,null,3.0889956827749185E-2,6.1182029928493623E-3,2.2351082781410281E-4,2.4284432516604031E-5,4.8374189919853381E-3,5.2944125985274418E-5,6.0018112028197998E-5,4.2146318198899871E-2]
[2004,1,31,24,2.3268152971779647E-2,3.7751146410427471E-3,3.2653446999999754E-4,3.2674000000000067E-5,2.943078324701203E-3,8.8054462365591703E-5,3.0433608869889182E-2,null,2.7579387698063888E-2,5.556405887336407E-3,2.2351082781410281E-4,2.4284432516604031E-5,4.8752886855134405E-3,5.2944125985274418E-5,5.4507016424602989E-5,3.8311821657229725E-2]
[2004,2,1,1,2.0253160118615814E-2,3.7120939672378832E-3,3.2685067000000546E-4,3.2674163497165099E-5,3.1530265493887248E-3,9.1378563218390916E-5,2.7569184031957985E-2,null,2.4005762541604497E-2,5.4636488517893931E-3,2.2372726476104011E-4,2.4284554033280008E-5,5.2230735867075419E-3,5.4942793737144435E-5,5.3597092030565923E-5,3.4995439592632904E-2]
[2004,2,1,2,1.8836187058560092E-2,3.7973356245314094E-3,3.2685067000000546E-4,3.2674163497165099E-5,3.2989928744473476E-3,9.1378563218390916E-5,2.638341895425441E-2,null,2.2326245932426908E-2,5.589111861914361E-3,2.2372726476104011E-4,2.4284554033280008E-5,5.4648707441435507E-3,5.4942793737144435E-5,5.4827854234088104E-5,3.3683183151016288E-2]
[2004,2,1,3,1.7955979975743223E-2,3.7685845741356398E-3,3.2685067000000546E-4,3.2674163497165099E-5,3.3256658524810525E-3,9.1378563218390916E-5,2.5501133799075478E-2,null,2.1282949869304475E-2,5.5467946024729273E-3,2.2372726476104011E-4,2.4284554033280008E-5,5.5090552522231552E-3,5.4942793737144435E-5,5.4412732012604009E-5,3.2641754336532026E-2]
[2004,2,1,4,1.7690485322258746E-2,3.8038808920029476E-3,3.2685067000000546E-4,3.2674163497165099E-5,3.4052676218018652E-3,9.1378563218390916E-5,2.5350537232779122E-2,null,2.0968263095967027E-2,5.5987455197423E-3,2.2372726476104011E-4,2.4284554033280008E-5,5.6409177317431353E-3,5.4942793737144435E-5,5.4922358119531968E-5,3.2510880959983932E-2]
[2004,2,1,5,1.8066847573062275E-2,3.7935982849223288E-3,3.2685067000000546E-4,3.2674163497165099E-5,3.3905803591445681E-3,9.1378563218390916E-5,2.5701929613844734E-2,null,2.1414359545582753E-2,5.5836110552418688E-3,2.2372726476104011E-4,2.4284554033280008E-5,5.6165878847073605E-3,5.4942793737144435E-5,5.4773892632699438E-5,3.2917513098063449E-2]
[2004,2,1,6,1.8290919196663702E-2,3.7935535917715227E-3,3.2685067000000546E-4,3.2674163497165099E-5,3.3848429388268339E-3,9.1378563218390916E-5,2.5920219123977621E-2,null,2.1679948231841321E-2,5.5835452735875681E-3,2.2372726476104011E-4,2.4284554033280008E-5,5.6070836930844871E-3,5.4942793737144435E-5,5.477324733036118E-5,3.3173531811044842E-2]
[2004,2,1,7,1.9159838374050012E-2,3.8820545610602762E-3,3.2685067000000546E-4,3.2674163497165099E-5,3.3637145819489294E-3,9.1378563218390916E-5,2.6856510913774782E-2,null,2.2709864912399697E-2,5.7138055050106815E-3,2.2372726476104011E-4,2.4284554033280008E-5,5.5720839996119065E-3,5.4942793737144435E-5,5.6051069130570913E-5,3.4298709029553752E-2]
[2004,2,1,8,2.1680003054197657E-2,4.1740725154714112E-3,0,0,3.5868205538405061E-3,9.1378563218390916E-5,2.9532274686727963E-2,null,2.5696977764075396E-2,6.1436123944379611E-3,0,0,5.9416650642082468E-3,5.4942793737144435E-5,6.026737219705744E-5,3.7837198016458753E-2]
[2004,2,1,9,2.3366814314779709E-2,4.0549153873069505E-3,0,0,3.2551272102322735E-3,9.1378563218390916E-5,3.0768235475537323E-2,null,2.7696329486813109E-2,5.9682308679399393E-3,0,0,5.3922060873332379E-3,5.4942793737144435E-5,5.8546921254625976E-5,3.9111709235823439E-2]
[2004,2,1,10,2.5800428091397102E-2,4.1727904648062794E-3,0,0,3.3231157792528096E-3,9.1378563218390916E-5,3.3387712898674579E-2,null,3.058085486938571E-2,6.1417254070108363E-3,0,0,5.5048309870880619E-3,5.4942793737144435E-5,6.0248861300487091E-5,4.2282354057221756E-2]
[2004,2,1,11,2.6188272340420711E-2,4.3575752884553107E-3,0,0,3.4228505831137741E-3,9.1378563218390916E-5,3.4060076775208184E-2,null,3.104056075679584E-2,6.4137011162651372E-3,0,0,5.6700443817620308E-3,5.4942793737144435E-5,6.2916878135830956E-5,4.3179249048560152E-2]
[2004,2,1,12,2.6293462897897194E-2,4.2533969575020434E-3,0,0,3.0750105940587857E-3,9.1378563218390916E-5,3.3713249012676416E-2,null,3.1165241524123522E-2,6.2603661459444144E-3,0,0,5.0938380508683146E-3,5.4942793737144435E-5,6.1412698650889814E-5,4.2574388514673399E-2]
[2004,2,1,13,2.5945076074083598E-2,4.1689423838867125E-3,0,0,2.9328425895794705E-3,9.1378563218390916E-5,3.3138239610768172E-2,null,3.0752303922479528E-2,6.1360616056406816E-3,0,0,4.8583329139975867E-3,5.4942793737144435E-5,6.0193300759992328E-5,4.180164123585494E-2]
[2004,2,1,14,2.5221752519902923E-2,4.1859643963266593E-3,0,0,2.9850349557303331E-3,9.1378563218390916E-5,3.248413043517831E-2,null,2.9894959518904182E-2,6.161115469994192E-3,0,0,4.9447909773219154E-3,5.4942793737144435E-5,6.0439073193379331E-5,4.1055808759957436E-2]
[2004,2,1,15,2.4472400235637098E-2,4.2617973867702446E-3,0,0,3.2379450268944115E-3,9.1378563218390916E-5,3.2063521212520145E-2,null,2.9006763657579815E-2,6.2727303253350287E-3,0,0,5.3637433368462963E-3,5.4942793737144435E-5,6.153398830157153E-5,4.0698180113498288E-2]
[2004,2,1,16,2.5469210215796557E-2,4.1485761199622226E-3,0,0,3.0898504019750712E-3,9.1378563218390916E-5,3.2799015300952243E-2,null,3.0188267360837205E-2,6.1060855017251127E-3,0,0,5.1184205932431615E-3,5.4942793737144435E-5,5.9899242330568491E-5,4.1467716249542624E-2]
[2004,2,1,17,2.8333903170187864E-2,4.2309987381437394E-3,0,0,3.1622856441093977E-3,9.1378563218390916E-5,3.5818566115659395E-2,null,3.3583744334058564E-2,6.227399306591966E-3,0,0,5.2384115270372057E-3,5.4942793737144435E-5,6.1089301820189132E-5,4.5104497961424884E-2]
[2004,2,1,18,3.1803377177609157E-2,4.1712055767529422E-3,3.2685067000000546E-4,3.2674163497165099E-5,2.951130543485172E-3,9.1378563218390916E-5,3.9376616694562827E-2,null,3.7696059087837179E-2,6.1393926881009014E-3,2.2372726476104011E-4,2.4284554033280008E-5,4.8886274032775177E-3,5.4942793737144435E-5,6.0225977884387567E-5,4.9027033791747061E-2]
[2004,2,1,19,3.2577114819299882E-2,4.0671854017360447E-3,3.2685067000000546E-4,3.2674163497165099E-5,2.822194442801137E-3,9.1378563218390916E-5,3.9917398060552625E-2,null,3.8613158542299894E-2,5.9862904997376879E-3,2.2372726476104011E-4,2.4284554033280008E-5,4.6750412722040557E-3,5.4942793737144435E-5,5.8724081934925752E-5,4.9577444926773101E-2]
[2004,2,1,20,3.1290074033959718E-2,3.8538888806212558E-3,3.2685067000000546E-4,3.2674163497165099E-5,2.6416239445178754E-3,9.1378563218390916E-5,3.8236490255814409E-2,null,3.7087648681454158E-2,5.6723498228677454E-3,2.2372726476104011E-4,2.4284554033280008E-5,4.3759213677729411E-3,5.4942793737144435E-5,5.5644398776879151E-5,4.743887448462631E-2]
[2004,2,1,21,3.0267424647492325E-2,3.7846470175873699E-3,3.2685067000000546E-4,3.2674163497165099E-5,2.6694442708074177E-3,9.1378563218390916E-5,3.7172419332602673E-2,null,3.5875517923040362E-2,5.5704361243461686E-3,2.2372726476104011E-4,2.4284554033280008E-5,4.422006489207984E-3,5.4942793737144435E-5,5.4644649703135618E-5,4.6170915149125982E-2]
[2004,2,1,22,2.8163314417445871E-2,3.6942281578418732E-3,3.2685067000000546E-4,3.2674163497165099E-5,2.6065376801598103E-3,9.1378563218390916E-5,3.4914983652163112E-2,null,3.3381548080900582E-2,5.4373530441254973E-3,2.2372726476104011E-4,2.4284554033280008E-5,4.3178000238025338E-3,5.4942793737144435E-5,5.3339136429535975E-5,4.3439655761360073E-2]
[2004,2,1,23,2.4805914043560525E-2,3.6396896324821237E-3,3.2685067000000546E-4,3.2674163497165099E-5,2.5775571872307941E-3,9.1378563218390916E-5,3.1474064259989006E-2,null,2.9402072499778574E-2,5.3570804664132997E-3,2.2372726476104011E-4,2.4284554033280008E-5,4.2697930550135597E-3,5.4942793737144435E-5,5.2551681589029098E-5,3.9331900633736892E-2]
[2004,2,1,24,2.124391441585409E-2,3.8335022858195966E-3,3.2685067000000546E-4,3.2674163497165099E-5,2.9231493245721477E-3,9.1378563218390916E-5,2.8451469422961395E-2,null,2.5180088536031174E-2,5.6423437949322886E-3,2.2372726476104011E-4,2.4284554033280008E-5,4.8422757588688047E-3,5.4942793737144435E-5,5.5350046799957773E-5,3.5967662702363734E-2]
[2004,2,2,1,1.9453511607871073E-2,3.9534627903297379E-3,3.2685067000000546E-4,3.2674163497165099E-5,3.0923749983546244E-3,9.1378563218390916E-5,{"$f":"SUM(E771:J771)","v":2.6950252793270995E-2},null,{"$f":"E771*W$5","v":2.3057951328279733E-2},5.8189077716288701E-3,{"$f":"G771*Y$5","v":2.2372726476104011E-4},{"$f":"H771*Z$5","v":2.4284554033280008E-5},{"$f":"I771*AA$5","v":5.1226026552907197E-3},{"$f":"J771*AB$5","v":5.4942793737144435E-5},5.7082097296795627E-5,{"$f":"SUM(M771:R771)","v":3.4302416367730793E-2}]
[2004,2,2,2,1.8250946897858292E-2,3.9916603548778053E-3,3.2685067000000546E-4,3.2674163497165099E-5,3.2614204222666697E-3,9.1378563218390916E-5,2.595493107171833E-2,null,2.1632569674236241E-2,{"$f":"(F772*X$5)-S772","v":5.8751288914405241E-3},2.2372726476104011E-4,2.4284554033280008E-5,5.4026309629368946E-3,5.4942793737144435E-5,{"$f":"(F772*$AC$7)*$AC$5","v":5.7633613072122191E-5},3.3213284141145126E-2]
[2004,2,2,3,1.8068969570575261E-2,3.9429887030050029E-3,3.2685067000000546E-4,3.2674163497165099E-5,3.1595002941093224E-3,9.1378563218390916E-5,2.5622361964405149E-2,null,2.1416874716949211E-2,5.8034914767585355E-3,2.2372726476104011E-4,2.4284554033280008E-5,5.2337975195788956E-3,5.4942793737144435E-5,5.6930867121257337E-5,3.275711832581811E-2]
[2004,2,2,4,1.802568870846466E-2,3.9992810141239081E-3,3.2685067000000546E-4,3.2674163497165099E-5,3.2653203262935143E-3,9.1378563218390916E-5,2.5741193445597645E-2,null,2.1365574569597486E-2,5.886345365621222E-3,2.2372726476104011E-4,2.4284554033280008E-5,5.4090912592249978E-3,5.4942793737144435E-5,5.774364400844864E-5,3.2963965806975172E-2]
[2004,2,2,5,1.8591767907690314E-2,4.048113210190607E-3,3.2685067000000546E-4,3.2674163497165099E-5,3.2948169951720141E-3,9.1378563218390916E-5,2.6385601509768496E-2,null,2.2036539631679928E-2,5.9582190774197137E-3,2.2372726476104011E-4,2.4284554033280008E-5,5.4579532874071005E-3,5.4942793737144435E-5,5.8448707977664104E-5,3.3755666609038212E-2]
[2004,2,2,6,2.0180497841803105E-2,4.2732061335410982E-3,3.2685067000000546E-4,3.2674163497165099E-5,3.4126184969843925E-3,9.1378563218390916E-5,2.8317225869044158E-2,null,2.3919637050437568E-2,6.2895222995536428E-3,2.2372726476104011E-4,2.4284554033280008E-5,5.653094654900501E-3,5.4942793737144435E-5,6.1698713563385372E-5,3.6165208617423179E-2]
[2004,2,2,7,2.2615705704658276E-2,4.6036904207080514E-3,3.2685067000000546E-4,3.2674163497165099E-5,3.3027134286568766E-3,9.1378563218390916E-5,3.0973012950738767E-2,null,2.6806051879174168E-2,6.7759458955214237E-3,2.2372726476104011E-4,2.4284554033280008E-5,5.4710339426181946E-3,5.4942793737144435E-5,6.6470413016651958E-5,3.9355986329845251E-2]
[2004,2,2,8,2.5776071352610931E-2,5.4476557846584363E-3,0,0,3.5211595061694547E-3,9.1378563218390916E-5,3.4836265206657217E-2,null,3.0551985197484421E-2,8.0181370772087271E-3,0,0,5.8328957663941507E-3,5.4942793737144435E-5,7.8656012217934266E-5,4.445796083482445E-2]
[2004,2,2,9,2.5919591695988984E-2,5.871469272291009E-3,0,0,3.4714262027511962E-3,9.1378563218390916E-5,3.5353865734249583E-2,null,3.0722097676862705E-2,8.6419273410094973E-3,0,0,5.7505112068623014E-3,5.4942793737144435E-5,8.4775245917543477E-5,4.5169479018471653E-2]
[2004,2,2,10,2.4852232435594503E-2,6.0832936874482164E-3,0,0,3.4089994229669789E-3,9.1378563218390916E-5,3.4435904109228088E-2,null,2.9456972985133181E-2,8.9537012973988049E-3,0,0,5.6470995611032871E-3,5.4942793737144435E-5,8.783367406448756E-5,4.4112716637372422E-2]
[2004,2,2,11,2.4405015527802353E-2,6.0676345534449883E-3,0,0,3.0623765904262547E-3,9.1378563218390916E-5,3.3626405234891986E-2,null,2.8926893588625515E-2,8.93065338690089E-3,0,0,5.0729094828293837E-3,5.4942793737144435E-5,8.7607579559957957E-5,4.298539925209293E-2]
[2004,2,2,12,2.4021815937218135E-2,6.0434249605543708E-3,0,0,3.1308350204758998E-3,9.1378563218390916E-5,3.3287454481466798E-2,null,2.8472692944196232E-2,8.8950204757821186E-3,0,0,5.1863127200615878E-3,5.4942793737144435E-5,8.7258029201148888E-5,4.2608968933777087E-2]
[2004,2,2,13,2.371390037514258E-2,5.9176682700006677E-3,0,0,2.9663566513112674E-3,9.1378563218390916E-5,3.2689303859672905E-2,null,2.8107725313329762E-2,8.7099253774325942E-3,0,0,4.9138498618801129E-3,5.4942793737144435E-5,8.5442290435763736E-5,4.1786443346379619E-2]
[2004,2,2,14,2.34343942311321E-2,5.9512562748126026E-3,0,0,2.922773127903257E-3,9.1378563218390916E-5,3.2399802197066348E-2,null,2.7776430933453323E-2,8.7593619125915286E-3,0,0,4.8416525789323492E-3,5.4942793737144435E-5,8.5927251053926067E-5,4.1432388218714346E-2]
[2004,2,2,15,2.3015494335555109E-2,5.8628603129078439E-3,0,0,2.940381114276502E-3,9.1378563218390916E-5,3.1910114325957847E-2,null,2.7279915260687713E-2,8.6292562363812029E-3,0,0,4.8708206836408337E-3,5.4942793737144435E-5,8.4650945403488809E-5,4.0834934974446901E-2]
[2004,2,2,16,2.3882293243835555E-2,5.7872729357249632E-3,0,0,3.1835716650431213E-3,9.1378563218390916E-5,3.2944516407822033E-2,null,2.8307318818534294E-2,8.5180028871395305E-3,0,0,5.2736723952739768E-3,5.4942793737144435E-5,8.3559576583901938E-5,4.2153936894684954E-2]
[2004,2,2,17,2.7841462050592423E-2,5.6665336559970948E-3,0,0,3.1892546437349845E-3,9.1378563218390916E-5,3.6788628913542898E-2,null,3.300006136737603E-2,8.340292669436743E-3,0,0,5.2830864028740859E-3,5.4942793737144435E-5,8.181628173619796E-5,4.6678383233424006E-2]
[2004,2,2,18,3.2671509603379244E-2,5.5109086259905104E-3,3.2685067000000546E-4,3.2674163497165099E-5,3.0968259208471209E-3,9.1378563218390916E-5,4.1730147546932432E-2,null,3.8725043243675081E-2,8.1112358287399426E-3,2.2372726476104011E-4,2.4284554033280008E-5,5.1299757285404668E-3,5.4942793737144435E-5,7.9569288764269261E-5,5.2269209413486957E-2]
[2004,2,2,19,3.3788657498687612E-2,5.4362338867020629E-3,3.2685067000000546E-4,3.2674163497165099E-5,3.0720009327051437E-3,9.1378563218390916E-5,4.2747795714810376E-2,null,4.0049181646845858E-2,8.0013257464058522E-3,2.2372726476104011E-4,2.4284554033280008E-5,5.0888524655981274E-3,5.4942793737144435E-5,7.8491097072645797E-5,5.34423144713813E-2]
[2004,2,2,20,3.285762126174243E-2,5.5035603465447298E-3,3.2685067000000546E-4,3.2674163497165099E-5,3.513816715410891E-3,9.1378563218390916E-5,4.232590172041361E-2,null,3.894563856068857E-2,8.1004202570138743E-3,2.2372726476104011E-4,2.4284554033280008E-5,5.820732235303298E-3,5.4942793737144435E-5,7.9463190585398288E-5,5.3169745665537206E-2]
[2004,2,2,21,3.1404860959194043E-2,5.2920755397817421E-3,3.2685067000000546E-4,3.2674163497165099E-5,3.3365575526591519E-3,9.1378563218390916E-5,4.0484397448350494E-2,null,3.7223703877478767E-2,7.789146153545725E-3,2.2372726476104011E-4,2.4284554033280008E-5,5.5270976475609293E-3,5.4942793737144435E-5,7.6409665876384406E-5,5.084290229111689E-2]
[2004,2,2,22,2.9541235046200435E-2,5.0469938209325386E-3,3.2685067000000546E-4,3.2674163497165099E-5,3.2297182980440802E-3,9.1378563218390916E-5,3.8268850561892616E-2,null,3.5014776437430312E-2,7.4284224047389616E-3,2.2372726476104011E-4,2.4284554033280008E-5,5.3501155384468504E-3,5.4942793737144435E-5,7.2871051941472595E-5,4.809626899314759E-2]
[2004,2,2,23,2.5779671570744116E-2,4.6846581650175747E-3,3.2685067000000546E-4,3.2674163497165099E-5,3.100371155803579E-3,9.1378563218390916E-5,3.4015604288280828E-2,null,3.0556252481261228E-2,6.8951183429683495E-3,2.2372726476104011E-4,2.4284554033280008E-5,5.1358485059401172E-3,5.4942793737144435E-5,6.7639466300745921E-5,4.2890173942701157E-2]
[2004,2,2,24,2.1782396800146618E-2,4.4132504489897634E-3,3.2685067000000546E-4,3.2674163497165099E-5,3.0982596696487582E-3,9.1378563218390916E-5,2.9744810315500702E-2,null,2.5818343513252327E-2,6.4956466514837939E-3,2.2372726476104011E-4,2.4284554033280008E-5,5.132350772130651E-3,5.4942793737144435E-5,6.3720744290437476E-5,3.7749295549398237E-2]
[2004,2,3,1,1.9222538500296944E-2,4.4865963883807744E-3,3.2685067000000546E-4,3.2674163497165099E-5,3.4018769287785678E-3,9.1378563218390916E-5,2.7561915214171846E-2,null,2.278418241807275E-2,6.6036009384910516E-3,2.2372726476104011E-4,2.4284554033280008E-5,5.6353009572272178E-3,5.4942793737144435E-5,6.4779750096406724E-5,3.5326038926322488E-2]
[2004,2,3,2,1.8310509783095508E-2,4.4983466539655027E-3,3.2685067000000546E-4,3.2674163497165099E-5,3.4486988239602586E-3,9.1378563218390916E-5,2.6708458657736831E-2,null,2.1703168655872851E-2,6.6208955774837144E-3,2.2372726476104011E-4,2.4284554033280008E-5,5.7128626904293977E-3,5.4942793737144435E-5,6.4949406379756917E-5,3.4339881536317431E-2]
[2004,2,3,3,1.7810406771045988E-2,4.519041344904994E-3,3.2685067000000546E-4,3.2674163497165099E-5,3.5337767869346986E-3,9.1378563218390916E-5,2.6314128299601246E-2,null,2.1110404164638361E-2,6.6513550769973602E-3,2.2372726476104011E-4,2.4284554033280008E-5,5.8537966325520321E-3,5.4942793737144435E-5,6.5248206804696953E-5,3.3918510486719219E-2]
[2004,2,3,4,1.7851871472273764E-2,4.5319198845117448E-3,3.2685067000000546E-4,3.2674163497165099E-5,3.6524985250556297E-3,9.1378563218390916E-5,2.6487193278556698E-2,null,2.1159551644128125E-2,6.6703103671263723E-3,2.2372726476104011E-4,2.4284554033280008E-5,6.050462396329905E-3,5.4942793737144435E-5,6.5434153679591375E-5,3.4183279020115871E-2]
[2004,2,3,5,1.8510366805049153E-2,4.4762700112232073E-3,3.2685067000000546E-4,3.2674163497165099E-5,3.5941262637112321E-3,9.1378563218390916E-5,2.7031666476699155E-2,null,2.194005614321768E-2,6.5884020509634099E-3,2.2372726476104011E-4,2.4284554033280008E-5,5.9537671698074958E-3,5.4942793737144435E-5,6.4630652635043619E-5,3.4785179976520052E-2]
[2004,2,3,6,1.9746318626192874E-2,4.6823115757214078E-3,3.2685067000000546E-4,3.2674163497165099E-5,3.6551648845665656E-3,9.1378563218390916E-5,2.8534698483196411E-2,null,2.3405011032107761E-2,6.8916645133975524E-3,2.2372726476104011E-4,2.4284554033280008E-5,6.0548792928311205E-3,5.4942793737144435E-5,6.7605585056473931E-5,3.66545094508679E-2]
[2004,2,3,7,2.305448011107649E-2,5.1315530778756179E-3,3.2685067000000546E-4,3.2674163497165099E-5,3.8971577451577108E-3,9.1378563218390916E-5,3.253409433082538E-2,null,2.7326124507253947E-2,7.5528810232930038E-3,2.2372726476104011E-4,2.4284554033280008E-5,6.4557469983600995E-3,5.4942793737144435E-5,7.4091961303254385E-5,4.1637707141438517E-2]
[2004,2,3,8,2.645250593487199E-2,5.6937425631987367E-3,0,0,3.858857490424607E-3,9.1378563218390916E-5,3.6096484551713721E-2,null,3.135375281604795E-2,8.3803401240278019E-3,0,0,6.3923015925802379E-3,5.4942793737144435E-5,8.2209137713500351E-5,4.6181337326393138E-2]
[2004,2,3,9,2.5475172394069316E-2,5.9578366367688332E-3,0,0,3.5645460863158755E-3,9.1378563218390916E-5,3.5088933680372414E-2,null,3.0195334240030788E-2,8.7690472242683941E-3,0,0,5.9047668075131272E-3,5.4942793737144435E-5,8.6022261651307307E-5,4.4924091065549454E-2]
[2004,2,3,10,2.4112206571323049E-2,6.2161525367383881E-3,0,0,3.7058947705499662E-3,9.1378563218390916E-5,3.4125632441829798E-2,null,2.857983158752889E-2,9.149249714486541E-3,0,0,6.1389147182822493E-3,5.4942793737144435E-5,8.9751957393338465E-5,4.3922938814034827E-2]
[2004,2,3,11,2.3073169941767269E-2,6.4281641560375519E-3,0,0,3.6723488716164147E-3,9.1378563218390916E-5,3.3265061532639625E-2,null,2.7348277279210419E-2,9.4612992074609367E-3,0,0,6.0833450312156555E-3,5.4942793737144435E-5,9.2813088488460436E-5,4.2947864311624159E-2]
[2004,2,3,12,2.3096577808636207E-2,6.24801210881357E-3,0,0,3.4497790530919384E-3,9.1378563218390916E-5,3.2885747533760105E-2,null,2.7376022267665071E-2,9.1961422543638642E-3,0,0,5.7146521191439644E-3,5.4942793737144435E-5,9.0211962024589352E-5,4.2341759434910052E-2]
[2004,2,3,13,2.2433202007178351E-2,6.0016686890028434E-3,0,0,3.1662377515505489E-3,9.1378563218390916E-5,3.1692487010950135E-2,null,2.6589733023301351E-2,8.8335614698595768E-3,0,0,5.2449582996902016E-3,5.4942793737144435E-5,8.6655131012430413E-5,4.0723195586588282E-2]
[2004,2,3,14,2.1760245643324769E-2,6.106941337831592E-3,0,0,3.2700521306146969E-3,9.1378563218390916E-5,3.1228617674989446E-2,null,2.5792088084095947E-2,8.9885071129317522E-3,0,0,5.4169296208056283E-3,5.4942793737144435E-5,8.8175110812880954E-5,4.0252467611570475E-2]
[2004,2,3,15,2.1304606386513519E-2,5.9920578268697648E-3,0,0,3.290570908838305E-3,9.1378563218390916E-5,3.0678613685439983E-2,null,2.5252025805439969E-2,8.8194157137656982E-3,0,0,5.4509195307833975E-3,5.4942793737144435E-5,8.6516364519236555E-5,3.9577303843726208E-2]
[2004,2,3,16,2.2601803532580303E-2,5.900275436239626E-3,0,0,3.4807149287097252E-3,9.1378563218390916E-5,3.2074172460748042E-2,null,2.6789573846128373E-2,8.6843257193833685E-3,0,0,5.7658982321372905E-3,5.4942793737144435E-5,8.5191163896406082E-5,4.1294740591386173E-2]
[2004,2,3,17,2.5448025921741776E-2,5.7107801808975959E-3,0,0,3.3385252133464145E-3,9.1378563218390916E-5,3.4588709879204177E-2,null,3.0163157939408044E-2,8.405416956995709E-3,0,0,5.5303571306011962E-3,5.4942793737144435E-5,8.2455135463516051E-5,4.4153874820742095E-2]
[2004,2,3,18,3.0995518089374303E-2,5.6643234621452992E-3,3.2685067000000546E-4,3.2674163497165099E-5,3.3510112281162178E-3,9.1378563218390916E-5,4.0461756176351379E-2,null,3.673851600193536E-2,8.3370395936236946E-3,2.2372726476104011E-4,2.4284554033280008E-5,5.5510405510944497E-3,5.4942793737144435E-5,8.1784369838405088E-5,5.0929550759184969E-2]
[2004,2,3,19,3.2245729021956611E-2,5.7437444507037212E-3,3.2685067000000546E-4,3.2674163497165099E-5,3.2699543469408088E-3,9.1378563218390916E-5,4.1710331216316697E-2,null,3.8220371998664626E-2,8.4539354472241025E-3,2.2372726476104011E-4,2.4284554033280008E-5,5.4167676395104206E-3,5.4942793737144435E-5,8.2931090279884543E-5,5.2394029697930611E-2]
[2004,2,3,20,3.1490579863683657E-2,5.7154480898708136E-3,3.2685067000000546E-4,3.2674163497165099E-5,3.52315112857397E-3,9.1378563218390916E-5,4.1180082478844006E-2,null,3.7325305190777661E-2,8.4122874230256276E-3,2.2372726476104011E-4,2.4284554033280008E-5,5.8361949426658302E-3,5.4942793737144435E-5,8.2522533096505938E-5,5.1876742169000581E-2]
[2004,2,3,21,3.0057703447358305E-2,5.4916603867488974E-3,3.2685067000000546E-4,3.2674163497165099E-5,3.3298691672344477E-3,9.1378563218390916E-5,3.9330136398057207E-2,null,3.5626938575379449E-2,8.082905290461663E-3,2.2372726476104011E-4,2.4284554033280008E-5,5.5160181565695621E-3,5.4942793737144435E-5,7.9291372941242108E-5,4.9528816634942137E-2]
[2004,2,3,22,2.8262067473534262E-2,5.3092647838325468E-3,3.2685067000000546E-4,3.2674163497165099E-5,3.3251916153234657E-3,9.1378563218390916E-5,3.7347427269405833E-2,null,3.3498598575778006E-2,7.8144461578964191E-3,2.2372726476104011E-4,2.4284554033280008E-5,5.5082696655708299E-3,5.4942793737144435E-5,7.6657852884433754E-5,4.7124269011776722E-2]
[2004,2,3,23,2.5393290961724511E-2,4.8316558849627027E-3,3.2685067000000546E-4,3.2674163497165099E-5,2.97563586767991E-3,9.1378563218390916E-5,3.3651486111082686E-2,null,3.0098281424078915E-2,7.1114770695744718E-3,2.2372726476104011E-4,2.4284554033280008E-5,4.9292211342627694E-3,5.4942793737144435E-5,6.9761893802236351E-5,4.2441934240447621E-2]
[2004,2,3,24,2.1774375809812025E-2,4.3922966432344227E-3,3.2685067000000546E-4,3.2674163497165099E-5,3.0424201933842072E-3,9.1378563218390916E-5,2.965999604314622E-2,null,2.5808836355446185E-2,6.4648057735948719E-3,2.2372726476104011E-4,2.4284554033280008E-5,5.0398511724588681E-3,5.4942793737144435E-5,6.3418202634603468E-5,3.761644791403139E-2]
[2004,2,4,1,1.8600787839670729E-2,4.4187511979346681E-3,3.2685067000000546E-4,3.2674163497165099E-5,3.3982815931781845E-3,9.1378563218390916E-5,2.6868724027499142E-2,null,2.2047230819820206E-2,6.5037429337767684E-3,2.2372726476104011E-4,2.4284554033280008E-5,5.6293451867585696E-3,5.4942793737144435E-5,6.3800166888582657E-5,3.4483273552887009E-2]
[2004,2,4,2,1.7770788621240648E-2,4.3473740742062264E-3,3.2685067000000546E-4,3.2674163497165099E-5,3.4676654151226918E-3,9.1378563218390916E-5,2.6036731507285128E-2,null,2.1063445374454773E-2,6.3986864498771692E-3,2.2372726476104011E-4,2.4284554033280008E-5,5.7442813606431295E-3,5.4942793737144435E-5,6.2769587839907077E-5,3.3509367797506538E-2]
[2004,2,4,3,1.7293092267925199E-2,4.3560320867338208E-3,3.2685067000000546E-4,3.2674163497165099E-5,3.5522907602373462E-3,9.1378563218390916E-5,2.5652318511611927E-2,null,2.0497239154905821E-2,6.4114297534203077E-3,2.2372726476104011E-4,2.4284554033280008E-5,5.8844655290638025E-3,5.4942793737144435E-5,6.2894596608095281E-5,3.3096089049921402E-2]
[2004,2,4,4,1.7334055343506346E-2,4.370035266478247E-3,3.2685067000000546E-4,3.2674163497165099E-5,3.6660354565893646E-3,9.1378563218390916E-5,2.582102946328952E-2,null,2.0545792065148748E-2,6.4320403461497165E-3,2.2372726476104011E-4,2.4284554033280008E-5,6.0728866888093407E-3,5.4942793737144435E-5,6.309678160667197E-5,3.3353673712639274E-2]
[2004,2,4,5,1.7940441052145407E-2,4.3600287724976849E-3,3.2685067000000546E-4,3.2674163497165099E-5,3.6004374710676208E-3,9.1378563218390916E-5,2.6351810692426276E-2,null,2.1264531819584993E-2,6.4173122789644944E-3,2.2372726476104011E-4,2.4284554033280008E-5,5.964221855147769E-3,5.4942793737144435E-5,6.2952302780566573E-5,3.3949020566228727E-2]
[2004,2,4,6,1.9170734578119082E-2,4.5276460433051283E-3,3.2685067000000546E-4,3.2674163497165099E-5,3.6677557816521171E-3,9.1378563218390916E-5,2.7817039799791887E-2,null,2.2722780017299625E-2,6.6640199100939396E-3,2.2372726476104011E-4,2.4284554033280008E-5,6.075736453711433E-3,5.4942793737144435E-5,6.5372445796521412E-5,3.5765490993636462E-2]
[2004,2,4,7,2.2350740605965952E-2,5.0275048162435358E-3,3.2685067000000546E-4,3.2674163497165099E-5,3.8866989644967577E-3,9.1378563218390916E-5,3.1715847783421805E-2,null,2.6491992779074807E-2,7.3997374956199123E-3,2.2372726476104011E-4,2.4284554033280008E-5,6.4384217458879995E-3,5.4942793737144435E-5,7.2589659825023062E-5,4.0633106633114181E-2]
[2004,2,4,8,2.5606650668660833E-2,5.6645717266876217E-3,0,0,3.8260442620563599E-3,9.1378563218390916E-5,3.5188645220623205E-2,null,3.0351173438493587E-2,8.3374050020140981E-3,0,0,6.3379455940815819E-3,5.4942793737144435E-5,8.1787954407556683E-5,4.5081466828326415E-2]
[2004,2,4,9,2.4608080375465996E-2,5.9708170776689674E-3,0,0,3.5361583802170321E-3,9.1378563218390916E-5,3.4206434396570388E-2,null,2.9167583262978105E-2,8.7881524979079272E-3,0,0,5.8577418061090533E-3,5.4942793737144435E-5,8.6209679828665422E-5,4.3868420360732234E-2]
[2004,2,4,10,2.3257297361537903E-2,6.2512428569025122E-3,0,0,3.6674422754343823E-3,9.1378563218390916E-5,3.3267361057093187E-2,null,2.7566520708409866E-2,9.2008974338507951E-3,0,0,6.0752171221994805E-3,5.4942793737144435E-5,9.0258609201136858E-5,4.2897578058197286E-2]
[2004,2,4,11,2.2283775638036699E-2,6.4073477988187723E-3,0,0,3.6459325897733792E-3,9.1378563218390916E-5,3.242843458984724E-2,null,2.6412620221444246E-2,9.4306606333244489E-3,0,0,6.0395857473047312E-3,5.4942793737144435E-5,9.2512531384183737E-5,4.1937809395810571E-2]
[2004,2,4,12,2.2291121779261396E-2,6.262444131989571E-3,0,0,3.413715216503205E-3,9.1378563218390916E-5,3.205865969097256E-2,null,2.6421327490868098E-2,9.2173840406845984E-3,0,0,5.6549114003864682E-3,5.4942793737144435E-5,9.0420338881742836E-5,4.1348565725676308E-2]
[2004,2,4,13,2.1662919920156811E-2,6.0021529096679479E-3,0,0,3.1389585619554113E-3,9.1378563218390916E-5,3.0895409954998562E-2,null,2.5676729385212583E-2,8.834274170481991E-3,0,0,5.1997695857959993E-3,5.4942793737144435E-5,8.6662122435540864E-5,3.9765715935227722E-2]
[2004,2,4,14,2.0996190280449144E-2,6.1231750105571383E-3,0,0,3.2324627657560759E-3,9.1378563218390916E-5,3.0443206619980748E-2,null,2.488646488739921E-2,9.0124006587660056E-3,0,0,5.3546618232914473E-3,5.4942793737144435E-5,8.8409500798356628E-5,3.9308470163193811E-2]
[2004,2,4,15,2.0532787207351057E-2,6.029356014871032E-3,0,0,3.2535131295590124E-3,9.1378563218390916E-5,2.9907034914999492E-2,null,2.4337200275423052E-2,8.8743130853962387E-3,0,0,5.3895323191301249E-3,5.4942793737144435E-5,8.7054894640650675E-5,3.8655988473686564E-2]
[2004,2,4,16,2.178314175435813E-2,5.970399338465401E-3,0,0,3.4225750985617935E-3,9.1378563218390916E-5,3.126749475460372E-2,null,2.5819226496144931E-2,8.7875376480846066E-3,0,0,5.6695880341656952E-3,5.4942793737144435E-5,8.6203648298554408E-5,4.0331294972132378E-2]
[2004,2,4,17,2.4552755860746109E-2,5.7974810084870654E-3,0,0,3.2771749837332271E-3,9.1378563218390916E-5,{"$f":"SUM(E835:J835)","v":3.3718790416184793E-2},null,{"$f":"E835*W$5","v":2.9102007957429895E-2},8.5330276482360676E-3,{"$f":"G835*Y$5","v":0},{"$f":"H835*Z$5","v":0},{"$f":"I835*AA$5","v":5.4287288192591291E-3},{"$f":"J835*AB$5","v":5.4942793737144435E-5},8.3706965906509047E-5,{"$f":"SUM(M835:R835)","v":4.3118707218662233E-2}]
[2004,2,4,18,2.9990938454013499E-2,5.7168313295265227E-3,3.2685067000000546E-4,3.2674163497165099E-5,3.2854532225268765E-3,9.1378563218390916E-5,3.9444126402782463E-2,null,3.5547803044581265E-2,{"$f":"(F836*X$5)-S836","v":8.4143233455597471E-3},2.2372726476104011E-4,2.4284554033280008E-5,5.4424419452700568E-3,5.4942793737144435E-5,{"$f":"(F836*$AC$7)*$AC$5","v":8.2542505010951443E-5},4.9707522947942534E-2]
[2004,2,4,19,3.1297010545516819E-2,5.6867476702945619E-3,3.2685067000000546E-4,3.2674163497165099E-5,3.2266400372284129E-3,9.1378563218390916E-5,4.0661301649755351E-2,null,3.7095870423065419E-2,8.3700446846015405E-3,2.2372726476104011E-4,2.4284554033280008E-5,5.3450163163161566E-3,5.4942793737144435E-5,8.2108141908427033E-5,5.111388603651458E-2]
[2004,2,4,20,3.0558872486122806E-2,5.6646202564556479E-3,3.2685067000000546E-4,3.2674163497165099E-5,3.4699924112129616E-3,9.1378563218390916E-5,4.0144388550506976E-2,null,3.6220966611859862E-2,8.3374764305969122E-3,2.2372726476104011E-4,2.4284554033280008E-5,5.7481360924777902E-3,5.4942793737144435E-5,8.1788655104916735E-5,5.0609533747466032E-2]
[2004,2,4,21,2.9172600939133767E-2,5.4293044812412945E-3,3.2685067000000546E-4,3.2674163497165099E-5,3.2881608782056701E-3,9.1378563218390916E-5,3.8340969695296295E-2,null,3.4577840039004028E-2,7.9911266947322E-3,2.2372726476104011E-4,2.4284554033280008E-5,5.4469272499880102E-3,5.4942793737144435E-5,7.8391046808434884E-5,4.8318848596255695E-2]
[2004,2,4,22,2.741847627660644E-2,5.2505600843883223E-3,3.2685067000000546E-4,3.2674163497165099E-5,3.2881875448980652E-3,9.1378563218390916E-5,3.6408127302608381E-2,null,3.2498702765097906E-2,7.7280415931025659E-3,2.2372726476104011E-4,2.4284554033280008E-5,5.4469714240837595E-3,5.4942793737144435E-5,7.5810244713275313E-5,4.5976670394815691E-2]
[2004,2,4,23,2.4642617491028446E-2,4.7484469734400056E-3,3.2685067000000546E-4,3.2674163497165099E-5,2.9631720372027249E-3,9.1378563218390916E-5,3.2805139898386737E-2,null,2.9208519580580319E-2,6.9890059581446309E-3,2.2372726476104011E-4,2.4284554033280008E-5,4.9085744626490447E-3,5.4942793737144435E-5,6.8560481411276953E-5,4.1409054613905455E-2]
[2004,2,4,24,2.1056706053090197E-2,4.380866029738739E-3,3.2685067000000546E-4,3.2674163497165099E-5,3.0255605849789017E-3,9.1378563218390916E-5,2.8914036064523401E-2,null,2.4958193311977631E-2,6.4479816148176059E-3,2.2372726476104011E-4,2.4284554033280008E-5,5.0119227760547676E-3,5.4942793737144435E-5,6.3253161649945991E-5,3.6721052315381475E-2]
[2004,2,5,1,1.9677786933287814E-2,4.4713342948377102E-3,3.2685067000000546E-4,3.2674163497165099E-5,3.4182140137474617E-3,9.1378563218390916E-5,2.8018238638588547E-2,null,2.3323781459200721E-2,6.5811374123523232E-3,2.2372726476104011E-4,2.4284554033280008E-5,5.6623637794547595E-3,5.4942793737144435E-5,6.4559388263051677E-5,3.5870237263539273E-2]
[2004,2,5,2,1.8748609445096345E-2,4.4897540373654296E-3,3.2685067000000546E-4,3.2674163497165099E-5,3.4613860153942366E-3,9.1378563218390916E-5,2.7150652894571574E-2,null,2.2222441519660789E-2,6.6082485269954461E-3,2.2372726476104011E-4,2.4284554033280008E-5,5.7338793654970908E-3,5.4942793737144435E-5,6.4825341831078448E-5,3.4867524024684793E-2]
[2004,2,5,3,1.8243548623750997E-2,4.5056024473072503E-3,3.2685067000000546E-4,3.2674163497165099E-5,3.5497387964289603E-3,9.1378563218390916E-5,2.6749793264202772E-2,null,2.1623800612499838E-2,6.6315750234541941E-3,2.2372726476104011E-4,2.4284554033280008E-5,5.8802381321316714E-3,5.4942793737144435E-5,6.5054169197434659E-5,3.4438568380617172E-2]
[2004,2,5,4,1.8282719842825316E-2,4.5211599254750493E-3,3.2685067000000546E-4,3.2674163497165099E-5,3.6709394022129702E-3,9.1378563218390916E-5,2.6925722567228898E-2,null,2.167022966248789E-2,6.6544733117191012E-3,2.2372726476104011E-4,2.4284554033280008E-5,6.081010207103936E-3,5.4942793737144435E-5,6.527879594354677E-5,3.4708667793842393E-2]
[2004,2,5,5,1.895583450315708E-2,4.4611339652585952E-3,3.2685067000000546E-4,3.2674163497165099E-5,3.6113397057354136E-3,9.1378563218390916E-5,2.7479211570866649E-2,null,2.2468062228100445E-2,6.5661240480666466E-3,2.2372726476104011E-4,2.4284554033280008E-5,5.9822817011520712E-3,5.4942793737144435E-5,6.4412110740440709E-5,3.531942258985063E-2]
[2004,2,5,6,2.022295249630314E-2,4.6566855134163292E-3,3.2685067000000546E-4,3.2674163497165099E-5,3.6765868411565679E-3,9.1378563218390916E-5,2.90071282475916E-2,null,2.3969957906479038E-2,6.8539467704942913E-3,2.2372726476104011E-4,2.4284554033280008E-5,6.0903653421517422E-3,5.4942793737144435E-5,6.7235582995139173E-5,3.721722463165654E-2]
[2004,2,5,7,2.3571525077907017E-2,5.1299186386908032E-3,3.2685067000000546E-4,3.2674163497165099E-5,3.9203910704623856E-3,9.1378563218390916E-5,3.307273818377577E-2,null,2.7938970039722569E-2,7.5504753725055378E-3,2.2372726476104011E-4,2.4284554033280008E-5,6.4942336288497018E-3,5.4942793737144435E-5,7.4068362442832213E-5,4.2286633653609275E-2]
[2004,2,5,8,2.7011492378929389E-2,5.7101222390940568E-3,0,0,3.8811165753359625E-3,9.1378563218390916E-5,3.6694109756577803E-2,null,3.2016310943344034E-2,8.4044485647590955E-3,0,0,6.4291743675612542E-3,5.4942793737144435E-5,8.2445635766658626E-5,4.6904876669401532E-2]
[2004,2,5,9,2.6002087933386431E-2,6.0065175851089832E-3,0,0,3.569892580176778E-3,9.1378563218390916E-5,3.5669876661890587E-2,null,3.0819879211889362E-2,8.8406983219642288E-3,0,0,5.9136234189082282E-3,5.4942793737144435E-5,8.6725141829274257E-5,4.5629143746498964E-2]
[2004,2,5,10,2.4602727108571868E-2,6.287280850059836E-3,0,0,3.7092407997419597E-3,9.1378563218390916E-5,3.469062732159206E-2,null,2.9161238117177173E-2,9.2539399865643295E-3,0,0,6.1444575059560295E-3,5.4942793737144435E-5,9.0778943991391963E-5,4.4614578403434677E-2]
[2004,2,5,11,2.3551708782708226E-2,6.4954829786225843E-3,0,0,3.6772401671557068E-3,9.1378563218390916E-5,3.3815810491704908E-2,null,2.7915482086523637E-2,9.5603824771644252E-3,0,0,6.09144759430413E-3,5.4942793737144435E-5,9.3785071730620681E-5,4.3622254951729347E-2]
[2004,2,5,12,2.3566494347563922E-2,6.3171583298873117E-3,0,0,3.455185953865807E-3,9.1378563218390916E-5,3.3430217194535435E-2,null,2.7933007191588262E-2,9.2979151821801914E-3,0,0,5.7236087962209197E-3,5.4942793737144435E-5,9.1210330171291433E-5,4.3009473963726522E-2]
[2004,2,5,13,2.2894874008230353E-2,6.0605511394553379E-3,0,0,3.170394171377509E-3,9.1378563218390916E-5,3.2217197882281591E-2,null,2.7136945821919129E-2,8.9202276576351783E-3,0,0,5.2518435213251636E-3,5.4942793737144435E-5,8.7505305642636739E-5,4.1363959794616621E-2]
[2004,2,5,14,2.2200689108542674E-2,6.1777937767926198E-3,0,0,3.2757881812194383E-3,9.1378563218390916E-5,3.1745649629773123E-2,null,2.6314139022176667E-2,9.0927913390834794E-3,0,0,5.4264315434619575E-3,5.4942793737144435E-5,8.9198114197251084E-5,4.0888304698459256E-2]
[2004,2,5,15,2.1741485361337989E-2,6.0603544010635344E-3,0,0,3.2933197733877604E-3,9.1378563218390916E-5,3.1186538099007673E-2,null,2.5769851807290221E-2,8.91993808805586E-3,0,0,5.4554730991079265E-3,5.4942793737144435E-5,8.7502465034132611E-5,4.0200205788191154E-2]
[2004,2,5,16,2.3052755756234906E-2,5.9688219018615013E-3,0,0,3.492246027566411E-3,9.1378563218390916E-5,3.2605202248881207E-2,null,2.7324080655695863E-2,8.7852158965972434E-3,0,0,5.7849998086450258E-3,5.4942793737144435E-5,8.6180872470254319E-5,4.1949239154675279E-2]
[2004,2,5,17,2.5960078323469023E-2,5.754503197397275E-3,0,0,3.3554129793281454E-3,9.1378563218390916E-5,3.516137306341284E-2,null,3.0770085860420435E-2,8.4697707182430273E-3,0,0,5.5583321707906854E-3,5.4942793737144435E-5,8.3086430511505091E-5,4.4853131543191295E-2]
[2004,2,5,18,3.160502871350173E-2,5.6972980545883416E-3,3.2685067000000546E-4,3.2674163497165099E-5,3.3784215133018328E-3,9.1378563218390916E-5,4.1131651678107464E-2,null,3.7460959671155127E-2,8.3855732772345395E-3,2.2372726476104011E-4,2.4284554033280008E-5,5.5964464283728577E-3,5.4942793737144435E-5,8.2260473698231453E-5,5.1745933989293988E-2]
[2004,2,5,19,3.2888940297352259E-2,5.7569099138780186E-3,3.2685067000000546E-4,3.2674163497165099E-5,3.3041457194106011E-3,9.1378563218390916E-5,4.2400899327356439E-2,null,3.8982760537085256E-2,8.4733130460646431E-3,2.2372726476104011E-4,2.4284554033280008E-5,5.4734065709126541E-3,5.4942793737144435E-5,8.3121179902508749E-5,5.323243476659402E-2]
[2004,2,5,20,3.2109643913150028E-2,5.7414370074083676E-3,3.2685067000000546E-4,3.2674163497165099E-5,3.5598862915892562E-3,9.1378563218390916E-5,4.1861870608863212E-2,null,3.8059072389698592E-2,8.45053923472989E-3,2.2372726476104011E-4,2.4284554033280008E-5,5.8970477317695997E-3,5.4942793737144435E-5,8.2897774245390839E-5,5.2709613968729543E-2]
[2004,2,5,21,3.0647841278860173E-2,5.5229537855644023E-3,3.2685067000000546E-4,3.2674163497165099E-5,3.3596000140456079E-3,9.1378563218390916E-5,3.9981298475185743E-2,null,3.6326419968252546E-2,8.1289645077163766E-3,2.2372726476104011E-4,2.4284554033280008E-5,5.5652681068181342E-3,5.4942793737144435E-5,7.9743202876331754E-5,5.0323607195318525E-2]
[2004,2,5,22,2.8830559550801389E-2,5.3307494804551974E-3,3.2685067000000546E-4,3.2674163497165099E-5,3.3535525099176642E-3,9.1378563218390916E-5,3.7965764937889813E-2,null,3.4172423585491642E-2,7.8460684279869405E-3,2.2372726476104011E-4,2.4284554033280008E-5,5.555250252993753E-3,5.4942793737144435E-5,7.6968059811385512E-5,4.7876696879003804E-2]
[2004,2,5,23,2.5923150370311288E-2,4.839886826741184E-3,3.2685067000000546E-4,3.2674163497165099E-5,2.9946923943807184E-3,9.1378563218390916E-5,3.4208632988148753E-2,null,3.0726315719392553E-2,7.1235917886505636E-3,2.2372726476104011E-4,2.4284554033280008E-5,4.9607887851233932E-3,5.4942793737144435E-5,6.9880736306734634E-5,4.3113650905697971E-2]
[2004,2,5,24,2.2239757314881155E-2,4.4090217234975422E-3,3.2685067000000546E-4,3.2674163497165099E-5,3.0513742134281596E-3,9.1378563218390916E-5,3.0151056648522419E-2,null,2.6360445972736245E-2,6.4894225980562615E-3,2.2372726476104011E-4,2.4284554033280008E-5,5.0546837483518578E-3,5.4942793737144435E-5,6.365968781089279E-5,3.8207506931675829E-2]
[2004,2,6,1,2.0213080462109682E-2,4.41836769399405E-3,3.2685067000000546E-4,3.2674163497165099E-5,3.2940947941559923E-3,9.1378563218390916E-5,2.8376446346975285E-2,null,2.3958256734550171E-2,6.5031784731560769E-3,2.2372726476104011E-4,2.4284554033280008E-5,5.4567569419301468E-3,5.4942793737144435E-5,6.3794629664530456E-5,3.6221146762167866E-2]
[2004,2,6,2,1.9231945045371714E-2,4.5327678210274353E-3,3.2685067000000546E-4,3.2674163497165099E-5,3.585741680753284E-3,9.1378563218390916E-5,2.7801357943867993E-2,null,2.279533185283154E-2,6.6715584032513275E-3,2.2372726476104011E-4,2.4284554033280008E-5,5.9398778818179265E-3,5.4942793737144435E-5,6.544639661629197E-5,3.5709722750432257E-2]
[2004,2,6,3,1.9177626357412086E-2,4.4418017874732147E-3,3.2685067000000546E-4,3.2674163497165099E-5,3.533852379781534E-3,9.1378563218390916E-5,2.7604183921382395E-2,null,2.2730948738438849E-2,6.5376699647670591E-3,2.2372726476104011E-4,2.4284554033280008E-5,5.8539218541432446E-3,5.4942793737144435E-5,6.4132982970222839E-5,3.5425495169880618E-2]
[2004,2,6,4,1.9679148022771365E-2,4.441556466839215E-3,3.2685067000000546E-4,3.2674163497165099E-5,3.5238668051198424E-3,9.1378563218390916E-5,2.8095474691445986E-2,null,2.3325394737856924E-2,6.5373088893707727E-3,2.2372726476104011E-4,2.4284554033280008E-5,5.8373804801818713E-3,5.4942793737144435E-5,6.4129440906710036E-5,3.6003038719941038E-2]
[2004,2,6,5,2.0255420225585685E-2,4.5521825208228919E-3,3.2685067000000546E-4,3.2674163497165099E-5,3.7587517089571411E-3,9.1378563218390916E-5,2.9017257852081282E-2,null,2.4008441412008898E-2,6.7001339466458308E-3,2.2372726476104011E-4,2.4284554033280008E-5,6.2264736634875363E-3,5.4942793737144435E-5,6.5726715881069946E-5,3.7238003634673736E-2]
[2004,2,6,6,2.1431616061307824E-2,4.6390442890252952E-3,3.2685067000000546E-4,3.2674163497165099E-5,3.6409393498305865E-3,9.1378563218390916E-5,3.0162503096879269E-2,null,2.5402568440551811E-2,6.8279815184724103E-3,2.2372726476104011E-4,2.4284554033280008E-5,6.0313143105601378E-3,5.4942793737144435E-5,6.698087006611231E-5,3.8564818882115819E-2]
[2004,2,6,7,2.4638732649441865E-2,4.9966809353287666E-3,3.2685067000000546E-4,3.2674163497165099E-5,3.6252982392289447E-3,9.1378563218390916E-5,3.3711615220715141E-2,null,2.9203914936954681E-2,7.3543693387106241E-3,2.2372726476104011E-4,2.4284554033280008E-5,6.0054043886579441E-3,5.4942793737144435E-5,7.2144609027088275E-5,4.2866643276854716E-2]
[2004,2,6,8,2.7807694640402301E-2,5.5170273147308133E-3,0,0,3.4790300295444998E-3,9.1378563218390916E-5,3.6895130547896005E-2,null,3.2960037369840753E-2,8.120241626277792E-3,0,0,5.7631071511906806E-3,5.4942793737144435E-5,7.96576334900264E-5,4.6898328941046376E-2]
[2004,2,6,9,2.792064025854164E-2,6.0389154700206662E-3,0,0,3.5499137314148918E-3,9.1378563218390916E-5,3.7600848023195584E-2,null,3.3093910092580725E-2,8.8883831780751949E-3,0,0,5.8805279166577757E-3,5.4942793737144435E-5,8.7192918893791625E-5,4.791776398105084E-2]
[2004,2,6,10,2.5864613582805635E-2,6.149649740309163E-3,0,0,3.408456673901192E-3,9.1378563218390916E-5,3.5514098560234381E-2,null,3.0656932955785334E-2,9.0513675136160501E-3,0,0,5.6462004826257298E-3,5.4942793737144435E-5,8.8791756349947473E-5,4.5409443745764257E-2]
[2004,2,6,11,2.487746435934856E-2,6.3057727187216571E-3,0,0,3.4327189010436793E-3,9.1378563218390916E-5,3.470733454233229E-2,null,2.9486880000461176E-2,9.281157260122944E-3,0,0,5.6863915167821638E-3,5.4942793737144435E-5,9.1045938953058364E-5,4.4509371571103434E-2]
[2004,2,6,12,2.4457897304748347E-2,6.2549008839427279E-3,0,0,3.3707932357623957E-3,9.1378563218390916E-5,3.417496998767186E-2,null,2.8989573554256007E-2,9.2062815042473108E-3,0,0,5.5838099807235244E-3,5.4942793737144435E-5,9.0311425647502457E-5,4.3834607832963987E-2]
[2004,2,6,13,2.3451633384110031E-2,6.0832952892995937E-3,0,0,3.2284256055069784E-3,9.1378563218390916E-5,3.2854732842134998E-2,null,2.7796864239188472E-2,8.9537036550851982E-3,0,0,5.3479741583663115E-3,5.4942793737144435E-5,8.7833697192828722E-5,4.2153484846377126E-2]
[2004,2,6,14,2.2841404366349925E-2,6.2578489295127661E-3,0,0,3.4143470640225146E-3,9.1378563218390916E-5,3.26049789231036E-2,null,2.7073569068926082E-2,9.2106205877769635E-3,0,0,5.6559580728572636E-3,5.4942793737144435E-5,9.035399102195747E-5,4.199509052329746E-2]
[2004,2,6,15,2.247325302605211E-2,6.1879234396006559E-3,0,0,3.5780246668152358E-3,9.1378563218390916E-5,3.2330579695686396E-2,null,2.6637204886605738E-2,9.1077006924184436E-3,0,0,5.9270944399290888E-3,5.4942793737144435E-5,8.934437139724456E-5,4.1726942812690418E-2]
[2004,2,6,16,2.3958809676972719E-2,5.8364439356335864E-3,0,0,3.3640898138014726E-3,9.1378563218390916E-5,3.325072198962617E-2,null,2.8398012582552531E-2,8.5903752676781599E-3,0,0,5.5727055813040395E-3,5.4942793737144435E-5,8.4269532374514213E-5,4.2616036225271874E-2]
[2004,2,6,17,2.6796570703221681E-2,5.6859642109606656E-3,0,0,3.3756090348219369E-3,9.1378563218390916E-5,3.5949522512222679E-2,null,3.1761567551109621E-2,8.3688915492747297E-3,0,0,5.5917874818554635E-3,5.4942793737144435E-5,8.2096829925920218E-5,4.5777189375976961E-2]
[2004,2,6,18,3.1224802632579429E-2,5.9426561438406331E-3,3.2685067000000546E-4,3.2674163497165099E-5,3.4683347569935629E-3,9.1378563218390916E-5,4.1086696930129181E-2,null,3.7010283482486868E-2,8.7467038020682102E-3,2.2372726476104011E-4,2.4284554033280008E-5,5.7453901435193478E-3,5.4942793737144435E-5,8.5803078008941827E-5,5.1805332040605889E-2]
[2004,2,6,19,3.2631702201268827E-2,5.8783507320966134E-3,3.2685067000000546E-4,3.2674163497165099E-5,3.3391735484307955E-3,9.1378563218390916E-5,4.2300129878511797E-2,null,3.8677860135613716E-2,8.6520558238273766E-3,2.2372726476104011E-4,2.4284554033280008E-5,5.5314311151685707E-3,5.4942793737144435E-5,8.4874603918111565E-5,5.3164301687141133E-2]
[2004,2,6,20,3.1980877693901406E-2,5.8318986948190897E-3,3.2685067000000546E-4,3.2674163497165099E-5,3.4983351944222895E-3,9.1378563218390916E-5,4.176201497985834E-2,null,3.7906447749170451E-2,8.5836853508882288E-3,2.2372726476104011E-4,2.4284554033280008E-5,5.7950866779028064E-3,5.4942793737144435E-5,8.4203905886503486E-5,5.2588174390492952E-2]
[2004,2,6,21,3.0709152210207254E-2,5.6513649481202298E-3,3.2685067000000546E-4,3.2674163497165099E-5,3.3419892249221435E-3,9.1378563218390916E-5,4.0153409779965191E-2,null,3.6399090882347072E-2,8.3179665930749897E-3,2.2372726476104011E-4,2.4284554033280008E-5,5.5360953592782577E-3,5.4942793737144435E-5,8.1597268252370117E-5,5.0556107447231782E-2]
[2004,2,6,22,2.9834351656478506E-2,5.3643861954185881E-3,3.2685067000000546E-4,3.2674163497165099E-5,3.1482060586160475E-3,9.1378563218390916E-5,3.8797847307228704E-2,null,3.5362203095893739E-2,7.8955766572262037E-3,2.2372726476104011E-4,2.4284554033280008E-5,5.2150883136261534E-3,5.4942793737144435E-5,7.7453723731375182E-5,4.8775822679277561E-2]
[2004,2,6,23,2.6856317169836174E-2,4.8308429230312071E-3,3.2685067000000546E-4,3.2674163497165099E-5,3.0186605301340901E-3,9.1378563218390916E-5,3.5156724019717027E-2,null,3.1832384128959564E-2,7.1102805108227895E-3,2.2372726476104011E-4,2.4284554033280008E-5,5.0004926489555339E-3,5.4942793737144435E-5,6.9750155846289041E-5,4.4246111901269355E-2]
[2004,2,6,24,2.3864588582667639E-2,4.2569258400698877E-3,3.2685067000000546E-4,3.2674163497165099E-5,3.072987778405205E-3,9.1378563218390916E-5,3.1645405597858292E-2,null,2.828633375302415E-2,6.2655601349328582E-3,2.2372726476104011E-4,2.4284554033280008E-5,5.0904872021375796E-3,5.4942793737144435E-5,6.1463650443981002E-5,3.9945335702626053E-2]
[2004,2,7,1,2.4566047156479635E-2,4.0391508391953357E-3,3.2685067000000546E-4,3.2674163497165099E-5,3.0364156184261373E-3,9.1378563218390916E-5,3.2092517010816668E-2,null,2.9117761928038954E-2,5.9450278035915729E-3,2.2372726476104011E-4,2.4284554033280008E-5,5.0299044319631432E-3,5.4942793737144435E-5,5.8319304727831214E-5,4.0395648776125129E-2]
[2004,2,7,2,2.3200013264091494E-2,4.050634710377218E-3,3.2685067000000546E-4,3.2674163497165099E-5,3.200141419471367E-3,9.1378563218390916E-5,3.090169279065564E-2,null,2.7498622739270489E-2,5.9619303497422766E-3,2.2372726476104011E-4,2.4284554033280008E-5,5.3011206407412338E-3,5.4942793737144435E-5,5.8485114673924924E-5,3.9064628342285468E-2]
[2004,2,7,3,2.274098111823061E-2,4.0914793180420453E-3,3.2685067000000546E-4,3.2674163497165099E-5,3.2861142945398436E-3,9.1378563218390916E-5,3.0569478127528062E-2,null,2.6954538920845976E-2,6.0220475223513991E-3,2.2372726476104011E-4,2.4284554033280008E-5,5.4435370289034335E-3,5.4942793737144435E-5,5.9074849797896755E-5,3.8723078084632274E-2]
[2004,2,7,4,2.2325223440959118E-2,4.091572399264898E-3,3.2685067000000546E-4,3.2674163497165099E-5,3.3704492767147533E-3,9.1378563218390916E-5,3.023814851365433E-2,null,2.6461747671629773E-2,6.0221845240331588E-3,2.2372726476104011E-4,2.4284554033280008E-5,5.5832402032768369E-3,5.4942793737144435E-5,5.907619375171678E-5,3.8370127011471231E-2]
[2004,2,7,5,2.2212650886816846E-2,4.2061148000794414E-3,3.2685067000000546E-4,3.2674163497165099E-5,3.5466143993812134E-3,9.1378563218390916E-5,3.0416283482993061E-2,null,2.6328317135969448E-2,6.1907738599214545E-3,2.2372726476104011E-4,2.4284554033280008E-5,5.8750624840872108E-3,5.4942793737144435E-5,6.0730014924359962E-5,3.8697108092509577E-2]
[2004,2,7,6,2.3333084057834835E-2,4.1788894635099846E-3,3.2685067000000546E-4,3.2674163497165099E-5,3.4073090190329543E-3,9.1378563218390916E-5,3.1370185937093335E-2,null,2.7656349526454148E-2,6.1507022237505694E-3,2.2372726476104011E-4,2.4284554033280008E-5,5.6442993613585743E-3,5.4942793737144435E-5,6.0336921731527326E-5,3.9754305724094753E-2]
[2004,2,7,7,2.4610626880302432E-2,4.3841501621269272E-3,3.2685067000000546E-4,3.2674163497165099E-5,3.4341837456183838E-3,9.1378563218390916E-5,3.2879864184763304E-2,null,2.9170601596416271E-2,6.4528153680335036E-3,2.2372726476104011E-4,2.4284554033280008E-5,5.6888180713597818E-3,5.4942793737144435E-5,6.3300579616033006E-5,4.1615189648341024E-2]
[2004,2,7,8,2.6967449695409259E-2,4.7004645253028885E-3,0,0,3.6260192007330026E-3,9.1378563218390916E-5,3.5385311984663541E-2,null,3.1964107820666526E-2,6.9183829486022643E-3,0,0,6.0065986808498723E-3,5.4942793737144435E-5,6.7867686532872915E-5,4.4944032243855812E-2]
[2004,2,7,9,2.9995841922590173E-2,4.7358670734218081E-3,0,0,3.470253846017052E-3,9.1378563218390916E-5,{"$f":"SUM(E899:J899)","v":3.8293341405247427E-2},null,{"$f":"E899*W$5","v":3.5553615051280095E-2},6.9704902209632279E-3,{"$f":"G899*Y$5","v":0},{"$f":"H899*Z$5","v":0},{"$f":"I899*AA$5","v":5.7485691662875101E-3},{"$f":"J899*AB$5","v":5.4942793737144435E-5},6.8378846445955118E-5,{"$f":"SUM(M899:R899)","v":4.8327617232267986E-2}]
[2004,2,7,10,3.1545874440934089E-2,4.8517984857844951E-3,0,0,3.3415820298547299E-3,9.1378563218390916E-5,3.9830633519791707E-2,null,3.7390845011898821E-2,{"$f":"(F900*X$5)-S900","v":7.1411239747507229E-3},0,0,5.5354208296579293E-3,5.4942793737144435E-5,{"$f":"(F900*$AC$7)*$AC$5","v":7.0052722870548928E-5},5.0122332610044625E-2]
[2004,2,7,11,3.1126009831772584E-2,4.9210629706820091E-3,0,0,3.3234437038107021E-3,9.1378563218390916E-5,3.9461895069483686E-2,null,3.6893185878799369E-2,7.243070969282674E-3,0,0,5.505374202969671E-3,5.4942793737144435E-5,7.1052798570212354E-5,4.9696573844788858E-2]
[2004,2,7,12,3.0787068316481685E-2,4.9117130113034545E-3,0,0,3.3404058004308872E-3,9.1378563218390916E-5,3.9130565691434416E-2,null,3.6491443657639219E-2,7.2293092231432224E-3,0,0,5.533472373868119E-3,5.4942793737144435E-5,7.0917799123076236E-5,4.9309168048387711E-2]
[2004,2,7,13,3.0860842570683313E-2,4.7081496750595048E-3,0,0,3.0444578924354389E-3,9.1378563218390916E-5,3.8704828701396646E-2,null,3.6578887158686763E-2,6.9296943431989937E-3,0,0,5.0432266759395513E-3,5.4942793737144435E-5,6.7978648615839944E-5,4.860675097156246E-2]
[2004,2,7,14,3.0002831772829624E-2,4.5913618089035591E-3,0,0,2.9638146865899892E-3,9.1378563218390916E-5,3.7649386831541565E-2,null,3.5561900014420014E-2,6.7578000171238757E-3,0,0,4.9096390287056745E-3,5.4942793737144435E-5,6.6292406277779941E-5,4.7284281853986712E-2]
[2004,2,7,15,2.9297912662368687E-2,4.4164051378746075E-3,0,0,2.7241250936385409E-3,9.1378563218390916E-5,3.652982145710023E-2,null,3.4726370117966462E-2,6.5002898831626119E-3,0,0,4.5125867481924965E-3,5.4942793737144435E-5,6.3766293285689502E-5,4.5794189543058722E-2]
[2004,2,7,16,2.9563166597824205E-2,4.4662715951838119E-3,0,0,2.9532008052583969E-3,9.1378563218390916E-5,3.7074017561484804E-2,null,3.5040771571886654E-2,6.5736858733031756E-3,0,0,4.8920568477861274E-3,5.4942793737144435E-5,6.448629044234241E-5,4.6561457086713103E-2]
[2004,2,7,17,3.2429562857235847E-2,4.6616819093519965E-3,0,0,3.3115544669867973E-3,9.1378563218390916E-5,4.0494177796793034E-2,null,3.8438267446633236E-2,6.8613007203559926E-3,0,0,5.4856793612522462E-3,5.4942793737144435E-5,6.7307723489196854E-5,5.0840190321978618E-2]
[2004,2,7,18,3.646048558579764E-2,4.81631230705946E-3,3.2685067000000546E-4,3.2674163497165099E-5,3.0470274818200386E-3,9.1378563218390916E-5,4.4774728771392693E-2,null,4.3216058827271579E-2,7.0888936106067637E-3,2.2372726476104011E-4,2.4284554033280008E-5,5.0474832701144362E-3,5.4942793737144435E-5,6.9540355456435758E-5,5.5655390320524245E-2]
[2004,2,7,19,3.658308929583045E-2,5.1043220759679426E-3,3.2685067000000546E-4,3.2674163497165099E-5,3.345380903616307E-3,9.1378563218390916E-5,4.5483695672130259E-2,null,4.336137913938732E-2,7.5128010485889553E-3,2.2372726476104011E-4,2.4284554033280008E-5,5.5417137665845712E-3,5.4942793737144435E-5,7.3698786311400348E-5,5.6718848567092313E-2]
[2004,2,7,20,3.5224867040592682E-2,4.8004678397201971E-3,3.2685067000000546E-4,3.2674163497165099E-5,3.0203798538796347E-3,9.1378563218390916E-5,4.3496618130908077E-2,null,4.1751498965280999E-2,7.0655729170711438E-3,2.2372726476104011E-4,2.4284554033280008E-5,5.0033407551486435E-3,5.4942793737144435E-5,6.9311585015371284E-5,5.412336725003225E-2]
[2004,2,7,21,3.3884698320305683E-2,4.7945889595697108E-3,3.2685067000000546E-4,3.2674163497165099E-5,3.1747144117106542E-3,9.1378563218390916E-5,4.2304905088301606E-2,null,4.0163017371471606E-2,7.0569200820223815E-3,2.2372726476104011E-4,2.4284554033280008E-5,5.2590001160505249E-3,5.4942793737144435E-5,6.9226702767442429E-5,5.2781892182075976E-2]
[2004,2,7,22,3.2614843161291901E-2,4.8017860836551372E-3,3.2685067000000546E-4,3.2674163497165099E-5,3.3712432474113977E-3,9.1378563218390916E-5,4.1238775889074E-2,null,3.8657877372035333E-2,7.0675131755950612E-3,2.2372726476104011E-4,2.4284554033280008E-5,5.5845554371669751E-3,5.4942793737144435E-5,6.9330618488694777E-5,5.1612900597328835E-2]
[2004,2,7,23,2.9792191777044782E-2,4.5405754555979559E-3,3.2685067000000546E-4,3.2674163497165099E-5,3.169435250725328E-3,9.1378563218390916E-5,3.7953105880083625E-2,null,3.5312231632253437E-2,6.6830500772318106E-3,2.2372726476104011E-4,2.4284554033280008E-5,5.2502550433812896E-3,5.4942793737144435E-5,6.5559127197012851E-5,4.7548491365397995E-2]
[2004,2,7,24,2.6681897361533896E-2,4.1205866064796381E-3,3.2685067000000546E-4,3.2674163497165099E-5,3.1379397873293113E-3,9.1378563218390916E-5,3.4391327152058407E-2,null,3.1625646983934573E-2,6.0648891110758061E-3,2.2372726476104011E-4,2.4284554033280008E-5,5.1980819581287276E-3,5.4942793737144435E-5,5.9495115564582262E-5,4.3191572665670572E-2]
[2004,2,8,1,2.4202548238895703E-2,4.03634124853877E-3,3.2685067000000546E-4,3.2674163497165099E-5,3.4353327559167733E-3,9.1378563218390916E-5,3.2125125640066809E-2,null,2.8686912191575875E-2,5.9408925050511204E-3,2.2372726476104011E-4,2.4284554033280008E-5,5.6907214379335698E-3,5.4942793737144435E-5,5.8278738435512851E-5,4.0621480747092029E-2]
[2004,2,8,2,2.2595628294461594E-2,4.1200666599249874E-3,3.2685067000000546E-4,3.2674163497165099E-5,3.5768116461506608E-3,9.1378563218390916E-5,3.0743409997252804E-2,null,2.6782254430341039E-2,6.0641238272706594E-3,2.2372726476104011E-4,2.4284554033280008E-5,5.9250850384559234E-3,5.4942793737144435E-5,5.9487608312991506E-5,3.9074417908599085E-2]
[2004,2,8,3,2.157846811283716E-2,4.0865020099007752E-3,3.2685067000000546E-4,3.2674163497165099E-5,3.5994478887739169E-3,9.1378563218390916E-5,2.9715321408227413E-2,null,2.5576629942910666E-2,6.0147216668770863E-3,2.2372726476104011E-4,2.4284554033280008E-5,5.9625825853670822E-3,5.4942793737144435E-5,5.9002984903078197E-5,3.7856888807686298E-2]
[2004,2,8,4,2.132076078183074E-2,4.1106247065350737E-3,3.2685067000000546E-4,3.2674163497165099E-5,3.6575496358506676E-3,9.1378563218390916E-5,2.9539838520932043E-2,null,2.5271173364424207E-2,6.0502266796626644E-3,2.2372726476104011E-4,2.4284554033280008E-5,6.0588296977033143E-3,5.4942793737144435E-5,5.9351280609745335E-5,3.768318435432165E-2]
[2004,2,8,5,2.1781719552253172E-2,4.0890656563095495E-3,3.2685067000000546E-4,3.2674163497165099E-5,3.6276112437401463E-3,9.1378563218390916E-5,2.9949299849018431E-2,null,2.581754078162839E-2,6.0184949721547318E-3,2.2372726476104011E-4,2.4284554033280008E-5,6.0092359430642126E-3,5.4942793737144435E-5,5.9040000127832102E-5,3.8148226309378801E-2]
[2004,2,8,6,2.2043297095472043E-2,4.0884733711597033E-3,3.2685067000000546E-4,3.2674163497165099E-5,3.6209876791152467E-3,9.1378563218390916E-5,3.0203661542462554E-2,null,2.6127584663765913E-2,6.0176232167230403E-3,2.2372726476104011E-4,2.4284554033280008E-5,5.9982638294773889E-3,5.4942793737144435E-5,5.9031448414980858E-5,3.8446426322497805E-2]
[2004,2,8,7,2.3049386037851633E-2,4.177555481925178E-3,3.2685067000000546E-4,3.2674163497165099E-5,3.6168359193884158E-3,9.1378563218390916E-5,3.1294680835880787E-2,null,2.7320086579765632E-2,6.1487388017525107E-3,2.2372726476104011E-4,2.4284554033280008E-5,5.991386327424077E-3,5.4942793737144435E-5,6.0317661030047518E-5,3.9763166321473684E-2]
[2004,2,8,8,2.5911469908873257E-2,4.5166569046105479E-3,0,0,3.8931207344448725E-3,9.1378563218390916E-5,3.4412626111147065E-2,null,3.0712471046165483E-2,6.6478455364006274E-3,0,0,6.4490595811458138E-3,5.4942793737144435E-5,6.5213779048548871E-5,4.3864318957449071E-2]
[2004,2,8,9,2.7799749461249534E-2,4.4048486548261771E-3,0,0,3.5568606281626441E-3,9.1378563218390916E-5,3.5852837307456746E-2,null,3.2950620069874981E-2,6.4832804631706755E-3,0,0,5.8920356386336038E-3,5.4942793737144435E-5,6.3599434932705166E-5,4.5380878965416406E-2]
[2004,2,8,10,3.0587849582908527E-2,4.5419964593210842E-3,0,0,3.6839735400675004E-3,9.1378563218390916E-5,3.8905198145515504E-2,null,3.6255312723800372E-2,6.6851415828426009E-3,0,0,6.1026016082821781E-3,5.4942793737144435E-5,6.5579644368182676E-5,4.9097998708662299E-2]
[2004,2,8,11,3.1013350890444338E-2,4.7533123403247545E-3,0,0,3.830627986056127E-3,9.1378563218390916E-5,3.9688669780043616E-2,null,3.6759652949721867E-2,6.9961670527796281E-3,0,0,6.3455386566127498E-3,5.4942793737144435E-5,6.8630730041561056E-5,5.0156301452851389E-2]
[2004,2,8,12,3.1130812671297345E-2,4.6254336356247308E-3,0,0,3.4369016595475143E-3,9.1378563218390916E-5,3.9284526529687981E-2,null,3.6898878611414013E-2,6.8079486659960407E-3,0,0,5.6933203691463125E-3,5.4942793737144435E-5,6.6784352561613628E-5,4.9455090440293517E-2]
[2004,2,8,13,3.0680136498036366E-2,4.5397412822566459E-3,0,0,3.3032381420495961E-3,9.1378563218390916E-5,3.8614494485561E-2,null,3.6364699000178045E-2,6.6818222984474729E-3,0,0,5.4719031445164901E-3,5.4942793737144435E-5,6.5547082979991884E-5,4.8573367236879154E-2]
[2004,2,8,14,2.9901782004465288E-2,4.5372385823431727E-3,0,0,3.3218938895087729E-3,9.1378563218390916E-5,3.7852293039535627E-2,null,3.5442127261425843E-2,6.678138697323875E-3,0,0,5.502806893745371E-3,5.4942793737144435E-5,6.5510947731592682E-5,4.7678015646232232E-2]
[2004,2,8,15,2.9003804513178317E-2,4.6426343849623498E-3,0,0,3.6243596856463355E-3,9.1378563218390916E-5,3.736217714700539E-2,null,3.4377768203516318E-2,6.8332656044135052E-3,0,0,6.0038496493145703E-3,5.4942793737144435E-5,6.7032705688818827E-5,4.7269826250981542E-2]
[2004,2,8,16,3.012398649153248E-2,4.5258928024462103E-3,0,0,3.4779563692439275E-3,9.1378563218390916E-5,3.8219214226441006E-2,null,3.5705502859158418E-2,6.6614394009553565E-3,0,0,5.7613286039221515E-3,5.4942793737144435E-5,6.5347131617382489E-5,4.8183213657773075E-2]
[2004,2,8,17,3.3340301100145464E-2,4.6571771803505004E-3,0,0,3.6489050038597606E-3,9.1378563218390916E-5,4.1737761847574113E-2,null,3.9517751629289298E-2,6.854670430914543E-3,0,0,6.0445096314713101E-3,5.4942793737144435E-5,6.7242681931252248E-5,5.2471874485412295E-2]
[2004,2,8,18,3.7351709746289485E-2,4.6142666210646352E-3,3.2685067000000546E-4,3.2674163497165099E-5,3.4669142970247986E-3,9.1378563218390916E-5,4.5883794061094482E-2,null,4.4272413264939955E-2,6.7915124855497302E-3,2.2372726476104011E-4,2.4284554033280008E-5,5.7430371132395153E-3,5.4942793737144435E-5,6.662311755184112E-5,5.7109917476260666E-2]
[2004,2,8,19,3.8156130017749555E-2,4.5396963581790691E-3,3.2685067000000546E-4,3.2674163497165099E-5,3.3672153481738719E-3,9.1378563218390916E-5,4.6513945120818058E-2,null,4.52258803736394E-2,6.6817561769033969E-3,2.2372726476104011E-4,2.4284554033280008E-5,5.5778831133574854E-3,5.4942793737144435E-5,6.554643434341601E-5,5.7788474276431745E-2]
[2004,2,8,20,3.6727898922885381E-2,4.2780958433006394E-3,3.2685067000000546E-4,3.2674163497165099E-5,3.0983572594948309E-3,9.1378563218390916E-5,4.4555255422396411E-2,null,4.3533019787091662E-2,6.2967192232708455E-3,2.2372726476104011E-4,2.4284554033280008E-5,5.1325124323448514E-3,5.4942793737144435E-5,6.1769313668419862E-5,5.5265206055238825E-2]
[2004,2,8,21,3.5523091147566681E-2,4.2103544080504176E-3,3.2685067000000546E-4,3.2674163497165099E-5,3.1309963287752592E-3,9.1378563218390916E-5,4.331534528110792E-2,null,4.2104979461868766E-2,6.1970139307351508E-3,2.2372726476104011E-4,2.4284554033280008E-5,5.1865799316135686E-3,5.4942793737144435E-5,6.0791228530642402E-5,5.3791527936748948E-2]
[2004,2,8,22,3.3151104468668625E-2,4.0861008412193065E-3,3.2685067000000546E-4,3.2674163497165099E-5,2.9967444976236285E-3,9.1378563218390916E-5,4.0684853204227114E-2,null,3.9293499740581335E-2,6.0141312063916501E-3,2.2372726476104011E-4,2.4284554033280008E-5,4.9641881495363941E-3,5.4942793737144435E-5,5.8997192626554421E-5,5.0574773709040843E-2]
[2004,2,8,23,2.9289090153279181E-2,4.006476084895497E-3,3.2685067000000546E-4,3.2674163497165099E-5,2.9288385437868094E-3,9.1378563218390916E-5,3.6675308178677049E-2,null,3.471591293217504E-2,5.8969354370220781E-3,2.2372726476104011E-4,2.4284554033280008E-5,4.8517001040633764E-3,5.4942793737144435E-5,5.7847530082916265E-5,4.5767503085791958E-2]
[2004,2,8,24,2.5326489932945732E-2,4.1642020649806542E-3,3.2685067000000546E-4,3.2674163497165099E-5,3.2116209568705308E-3,9.1378563218390916E-5,3.3153216351512478E-2,null,3.0019103181029114E-2,6.1290845629858393E-3,2.2372726476104011E-4,2.4284554033280008E-5,5.3201368043028175E-3,5.4942793737144435E-5,6.0124857635732935E-5,4.1771279160849231E-2]
[2004,2,9,1,2.1279718153164345E-2,4.0964235616841429E-3,3.2685067000000546E-4,3.2674163497165099E-5,3.3032759550566115E-3,9.1378563218390916E-5,2.9130321066620661E-2,null,2.5222526161119713E-2,6.0293247118127996E-3,2.2372726476104011E-4,2.4284554033280008E-5,5.4719657827832736E-3,5.4942793737144435E-5,5.9146237290736606E-5,3.7026771268247251E-2]
[2004,2,9,2,2.0516420903497576E-2,4.1990608664915739E-3,3.2685067000000546E-4,3.2674163497165099E-5,3.6259494327681315E-3,9.1378563218390916E-5,2.8792334599472842E-2,null,2.4317801544474923E-2,6.1803915214116815E-3,2.2372726476104011E-4,2.4284554033280008E-5,6.0064831083328609E-3,5.4942793737144435E-5,6.0628166660004797E-5,3.6807630786750936E-2]
[2004,2,9,3,2.0204789128141994E-2,4.1112743279184362E-3,3.2685067000000546E-4,3.2674163497165099E-5,3.4592772264247702E-3,9.1378563218390916E-5,2.8226244079200765E-2,null,2.3948429142548938E-2,6.0511828254813408E-3,2.2372726476104011E-4,2.4284554033280008E-5,5.7303860996479666E-3,5.4942793737144435E-5,5.9360660172163851E-5,3.6032952680209715E-2]
[2004,2,9,4,2.0360476236948671E-2,4.2309082285489222E-3,3.2685067000000546E-4,3.2674163497165099E-5,3.6393259672282971E-3,9.1378563218390916E-5,2.8681613829441451E-2,null,2.4132962703875337E-2,6.2272660899632482E-3,2.2372726476104011E-4,2.4284554033280008E-5,6.0286416987304324E-3,5.4942793737144435E-5,6.1087994996836625E-5,3.6691825105100481E-2]
[2004,2,9,5,2.1035993257353832E-2,4.2965678223032605E-3,3.2685067000000546E-4,3.2674163497165099E-5,3.6840155493138211E-3,9.1378563218390916E-5,2.9467480025686478E-2,null,2.4933642750331553E-2,6.3239072222166385E-3,2.2372726476104011E-4,2.4284554033280008E-5,6.102671197732638E-3,5.4942793737144435E-5,6.2036021453117142E-5,3.7663175782812294E-2]
[2004,2,9,6,2.2813608312341631E-2,4.5198759297265844E-3,3.2685067000000546E-4,3.2674163497165099E-5,3.8525473797649044E-3,9.1378563218390916E-5,3.1636935018548681E-2,null,2.704062282902037E-2,6.6525834614193195E-3,2.2372726476104011E-4,2.4284554033280008E-5,6.3818487239476265E-3,5.4942793737144435E-5,6.5260256962878529E-5,4.037800962691878E-2]
[2004,2,9,7,2.573698429143496E-2,4.9160326064935254E-3,3.2685067000000546E-4,3.2674163497165099E-5,3.8571264805288188E-3,9.1378563218390916E-5,3.4961046775172866E-2,null,3.0505655898572841E-2,7.2356670232174448E-3,2.2372726476104011E-4,2.4284554033280008E-5,6.3894341279638125E-3,5.4942793737144435E-5,7.0980167625323318E-5,4.443371166228556E-2]
[2004,2,9,8,2.7700714636720268E-2,5.5526992721987691E-3,0,0,3.6883114295689322E-3,9.1378563218390916E-5,3.703310390170636E-2,null,3.2833235599151626E-2,8.1727454290319822E-3,0,0,6.1097874393311992E-3,5.4942793737144435E-5,8.0172683271684584E-5,4.7170711261251955E-2]
[2004,2,9,9,2.7972392300682773E-2,6.003272871311114E-3,0,0,3.6370423474299369E-3,9.1378563218390916E-5,3.7704086082642217E-2,null,3.3155251000735658E-2,8.835922587036027E-3,0,0,6.0248588208941488E-3,5.4942793737144435E-5,8.6678293008750834E-5,4.8070975202402985E-2]
[2004,2,9,10,2.6825606829925911E-2,6.2154845442262486E-3,0,0,3.5876203657692497E-3,9.1378563218390916E-5,3.6720090303139802E-2,null,3.1795983630314412E-2,9.1482665291054161E-3,0,0,5.9429899742570267E-3,5.4942793737144435E-5,8.9742312579261854E-5,4.6942182927413999E-2]
[2004,2,9,11,2.634060288089432E-2,6.2158763901712681E-3,0,0,3.2255945412845693E-3,9.1378563218390916E-5,3.5873452375568549E-2,null,3.122111582874644E-2,9.148843267912805E-3,0,0,5.3432844240647705E-3,5.4942793737144435E-5,8.9747970249396932E-5,4.5768186314461168E-2]
[2004,2,9,12,2.5902329279031182E-2,6.1970021954271181E-3,0,0,3.3047956493171137E-3,9.1378563218390916E-5,3.5495505686993806E-2,null,3.0701636796686169E-2,9.1210632673652831E-3,0,0,5.4744831973459378E-3,5.4942793737144435E-5,8.9475455070192635E-5,4.5352126055134542E-2]
[2004,2,9,13,2.5371788844537772E-2,6.029060400640677E-3,0,0,3.065064590979296E-3,9.1378563218390916E-5,3.4557292399376133E-2,null,3.0072795291727048E-2,8.873877985324824E-3,0,0,5.0773622283009903E-3,5.4942793737144435E-5,8.7050626412731421E-5,4.4078978299090008E-2]
[2004,2,9,14,2.4366851310235152E-2,5.9338457865062977E-3,0,0,2.8041053167882552E-3,9.1378563218390916E-5,3.3196180976748098E-2,null,2.8881658122202562E-2,8.7337362696839442E-3,0,0,4.645076146695416E-3,5.4942793737144435E-5,8.5675869609305879E-5,4.2315413332319071E-2]
[2004,2,9,15,2.389160583564251E-2,5.8397665449129435E-3,0,0,2.8298168866913173E-3,9.1378563218390916E-5,3.2652567830465162E-2,null,2.8318356891914219E-2,8.5952656531410078E-3,0,0,4.6876680562559312E-3,5.4942793737144435E-5,8.4317505889435729E-5,4.1656233395048307E-2]
[2004,2,9,16,2.4804895832348895E-2,5.7539814438340407E-3,0,0,3.0820466117149046E-3,9.1378563218390916E-5,3.3732302451116233E-2,null,2.9400865629521267E-2,8.4690027747906672E-3,0,0,5.1054934040344361E-3,5.4942793737144435E-5,8.3078897169409558E-5,4.3030304602083513E-2]
[2004,2,9,17,2.7920763294863288E-2,5.4470014047015387E-3,0,0,2.8047460088423061E-3,9.1378563218390916E-5,3.6263889271625521E-2,null,3.3094055925660809E-2,8.0171739274793059E-3,0,0,4.6461374703767452E-3,5.4942793737144435E-5,7.8646563948821919E-5,4.5812310117254007E-2]
[2004,2,9,18,3.2629498139931483E-2,5.2487751167064976E-3,3.2685067000000546E-4,3.2674163497165099E-5,2.6390861598231592E-3,9.1378563218390916E-5,4.0968262813176698E-2,null,3.867524769524483E-2,7.7254143868110891E-3,2.2372726476104011E-4,2.4284554033280008E-5,4.3717174589253316E-3,5.4942793737144435E-5,7.578447244620483E-5,5.1075334153512716E-2]
[2004,2,9,19,3.4012254571937919E-2,5.2281465855886734E-3,3.2685067000000546E-4,3.2674163497165099E-5,2.6755325218015902E-3,9.1378563218390916E-5,4.2366837076043738E-2,null,4.0314207855793413E-2,7.6950522646906019E-3,2.2372726476104011E-4,2.4284554033280008E-5,4.432091841316127E-3,5.4942793737144435E-5,7.5486627270264934E-5,5.2744306574331608E-2]
[2004,2,9,20,3.3015391857032644E-2,5.3077352223825248E-3,3.2685067000000546E-4,3.2674163497165099E-5,3.1241191341081173E-3,9.1378563218390916E-5,4.1898149610238841E-2,null,3.9132641646844157E-2,7.812194871497446E-3,2.2372726476104011E-4,2.4284554033280008E-5,5.1751876730156956E-3,5.4942793737144435E-5,7.6635768301843235E-5,5.2422978803888763E-2]
[2004,2,9,21,3.1454445859601575E-2,5.0934279530411488E-3,3.2685067000000546E-4,3.2674163497165099E-5,2.9213844782142811E-3,9.1378563218390916E-5,3.9920161687572564E-2,null,3.7282476105509402E-2,7.4967665239391067E-3,2.2372726476104011E-4,2.4284554033280008E-5,4.839352243239621E-3,5.4942793737144435E-5,7.3541491449187016E-5,4.9921549485219596E-2]
[2004,2,9,22,3.012463063506406E-2,4.897605259497062E-3,3.2685067000000546E-4,3.2674163497165099E-5,2.9943391509885372E-3,9.1378563218390916E-5,3.8467478442265217E-2,null,3.5706266352685909E-2,7.2085447159301467E-3,2.2372726476104011E-4,2.4284554033280008E-5,4.9602036279093702E-3,5.4942793737144435E-5,7.07141042601269E-5,4.8177969309056892E-2]
[2004,2,9,23,2.62549800518696E-2,4.5563045396716552E-3,3.2685067000000546E-4,3.2674163497165099E-5,2.8580504403613555E-3,9.1378563218390916E-5,3.4120238428618173E-2,null,3.1119628392234321E-2,6.7062009438040027E-3,2.2372726476104011E-4,2.4284554033280008E-5,4.7344377000007494E-3,5.4942793737144435E-5,6.5786231676073735E-5,4.2863221648570538E-2]
[2004,2,9,24,2.2751074052935916E-2,4.3937961299854774E-3,3.2685067000000546E-4,3.2674163497165099E-5,3.023866064448052E-3,9.1378563218390916E-5,3.0619639644085008E-2,null,2.6966501922790587E-2,6.4670127945210603E-3,2.2372726476104011E-4,2.4284554033280008E-5,5.0091157570562967E-3,5.4942793737144435E-5,6.3439852983464298E-5,3.8745585086899403E-2]
[2004,2,10,1,2.0208544258943972E-2,4.4977793422161204E-3,3.2685067000000546E-4,3.2674163497165099E-5,3.3978743114052648E-3,9.1378563218390916E-5,{"$f":"SUM(E963:J963)","v":2.855510130928092E-2},null,{"$f":"E963*W$5","v":2.3952880041955102E-2},6.620060579174007E-3,{"$f":"G963*Y$5","v":2.2372726476104011E-4},{"$f":"H963*Z$5","v":2.4284554033280008E-5},{"$f":"I963*AA$5","v":5.6286705135082295E-3},{"$f":"J963*AB$5","v":5.4942793737144435E-5},6.4941215245504919E-5,{"$f":"SUM(M963:R963)","v":3.6504565747168809E-2}]
[2004,2,10,2,1.9609373758605633E-2,4.5660583983874892E-3,3.2685067000000546E-4,3.2674163497165099E-5,3.5436959887367708E-3,9.1378563218390916E-5,2.8170031542445455E-2,null,2.3242692364140033E-2,{"$f":"(F964*X$5)-S964","v":6.7205571695471075E-3},2.2372726476104011E-4,2.4284554033280008E-5,5.8702280580798846E-3,5.4942793737144435E-5,{"$f":"(F964*$AC$7)*$AC$5","v":6.5927062826324676E-5},3.6136432204298491E-2]
[2004,2,10,3,1.9061618055854268E-2,4.56809179258022E-3,3.2685067000000546E-4,3.2674163497165099E-5,3.6261878098368902E-3,9.1378563218390916E-5,2.7706801054986942E-2,null,2.2593445863640951E-2,6.7235500226225956E-3,2.2372726476104011E-4,2.4284554033280008E-5,6.0068779863816204E-3,5.4942793737144435E-5,6.5956422001131146E-5,3.5626828485176634E-2]
[2004,2,10,4,1.9167947963928792E-2,4.6017455742307263E-3,3.2685067000000546E-4,3.2674163497165099E-5,3.772532056936834E-3,9.1378563218390916E-5,2.7993128991811916E-2,null,2.2719477085897544E-2,6.7730833714806735E-3,2.2372726476104011E-4,2.4284554033280008E-5,6.249301181880087E-3,5.4942793737144435E-5,6.6442332338589793E-5,3.6044816251789777E-2]
[2004,2,10,5,2.0191919763305786E-2,4.5882211680735221E-3,3.2685067000000546E-4,3.2674163497165099E-5,3.811150311423022E-3,9.1378563218390916E-5,2.904219463951789E-2,null,2.3933175280212889E-2,6.7531774620871879E-3,2.2372726476104011E-4,2.4284554033280008E-5,6.313273362834498E-3,5.4942793737144435E-5,6.624706011545537E-5,3.730258071766604E-2]
[2004,2,10,6,2.1170480255338679E-2,4.7318222618506203E-3,3.2685067000000546E-4,3.2674163497165099E-5,3.7808374137090635E-3,9.1378563218390916E-5,3.0134043327613925E-2,null,2.509304814285546E-2,6.9645368614061507E-3,2.2372726476104011E-4,2.4284554033280008E-5,6.2630592295545113E-3,5.4942793737144435E-5,6.8320445408712906E-5,3.8623598846347584E-2]
[2004,2,10,7,2.4419216577933174E-2,5.2124211285022141E-3,3.2685067000000546E-4,3.2674163497165099E-5,3.9787015882605551E-3,9.1378563218390916E-5,3.4061242691411503E-2,null,2.8943725877279995E-2,7.6719067365028475E-3,2.2372726476104011E-4,2.4284554033280008E-5,6.5908265755211803E-3,5.4942793737144435E-5,7.5259575159482072E-5,4.3509413801835484E-2]
[2004,2,10,8,2.7764514039882868E-2,5.7330217396195631E-3,0,0,3.8902178301312433E-3,9.1378563218390916E-5,3.7479132172852064E-2,null,3.2908856061027586E-2,8.4381532152493499E-3,0,0,6.4442508417940324E-3,5.4942793737144435E-5,8.2776270348636295E-5,4.7846202911808119E-2]
[2004,2,10,9,2.6958392321497514E-2,6.040618622092239E-3,0,0,3.6301288177533822E-3,9.1378563218390916E-5,3.6720518324561524E-2,null,3.1953372253174718E-2,8.8908899639869744E-3,0,0,6.0134063723724157E-3,5.4942793737144435E-5,8.7217509865660273E-5,4.6912611383271255E-2]
[2004,2,10,10,2.5317906056112977E-2,6.3138921038525479E-3,0,0,3.7096666276693517E-3,9.1378563218390916E-5,3.5432843350853269E-2,null,3.0008928842420884E-2,9.293107784446723E-3,0,0,6.1451629014118575E-3,5.4942793737144435E-5,9.1163170746200647E-5,4.550214232201661E-2]
[2004,2,10,11,2.4204670203323154E-2,6.521636090730241E-3,0,0,3.6664736559857058E-3,9.1378563218390916E-5,3.4484158513257493E-2,null,2.8689427323726552E-2,9.5988759587946962E-3,0,0,6.0736125779374183E-3,5.4942793737144435E-5,9.416268360383593E-5,4.4416858654195819E-2]
[2004,2,10,12,2.3925900762243667E-2,6.2916453856898752E-3,0,0,3.3598480414055248E-3,9.1378563218390916E-5,3.366877275255746E-2,null,2.8359006146625457E-2,9.2603639322656282E-3,0,0,5.565678970834681E-3,5.4942793737144435E-5,9.0841961366463413E-5,4.3239991843462916E-2]
[2004,2,10,13,2.3620045865308581E-2,6.1109898074388587E-3,0,0,3.1881184036770547E-3,9.1378563218390916E-5,3.3010532639642889E-2,null,2.7996480990797462E-2,8.9944658565725283E-3,0,0,5.2812041905483179E-3,5.4942793737144435E-5,8.8233564666700043E-5,4.2327093831655456E-2]
[2004,2,10,14,2.2696070663597929E-2,6.1901871869412192E-3,0,0,3.2356140026407153E-3,9.1378563218390916E-5,3.2213250416398255E-2,null,2.6901307242271695E-2,9.1110325909822109E-3,0,0,5.3598819322501897E-3,5.4942793737144435E-5,8.9377056527420936E-5,4.1427164559241246E-2]
[2004,2,10,15,2.2916424403932264E-2,6.1846253784729709E-3,0,0,3.4568973699622709E-3,9.1378563218390916E-5,3.2649325715585896E-2,null,2.7162489178060484E-2,9.1028464381747633E-3,0,0,5.7264438031798814E-3,5.4942793737144435E-5,8.9296752320964945E-5,4.2046722213152275E-2]
[2004,2,10,16,2.3648753705027739E-2,6.0224837502013216E-3,0,0,3.4865299562137691E-3,9.1378563218390916E-5,3.3249145974661221E-2,null,2.8030507956433658E-2,8.8641981364474126E-3,0,0,5.7755309821590876E-3,5.4942793737144435E-5,8.6955669404109872E-5,4.2725179868777302E-2]
[2004,2,10,17,2.6714613325045624E-2,5.7999046187388811E-3,0,0,3.3782174466538781E-3,9.1378563218390916E-5,3.598411395365677E-2,null,3.1664424717719457E-2,8.5365948411698644E-3,0,0,5.5961083864622795E-3,5.4942793737144435E-5,8.374195921833231E-5,4.585207073908875E-2]
[2004,2,10,18,3.1272883984026827E-2,5.5630716512845221E-3,3.2685067000000546E-4,3.2674163497165099E-5,3.0424366592610615E-3,9.1378563218390916E-5,4.0329295691287972E-2,null,3.7067273576811201E-2,8.1880120245390892E-3,2.2372726476104011E-4,2.4284554033280008E-5,5.03987844862833E-3,5.4942793737144435E-5,8.0322444932176342E-5,5.0598118662510086E-2]
[2004,2,10,19,3.3464776448716801E-2,5.7425297054083755E-3,3.2685067000000546E-4,3.2674163497165099E-5,3.2390309635311745E-3,9.1378563218390916E-5,4.2897240514371909E-2,null,3.9665290366088228E-2,8.4521475232661666E-3,2.2372726476104011E-4,2.4284554033280008E-5,5.3655422201970933E-3,5.4942793737144435E-5,8.2913551172318043E-5,5.378593472208295E-2]
[2004,2,10,20,3.267514554517164E-2,5.7423720570490746E-3,3.2685067000000546E-4,3.2674163497165099E-5,3.5063433168271924E-3,9.1378563218390916E-5,4.2374764315763466E-2,null,3.8729352870161625E-2,8.4519154883864241E-3,2.2372726476104011E-4,2.4284554033280008E-5,5.808352348824695E-3,5.4942793737144435E-5,8.2911274965493401E-5,5.3292575319904209E-2]
[2004,2,10,21,3.1961856572424549E-2,5.6457260705383323E-3,3.2685067000000546E-4,3.2674163497165099E-5,3.536268309022211E-3,9.1378563218390916E-5,4.1594754348700649E-2,null,3.7883902303285748E-2,8.309667006023147E-3,2.2372726476104011E-4,2.4284554033280008E-5,5.8579239061420712E-3,5.4942793737144435E-5,8.1515851283033277E-5,5.2354447827982431E-2]
[2004,2,10,22,2.9530864655044915E-2,5.3497085509253478E-3,3.2685067000000546E-4,3.2674163497165099E-5,3.3514091029815231E-3,9.1378563218390916E-5,3.8682885705667344E-2,null,3.5002484570576697E-2,7.8739733529482846E-3,2.2372726476104011E-4,2.4284554033280008E-5,5.5516996415484118E-3,5.4942793737144435E-5,7.7241800469292062E-5,4.8731112177604861E-2]
[2004,2,10,23,2.6652903081202738E-2,4.8738339643784115E-3,3.2685067000000546E-4,3.2674163497165099E-5,3.0051333133865542E-3,9.1378563218390916E-5,3.4982773755683261E-2,null,3.1591280504599098E-2,7.1735569137821309E-3,2.2372726476104011E-4,2.4284554033280008E-5,4.978084449281662E-3,5.4942793737144435E-5,7.0370882266447663E-5,4.4045876480194354E-2]
[2004,2,10,24,2.3270207778921304E-2,4.4921007181901963E-3,3.2685067000000546E-4,3.2674163497165099E-5,3.1673661203963938E-3,9.1378563218390916E-5,3.1380578014223455E-2,null,2.7581823229705496E-2,6.6117024912826948E-3,2.2372726476104011E-4,2.4284554033280008E-5,5.246827473140688E-3,5.4942793737144435E-5,6.4859224396886703E-5,3.9743307806660341E-2]
[2004,2,11,1,2.0749860935570061E-2,4.4601730185871869E-3,3.2685067000000546E-4,3.2674163497165099E-5,3.3135624582127563E-3,9.1378563218390916E-5,2.8974499809085563E-2,null,2.4594494462756144E-2,6.564709677842129E-3,2.2372726476104011E-4,2.4284554033280008E-5,5.4890056529184805E-3,5.4942793737144435E-5,6.439823610589791E-5,3.6951164406048218E-2]
[2004,2,11,2,1.9993579867046852E-2,4.5815092743872101E-3,3.2685067000000546E-4,3.2674163497165099E-5,3.5577807824239398E-3,9.1378563218390916E-5,2.8583773320573561E-2,null,2.3698086018871294E-2,6.7432985553148358E-3,2.2372726476104011E-4,2.4284554033280008E-5,5.8935598990045805E-3,5.4942793737144435E-5,6.6150150396364303E-5,3.6637899085722181E-2]
[2004,2,11,3,1.9903144498254456E-2,4.4271944651818797E-3,3.2685067000000546E-4,3.2674163497165099E-5,3.3324978801636692E-3,9.1378563218390916E-5,2.8113740240315568E-2,null,2.3590894352194192E-2,6.5161701642854047E-3,2.2372726476104011E-4,2.4284554033280008E-5,5.5203726904919986E-3,5.4942793737144435E-5,6.3922075055693027E-5,3.5930391819503062E-2]
[2004,2,11,4,1.9883646831048388E-2,4.5045573467255313E-3,3.2685067000000546E-4,3.2674163497165099E-5,3.5651653530363705E-3,9.1378563218390916E-5,2.8404272927525849E-2,null,2.3567784063907183E-2,6.6300367912209288E-3,2.2372726476104011E-4,2.4284554033280008E-5,5.9057926395511004E-3,5.4942793737144435E-5,6.5039079506129977E-5,3.6406568107210678E-2]
[2004,2,11,5,2.1096565084278412E-2,4.4211748711088725E-3,3.2685067000000546E-4,3.2674163497165099E-5,3.5001032868376657E-3,9.1378563218390916E-5,2.9468746638940512E-2,null,2.500543761519939E-2,6.5073102193229397E-3,2.2372726476104011E-4,2.4284554033280008E-5,5.7980155707138738E-3,5.4942793737144435E-5,6.383516110891122E-5,3.7613718017767667E-2]
[2004,2,11,6,2.1891866526695027E-2,4.6344323238617828E-3,3.2685067000000546E-4,3.2674163497165099E-5,3.5994293798736515E-3,9.1378563218390916E-5,3.0576631627146023E-2,null,2.5948096314574429E-2,6.8211933933892332E-3,2.2372726476104011E-4,2.4284554033280008E-5,5.9625519248741937E-3,5.4942793737144435E-5,6.6914280178169771E-5,3.9034796245369319E-2]
[2004,2,11,7,2.5134909742379516E-2,5.1273290694581527E-3,3.2685067000000546E-4,3.2674163497165099E-5,3.8483709772725162E-3,9.1378563218390916E-5,3.4561513185825746E-2,null,2.9792026095997792E-2,7.5466639126962028E-3,2.2372726476104011E-4,2.4284554033280008E-5,6.374930400488003E-3,5.4942793737144435E-5,7.403097293122317E-5,4.4016575021713467E-2]
[2004,2,11,8,2.849074578816525E-2,5.667528063374146E-3,0,0,3.7799480860345848E-3,9.1378563218390916E-5,3.8029600500792377E-2,null,3.3769647502824213E-2,8.3417562888310239E-3,0,0,6.2615860342566795E-3,5.4942793737144435E-5,8.1830639493349084E-5,4.8427932619649061E-2]
[2004,2,11,9,2.7256893830729247E-2,6.1336273070960717E-3,0,0,3.7779463674450608E-3,9.1378563218390916E-5,3.7259846068488769E-2,null,3.2307181550437963E-2,9.027784880848615E-3,0,0,6.2582701333820127E-3,5.4942793737144435E-5,8.8560416347497419E-5,4.7648179358405734E-2]
[2004,2,11,10,2.5720877095737924E-2,6.3739810331232532E-3,0,0,3.7670210439991478E-3,9.1378563218390916E-5,3.5953257736078714E-2,null,3.0486564284580277E-2,9.3815497291584379E-3,0,0,6.2401720401935338E-3,5.4942793737144435E-5,9.203076512839151E-5,4.6163228847669394E-2]
[2004,2,11,11,2.4548143833491777E-2,6.610036271489538E-3,0,0,3.7410812486642973E-3,9.1378563218390916E-5,3.4990639916864005E-2,null,2.9096541391696228E-2,9.728987844529878E-3,0,0,6.1972020690449171E-3,5.4942793737144435E-5,9.5439050168230903E-5,4.5077674099008168E-2]
[2004,2,11,12,2.408815902027802E-2,6.4518684056064871E-3,0,0,3.5318692270401709E-3,9.1378563218390916E-5,3.4163275216143069E-2,null,2.8551328391152962E-2,9.4961883285561675E-3,0,0,5.8506367080971931E-3,5.4942793737144435E-5,9.3155342444549549E-5,4.3953096221543468E-2]
[2004,2,11,13,2.3851632211188006E-2,6.2485239944219733E-3,0,0,3.3038350683012689E-3,9.1378563218390916E-5,3.349536983712964E-2,null,2.8270976763037439E-2,9.1968956736580114E-3,0,0,5.4728919689648377E-3,5.4942793737144435E-5,9.021935288815717E-5,4.2995707199397437E-2]
[2004,2,11,14,2.2776325135328401E-2,6.3716401527789922E-3,0,0,3.447030832545884E-3,9.1378563218390916E-5,3.2686374683871672E-2,null,2.6996431646561216E-2,9.3781043023136498E-3,0,0,5.7100996176284516E-3,5.4942793737144435E-5,9.1996966312857413E-5,4.2139578360240466E-2]
[2004,2,11,15,2.285618066172819E-2,6.4172632948994281E-3,0,0,3.7640362291399047E-3,9.1378563218390916E-5,3.3128858748985912E-2,null,2.7091083187020137E-2,9.4452547651686664E-3,0,0,6.2352276138119842E-3,5.4942793737144435E-5,9.2655696336540539E-5,4.2826508359737933E-2]
[2004,2,11,16,2.3967083820832711E-2,6.1032533450628371E-3,0,0,3.5757720305537497E-3,9.1378563218390916E-5,3.3737487759667693E-2,null,2.840781979938066E-2,8.9830789374506746E-3,0,0,5.9233628871579562E-3,5.4942793737144435E-5,8.8121861706155858E-5,4.3369204417726445E-2]
[2004,2,11,17,2.6998382835060977E-2,5.9037312209219333E-3,0,0,3.5191320455490423E-3,9.1378563218390916E-5,3.6512624664750346E-2,null,3.2000772400455381E-2,8.6894121191830945E-3,0,0,5.82953722315048E-3,5.4942793737144435E-5,8.524106026521844E-5,4.6574664536526103E-2]
[2004,2,11,18,3.1293461698715608E-2,5.7866314548788026E-3,3.2685067000000546E-4,3.2674163497165099E-5,3.3906274923140392E-3,9.1378563218390916E-5,4.0921624042624005E-2,null,3.70916640289468E-2,8.5170587229778747E-3,2.2372726476104011E-4,2.4284554033280008E-5,5.616665962074825E-3,5.4942793737144435E-5,8.3550314558680872E-5,5.1528343326530959E-2]
[2004,2,11,19,3.3535856318770478E-2,5.9666251889194111E-3,3.2685067000000546E-4,3.2674163497165099E-5,3.5739024352721858E-3,9.1378563218390916E-5,4.3527287339677631E-2,null,3.9749540254599612E-2,8.7819826626732919E-3,2.2372726476104011E-4,2.4284554033280008E-5,5.9202658521092461E-3,5.4942793737144435E-5,8.6149155216660777E-5,5.4754743381913613E-2]
[2004,2,11,20,3.3146269922951506E-2,5.8197848599450368E-3,3.2685067000000546E-4,3.2674163497165099E-5,3.5801775822764462E-3,9.1378563218390916E-5,4.2997135761888544E-2,null,3.9287769427099287E-2,8.5658555921093484E-3,2.2372726476104011E-4,2.4284554033280008E-5,5.9306608025028653E-3,5.4942793737144435E-5,8.4029000205688837E-5,5.4087240434242963E-2]
[2004,2,11,21,3.2560646563617755E-2,5.6728574509153674E-3,3.2685067000000546E-4,3.2674163497165099E-5,3.5212646246614724E-3,9.1378563218390916E-5,4.2205672035910156E-2,null,3.8593638969400448E-2,8.349600352687522E-3,2.2372726476104011E-4,2.4284554033280008E-5,5.8330698980135747E-3,5.4942793737144435E-5,8.1907587888792281E-5,5.3079263832633013E-2]
[2004,2,11,22,3.0488753414194304E-2,5.2261003000480064E-3,3.2685067000000546E-4,3.2674163497165099E-5,3.0852757402261167E-3,9.1378563218390916E-5,3.9251032851183983E-2,null,3.6137855542747926E-2,7.6920404374730333E-3,2.2372726476104011E-4,2.4284554033280008E-5,5.110842542575076E-3,5.4942793737144435E-5,7.5457081963650418E-5,4.9243693135327504E-2]
[2004,2,11,23,2.7274387518965895E-2,4.8338273204474548E-3,3.2685067000000546E-4,3.2674163497165099E-5,2.9374597447517211E-3,9.1378563218390916E-5,3.5496577980880628E-2,null,3.2327916552942579E-2,7.1146730988500533E-3,2.2372726476104011E-4,2.4284554033280008E-5,4.8659813561683606E-3,5.4942793737144435E-5,6.9793246087103549E-5,4.4611525620492462E-2]
[2004,2,11,24,2.3884865163899819E-2,4.4454615367368671E-3,3.2685067000000546E-4,3.2674163497165099E-5,3.0602449211517674E-3,9.1378563218390916E-5,3.1841475018504019E-2,null,2.8310367276255317E-2,6.5430565700196923E-3,2.2372726476104011E-4,2.4284554033280008E-5,5.0693783151373991E-3,5.4942793737144435E-5,6.4185824282922351E-5,4.0225756773943876E-2]
[2004,2,12,1,2.3402667602407376E-2,4.584331391785719E-3,3.2685067000000546E-4,3.2674163497165099E-5,3.4575125238872164E-3,9.1378563218390916E-5,3.1895414914795875E-2,null,2.773882584313898E-2,6.7474522913517103E-3,2.2372726476104011E-4,2.4284554033280008E-5,5.7274628222610128E-3,5.4942793737144435E-5,6.6190897556124789E-5,4.0516695569283168E-2]
[2004,2,12,2,2.2346297908973307E-2,4.6778276203734617E-3,3.2685067000000546E-4,3.2674163497165099E-5,3.645446247878493E-3,9.1378563218390916E-5,3.1120475173940825E-2,null,2.6486726917923999E-2,6.8850647996768054E-3,2.2372726476104011E-4,2.4284554033280008E-5,6.0387801088283349E-3,5.4942793737144435E-5,6.7540843439056397E-5,3.9713526438960603E-2]
[2004,2,12,3,2.2810780159260993E-2,4.5696110157386911E-3,3.2685067000000546E-4,3.2674163497165099E-5,3.5303307011191232E-3,9.1378563218390916E-5,3.136162527283437E-2,null,2.7037270662203561E-2,6.7257860925978314E-3,2.2372726476104011E-4,2.4284554033280008E-5,5.8480880983805229E-3,5.4942793737144435E-5,6.5978357314234255E-5,3.9914099465713379E-2]
[2004,2,12,4,2.2658474162341083E-2,4.6540095756662054E-3,3.2685067000000546E-4,3.2674163497165099E-5,3.761716852167175E-3,9.1378563218390916E-5,3.1525103986890027E-2,null,2.6856744681353736E-2,6.8500081891046602E-3,2.2372726476104011E-4,2.4284554033280008E-5,6.2313855032511863E-3,5.4942793737144435E-5,6.7196946451148843E-5,4.0241092986241039E-2]
[2004,2,12,5,2.3776965086792848E-2,4.5385539649358871E-3,3.2685067000000546E-4,3.2674163497165099E-5,3.609489786028972E-3,9.1378563218390916E-5,3.2375912234473274E-2,null,2.8182474956534309E-2,6.6800747443786571E-3,2.2372726476104011E-4,2.4284554033280008E-5,5.979217259224642E-3,5.4942793737144435E-5,6.5529939891408506E-5,4.1144721572669074E-2]
[2004,2,12,6,2.5312753403598624E-2,4.8780400952995349E-3,3.2685067000000546E-4,3.2674163497165099E-5,3.9416262809375442E-3,9.1378563218390916E-5,3.4583323176551266E-2,null,3.0002821481791998E-2,7.1797477113698252E-3,2.2372726476104011E-4,2.4284554033280008E-5,6.5294103281903649E-3,5.4942793737144435E-5,7.043161251413581E-5,4.4014934133883653E-2]
[2004,2,12,7,2.8340826586853926E-2,5.2969882036910292E-3,3.2685067000000546E-4,3.2674163497165099E-5,4.0820942448543483E-3,9.1378563218390916E-5,3.8170812432114863E-2,null,3.3591950554494716E-2,7.796376862348923E-3,2.2372726476104011E-4,2.4284554033280008E-5,6.7620993019811776E-3,5.4942793737144435E-5,7.6480597405053974E-5,4.8453381331356279E-2]
[2004,2,12,8,3.1265059636821302E-2,5.7483349944247942E-3,0,0,3.8162678900578646E-3,9.1378563218390916E-5,4.0921041084522353E-2,null,3.7057999497114066E-2,8.4606920431379157E-3,0,0,6.3217507699786677E-3,5.4942793737144435E-5,8.2997370874196051E-5,5.1895385103967795E-2]
[2004,2,12,9,2.9984859596088619E-2,6.2331371221667877E-3,0,0,3.8358193170879712E-3,9.1378563218390916E-5,4.0145194598561772E-2,null,3.5540597866771273E-2,9.1742484918593704E-3,0,0,6.3541382365933045E-3,5.4942793737144435E-5,8.999718943658446E-5,5.1123927388961092E-2]
[2004,2,12,10,2.8707818724453819E-2,6.5386025190784158E-3,0,0,3.9267809246849722E-3,9.1378563218390916E-5,3.92645807314356E-2,null,3.4026940751494206E-2,9.6238480116526293E-3,0,0,6.5048185948466978E-3,5.4942793737144435E-5,9.440765348596523E-5,5.0210550151730676E-2]
[2004,2,12,11,2.7755968845079075E-2,6.8393616208364243E-3,0,0,4.0007285605456605E-3,9.1378563218390916E-5,3.8687437589679553E-2,null,3.2898727571639752E-2,1.0066520566681742E-2,0,0,6.6273148496715445E-3,5.4942793737144435E-5,9.8750165663249599E-5,4.9647505781730182E-2]
[2004,2,12,12,2.6718572683838718E-2,6.5501418594324651E-3,0,0,3.6600456372423503E-3,9.1378563218390916E-5,3.7020138743731924E-2,null,3.1669117685456216E-2,9.6408322001543881E-3,0,0,6.0629643913816178E-3,5.4942793737144435E-5,9.4574264324049213E-5,4.7427857070729371E-2]
[2004,2,12,13,2.6695193751047216E-2,6.3834582035821276E-3,0,0,3.4888329127295082E-3,9.1378563218390916E-5,3.665886343057724E-2,null,3.1641406992123325E-2,9.3954987110411274E-3,0,0,5.7793458917896534E-3,5.4942793737144435E-5,9.2167601313508779E-5,4.6871194388691258E-2]
[2004,2,12,14,2.5660535131895829E-2,6.546375250663484E-3,0,0,3.7111792046360423E-3,9.1378563218390916E-5,3.6009468150413747E-2,null,3.0415041872926797E-2,9.6352883136425135E-3,0,0,6.1476685259852105E-3,5.4942793737144435E-5,9.4519880119711724E-5,4.6252941506291667E-2]
[2004,2,12,15,2.5122443235142105E-2,6.5021678091399518E-3,0,0,3.8563309498388381E-3,9.1378563218390916E-5,3.5572320557339283E-2,null,2.9777249734644219E-2,9.5702215509871711E-3,0,0,6.3881163099026046E-3,5.4942793737144435E-5,9.3881590697977163E-5,4.5790530389271139E-2]
[2004,2,12,16,2.6374557330412277E-2,6.2254611397048413E-3,0,0,3.6721245415172682E-3,9.1378563218390916E-5,3.6363521574852779E-2,null,3.1261361521151242E-2,9.1629505901535627E-3,0,0,6.0829734223512193E-3,5.4942793737144435E-5,8.9886359715659033E-5,4.6562228327393172E-2]
[2004,2,12,17,2.9868929455041732E-2,6.0530510530434536E-3,0,0,3.7010103883525622E-3,9.1378563218390916E-5,{"$f":"SUM(E1027:J1027)","v":3.9714369459656139E-2},null,{"$f":"E1027*W$5","v":3.540318763443779E-2},8.9091886486892084E-3,{"$f":"G1027*Y$5","v":0},{"$f":"H1027*Z$5","v":0},{"$f":"I1027*AA$5","v":6.1308236073312197E-3},{"$f":"J1027*AB$5","v":5.4942793737144435E-5},8.7397015597933457E-5,{"$f":"SUM(M1027:R1027)","v":5.0498142684195363E-2}]
[2004,2,12,18,3.4417238907788188E-2,5.9556458539750459E-3,3.2685067000000546E-4,3.2674163497165099E-5,3.6061602784721561E-3,9.1378563218390916E-5,4.4429948436950951E-2,null,4.0794229627336857E-2,{"$f":"(F1028*X$5)-S1028","v":8.7658227186385718E-3},2.2372726476104011E-4,2.4284554033280008E-5,5.9737018400854913E-3,5.4942793737144435E-5,{"$f":"(F1028*$AC$7)*$AC$5","v":8.5990630020197221E-5},5.5836708798592385E-2]
[2004,2,12,19,3.5737145563958538E-2,5.9677873805068036E-3,3.2685067000000546E-4,3.2674163497165099E-5,3.4861994296995795E-3,9.1378563218390916E-5,4.5642035770880475E-2,null,4.2358694904831247E-2,8.783693235408804E-3,2.2372726476104011E-4,2.4284554033280008E-5,5.7749834560666402E-3,5.4942793737144435E-5,8.6165935527185341E-5,5.7220326208838157E-2]
[2004,2,12,20,3.5344409909906567E-2,5.8161097621637582E-3,3.2685067000000546E-4,3.2674163497165099E-5,3.4706302715437798E-3,9.1378563218390916E-5,4.5082053340329664E-2,null,4.1893191309462563E-2,8.5604463961272102E-3,2.2372726476104011E-4,2.4284554033280008E-5,5.7491927253331496E-3,5.4942793737144435E-5,8.3975937283321304E-5,5.6505785043454389E-2]
[2004,2,12,21,3.424449646848686E-2,5.5706967339440305E-3,3.2685067000000546E-4,3.2674163497165099E-5,3.2407879144466787E-3,9.1378563218390916E-5,4.3506884513593129E-2,null,4.0589480642267924E-2,8.199235009324797E-3,2.2372726476104011E-4,2.4284554033280008E-5,5.3684526568128872E-3,5.4942793737144435E-5,8.0432539735984996E-5,5.4460122920937069E-2]
[2004,2,12,22,3.3079908118177015E-2,5.2531593900163806E-3,3.2685067000000546E-4,3.2674163497165099E-5,3.0402640043752345E-3,9.1378563218390916E-5,4.1824234909284191E-2,null,3.9209111789579087E-2,7.7318673834342582E-3,2.2372726476104011E-4,2.4284554033280008E-5,5.0362793871648629E-3,5.4942793737144435E-5,7.5847774803890515E-5,5.2280213172709672E-2]
[2004,2,12,23,2.9481539946713681E-2,4.8383163763863436E-3,3.2685067000000546E-4,3.2674163497165099E-5,2.8436831127020843E-3,9.1378563218390916E-5,3.7614442832517664E-2,null,3.4944020744255337E-2,7.1212803198801768E-3,2.2372726476104011E-4,2.4284554033280008E-5,4.7106378339250073E-3,5.4942793737144435E-5,6.9858061349435414E-5,4.7078893510591989E-2]
[2004,2,12,24,2.588555405509339E-2,4.4241985320908261E-3,3.2685067000000546E-4,3.2674163497165099E-5,2.9447594113734114E-3,9.1378563218390916E-5,3.3705415395273192E-2,null,3.0681753378983729E-2,6.5117605974647792E-3,2.2372726476104011E-4,2.4284554033280008E-5,4.8780734509624602E-3,5.4942793737144435E-5,6.3878818256965468E-5,4.2374542039942432E-2]
[2004,2,13,1,1.9895197563751455E-2,4.4133141760800635E-3,3.2685067000000546E-4,3.2674163497165099E-5,3.2967110621595517E-3,9.1378563218390916E-5,2.8056126198706635E-2,null,2.3581474971638493E-2,6.4957404482590955E-3,2.2372726476104011E-4,2.4284554033280008E-5,5.4610908604973054E-3,5.4942793737144435E-5,6.3721664414430505E-5,3.5841260892926365E-2]
[2004,2,13,2,1.8932745638979731E-2,4.5148537554230601E-3,3.2685067000000546E-4,3.2674163497165099E-5,3.5890265447982516E-3,9.1378563218390916E-5,2.7487529335916604E-2,null,2.2440695348682583E-2,6.6451915696436499E-3,2.2372726476104011E-4,2.4284554033280008E-5,5.9453193477746668E-3,5.4942793737144435E-5,6.5187744267694849E-5,3.5334160878632365E-2]
[2004,2,13,3,1.8874200936810557E-2,4.4282096468585786E-3,3.2685067000000546E-4,3.2674163497165099E-5,3.539266808614805E-3,9.1378563218390916E-5,2.7292580788999505E-2,null,2.2371303203945113E-2,6.5176643603513463E-3,2.2372726476104011E-4,2.4284554033280008E-5,5.8628910016537998E-3,5.4942793737144435E-5,6.3936732762699916E-5,3.5054813178481727E-2]
[2004,2,13,4,1.9367115256692009E-2,4.4302929743913269E-3,3.2685067000000546E-4,3.2674163497165099E-5,3.530014754564222E-3,9.1378563218390916E-5,2.7778326382363119E-2,null,2.2955547047727023E-2,6.5207307078583489E-3,2.2372726476104011E-4,2.4284554033280008E-5,5.8475647243841841E-3,5.4942793737144435E-5,6.3966812900349455E-5,3.5626797092501022E-2]
[2004,2,13,5,1.9933385959097744E-2,4.542063480986438E-3,3.2685067000000546E-4,3.2674163497165099E-5,3.7633502437755917E-3,9.1378563218390916E-5,2.8689703080575335E-2,null,2.3626739095615138E-2,6.6852402287411652E-3,2.2372726476104011E-4,2.4284554033280008E-5,6.2340912605396322E-3,5.4942793737144435E-5,6.5580612060918284E-5,3.6849025197427401E-2]
[2004,2,13,6,2.1091260850248688E-2,4.631682807163905E-3,3.2685067000000546E-4,3.2674163497165099E-5,3.6481738451867147E-3,9.1378563218390916E-5,2.982202089931487E-2,null,2.4999150587306611E-2,6.8171465147590267E-3,2.2372726476104011E-4,2.4284554033280008E-5,6.043298447393707E-3,5.4942793737144435E-5,6.6874581264080756E-5,3.8162550161990813E-2]
[2004,2,13,7,2.4268635378357339E-2,4.9812987756007723E-3,3.2685067000000546E-4,3.2674163497165099E-5,3.6302329032280789E-3,9.1378563218390916E-5,3.3331070453901754E-2,null,2.8765244272479722E-2,7.3317290930493776E-3,2.2372726476104011E-4,2.4284554033280008E-5,6.0135787927707643E-3,5.4942793737144435E-5,7.1922513617368993E-5,4.2413506770831326E-2]
[2004,2,13,8,2.7389104193905094E-2,5.5113763780975881E-3,0,0,3.4867931273414817E-3,9.1378563218390916E-5,3.6478652262562555E-2,null,3.2463888482361217E-2,8.1119242901003807E-3,0,0,5.7759669322357543E-3,5.4942793737144435E-5,7.957604240600133E-5,4.6406722498434499E-2]
[2004,2,13,9,2.7492380088853213E-2,6.0347315152047675E-3,0,0,3.557908939162675E-3,9.1378563218390916E-5,3.7176399106439051E-2,null,3.2586299829325163E-2,8.8822250204079658E-3,0,0,5.8937721941015484E-3,5.4942793737144435E-5,8.7132508835937854E-5,4.7417239837571824E-2]
[2004,2,13,10,2.5463216691451299E-2,6.1410185414434142E-3,0,0,3.417594712395223E-3,9.1378563218390916E-5,3.5113208508508326E-2,null,3.0181163327620809E-2,9.0386636757852686E-3,0,0,5.6613378900483673E-3,5.4942793737144435E-5,8.8667134730984029E-5,4.4936107687191598E-2]
[2004,2,13,11,2.4485939110109385E-2,6.3022062128242715E-3,0,0,3.436028145670181E-3,9.1378563218390916E-5,3.4315552031822225E-2,null,2.9022811079501078E-2,9.2759078952030002E-3,0,0,5.6918733698303045E-3,5.4942793737144435E-5,9.0994443935287595E-5,4.404553513827153E-2]
[2004,2,13,12,2.4051057010562687E-2,6.2836459091389525E-3,0,0,3.3631117361409813E-3,9.1378563218390916E-5,3.3789193219061014E-2,null,2.8507351943535587E-2,9.2485898954933615E-3,0,0,5.5710853692588066E-3,5.4942793737144435E-5,9.072646087410514E-5,4.33819700020249E-2]
[2004,2,13,13,2.3061788408157192E-2,6.1061962951290362E-3,0,0,3.2244973854745457E-3,9.1378563218390916E-5,3.2483860651979168E-2,null,2.7334786920589708E-2,8.9874105211584076E-3,0,0,5.3414669558506361E-3,5.4942793737144435E-5,8.8164353509146724E-5,4.1718607191335903E-2]
[2004,2,13,14,2.2476535153854182E-2,6.2560528912334167E-3,0,0,3.4129612928335568E-3,9.1378563218390916E-5,3.2236927901139543E-2,null,2.6641095142752744E-2,9.2079770872165387E-3,0,0,5.6536625054775125E-3,5.4942793737144435E-5,9.0328058911995202E-5,4.1557677529183941E-2]
[2004,2,13,15,2.2096687714276565E-2,6.2070767249034972E-3,0,0,3.570480160081959E-3,9.1378563218390916E-5,3.1965623162480417E-2,null,2.6190867751909406E-2,9.13589147265635E-3,0,0,5.9145967608813322E-3,5.4942793737144435E-5,8.9620916227231155E-5,4.1296298779184233E-2]
[2004,2,13,16,2.3577772073693604E-2,5.8525435850750058E-3,0,0,3.3536862320373158E-3,9.1378563218390916E-5,3.2875380454024314E-2,null,2.7946374508781863E-2,8.6140715512208633E-3,0,0,5.5554717672944322E-3,5.4942793737144435E-5,8.4501987263961334E-5,4.2170860621034312E-2]
[2004,2,13,17,2.6397235958165614E-2,5.6880122391213895E-3,0,0,3.3670901746389271E-3,9.1378563218390916E-5,3.5543716935144319E-2,null,3.1288242153577367E-2,8.3719059413691985E-3,0,0,5.5776757600181194E-3,5.4942793737144435E-5,8.212640039336536E-5,4.5292766648701833E-2]
[2004,2,13,18,3.0771108905969388E-2,5.943641199433203E-3,3.2685067000000546E-4,3.2674163497165099E-5,3.4572460185151536E-3,9.1378563218390916E-5,4.0622899520633304E-2,null,3.6472527211177608E-2,8.7481536570300708E-3,2.2372726476104011E-4,2.4284554033280008E-5,5.7270213489185803E-3,5.4942793737144435E-5,8.5817300740294045E-5,5.1250656829657723E-2]
[2004,2,13,19,3.2167441098941832E-2,5.8770366143698054E-3,3.2685067000000546E-4,3.2674163497165099E-5,3.3272525510732454E-3,9.1378563218390916E-5,4.1822633661100443E-2,null,3.8127578514647244E-2,8.65012163846662E-3,2.2372726476104011E-4,2.4284554033280008E-5,5.5116836612698712E-3,5.4942793737144435E-5,8.4855630021070077E-5,5.2592338426915193E-2]
[2004,2,13,20,3.1526232674638277E-2,5.8277433985984544E-3,3.2685067000000546E-4,3.2674163497165099E-5,3.4857169608587214E-3,9.1378563218390916E-5,4.1290596430811011E-2,null,3.7367563925153176E-2,8.5775693744002696E-3,2.2372726476104011E-4,2.4284554033280008E-5,5.7741842334087835E-3,5.4942793737144435E-5,8.4143909615957193E-5,5.2022272145493695E-2]
[2004,2,13,21,3.0268293694319045E-2,5.6490476532400722E-3,3.2685067000000546E-4,3.2674163497165099E-5,3.331903792078832E-3,9.1378563218390916E-5,3.9700148536353508E-2,null,3.5876547991021732E-2,8.3145558805168013E-3,2.2372726476104011E-4,2.4284554033280008E-5,5.5193885675436224E-3,5.4942793737144435E-5,8.1563809975707428E-5,5.0013447051613619E-2]
[2004,2,13,22,2.9394721337951218E-2,5.3717430334390215E-3,3.2685067000000546E-4,3.2674163497165099E-5,3.1425185874349349E-3,9.1378563218390916E-5,3.8359886355540739E-2,null,3.4841115968213571E-2,7.9064048258980901E-3,2.2372726476104011E-4,2.4284554033280008E-5,5.205666864096339E-3,5.4942793737144435E-5,7.7559945483279946E-5,4.8256142270739467E-2]
[2004,2,13,23,2.6456577453211977E-2,4.8351235316440987E-3,3.2685067000000546E-4,3.2674163497165099E-5,3.0172595908688582E-3,9.1378563218390916E-5,3.4759863972440491E-2,null,3.1358578724789157E-2,7.1165809284682484E-3,2.2372726476104011E-4,2.4284554033280008E-5,4.9981719552480127E-3,5.4942793737144435E-5,6.9811961440596949E-5,4.3776286221036888E-2]
[2004,2,13,24,2.3492447620990675E-2,4.2663478845870956E-3,3.2685067000000546E-4,3.2674163497165099E-5,3.0784830827114795E-3,9.1378563218390916E-5,3.1288181985004812E-2,null,2.7845240733184239E-2,6.2794279796486146E-3,2.2372726476104011E-4,2.4284554033280008E-5,5.0995903220521855E-3,5.4942793737144435E-5,6.159969069284373E-5,3.9527213647416501E-2]
[2004,2,14,1,2.2567161884846754E-2,3.9807737375155122E-3,3.2685067000000546E-4,3.2674163497165099E-5,3.0355432347229112E-3,9.1378563218390916E-5,3.0034382253800743E-2,null,2.6748513628134185E-2,5.8591054138625517E-3,2.2372726476104011E-4,2.4284554033280008E-5,5.0284593048110495E-3,5.4942793737144435E-5,5.7476426579048964E-5,3.7939032959339251E-2]
[2004,2,14,2,2.1268370106948122E-2,3.9945898298842028E-3,3.2685067000000546E-4,3.2674163497165099E-5,3.2060650413023601E-3,9.1378563218390916E-5,2.8919928374850246E-2,null,2.5209075494597437E-2,5.8794406418693421E-3,2.2372726476104011E-4,2.4284554033280008E-5,5.3109332801968391E-3,5.4942793737144435E-5,5.7675910315377568E-5,3.6702404029195085E-2]
[2004,2,14,3,2.0837591702022009E-2,4.0300506436518188E-3,3.2685067000000546E-4,3.2674163497165099E-5,3.2904721165603816E-3,9.1378563218390916E-5,2.8609017858949773E-2,null,2.4698480405428991E-2,5.931633672577861E-3,2.2372726476104011E-4,2.4284554033280008E-5,5.4507558787083802E-3,5.4942793737144435E-5,5.8187911497393951E-5,3.63838245692467E-2]
[2004,2,14,4,2.0441335057350553E-2,4.0365008037096797E-3,3.2685067000000546E-4,3.2674163497165099E-5,3.3701996023715766E-3,9.1378563218390916E-5,2.8298938860147373E-2,null,2.4228803433450061E-2,5.9411273464732477E-3,2.2372726476104011E-4,2.4284554033280008E-5,5.582826610988063E-3,5.4942793737144435E-5,5.8281042173848865E-5,3.605571200344284E-2]
[2004,2,14,5,2.0343481045991815E-2,4.1359255896385129E-3,3.2685067000000546E-4,3.2674163497165099E-5,3.5353369222147772E-3,9.1378563218390916E-5,2.8465646954560667E-2,null,2.4112818562611944E-2,6.0874658072648741E-3,2.2372726476104011E-4,2.4284554033280008E-5,5.8563810387552238E-3,5.4942793737144435E-5,5.9716587569137485E-5,3.6359620021163511E-2]
[2004,2,14,6,2.1363890776632657E-2,4.1217251612490069E-3,3.2685067000000546E-4,3.2674163497165099E-5,3.4218574411303635E-3,9.1378563218390916E-5,2.9358376775727592E-2,null,2.5322294691050354E-2,6.0665648939394034E-3,2.2372726476104011E-4,2.4284554033280008E-5,5.6683992152592594E-3,5.4942793737144435E-5,5.9511554594761526E-5,3.736021341278048E-2]
[2004,2,14,7,2.2586551415366328E-2,4.2942444402047555E-3,3.2685067000000546E-4,3.2674163497165099E-5,3.4395373255167276E-3,9.1378563218390916E-5,3.0771236577803375E-2,null,2.6771495743651966E-2,6.3204875501806385E-3,2.2372726476104011E-4,2.4284554033280008E-5,5.6976864209671739E-3,5.4942793737144435E-5,6.200247528611417E-5,3.9092624327331238E-2]
[2004,2,14,8,2.4797240096429259E-2,4.6188631171578719E-3,0,0,3.6085271323741228E-3,9.1378563218390916E-5,3.3116008909179644E-2,null,2.9391791402215914E-2,6.7982778424678786E-3,0,0,5.9776225974610851E-3,5.4942793737144435E-5,6.6689484089515433E-5,4.2222634635882023E-2]
[2004,2,14,9,2.7620087035838077E-2,4.6614772323751935E-3,0,0,3.4645974856440205E-3,9.1378563218390916E-5,3.5837540317075679E-2,null,3.2737668930555644E-2,6.8609994663631872E-3,0,0,5.7391992526510368E-3,5.4942793737144435E-5,6.7304768259383429E-5,4.5392810443307022E-2]
[2004,2,14,10,2.90546851280928E-2,4.7764333913923023E-3,0,0,3.3537503421817139E-3,9.1378563218390916E-5,3.7276247424885209E-2,null,3.4438076222238059E-2,7.0301977926348937E-3,0,0,5.5555779674791124E-3,5.4942793737144435E-5,6.8964563482429701E-5,4.7078794776089207E-2]
[2004,2,14,11,2.8692674924308936E-2,4.8339651594443952E-3,0,0,3.3131355043937113E-3,9.1378563218390916E-5,3.6931154151365435E-2,null,3.4008991035591775E-2,7.1148759773019482E-3,0,0,5.4882983923927389E-3,5.4942793737144435E-5,6.9795236276325496E-5,4.6667108199023609E-2]
[2004,2,14,12,2.8401583142776153E-2,4.8191370839917131E-3,0,0,3.3089744759809809E-3,9.1378563218390916E-5,3.6621073265967238E-2,null,3.3663964375832856E-2,7.0930512610807763E-3,0,0,5.4814055365110508E-3,5.4942793737144435E-5,6.9581141015890869E-5,4.6293363967161834E-2]
[2004,2,14,13,2.8477168397636449E-2,4.6226980395372447E-3,0,0,3.0313957407007812E-3,9.1378563218390916E-5,3.6222640741092868E-2,null,3.3753554428407176E-2,6.8039222764287874E-3,0,0,5.0215888690127164E-3,5.4942793737144435E-5,6.6744854640345076E-5,4.5634008367585827E-2]
[2004,2,14,14,2.7668956979100597E-2,4.5143694700544726E-3,0,0,2.9601797279666178E-3,9.1378563218390916E-5,3.5234884740340082E-2,null,3.2795593730760207E-2,6.6444787737873559E-3,0,0,4.903617621629928E-3,5.4942793737144435E-5,6.5180751910362745E-5,4.4398632919914638E-2]
[2004,2,14,15,2.705325666263611E-2,4.3311583272540232E-3,0,0,2.7113246965571347E-3,9.1378563218390916E-5,3.4187118249665659E-2,null,3.2065813513388018E-2,6.3748192881085686E-3,0,0,4.4913825449141498E-3,5.4942793737144435E-5,6.2535456675822263E-5,4.2986958140147885E-2]
[2004,2,14,16,2.729598776012403E-2,4.3816347063459476E-3,0,0,2.9274124812168787E-3,9.1378563218390916E-5,3.4696413510905244E-2,null,3.2353518990144811E-2,6.4491129921748179E-3,0,0,4.8493377929234843E-3,5.4942793737144435E-5,6.3264260191960801E-5,4.3706912568980266E-2]
[2004,2,14,17,3.000738862960952E-2,4.5500164528001581E-3,0,0,3.2484535297844764E-3,9.1378563218390916E-5,3.7897237175412546E-2,null,3.5567301187429741E-2,6.69694581747406E-3,0,0,5.3811509555330402E-3,5.4942793737144435E-5,6.5695441094336756E-5,4.7700340754173995E-2]
[2004,2,14,18,3.3773412323631215E-2,4.7034215665807148E-3,3.2685067000000546E-4,3.2674163497165099E-5,2.9755292427651194E-3,9.1378563218390916E-5,4.1903266529692604E-2,null,4.0031111772803205E-2,6.9227352724725326E-3,2.2372726476104011E-4,2.4284554033280008E-5,4.9290445072133603E-3,5.4942793737144435E-5,6.7910381791911242E-5,5.2185846165020561E-2]
[2004,2,14,19,3.3934185013940396E-2,4.9605977072412983E-3,3.2685067000000546E-4,3.2674163497165099E-5,3.2210812970933159E-3,9.1378563218390916E-5,4.2566767414990568E-2,null,4.0221673196508614E-2,7.3012602069243817E-3,2.2372726476104011E-4,2.4284554033280008E-5,5.3358081132388229E-3,5.4942793737144435E-5,7.1623621112010526E-5,5.3161696129203288E-2]
[2004,2,14,20,3.2596738309276917E-2,4.7020624743934116E-3,3.2685067000000546E-4,3.2674163497165099E-5,2.957423117133116E-3,9.1378563218390916E-5,4.0707127297519005E-2,null,3.8636417966402964E-2,6.9207348914115544E-3,2.2372726476104011E-4,2.4284554033280008E-5,4.8990512213767856E-3,5.4942793737144435E-5,6.7890758530839786E-5,5.0759158691722768E-2]
[2004,2,14,21,3.135008586879557E-2,4.6891704373839774E-3,3.2685067000000546E-4,3.2674163497165099E-5,3.1016772462613635E-3,9.1378563218390916E-5,3.9591836949156467E-2,null,3.7158779796219364E-2,6.9017597351182357E-3,2.2372726476104011E-4,2.4284554033280008E-5,5.1380120800379086E-3,5.4942793737144435E-5,6.7704616773612056E-5,4.9501506223906977E-2]
[2004,2,14,22,3.0175468300932148E-2,4.6861211571947222E-3,3.2685067000000546E-4,3.2674163497165099E-5,3.2815879567082255E-3,9.1378563218390916E-5,3.8594080811550649E-2,null,3.5766523464556423E-2,6.8972716493230354E-3,2.2372726476104011E-4,2.4284554033280008E-5,5.4360390281087932E-3,5.4942793737144435E-5,6.7660589722472474E-5,4.8402788754519713E-2]
[2004,2,14,23,2.7511594551784039E-2,4.4453030584343002E-3,3.2685067000000546E-4,3.2674163497165099E-5,3.1113246236293556E-3,9.1378563218390916E-5,3.5519125630563253E-2,null,3.2609074439893609E-2,6.5428233135872062E-3,2.2372726476104011E-4,2.4284554033280008E-5,5.1539932210535235E-3,5.4942793737144435E-5,6.4183536092956667E-5,4.4608845587065807E-2]
[2004,2,14,24,2.4593810425679777E-2,4.0390991689709475E-3,3.2685067000000546E-4,3.2674163497165099E-5,3.1019530257942983E-3,9.1378563218390916E-5,3.2185766017160583E-2,null,2.9150669308610377E-2,5.9449517527252306E-3,2.2372726476104011E-4,2.4284554033280008E-5,5.1384689162781568E-3,5.4942793737144435E-5,5.8318558686972268E-5,4.0537044590145233E-2]
[2004,2,15,1,2.532482012806616E-2,4.1198349959085667E-3,3.2685067000000546E-4,3.2674163497165099E-5,3.5170048536631452E-3,9.1378563218390916E-5,3.3412563374353436E-2,null,3.0017123986711042E-2,6.0637828523792672E-3,2.2372726476104011E-4,2.4284554033280008E-5,5.8260134723735497E-3,5.4942793737144435E-5,5.9484263430637271E-5,4.2209874923995319E-2]
[2004,2,15,2,2.366577206440082E-2,4.2011105341625962E-3,3.2685067000000546E-4,3.2674163497165099E-5,3.6576861405661324E-3,9.1378563218390916E-5,3.1975472135845111E-2,null,2.8050679558868301E-2,6.183408326620861E-3,2.2372726476104011E-4,2.4284554033280008E-5,6.0590558214490666E-3,5.4942793737144435E-5,6.065776079952967E-5,4.0596098319469698E-2]
[2004,2,15,3,2.2609785794976231E-2,4.1663506712427542E-3,3.2685067000000546E-4,3.2674163497165099E-5,3.6791437331943227E-3,9.1378563218390916E-5,3.0906183596128872E-2,null,2.679903510029805E-2,6.1322469910494812E-3,2.2372726476104011E-4,2.4284554033280008E-5,6.0946009028288468E-3,5.4942793737144435E-5,6.0155880300725682E-5,3.9328837606707842E-2]
[2004,2,15,4,2.2353228777663856E-2,4.1886867739490364E-3,3.2685067000000546E-4,3.2674163497165099E-5,3.7308504179650189E-3,9.1378563218390916E-5,3.0723669366293473E-2,null,2.6494941971131395E-2,6.1651224039516589E-3,2.2372726476104011E-4,2.4284554033280008E-5,6.180254421837241E-3,5.4942793737144435E-5,6.0478380259756503E-5,3.9143273409451756E-2]
[2004,2,15,5,2.2837563563105765E-2,4.1646310261268327E-3,3.2685067000000546E-4,3.2674163497165099E-5,3.6964413753868652E-3,9.1378563218390916E-5,3.1149539361335025E-2,null,2.7069016623277681E-2,6.1297159298355115E-3,2.2372726476104011E-4,2.4284554033280008E-5,6.1232549140250742E-3,5.4942793737144435E-5,6.0131051193932744E-5,3.9624942079669725E-2]
[2004,2,15,6,2.3109596094300723E-2,4.1640741969993901E-3,3.2685067000000546E-4,3.2674163497165099E-5,3.6895234737550488E-3,9.1378563218390916E-5,3.1414097161770724E-2,null,2.7391452643593116E-2,6.1288963603823542E-3,2.2372726476104011E-4,2.4284554033280008E-5,6.1117952232414407E-3,5.4942793737144435E-5,6.0123011413083383E-5,3.9935098839748377E-2]
[2004,2,15,7,2.4150917122613677E-2,4.2579200601540581E-3,3.2685067000000546E-4,3.2674163497165099E-5,3.6890963183829439E-3,9.1378563218390916E-5,3.2548836897866237E-2,null,2.8625714615001886E-2,6.2670234786599424E-3,2.2372726476104011E-4,2.4284554033280008E-5,6.1110876288376159E-3,5.4942793737144435E-5,6.1478005496902666E-5,4.1306780335030907E-2]
[2004,2,15,8,2.7112755289782017E-2,4.6062414980825549E-3,0,0,3.9813610140807592E-3,9.1378563218390916E-5,3.5791736365163723E-2,null,3.2136336330886667E-2,6.779700701054648E-3,0,0,6.5952319861765415E-3,5.4942793737144435E-5,6.6507246763325707E-5,4.5566211811855002E-2]
[2004,2,15,9,2.9062000758524144E-2,4.4912495307854227E-3,0,0,3.6450369849722036E-3,9.1378563218390916E-5,{"$f":"SUM(E1091:J1091)","v":3.7289665837500166E-2},null,{"$f":"E1091*W$5","v":3.4446747327682763E-2},6.6104496703337122E-3,{"$f":"G1091*Y$5","v":0},{"$f":"H1091*Z$5","v":0},{"$f":"I1091*AA$5","v":6.0381021537770918E-3},{"$f":"J1091*AB$5","v":5.4942793737144435E-5},6.484693452220369E-5,{"$f":"SUM(M1091:R1091)","v":4.7150241945530712E-2}]
[2004,2,15,10,3.1940827379508305E-2,4.6461583921949554E-3,0,0,3.7859863823012539E-3,9.1378563218390916E-5,4.0464350717222902E-2,null,3.7858976720876271E-2,{"$f":"(F1092*X$5)-S1092","v":6.8384524176353829E-3},0,0,6.2715886350103167E-3,5.4942793737144435E-5,{"$f":"(F1092*$AC$7)*$AC$5","v":6.7083587089351602E-5},5.1023960567259122E-2]
[2004,2,15,11,3.2378455063255131E-2,4.8630376117998197E-3,0,0,3.9463506706456332E-3,9.1378563218390916E-5,4.1279221908918973E-2,null,3.8377690156020765E-2,7.1576662925074142E-3,0,0,6.5372364072642684E-3,5.4942793737144435E-5,7.0214999062020113E-5,5.2127535649529592E-2]
[2004,2,15,12,3.2499794232753114E-2,4.7279270636249784E-3,0,0,3.539782609863467E-3,9.1378563218390916E-5,4.0858882469459956E-2,null,3.8521511627480257E-2,6.9588037103865772E-3,0,0,5.8637454403449047E-3,5.4942793737144435E-5,6.8264204564698821E-5,5.1399003571948883E-2]
[2004,2,15,13,3.2015902214503227E-2,4.6475069159898092E-3,0,0,3.4072112852741761E-3,9.1378563218390916E-5,4.0161998978985605E-2,null,3.7947961780550078E-2,6.8404372435984084E-3,0,0,5.644137462749093E-3,5.4942793737144435E-5,6.71030577586224E-5,5.0487479280634726E-2]
[2004,2,15,14,3.1225087775939846E-2,4.6354549246100697E-3,0,0,3.4173296891492704E-3,9.1378563218390916E-5,3.936925095291758E-2,null,3.7010621458573582E-2,6.8226985092223798E-3,0,0,5.6608988718878425E-3,5.4942793737144435E-5,6.6929045005488318E-5,4.9549161633420956E-2]
[2004,2,15,15,3.0285472558990549E-2,4.7487311753948904E-3,0,0,3.733909055683314E-3,9.1378563218390916E-5,3.8859491353287146E-2,null,3.5896909837944545E-2,6.9894242610481095E-3,0,0,6.1853211377774636E-3,5.4942793737144435E-5,6.8564584862985261E-5,4.9126598030507264E-2]
[2004,2,15,16,3.1437947027997779E-2,4.6343473936184482E-3,0,0,3.5872021035174085E-3,9.1378563218390916E-5,3.9750875088352025E-2,null,3.7262920291435207E-2,6.8210683887340254E-3,0,0,5.9422971115469635E-3,5.4942793737144435E-5,6.6913053912318648E-5,5.0081228585453344E-2]
[2004,2,15,17,3.4751815198895149E-2,4.7817996341962613E-3,0,0,3.7854396145718928E-3,9.1378563218390916E-5,4.3410433010881697E-2,null,4.1190797814687631E-2,7.0380961019430735E-3,0,0,6.2706828995080753E-3,5.4942793737144435E-5,6.9042044012815142E-5,5.4554519609875923E-2]
[2004,2,15,18,3.8919235408808497E-2,4.7399198066568147E-3,3.2685067000000546E-4,3.2674163497165099E-5,3.6125624057145424E-3,9.1378563218390916E-5,4.7722621017895414E-2,null,4.6130377583195416E-2,6.9764552400283369E-3,2.2372726476104011E-4,2.4284554033280008E-5,5.9843071366710628E-3,5.4942793737144435E-5,6.8437361860190069E-5,5.9394094572426281E-2]
[2004,2,15,19,3.9733374476798096E-2,4.6723000308432775E-3,3.2685067000000546E-4,3.2674163497165099E-5,3.5214443714256692E-3,9.1378563218390916E-5,4.8378022275782598E-2,null,4.7095364233552144E-2,6.8769290120441924E-3,2.2372726476104011E-4,2.4284554033280008E-5,5.8333676533802569E-3,5.4942793737144435E-5,6.7461033302952298E-5,6.0108615511508062E-2]
[2004,2,15,20,3.8263109474605685E-2,4.3998393707935088E-3,3.2685067000000546E-4,3.2674163497165099E-5,3.2269885170605602E-3,9.1378563218390916E-5,4.6340840759175314E-2,null,4.53526814961841E-2,6.4759075439517859E-3,2.2372726476104011E-4,2.4284554033280008E-5,5.345593582564403E-3,5.4942793737144435E-5,6.3527108353778088E-5,5.7477137235231755E-2]
[2004,2,15,21,3.7007932352395967E-2,4.3310760263200205E-3,3.2685067000000546E-4,3.2674163497165099E-5,3.2613249658318207E-3,9.1378563218390916E-5,4.5051236741263365E-2,null,4.386493915044886E-2,6.3746981534046699E-3,2.2372726476104011E-4,2.4284554033280008E-5,5.4024728367759725E-3,5.4942793737144435E-5,6.2534268373270419E-5,5.5945064753160967E-2]
[2004,2,15,22,3.4563725885685251E-2,4.1927307259547048E-3,3.2685067000000546E-4,3.2674163497165099E-5,3.1079694650292559E-3,9.1378563218390916E-5,4.2315329473384768E-2,null,4.096785841347389E-2,6.1710744983564519E-3,2.2372726476104011E-4,2.4284554033280008E-5,5.1484353102687914E-3,5.4942793737144435E-5,6.0536768886156564E-5,5.2590322834630596E-2]
[2004,2,15,23,3.0553621410615284E-2,4.1131799408720528E-3,3.2685067000000546E-4,3.2674163497165099E-5,3.0273933831819907E-3,9.1378563218390916E-5,3.8145098131384884E-2,null,3.6214742591954653E-2,6.0539876036248552E-3,2.2372726476104011E-4,2.4284554033280008E-5,5.0149588557497427E-3,5.4942793737144435E-5,5.9388174376747845E-5,4.7586643663860714E-2]
[2004,2,15,24,2.64797349820255E-2,4.2582041954435301E-3,3.2685067000000546E-4,3.2674163497165099E-5,3.2930093398850788E-3,9.1378563218390916E-5,3.4481851914069675E-2,null,3.1386026991355565E-2,6.2674416834418737E-3,2.2372726476104011E-4,2.4284554033280008E-5,5.4549588576314001E-3,5.4942793737144435E-5,6.1482107986061992E-5,4.3411382144960299E-2]
[2004,2,16,1,2.3775072016051495E-2,4.2541557874297342E-3,3.2685067000000546E-4,3.2674163497165099E-5,3.312455989738566E-3,9.1378563218390916E-5,3.1792587189935356E-2,null,2.8180231128587203E-2,6.2614830304575011E-3,2.2372726476104011E-4,2.4284554033280008E-5,5.4871727580247829E-3,5.4942793737144435E-5,6.142365502156063E-5,4.0231841529600951E-2]
[2004,2,16,2,2.2945374956151739E-2,4.3687546805704592E-3,3.2685067000000546E-4,3.2674163497165099E-5,3.6586789279941983E-3,9.1378563218390916E-5,3.1423711961431962E-2,null,2.7196803827130495E-2,6.4301555146270093E-3,2.2372726476104011E-4,2.4284554033280008E-5,6.0607004006213386E-3,5.4942793737144435E-5,6.3078291859009747E-5,3.9990614354910303E-2]
[2004,2,16,3,2.2658669355146242E-2,4.2518868565075826E-3,3.2685067000000546E-4,3.2674163497165099E-5,3.4444294894070459E-3,9.1378563218390916E-5,3.0805889097776432E-2,null,2.685697604041588E-2,6.258143502434501E-3,2.2372726476104011E-4,2.4284554033280008E-5,5.7057904225025621E-3,5.4942793737144435E-5,6.1390895048208977E-5,3.9123864577884408E-2]
[2004,2,16,4,2.2815297847259209E-2,4.3819936322548707E-3,3.2685067000000546E-4,3.2674163497165099E-5,3.654679445202879E-3,9.1378563218390916E-5,3.1302874321432521E-2,null,2.7042625409052303E-2,6.4496412775974041E-3,2.2372726476104011E-4,2.4284554033280008E-5,6.0540751494220172E-3,5.4942793737144435E-5,6.3269442545948204E-5,3.9849296448603189E-2]
[2004,2,16,5,2.3581106150933152E-2,4.4410809550552788E-3,3.2685067000000546E-4,3.2674163497165099E-5,3.6874687079963583E-3,9.1378563218390916E-5,3.2160559210700351E-2,null,2.7950326339806712E-2,6.5366090069229566E-3,2.2372726476104011E-4,2.4284554033280008E-5,6.108391448299182E-3,5.4942793737144435E-5,6.4122575226834962E-5,4.0898281407560313E-2]
[2004,2,16,6,2.5507863949459003E-2,4.682746261401566E-3,3.2685067000000546E-4,3.2674163497165099E-5,3.8867756829447618E-3,9.1378563218390916E-5,3.4528289290520889E-2,null,3.0234083043239983E-2,6.8923043059077212E-3,2.2372726476104011E-4,2.4284554033280008E-5,6.4385488320679307E-3,5.4942793737144435E-5,6.7611861268393518E-5,4.3867890793747102E-2]
[2004,2,16,7,2.8709274789077411E-2,5.0939761211917668E-3,3.2685067000000546E-4,3.2674163497165099E-5,3.9020412525343439E-3,9.1378563218390916E-5,3.8156195559519081E-2,null,3.4028666602738872E-2,7.4975733457257158E-3,2.2372726476104011E-4,2.4284554033280008E-5,6.4638366601469082E-3,5.4942793737144435E-5,7.3549406178468162E-5,4.8293031221142965E-2]
[2004,2,16,8,3.0846193859758442E-2,5.745290698495953E-3,0,0,3.7347552028809475E-3,9.1378563218390916E-5,4.0417618324353734E-2,null,3.6561524264504146E-2,8.4562112934308993E-3,0,0,6.1867228034498583E-3,5.4942793737144435E-5,8.2953415788331733E-5,5.1259401155122057E-2]
[2004,2,16,9,3.1246710762910766E-2,6.1773340713042009E-3,0,0,3.63450090427793E-3,9.1378563218390916E-5,4.1149924301711285E-2,null,3.703625085604164E-2,9.0921147211459677E-3,0,0,6.0206488517132867E-3,5.4942793737144435E-5,8.9191476736672973E-5,5.2203957222638042E-2]
[2004,2,16,10,2.995005201641212E-2,6.4141829780667743E-3,0,0,3.6203875458949266E-3,9.1378563218390916E-5,4.0076001103592218E-2,null,3.5499340972169724E-2,9.4407209980619036E-3,0,0,5.9972696925989135E-3,5.4942793737144435E-5,9.2611221162630566E-5,5.0992274456567691E-2]
[2004,2,16,11,2.9431557879632118E-2,6.389393552563149E-3,0,0,3.239657048011844E-3,9.1378563218390916E-5,3.9151987043425505E-2,null,3.4884777760608762E-2,9.4042346597890143E-3,0,0,5.3665793460388233E-3,5.4942793737144435E-5,9.2253298887001519E-5,4.9710534560173748E-2]
[2004,2,16,12,2.8919457621857676E-2,6.3724147293965326E-3,0,0,3.3562446921900722E-3,9.1378563218390916E-5,3.873949560666267E-2,null,3.4277793116551755E-2,9.3792443636063847E-3,0,0,5.5597099255963647E-3,5.4942793737144435E-5,9.2008150042208412E-5,4.9271690199491652E-2]
[2004,2,16,13,2.831785423617578E-2,6.2278843185586989E-3,0,0,3.0784224877804501E-3,9.1378563218390916E-5,3.7715539605733324E-2,null,3.3564721776754736E-2,9.1665171481338861E-3,0,0,5.0994899449133347E-3,5.4942793737144435E-5,8.9921346798740179E-5,4.7885671663539103E-2]
[2004,2,16,14,2.7234093988856737E-2,6.1041899218353809E-3,0,0,2.8003694778708978E-3,9.1378563218390916E-5,3.6230031951781407E-2,null,3.2280157244760625E-2,8.9844574388175807E-3,0,0,4.6388876286896832E-3,5.4942793737144435E-5,8.8135384475761038E-5,4.5958445106005039E-2]
[2004,2,16,15,2.6674590395288272E-2,6.0153765646647171E-3,0,0,2.8553935551721265E-3,9.1378563218390916E-5,3.5636739078343513E-2,null,3.1616986148017383E-2,8.8537374190088905E-3,0,0,4.7300364979691754E-3,5.4942793737144435E-5,8.6853052261158851E-5,4.5255702858732594E-2]
[2004,2,16,16,2.7660976941257305E-2,5.944041554246781E-3,0,0,3.1187555051478267E-3,9.1378563218390916E-5,3.6815152563870301E-2,null,3.2786135113318918E-2,8.7487429196233188E-3,0,0,5.1663026768659411E-3,5.4942793737144435E-5,8.5823081265781168E-5,4.6756123503545327E-2]
[2004,2,16,17,3.0992302965007164E-2,5.6454165340985201E-3,0,0,2.8490072993149142E-3,9.1378563218390916E-5,3.9578105361638992E-2,null,3.673470516394034E-2,8.3092114145351895E-3,0,0,4.719457492761551E-3,5.4942793737144435E-5,8.1511382039205446E-5,4.9818316864974226E-2]
[2004,2,16,18,3.6075033651593813E-2,5.4685724493851381E-3,3.2685067000000546E-4,3.2674163497165099E-5,2.7179094951474327E-3,9.1378563218390916E-5,4.4712418992841944E-2,null,4.2759188514218838E-2,8.0489232890411672E-3,2.2372726476104011E-4,2.4284554033280008E-5,4.5022904415182689E-3,5.4942793737144435E-5,7.8958017612793316E-5,5.561335685730974E-2]
[2004,2,16,19,3.7584902881800018E-2,5.4523969825593568E-3,3.2685067000000546E-4,3.2674163497165099E-5,2.7506085107359313E-3,9.1378563218390916E-5,4.623881177181087E-2,null,4.4548813540482769E-2,8.0251154136129488E-3,2.2372726476104011E-4,2.4284554033280008E-5,4.5564572434643978E-3,5.4942793737144435E-5,7.8724468033566493E-5,5.7433340810091577E-2]
[2004,2,16,20,3.6496774957120982E-2,5.5498610981858975E-3,3.2685067000000546E-4,3.2674163497165099E-5,3.229749460560078E-3,9.1378563218390916E-5,4.5727288912582521E-2,null,4.3259072066967025E-2,8.168568060052785E-3,2.2372726476104011E-4,2.4284554033280008E-5,5.3501671599957504E-3,5.4942793737144435E-5,8.0131704278396895E-5,5.7080761899547021E-2]
[2004,2,16,21,3.4798724687562219E-2,5.317431777382E-3,3.2685067000000546E-4,3.2674163497165099E-5,3.0014722353589162E-3,9.1378563218390916E-5,4.3568532097018699E-2,null,4.1246398917888047E-2,7.8264667547139743E-3,2.2372726476104011E-4,2.4284554033280008E-5,4.9720197747077236E-3,5.4942793737144435E-5,7.6775772072026099E-5,5.434784005984121E-2]
[2004,2,16,22,3.3341533632873226E-2,5.1168125974795729E-3,3.2685067000000546E-4,3.2674163497165099E-5,3.0738328752357882E-3,9.1378563218390916E-5,4.1983082502304141E-2,null,3.9519212531578821E-2,7.5311852339349002E-3,2.2372726476104011E-4,2.4284554033280008E-5,5.091887127848603E-3,5.4942793737144435E-5,7.3879130784594473E-5,5.244523950589379E-2]
[2004,2,16,23,2.9154739096516762E-2,4.7353522770230243E-3,3.2685067000000546E-4,3.2674163497165099E-5,2.8975488017776302E-3,9.1378563218390916E-5,3.7238543572032975E-2,null,3.4556668668713764E-2,6.969732517419636E-3,2.2372726476104011E-4,2.4284554033280008E-5,4.7998678018410174E-3,5.4942793737144435E-5,6.8371413554922159E-5,4.6629223600505879E-2]
[2004,2,16,24,2.5393961974366018E-2,4.5488183006381121E-3,3.2685067000000546E-4,3.2674163497165099E-5,3.024335030208828E-3,9.1378563218390916E-5,3.3418018701928523E-2,null,3.0099076765153596E-2,6.6951823161343288E-3,2.2372726476104011E-4,2.4284554033280008E-5,5.0098926114975177E-3,5.4942793737144435E-5,6.5678141566829484E-5,4.2107106305316902E-2]
[2004,2,17,1,1.5693367009780929E-2,4.2504292754110499E-3,3.2685067000000546E-4,3.2674163497165099E-5,3.0809259120622443E-3,9.1378563218390916E-5,2.3475625593969787E-2,null,1.8601109145864898E-2,6.2559981603836946E-3,2.2372726476104011E-4,2.4284554033280008E-5,5.1036369348094702E-3,5.4942793737144435E-5,6.136984975440382E-5,3.0263698853589528E-2]
[2004,2,17,2,1.4708082494564281E-2,4.1463983266231139E-3,3.2685067000000546E-4,3.2674163497165099E-5,3.0958465289981875E-3,9.1378563218390916E-5,2.2401230746901146E-2,null,1.7433266400847025E-2,6.1028801146358657E-3,2.2372726476104011E-4,2.4284554033280008E-5,5.1283533395066055E-3,5.4942793737144435E-5,5.9867798247781278E-5,2.896745446752096E-2]
[2004,2,17,3,1.4302696994295388E-2,4.1487413658310556E-3,3.2685067000000546E-4,3.2674163497165099E-5,3.1802601749236119E-3,9.1378563218390916E-5,2.2082601931765616E-2,null,1.6952769135221809E-2,6.1063287190061084E-3,2.2372726476104011E-4,2.4284554033280008E-5,5.2681868225060574E-3,5.4942793737144435E-5,5.9901628234082169E-5,2.863023928926544E-2]
[2004,2,17,4,1.4159302733117647E-2,4.1285362624160927E-3,3.2685067000000546E-4,3.2674163497165099E-5,3.2232197562512186E-3,9.1378563218390916E-5,2.1961962148500519E-2,null,1.6782806099157246E-2,6.0765898193317581E-3,2.2372726476104011E-4,2.4284554033280008E-5,5.3393505285559599E-3,5.4942793737144435E-5,5.9609896721686033E-5,2.8501701059576428E-2]
[2004,2,17,5,1.4874948998231781E-2,4.1442041634624366E-3,3.2685067000000546E-4,3.2674163497165099E-5,3.2171604156523859E-3,9.1378563218390916E-5,2.2687216974062167E-2,null,1.763105072881014E-2,6.0996506336099864E-3,2.2372726476104011E-4,2.4284554033280008E-5,5.3293130672980573E-3,5.4942793737144435E-5,5.9836117809222651E-5,2.9362969042249647E-2]
[2004,2,17,6,1.6193745786959285E-2,4.3424623081559973E-3,3.2685067000000546E-4,3.2674163497165099E-5,3.3358246011122613E-3,9.1378563218390916E-5,2.4322936092943108E-2,null,1.9194200497310892E-2,6.3914570625886354E-3,2.2372726476104011E-4,2.4284554033280008E-5,5.5258834935394087E-3,5.4942793737144435E-5,6.269866927498114E-5,3.1414495665970404E-2]
[2004,2,17,7,1.8981349029099259E-2,4.7156517621359025E-3,3.2685067000000546E-4,3.2674163497165099E-5,3.4840862689018873E-3,9.1378563218390916E-5,2.7631990456852613E-2,null,2.2498304207502297E-2,6.9407362968248289E-3,2.2372726476104011E-4,2.4284554033280008E-5,5.771482948166054E-3,5.4942793737144435E-5,6.8086967547150348E-5,3.5513478065024646E-2]
[2004,2,17,8,2.1683000398489839E-2,5.3562520930645766E-3,0,0,3.3186353109118803E-3,9.1378563218390916E-5,3.0449266365684687E-2,null,2.5700530470661041E-2,7.883604471344308E-3,0,0,5.4974089703428734E-3,5.4942793737144435E-5,7.7336279443514545E-5,3.9136486706085369E-2]
[2004,2,17,9,2.1997514048417693E-2,5.8671515541631478E-3,0,0,3.4611727179483468E-3,9.1378563218390916E-5,3.141721688374758E-2,null,2.6073318714670508E-2,8.6355723036909797E-3,0,0,5.7335260325205714E-3,5.4942793737144435E-5,8.4712904517270909E-5,4.0497359844619205E-2]
[2004,2,17,10,2.0559862765966011E-2,6.1101137215413496E-3,0,0,3.5239828836298704E-3,9.1378563218390916E-5,3.028533793435562E-2,null,2.4369292523101205E-2,8.9931763887545705E-3,0,0,5.8375727673669661E-3,5.4942793737144435E-5,8.8220915294973486E-5,3.9254984472959893E-2]
[2004,2,17,11,1.9938634210569482E-2,6.3504935562894273E-3,0,0,3.585493664947129E-3,9.1378563218390916E-5,2.9965999995024431E-2,null,2.3632959768233701E-2,9.346979665208777E-3,0,0,5.9394670369404979E-3,5.4942793737144435E-5,9.1691641046798001E-5,3.897434926412012E-2]
[2004,2,17,12,1.9832091509128992E-2,6.1345300711074038E-3,0,0,3.3040955842400768E-3,9.1378563218390916E-5,2.9362095727694864E-2,null,2.3506676325238025E-2,9.0291136148724534E-3,0,0,5.4733235206494146E-3,5.4942793737144435E-5,8.8573450911337749E-5,3.806405625449704E-2]
[2004,2,17,13,1.9782431685139167E-2,5.9951078508135771E-3,0,0,3.1993865545454142E-3,9.1378563218390916E-5,2.9068304653716549E-2,null,2.3447815291425242E-2,8.8239048942567126E-3,0,0,5.2998701866158026E-3,5.4942793737144435E-5,8.6560402309080958E-5,3.7626533166034905E-2]
[2004,2,17,14,1.8940149658702304E-2,6.0745131152449708E-3,0,0,3.2022387662521989E-3,9.1378563218390916E-5,2.8308280103417866E-2,null,2.2449471220609359E-2,8.9407776042865813E-3,0,0,5.3045949522960321E-3,5.4942793737144435E-5,8.7706895717653684E-5,3.6749786570929116E-2]
[2004,2,17,15,1.9159624550049575E-2,6.0859200564612262E-3,0,0,3.4397189617183929E-3,9.1378563218390916E-5,2.8776642131447587E-2,null,2.2709611470065262E-2,8.9575669209980332E-3,0,0,5.6979873062380226E-3,5.4942793737144435E-5,8.7871594909956149E-5,3.7420108491038467E-2]
[2004,2,17,16,2.0121164085380967E-2,6.0014559872683358E-3,0,0,3.5000776191328798E-3,9.1378563218390916E-5,2.9714076255000575E-2,null,2.3849309651699329E-2,8.8332484046199106E-3,0,0,5.7979730514680639E-3,5.4942793737144435E-5,8.6652059917102526E-5,3.8535473901524453E-2]
[2004,2,17,17,2.3716418234807024E-2,5.9464251194204995E-3,0,0,3.6670172035101912E-3,9.1378563218390916E-5,3.3421239120956105E-2,null,2.8110709694081394E-2,8.7522511721728202E-3,0,0,6.0745129790833619E-3,5.4942793737144435E-5,8.5857496386493122E-5,4.2992416639074722E-2]
[2004,2,17,18,2.871376500298424E-2,5.8034506632846294E-3,3.2685067000000546E-4,3.2674163497165099E-5,3.6299523703284386E-3,9.1378563218390916E-5,3.8598071433312869E-2,null,3.4033988784965108E-2,8.5418140900309549E-3,2.2372726476104011E-4,2.4284554033280008E-5,6.0131140824502636E-3,5.4942793737144435E-5,8.3793158804749125E-5,4.8891871569977791E-2]
[2004,2,17,19,2.9568789619265051E-2,5.557613268519699E-3,3.2685067000000546E-4,3.2674163497165099E-5,3.4500970471438774E-3,9.1378563218390916E-5,3.9027403331644187E-2,null,3.5047436453647558E-2,8.1799780989464561E-3,2.2372726476104011E-4,2.4284554033280008E-5,5.7151788848744129E-3,5.4942793737144435E-5,8.0243634038388019E-5,4.9245548049999893E-2]
[2004,2,17,20,2.8695253696130414E-2,5.5006137183095079E-3,3.2685067000000546E-4,3.2674163497165099E-5,3.6064122801061985E-3,9.1378563218390916E-5,3.8253183091261682E-2,null,3.4012047614596377E-2,8.0960832595897512E-3,2.2372726476104011E-4,2.4284554033280008E-5,5.9741192875944031E-3,5.4942793737144435E-5,7.9420645675140926E-5,4.8385204774311991E-2]
[2004,2,17,21,2.7739822273710982E-2,5.3350754902120236E-3,3.2685067000000546E-4,3.2674163497165099E-5,3.5472521145688742E-3,9.1378563218390916E-5,3.7073053275207442E-2,null,3.2879589286263375E-2,7.8524356693470236E-3,2.2372726476104011E-4,2.4284554033280008E-5,5.8761188765090126E-3,5.4942793737144435E-5,7.7030520930394916E-5,4.6911098444650877E-2]
[2004,2,17,22,2.559274156122816E-2,5.080290756559842E-3,3.2685067000000546E-4,3.2674163497165099E-5,3.4036373770874261E-3,9.1378563218390916E-5,3.4527573091590991E-2,null,3.0334687185077387E-2,7.4774305294561241E-3,2.2372726476104011E-4,2.4284554033280008E-5,5.6382171873695054E-3,5.4942793737144435E-5,7.3351809955386855E-5,4.3753289514434475E-2]
[2004,2,17,23,2.2951177249894879E-2,4.592643684663565E-3,3.2685067000000546E-4,3.2674163497165099E-5,3.1081222557036146E-3,9.1378563218390916E-5,3.1102846586977623E-2,null,2.7203681197623727E-2,6.7596867471167331E-3,2.2372726476104011E-4,2.4284554033280008E-5,5.1486884121450483E-3,5.4942793737144435E-5,6.631091464898152E-5,3.9415010969416971E-2]
[2004,2,17,24,1.8278682647551479E-2,4.2002058608946163E-3,3.2685067000000546E-4,3.2674163497165099E-5,2.796104785879406E-3,9.1378563218390916E-5,2.5725896691041063E-2,null,2.1665444436354774E-2,6.1820767824559055E-3,2.2372726476104011E-4,2.4284554033280008E-5,4.6318230512916525E-3,5.4942793737144435E-5,6.0644698668875261E-5,3.2782298882633801E-2]
[2004,2,18,1,1.6006345359751022E-2,4.2573964056462337E-3,3.2685067000000546E-4,3.2674163497165099E-5,3.0847603609951099E-3,9.1378563218390916E-5,{"$f":"SUM(E1155:J1155)","v":2.3799405523107928E-2},null,{"$f":"E1155*W$5","v":1.8972077622193651E-2},6.2662527373005747E-3,{"$f":"G1155*Y$5","v":2.2372726476104011E-4},{"$f":"H1155*Z$5","v":2.4284554033280008E-5},{"$f":"I1155*AA$5","v":5.1099888029676093E-3},{"$f":"J1155*AB$5","v":5.4942793737144435E-5},6.1470444708006767E-5,{"$f":"SUM(M1155:R1155)","v":3.0651273774993298E-2}]
[2004,2,18,2,1.5010142482246662E-2,4.1516170574112709E-3,3.2685067000000546E-4,3.2674163497165099E-5,3.0975315953888152E-3,9.1378563218390916E-5,2.2710194531762311E-2,null,1.7791293508476427E-2,{"$f":"(F1156*X$5)-S1156","v":6.1105613082506191E-3},2.2372726476104011E-4,2.4284554033280008E-5,5.1311446974666086E-3,5.4942793737144435E-5,{"$f":"(F1156*$AC$7)*$AC$5","v":5.9943148925001263E-5},2.9335954126725121E-2]
[2004,2,18,3,1.4599061525557301E-2,4.1534141850352894E-3,3.2685067000000546E-4,3.2674163497165099E-5,3.1837910769332129E-3,9.1378563218390916E-5,2.2387170184241363E-2,null,1.730404550501104E-2,6.1132064121639761E-3,2.2372726476104011E-4,2.4284554033280008E-5,5.2740358569923589E-3,5.4942793737144435E-5,5.9969096763473375E-5,2.899424238669884E-2]
[2004,2,18,4,1.4453155930404839E-2,4.1324434266567728E-3,3.2685067000000546E-4,3.2674163497165099E-5,3.2283631980560973E-3,9.1378563218390916E-5,2.226486595183327E-2,null,1.7131105822995586E-2,6.0823405825413514E-3,2.2372726476104011E-4,2.4284554033280008E-5,5.3478707787394022E-3,5.4942793737144435E-5,5.9666310337083303E-5,2.8864271796807801E-2]
[2004,2,18,5,1.517921933211229E-2,4.1487740389646623E-3,3.2685067000000546E-4,3.2674163497165099E-5,3.2212276838225521E-3,9.1378563218390916E-5,2.3000124451615065E-2,null,1.7991697726158294E-2,6.1063768089872593E-3,2.2372726476104011E-4,2.4284554033280008E-5,5.3360506068071264E-3,5.4942793737144435E-5,5.9902099985326689E-5,2.9737079754484145E-2]
[2004,2,18,6,1.6517074177603557E-2,4.3486803409128324E-3,3.2685067000000546E-4,3.2674163497165099E-5,3.3417460394683262E-3,9.1378563218390916E-5,2.465840395470028E-2,null,1.957743671937736E-2,6.4006090797067653E-3,2.2372726476104011E-4,2.4284554033280008E-5,5.535692516009859E-3,5.4942793737144435E-5,6.2788448379944145E-5,3.1816692927625449E-2]
[2004,2,18,7,1.934383081714254E-2,4.7242888263795933E-3,3.2685067000000546E-4,3.2674163497165099E-5,3.4940753322740838E-3,9.1378563218390916E-5,2.8013098372511779E-2,null,2.2927948355796222E-2,6.953448767617422E-3,2.2372726476104011E-4,2.4284554033280008E-5,5.7880301012705471E-3,5.4942793737144435E-5,6.8211673853410003E-5,3.5972381837215656E-2]
[2004,2,18,8,2.2081558275366935E-2,5.3669670407222097E-3,0,0,3.3293241350275701E-3,9.1378563218390916E-5,3.0869228014335108E-2,null,2.617293505816062E-2,7.8993752767127327E-3,0,0,5.5151152960071616E-3,5.4942793737144435E-5,7.7490987282480208E-5,3.9642368424617665E-2]
[2004,2,18,9,2.2407549971896059E-2,5.8816111690645108E-3,0,0,3.4699923891034394E-3,9.1378563218390916E-5,3.1850532093282403E-2,null,2.6559328056170839E-2,8.6568547009175604E-3,0,0,5.7481360558527704E-3,5.4942793737144435E-5,8.4921679757724077E-5,4.1019261606678313E-2]
[2004,2,18,10,2.0923157301518051E-2,6.1631304049543489E-3,0,0,3.5253734073734371E-3,9.1378563218390916E-5,3.0703039677064232E-2,null,2.4799900008651506E-2,9.0712090420256436E-3,0,0,5.8398762074817097E-3,5.4942793737144435E-5,8.8986397010986265E-5,3.9765928051896007E-2]
[2004,2,18,11,2.0343757704518906E-2,6.3406818603005937E-3,0,0,3.6034810025754862E-3,9.1378563218390916E-5,3.037929913061338E-2,null,2.4113146481754812E-2,9.3325383116232737E-3,0,0,5.9692635472426633E-3,5.4942793737144435E-5,9.1549974812718069E-5,3.94698911343579E-2]
[2004,2,18,12,2.0212764440217218E-2,6.1459249832336955E-3,0,0,3.3169966128673975E-3,9.1378563218390916E-5,2.9767064599536704E-2,null,2.3957882158609233E-2,9.0458852265569989E-3,0,0,5.4946944227998512E-3,5.4942793737144435E-5,8.8737976421549315E-5,3.8553404601703235E-2]
[2004,2,18,13,2.0160786416586571E-2,6.004534368653191E-3,0,0,3.2125222409745669E-3,9.1378563218390916E-5,2.9469221589432718E-2,null,2.3896273398033033E-2,8.8377793230360862E-3,0,0,5.3216298057489437E-3,5.4942793737144435E-5,8.6696507146037321E-5,3.811062532055521E-2]
[2004,2,18,14,1.9310712937794496E-2,6.0776080184885466E-3,0,0,3.2190155933776083E-3,9.1378563218390916E-5,2.8698715112879043E-2,null,2.2888694237285605E-2,8.9453328404154094E-3,0,0,5.3323862192755237E-3,5.4942793737144435E-5,8.7751581497549257E-5,3.7221356090713684E-2]
[2004,2,18,15,1.9522727615500477E-2,6.1066260099262096E-3,0,0,3.452803948803416E-3,9.1378563218390916E-5,2.9173536137448493E-2,null,2.3139992009017854E-2,8.9880429972699766E-3,0,0,5.7196629405391183E-3,5.4942793737144435E-5,8.817055794894115E-5,3.7902640740564097E-2]
[2004,2,18,16,2.0496298183869922E-2,6.0160333012517888E-3,0,0,3.5201892894911723E-3,9.1378563218390916E-5,3.0123899337831272E-2,null,2.4293950391062635E-2,8.8547040373465578E-3,0,0,5.8312885762781333E-3,5.4942793737144435E-5,8.6862534556490757E-5,3.9034885798424478E-2]
[2004,2,18,17,2.4129794681079238E-2,5.9721537123341422E-3,0,0,3.6888667097767502E-3,9.1378563218390916E-5,3.3882193666408524E-2,null,2.8600678506424015E-2,8.7901198248447176E-3,0,0,6.1107072759837766E-3,5.4942793737144435E-5,8.6228978836662767E-5,4.3556448400989656E-2]
[2004,2,18,18,2.9187328325863571E-2,5.8363874635747898E-3,3.2685067000000546E-4,3.2674163497165099E-5,3.655806189718001E-3,9.1378563218390916E-5,3.913042537587192E-2,null,3.4595296186421196E-2,8.5902921492275151E-3,2.2372726476104011E-4,2.4284554033280008E-5,6.0559416321248165E-3,5.4942793737144435E-5,8.4268717002339053E-5,4.9544484580304998E-2]
[2004,2,18,19,3.0038467547099466E-2,5.6041269242150093E-3,3.2685067000000546E-4,3.2674163497165099E-5,3.4721786004901852E-3,9.1378563218390916E-5,3.9565676468520217E-2,null,3.5604138555472273E-2,8.2484392650093701E-3,2.2372726476104011E-4,2.4284554033280008E-5,5.7517575740259315E-3,5.4942793737144435E-5,8.0915221747907817E-5,4.9907290007039043E-2]
[2004,2,18,20,2.9145159282649789E-2,5.5548395987248837E-3,3.2685067000000546E-4,3.2674163497165099E-5,3.6298777044252487E-3,9.1378563218390916E-5,3.878077998251548E-2,null,3.4545313861091817E-2,8.1758956705587499E-3,2.2372726476104011E-4,2.4284554033280008E-5,6.0129903963662195E-3,5.4942793737144435E-5,8.0203586389657362E-5,4.9037154540548251E-2]
[2004,2,18,21,2.8196254722118713E-2,5.3631764292329659E-3,3.2685067000000546E-4,3.2674163497165099E-5,3.5740399564426193E-3,9.1378563218390916E-5,3.7584374504509861E-2,null,3.3420591722850439E-2,7.8937960617754023E-3,2.2372726476104011E-4,2.4284554033280008E-5,5.9204936596400906E-3,5.4942793737144435E-5,7.7436256514715659E-5,4.75378360567974E-2]
[2004,2,18,22,2.6021081276194975E-2,5.1060175796538692E-3,3.2685067000000546E-4,3.2674163497165099E-5,3.4257827563482883E-3,9.1378563218390916E-5,3.5003785008912686E-2,null,3.0842391732141157E-2,7.5152965772174261E-3,2.2372726476104011E-4,2.4284554033280008E-5,5.6749016058712954E-3,5.4942793737144435E-5,7.3723266852004875E-5,4.4335544527761339E-2]
[2004,2,18,23,2.3347564683293132E-2,4.6109778864410495E-3,3.2685067000000546E-4,3.2674163497165099E-5,3.1223799612694015E-3,9.1378563218390916E-5,3.1531825927719144E-2,null,2.7673513191490612E-2,6.7866719585295155E-3,2.2372726476104011E-4,2.4284554033280008E-5,5.1723066862639742E-3,5.4942793737144435E-5,6.6575633136349438E-5,3.9935446448815567E-2]
[2004,2,18,24,1.8622952738134895E-2,4.2052344761323492E-3,3.2685067000000546E-4,3.2674163497165099E-5,2.8016242832689916E-3,9.1378563218390916E-5,2.6080714894251796E-2,null,2.2073502536736147E-2,6.1894781543263954E-3,2.2372726476104011E-4,2.4284554033280008E-5,4.6409662477017921E-3,5.4942793737144435E-5,6.0717304361527919E-5,3.3206901551295798E-2]
[2004,2,19,1,1.937936314307798E-2,4.4896071397861441E-3,3.2685067000000546E-4,3.2674163497165099E-5,3.405759610489729E-3,9.1378563218390916E-5,2.7725633290069416E-2,null,2.2970064281111653E-2,6.6080323156609598E-3,2.2372726476104011E-4,2.4284554033280008E-5,5.6417327242845204E-3,5.4942793737144435E-5,6.4823220849458485E-5,3.5522783933588598E-2]
[2004,2,19,2,1.8463878347797176E-2,4.5002348931182197E-3,3.2685067000000546E-4,3.2674163497165099E-5,3.4520915205669927E-3,9.1378563218390916E-5,2.6867108158197952E-2,null,2.1884954082147679E-2,6.6236747839827151E-3,2.2372726476104011E-4,2.4284554033280008E-5,5.7184827839353598E-3,5.4942793737144435E-5,6.4976669732607652E-5,3.453006626259722E-2]
[2004,2,19,3,1.7961793492121132E-2,4.5194558282663352E-3,3.2685067000000546E-4,3.2674163497165099E-5,3.5382828742758295E-3,9.1378563218390916E-5,2.647043559137886E-2,null,2.1289840541815951E-2,6.6519651347063686E-3,2.2372726476104011E-4,2.4284554033280008E-5,5.8612610878625718E-3,5.4942793737144435E-5,6.5254191325309581E-5,3.4106021376916359E-2]
[2004,2,19,4,1.8003399288384469E-2,4.5320377608735266E-3,3.2685067000000546E-4,3.2674163497165099E-5,3.6581871399484181E-3,9.1378563218390916E-5,2.6644527585921975E-2,null,2.1339155259104636E-2,6.6704838635557153E-3,2.2372726476104011E-4,2.4284554033280008E-5,6.0598857404489809E-3,5.4942793737144435E-5,6.5435855638180357E-5,3.4372479475640802E-2]
[2004,2,19,5,1.8668023151091249E-2,4.4736663996231708E-3,3.2685067000000546E-4,3.2674163497165099E-5,3.5996428767794703E-3,9.1378563218390916E-5,2.7192235824209453E-2,null,2.2126923811477753E-2,6.5845699228829803E-3,2.2372726476104011E-4,2.4284554033280008E-5,5.9629055882614683E-3,5.4942793737144435E-5,6.4593060372624986E-5,3.4977353935153666E-2]
[2004,2,19,6,1.9915342814155974E-2,4.6757012898205842E-3,3.2685067000000546E-4,3.2674163497165099E-5,3.6622479371563248E-3,9.1378563218390916E-5,2.8704195437848447E-2,null,2.3605352830437798E-2,6.8819351581358617E-3,2.2372726476104011E-4,2.4284554033280008E-5,6.0666125606344008E-3,5.4942793737144435E-5,6.7510142402030986E-5,3.6856855161739525E-2]
[2004,2,19,7,2.324082545272755E-2,5.1298683513884705E-3,3.2685067000000546E-4,3.2674163497165099E-5,3.9057489198148685E-3,9.1378563218390916E-5,3.2727346120646449E-2,null,2.7546996805513112E-2,7.5504013570942691E-3,2.2372726476104011E-4,2.4284554033280008E-5,6.4699785110758079E-3,5.4942793737144435E-5,7.4067636369302042E-5,4.1870331286214653E-2]
[2004,2,19,8,2.6659213440400106E-2,5.691591881100533E-3,0,0,3.8687146377090497E-3,9.1378563218390916E-5,3.6310898522428081E-2,null,3.1598760077345134E-2,8.3771746406429183E-3,0,0,6.4086302231246397E-3,5.4942793737144435E-5,8.2178085076535008E-5,4.6439507734849839E-2]
[2004,2,19,9,2.5676844211658532E-2,5.9588350224670352E-3,0,0,3.5703022703281592E-3,9.1378563218390916E-5,3.5297360067672118E-2,null,3.0434372777030778E-2,8.770516699158246E-3,0,0,5.9143020817024978E-3,5.4942793737144435E-5,8.6036676849473293E-5,4.5174134351628668E-2]
[2004,2,19,10,2.4313296340708765E-2,6.2089399417967683E-3,0,0,3.7147259473655986E-3,9.1378563218390916E-5,3.4328340793089523E-2,null,2.8818180231648997E-2,9.1386338501202296E-3,0,0,6.1535438010516964E-3,5.4942793737144435E-5,8.9647818296031932E-5,4.4165300676558071E-2]
[2004,2,19,11,2.326745994448471E-2,6.4228475719211066E-3,0,0,3.6809741953800876E-3,9.1378563218390916E-5,3.3462660275004295E-2,null,2.7578566263355444E-2,9.4534739883367341E-3,0,0,6.097633112848071E-3,5.4942793737144435E-5,9.2736324955346161E-5,4.3184616158277393E-2]
[2004,2,19,12,2.3269691601975076E-2,6.2669274769062318E-3,0,0,3.4530922654503918E-3,9.1378563218390916E-5,3.3081089907550092E-2,null,2.758121141302464E-2,9.223982855941509E-3,0,0,5.7201405448471816E-3,5.4942793737144435E-5,9.0485071685444417E-5,4.2580277607550475E-2]
[2004,2,19,13,2.2595844644577246E-2,6.0267028867097353E-3,0,0,3.1668181797144617E-3,9.1378563218390916E-5,3.1880744274219837E-2,null,2.6782510866841407E-2,8.8704080763204844E-3,0,0,5.2459197946108519E-3,5.4942793737144435E-5,8.70165874330517E-5,4.0953781531509886E-2]
[2004,2,19,14,2.1929609427878215E-2,6.1175690688877963E-3,0,0,3.2755580244464102E-3,9.1378563218390916E-5,3.1414115084430809E-2,null,2.5992832401097638E-2,9.0041495484667455E-3,0,0,5.4260502825549603E-3,5.4942793737144435E-5,8.8328559374399812E-5,4.047797502585649E-2]
[2004,2,19,15,2.1470710824651101E-2,6.0043515774361282E-3,0,0,3.2944027814776561E-3,9.1378563218390916E-5,3.0860843746783276E-2,null,2.5448906868725116E-2,8.8375102816184836E-3,0,0,5.4572671312417892E-3,5.4942793737144435E-5,8.6693867913903173E-5,3.9798627075322536E-2]
[2004,2,19,16,2.2776800705520094E-2,5.9076476979670308E-3,0,0,3.4888662006211653E-3,9.1378563218390916E-5,3.2264693167326677E-2,null,2.6996995332673742E-2,8.6951765894522637E-3,0,0,5.7794010340807018E-3,5.4942793737144435E-5,8.5297608343600694E-5,4.1526515749943857E-2]
[2004,2,19,17,2.5637436209143372E-2,5.719036800260229E-3,0,0,3.3463158995688958E-3,9.1378563218390916E-5,3.4794167472190884E-2,null,3.03876630712329E-2,8.4175694696471803E-3,0,0,5.5432626126177865E-3,5.4942793737144435E-5,8.2574348713974172E-5,4.4403437947235017E-2]
[2004,2,19,18,3.1219829630308744E-2,5.6688094748632064E-3,3.2685067000000546E-4,3.2674163497165099E-5,3.3625577253026243E-3,9.1378563218390916E-5,4.0702100227190133E-2,null,3.7004389058558469E-2,8.3436423354862725E-3,2.2372726476104011E-4,2.4284554033280008E-5,5.5701676353510053E-3,5.4942793737144435E-5,8.1849141161171695E-5,5.1221153641927211E-2]
[2004,2,19,19,3.2487076509075126E-2,5.7346748038652239E-3,3.2685067000000546E-4,3.2674163497165099E-5,3.2854370014068768E-3,9.1378563218390916E-5,4.1958091711062788E-2,null,3.8506437503101863E-2,8.4405862793494098E-3,2.2372726476104011E-4,2.4284554033280008E-5,5.4424150745469302E-3,5.4942793737144435E-5,8.2800138127116333E-5,5.2692393469529669E-2]
[2004,2,19,20,3.1718118438798758E-2,5.7176905006377007E-3,3.2685067000000546E-4,3.2674163497165099E-5,3.5379819090508081E-3,9.1378563218390916E-5,4.1424694245202828E-2,null,3.7595003201916548E-2,8.4155879173341969E-3,2.2372726476104011E-4,2.4284554033280008E-5,5.8607625308435603E-3,5.4942793737144435E-5,8.2554910158429454E-5,5.2174308262625771E-2]
[2004,2,19,21,3.0272641493860268E-2,5.498701960652044E-3,3.2685067000000546E-4,3.2674163497165099E-5,3.341511656838954E-3,9.1378563218390916E-5,3.9563758508066829E-2,null,3.5881701371667213E-2,8.0932694373583389E-3,2.2372726476104011E-4,2.4284554033280008E-5,5.5353042548577621E-3,5.4942793737144435E-5,7.9393042750211889E-5,4.9813229676414779E-2]
[2004,2,19,22,2.8468489638281771E-2,5.3137645602809236E-3,3.2685067000000546E-4,3.2674163497165099E-5,3.3361144740422437E-3,9.1378563218390916E-5,3.7569272069320495E-2,null,3.3743267626989322E-2,7.8210691579180969E-3,2.2372726476104011E-4,2.4284554033280008E-5,5.5263636758722803E-3,5.4942793737144435E-5,7.6722822934909089E-5,4.7393655073311163E-2]
[2004,2,19,23,2.5583542896809152E-2,4.8344125258330982E-3,3.2685067000000546E-4,3.2674163497165099E-5,2.9825182479843969E-3,9.1378563218390916E-5,3.385137706734221E-2,null,3.0323784148097017E-2,7.1155344339244204E-3,2.2372726476104011E-4,2.4284554033280008E-5,4.9406219830088766E-3,5.4942793737144435E-5,6.9801695578734942E-5,4.2682895177561776E-2]
[2004,2,19,24,2.1944513740806419E-2,4.394163904739944E-3,3.2685067000000546E-4,3.2674163497165099E-5,3.0465961644494787E-3,9.1378563218390916E-5,2.9836177206711403E-2,null,2.6010498256445878E-2,6.4675541041249373E-3,2.2372726476104011E-4,2.4284554033280008E-5,5.0467687812478278E-3,5.4942793737144435E-5,6.3445163101563573E-5,3.7827775754350111E-2]
[2004,2,20,1,1.6367741358531206E-2,4.4234077626527611E-3,3.2685067000000546E-4,3.2674163497165099E-5,3.433348249996011E-3,9.1378563218390916E-5,2.4675400767895539E-2,null,1.9400434800994053E-2,6.5105967027545581E-3,2.2372726476104011E-4,2.4284554033280008E-5,5.6874340503093182E-3,5.4942793737144435E-5,6.3867400727473763E-5,3.1901420166589402E-2]
[2004,2,20,2,1.5659587761306885E-2,4.5299689052579507E-3,3.2685067000000546E-4,3.2674163497165099E-5,3.7419287947014932E-3,9.1378563218390916E-5,2.4382388857981892E-2,null,1.8561071116591804E-2,6.6674388165530478E-3,2.2372726476104011E-4,2.4284554033280008E-5,6.198606051932805E-3,5.4942793737144435E-5,6.5405984453397695E-5,3.1730070597609128E-2]
[2004,2,20,3,1.5473694385028953E-2,4.4606389660288301E-3,3.2685067000000546E-4,3.2674163497165099E-5,3.695043507004751E-3,9.1378563218390916E-5,2.4080280254778097E-2,null,1.8340734526012863E-2,6.565395483004121E-3,2.2372726476104011E-4,2.4284554033280008E-5,6.1209393073183276E-3,5.4942793737144435E-5,6.4404963690956803E-5,3.1330023928866781E-2]
[2004,2,20,4,1.5748492188109885E-2,4.4164013955507505E-3,3.2685067000000546E-4,3.2674163497165099E-5,3.6602916373540402E-3,9.1378563218390916E-5,2.427608861773024E-2,null,1.8666448181021793E-2,6.5002843750198696E-3,2.2372726476104011E-4,2.4284554033280008E-5,6.0633718972067574E-3,5.4942793737144435E-5,6.3766239252123009E-5,3.1533059065779884E-2]
[2004,2,20,5,1.618940122686929E-2,4.5187673086705838E-3,3.2685067000000546E-4,3.2674163497165099E-5,3.8736802653589189E-3,9.1378563218390916E-5,2.5032752197614357E-2,null,1.9189050956337664E-2,6.6509517365187249E-3,2.2372726476104011E-4,2.4284554033280008E-5,6.4168559193606839E-3,5.4942793737144435E-5,6.5244250130807506E-5,3.2559813224748546E-2]
[2004,2,20,6,1.7453491067302363E-2,4.692894242748393E-3,3.2685067000000546E-4,3.2674163497165099E-5,3.8907410412024239E-3,9.1378563218390916E-5,2.6488029747968742E-2,null,2.0687357411378175E-2,6.9072406214005181E-3,2.2372726476104011E-4,2.4284554033280008E-5,6.445117555056148E-3,5.4942793737144435E-5,6.7758382960724233E-5,3.4342670200366313E-2]
[2004,2,20,7,2.034560431253811E-2,5.038777019163527E-3,3.2685067000000546E-4,3.2674163497165099E-5,3.8682051300860448E-3,9.1378563218390916E-5,2.9703489858503244E-2,null,2.4115335238144277E-2,7.4163284976485524E-3,2.2372726476104011E-4,2.4284554033280008E-5,6.4077862099943157E-3,5.4942793737144435E-5,7.2752413597589727E-5,3.8242404558318607E-2]
[2004,2,20,8,2.2972934914061806E-2,5.5706482666971775E-3,0,0,3.7888704954200654E-3,9.1378563218390916E-5,3.2423832239397439E-2,null,2.7229470225923126E-2,8.1991636727638262E-3,0,0,6.2763662462406635E-3,5.4942793737144435E-5,8.0431839941337284E-5,4.1759942938664765E-2]
[2004,2,20,9,2.2282321063748098E-2,5.934803686529766E-3,0,0,3.6572783230311989E-3,9.1378563218390916E-5,3.1965781636527454E-2,null,2.6410896136670969E-2,8.7351461556969441E-3,0,0,6.0583802606944889E-3,5.4942793737144435E-5,8.5689700254803293E-5,4.1259365346799547E-2]
[2004,2,20,10,2.1037678233287085E-2,6.1199417563766092E-3,0,0,3.6699054154163985E-3,9.1378563218390916E-5,3.0918903968298481E-2,null,2.4935639926668734E-2,9.0076417906859146E-3,0,0,6.0792973800656656E-3,5.4942793737144435E-5,8.8362817437590035E-5,4.0077521891157458E-2]
[2004,2,20,11,2.0430826178740751E-2,6.2851088984518374E-3,0,0,3.6933954762021302E-3,9.1378563218390916E-5,3.0500709116613109E-2,null,2.4216347419523939E-2,9.2507431976322808E-3,0,0,6.1182092998095369E-3,5.4942793737144435E-5,9.0747584254476021E-5,3.9640242710702905E-2]
[2004,2,20,12,1.9577444267692146E-2,6.1227622090856823E-3,0,0,3.4160871618255694E-3,9.1378563218390916E-5,2.9207672201821789E-2,null,2.3204846824359852E-2,9.0117930765481417E-3,0,0,5.6588405918373804E-3,5.4942793737144435E-5,8.8403540561721647E-5,3.7930423286482523E-2]
[2004,2,20,13,1.9040126182605012E-2,6.0407382470880847E-3,0,0,3.3976532364436776E-3,9.1378563218390916E-5,2.8569896229355164E-2,null,2.2567971873272322E-2,8.8910660341449399E-3,0,0,5.6283042968670247E-3,5.4942793737144435E-5,8.7219237071913159E-5,3.7142284998021434E-2]
[2004,2,20,14,1.8305833514426027E-2,6.1297409697467576E-3,0,0,3.479292265883505E-3,9.1378563218390916E-5,2.800624531327468E-2,null,2.1697625945767223E-2,9.0220647717178543E-3,0,0,5.7635415527646219E-3,5.4942793737144435E-5,8.8504303441301781E-5,3.653817506398685E-2]
[2004,2,20,15,1.7645465399387338E-2,6.0201914470633128E-3,0,0,3.519823904894805E-3,9.1378563218390916E-5,2.7276859314563848E-2,null,2.0914901666354915E-2,8.8608242080074357E-3,0,0,5.8306833068316561E-3,5.4942793737144435E-5,8.692257197087296E-5,3.5661351974931151E-2]
[2004,2,20,16,1.925930047396248E-2,5.7031832264882567E-3,0,0,3.3251210830058352E-3,9.1378563218390916E-5,2.8378983346674963E-2,null,2.2827755826133868E-2,8.3942353728003686E-3,0,0,5.5081528268828405E-3,5.4942793737144435E-5,8.2345446789623892E-5,3.6785086819554225E-2]
[2004,2,20,17,2.134888365747252E-2,5.5195202336799833E-3,0,0,3.2073553009112224E-3,9.1378563218390916E-5,{"$f":"SUM(E1219:J1219)","v":3.0167137755282118E-2},null,{"$f":"E1219*W$5","v":2.5304506981039577E-2},8.1239108312802632E-3,{"$f":"G1219*Y$5","v":0},{"$f":"H1219*Z$5","v":0},{"$f":"I1219*AA$5","v":5.3130706300660788E-3},{"$f":"J1219*AB$5","v":5.4942793737144435E-5},7.9693627515911166E-5,{"$f":"SUM(M1219:R1219)","v":3.8796431236123065E-2}]
[2004,2,20,18,2.4238024976432571E-2,5.6796264806797921E-3,3.2685067000000546E-4,3.2674163497165099E-5,3.016139019920535E-3,9.1378563218390916E-5,3.3384693873748456E-2,null,2.8728962228808243E-2,{"$f":"(F1220*X$5)-S1220","v":8.3595633552479461E-3},2.2372726476104011E-4,2.4284554033280008E-5,4.9963156992252544E-3,5.4942793737144435E-5,{"$f":"(F1220*$AC$7)*$AC$5","v":8.2005322567505569E-5},4.2387795895812909E-2]
[2004,2,20,19,2.5948881127922759E-2,5.6986724580799101E-3,3.2685067000000546E-4,3.2674163497165099E-5,3.0107538292936335E-3,9.1378563218390916E-5,3.5109210812011862E-2,null,3.0756813994902103E-2,8.3875961942525019E-3,2.2372726476104011E-4,2.4284554033280008E-5,4.9873949855927585E-3,5.4942793737144435E-5,8.2280318031665596E-5,4.443475978727883E-2]
[2004,2,20,20,2.5415774175970771E-2,5.6216046803750684E-3,3.2685067000000546E-4,3.2674163497165099E-5,3.1579803533882647E-3,9.1378563218390916E-5,3.4646262606449665E-2,null,3.0124930435848275E-2,8.2741639161681372E-3,2.2372726476104011E-4,2.4284554033280008E-5,5.2312796967476684E-3,5.4942793737144435E-5,8.116757443985639E-5,4.393332866129554E-2]
[2004,2,20,21,2.4932868335964819E-2,5.5491922823563879E-3,3.2685067000000546E-4,3.2674163497165099E-5,3.2195771784877553E-3,9.1378563218390916E-5,3.4152541193524524E-2,null,2.9552549490986166E-2,8.1675836628712448E-3,2.2372726476104011E-4,2.4284554033280008E-5,5.3333165001689924E-3,5.4942793737144435E-5,8.0122047576847304E-5,4.3356404266557867E-2]
[2004,2,20,22,2.2980774025442397E-2,5.1051202497010032E-3,3.2685067000000546E-4,3.2674163497165099E-5,2.7513446946340865E-3,9.1378563218390916E-5,3.1288142366493049E-2,null,2.7238761805372335E-2,7.5139758413174393E-3,2.2372726476104011E-4,2.4284554033280008E-5,4.5576767519630371E-3,5.4942793737144435E-5,7.3710310747851791E-5,3.9613369011184278E-2]
[2004,2,20,23,2.102845707250409E-2,4.6721584728167832E-3,3.2685067000000546E-4,3.2674163497165099E-5,2.8302765688253901E-3,9.1378563218390916E-5,2.8981795510861826E-2,null,2.4924710225090407E-2,6.8767206597352944E-3,2.2372726476104011E-4,2.4284554033280008E-5,4.6884295321189305E-3,5.4942793737144435E-5,6.7458989416498822E-5,3.6792815029476102E-2]
[2004,2,20,24,1.8222078548904168E-2,4.1042607778312345E-3,3.2685067000000546E-4,3.2674163497165099E-5,2.9212594174773229E-3,9.1378563218390916E-5,2.5698502140928288E-2,null,2.1598352459445948E-2,6.0408599254634246E-3,2.2372726476104011E-4,2.4284554033280008E-5,4.8391450767531641E-3,5.4942793737144435E-5,5.9259394985236362E-5,3.2781312074194005E-2]
[2004,2,21,1,2.220872717978243E-2,3.9421041249979548E-3,3.2685067000000546E-4,3.2674163497165099E-5,3.0418076322204241E-3,9.1378563218390916E-5,2.9643542333716369E-2,null,2.6323666425719816E-2,5.8021895098214968E-3,2.2372726476104011E-4,2.4284554033280008E-5,5.0388364483565868E-3,5.4942793737144435E-5,5.6918095136153939E-5,3.7467646996429363E-2]
[2004,2,21,2,2.0918437382086725E-2,3.961926582147955E-3,3.2685067000000546E-4,3.2674163497165099E-5,3.2123226482432543E-3,9.1378563218390916E-5,2.8543590009193497E-2,null,2.4794305559962E-2,5.8313652112458409E-3,2.2372726476104011E-4,2.4284554033280008E-5,5.3212991750020439E-3,5.4942793737144435E-5,5.7204301808053202E-5,3.6249924558741355E-2]
[2004,2,21,3,2.0493059478378546E-2,3.9963197858213029E-3,3.2685067000000546E-4,3.2674163497165099E-5,3.2964433445403581E-3,9.1378563218390916E-5,2.8236726005455768E-2,null,2.4290111602719839E-2,5.8819868790747588E-3,2.2372726476104011E-4,2.4284554033280008E-5,5.4606473790347792E-3,5.4942793737144435E-5,5.7700888295026775E-5,3.5935700473360845E-2]
[2004,2,21,4,2.010693526087997E-2,3.9955920153653089E-3,3.2685067000000546E-4,3.2674163497165099E-5,3.3772501113336351E-3,9.1378563218390916E-5,2.7930680784294476E-2,null,2.3832444442506463E-2,5.8809157094730858E-3,2.2372726476104011E-4,2.4284554033280008E-5,5.5945059693936284E-3,5.4942793737144435E-5,5.7690380376732863E-5,3.5610820733904647E-2]
[2004,2,21,5,2.0006746683256155E-2,4.0988367623414736E-3,3.2685067000000546E-4,3.2674163497165099E-5,3.5387341019979318E-3,9.1378563218390916E-5,2.8095220944311123E-2,null,2.3713692445794219E-2,6.0328765833755705E-3,2.2372726476104011E-4,2.4284554033280008E-5,5.862008558763938E-3,5.4942793737144435E-5,5.9181080303564587E-5,3.5911532200465196E-2]
[2004,2,21,6,2.1011912590122851E-2,4.0822181084645935E-3,3.2685067000000546E-4,3.2674163497165099E-5,3.4312990132494927E-3,9.1378563218390916E-5,2.89763331085525E-2,null,2.4905100301844268E-2,6.0084164026867008E-3,2.2372726476104011E-4,2.4284554033280008E-5,5.6840394343249633E-3,5.4942793737144435E-5,5.8941131765320541E-5,3.6900510751387401E-2]
[2004,2,21,7,2.2210356123878467E-2,4.2665083815986481E-3,3.2685067000000546E-4,3.2674163497165099E-5,3.4430391890838876E-3,9.1378563218390916E-5,3.0370807091276562E-2,null,2.6325597188372855E-2,6.279664207319742E-3,2.2372726476104011E-4,2.4284554033280008E-5,5.7034873524897554E-3,5.4942793737144435E-5,6.1602008029951782E-5,3.8611703360713817E-2]
[2004,2,21,8,2.4404898863340116E-2,4.5775691366749527E-3,0,0,3.6112183515052739E-3,9.1378563218390916E-5,3.2685064914738736E-2,null,2.892675530801345E-2,6.7374992600713803E-3,0,0,5.9820806745942067E-3,5.4942793737144435E-5,6.609326069329084E-5,4.1701278036416184E-2]
[2004,2,21,9,2.7189572841865902E-2,4.6204353735357908E-3,0,0,3.4697979050573127E-3,9.1378563218390916E-5,3.5371184683677392E-2,null,3.2227387006611E-2,6.8005919694349628E-3,0,0,5.7478138877807769E-3,5.4942793737144435E-5,6.6712185123090205E-5,4.4830735657563889E-2]
[2004,2,21,10,2.85950541798583E-2,4.7445848678911327E-3,0,0,3.3601480664502735E-3,9.1378563218390916E-5,3.6791165677418101E-2,null,3.3893282652470734E-2,6.9833215146111903E-3,0,0,5.566175970419693E-3,5.4942793737144435E-5,6.8504718376083981E-5,4.6497722931238765E-2]
[2004,2,21,11,2.8244849201837435E-2,4.7988217083505388E-3,0,0,3.3155137359651894E-3,9.1378563218390916E-5,3.6450563209371553E-2,null,3.3478190020307642E-2,7.0631500571308762E-3,0,0,5.4922379971849879E-3,5.4942793737144435E-5,6.9287817337264902E-5,4.6088520868360655E-2]
[2004,2,21,12,2.7966245920430854E-2,4.7785193643880789E-3,0,0,3.3083757909442568E-3,9.1378563218390916E-5,3.6144519638981583E-2,null,3.3147965789738769E-2,7.0332680338690392E-3,0,0,5.4804137985877922E-3,5.4942793737144435E-5,6.8994681816613771E-5,4.5716590415932748E-2]
[2004,2,21,13,2.8038957901029931E-2,4.5876286629263942E-3,0,0,3.0333072954839392E-3,9.1378563218390916E-5,3.5751272422658659E-2,null,3.3234150194047442E-2,6.7523053828522986E-3,0,0,5.0247554111084031E-3,5.4942793737144435E-5,6.6238505226171986E-5,4.5066153781745291E-2]
[2004,2,21,14,2.7237515982219126E-2,4.4844108382717371E-3,0,0,2.9630644153700115E-3,9.1378563218390916E-5,3.4776369799079263E-2,null,3.2284213281428255E-2,6.6003841345929938E-3,0,0,4.9083961841781864E-3,5.4942793737144435E-5,6.4748194017448236E-5,4.3847936393936589E-2]
[2004,2,21,15,2.6641300468035697E-2,4.2963172306380946E-3,0,0,2.7132414743465116E-3,9.1378563218390916E-5,3.3742237736238696E-2,null,3.1577528103743188E-2,6.3235383886483792E-3,0,0,4.4945577390606197E-3,5.4942793737144435E-5,6.2032403283787785E-5,4.2450567025189338E-2]
[2004,2,21,16,2.6884421750676006E-2,4.3408260747761912E-3,0,0,2.9282820634866633E-3,9.1378563218390916E-5,3.4244908452157254E-2,null,3.1865696061024538E-2,6.3890487710136544E-3,0,0,4.8507782794254646E-3,5.4942793737144435E-5,6.2675044509063324E-5,4.3160465905200805E-2]
[2004,2,21,17,2.956102575535766E-2,4.5110657413570988E-3,0,0,3.2406069648042361E-3,9.1378563218390916E-5,3.7404077024737387E-2,null,3.5038234063883462E-2,6.6396161777261195E-3,0,0,5.3681529088459214E-3,5.4942793737144435E-5,6.5133051002842643E-5,4.7100945944192653E-2]
[2004,2,21,18,3.3278225127999182E-2,4.6623101263226028E-3,3.2685067000000546E-4,3.2674163497165099E-5,2.9665377845321758E-3,9.1378563218390916E-5,4.1357976435569516E-2,null,3.9444173923975388E-2,6.8622253620704591E-3,2.2372726476104011E-4,2.4284554033280008E-5,4.9141499139497618E-3,5.4942793737144435E-5,6.7316794003867528E-5,5.1523503812527072E-2]
[2004,2,21,19,3.3443327300098198E-2,4.9174384349309486E-3,3.2685067000000546E-4,3.2674163497165099E-5,3.2011755983989932E-3,9.1378563218390916E-5,4.2012844730143696E-2,null,3.9639867016574265E-2,7.2377361930702913E-3,2.2372726476104011E-4,2.4284554033280008E-5,5.3028337860497824E-3,5.4942793737144435E-5,7.1000465688035285E-5,5.24833916082258E-2]
[2004,2,21,20,3.2117702428454874E-2,4.6572335160535491E-3,3.2685067000000546E-4,3.2674163497165099E-5,2.9515608625605362E-3,9.1378563218390916E-5,4.0177400203784519E-2,null,3.8068624025281037E-2,6.8547533486698568E-3,2.2372726476104011E-4,2.4284554033280008E-5,4.8893402384411885E-3,5.4942793737144435E-5,6.7243495334654092E-5,5.0115672224923545E-2]
[2004,2,21,21,3.0890465695055321E-2,4.6408521422951574E-3,3.2685067000000546E-4,3.2674163497165099E-5,3.0944045610765262E-3,9.1378563218390916E-5,3.9076625795142567E-2,null,3.6613998997296143E-2,6.8306424089372699E-3,2.2372726476104011E-4,2.4284554033280008E-5,5.1259646807222487E-3,5.4942793737144435E-5,6.7006972766889218E-5,4.8873560699487124E-2]
[2004,2,21,22,2.9736886796557529E-2,4.6320053110462736E-3,3.2685067000000546E-4,3.2674163497165099E-5,3.2720572338518876E-3,9.1378563218390916E-5,3.8091852738171242E-2,null,3.5246679480333956E-2,6.8176211923889982E-3,2.2372726476104011E-4,2.4284554033280008E-5,5.4202511284405144E-3,5.4942793737144435E-5,6.6879237738409276E-5,4.7787506413694933E-2]
[2004,2,21,23,2.7098019420708164E-2,4.401768978065863E-3,3.2685067000000546E-4,3.2674163497165099E-5,3.1062197511014635E-3,9.1378563218390916E-5,3.5056911546591053E-2,null,3.2118870129476153E-2,6.4787476381549637E-3,2.2372726476104011E-4,2.4284554033280008E-5,5.1455368619184854E-3,5.4942793737144435E-5,6.3554969000483689E-5,4.404610924208107E-2]
[2004,2,21,24,2.4219233117670783E-2,3.9950024059795669E-3,3.2685067000000546E-4,3.2674163497165099E-5,3.1017917458357989E-3,9.1378563218390916E-5,3.1766930666201711E-2,null,2.8706688524531534E-2,5.8800478923672029E-3,2.2372726476104011E-4,2.4284554033280008E-5,5.1382017516735752E-3,5.4942793737144435E-5,5.7681867297918432E-5,4.0027892781103774E-2]
[2004,2,22,1,2.217526248870335E-2,3.8512457569115054E-3,3.2685067000000546E-4,3.2674163497165099E-5,3.2935499566520226E-3,9.1378563218390916E-5,2.9770961598982439E-2,null,2.6284001236541062E-2,5.6684595388530176E-3,2.2372726476104011E-4,2.4284554033280008E-5,5.4558544038983674E-3,5.4942793737144435E-5,5.5606236018616579E-5,3.7711269791823911E-2]
[2004,2,22,2,2.066619745925424E-2,3.9361371915938486E-3,3.2685067000000546E-4,3.2674163497165099E-5,3.4372577319045417E-3,9.1378563218390916E-5,2.8490495779468192E-2,null,2.4495329417198796E-2,5.7934070735120224E-3,2.2372726476104011E-4,2.4284554033280008E-5,5.6939102126169639E-3,5.4942793737144435E-5,5.6831941530770373E-5,3.6285601315859249E-2]
[2004,2,22,3,1.9721100892681385E-2,3.9033700458257982E-3,3.2685067000000546E-4,3.2674163497165099E-5,3.4623740584226455E-3,9.1378563218390916E-5,2.7537748393645391E-2,null,2.3375120836258381E-2,5.7451787204767582E-3,2.2372726476104011E-4,2.4284554033280008E-5,5.7355160854432683E-3,5.4942793737144435E-5,5.6358832891062107E-5,3.5158770254709877E-2]
[2004,2,22,4,1.945923559853854E-2,3.933440812106768E-3,3.2685067000000546E-4,3.2674163497165099E-5,3.5315445001254603E-3,9.1378563218390916E-5,2.7375124307486329E-2,null,2.3064735887328734E-2,5.7894384049334254E-3,2.2372726476104011E-4,2.4284554033280008E-5,5.8500987891978266E-3,5.4942793737144435E-5,5.679300983863276E-5,3.500722769399145E-2]
[2004,2,22,5,1.9878232674454061E-2,3.9154253320988737E-3,3.2685067000000546E-4,3.2674163497165099E-5,3.5100193410801156E-3,9.1378563218390916E-5,2.7754580744348611E-2,null,2.3561366746471028E-2,5.7629223044445123E-3,2.2372726476104011E-4,2.4284554033280008E-5,5.8144417822242524E-3,5.4942793737144435E-5,5.6532893217534293E-5,3.5441685445671257E-2]
[2004,2,22,6,2.0120068620601155E-2,3.9155885185083537E-3,3.2685067000000546E-4,3.2674163497165099E-5,3.5037437504279265E-3,9.1378563218390916E-5,2.7990304286253001E-2,null,2.3848011213963054E-2,5.7631624905084035E-3,2.2372726476104011E-4,2.4284554033280008E-5,5.8040460969158644E-3,5.4942793737144435E-5,5.6535249385531174E-5,3.5718174413918793E-2]
[2004,2,22,7,2.105470962258774E-2,4.0051109992264335E-3,3.2685067000000546E-4,3.2674163497165099E-5,3.4906468103345929E-3,9.1378563218390916E-5,2.900137082886433E-2,null,2.4955826973278281E-2,5.8949262344495683E-3,2.2372726476104011E-4,2.4284554033280008E-5,5.7823506621338628E-3,5.4942793737144435E-5,5.7827820284920799E-5,3.6936058482393182E-2]
[2004,2,22,8,2.3739692495730151E-2,4.3204352865818113E-3,0,0,3.7393241414758064E-3,9.1378563218390916E-5,3.189083048700616E-2,null,2.8138296321441259E-2,6.3590365710293403E-3,0,0,6.1942913735587024E-3,5.4942793737144435E-5,6.2380631985814846E-5,4.0746567059766453E-2]
[2004,2,22,9,2.5520004116139711E-2,4.2098690103043335E-3,0,0,3.4042491082105289E-3,9.1378563218390916E-5,3.3225500797872967E-2,null,3.024847259809689E-2,6.1962994976250364E-3,0,0,5.6392305364869957E-3,5.4942793737144435E-5,6.0784220112240839E-5,4.2138945425946067E-2]
[2004,2,22,10,2.8126366035229347E-2,4.3351867895067174E-3,0,0,3.5012469604572367E-3,9.1378563218390916E-5,3.6054178348411688E-2,null,3.3337753725620138E-2,6.3807485839064834E-3,0,0,5.7999100969351493E-3,5.4942793737144435E-5,6.2593621653326853E-5,4.5573355200198923E-2]
[2004,2,22,11,2.8535579575369705E-2,4.5286624306891156E-3,0,0,3.6246205393467251E-3,9.1378563218390916E-5,3.6780241108623934E-2,null,3.3822788308662297E-2,6.6655158807812408E-3,0,0,6.0042817605103242E-3,5.4942793737144435E-5,6.5387120912140532E-5,4.6547528743691009E-2]
[2004,2,22,12,2.8646043233448205E-2,4.413885750535103E-3,0,0,3.2544051486094283E-3,9.1378563218390916E-5,3.6405712695811124E-2,null,3.3953719201904584E-2,6.4965817206359671E-3,0,0,5.3910099727648431E-3,5.4942793737144435E-5,6.3729917095784879E-5,4.5896253689042543E-2]
[2004,2,22,13,2.8246647855711994E-2,4.3308859735875869E-3,0,0,3.1158683297621247E-3,9.1378563218390916E-5,3.5784780722280099E-2,null,3.3480321937379071E-2,6.3744184241191224E-3,0,0,5.1615199929078322E-3,5.4942793737144435E-5,6.2531524295701053E-5,4.5071203148143169E-2]
[2004,2,22,14,2.7497175303084938E-2,4.3378909069703674E-3,0,0,3.1519888223591548E-3,9.1378563218390916E-5,3.5078433595632848E-2,null,3.2591983523795991E-2,6.3847286416328685E-3,0,0,5.2213545638723517E-3,5.4942793737144435E-5,6.2632665070287707E-5,4.4253009523038359E-2]
[2004,2,22,15,2.6675564053336209E-2,4.4285739891402878E-3,0,0,3.4287166932677263E-3,9.1378563218390916E-5,3.4624233298962616E-2,null,3.1618140210087624E-2,6.5182006178671004E-3,0,0,5.6797617515722421E-3,5.4942793737144435E-5,6.3941993321019761E-5,4.3871045373264111E-2]
[2004,2,22,16,2.7731798493272578E-2,4.3139114391898235E-3,0,0,3.2813792310143813E-3,9.1378563218390916E-5,3.5418467726695178E-2,null,3.2870078821389634E-2,6.3494344403647969E-3,0,0,5.4356932683629396E-3,5.4942793737144435E-5,6.2286437374323939E-5,4.4710149323854517E-2]
[2004,2,22,17,3.0767021885302615E-2,4.4191619306464874E-3,0,0,3.4016060253039045E-3,9.1378563218390916E-5,3.8679168404471401E-2,null,3.6467682927764325E-2,6.5043474710888977E-3,0,0,5.6348521983091123E-3,5.4942793737144435E-5,6.3806097255418635E-5,4.8661825390899485E-2]
[2004,2,22,18,3.4499373840739707E-2,4.3662587389759824E-3,3.2685067000000546E-4,3.2674163497165099E-5,3.2048413586005971E-3,9.1378563218390916E-5,4.2521377335031849E-2,null,4.0891582913700916E-2,6.4264818607413171E-3,2.2372726476104011E-4,2.4284554033280008E-5,5.3089062167712784E-3,5.4942793737144435E-5,6.3042254190641758E-5,5.2929925603744973E-2]
[2004,2,22,19,3.5282790825395899E-2,4.2831860939468178E-3,3.2685067000000546E-4,3.2674163497165099E-5,3.088469873343712E-3,9.1378563218390916E-5,4.3105350189401988E-2,null,4.1820155146111711E-2,6.3042113132728145E-3,2.2372726476104011E-4,2.4284554033280008E-5,5.1161337103015816E-3,5.4942793737144435E-5,6.1842809284303995E-5,5.3543454782217573E-2]
[2004,2,22,20,3.3929567117491469E-2,4.0438709136216824E-3,3.2685067000000546E-4,3.2674163497165099E-5,2.8658555163220173E-3,9.1378563218390916E-5,4.1290196944150731E-2,null,4.0216199674107896E-2,5.9519750493907033E-3,2.2372726476104011E-4,2.4284554033280008E-5,4.7473670190070491E-3,5.4942793737144435E-5,5.8387455552043308E-5,5.1218496355037113E-2]
[2004,2,22,21,3.2820087661594936E-2,3.9737853277943217E-3,3.2685067000000546E-4,3.2674163497165099E-5,2.8963700495228881E-3,9.1378563218390916E-5,4.0141146435627703E-2,null,3.8901150555498497E-2,5.8488195167150109E-3,2.2372726476104011E-4,2.4284554033280008E-5,4.7979151669137257E-3,5.4942793737144435E-5,5.7375524381453826E-5,4.9850839851658696E-2]
[2004,2,22,22,3.0584985689209681E-2,3.869013174638153E-3,3.2685067000000546E-4,3.2674163497165099E-5,2.7985180895865225E-3,9.1378563218390916E-5,3.7703420350149917E-2,null,3.6251918194172589E-2,5.6946105286496719E-3,2.2372726476104011E-4,2.4284554033280008E-5,4.6358207540232663E-3,5.4942793737144435E-5,5.5862770990911259E-5,4.6885304089376988E-2]
[2004,2,22,23,2.6980483356802316E-2,3.8065693856603623E-3,3.2685067000000546E-4,3.2674163497165099E-5,2.7497425673529731E-3,9.1378563218390916E-5,3.3987698706531212E-2,null,3.1979556421211676E-2,5.6027025815553952E-3,2.2372726476104011E-4,2.4284554033280008E-5,4.5550227848766668E-3,5.4942793737144435E-5,5.4961175952068478E-5,4.2440236400175205E-2]
[2004,2,22,24,2.3226047250154109E-2,3.981423950460871E-3,3.2685067000000546E-4,3.2674163497165099E-5,3.0653341516502244E-3,9.1378563218390916E-5,3.0723708748980765E-2,null,2.7529480426849631E-2,5.8600624303722856E-3,2.2372726476104011E-4,2.4284554033280008E-5,5.0778087628284624E-3,5.4942793737144435E-5,5.7485814682739072E-5,3.877030623258184E-2]
[2004,2,23,1,2.261477400285352E-2,4.1521351349967268E-3,3.2685067000000546E-4,3.2674163497165099E-5,3.3144869212153481E-3,9.1378563218390916E-5,3.0532299455781158E-2,null,2.680494754720061E-2,6.1113238412117714E-3,2.2372726476104011E-4,2.4284554033280008E-5,5.4905370508357169E-3,5.4942793737144435E-5,5.9950629191468573E-5,3.8709763051779561E-2]
[2004,2,23,2,2.1812821387745998E-2,4.2658790131415878E-3,3.2685067000000546E-4,3.2674163497165099E-5,3.6484406038130549E-3,9.1378563218390916E-5,3.0178044401416203E-2,null,2.5854405314031041E-2,6.2787378707888997E-3,2.2372726476104011E-4,2.4284554033280008E-5,6.0437403402586864E-3,5.4942793737144435E-5,6.1592920889536707E-5,3.8479838137610092E-2]
[2004,2,23,3,2.1512878621167578E-2,4.1646518740534131E-3,3.2685067000000546E-4,3.2674163497165099E-5,3.456276602583123E-3,9.1378563218390916E-5,2.9584710494519679E-2,null,2.5498887716363151E-2,6.1297466148750417E-3,2.2372726476104011E-4,2.4284554033280008E-5,5.7254154852603425E-3,5.4942793737144435E-5,6.0131352206851443E-5,3.765700442903E-2]
[2004,2,23,4,2.1673760065887837E-2,4.2836730714160406E-3,3.2685067000000546E-4,3.2674163497165099E-5,3.6536579358842913E-3,9.1378563218390916E-5,3.0061994469903732E-2,null,2.5689578045017342E-2,6.304928071499856E-3,2.2372726476104011E-4,2.4284554033280008E-5,6.0523829916628233E-3,5.4942793737144435E-5,6.1849840511547999E-5,3.8349843720711485E-2]
[2004,2,23,5,2.2391775273210259E-2,4.3524593110007646E-3,3.2685067000000546E-4,3.2674163497165099E-5,3.6905453936096995E-3,9.1378563218390916E-5,3.0885683374536288E-2,null,2.6540630545826831E-2,6.406171160237081E-3,2.2372726476104011E-4,2.4284554033280008E-5,6.1134880610647039E-3,5.4942793737144435E-5,6.2843011063262836E-5,3.936324437966008E-2]
[2004,2,23,6,2.4248673245876356E-2,4.5844629618048624E-3,3.2685067000000546E-4,3.2674163497165099E-5,3.8755098133859077E-3,9.1378563218390916E-5,3.3159549417782687E-2,null,2.8741583460569087E-2,6.7476459428029842E-3,2.2372726476104011E-4,2.4284554033280008E-5,6.4198866150512205E-3,5.4942793737144435E-5,6.6192797230671472E-5,4.2212070630954751E-2]
[2004,2,23,7,2.731225559029854E-2,4.9966549119765443E-3,3.2685067000000546E-4,3.2674163497165099E-5,3.883828476686434E-3,9.1378563218390916E-5,3.6643642375677077E-2,null,3.2372801001739504E-2,7.354331036216198E-3,2.2372726476104011E-4,2.4284554033280008E-5,6.4336667053489427E-3,5.4942793737144435E-5,7.2144233288753975E-5,4.6463753355836107E-2]
[2004,2,23,8,2.9376555875858402E-2,5.6288212003534682E-3,0,0,3.7186660151324472E-3,9.1378563218390916E-5,3.8815421654562705E-2,null,3.4819584722378123E-2,8.2847855576033726E-3,0,0,6.1600706296592303E-3,5.4942793737144435E-5,8.1271770208831082E-5,4.9319383703377878E-2]
[2004,2,23,9,2.9714032643234425E-2,6.0723100677356522E-3,0,0,3.6409782514822283E-3,9.1378563218390916E-5,{"$f":"SUM(E1283:J1283)","v":3.9518699525670699E-2},null,{"$f":"E1283*W$5","v":3.5219590800120562E-2},8.9375350468241469E-3,{"$f":"G1283*Y$5","v":0},{"$f":"H1283*Z$5","v":0},{"$f":"I1283*AA$5","v":6.0313787521961305E-3},{"$f":"J1283*AB$5","v":5.4942793737144435E-5},8.7675087002371497E-5,{"$f":"SUM(M1283:R1283)","v":5.0243447392877984E-2}]
[2004,2,23,10,2.8490458865798183E-2,6.2947082924835049E-3,0,0,3.6107995178184722E-3,9.1378563218390916E-5,3.848734523931855E-2,null,3.3769307418107984E-2,{"$f":"(F1284*X$5)-S1284","v":9.2648720743907596E-3},0,0,5.9813868652867077E-3,5.4942793737144435E-5,{"$f":"(F1284*$AC$7)*$AC$5","v":9.0886185165415726E-5},4.9070509151522598E-2]
[2004,2,23,11,2.7993367786639241E-2,6.2746055931500082E-3,0,0,3.2406107951096215E-3,9.1378563218390916E-5,3.7599962738117262E-2,null,3.3180112925102853E-2,9.2352838982560255E-3,0,0,5.3681592538501813E-3,5.4942793737144435E-5,9.059593221499218E-5,4.7838498870946204E-2]
[2004,2,23,12,2.7520067616629458E-2,6.2517056082155619E-3,0,0,3.3406708748988127E-3,9.1378563218390916E-5,3.7203822662962224E-2,null,3.2619117434739227E-2,9.2015785347880352E-3,0,0,5.5339114768792243E-3,5.4942793737144435E-5,9.0265290638872985E-5,4.7409550240143636E-2]
[2004,2,23,13,2.6948064943924419E-2,6.1013607210926414E-3,0,0,3.0796523065720043E-3,9.1378563218390916E-5,3.622045653480746E-2,null,3.1941131369665907E-2,8.9802932771541177E-3,0,0,5.1015271729372624E-3,5.4942793737144435E-5,8.8094535043090454E-5,4.6077894613494437E-2]
[2004,2,23,14,2.5891436193205049E-2,6.0044259646322568E-3,0,0,2.8065958893970754E-3,9.1378563218390916E-5,3.479383661045278E-2,null,3.0688725387792153E-2,8.8376197684801577E-3,0,0,4.6492018474483723E-3,5.4942793737144435E-5,8.6694941953901076E-5,4.4230489797457834E-2]
[2004,2,23,15,2.5370651961650264E-2,5.9146435944464051E-3,0,0,2.8473888642185133E-3,9.1378563218390916E-5,3.4224062983533574E-2,null,3.0071447761737886E-2,8.7054735059915872E-3,0,0,4.7167765113389718E-3,5.4942793737144435E-5,8.5398618638800829E-5,4.3548640572805587E-2]
[2004,2,23,16,2.6320179776234874E-2,5.8394082582943095E-3,0,0,3.1047954011037102E-3,9.1378563218390916E-5,3.5355761998851286E-2,null,3.1196908633526255E-2,8.5947383086584072E-3,0,0,5.1431773877006308E-3,5.4942793737144435E-5,8.4312332765845181E-5,4.4989767123622446E-2]
[2004,2,23,17,2.9548378462577955E-2,5.5383021540738363E-3,0,0,2.8311276469118415E-3,9.1378563218390916E-5,3.8009186826782025E-2,null,3.5023243420177215E-2,8.151555017742125E-3,0,0,4.6898393659417486E-3,5.4942793737144435E-5,7.9964810391329897E-5,4.7919580597598238E-2]
[2004,2,23,18,3.4452814929764972E-2,5.3529640955573572E-3,3.2685067000000546E-4,3.2674163497165099E-5,2.683289015515128E-3,9.1378563218390916E-5,4.2939971437553015E-2,null,4.0836397344905268E-2,7.8787650292494807E-3,2.2372726476104011E-4,2.4284554033280008E-5,4.4449406825187157E-3,5.4942793737144435E-5,7.7288805670882151E-5,5.3463057669204929E-2]
[2004,2,23,19,3.5895279494431664E-2,5.3441103733400238E-3,3.2685067000000546E-4,3.2674163497165099E-5,2.7155640515936518E-3,9.1378563218390916E-5,4.4405857316080898E-2,null,4.2546128646651089E-2,7.8657336702230851E-3,2.2372726476104011E-4,2.4284554033280008E-5,4.4984051509623611E-3,5.4942793737144435E-5,7.7160971147111052E-5,5.5213222080367996E-2]
[2004,2,23,20,3.4855886935297557E-2,5.425898328486169E-3,3.2685067000000546E-4,3.2674163497165099E-5,3.1819226921682301E-3,9.1378563218390916E-5,4.3914611352667512E-2,null,4.1314152460418807E-2,7.9861133457292365E-3,2.2372726476104011E-4,2.4284554033280008E-5,5.2709408271970409E-3,5.4942793737144435E-5,7.8341867050514449E-5,5.4874161245876553E-2]
[2004,2,23,21,3.3225134696416567E-2,5.1989251627409796E-3,3.2685067000000546E-4,3.2674163497165099E-5,2.966464672569372E-3,9.1378563218390916E-5,4.1841427928442476E-2,null,3.9381246643178748E-2,7.6520426871318067E-3,2.2372726476104011E-4,2.4284554033280008E-5,4.9140288020099124E-3,5.4942793737144435E-5,7.506471357318326E-5,5.2250272744851931E-2]
[2004,2,23,22,3.1824033264092257E-2,5.0060681883062211E-3,3.2685067000000546E-4,3.2674163497165099E-5,3.0378268385789949E-3,9.1378563218390916E-5,4.0318831687693027E-2,null,3.7720542432868182E-2,7.3681859754672332E-3,2.2372726476104011E-4,2.4284554033280008E-5,5.0322421562385223E-3,5.4942793737144435E-5,7.228014693808604E-5,5.0423925177105401E-2]
[2004,2,23,23,2.7791099908985442E-2,4.638756750452556E-3,3.2685067000000546E-4,3.2674163497165099E-5,2.8816097946392839E-3,9.1378563218390916E-5,3.5762369850792841E-2,null,3.2940367887177226E-2,6.827558304564935E-3,2.2372726476104011E-4,2.4284554033280008E-5,4.7734644062848407E-3,5.4942793737144435E-5,6.6976718438626194E-5,4.4844345210558467E-2]
[2004,2,23,24,2.4154725631754571E-2,4.4599411240796314E-3,3.2685067000000546E-4,3.2674163497165099E-5,3.0277241357357762E-3,9.1378563218390916E-5,3.2093294288285543E-2,null,2.8630228782941032E-2,6.5643683637021518E-3,2.2372726476104011E-4,2.4284554033280008E-5,5.015506756282883E-3,5.4942793737144435E-5,6.4394887895595989E-5,4.0513058515457528E-2]
[2004,2,24,1,2.1295272788878931E-2,4.4673727387254305E-3,3.2685067000000546E-4,3.2674163497165099E-5,3.3224590996682778E-3,9.1378563218390916E-5,2.9536008023988203E-2,null,2.524096283417215E-2,6.575306592417487E-3,2.2372726476104011E-4,2.4284554033280008E-5,5.50374317963095E-3,5.4942793737144435E-5,6.4502189310275138E-5,3.7622967218752051E-2]
[2004,2,24,2,2.052191613499571E-2,4.5951287579221499E-3,3.2685067000000546E-4,3.2674163497165099E-5,3.5697621010799792E-3,9.1378563218390916E-5,2.91377103907134E-2,null,2.4324314958761029E-2,6.763344404432446E-3,2.2372726476104011E-4,2.4284554033280008E-5,5.9134072767624418E-3,5.4942793737144435E-5,6.6346795394813549E-5,3.7304021252487385E-2]
[2004,2,24,3,2.0443627621385907E-2,4.4297250848402345E-3,3.2685067000000546E-4,3.2674163497165099E-5,3.3343098931061092E-3,9.1378563218390916E-5,2.8658565996047814E-2,null,2.4231520774720353E-2,6.5198948591106733E-3,2.2372726476104011E-4,2.4284554033280008E-5,5.5233743388416658E-3,5.4942793737144435E-5,6.3958613423503846E-5,3.6577744585204158E-2]
[2004,2,24,4,2.0418173960825795E-2,4.5112271283273934E-3,3.2685067000000546E-4,3.2674163497165099E-5,3.5744256858470866E-3,9.1378563218390916E-5,2.8954730171715837E-2,null,2.4201350938129813E-2,6.6398537152838229E-3,2.2372726476104011E-4,2.4284554033280008E-5,5.9211326308103397E-3,5.4942793737144435E-5,6.5135381189625565E-5,3.7065291896755441E-2]
[2004,2,24,5,2.1655365591236448E-2,4.4306657968013578E-3,3.2685067000000546E-4,3.2674163497165099E-5,3.5028971368350542E-3,9.1378563218390916E-5,3.0039831921588423E-2,null,2.5667775354080585E-2,6.5212794468586183E-3,2.2372726476104011E-4,2.4284554033280008E-5,5.8026436586471677E-3,5.4942793737144435E-5,6.3972195899055268E-5,3.8294653072117837E-2]
[2004,2,24,6,2.2464030296369546E-2,4.6461430779179552E-3,3.2685067000000546E-4,3.2674163497165099E-5,3.6081098347992805E-3,9.1378563218390916E-5,3.1169186605802344E-2,null,2.6626273325434623E-2,6.838429877302976E-3,2.2372726476104011E-4,2.4284554033280008E-5,5.97693133276451E-3,5.4942793737144435E-5,6.7083365974067072E-5,3.9744589148033568E-2]
[2004,2,24,7,2.5766744773635768E-2,5.1486667534499349E-3,3.2685067000000546E-4,3.2674163497165099E-5,3.864978445612401E-3,9.1378563218390916E-5,3.5231293369413663E-2,null,3.0540930545326833E-2,7.5780698021134614E-3,2.2372726476104011E-4,2.4284554033280008E-5,6.4024411200678776E-3,5.4942793737144435E-5,7.4339057215381976E-5,4.482439608003963E-2]
[2004,2,24,8,2.9185898746180335E-2,5.6891883116358686E-3,0,0,3.8001259819557803E-3,9.1378563218390916E-5,3.8766591602990376E-2,null,3.4593601727373371E-2,8.3736369447597551E-3,0,0,6.295011263499282E-3,5.4942793737144435E-5,8.2143381123742743E-5,4.9317192729369554E-2]
[2004,2,24,9,2.7932640699294277E-2,6.1572323309480089E-3,0,0,3.8006666134781076E-3,9.1378563218390916E-5,3.7981918206938789E-2,null,3.3108134032420987E-2,9.0625279564828416E-3,0,0,6.2959068342089411E-3,5.4942793737144435E-5,8.8901237632449262E-5,4.8521511616849922E-2]
[2004,2,24,10,2.6376215404211374E-2,6.3933918712596712E-3,0,0,3.7890219112108811E-3,9.1378563218390916E-5,3.6650007749900321E-2,null,3.126332681079811E-2,9.4101195887666047E-3,0,0,6.2766170705852199E-3,5.4942793737144435E-5,9.2311028636581243E-5,4.7005006263887081E-2]
[2004,2,24,11,2.5189569061333114E-2,6.6211818249833779E-3,0,0,3.7666065293711958E-3,9.1378563218390916E-5,3.5668735978906081E-2,null,2.9856812955125017E-2,9.7453924374864744E-3,0,0,6.2394853855236012E-3,5.4942793737144435E-5,9.5599975312263668E-5,4.5896633571872243E-2]
[2004,2,24,12,2.4712459611645709E-2,6.4588779298111743E-3,0,0,3.5626242973632975E-3,9.1378563218390916E-5,3.4825340402038572E-2,null,2.9291302383516786E-2,9.5065053030752751E-3,0,0,5.9015833122395521E-3,5.4942793737144435E-5,9.32565495037471E-5,4.4754333792568768E-2]
[2004,2,24,13,2.4481765481107157E-2,6.2368695362077543E-3,0,0,3.3344744430019771E-3,9.1378563218390916E-5,3.4144488023535279E-2,null,2.9017864140545503E-2,9.1797420488299933E-3,0,0,5.5236469201857619E-3,5.4942793737144435E-5,9.005107992012703E-5,4.3776195903298405E-2]
[2004,2,24,14,2.3385740221392934E-2,6.3555081126531144E-3,0,0,3.4871914276476679E-3,9.1378563218390916E-5,3.3319818324912112E-2,null,2.7718762075968618E-2,9.3543603445128288E-3,0,0,5.7766267274440191E-3,5.4942793737144435E-5,9.1764043750309566E-5,4.2904691941662618E-2]
[2004,2,24,15,2.3461825435848443E-2,6.410829342694874E-3,0,0,3.8068403246250024E-3,9.1378563218390916E-5,3.377087366638671E-2,null,2.780894472304438E-2,9.4357849468167804E-3,0,0,6.3061337533668396E-3,5.4942793737144435E-5,9.2562799677277263E-5,4.3605806216965144E-2]
[2004,2,24,16,2.4562810008938656E-2,6.1307549482073412E-3,0,0,3.606354861108088E-3,9.1378563218390916E-5,3.4391298381472479E-2,null,2.9113924986311056E-2,9.0235571968290719E-3,0,0,5.9740241714741583E-3,5.4942793737144435E-5,8.8518943775665226E-5,4.4166449148351432E-2]
[2004,2,24,17,2.764868257473645E-2,5.926935487275623E-3,0,0,3.5532203193939667E-3,9.1378563218390916E-5,3.7220216944624428E-2,null,3.2771562787737601E-2,8.7235653395322781E-3,0,0,5.8860053688977445E-3,5.4942793737144435E-5,8.5576095210518027E-5,4.7436076289904774E-2]
[2004,2,24,18,3.2018230710801905E-2,5.8084336140743834E-3,3.2685067000000546E-4,3.2674163497165099E-5,3.4370925246083785E-3,9.1378563218390916E-5,4.1714660246200228E-2,null,3.7950721711785387E-2,8.5491482506425253E-3,2.2372726476104011E-4,2.4284554033280008E-5,5.6936365422715334E-3,5.4942793737144435E-5,8.3865105170983207E-5,5.2496461117230914E-2]
[2004,2,24,19,3.4294689841602367E-2,5.999903340501842E-3,3.2685067000000546E-4,3.2674163497165099E-5,3.6253231159207463E-3,9.1378563218390916E-5,4.4370819694740514E-2,null,4.064897408374156E-2,8.8309631400770774E-3,2.2372726476104011E-4,2.4284554033280008E-5,6.005445597569394E-3,5.4942793737144435E-5,8.6629642017025318E-5,5.5788337433919498E-2]
[2004,2,24,20,3.390456461973957E-2,5.8484392304808501E-3,3.2685067000000546E-4,3.2674163497165099E-5,3.6264874125961333E-3,9.1378563218390916E-5,4.3830394659532111E-2,null,4.0186564593929601E-2,8.6080305532117568E-3,2.2372726476104011E-4,2.4284554033280008E-5,6.0073742864392935E-3,5.4942793737144435E-5,8.4442726514408504E-5,5.5104924046112114E-2]
[2004,2,24,21,3.3315365956218916E-2,5.6942882004510833E-3,3.2685067000000546E-4,3.2674163497165099E-5,3.5630334697327147E-3,9.1378563218390916E-5,4.3023591023118271E-2,null,3.9488196382575419E-2,8.3811432207095086E-3,2.2372726476104011E-4,2.4284554033280008E-5,5.9022611173140211E-3,5.4942793737144435E-5,8.2217015900390937E-5,5.4074555333130409E-2]
[2004,2,24,22,3.1215600093150386E-2,5.2361773321323163E-3,3.2685067000000546E-4,3.2674163497165099E-5,3.1090133055663122E-3,9.1378563218390916E-5,4.001169412756457E-2,null,3.6999375852516066E-2,7.70687232622984E-3,2.2372726476104011E-4,2.4284554033280008E-5,5.1501644602941505E-3,5.4942793737144435E-5,7.5602579254609243E-5,5.0159367251571517E-2]
[2004,2,24,23,2.7929977954593975E-2,4.847964699485733E-3,3.2685067000000546E-4,3.2674163497165099E-5,2.9556338096132354E-3,9.1378563218390916E-5,3.6184479860408507E-2,null,3.3104977921640744E-2,7.135481212931085E-3,2.2372726476104011E-4,2.4284554033280008E-5,4.8960871851724602E-3,5.4942793737144435E-5,6.9997368723026329E-5,4.5439500932275757E-2]
[2004,2,24,24,2.4487134465241506E-2,4.448571221482899E-3,3.2685067000000546E-4,3.2674163497165099E-5,3.0719332171023819E-3,9.1378563218390916E-5,3.2458542300542348E-2,null,2.9024227915752137E-2,6.5476335623162333E-3,2.2372726476104011E-4,2.4284554033280008E-5,5.0887402928743485E-3,5.4942793737144435E-5,6.4230723485633843E-5,4.0963556383474188E-2]
[2004,2,25,1,1.6776555087224403E-2,4.2696018147989762E-3,3.2685067000000546E-4,3.2674163497165099E-5,3.0952859190329202E-3,9.1378563218390916E-5,2.4592346217771861E-2,null,1.9884995493610922E-2,6.2842172797640894E-3,2.2372726476104011E-4,2.4284554033280008E-5,5.1274246739669519E-3,5.4942793737144435E-5,6.1646672584618681E-5,3.1599592059873428E-2]
[2004,2,25,2,1.5752315593102997E-2,4.161226499817621E-3,3.2685067000000546E-4,3.2674163497165099E-5,3.102398236717287E-3,9.1378563218390916E-5,2.3466843726353468E-2,null,1.8670980004787934E-2,6.1247049747184317E-3,2.2372726476104011E-4,2.4284554033280008E-5,5.1392064201893836E-3,5.4942793737144435E-5,6.0081894919461855E-5,3.0237846012227215E-2]
[2004,2,25,3,1.5325703075776109E-2,4.1637527308956953E-3,3.2685067000000546E-4,3.2674163497165099E-5,3.1926971464162055E-3,9.1378563218390916E-5,2.3133056349803574E-2,null,1.8165322678807869E-2,6.1284232102078598E-3,2.2372726476104011E-4,2.4284554033280008E-5,5.2887890014868188E-3,5.4942793737144435E-5,6.0118369922728743E-5,2.9885489503034011E-2]
[2004,2,25,4,1.5167254086452605E-2,4.1492470312989947E-3,3.2685067000000546E-4,3.2674163497165099E-5,3.239274442599924E-3,9.1378563218390916E-5,2.3006678957067088E-2,null,1.7977515502526225E-2,6.1070729831809055E-3,2.2372726476104011E-4,2.4284554033280008E-5,5.3659455498465524E-3,5.4942793737144435E-5,5.9908929288112854E-5,2.9753488648085146E-2]
[2004,2,25,5,1.5919118516431231E-2,4.1668218379874444E-3,3.2685067000000546E-4,3.2674163497165099E-5,3.229591623803704E-3,9.1378563218390916E-5,2.3766435374937941E-2,null,1.8868688971942278E-2,6.132940478247367E-3,2.2372726476104011E-4,2.4284554033280008E-5,5.3499056991484295E-3,5.4942793737144435E-5,6.0162683244724352E-5,3.065448976186954E-2]
[2004,2,25,6,1.7306225160072398E-2,4.367399312228272E-3,3.2685067000000546E-4,3.2674163497165099E-5,3.3554347878359037E-3,9.1378563218390916E-5,2.5479962656852137E-2,null,2.051280537215408E-2,6.4281606145108212E-3,2.2372726476104011E-4,2.4284554033280008E-5,5.5583682971724509E-3,5.4942793737144435E-5,6.3058722364699339E-5,3.2802288896368818E-2]
[2004,2,25,7,2.0221201778439325E-2,4.7589282592132767E-3,3.2685067000000546E-4,3.2674163497165099E-5,3.5153952441864893E-3,9.1378563218390916E-5,2.894642867855465E-2,null,2.3967882807231812E-2,7.0044328480579326E-3,2.2372726476104011E-4,2.4284554033280008E-5,5.8233471108283027E-3,5.4942793737144435E-5,6.8711815521659575E-5,3.7098617378649515E-2]
[2004,2,25,8,2.3050784697601665E-2,5.4021305800729443E-3,0,0,3.3534241357235767E-3,9.1378563218390916E-5,3.1897717976616578E-2,null,2.7321744389887069E-2,7.9511307638027977E-3,0,0,5.5550375976761244E-3,5.4942793737144435E-5,7.799869626596377E-5,4.0882855545103139E-2]
[2004,2,25,9,2.3414154787725131E-2,5.9138516188100131E-3,0,0,3.4923320268182441E-3,9.1378563218390916E-5,3.2911716996571777E-2,null,2.7752441429121335E-2,8.7043078359372705E-3,0,0,5.7851422687270112E-3,5.4942793737144435E-5,8.5387183693607011E-5,4.2296834327522764E-2]
[2004,2,25,10,2.1913941603898035E-2,6.1611629564786302E-3,0,0,3.5595086496093896E-3,9.1378563218390916E-5,3.1725991773204447E-2,null,2.597426156771613E-2,9.0683132512131837E-3,0,0,5.8964221576365003E-3,5.4942793737144435E-5,8.8957989993828515E-5,4.099393977030296E-2]
[2004,2,25,11,2.1292873223483857E-2,6.3727585185236382E-3,0,0,3.6344528951044374E-3,9.1378563218390916E-5,3.1391463200330323E-2,null,2.5238118665818182E-2,9.3797503699430112E-3,0,0,6.0205693232215154E-3,5.4942793737144435E-5,9.2013113843676593E-5,4.0693381152719858E-2]
[2004,2,25,12,2.1123473072640821E-2,6.2019417317027842E-3,0,0,3.3420395503413959E-3,9.1378563218390916E-5,3.0758832917903392E-2,null,2.5037331244406741E-2,9.1283335282851593E-3,0,0,5.5361787246936515E-3,5.4942793737144435E-5,8.9546774595692736E-5,3.9756786291122698E-2]
[2004,2,25,13,2.1062641397644549E-2,6.0598709931708123E-3,0,0,3.2371747523935067E-3,9.1378563218390916E-5,3.045106570642726E-2,null,2.4965228385573055E-2,8.9192265837132103E-3,0,0,5.3624673563440169E-3,5.4942793737144435E-5,8.7495485346241307E-5,3.9301865119367431E-2]
[2004,2,25,14,2.0186379323060642E-2,6.1267080115885077E-3,0,0,3.2504240737507508E-3,9.1378563218390916E-5,2.965488997161829E-2,null,2.3926608280686795E-2,9.0176007095187014E-3,0,0,5.3844152148028162E-3,5.4942793737144435E-5,8.8460512055909261E-5,3.8383566998745462E-2]
[2004,2,25,15,2.0414611875033163E-2,6.1538839486421758E-3,0,0,3.4856550075888114E-3,9.1378563218390916E-5,3.0145529394482545E-2,null,2.4197128852036093E-2,9.0575996369677437E-3,0,0,5.7740816061449115E-3,5.4942793737144435E-5,8.8852891993523324E-5,3.9083752888885895E-2]
[2004,2,25,16,2.1408300486652473E-2,6.0604701098156662E-3,0,0,3.5674075874074407E-3,9.1378563218390916E-5,3.1127556747093971E-2,null,2.5374932844653718E-2,8.9201083940869865E-3,0,0,5.9095069613099883E-3,5.4942793737144435E-5,8.7504135695676071E-5,4.0259490993787839E-2]
[2004,2,25,17,2.5153505170618692E-2,6.020354916205695E-3,0,0,3.7458293261245289E-3,9.1378563218390916E-5,3.5011067976167307E-2,null,2.9814066974164694E-2,8.8610648102120017E-3,0,0,6.2050673875196334E-3,5.4942793737144435E-5,8.6924932221110632E-5,4.4935141965633481E-2]
[2004,2,25,18,3.0371797985711949E-2,5.8848172895140513E-3,3.2685067000000546E-4,3.2674163497165099E-5,3.7266377870039885E-3,9.1378563218390916E-5,4.0434156458945547E-2,null,3.5999230052816689E-2,8.6615736321912391E-3,2.2372726476104011E-4,2.4284554033280008E-5,6.1732760849414195E-3,5.4942793737144435E-5,8.4967971347945588E-5,5.1137034382480809E-2]
[2004,2,25,19,3.124388604661647E-2,5.6460906700281531E-3,3.2685067000000546E-4,3.2674163497165099E-5,3.5430327658528744E-3,9.1378563218390916E-5,4.0883912879213058E-2,null,3.7032902762795389E-2,8.3102036421108909E-3,2.2372726476104011E-4,2.4284554033280008E-5,5.8691294114707557E-3,5.4942793737144435E-5,8.1521115555054059E-5,5.1515190428908501E-2]
[2004,2,25,20,3.0322268253352221E-2,5.5894604348399081E-3,3.2685067000000546E-4,3.2674163497165099E-5,3.7102346755902324E-3,9.1378563218390916E-5,4.007286676049792E-2,null,3.5940523214633743E-2,8.226852379402138E-3,2.2372726476104011E-4,2.4284554033280008E-5,6.1461038881257535E-3,5.4942793737144435E-5,8.0703459549067924E-5,5.0616434094693102E-2]
[2004,2,25,21,2.9326677481554965E-2,5.4155313534065743E-3,3.2685067000000546E-4,3.2674163497165099E-5,3.6434824517047448E-3,9.1378563218390916E-5,3.8836594683381846E-2,null,3.4760464620498109E-2,7.9708547041134632E-3,2.2372726476104011E-4,2.4284554033280008E-5,6.0355270274590166E-3,5.4942793737144435E-5,7.8192183415799516E-5,4.9069800964602048E-2]
[2004,2,25,22,2.7083653096759711E-2,5.151327782216243E-3,3.2685067000000546E-4,3.2674163497165099E-5,3.4841442609024986E-3,9.1378563218390916E-5,3.6170028536594005E-2,null,3.2101841944280236E-2,7.5819864397018242E-3,2.2372726476104011E-4,2.4284554033280008E-5,5.7715790134804084E-3,5.4942793737144435E-5,7.4377478495915968E-5,4.5758362009993933E-2]
[2004,2,25,23,2.4326127601945621E-2,4.6456879918075214E-3,3.2685067000000546E-4,3.2674163497165099E-5,3.159672900264966E-3,9.1378563218390916E-5,3.258239189073367E-2,null,2.8833388930368471E-2,6.8377600584011156E-3,2.2372726476104011E-4,2.4284554033280008E-5,5.2340834463347674E-3,5.4942793737144435E-5,6.7076795210406983E-5,4.1208187047635819E-2]
[2004,2,25,24,1.9460221240289167E-2,4.2251721359531959E-3,3.2685067000000546E-4,3.2674163497165099E-5,2.8133659874771716E-3,9.1378563218390916E-5,2.6949662760435096E-2,null,2.3065904153499447E-2,6.2188234169056698E-3,2.2372726476104011E-4,2.4284554033280008E-5,4.6604166976590136E-3,5.4942793737144435E-5,6.1005174387912825E-5,3.4248098880595594E-2]
[2004,2,26,1,1.8125206296962525E-2,4.3898839511083516E-3,3.2685067000000546E-4,3.2674163497165099E-5,3.390671258628701E-3,9.1378563218390916E-5,{"$f":"SUM(E1347:J1347)","v":2.635666490341514E-2},null,{"$f":"E1347*W$5","v":2.1483531253107681E-2},6.4612546505142948E-3,{"$f":"G1347*Y$5","v":2.2372726476104011E-4},{"$f":"H1347*Z$5","v":2.4284554033280008E-5},{"$f":"I1347*AA$5","v":5.6167384621564186E-3},{"$f":"J1347*AB$5","v":5.4942793737144435E-5},6.3383366964207257E-5,{"$f":"SUM(M1347:R1347)","v":3.386447897830986E-2}]
[2004,2,26,2,1.7308714755295978E-2,4.318503751462738E-3,3.2685067000000546E-4,3.2674163497165099E-5,3.4624070815865598E-3,9.1378563218390916E-5,2.5540528985060838E-2,null,2.0515756251493992E-2,{"$f":"(F1348*X$5)-S1348","v":6.3561936393232319E-3},2.2372726476104011E-4,2.4284554033280008E-5,5.7355707892056658E-3,5.4942793737144435E-5,{"$f":"(F1348*$AC$7)*$AC$5","v":6.2352743503882283E-5},3.2910475292554357E-2]
[2004,2,26,3,1.6847238613598971E-2,4.3187030991915648E-3,3.2685067000000546E-4,3.2674163497165099E-5,3.5465972388395136E-3,9.1378563218390916E-5,2.516344234834561E-2,null,1.9968775601989737E-2,6.3564870494575995E-3,2.2372726476104011E-4,2.4284554033280008E-5,5.8750340571866819E-3,5.4942793737144435E-5,6.2355621787315397E-5,3.2503251321165487E-2]
[2004,2,26,4,1.6890794764597501E-2,4.3296732141898135E-3,3.2685067000000546E-4,3.2674163497165099E-5,3.6575664578067167E-3,9.1378563218390916E-5,2.5328937833309594E-2,null,2.0020402045071866E-2,6.372633423106319E-3,2.2372726476104011E-4,2.4284554033280008E-5,6.0588575637275733E-3,5.4942793737144435E-5,6.2514013861529117E-5,3.2754847644437229E-2]
[2004,2,26,5,1.7483264848912078E-2,4.3213337939608729E-3,3.2685067000000546E-4,3.2674163497165099E-5,3.5941022753100535E-3,9.1378563218390916E-5,2.5849604314898567E-2,null,2.07226478217192E-2,6.3603590399251338E-3,2.2372726476104011E-4,2.4284554033280008E-5,5.9537274323734398E-3,5.4942793737144435E-5,6.2393605090243438E-5,3.3339688906549238E-2]
[2004,2,26,6,1.8688391165514733E-2,4.4879360219226994E-3,3.2685067000000546E-4,3.2674163497165099E-5,3.6596790978770128E-3,9.1378563218390916E-5,2.7286909682030007E-2,null,2.2151065709079435E-2,6.6055726793272903E-3,2.2372726476104011E-4,2.4284554033280008E-5,6.0623572090291724E-3,5.4942793737144435E-5,6.4799092403704833E-5,3.5121950209967362E-2]
[2004,2,26,7,2.1806905924975382E-2,4.9819236646297498E-3,3.2685067000000546E-4,3.2674163497165099E-5,3.8716813396501354E-3,9.1378563218390916E-5,3.1111414325970831E-2,null,2.5847393806011382E-2,7.3326488365299579E-3,2.2372726476104011E-4,2.4284554033280008E-5,6.4135446449683506E-3,5.4942793737144435E-5,7.1931536081533588E-5,3.9896541900041153E-2]
[2004,2,26,8,2.5008525757835378E-2,5.6081992190835346E-3,0,0,3.8099231408901392E-3,9.1378563218390916E-5,3.4518026681027443E-2,null,2.9642225082019746E-2,8.2544330758824065E-3,0,0,6.311240521722542E-3,5.4942793737144435E-5,8.0974019602911038E-5,4.426284147336184E-2]
[2004,2,26,9,2.4019911556961371E-2,5.9121426255054187E-3,0,0,3.5311019147995504E-3,9.1378563218390916E-5,3.3554534660484733E-2,null,2.847043571125258E-2,8.7017924526014024E-3,0,0,5.8493656346590324E-3,5.4942793737144435E-5,8.5362508383058741E-5,4.3076536592250164E-2]
[2004,2,26,10,2.2694847259237018E-2,6.18709977591274E-3,0,0,3.660034092801732E-3,9.1378563218390916E-5,3.2633359691169879E-2,null,2.6899857159696512E-2,9.1064883822769283E-3,0,0,6.062945267704122E-3,5.4942793737144435E-5,8.9332478923920044E-5,4.2124233603414711E-2]
[2004,2,26,11,2.1740621520114547E-2,6.3398516846354435E-3,0,0,3.6385691762232299E-3,9.1378563218390916E-5,3.1810420944191613E-2,null,2.5768827909431212E-2,9.3313164168221958E-3,0,0,6.0273880540029591E-3,5.4942793737144435E-5,9.153798831616941E-5,4.118247517399351E-2]
[2004,2,26,12,2.1763353234605105E-2,6.1854546218757045E-3,0,0,3.4075088908178414E-3,9.1378563218390916E-5,3.144769531051704E-2,null,2.5795771464759268E-2,9.1040669608245632E-3,0,0,5.6446304543652523E-3,5.4942793737144435E-5,8.9308725357036852E-5,4.0599411673686234E-2]
[2004,2,26,13,2.1133338845633839E-2,5.9511057454183051E-3,0,0,3.130792043322075E-3,9.1378563218390916E-5,3.0306615197592611E-2,null,2.5049024995029985E-2,8.7591403557668434E-3,0,0,5.1862415272462218E-3,5.4942793737144435E-5,8.5925077634322285E-5,3.9049349671780198E-2]
[2004,2,26,14,2.0482051716477229E-2,6.0696199778589588E-3,0,0,3.2199762730839108E-3,9.1378563218390916E-5,2.9863026530638492E-2,null,2.4277064270018672E-2,8.933575635614267E-3,0,0,5.3339776111400311E-3,5.4942793737144435E-5,8.7636246122812912E-5,3.8599560310510116E-2]
[2004,2,26,15,2.0021228958129703E-2,5.9805178084859625E-3,0,0,3.2439470628419461E-3,9.1378563218390916E-5,2.9337072392676005E-2,null,2.3730858065857483E-2,8.8024305273052376E-3,0,0,5.3736858714025356E-3,5.4942793737144435E-5,8.6349743891415734E-5,3.7961917258302405E-2]
[2004,2,26,16,2.125675095830468E-2,5.9200321071857555E-3,0,0,3.4034459474099367E-3,9.1378563218390916E-5,3.0671607576118764E-2,null,2.5195303494492935E-2,8.7134045933242466E-3,0,0,5.6379000789416045E-3,5.4942793737144435E-5,8.54764207137881E-5,3.9601550960495932E-2]
[2004,2,26,17,2.3981371666547603E-2,5.7442355152454551E-3,0,0,3.2591997209366515E-3,9.1378563218390916E-5,3.3076185465948101E-2,null,2.8424754965520362E-2,8.454658221012502E-3,0,0,5.3989523112417375E-3,5.4942793737144435E-5,8.2938180518350632E-5,4.2333308291511752E-2]
[2004,2,26,18,2.9319922353329531E-2,5.6629564426185297E-3,3.2685067000000546E-4,3.2674163497165099E-5,3.25862846354008E-3,9.1378563218390916E-5,3.8692410656203699E-2,null,3.4752457869790164E-2,8.3350275447009771E-3,2.2372726476104011E-4,2.4284554033280008E-5,5.3980060079447285E-3,5.4942793737144435E-5,8.1764632118393001E-5,4.8788446034967334E-2]
[2004,2,26,19,3.0597208763100816E-2,5.6433237300613764E-3,3.2685067000000546E-4,3.2674163497165099E-5,3.1949512522413503E-3,9.1378563218390916E-5,3.9886387142119097E-2,null,3.6266406017684605E-2,8.3061311190266492E-3,2.2372726476104011E-4,2.4284554033280008E-5,5.2925229886298195E-3,5.4942793737144435E-5,8.1481165074987765E-5,5.0168014737872538E-2]
[2004,2,26,20,2.9887554074192673E-2,5.604997867755211E-3,3.2685067000000546E-4,3.2674163497165099E-5,3.4358709791146107E-3,9.1378563218390916E-5,3.9379326317778053E-2,null,3.5425263112148268E-2,8.2497211640440906E-3,2.2372726476104011E-4,2.4284554033280008E-5,5.6916130191887052E-3,5.4942793737144435E-5,8.0927796871676141E-5,4.9669551907912529E-2]
[2004,2,26,21,2.8522750183878821E-2,5.3780644095424383E-3,3.2685067000000546E-4,3.2674163497165099E-5,3.2585578239114968E-3,9.1378563218390916E-5,3.7610275814048313E-2,null,3.3807581826124276E-2,7.9157089490140397E-3,2.2372726476104011E-4,2.4284554033280008E-5,5.3978889914932495E-3,5.4942793737144435E-5,7.76512167118008E-5,4.7424134379163034E-2]
[2004,2,26,22,2.6796914721875491E-2,5.2051144905839505E-3,3.2685067000000546E-4,3.2674163497165099E-5,3.2613375384438971E-3,9.1378563218390916E-5,3.5714270147618896E-2,null,3.1761975311185818E-2,7.6611524548965901E-3,2.2372726476104011E-4,2.4284554033280008E-5,5.4024936636472417E-3,5.4942793737144435E-5,7.5154078222067366E-5,4.5128576042261115E-2]
[2004,2,26,23,2.4070830914625148E-2,4.7094975241991606E-3,3.2685067000000546E-4,3.2674163497165099E-5,2.9487154485300063E-3,9.1378563218390916E-5,3.2179947284069879E-2,null,2.8530789651165598E-2,6.9316781761701576E-3,2.2372726476104011E-4,2.4284554033280008E-5,4.8846267332951603E-3,5.4942793737144435E-5,6.7998109544097434E-5,4.0650049173162381E-2]
[2004,2,26,24,2.0548040377547292E-2,4.3444212371078319E-3,3.2685067000000546E-4,3.2674163497165099E-5,3.0196341524037179E-3,9.1378563218390916E-5,2.8362999163774404E-2,null,2.4355279625983311E-2,6.3943403139321868E-3,2.2372726476104011E-4,2.4284554033280008E-5,5.002105480525541E-3,5.4942793737144435E-5,6.2726953282939846E-5,3.6054680032972505E-2]
[2004,2,27,1,1.9732298474904719E-2,4.3936294334015573E-3,3.2685067000000546E-4,3.2674163497165099E-5,3.3020954400375109E-3,9.1378563218390916E-5,2.7878926745059349E-2,null,2.338839316009916E-2,6.4667674420037565E-3,2.2372726476104011E-4,2.4284554033280008E-5,5.4700102277892406E-3,5.4942793737144435E-5,6.3437446133791743E-5,3.5628125442423622E-2]
[2004,2,27,2,1.8771296264579223E-2,4.4996417238870349E-3,3.2685067000000546E-4,3.2674163497165099E-5,3.592079632189439E-3,9.1378563218390916E-5,2.7313921017371259E-2,null,2.2249331861619308E-2,6.6228017273151085E-3,2.2372726476104011E-4,2.4284554033280008E-5,5.9503768694482194E-3,5.4942793737144435E-5,6.4968105254942463E-5,3.5125465070914103E-2]
[2004,2,27,3,1.8709554401805651E-2,4.4165108056928998E-3,3.2685067000000546E-4,3.2674163497165099E-5,3.5432365207697198E-3,9.1378563218390916E-5,2.7120205124983834E-2,null,2.217615017106148E-2,6.5004454104362151E-3,2.2372726476104011E-4,2.4284554033280008E-5,5.869466936990338E-3,5.4942793737144435E-5,6.3767818971146732E-5,3.4849017131019504E-2]
[2004,2,27,4,1.9202495566180759E-2,4.4136362641051348E-3,3.2685067000000546E-4,3.2674163497165099E-5,3.5358459999822651E-3,9.1378563218390916E-5,2.7602881226983723E-2,null,2.2760425833213287E-2,6.4962145138091291E-3,2.2372726476104011E-4,2.4284554033280008E-5,5.8572243398182806E-3,5.4942793737144435E-5,6.3726314884400841E-5,3.5416819299372168E-2]
[2004,2,27,5,1.9764581502258891E-2,4.5242831439056067E-3,3.2685067000000546E-4,3.2674163497165099E-5,3.7687341143599301E-3,9.1378563218390916E-5,2.850850215723999E-2,null,2.3426657741243515E-2,6.6590702235814108E-3,2.2372726476104011E-4,2.4284554033280008E-5,6.2430097874859912E-3,5.4942793737144435E-5,6.5323890552447173E-5,3.6631692364842386E-2]
[2004,2,27,6,2.091172932603403E-2,4.6161998142154491E-3,3.2685067000000546E-4,3.2674163497165099E-5,3.6548358259923101E-3,9.1378563218390916E-5,2.9633668362957354E-2,null,2.4786354603184211E-2,6.7943578576313514E-3,2.2372726476104011E-4,2.4284554033280008E-5,6.0543341984207969E-3,5.4942793737144435E-5,6.665102997327535E-5,3.7938001271767822E-2]
[2004,2,27,7,2.4066018075867036E-2,4.97002575168487E-3,3.2685067000000546E-4,3.2674163497165099E-5,3.6336064941901317E-3,9.1378563218390916E-5,3.3120553718457603E-2,null,2.8525085066611798E-2,7.3151368826371655E-3,2.2372726476104011E-4,2.4284554033280008E-5,6.019167237260605E-3,5.4942793737144435E-5,7.1759747990847702E-5,4.2162343799041033E-2]
[2004,2,27,8,2.7168955400698643E-2,5.4933632400827083E-3,0,0,3.4945569049478899E-3,9.1378563218390916E-5,3.6248254108947636E-2,null,3.2202949467284886E-2,8.0854116366759973E-3,0,0,5.7888278394034928E-3,5.4942793737144435E-5,7.931595959978369E-5,4.6132131737101525E-2]
[2004,2,27,9,2.7270100584513766E-2,6.0133382343527282E-3,0,0,3.5667793128482633E-3,9.1378563218390916E-5,3.6941596694933146E-2,null,3.2322835314761156E-2,8.850737300701822E-3,0,0,5.9084662075440941E-3,5.4942793737144435E-5,8.6823621816163493E-5,4.713698161674422E-2]
[2004,2,27,10,2.5252164009305269E-2,6.1219004517393521E-3,0,0,3.4259928466199301E-3,9.1378563218390916E-5,3.4891435870882941E-2,null,2.9931005794589238E-2,9.01052469822115E-3,0,0,5.6752496260771036E-3,5.4942793737144435E-5,8.8391098072871169E-5,4.467172291262464E-2]
[2004,2,27,11,2.4290443987664476E-2,6.2727233209233964E-3,0,0,3.4442712048208205E-3,9.1378563218390916E-5,3.4098817076627083E-2,null,2.8791093685278692E-2,9.2325134741825902E-3,0,0,5.7055282198130042E-3,5.4942793737144435E-5,9.0568755015641442E-5,4.3784078173011429E-2]
[2004,2,27,12,2.3882234957441545E-2,6.2262143322629401E-3,0,0,3.3759588375800358E-3,9.1378563218390916E-5,3.3575786690502915E-2,null,2.8307249732558288E-2,9.1640591772991359E-3,0,0,5.5923669395662578E-3,5.4942793737144435E-5,8.9897234691133657E-5,4.3118618643160828E-2]
[2004,2,27,13,2.2898627699670358E-2,6.0504044057775831E-3,0,0,3.2382838693769678E-3,9.1378563218390916E-5,3.2278694538043301E-2,null,2.7141395015271449E-2,8.9052931785252292E-3,0,0,5.3643046385648107E-3,5.4942793737144435E-5,8.7358801964783738E-5,4.1465935626098641E-2]
[2004,2,27,14,2.2316755242576616E-2,6.2002079078996653E-3,0,0,3.4249817031809884E-3,9.1378563218390916E-5,3.2033323416875661E-2,null,2.6451710444928608E-2,9.1257815981576548E-3,0,0,5.673574639677343E-3,5.4942793737144435E-5,8.9521740769835757E-5,4.1306009476500746E-2]
[2004,2,27,15,2.1944661147538114E-2,6.1442744374769973E-3,0,0,3.5834175589678262E-3,9.1378563218390916E-5,3.1763731707201329E-2,null,2.6010672975402202E-2,9.0434558692971869E-3,0,0,5.9360279113467715E-3,5.4942793737144435E-5,8.8714145006287961E-5,4.1045099549783311E-2]
[2004,2,27,16,2.3408828688371481E-2,5.8068837150043904E-3,0,0,3.360651225525067E-3,9.1378563218390916E-5,3.2667742192119334E-2,null,2.7746128484592784E-2,8.5468670302992645E-3,0,0,5.5670094670085424E-3,5.4942793737144435E-5,8.3842726943539166E-5,4.1914947775637736E-2]
[2004,2,27,17,2.6195861554890301E-2,5.6636712517571519E-3,0,0,3.3683162297036317E-3,9.1378563218390916E-5,3.5319227599569479E-2,null,3.104955613723856E-2,8.3360796371759922E-3,0,0,5.5797067533269289E-3,5.4942793737144435E-5,8.1774952894624745E-5,4.5020285321478629E-2]
[2004,2,27,18,3.0541953826059131E-2,5.9157266649680759E-3,3.2685067000000546E-4,3.2674163497165099E-5,3.4577466223624695E-3,9.1378563218390916E-5,4.0366330510105235E-2,null,3.6200913181499754E-2,8.7070676243151957E-3,2.2372726476104011E-4,2.4284554033280008E-5,5.7278506127041414E-3,5.4942793737144435E-5,8.5414256559321686E-5,5.0938786031050558E-2]
[2004,2,27,19,3.1926945765035637E-2,5.855014591713073E-3,3.2685067000000546E-4,3.2674163497165099E-5,3.3256224417865985E-3,9.1378563218390916E-5,4.155848619525087E-2,null,3.7842523054447262E-2,8.6177085045684859E-3,2.2372726476104011E-4,2.4284554033280008E-5,5.5089833412360345E-3,5.4942793737144435E-5,8.4537664908804794E-5,5.2272169512783247E-2]
[2004,2,27,20,3.1290099810752127E-2,5.8053965753144922E-3,3.2685067000000546E-4,3.2674163497165099E-5,3.4834101525938205E-3,9.1378563218390916E-5,4.1029809935375999E-2,null,3.7087679234294006E-2,8.54467818240617E-3,2.2372726476104011E-4,2.4284554033280008E-5,5.7703629432517634E-3,5.4942793737144435E-5,8.3821254867798289E-5,5.1705674972483399E-2]
[2004,2,27,21,3.0040630541085345E-2,5.6266204801305323E-3,3.2685067000000546E-4,3.2674163497165099E-5,3.3312542172616159E-3,9.1378563218390916E-5,3.9449408635193056E-2,null,3.5606702319334299E-2,8.2815464255594981E-3,2.2372726476104011E-4,2.4284554033280008E-5,5.5183125293253431E-3,5.4942793737144435E-5,8.1239995096087913E-5,4.9709515886750606E-2]
[2004,2,27,22,2.9175470452909032E-2,5.3445831564061241E-3,3.2685067000000546E-4,3.2674163497165099E-5,3.1466529529249245E-3,9.1378563218390916E-5,3.8117609958955641E-2,null,3.4581241230022888E-2,7.8664295364050951E-3,2.2372726476104011E-4,2.4284554033280008E-5,5.2125155521268113E-3,5.4942793737144435E-5,7.7167797428376534E-5,4.7963140931086258E-2]
[2004,2,27,23,2.6253049612195319E-2,4.8145364865118034E-3,3.2685067000000546E-4,3.2674163497165099E-5,3.0218365121154407E-3,9.1378563218390916E-5,3.4540326007538126E-2,null,3.1117340271459574E-2,7.0862798675329569E-3,2.2372726476104011E-4,2.4284554033280008E-5,5.0057537488349081E-3,5.4942793737144435E-5,6.9514715260319342E-5,4.3512328500358903E-2]
[2004,2,27,24,2.3305659337543728E-2,4.2466837153951487E-3,3.2685067000000546E-4,3.2674163497165099E-5,3.087322407692729E-3,9.1378563218390916E-5,3.1090568857347168E-2,null,2.7623843422753664E-2,6.250485254498013E-3,2.2372726476104011E-4,2.4284554033280008E-5,5.114232902477916E-3,5.4942793737144435E-5,6.1315769462619697E-5,3.929151619226106E-2]
[2004,2,28,1,1.7957548792859768E-2,3.8165673084885545E-3,3.2685067000000546E-4,3.2674163497165099E-5,3.0059323226768828E-3,9.1378563218390916E-5,2.5230951820740768E-2,null,2.1284809364363538E-2,5.6174180332822744E-3,2.2372726476104011E-4,2.4284554033280008E-5,4.9794080297382425E-3,5.4942793737144435E-5,5.5105531023536634E-5,3.2184590039915521E-2]
[2004,2,28,2,1.6450430872296647E-2,3.7863719279574983E-3,3.2685067000000546E-4,3.2674163497165099E-5,3.0822752705954933E-3,9.1378563218390916E-5,2.3769981467565201E-2,null,1.9498445423559042E-2,5.5729749352292886E-3,2.2372726476104011E-4,2.4284554033280008E-5,5.1058721836421753E-3,5.4942793737144435E-5,5.4669554832334449E-5,3.0480247154961969E-2]
[2004,2,28,3,1.5761832781275277E-2,3.742393469729371E-3,3.2685067000000546E-4,3.2674163497165099E-5,3.0653490501375514E-3,9.1378563218390916E-5,2.3020478697857762E-2,null,1.8682260583126796E-2,5.5082452018436964E-3,2.2372726476104011E-4,2.4284554033280008E-5,5.0778334425748651E-3,5.4942793737144435E-5,5.4034571587346916E-5,2.9571293840076823E-2]
[2004,2,28,4,1.5489870802866786E-2,3.7621648916194338E-3,3.2685067000000546E-4,3.2674163497165099E-5,3.1590448070503174E-3,9.1378563218390916E-5,2.28619838982521E-2,null,1.8359908187955715E-2,5.537345786974698E-3,2.2372726476104011E-4,2.4284554033280008E-5,5.2330429929709809E-3,5.4942793737144435E-5,5.432004138632546E-5,2.9433251580432859E-2]
[2004,2,28,5,1.5189035187733834E-2,3.8149872580133556E-3,3.2685067000000546E-4,3.2674163497165099E-5,3.2274314966476286E-3,9.1378563218390916E-5,2.2682357339110379E-2,null,1.8003332310480614E-2,5.615092434566084E-3,2.2372726476104011E-4,2.4284554033280008E-5,5.3463273902074494E-3,5.4942793737144435E-5,5.5082717454839393E-5,2.9267706747785612E-2]
[2004,2,28,6,1.600199977630179E-2,3.8220809164462208E-3,3.2685067000000546E-4,3.2674163497165099E-5,3.1780091938371428E-3,9.1378563218390916E-5,2.3452993283300715E-2,null,1.8966926868248291E-2,5.6255332421247754E-3,2.2372726476104011E-4,2.4284554033280008E-5,5.2644580115770168E-3,5.4942793737144435E-5,5.5185139286618237E-5,3.0159872734481549E-2]
[2004,2,28,7,1.7081203531062506E-2,3.9810916203837201E-3,3.2685067000000546E-4,3.2674163497165099E-5,3.1690085857248385E-3,9.1378563218390916E-5,2.4682207133886625E-2,null,2.024609065893896E-2,5.8595732900486655E-3,2.2372726476104011E-4,2.4284554033280008E-5,5.2495482612912809E-3,5.4942793737144435E-5,5.7481016332835543E-5,3.1658166822810377E-2]
[2004,2,28,8,1.9119360792321096E-2,4.2792816377319092E-3,0,0,3.3343310085266415E-3,9.1378563218390916E-5,2.6824352001798037E-2,null,2.2661887450633144E-2,6.2984645358733944E-3,0,0,5.5234093171057323E-3,5.4942793737144435E-5,6.1786434768753816E-5,3.4538704097349417E-2]
[2004,2,28,9,2.1178182829150963E-2,4.2495700176847628E-3,0,0,3.1261494142069911E-3,9.1378563218390916E-5,2.8645280824261106E-2,null,2.510217788640234E-2,6.2547334611247167E-3,0,0,5.1785508868015433E-3,5.4942793737144435E-5,6.1357443356333013E-5,3.6590405028065751E-2]
[2004,2,28,10,2.2956338887553735E-2,4.4545508841643206E-3,0,0,3.23936779061706E-3,9.1378563218390916E-5,3.0741636125553508E-2,null,2.7209799208207687E-2,6.5564347342239974E-3,0,0,5.3661001833566219E-3,5.4942793737144435E-5,6.4317060882767768E-5,3.9187276919525449E-2]
[2004,2,28,11,2.3468196870181521E-2,4.6021034313593204E-3,0,0,3.3738388951125879E-3,9.1378563218390916E-5,3.1535517759871817E-2,null,2.7816496687219527E-2,6.7736100838179701E-3,0,0,5.5888551976466683E-3,5.4942793737144435E-5,6.6447499260985699E-5,4.0233904762421314E-2]
[2004,2,28,12,2.3539659655002976E-2,4.6003175130947304E-3,0,0,3.3992603704308703E-3,9.1378563218390916E-5,3.1630616101746965E-2,null,2.7901200438779205E-2,6.7709814784103926E-3,0,0,5.630966557697157E-3,5.4942793737144435E-5,6.6421713268920008E-5,4.03580912686239E-2]
[2004,2,28,13,2.3690333833221257E-2,4.4591277030416624E-3,0,0,3.1847898224040311E-3,9.1378563218390916E-5,3.1425629921885342E-2,null,2.807979224974972E-2,6.5631711292141936E-3,0,0,5.2756903058232725E-3,5.4942793737144435E-5,6.4383143310836976E-5,3.9973596478524331E-2]
[2004,2,28,14,2.2799724469665206E-2,4.3290222117107115E-3,0,0,3.0756120774501398E-3,9.1378563218390916E-5,3.0295737322044446E-2,null,2.7024166521535352E-2,6.371675244520634E-3,0,0,5.0948344243415527E-3,5.4942793737144435E-5,6.25046143581511E-5,3.8545618984134687E-2]
[2004,2,28,15,2.2408595584951098E-2,4.1311263065983194E-3,0,0,2.8129935652281947E-3,9.1378563218390916E-5,2.9444094019996002E-2,null,2.6560567405416222E-2,6.0804019781960546E-3,0,0,4.6597997701510263E-3,5.4942793737144435E-5,5.9647293090857506E-5,3.7355711947500446E-2]
[2004,2,28,16,2.2485964777286118E-2,4.1490701190390125E-3,0,0,2.9649300235617239E-3,9.1378563218390916E-5,2.9691343483105245E-2,null,2.6652271931937151E-2,6.10681259471158E-3,0,0,4.911486614504937E-3,5.4942793737144435E-5,5.9906374939337402E-5,3.772551393489082E-2]
[2004,2,28,17,2.4655452346642851E-2,4.2651823160428553E-3,0,0,3.1433965215649645E-3,9.1378563218390916E-5,{"$f":"SUM(E1411:J1411)","v":3.2155409747469062E-2},null,{"$f":"E1411*W$5","v":2.9223732539660811E-2},6.2777124365361219E-3,{"$f":"G1411*Y$5","v":0},{"$f":"H1411*Z$5","v":0},{"$f":"I1411*AA$5","v":5.2071211856802519E-3},{"$f":"J1411*AB$5","v":5.4942793737144435E-5},6.158286162410653E-5,{"$f":"SUM(M1411:R1411)","v":4.0763508955614335E-2}]
[2004,2,28,18,2.8580364122892228E-2,4.558347567971386E-3,3.2685067000000546E-4,3.2674163497165099E-5,3.0818357101639136E-3,9.1378563218390916E-5,3.6671450797743088E-2,null,3.3875870751454554E-2,{"$f":"(F1412*X$5)-S1412","v":6.7092079768485639E-3},2.2372726476104011E-4,2.4284554033280008E-5,5.1051440399224879E-3,5.4942793737144435E-5,{"$f":"(F1412*$AC$7)*$AC$5","v":6.5815729952994553E-5},4.5993177380757068E-2]
[2004,2,28,19,2.8793247693866767E-2,4.7530499460516247E-3,3.2685067000000546E-4,3.2674163497165099E-5,3.1976362421902186E-3,9.1378563218390916E-5,3.7194837278824167E-2,null,3.4128198409158018E-2,6.9957808475321973E-3,2.2372726476104011E-4,2.4284554033280008E-5,5.2969707469543506E-3,5.4942793737144435E-5,6.8626941460202566E-5,4.672390461617603E-2]
[2004,2,28,20,2.7359231904636534E-2,4.5509610975048723E-3,3.2685067000000546E-4,3.2674163497165099E-5,3.029015792990709E-3,9.1378563218390916E-5,3.5390112191847678E-2,null,3.2428481312390935E-2,6.6983361936342042E-3,2.2372726476104011E-4,2.4284554033280008E-5,5.0176464213905637E-3,5.4942793737144435E-5,6.5709080352831177E-5,4.4447418539947166E-2]
[2004,2,28,21,2.6264976486559007E-2,4.5174591008996885E-3,3.2685067000000546E-4,3.2674163497165099E-5,3.132543886177808E-3,9.1378563218390916E-5,3.4365882870352069E-2,null,3.1131477014178309E-2,6.6490262497319041E-3,2.2372726476104011E-4,2.4284554033280008E-5,5.1891435022231262E-3,5.4942793737144435E-5,6.5225361564701518E-5,4.3272601378664802E-2]
[2004,2,28,22,2.5155407091195233E-2,4.4807722749799148E-3,3.2685067000000546E-4,3.2674163497165099E-5,3.2292128160171427E-3,9.1378563218390916E-5,3.3316295578907855E-2,null,2.98163212916868E-2,6.595028711932095E-3,2.2372726476104011E-4,2.4284554033280008E-5,5.349278193825073E-3,5.4942793737144435E-5,6.4695658598535886E-5,4.2063582809975429E-2]
[2004,2,28,23,2.3101116719613683E-2,4.3276231013239111E-3,3.2685067000000546E-4,3.2674163497165099E-5,3.2064565300724658E-3,9.1378563218390916E-5,3.108609974772562E-2,null,2.7381402169788228E-2,6.369615962636653E-3,2.2372726476104011E-4,2.4284554033280008E-5,5.3115817919117273E-3,5.4942793737144435E-5,6.2484413294055168E-5,3.9365554536868075E-2]
[2004,2,28,24,2.0640784888560301E-2,3.960193849653227E-3,3.2685067000000546E-4,3.2674163497165099E-5,3.253866628576494E-3,9.1378563218390916E-5,2.8305748763505584E-2,null,2.446520828380146E-2,5.8288148873615764E-3,2.2372726476104011E-4,2.4284554033280008E-5,5.3901178997943586E-3,5.4942793737144435E-5,5.7179283739059289E-5,3.5987095683488866E-2]
[2004,2,29,1,1.7404223079301926E-2,3.4872145703310096E-3,3.2680324000000551E-4,3.2669422079395728E-5,2.9478768131725279E-3,9.1378563218390916E-5,2.4290165688103257E-2,null,2.0628960814801919E-2,5.132659908743978E-3,2.2369479921900039E-4,2.4281030049688978E-5,4.8832375111887453E-3,5.4942793737144435E-5,5.0350169447740193E-5,3.0947776857740476E-2]
[2004,2,29,2,1.6122013250858293E-2,3.5760870798953758E-3,3.2680324000000551E-4,3.2669422079395728E-5,3.0964810515964635E-3,9.1378563218390916E-5,2.3245432607647928E-2,null,1.910917701366378E-2,5.2634669920566595E-3,2.2369479921900039E-4,2.4281030049688978E-5,5.129404443317916E-3,5.4942793737144435E-5,5.1633355734549895E-5,2.9804967072044188E-2]
[2004,2,29,3,1.5339276345121677E-2,3.5522305933291852E-3,3.2680324000000551E-4,3.2669422079395728E-5,3.1257255202098589E-3,9.1378563218390916E-5,2.2468083683958515E-2,null,1.818141086844912E-2,5.2283538007997909E-3,2.2369479921900039E-4,2.4281030049688978E-5,5.1778486949533922E-3,5.4942793737144435E-5,5.128890370362097E-5,2.8890531987208139E-2]
[2004,2,29,4,1.5065235348522173E-2,3.5994058073590351E-3,3.2680324000000551E-4,3.2669422079395728E-5,3.2199074919384701E-3,9.1378563218390916E-5,2.233539987311747E-2,null,1.7856594244648E-2,5.297788682093729E-3,2.2369479921900039E-4,2.4281030049688978E-5,5.333863673316043E-3,5.4942793737144435E-5,5.1970043327303753E-5,2.8791165223063606E-2]
[2004,2,29,5,1.5386274181711094E-2,3.5899855660320298E-3,3.2680324000000551E-4,3.2669422079395728E-5,3.217887760248304E-3,9.1378563218390916E-5,2.2644998733289221E-2,null,1.8237116689097707E-2,5.2839234914050974E-3,2.2369479921900039E-4,2.4281030049688978E-5,5.3305179332539462E-3,5.4942793737144435E-5,5.1834029113814067E-5,2.9154476736762584E-2]
[2004,2,29,6,1.5587163483354644E-2,3.5853623573969306E-3,3.2680324000000551E-4,3.2669422079395728E-5,3.2139469026995038E-3,9.1378563218390916E-5,2.2837323968748872E-2,null,1.8475227721853092E-2,5.2771188176081304E-3,2.2369479921900039E-4,2.4281030049688978E-5,5.3239897963512917E-3,5.4942793737144435E-5,5.1767276886936503E-5,2.9379254958818348E-2]
[2004,2,29,7,1.6370895031469518E-2,3.6557932160959047E-3,3.2680324000000551E-4,3.2669422079395728E-5,3.1847150163779253E-3,9.1378563218390916E-5,2.3662254489241141E-2,null,1.9404172801545456E-2,5.3807825404711381E-3,2.2369479921900039E-4,2.4281030049688978E-5,5.2755663876218363E-3,5.4942793737144435E-5,5.2784193282048544E-5,3.0363440352644263E-2]
[2004,2,29,8,1.86396654481987E-2,3.9207912291426613E-3,0,0,3.3679336480789551E-3,9.1378563218390916E-5,2.601976888863871E-2,null,2.2093311857694885E-2,5.7708201048452725E-3,0,0,5.5790729965388697E-3,5.4942793737144435E-5,5.6610368755659317E-5,3.3498147752816176E-2]
[2004,2,29,9,2.0182720784415312E-2,3.7947226394533821E-3,0,0,3.0399060323581697E-3,9.1378563218390916E-5,2.7108728019445257E-2,null,2.3922271870494276E-2,5.585265937471902E-3,0,0,5.0356863968560837E-3,5.4942793737144435E-5,5.4790126632648712E-5,3.4598166998559408E-2]
[2004,2,29,10,2.2367722691582208E-2,3.8902263325234251E-3,0,0,3.0673233027174039E-3,9.1378563218390916E-5,2.9416650890041428E-2,null,2.6512121386777381E-2,5.7258331342048153E-3,0,0,5.0811038452631381E-3,5.4942793737144435E-5,5.6169057304100108E-5,3.7374001159982483E-2]
[2004,2,29,11,2.2733329094315351E-2,4.0495686778176899E-3,0,0,3.1347677577566141E-3,9.1378563218390916E-5,3.0009044093108048E-2,null,2.6945469093322936E-2,5.9603613087586046E-3,0,0,5.1928274055209733E-3,5.4942793737144435E-5,5.8469722756127346E-5,3.8153600601339661E-2]
[2004,2,29,12,2.2834127521157908E-2,3.9566594324571061E-3,0,0,2.821302645818161E-3,9.1378563218390916E-5,2.9703468162651566E-2,null,2.7064943935035442E-2,5.823612752225516E-3,0,0,4.6735639864300457E-3,5.4942793737144435E-5,5.7128252034202989E-5,3.7617063467428151E-2]
[2004,2,29,13,2.2567089628180371E-2,3.8630166451510293E-3,0,0,2.6753634935285718E-3,9.1378563218390916E-5,2.9196848330078365E-2,null,2.6748427983406892E-2,5.6857845313187313E-3,0,0,4.4318118414193985E-3,5.4942793737144435E-5,5.5776190062297399E-5,3.6920967149882175E-2]
[2004,2,29,14,2.1890659281658592E-2,3.8845937910761599E-3,0,0,2.7539083710098849E-3,9.1378563218390916E-5,2.8620540006963031E-2,null,2.5946665385400688E-2,5.7175428729984417E-3,0,0,4.5619235510792368E-3,5.4942793737144435E-5,5.6087731819082906E-5,3.6281074603215516E-2]
[2004,2,29,15,2.1241400192660995E-2,3.9481151282800761E-3,0,0,2.9690616385069672E-3,9.1378563218390916E-5,2.8249955522666431E-2,null,2.5177108465533705E-2,5.8110368104206511E-3,0,0,4.918330746183793E-3,5.4942793737144435E-5,5.7004885044747666E-5,3.59614188158753E-2]
[2004,2,29,16,2.2146338624481055E-2,3.8414415419466283E-3,0,0,2.8188139149532372E-3,9.1378563218390916E-5,2.8897972644599312E-2,null,2.6249718220348058E-2,5.6540291962193677E-3,0,0,4.6694413365755659E-3,5.4942793737144435E-5,5.5464677799347962E-5,3.6628131546880133E-2]
[2004,2,29,17,2.4763880007191989E-2,3.8809812300862499E-3,0,0,2.8221458586945637E-3,9.1378563218390916E-5,3.1558385659191196E-2,null,2.9352250196008765E-2,5.7122257218490515E-3,0,0,4.6749607913201168E-3,5.4942793737144435E-5,5.6035571834569823E-5,3.9794379502915082E-2]
[2004,2,29,18,2.7832881249405972E-2,3.8226841642421652E-3,3.2680324000000551E-4,3.2669422079395728E-5,2.5868302209119671E-3,9.1378563218390916E-5,3.4693246859857904E-2,null,3.2989890674284567E-2,5.6264211329370081E-3,2.2369479921900039E-4,2.4281030049688978E-5,4.2851540856075378E-3,5.4942793737144435E-5,5.5193849283703935E-5,4.3204384515834943E-2]
[2004,2,29,19,2.8581418835498917E-2,3.7015371378625378E-3,3.2680324000000551E-4,3.2669422079395728E-5,2.4359034390594161E-3,9.1378563218390916E-5,3.5169710637718669E-2,null,3.3877120886260062E-2,5.4481107729572832E-3,2.2369479921900039E-4,2.4281030049688978E-5,4.0351397975979244E-3,5.4942793737144435E-5,5.3444667183410887E-5,4.3663290079821102E-2]
[2004,2,29,20,2.7405726292924461E-2,3.5103112452046946E-3,3.2680324000000551E-4,3.2669422079395728E-5,2.3218335605744858E-3,9.1378563218390916E-5,3.3688722324001434E-2,null,3.248359040342761E-2,5.1666547704763326E-3,2.2369479921900039E-4,2.4281030049688978E-5,3.8461799648717822E-3,5.4942793737144435E-5,5.0683650932780844E-5,4.1799343761781564E-2]
[2004,2,29,21,2.6508221761543951E-2,3.4477632604584109E-3,3.2680324000000551E-4,3.2669422079395728E-5,2.3443743668960862E-3,9.1378563218390916E-5,3.2751210614196238E-2,null,3.141979193769924E-2,5.0745934627462758E-3,2.2369479921900039E-4,2.4281030049688978E-5,3.8835194189731966E-3,5.4942793737144435E-5,4.9780551462681097E-5,4.0680823442424546E-2]
[2004,2,29,22,2.4587358968868704E-2,3.394145405447949E-3,3.2680324000000551E-4,3.2669422079395728E-5,2.3299137525354249E-3,9.1378563218390916E-5,3.076226935214987E-2,null,2.9143022495009586E-2,4.9956759745175775E-3,2.2369479921900039E-4,2.4281030049688978E-5,3.8595650209585727E-3,5.4942793737144435E-5,4.9006389726787434E-5,3.8301182113491566E-2]
[2004,2,29,23,2.1599559838430166E-2,3.3492966129463858E-3,3.2680324000000551E-4,3.2669422079395728E-5,2.3309003306905478E-3,9.1378563218390916E-5,2.7730608007364894E-2,null,2.560162964435049E-2,4.9296652388471016E-3,2.2369479921900039E-4,2.4281030049688978E-5,3.8611993143026118E-3,5.4942793737144435E-5,4.835884015493362E-5,3.469541282050604E-2]
[2004,2,29,24,1.832875333762549E-2,3.5653391177430252E-3,3.2680324000000551E-4,3.2669422079395728E-5,2.7225706953018861E-3,9.1378563218390916E-5,2.5067514375968193E-2,null,2.1724792463485916E-2,5.2476475942744259E-3,2.2369479921900039E-4,2.4281030049688978E-5,4.5100118453909391E-3,5.4942793737144435E-5,5.1478171215595159E-5,3.1785370526157118E-2]
[2004,3,1,1,1.6988443045645923E-2,3.5903996607203831E-3,3.2685067000000459E-4,3.2674000000000717E-5,2.5999929591324043E-3,9.1732096774193865E-5,2.3630092432272907E-2,null,2.0136143066903305E-2,5.2845329770454183E-3,2.2372726476103952E-4,2.4284432516604512E-5,4.3069585167631336E-3,5.5155361330150001E-5,5.1840008022569322E-5,3.003080161931965E-2]
[2004,3,1,2,1.6196079154498503E-2,3.6808062910998795E-3,3.2685067000000459E-4,3.2674000000000717E-5,2.8371242706668508E-3,9.1732096774193865E-5,2.3165266483039428E-2,null,1.9196966202353498E-2,5.4175980574627186E-3,2.2372726476103952E-4,2.4284432516604512E-5,4.6997729350549819E-3,5.5155361330150001E-5,5.3145344722391258E-5,2.9617504253478994E-2]
[2004,3,1,3,1.6077714778247654E-2,3.8252366727503013E-3,3.2685067000000459E-4,3.2674000000000717E-5,3.0523718331585156E-3,9.1732096774193865E-5,2.3406580050930669E-2,null,1.9056670708069063E-2,5.6301780448855584E-3,2.2372726476103952E-4,2.4284432516604512E-5,5.0563363323633086E-3,5.5155361330150001E-5,5.5230703693809601E-5,3.0046352143925724E-2]
[2004,3,1,4,1.6480462688408366E-2,3.9508024056062862E-3,3.2685067000000459E-4,3.2674000000000717E-5,3.2323319426082841E-3,9.1732096774193865E-5,2.4114853803397136E-2,null,1.9534041678269359E-2,5.8149920819755667E-3,2.2372726476103952E-4,2.4284432516604512E-5,5.3544451112159039E-3,5.5155361330150001E-5,5.7043685315278446E-5,3.1006645930068626E-2]
[2004,3,1,5,1.805103649983314E-2,4.0526158661634091E-3,3.2685067000000459E-4,3.2674000000000717E-5,3.3067919733162461E-3,9.1732096774193865E-5,2.5861701106086991E-2,null,2.1395618921045956E-2,5.9648463156720113E-3,2.2372726476103952E-4,2.4284432516604512E-5,5.4777901619360077E-3,5.5155361330150001E-5,5.8513719604170902E-5,3.3141422457261767E-2]
[2004,3,1,6,2.0060554335282511E-2,4.3147775567144667E-3,3.2685067000000459E-4,3.2674000000000717E-5,3.4475220386403762E-3,9.1732096774193865E-5,2.827411069741155E-2,null,2.3777469837070495E-2,6.3507092362241682E-3,2.2372726476103952E-4,2.4284432516604512E-5,5.7109133137827929E-3,5.5155361330150001E-5,6.2298942817636319E-5,3.6142259445685249E-2]
[2004,3,1,7,2.262629330266263E-2,4.5914171500396677E-3,3.2685067000000459E-4,3.2674000000000717E-5,3.1706001704919569E-3,9.1732096774193865E-5,3.0839567389968452E-2,null,2.6818601198000953E-2,6.7578814710249424E-3,2.2372726476103952E-4,2.4284432516604512E-5,5.2521847644186499E-3,5.5155361330150001E-5,6.6293205321120779E-5,3.9131834492052334E-2]
[2004,3,1,8,2.5007419314011188E-2,5.0199433081117399E-3,0,0,2.9755666904800215E-3,9.1732096774193865E-5,3.3094661409377148E-2,null,2.9640913630989214E-2,7.388608083060127E-3,0,0,4.9291065403638977E-3,5.5155361330150001E-5,7.2480482942431553E-5,4.2013783615743386E-2]
[2004,3,1,9,2.4068046989852675E-2,5.3680458999916126E-3,0,0,3.0770943583522531E-3,9.1732096774193865E-5,3.2604919344970736E-2,null,2.8527489907489535E-2,7.9009631967008956E-3,0,0,5.0972898626661716E-3,5.5155361330150001E-5,7.7506564398808776E-5,4.1580898328186754E-2]
[2004,3,1,10,2.3548535606695759E-2,5.609665146593985E-3,0,0,2.9613382916273117E-3,9.1732096774193865E-5,3.2211271141691256E-2,null,2.7911720969275175E-2,8.2565907026100616E-3,0,0,4.9055368136062417E-3,5.5155361330150001E-5,8.0995185406465903E-5,4.1129003846821624E-2]
[2004,3,1,11,2.24614029710145E-2,5.6976828259399509E-3,0,0,2.9425273422286334E-3,9.1732096774193865E-5,3.1193345235957279E-2,null,2.6623159196665414E-2,8.3861396032952409E-3,0,0,4.8743759681753093E-3,5.5155361330150001E-5,8.2266029221805194E-5,3.9938830129466113E-2]
[2004,3,1,12,2.1999624866499486E-2,5.5904560906679815E-3,0,0,2.7733630805665517E-3,9.1732096774193865E-5,3.0455176134508211E-2,null,2.6075820635227266E-2,8.2283178363301811E-3,0,0,4.594150802588487E-3,5.5155361330150001E-5,8.0717835331986938E-5,3.8953444635476078E-2]
[2004,3,1,13,2.1528997125740648E-2,5.508510766861356E-3,0,0,2.5635580429547952E-3,9.1732096774193865E-5,2.9692798032330995E-2,null,2.5517992734594416E-2,8.1077065376192487E-3,0,0,4.246603094650349E-3,5.5155361330150001E-5,7.9534667260192074E-5,3.7927457728194162E-2]
[2004,3,1,14,2.0670697222806449E-2,5.7193194631727749E-3,0,0,2.9042457434593151E-3,9.1732096774193865E-5,2.9385994526212732E-2,null,2.4500662918474404E-2,8.4179855073098046E-3,0,0,4.8109614665030262E-3,5.5155361330150001E-5,8.2578429944210003E-5,3.7784765253617382E-2]
[2004,3,1,15,2.0691646155701914E-2,5.5168120574289742E-3,0,0,2.7825640123915144E-3,9.1732096774193865E-5,2.9082754322296598E-2,null,2.4525493369902392E-2,8.1199247996240446E-3,0,0,4.6093923945114525E-3,5.5155361330150001E-5,7.9654525496123578E-5,3.730996592536804E-2]
[2004,3,1,16,2.1890995585914064E-2,5.2952875541081492E-3,0,0,2.7194501203477045E-3,9.1732096774193865E-5,2.9997465357144114E-2,null,2.5947064001717909E-2,7.7938737597273815E-3,0,0,4.5048425287476379E-3,5.5155361330150001E-5,7.6456042565384012E-5,3.830093565152308E-2]
[2004,3,1,17,2.4271732325470849E-2,4.9099407787439433E-3,0,0,2.5669998604993796E-3,9.1732096774193865E-5,3.1840405061488365E-2,null,2.8768915036774055E-2,7.226700761053001E-3,0,0,4.2523045583157497E-3,5.5155361330150001E-5,7.0892210732149163E-5,4.030307571747295E-2]
[2004,3,1,18,2.6273539805351322E-2,4.684919021513574E-3,3.2685067000000459E-4,3.2674000000000717E-5,2.4060339803357441E-3,9.1732096774193865E-5,3.3815749573974846E-2,null,3.1141626985653991E-2,6.8955022848371239E-3,2.2372726476103952E-4,2.4284432516604512E-5,3.9856602329748142E-3,5.5155361330150001E-5,6.7643232678899669E-5,4.2325956562073726E-2]
[2004,3,1,19,2.7590737017351364E-2,4.4270391331861867E-3,3.2685067000000459E-4,3.2674000000000717E-5,2.1254651758109708E-3,9.1732096774193865E-5,3.4594498093122726E-2,null,3.2702880800196864E-2,6.5159415387475257E-3,2.2372726476103952E-4,2.4284432516604512E-5,3.5208904350638014E-3,5.5155361330150001E-5,6.3919832293698881E-5,4.3042879832615982E-2]
[2004,3,1,20,2.8683330075677312E-2,4.6455342235086619E-3,3.2685067000000459E-4,3.2674000000000717E-5,2.3441105193632507E-3,9.1732096774193865E-5,3.6124231585323428E-2,null,3.399791472868835E-2,6.837533734391831E-3,2.2372726476103952E-4,2.4284432516604512E-5,3.8830823484131858E-3,5.5155361330150001E-5,6.7074575025859382E-5,4.5021697870101157E-2]
[2004,3,1,21,2.797187198940285E-2,4.5548194017567215E-3,3.2685067000000459E-4,3.2674000000000717E-5,2.3056065694989167E-3,9.1732096774193865E-5,3.5283554727432692E-2,null,3.3154634283691975E-2,6.7040150422251936E-3,2.2372726476103952E-4,2.4284432516604512E-5,3.8192995161502276E-3,5.5155361330150001E-5,6.5764788502973231E-5,4.3981115900675188E-2]
[2004,3,1,22,2.5043479074131968E-2,4.0323627131040769E-3,3.2685067000000459E-4,3.2674000000000717E-5,1.98159053486826E-3,9.1732096774193865E-5,3.1508689088878508E-2,null,2.968365471601974E-2,5.9350366940852835E-3,2.2372726476103952E-4,2.4284432516604512E-5,3.2825582088253035E-3,5.5155361330150001E-5,5.8221294326683147E-5,3.9204416677538122E-2]
[2004,3,1,23,2.1065313409314598E-2,3.6811565460159361E-3,3.2685067000000459E-4,3.2674000000000717E-5,1.7452503979567627E-3,9.1732096774193865E-5,2.6942977120061492E-2,null,2.4968395480351548E-2,5.4181135804766386E-3,2.2372726476103952E-4,2.4284432516604512E-5,2.8910543926520451E-3,5.5155361330150001E-5,5.3150401880193767E-5,3.3580730512088021E-2]
[2004,3,1,24,1.8159281211705555E-2,3.8034104852810681E-3,3.2685067000000459E-4,3.2674000000000717E-5,2.3016938045694207E-3,9.1732096774193865E-5,2.4715642268330243E-2,null,2.152391973111091E-2,5.5980531511846728E-3,2.2372726476103952E-4,2.4284432516604512E-5,3.8128179154297364E-3,5.5155361330150001E-5,5.4915566149127421E-5,3.1237957856333116E-2]
[2004,3,2,1,1.7195856738038647E-2,4.0913164692031765E-3,3.2685067000000459E-4,3.2674000000000717E-5,3.0177433061738573E-3,9.1732096774193865E-5,2.4756173280189878E-2,null,2.0381987360746638E-2,6.0218078331411165E-3,2.2372726476103952E-4,2.4284432516604512E-5,4.9989732427073641E-3,5.5155361330150001E-5,5.907249850391525E-5,3.1705935495202911E-2]
[2004,3,2,2,1.6794597276575708E-2,3.9971280328706931E-3,3.2685067000000459E-4,3.2674000000000717E-5,3.0046071058486795E-3,9.1732096774193865E-5,2.424758918206928E-2,null,1.9906380626141425E-2,5.8831764982229633E-3,2.2372726476103952E-4,2.4284432516604512E-5,4.9772127722915865E-3,5.5155361330150001E-5,5.7712558175119236E-5,3.106993695526377E-2]
[2004,3,2,3,1.6222028723361155E-2,4.0414116797039094E-3,3.2685067000000459E-4,3.2674000000000717E-5,3.1615934416649649E-3,9.1732096774193865E-5,2.3876290611504227E-2,null,1.9227723831509912E-2,5.9483554237320562E-3,2.2372726476103952E-4,2.4284432516604512E-5,5.2372648750038213E-3,5.5155361330150001E-5,5.8351947887695673E-5,3.0716511188853584E-2]
[2004,3,2,4,1.6594713294770594E-2,4.085121167692672E-3,3.2685067000000459E-4,3.2674000000000717E-5,3.2708534711946876E-3,9.1732096774193865E-5,2.4401944700432152E-2,null,1.9669461183694836E-2,6.012689273028388E-3,2.2372726476103952E-4,2.4284432516604512E-5,5.4182570631064611E-3,5.5155361330150001E-5,5.8983047604194981E-5,3.1403574578437475E-2]
[2004,3,2,5,1.7458439247678013E-2,4.1175795635767466E-3,3.2685067000000459E-4,3.2674000000000717E-5,3.2559696686597509E-3,9.1732096774193865E-5,2.5283245246688707E-2,null,2.0693222414292049E-2,6.0604631922686137E-3,2.2372726476103952E-4,2.4284432516604512E-5,5.3936016424582997E-3,5.5155361330150001E-5,5.9451698356766794E-5,3.2450454307626754E-2]
[2004,3,2,6,1.9094650187267036E-2,4.3193983236086836E-3,3.2685067000000459E-4,3.2674000000000717E-5,3.2417221503551808E-3,9.1732096774193865E-5,2.7107027428005099E-2,null,2.2632598346428518E-2,6.3575103161426167E-3,2.2372726476103952E-4,2.4284432516604512E-5,5.3700002438125576E-3,5.5155361330150001E-5,6.2365659789422848E-5,3.4663275964991483E-2]
[2004,3,2,7,2.238724773319356E-2,4.693885554212034E-3,3.2685067000000459E-4,3.2674000000000717E-5,3.1546201308383149E-3,9.1732096774193865E-5,3.0687010185018106E-2,null,2.6535264121530476E-2,6.9086996840718546E-3,2.2372726476103952E-4,2.4284432516604512E-5,5.2257133973933213E-3,5.5155361330150001E-5,6.7772696017510148E-5,3.897284426160344E-2]
[2004,3,2,8,2.4558795687956957E-2,5.327965871606292E-3,0,0,3.0835536499637922E-3,9.1732096774193865E-5,3.3062047306301239E-2,null,2.9109166872728385E-2,7.8419713707935119E-3,0,0,5.1079898535722462E-3,5.5155361330150001E-5,7.692786865756003E-5,4.2114283458424294E-2]
[2004,3,2,9,2.305969203103056E-2,5.633194634114643E-3,0,0,3.1258322245695581E-3,9.1732096774193865E-5,{"$f":"SUM(E1475:J1475)","v":3.191045098648896E-2},null,{"$f":"E1475*W$5","v":2.7332302116677389E-2},8.2912226000270046E-3,{"$f":"G1475*Y$5","v":0},{"$f":"H1475*Z$5","v":0},{"$f":"I1475*AA$5","v":5.1780254536054364E-3},{"$f":"J1475*AB$5","v":5.5155361330150001E-5},8.1334916059624753E-5,{"$f":"SUM(M1475:R1475)","v":4.0856705531639975E-2}]
[2004,3,2,10,2.1791927123687306E-2,6.1258246843866188E-3,0,0,3.4058984289606587E-3,9.1732096774193865E-5,3.1415382333808778E-2,null,2.582963966074351E-2,{"$f":"(F1476*X$5)-S1476","v":9.0163005835803643E-3},0,0,5.6419626808286542E-3,5.5155361330150001E-5,{"$f":"(F1476*$AC$7)*$AC$5","v":8.8447758130563999E-5},4.0543058286482678E-2]
[2004,3,2,11,2.0881328910754754E-2,6.1083246153546544E-3,0,0,3.2364582809478412E-3,9.1732096774193865E-5,3.0317843903831444E-2,null,2.4750321453488738E-2,8.9905430912009688E-3,0,0,5.3612805020550125E-3,5.5155361330150001E-5,8.8195083274074477E-5,3.9157300408074865E-2]
[2004,3,2,12,2.0557906249034866E-2,6.1053716969663241E-3,0,0,3.2427484251034916E-3,9.1732096774193865E-5,2.9997758467878874E-2,null,2.4366973493350656E-2,8.9861968356093197E-3,0,0,5.3717002956347182E-3,5.5155361330150001E-5,8.8152447543402002E-5,3.8780025985924838E-2]
[2004,3,2,13,1.9869145387668923E-2,6.0906877846633907E-3,0,0,3.2163975777660665E-3,9.1732096774193865E-5,2.9267962846872574E-2,null,2.3550595723705499E-2,8.9645843060500562E-3,0,0,5.3280494057485698E-3,5.5155361330150001E-5,8.7940433783509318E-5,3.7898384796834272E-2]
[2004,3,2,14,1.9052351328673146E-2,6.0984532672331542E-3,0,0,3.2422814605135774E-3,9.1732096774193865E-5,2.8484818153194074E-2,null,2.2582462152904204E-2,8.9760139385702282E-3,0,0,5.370926756187046E-3,5.5155361330150001E-5,8.8052555752302851E-5,3.698455820899163E-2]
[2004,3,2,15,1.8739610388687461E-2,5.9411360572550276E-3,0,0,3.2208286653546206E-3,9.1732096774193865E-5,2.7993307208071302E-2,null,2.2211775075017832E-2,8.7444664612569695E-3,0,0,5.3353896219445456E-3,5.5155361330150001E-5,8.578113022924061E-5,3.6346786519549493E-2]
[2004,3,2,16,2.040801667942993E-2,5.8216438184796465E-3,0,0,3.3427645053112571E-3,9.1732096774193865E-5,2.9664157099995026E-2,null,2.4189311667031903E-2,8.5685917019041932E-3,0,0,5.5373796321694759E-3,5.5155361330150001E-5,8.4055840790151363E-5,3.8350438362435721E-2]
[2004,3,2,17,2.2468769175738659E-2,5.389863768040527E-3,0,0,3.0880309149633792E-3,9.1732096774193865E-5,3.1038395955516759E-2,null,2.6631890247049917E-2,7.9330758454554846E-3,0,0,5.1154065638960352E-3,5.5155361330150001E-5,7.7821581823488503E-5,3.9735528017731586E-2]
[2004,3,2,18,2.5063635789936384E-2,5.3086495347718973E-3,3.2685067000000459E-4,3.2674000000000717E-5,3.0878005012932616E-3,9.1732096774193865E-5,3.3911342592775742E-2,null,2.9707546164583102E-2,7.813540603011912E-3,2.2372726476103952E-4,2.4284432516604512E-5,5.115024877432075E-3,5.5155361330150001E-5,7.6648969607012344E-5,4.2939278703634877E-2]
[2004,3,2,19,2.6503338137538433E-2,5.1059026564970345E-3,3.2685067000000459E-4,3.2674000000000717E-5,2.6162092149565339E-3,9.1732096774193865E-5,3.4676706775766203E-2,null,3.141400345246867E-2,7.5151274274654466E-3,2.2372726476103952E-4,2.4284432516604512E-5,4.3338211822509087E-3,5.5155361330150001E-5,7.3721607533284037E-5,4.3566119120792821E-2]
[2004,3,2,20,2.6897607846257519E-2,5.5277069052243541E-3,3.2685067000000459E-4,3.2674000000000717E-5,3.2775091994195669E-3,9.1732096774193865E-5,3.6154080717675646E-2,null,3.1881325339494011E-2,8.1359603911723751E-3,2.2372726476103952E-4,2.4284432516604512E-5,5.4292824565648221E-3,5.5155361330150001E-5,7.9811830824356536E-5,4.5749735245839002E-2]
[2004,3,2,21,2.6911510285858746E-2,5.193212421439445E-3,3.2685067000000459E-4,3.2674000000000717E-5,2.9116945249318886E-3,9.1732096774193865E-5,3.5467673999004287E-2,null,3.1897803689631049E-2,7.6436343836976334E-3,2.2372726476103952E-4,2.4284432516604512E-5,4.8233005740725768E-3,5.5155361330150001E-5,7.4982230122067121E-5,4.4667905706009051E-2]
[2004,3,2,22,2.485220493272566E-2,4.5656213982590513E-3,3.2685067000000459E-4,3.2674000000000717E-5,2.481663753276935E-3,9.1732096774193865E-5,3.2350746851035846E-2,null,2.945694038640119E-2,6.7199139705141509E-3,2.2372726476103952E-4,2.4284432516604512E-5,4.1109429932783721E-3,5.5155361330150001E-5,6.592075319722908E-5,4.05909644088015E-2]
[2004,3,2,23,2.1668618922056963E-2,4.3098517667944439E-3,3.2685067000000459E-4,3.2674000000000717E-5,2.4569766503446614E-3,9.1732096774193865E-5,2.8886704105970263E-2,null,2.568348432545588E-2,6.3434592078902381E-3,2.2372726476103952E-4,2.4284432516604512E-5,4.0700481409077548E-3,5.5155361330150001E-5,6.2227821768978399E-5,3.6400158732861669E-2]
[2004,3,2,24,1.9017777320219614E-2,4.0959493308351204E-3,3.2685067000000459E-4,3.2674000000000717E-5,2.778815765245417E-3,9.1732096774193865E-5,2.6343799183074348E-2,null,2.254148210671951E-2,6.0286267147101917E-3,2.2372726476103952E-4,2.4284432516604512E-5,4.6031833219398847E-3,5.5155361330150001E-5,5.913939010564831E-5,3.3476459201977379E-2]
[2004,3,3,1,1.6596687478075495E-2,4.0401439641766304E-3,3.2685067000000459E-4,3.2674000000000717E-5,2.960201241110222E-3,9.1732096774193865E-5,2.4048289450136543E-2,null,1.9671801153129408E-2,5.9464895354905019E-3,2.2372726476103952E-4,2.4284432516604512E-5,4.9036532587329994E-3,5.5155361330150001E-5,5.8333643969103139E-5,3.0825111005960703E-2]
[2004,3,3,2,1.6202177613964051E-2,3.9503243048634009E-3,3.2685067000000459E-4,3.2674000000000717E-5,2.9504903102579153E-3,9.1732096774193865E-5,2.3554248995859565E-2,null,1.920419461357141E-2,5.8142883889661864E-3,2.2372726476103952E-4,2.4284432516604512E-5,4.8875668396551582E-3,5.5155361330150001E-5,5.7036782254703349E-5,3.0209216900800549E-2]
[2004,3,3,3,1.5645879928215627E-2,3.9925601853104892E-3,3.2685067000000459E-4,3.2674000000000717E-5,3.1038707212190943E-3,9.1732096774193865E-5,2.3193567601519405E-2,null,1.8544823430590142E-2,5.8764533076739846E-3,2.2372726476103952E-4,2.4284432516604512E-5,5.141645630512468E-3,5.5155361330150001E-5,5.7646605279468795E-5,2.986608942738439E-2]
[2004,3,3,4,1.600445704213891E-2,4.036587066938757E-3,3.2685067000000459E-4,3.2674000000000717E-5,3.2118887339423834E-3,9.1732096774193865E-5,2.3704189609794247E-2,null,1.8969839428058317E-2,5.9412543130847231E-3,2.2372726476103952E-4,2.4284432516604512E-5,5.3205803842502784E-3,5.5155361330150001E-5,5.8282287686022996E-5,3.0534841184001113E-2]
[2004,3,3,5,1.6842569884494413E-2,4.0681437593665217E-3,3.2685067000000459E-4,3.2674000000000717E-5,3.1983217087974219E-3,9.1732096774193865E-5,2.4560292119432552E-2,null,1.9963241828415704E-2,5.9877010592799757E-3,2.2372726476103952E-4,2.4284432516604512E-5,5.2981062408915475E-3,5.5155361330150001E-5,5.8737919187584822E-5,3.1552216187195017E-2]
[2004,3,3,6,1.8431364238046428E-2,4.2707986279735995E-3,3.2685067000000459E-4,3.2674000000000717E-5,3.1785023627638751E-3,9.1732096774193865E-5,2.6331921995558099E-2,null,2.1846415602554528E-2,6.2859788103139759E-3,2.2372726476103952E-4,2.4284432516604512E-5,5.2652749592159449E-3,5.5155361330150001E-5,6.1663952779147647E-5,3.3700836430692244E-2]
[2004,3,3,7,2.1633815660902823E-2,4.6409476543409715E-3,3.2685067000000459E-4,3.2674000000000717E-5,3.0835179964568103E-3,9.1732096774193865E-5,2.9809538078474803E-2,null,2.564223254953318E-2,6.8307829884279971E-3,2.2372726476103952E-4,2.4284432516604512E-5,5.1079307925755582E-3,5.5155361330150001E-5,6.7008351818161809E-5,3.7884113389144526E-2]
[2004,3,3,8,2.3746305919348152E-2,5.2696380961656042E-3,0,0,3.0089893437745241E-3,9.1732096774193865E-5,3.2116665456062475E-2,null,2.8146135111834017E-2,7.7561215819340265E-3,0,0,4.984472067702716E-3,5.5155361330150001E-5,7.6085702705990958E-5,4.0941884122800906E-2]
[2004,3,3,9,2.2273215517755757E-2,5.5797432659224514E-3,0,0,3.0533039562606243E-3,9.1732096774193865E-5,3.0997994836713026E-2,null,2.6400103471544954E-2,8.2125501555718496E-3,0,0,5.0578804194421588E-3,5.5155361330150001E-5,8.056315814470101E-5,3.9725689407889106E-2]
[2004,3,3,10,2.1043196050096157E-2,6.0561565709704888E-3,0,0,3.3260015120035028E-3,9.1732096774193865E-5,3.0517086229844344E-2,null,2.4942180110980261E-2,8.9137595080494535E-3,0,0,5.5096112812823388E-3,5.5155361330150001E-5,8.744185463800272E-5,3.9420706261642208E-2]
[2004,3,3,11,2.0176178383947647E-2,6.0233487731620071E-3,0,0,3.1596703677459559E-3,9.1732096774193865E-5,2.9450929621629804E-2,null,2.3914517262761014E-2,8.865471321271837E-3,0,0,5.2340792511486687E-3,5.5155361330150001E-5,8.6968159043553702E-5,3.8069223196511667E-2]
[2004,3,3,12,1.986857188772273E-2,6.0131246473339407E-3,0,0,3.1665664466611677E-3,9.1732096774193865E-5,2.9139995078492034E-2,null,2.3549915962944944E-2,8.8504229324556909E-3,0,0,5.2455027920131998E-3,5.5155361330150001E-5,8.6820537938652985E-5,3.7700997048743981E-2]
[2004,3,3,13,1.9190865992209111E-2,6.0133047588739018E-3,0,0,3.1351653642074885E-3,9.1732096774193865E-5,2.8431068212064696E-2,null,2.2746641476125883E-2,8.8506880297881362E-3,0,0,5.1934860513391853E-3,5.5155361330150001E-5,8.6823138480252485E-5,3.6845970918583354E-2]
[2004,3,3,14,1.8400184811665055E-2,6.0166866348986938E-3,0,0,3.1617138784296788E-3,9.1732096774193865E-5,2.7670317421767621E-2,null,2.1809459102852206E-2,8.8556656470636756E-3,0,0,5.2374643817554431E-3,5.5155361330150001E-5,8.6871967718449715E-5,3.5957744493001473E-2]
[2004,3,3,15,1.8098590854252077E-2,5.8658303431084512E-3,0,0,3.1367074165625929E-3,9.1732096774193865E-5,2.7192860710697313E-2,null,2.1451984373810587E-2,8.6336276780091762E-3,0,0,5.196040502689056E-3,5.5155361330150001E-5,8.4693828203170185E-5,3.5336807915838965E-2]
[2004,3,3,16,1.9727982262349113E-2,5.7451910981787205E-3,0,0,3.2510290685341058E-3,9.1732096774193865E-5,2.8815934525836129E-2,null,2.3383277219027145E-2,8.4560646966141996E-3,0,0,5.3854174049916843E-3,5.5155361330150001E-5,8.2951977708526606E-5,3.7279914681963178E-2]
[2004,3,3,17,2.174525980867395E-2,5.3147467351236143E-3,0,0,2.9991377129575583E-3,9.1732096774193865E-5,3.0150876353529314E-2,null,2.5774325602290222E-2,7.8225147728456512E-3,0,0,4.9681525753355917E-3,5.5155361330150001E-5,7.6737004072536098E-5,3.8620148311801605E-2]
[2004,3,3,18,2.4270506595955955E-2,5.2286241795745977E-3,3.2685067000000459E-4,3.2674000000000717E-5,2.9912878204412401E-3,9.1732096774193865E-5,3.2941675362745997E-2,null,2.8767462198229232E-2,7.6957552118292914E-3,2.2372726476103952E-4,2.4284432516604512E-5,4.9551490164951428E-3,5.5155361330150001E-5,7.5493523014026474E-5,4.1721533485161458E-2]
[2004,3,3,19,2.56857440883634E-2,5.0289118479219406E-3,3.2685067000000459E-4,3.2674000000000717E-5,2.519239376266259E-3,9.1732096774193865E-5,3.3685152079325799E-2,null,3.0444921665479564E-2,7.4018084364640821E-3,2.2372726476103952E-4,2.4284432516604512E-5,4.1731880270151379E-3,5.5155361330150001E-5,7.2609975260737493E-5,4.232308518756657E-2]
[2004,3,3,20,2.6053648843026727E-2,5.4401825787717276E-3,3.2685067000000459E-4,3.2674000000000717E-5,3.1751955892518626E-3,9.1732096774193865E-5,3.5120283777824522E-2,null,3.0880993573599087E-2,8.0071376323879711E-3,2.2372726476103952E-4,2.4284432516604512E-5,5.259797199635657E-3,5.5155361330150001E-5,7.8548110287862346E-5,4.4451095464230511E-2]
[2004,3,3,21,2.6073164103163113E-2,5.1152747046084544E-3,3.2685067000000459E-4,3.2674000000000717E-5,2.8138087145471447E-3,9.1732096774193865E-5,3.4453504289092919E-2,null,3.0904124714518727E-2,7.5289216849262772E-3,2.2372726476103952E-4,2.4284432516604512E-5,4.6611500870006751E-3,5.5155361330150001E-5,7.3856925908728207E-5,4.3397363545053469E-2]
[2004,3,3,22,2.4067791944122886E-2,4.501572614815149E-3,3.2685067000000459E-4,3.2674000000000717E-5,2.4050831276232949E-3,9.1732096774193865E-5,3.1425704453335528E-2,null,2.8527187605666474E-2,6.625643710868173E-3,2.2372726476103952E-4,2.4284432516604512E-5,3.9840851197908778E-3,5.5155361330150001E-5,6.4995984435719801E-5,3.9440083494933317E-2]
[2004,3,3,23,2.0971184785033174E-2,4.2491553124333736E-3,3.2685067000000459E-4,3.2674000000000717E-5,2.3891136505552234E-3,9.1732096774193865E-5,2.8060710514795969E-2,null,2.4856826254135295E-2,6.2541230768266409E-3,2.2372726476103952E-4,2.4284432516604512E-5,3.9576312499736551E-3,5.5155361330150001E-5,6.1351455631959532E-5,3.5371747639543386E-2]
[2004,3,3,24,1.8378443746975906E-2,4.0430178759281749E-3,3.2685067000000459E-4,3.2674000000000717E-5,2.7178017727585431E-3,9.1732096774193865E-5,2.5590520162436819E-2,null,2.1783689749661262E-2,5.950719505092579E-3,2.2372726476103952E-4,2.4284432516604512E-5,4.5021119964733913E-3,5.5155361330150001E-5,5.8375138961954813E-5,3.2539688309835023E-2]
[2004,3,4,1,1.7809674056100164E-2,4.1466737575411713E-3,3.2685067000000459E-4,3.2674000000000717E-5,3.0763008698569878E-3,9.1732096774193865E-5,2.5483905450272522E-2,null,2.1109535688761158E-2,6.103285507880884E-3,2.2372726476103952E-4,2.4284432516604512E-5,5.0959754275556324E-3,5.5155361330150001E-5,5.9871775058819326E-5,3.2611963682805466E-2]
[2004,3,4,2,1.7396396290949009E-2,4.0544863237872734E-3,3.2685067000000459E-4,3.2674000000000717E-5,3.0582311339596509E-3,9.1732096774193865E-5,2.4960370515470131E-2,null,2.0619683841649923E-2,5.9675993504117409E-3,2.2372726476103952E-4,2.4284432516604512E-5,5.066042422296778E-3,5.5155361330150001E-5,5.8540726218305772E-5,3.1956492672966234E-2]
[2004,3,4,3,1.6803744321962293E-2,4.1051659317237936E-3,3.2685067000000459E-4,3.2674000000000717E-5,3.2179909888037841E-3,9.1732096774193865E-5,2.4578158009264068E-2,null,1.9917222479868033E-2,6.0421921770361002E-3,2.2372726476103952E-4,2.4284432516604512E-5,5.3306889341424822E-3,5.5155361330150001E-5,5.9272464055391774E-5,3.1593270649654406E-2]
[2004,3,4,4,1.7189878282142773E-2,4.1498914848318285E-3,3.2685067000000459E-4,3.2674000000000717E-5,3.3282352974876479E-3,9.1732096774193865E-5,2.5119261831236448E-2,null,2.0374901187934037E-2,6.1080215226941223E-3,2.2372726476103952E-4,2.4284432516604512E-5,5.513311607231979E-3,5.5155361330150001E-5,5.9918234234489103E-5,3.2299401376467932E-2]
[2004,3,4,5,1.808275013060804E-2,4.1796841971781856E-3,3.2685067000000459E-4,3.2674000000000717E-5,3.312780569167794E-3,9.1732096774193865E-5,2.6026471663728217E-2,null,2.1433208605088135E-2,6.1518719532164907E-3,2.2372726476103952E-4,2.4284432516604512E-5,5.4877104326104655E-3,5.5155361330150001E-5,6.0348396498580712E-5,3.3375958049522883E-2]
[2004,3,4,6,1.9773461743372432E-2,4.373285357231498E-3,3.2685067000000459E-4,3.2674000000000717E-5,3.3058605391684511E-3,9.1732096774193865E-5,2.7903864406546578E-2,null,2.3437183355924651E-2,6.4368239951545468E-3,2.2372726476103952E-4,2.4284432516604512E-5,5.4762472161285752E-3,5.5155361330150001E-5,6.3143708062399418E-5,3.5653421625815564E-2]
[2004,3,4,7,2.3155483013528773E-2,4.7563849535806075E-3,3.2685067000000459E-4,3.2674000000000717E-5,3.2259584267825274E-3,9.1732096774193865E-5,3.1589083160666109E-2,null,2.7445841710795615E-2,7.0006894813699327E-3,2.2372726476103952E-4,2.4284432516604512E-5,5.343887210214269E-3,5.5155361330150001E-5,6.8675093987329071E-5,4.009358546098761E-2]
[2004,3,4,8,2.5392727112835165E-2,5.3896456984433207E-3,0,0,3.1598365401262389E-3,9.1732096774193865E-5,3.4033941448178923E-2,null,3.0097613102569198E-2,7.9327548795222677E-3,0,0,5.2343545201819931E-3,5.5155361330150001E-5,7.7818433224241358E-5,4.3319877863603605E-2]
[2004,3,4,9,2.386348011097723E-2,5.6941989963215393E-3,0,0,3.1990763506151679E-3,9.1732096774193865E-5,3.2848487554688138E-2,null,2.8285019898394641E-2,8.3810119255310293E-3,0,0,5.2993563254322114E-3,5.5155361330150001E-5,8.2215727926006986E-5,4.2020543510688034E-2]
[2004,3,4,10,2.2571974605757859E-2,6.1842573999981235E-3,0,0,3.4909055609894301E-3,9.1732096774193865E-5,3.2338869663519607E-2,null,2.6754218073005719E-2,9.1023048287248599E-3,0,0,5.7827792895778938E-3,5.5155361330150001E-5,8.9291439261447673E-5,4.169445755263862E-2]
[2004,3,4,11,2.1623962945998457E-2,6.1730488514545106E-3,0,0,3.3203237528937968E-3,9.1732096774193865E-5,3.1209067647120958E-2,null,2.5630554276463737E-2,9.0858075164474712E-3,0,0,5.5002059200609616E-3,5.5155361330150001E-5,8.9129604562993614E-5,4.0271723074302317E-2]
[2004,3,4,12,2.1304085404562315E-2,6.1522569482188403E-3,0,0,3.331497082686426E-3,9.1732096774193865E-5,3.0879571532241773E-2,null,2.5251408293459822E-2,9.0552049349280662E-3,0,0,5.5187148424570539E-3,5.5155361330150001E-5,8.8829400537705419E-5,3.9880483432175096E-2]
[2004,3,4,13,2.0589764849777505E-2,6.1404355111758565E-3,0,0,3.3063918828953555E-3,9.1732096774193865E-5,3.012832434062291E-2,null,2.4404735008089911E-2,9.037805542160415E-3,0,0,5.4771274013544159E-3,5.5155361330150001E-5,8.8658716644808753E-5,3.8974823312934885E-2]
[2004,3,4,14,1.9756435860375374E-2,6.1395297992541398E-3,0,0,3.3344587112498695E-3,9.1732096774193865E-5,2.9322156467653578E-2,null,2.3417002835852976E-2,9.0364724692520212E-3,0,0,5.5236208601137588E-3,5.5155361330150001E-5,8.8645639517545856E-5,3.8032251526548905E-2]
[2004,3,4,15,1.941128730333282E-2,6.0023432800616347E-3,0,0,3.3108352804606372E-3,9.1732096774193865E-5,2.8816197960629283E-2,null,2.3007903502543246E-2,8.8345543673175389E-3,0,0,5.4844880093591159E-3,5.5155361330150001E-5,8.6664871099664226E-5,3.7382101240550046E-2]
[2004,3,4,16,2.1113177639553414E-2,5.8924971794679752E-3,0,0,3.4387570525778667E-3,9.1732096774193865E-5,3.0536163968373449E-2,null,2.5025128224210789E-2,8.6728772851426342E-3,0,0,5.6963938777825386E-3,5.5155361330150001E-5,8.5078857487218452E-5,3.9449554748466106E-2]
[2004,3,4,17,2.3218433925307102E-2,5.4595852604026347E-3,0,0,3.1810487682882222E-3,9.1732096774193865E-5,3.1950800050772159E-2,null,2.752045646874339E-2,8.0356954868361485E-3,0,0,5.2694931487005346E-3,5.5155361330150001E-5,7.8828256028296096E-5,4.0880800465610226E-2]
[2004,3,4,18,2.5886570829352938E-2,5.3812503297509494E-3,3.2685067000000459E-4,3.2674000000000717E-5,3.1891233297874585E-3,9.1732096774193865E-5,3.4908201255665544E-2,null,3.0682958546043596E-2,7.9203981485447515E-3,2.2372726476103952E-4,2.4284432516604512E-5,5.282868877775535E-3,5.5155361330150001E-5,7.7697216640715497E-5,4.4189392630971679E-2]
[2004,3,4,19,2.7342916585911183E-2,5.1862518271211071E-3,3.2685067000000459E-4,3.2674000000000717E-5,2.7156365685540472E-3,9.1732096774193865E-5,3.5696061748360534E-2,null,3.2409143013339449E-2,7.6333894266758535E-3,2.2372726476103952E-4,2.4284432516604512E-5,4.4985252772646606E-3,5.5155361330150001E-5,7.4881729537340549E-5,4.4844224775887752E-2]
[2004,3,4,20,2.7774008428390114E-2,5.606467983529E-3,3.2685067000000459E-4,3.2674000000000717E-5,3.3851320358972547E-3,9.1732096774193865E-5,3.7216865214590576E-2,null,3.2920109615270372E-2,8.2518849552709155E-3,2.2372726476103952E-4,2.4284432516604512E-5,5.6075625901850527E-3,5.5155361330150001E-5,8.0949023147497482E-5,4.7082724219334127E-2]
[2004,3,4,21,2.7773780572008279E-2,5.2728034468630834E-3,3.2685067000000459E-4,3.2674000000000717E-5,3.0124412321686687E-3,9.1732096774193865E-5,3.6510282017814234E-2,null,3.2919839540567764E-2,7.7607805062113837E-3,2.2372726476103952E-4,2.4284432516604512E-5,4.9901902140022493E-3,5.5155361330150001E-5,7.6131405641891584E-5,4.5973977319389195E-2]
[2004,3,4,22,2.5652661313989328E-2,4.6390741584646277E-3,3.2685067000000459E-4,3.2674000000000717E-5,2.5587374311573886E-3,9.1732096774193865E-5,3.3301729670385541E-2,null,3.040570915636048E-2,6.8280254818336161E-3,2.2372726476103952E-4,2.4284432516604512E-5,4.2386176210882287E-3,5.5155361330150001E-5,6.698130133619947E-5,4.1775519317890121E-2]
[2004,3,4,23,2.2387883780549976E-2,4.3693404652982671E-3,3.2685067000000459E-4,3.2674000000000717E-5,2.5273755947589978E-3,9.1732096774193865E-5,2.9735856607381438E-2,null,2.6536018018784725E-2,6.4310177024066639E-3,2.2372726476103952E-4,2.4284432516604512E-5,4.1866658925641433E-3,5.5155361330150001E-5,6.3086749715476616E-5,3.7456868672363322E-2]
[2004,3,4,24,1.9670608478921284E-2,4.1560268947786238E-3,3.2685067000000459E-4,3.2674000000000717E-5,2.8403092525292289E-3,9.1732096774193865E-5,2.7118201393003333E-2,null,2.3315272946458541E-2,6.1170519313548189E-3,2.2372726476103952E-4,2.4284432516604512E-5,4.7050489434802053E-3,5.5155361330150001E-5,6.0006820389491076E-5,3.4440540879901359E-2]
[2004,3,5,1,2.0661369117757841E-2,4.3410602322805731E-3,3.2685067000000459E-4,3.2674000000000717E-5,3.4232025498471016E-3,9.1732096774193865E-5,{"$f":"SUM(E1539:J1539)","v":2.8876888666659713E-2},null,{"$f":"E1539*W$5","v":2.4489606457485175E-2},6.38939341594755E-3,{"$f":"G1539*Y$5","v":2.2372726476103952E-4},{"$f":"H1539*Z$5","v":2.4284432516604512E-5},{"$f":"I1539*AA$5","v":5.6706274241562025E-3},{"$f":"J1539*AB$5","v":5.5155361330150001E-5},6.2678425393659126E-5,{"$f":"SUM(M1539:R1539)","v":3.6852794356196719E-2}]
[2004,3,5,2,2.0059682741443895E-2,4.3424551738454123E-3,3.2685067000000459E-4,3.2674000000000717E-5,3.5323284479741521E-3,9.1732096774193865E-5,2.8385723130037656E-2,null,2.3776436750154673E-2,{"$f":"(F1540*X$5)-S1540","v":6.3914465619471696E-3},2.2372726476103952E-4,2.4284432516604512E-5,5.851397419969792E-3,5.5155361330150001E-5,{"$f":"(F1540*$AC$7)*$AC$5","v":6.2698566266193009E-5},3.6322447790679425E-2]
[2004,3,5,3,1.9836189100149147E-2,4.2966891646616639E-3,3.2685067000000459E-4,3.2674000000000717E-5,3.53441948805554E-3,9.1732096774193865E-5,2.8118554519640546E-2,null,2.3511533137530346E-2,6.3240858200762336E-3,2.2372726476103952E-4,2.4284432516604512E-5,5.8548612843067295E-3,5.5155361330150001E-5,6.2037773455520093E-5,3.5993647300521098E-2]
[2004,3,5,4,1.9918002521490848E-2,4.4003491532556083E-3,3.2685067000000459E-4,3.2674000000000717E-5,3.7806512440612611E-3,9.1732096774193865E-5,2.8550259685581912E-2,null,2.3608505341075014E-2,6.4766578677281491E-3,2.2372726476103952E-4,2.4284432516604512E-5,6.2627508345077668E-3,5.5155361330150001E-5,6.3534468851054787E-5,3.6651081101918725E-2]
[2004,3,5,5,2.0918842111455269E-2,4.3522552080362637E-3,3.2685067000000459E-4,3.2674000000000717E-5,3.6245200082955808E-3,9.1732096774193865E-5,2.9346874094561312E-2,null,2.4794785279524674E-2,6.4058707511048009E-3,2.2372726476103952E-4,2.4284432516604512E-5,6.004115228110533E-3,5.5155361330150001E-5,6.2840064121329626E-5,3.7507938317347805E-2]
[2004,3,5,6,2.2743479586010074E-2,4.4912097513558156E-3,3.2685067000000459E-4,3.2674000000000717E-5,3.5783433621650648E-3,9.1732096774193865E-5,3.1264289466305155E-2,null,2.6957500316691387E-2,6.6103911209443875E-3,2.2372726476103952E-4,2.4284432516604512E-5,5.9276223673784215E-3,5.5155361330150001E-5,6.4846360166659784E-5,3.9798680863621989E-2]
[2004,3,5,7,2.6426553872816602E-2,4.7381127789125344E-3,3.2685067000000459E-4,3.2674000000000717E-5,3.3984824375432603E-3,9.1732096774193865E-5,3.50144058560466E-2,null,3.1322992231748122E-2,6.9737955646140487E-3,2.2372726476103952E-4,2.4284432516604512E-5,5.6296778908705826E-3,5.5155361330150001E-5,6.8411271078769464E-5,4.4229632745840547E-2]
[2004,3,5,8,2.9040534824343635E-2,5.0108994569801136E-3,0,0,3.2138424977689053E-3,9.1732096774193865E-5,3.7357008875866848E-2,null,3.4421304082497661E-2,7.3752968826198443E-3,0,0,5.3238168467656189E-3,5.5155361330150001E-5,7.234990324113882E-5,4.7175573173213269E-2]
[2004,3,5,9,2.8844240869567647E-2,5.4842642685204775E-3,0,0,3.4825112342492092E-3,9.1732096774193865E-5,3.7902748469111534E-2,null,3.4188639844467288E-2,8.0720193071802445E-3,0,0,5.7688738607499816E-3,5.5155361330150001E-5,7.9184584041807924E-5,4.808468837372766E-2]
[2004,3,5,10,2.7233535950903626E-2,5.8301626016931778E-3,0,0,3.6762043562952643E-3,9.1732096774193865E-5,3.6831635005666268E-2,null,3.2279495810865214E-2,8.5811300806559274E-3,0,0,6.089731745654821E-3,5.5155361330150001E-5,8.4178839295015126E-5,4.700551299850611E-2]
[2004,3,5,11,2.6567294937280335E-2,5.8592729961039532E-3,0,0,3.5989871415825518E-3,9.1732096774193865E-5,3.6117287171741036E-2,null,3.1489810474115323E-2,8.6239762409097611E-3,0,0,5.9618193452079292E-3,5.5155361330150001E-5,8.4599149907313919E-5,4.6130761421563166E-2]
[2004,3,5,12,2.5736355931612935E-2,5.8185550061456946E-3,0,0,3.5974645826453021E-3,9.1732096774193865E-5,3.5244107617178125E-2,null,3.0504911113236138E-2,8.5640454306861857E-3,0,0,5.9592971852309076E-3,5.5155361330150001E-5,8.4011242953892606E-5,4.5083409090483383E-2]
[2004,3,5,13,2.4743651728986182E-2,5.8104395026012355E-3,0,0,3.5369434534873409E-3,9.1732096774193865E-5,3.4182766781848957E-2,null,2.932827392561984E-2,8.552100619478897E-3,0,0,5.859042301172305E-3,5.5155361330150001E-5,8.3894067205060358E-5,4.379457220760119E-2]
[2004,3,5,14,2.3765760193065137E-2,5.8039372559551151E-3,0,0,3.5952111799945215E-3,9.1732096774193865E-5,3.3256640725788968E-2,null,2.8169193966478635E-2,8.5425302818916294E-3,0,0,5.9555643629152213E-3,5.5155361330150001E-5,8.380018447607415E-5,4.2722443972615633E-2]
[2004,3,5,15,2.2711222255572622E-2,5.7061067945118112E-3,0,0,3.6732073565525899E-3,9.1732096774193865E-5,3.2182268503411222E-2,null,2.6919266193711447E-2,8.3985384290311636E-3,0,0,6.0847671346849685E-3,5.5155361330150001E-5,8.2387658744870456E-5,4.1457727118757726E-2]
[2004,3,5,16,2.3859584781328873E-2,5.3878423809765605E-3,0,0,3.4328315019888679E-3,9.1732096774193865E-5,3.2771990761068501E-2,null,2.8280402823428953E-2,7.9301006650832929E-3,0,0,5.6865780432872343E-3,5.5155361330150001E-5,7.7792396013685999E-5,4.195223689312963E-2]
[2004,3,5,17,2.5905218066495508E-2,5.1943999992021088E-3,0,0,3.3954275641690213E-3,9.1732096774193865E-5,3.4586777726640837E-2,null,3.0705060832515424E-2,7.6453823210981013E-3,0,0,5.6246174106678965E-3,5.5155361330150001E-5,7.4999376971042575E-5,4.4030215925611564E-2]
[2004,3,5,18,2.7285741749993618E-2,4.8752151398038278E-3,3.2685067000000459E-4,3.2674000000000717E-5,3.1140978493528516E-3,9.1732096774193865E-5,3.5726311505924507E-2,null,3.2341374550227828E-2,7.175589798077032E-3,2.2372726476103952E-4,2.4284432516604512E-5,5.1585871443204177E-3,5.5155361330150001E-5,7.0390824376491138E-5,4.4978718551233067E-2]
[2004,3,5,19,2.9788061804674363E-2,5.0513308598103155E-3,3.2685067000000459E-4,3.2674000000000717E-5,3.3720592805248526E-3,9.1732096774193865E-5,3.8662708711783733E-2,null,3.5307336438839321E-2,7.434805879320658E-3,2.2372726476103952E-4,2.4284432516604512E-5,5.5859072180460779E-3,5.5155361330150001E-5,7.2933672304514022E-5,4.8631216594813849E-2]
[2004,3,5,20,3.0827460058736721E-2,5.2406297044785763E-3,3.2685067000000459E-4,3.2674000000000717E-5,3.5859058115784207E-3,9.1732096774193865E-5,4.0105252341567921E-2,null,3.6539319375183406E-2,7.7134255544810855E-3,2.2372726476103952E-4,2.4284432516604512E-5,5.9401497689600445E-3,5.5155361330150001E-5,7.5666864860658814E-5,5.0496061757232334E-2]
[2004,3,5,21,3.0845338628305376E-2,4.8886716472276055E-3,3.2685067000000459E-4,3.2674000000000717E-5,3.1836424844478625E-3,9.1732096774193865E-5,3.936890952675505E-2,null,3.6560510571674969E-2,7.1953957706585199E-3,2.2372726476103952E-4,2.4284432516604512E-5,5.2737897095295133E-3,5.5155361330150001E-5,7.0585116243337089E-5,4.9332863110470797E-2]
[2004,3,5,22,2.9129971346382382E-2,4.2986246666775032E-3,3.2685067000000459E-4,3.2674000000000717E-5,2.6259642249947942E-3,9.1732096774193865E-5,3.6505817004828883E-2,null,3.4527311831314876E-2,6.3269345904629227E-3,2.2372726476103952E-4,2.4284432516604512E-5,4.3499806196900838E-3,5.5155361330150001E-5,6.2065719213516484E-5,4.5507394100075677E-2]
[2004,3,5,23,2.6190833887769303E-2,4.1884724279339638E-3,3.2685067000000459E-4,3.2674000000000717E-5,2.8805890136263499E-3,9.1732096774193865E-5,3.3711152096103821E-2,null,3.1043596919894795E-2,6.1648069185761623E-3,2.2372726476103952E-4,2.4284432516604512E-5,4.7717734549836211E-3,5.5155361330150001E-5,6.0475285423473362E-5,4.2283344352062373E-2]
[2004,3,5,24,2.3243187404472412E-2,3.8848052828161228E-3,3.2685067000000459E-4,3.2674000000000717E-5,2.8843539181267358E-3,9.1732096774193865E-5,3.0463603372189469E-2,null,2.7549796390979764E-2,5.717854157306545E-3,2.2372726476103952E-4,2.4284432516604512E-5,4.7780101209121883E-3,5.5155361330150001E-5,5.6090785443896975E-5,3.8348827727806289E-2]
[2004,3,6,1,1.984823203458437E-2,4.0691787019332248E-3,3.2685067000000459E-4,3.2674000000000717E-5,3.0828419036151977E-3,9.1732096774193865E-5,2.745150940690699E-2,null,2.3525807444486048E-2,5.9892243404296832E-3,2.2372726476103952E-4,2.4284432516604512E-5,5.1068108265340815E-3,5.5155361330150001E-5,5.8752862212325973E-5,3.4925009670057607E-2]
[2004,3,6,2,1.8958228690311198E-2,4.0996752813223991E-3,3.2685067000000459E-4,3.2674000000000717E-5,3.2611048339318857E-3,9.1732096774193865E-5,2.6770265572339681E-2,null,2.2470900021707235E-2,6.0341107582934927E-3,2.2372726476103952E-4,2.4284432516604512E-5,5.4021081823418492E-3,5.5155361330150001E-5,5.9193187265130412E-5,3.4210286020950373E-2]
[2004,3,6,3,1.8459725609849788E-2,4.1278057734205707E-3,3.2685067000000459E-4,3.2674000000000717E-5,3.3799916779276079E-3,9.1732096774193865E-5,2.6418779827972166E-2,null,2.1880031905041557E-2,6.0755146484452304E-3,2.2372726476103952E-4,2.4284432516604512E-5,5.5990474484579117E-3,5.5155361330150001E-5,5.9599349551742101E-5,3.3857761060552494E-2]
[2004,3,6,4,1.8340506729508682E-2,4.1989629744147595E-3,3.2685067000000459E-4,3.2674000000000717E-5,3.5397844936670775E-3,9.1732096774193865E-5,2.6530510964364713E-2,null,2.1738723580060015E-2,6.1802474388701805E-3,2.2372726476103952E-4,2.4284432516604512E-5,5.8637485609164333E-3,5.5155361330150001E-5,6.0626753244639675E-5,3.4085886638454424E-2]
[2004,3,6,5,1.8731117409003628E-2,4.2688493995194183E-3,3.2685067000000459E-4,3.2674000000000717E-5,3.5983682569285603E-3,9.1732096774193865E-5,2.7049591832225803E-2,null,2.2201708475417241E-2,6.2831098366566392E-3,2.2372726476103952E-4,2.4284432516604512E-5,5.9607941460734313E-3,5.5155361330150001E-5,6.1635808831885151E-5,3.4748779516755104E-2]
[2004,3,6,6,1.980660865170469E-2,4.3494693727660272E-3,3.2685067000000459E-4,3.2674000000000717E-5,3.6449088723715176E-3,9.1732096774193865E-5,2.8252243663616432E-2,null,2.3476471882048586E-2,6.4017704169511301E-3,2.2372726476103952E-4,2.4284432516604512E-5,6.0378899317959939E-3,5.5155361330150001E-5,6.2799840821305789E-5,3.6219299289403505E-2]
[2004,3,6,7,2.1750045970026562E-2,4.5069179158664053E-3,3.2685067000000459E-4,3.2674000000000717E-5,3.6692283528716738E-3,9.1732096774193865E-5,3.0377449005538838E-2,null,2.5779998566521172E-2,6.6335111970387602E-3,2.2372726476103952E-4,2.4284432516604512E-5,6.0781758076848096E-3,5.5155361330150001E-5,6.507316259847748E-5,3.8794852629852536E-2]
[2004,3,6,8,2.4460657464302555E-2,4.7322252208079427E-3,0,0,3.6781465536030334E-3,9.1732096774193865E-5,3.2962761335487728E-2,null,2.899284512938044E-2,6.9651299569107161E-3,0,0,6.0929490479196408E-3,5.5155361330150001E-5,6.8326263534145809E-5,4.2106079495540946E-2]
[2004,3,6,9,2.6778693408713163E-2,4.8109330289618961E-3,0,0,3.4810930536865394E-3,9.1732096774193865E-5,3.5162451588135794E-2,null,3.1740377865927434E-2,7.0809761152899409E-3,0,0,5.7665246063678711E-3,5.5155361330150001E-5,6.9462686715881852E-5,4.4643033948915389E-2]
[2004,3,6,10,2.8492977756618333E-2,4.7565977094196684E-3,0,0,3.054055100849678E-3,9.1732096774193865E-5,3.6395362663661876E-2,null,3.3772293021072784E-2,7.0010026262434339E-3,0,0,5.0591247107290961E-3,5.5155361330150001E-5,6.8678165863845887E-5,4.5887575719375462E-2]
[2004,3,6,11,2.8263326397907317E-2,4.6812058971851265E-3,0,0,2.7857070253500911E-3,9.1732096774193865E-5,3.5821971417216728E-2,null,3.3500090759683153E-2,6.8900371194472593E-3,0,0,4.6145988803146893E-3,5.5155361330150001E-5,6.7589620709992309E-5,4.5059882120775246E-2]
[2004,3,6,12,2.7110529363969453E-2,4.5540788870020148E-3,0,0,2.6433972162836911E-3,9.1732096774193865E-5,3.4399737564029358E-2,null,3.2133697974887965E-2,6.7029251149159728E-3,0,0,4.3788588403178138E-3,5.5155361330150001E-5,6.5754096576042418E-5,4.3270637291451898E-2]
[2004,3,6,13,2.692520603941222E-2,4.4781054487414394E-3,0,0,2.5764856054918892E-3,9.1732096774193865E-5,3.4071529190419746E-2,null,3.1914037057940367E-2,6.5911035413290979E-3,0,0,4.2680179509385378E-3,5.5155361330150001E-5,6.4657153611163626E-5,4.282831391153815E-2]
[2004,3,6,14,2.5750974886762458E-2,4.6382080144273599E-3,0,0,2.921010137871792E-3,9.1732096774193865E-5,3.3401925135835807E-2,null,3.0522238738350957E-2,6.826750646951615E-3,0,0,4.8387321383579563E-3,5.5155361330150001E-5,6.6968795510084374E-5,4.2242876884990677E-2]
[2004,3,6,15,2.386748352791428E-2,4.3755777052480824E-3,0,0,2.6377731167426103E-3,9.1732096774193865E-5,3.0972566446679169E-2,null,2.8289765087579095E-2,6.4401979896490961E-3,0,0,4.3695423676202629E-3,5.5155361330150001E-5,6.3176806143615938E-5,3.9154660806178604E-2]
[2004,3,6,16,2.4344658076603867E-2,4.5118134284560006E-3,0,0,2.9678629484912039E-3,9.1732096774193865E-5,3.1916066550325264E-2,null,2.8855352820044144E-2,6.6407166616566093E-3,0,0,4.9163450838172022E-3,5.5155361330150001E-5,6.5143846487710096E-5,4.0467569926848107E-2]
[2004,3,6,17,2.591955519672386E-2,4.57923813053165E-3,0,0,3.145038052994232E-3,9.1732096774193865E-5,3.3735563477023937E-2,null,3.0722054414839082E-2,6.7399557701838036E-3,0,0,5.2098404268016499E-3,5.5155361330150001E-5,6.6117358471559745E-5,4.272700597315468E-2]
[2004,3,6,18,2.7555637277332547E-2,4.4220146248336711E-3,3.2685067000000459E-4,3.2674000000000717E-5,2.9810568129199238E-3,9.1732096774193865E-5,3.5409965481860345E-2,null,3.2661277612386713E-2,6.5085462115997451E-3,2.2372726476103952E-4,2.4284432516604512E-5,4.9382010763769878E-3,5.5155361330150001E-5,6.3847285898334196E-5,4.4411191958971238E-2]
[2004,3,6,19,2.8959277379581733E-2,4.6145409704205949E-3,3.2685067000000459E-4,3.2674000000000717E-5,2.8179843966736995E-3,9.1732096774193865E-5,3.6843059513450224E-2,null,3.4324990869533979E-2,6.7919162868966014E-3,2.2372726476103952E-4,2.4284432516604512E-5,4.6680672171548511E-3,5.5155361330150001E-5,6.6627078746738023E-5,4.6088141432193225E-2]
[2004,3,6,20,3.0083546867560814E-2,4.7696809139918675E-3,3.2685067000000459E-4,3.2674000000000717E-5,2.8320113397921937E-3,9.1732096774193865E-5,3.8136495888119085E-2,null,3.5657570388144016E-2,7.020259152686328E-3,2.2372726476103952E-4,2.4284432516604512E-5,4.6913032270510125E-3,5.5155361330150001E-5,6.8867067795127723E-5,4.7672299826489149E-2]
[2004,3,6,21,2.9299885706453786E-2,4.8995804709307932E-3,3.2685067000000459E-4,3.2674000000000717E-5,2.9899696901025427E-3,9.1732096774193865E-5,3.764069263426132E-2,null,3.4728708737101134E-2,7.2114519326593541E-3,2.2372726476103952E-4,2.4284432516604512E-5,4.9529654980096345E-3,5.5155361330150001E-5,7.0742623362802587E-5,4.7196293226377917E-2]
[2004,3,6,22,2.7242955967230562E-2,4.472607801272419E-3,3.2685067000000459E-4,3.2674000000000717E-5,2.558798273399538E-3,9.1732096774193865E-5,3.4725618808676723E-2,null,3.2290661212894235E-2,6.5830118239461983E-3,2.2372726476103952E-4,2.4284432516604512E-5,4.2387184079046257E-3,5.5155361330150001E-5,6.457777579369746E-5,4.3415558503352852E-2]
[2004,3,6,23,2.4677041024804912E-2,4.391027359350705E-3,3.2685067000000459E-4,3.2674000000000717E-5,2.9802246551971527E-3,9.1732096774193865E-5,3.2499549806126966E-2,null,2.9249321271419725E-2,6.46293757696648E-3,2.2372726476103952E-4,2.4284432516604512E-5,4.9368225846473119E-3,5.5155361330150001E-5,6.3399876071286649E-5,4.0952248491641308E-2]
[2004,3,6,24,2.1784868195931249E-2,3.8571054719937652E-3,3.2685067000000459E-4,3.2674000000000717E-5,2.8674149284762173E-3,9.1732096774193865E-5,2.8960645363175431E-2,null,2.5821272821074152E-2,5.677084165778834E-3,2.2372726476103952E-4,2.4284432516604512E-5,4.7499502273327049E-3,5.5155361330150001E-5,5.5690841551587622E-5,3.6551474272793483E-2]
[2004,3,7,1,2.0535844050939625E-2,3.897717279938569E-3,3.2685067000000459E-4,3.2674000000000717E-5,3.2696574465903142E-3,9.1732096774193865E-5,2.8154475544242705E-2,null,2.434082350561944E-2,5.7368586919101924E-3,2.2372726476103952E-4,2.4284432516604512E-5,5.4162758160657834E-3,5.5155361330150001E-5,5.6277215395341622E-5,3.5797125072203208E-2]
[2004,3,7,2,1.9218757171952795E-2,3.9314305713370199E-3,3.2685067000000459E-4,3.2674000000000717E-5,3.4327309137402954E-3,9.1732096774193865E-5,2.7034175423804308E-2,null,2.2779700467118438E-2,5.786479630244425E-3,2.2372726476103952E-4,2.4284432516604512E-5,5.6864114161383587E-3,5.5155361330150001E-5,5.6763984964669252E-5,3.4555758572109019E-2]
[2004,3,7,3,1.8491784579569591E-2,4.1032775052996292E-3,3.2685067000000459E-4,3.2674000000000717E-5,3.7567539606380815E-3,9.1732096774193865E-5,2.68030728122815E-2,null,2.1918030914080875E-2,6.0394126949014516E-3,2.2372726476103952E-4,2.4284432516604512E-5,6.2231643394730606E-3,5.5155361330150001E-5,5.9245197998621072E-5,3.4483775007063178E-2]
[2004,3,7,4,1.8176502851477799E-2,3.9099322158964757E-3,3.2685067000000459E-4,3.2674000000000717E-5,3.4550000944366189E-3,9.1732096774193865E-5,2.5992691928585089E-2,null,2.1544332278709818E-2,5.7548372564104758E-3,2.2372726476103952E-4,2.4284432516604512E-5,5.723300915059684E-3,5.5155361330150001E-5,5.6453580824789662E-5,3.3325637508787767E-2]
[2004,3,7,5,1.8518650636627637E-2,4.0538702139409225E-3,3.2685067000000459E-4,3.2674000000000717E-5,3.6591550642716569E-3,9.1732096774193865E-5,2.6682932681614414E-2,null,2.1949874842751141E-2,5.9666925285790226E-3,2.2372726476103952E-4,2.4284432516604512E-5,6.0614891332169936E-3,5.5155361330150001E-5,5.8531830512424599E-5,3.4281223563154953E-2]
[2004,3,7,6,1.9341540820812096E-2,4.0046909119128386E-3,3.2685067000000459E-4,3.2674000000000717E-5,3.5167611638671514E-3,9.1732096774193865E-5,2.7314249663366284E-2,null,2.2925234057987492E-2,5.8943079285583835E-3,2.2372726476103952E-4,2.4284432516604512E-5,5.8256097936487221E-3,5.5155361330150001E-5,5.7821754851608406E-5,3.4948318838802395E-2]
[2004,3,7,7,2.0106790350692537E-2,3.9017715791536318E-3,3.2685067000000459E-4,3.2674000000000717E-5,3.2033779586331476E-3,9.1732096774193865E-5,2.7663196655253516E-2,null,2.3832272682666071E-2,5.7428260158644594E-3,2.2372726476103952E-4,2.4284432516604512E-5,5.306482055224571E-3,5.5155361330150001E-5,5.6335753419989437E-5,3.5184747812362895E-2]
[2004,3,7,8,2.1713854080745287E-2,3.8249303870963873E-3,0,0,2.9218829509525396E-3,9.1732096774193865E-5,2.8552399515568407E-2,null,2.5737100870807023E-2,5.6297272380697577E-3,0,0,4.8401779767855042E-3,5.5155361330150001E-5,5.5226281386474345E-5,3.626216144699243E-2]
[2004,3,7,9,2.4049071209264871E-2,3.9500377671935006E-3,0,0,2.8751037465405741E-3,9.1732096774193865E-5,3.0965944819773137E-2,null,2.8504998203470779E-2,5.8138666482384568E-3,0,0,4.7626869619956987E-3,5.5155361330150001E-5,5.7032645078759146E-5,3.9136707175035083E-2]
[2004,3,7,10,2.6739840141380609E-2,4.0983857605409102E-3,0,0,2.8742374176846767E-3,9.1732096774193865E-5,3.3804195416380398E-2,null,3.1694325679301333E-2,6.0322127759688746E-3,0,0,4.76125186486164E-3,5.5155361330150001E-5,5.9174568511238187E-5,4.2542945681461997E-2]
[2004,3,7,11,2.5825652583893886E-2,3.818469384228502E-3,0,0,2.3060070991997787E-3,9.1732096774193865E-5,3.2041861164096359E-2,null,3.0610753076557525E-2,5.6202176051746624E-3,0,0,3.8199630044109495E-3,5.5155361330150001E-5,5.5132994156038891E-5,4.010608904747328E-2]
[2004,3,7,12,2.5206078412460451E-2,4.0133383671000127E-3,0,0,2.4636455971968414E-3,9.1732096774193865E-5,3.1774794473531501E-2,null,2.9876381237830419E-2,5.9070356932705093E-3,0,0,4.0810954313790426E-3,5.5155361330150001E-5,5.7946611187570739E-5,3.9919667723810122E-2]
[2004,3,7,13,2.5131382326391789E-2,4.023778099102788E-3,0,0,2.3832745471035373E-3,9.1732096774193865E-5,3.1630167069372314E-2,null,2.9787845103496333E-2,5.9224014222292497E-3,0,0,3.9479586174947226E-3,5.5155361330150001E-5,5.8097345323577408E-5,3.9713360504550453E-2]
[2004,3,7,14,2.4393149441725923E-2,4.1919172227631897E-3,0,0,2.7077288636144117E-3,9.1732096774193865E-5,3.1384527624877721E-2,null,2.8912828897338788E-2,6.1698771429507231E-3,0,0,4.4854259505844925E-3,5.5155361330150001E-5,6.0525023115223081E-5,3.9623287352204155E-2]
[2004,3,7,15,2.3696139896921143E-2,3.8800486722054021E-3,0,0,2.2932726634957595E-3,9.1732096774193865E-5,2.99611933293965E-2,null,2.8086674088715326E-2,5.7108531356915111E-3,0,0,3.7988680679346986E-3,5.5155361330150001E-5,5.6022107091757615E-5,3.7651550653671678E-2]
[2004,3,7,16,2.5521075547959925E-2,4.2867369378346591E-3,0,0,2.96341461531776E-3,9.1732096774193865E-5,3.2862959197886545E-2,null,3.0249742549931811E-2,6.3094376260498918E-3,0,0,4.9089762998443575E-3,5.5155361330150001E-5,6.189407816605173E-5,4.1523311837156213E-2]
[2004,3,7,17,2.795478723589746E-2,4.2200895054405581E-3,0,0,2.9754611121570991E-3,9.1732096774193865E-5,{"$f":"SUM(E1603:J1603)","v":3.5242069950269315E-2},null,{"$f":"E1603*W$5","v":3.3134383985302482E-2},6.2113425426041213E-3,{"$f":"G1603*Y$5","v":0},{"$f":"H1603*Z$5","v":0},{"$f":"I1603*AA$5","v":4.9289316470221686E-3},{"$f":"J1603*AB$5","v":5.5155361330150001E-5},6.0931788795374636E-5,{"$f":"SUM(M1603:R1603)","v":4.4329813536258922E-2}]
[2004,3,7,18,2.9000237271284333E-2,4.1489276695505211E-3,3.2685067000000459E-4,3.2674000000000717E-5,3.0221297487189052E-3,9.1732096774193865E-5,3.6622551456327965E-2,null,3.4373540005974111E-2,{"$f":"(F1604*X$5)-S1604","v":6.10660293030354E-3},2.2372726476103952E-4,2.4284432516604512E-5,5.0062395031836961E-3,5.5155361330150001E-5,{"$f":"(F1604*$AC$7)*$AC$5","v":5.9904318181504284E-5},4.578954949806914E-2]
[2004,3,7,19,3.0719226622133892E-2,4.0193478599870602E-3,3.2685067000000459E-4,3.2674000000000717E-5,3.0297643298520115E-3,9.1732096774193865E-5,3.8219595578747163E-2,null,3.6411031929523947E-2,5.915880770793313E-3,2.2372726476103952E-4,2.4284432516604512E-5,5.0188863929060915E-3,5.5155361330150001E-5,5.8033379288315719E-5,4.7648966151831139E-2]
[2004,3,7,20,3.2526715930945971E-2,4.2066689475653866E-3,3.2685067000000459E-4,3.2674000000000717E-5,3.1370470682683389E-3,9.1732096774193865E-5,4.0321688713553898E-2,null,3.8553421506741049E-2,6.1915894823981552E-3,2.2372726476103952E-4,2.4284432516604512E-5,5.1966031449076277E-3,5.5155361330150001E-5,6.0738015986311742E-5,5.0244781192654624E-2]
[2004,3,7,21,3.2214119229266286E-2,4.0853573385257781E-3,3.2685067000000459E-4,3.2674000000000717E-5,2.8990835473246676E-3,9.1732096774193865E-5,3.9649816881890933E-2,null,3.8182905392324225E-2,6.0130368812819817E-3,2.2372726476103952E-4,2.4284432516604512E-5,4.8024101492660978E-3,5.5155361330150001E-5,5.8986457558250201E-5,4.9301519481480101E-2]
[2004,3,7,22,2.96589135544746E-2,3.9321585820734639E-3,3.2685067000000459E-4,3.2674000000000717E-5,2.7095469011105388E-3,9.1732096774193865E-5,3.6751875804432808E-2,null,3.5154258982837305E-2,5.7875511535030941E-3,2.2372726476103952E-4,2.4284432516604512E-5,4.4884375787699595E-3,5.5155361330150001E-5,5.6774496352253944E-5,4.5733414773718152E-2]
[2004,3,7,23,2.6544533284974393E-2,4.2702943265216309E-3,3.2685067000000459E-4,3.2674000000000717E-5,3.3630319169688509E-3,9.1732096774193865E-5,3.4629116295239078E-2,null,3.1462831433950192E-2,6.2852365537673146E-3,2.2372726476103952E-4,2.4284432516604512E-5,5.5709531466456644E-3,5.5155361330150001E-5,6.1656671419470105E-5,4.3622188192970965E-2]
[2004,3,7,24,2.2982679630907086E-2,4.2810316982323984E-3,3.2685067000000459E-4,3.2674000000000717E-5,3.4606503865940515E-3,9.1732096774193865E-5,3.117561848250773E-2,null,2.7241020490536297E-2,6.3010403639985569E-3,2.2372726476103952E-4,2.4284432516604512E-5,5.7326607765332228E-3,5.5155361330150001E-5,6.1811703028267608E-5,3.9577888689675864E-2]
[2004,3,8,1,1.5784488169227562E-2,3.5706854728041228E-3,3.2685067000000459E-4,3.2674000000000717E-5,2.6147950282722717E-3,9.1732096774193865E-5,2.2421225437078154E-2,null,1.8709113669770325E-2,5.2555166317903492E-3,2.2372726476103952E-4,2.4284432516604512E-5,4.3314785438361841E-3,5.5155361330150001E-5,5.1555364596680541E-5,2.8599275904004653E-2]
[2004,3,8,2,1.5028907105203548E-2,3.6559494755135646E-3,3.2685067000000459E-4,3.2674000000000717E-5,2.8440665426461256E-3,9.1732096774193865E-5,2.1980179890137435E-2,null,1.7813534930567972E-2,5.3810125310358742E-3,2.2372726476103952E-4,2.4284432516604512E-5,4.7112729959769934E-3,5.5155361330150001E-5,5.2786449434630583E-5,2.8208987516188638E-2]
[2004,3,8,3,1.4913102561635833E-2,3.7962891104373888E-3,3.2685067000000459E-4,3.2674000000000717E-5,3.0484983679985355E-3,9.1732096774193865E-5,2.2209146806845954E-2,null,1.7676273567015614E-2,5.5875715492017409E-3,2.2372726476103952E-4,2.4284432516604512E-5,5.0499198327718141E-3,5.5155361330150001E-5,5.481274413377719E-5,2.8616932007596962E-2]
[2004,3,8,4,1.5302114246950814E-2,3.9121109137133202E-3,3.2685067000000459E-4,3.2674000000000717E-5,3.2157055233941706E-3,9.1732096774193865E-5,2.2881187450832504E-2,null,1.813736319889964E-2,5.7580439747560936E-3,2.2372726476103952E-4,2.4284432516604512E-5,5.3269029990013397E-3,5.5155361330150001E-5,5.6485037966884348E-5,2.9525477231264866E-2]
[2004,3,8,5,1.6781130333651122E-2,4.0140061784906256E-3,3.2685067000000459E-4,3.2674000000000717E-5,3.2922767548624931E-3,9.1732096774193865E-5,2.4538670033778437E-2,null,1.9890418463589233E-2,5.9080186120677525E-3,2.2372726476103952E-4,2.4284432516604512E-5,5.4537453107672837E-3,5.5155361330150001E-5,5.7956253386523032E-5,3.1555349445032063E-2]
[2004,3,8,6,1.8667689269637917E-2,4.2763576433386859E-3,3.2685067000000459E-4,3.2674000000000717E-5,3.4323605150638685E-3,9.1732096774193865E-5,2.6827664194814669E-2,null,2.2126528066871043E-2,6.2941608520900166E-3,2.2372726476103952E-4,2.4284432516604512E-5,5.6857978407329219E-3,5.5155361330150001E-5,6.1744216657366103E-5,3.4409653818301772E-2]
[2004,3,8,7,2.1069268878970149E-2,4.5634323731141421E-3,3.2685067000000459E-4,3.2674000000000717E-5,3.1779195572658727E-3,9.1732096774193865E-5,2.9261877576124362E-2,null,2.4973083838352745E-2,6.7166920518814122E-3,2.2372726476103952E-4,2.4284432516604512E-5,5.2643095261772051E-3,5.5155361330150001E-5,6.5889146943943347E-5,3.7257252475019154E-2]
[2004,3,8,8,2.3314070025295872E-2,4.9948006075461928E-3,0,0,3.0010021834314753E-3,9.1732096774193865E-5,3.1401604913047734E-2,null,2.7633812482979678E-2,7.3516017765689005E-3,0,0,4.9712411210021045E-3,5.5155361330150001E-5,7.2117459902604973E-5,4.0011810741880829E-2]
[2004,3,8,9,2.2433081709490779E-2,5.3298428809586407E-3,0,0,3.082261412972622E-3,9.1732096774193865E-5,3.0936918100196234E-2,null,2.6589590436282572E-2,7.8447340487007178E-3,0,0,5.1058492281158396E-3,5.5155361330150001E-5,7.6954969868867708E-5,3.9595329074429281E-2]
[2004,3,8,10,2.1957857976959913E-2,5.5616646263193775E-3,0,0,2.9521564043819095E-3,9.1732096774193865E-5,3.0563411104435396E-2,null,2.6026314976529252E-2,8.1859410935758402E-3,0,0,4.8903267695433765E-3,5.5155361330150001E-5,8.0302129593391348E-5,3.9157738200978613E-2]
[2004,3,8,11,2.0943522198093641E-2,5.6400533625867999E-3,0,0,2.9222517646568377E-3,9.1732096774193865E-5,2.9597559422111473E-2,null,2.4824038210715518E-2,8.3013176257112596E-3,0,0,4.8407889266418288E-3,5.5155361330150001E-5,8.1433945853692276E-5,3.8021300124398756E-2]
[2004,3,8,12,2.0492290523950837E-2,5.5392226919057132E-3,0,0,2.7739071572408175E-3,9.1732096774193865E-5,2.8897152469871561E-2,null,2.4289200172736131E-2,8.1529099121797535E-3,0,0,4.5950520802853249E-3,5.5155361330150001E-5,7.9978101582589643E-5,3.7092317526531353E-2]
[2004,3,8,13,2.0067751267262717E-2,5.4470044693147165E-3,0,0,2.567286316264311E-3,9.1732096774193865E-5,2.817377414961594E-2,null,2.3786000251047032E-2,8.0171784381329741E-3,0,0,4.2527790800224773E-3,5.5155361330150001E-5,7.8646608197258512E-5,3.6111113130532634E-2]
[2004,3,8,14,1.9232188916646561E-2,5.6732791334537652E-3,0,0,2.8854671237719901E-3,9.1732096774193865E-5,2.7882667270646509E-2,null,2.2795620909743172E-2,8.35022100651177E-3,0,0,4.7798541761116062E-3,5.5155361330150001E-5,8.1913676354768009E-5,3.5980851453696693E-2]
[2004,3,8,15,1.9275095706228592E-2,5.4745391892741272E-3,0,0,2.753572808062489E-3,9.1732096774193865E-5,2.7594939800339401E-2,null,2.2846477674618206E-2,8.0577054405252414E-3,0,0,4.5613676819992377E-3,5.5155361330150001E-5,7.9044168424107652E-5,3.5520706158472831E-2]
[2004,3,8,16,2.0416766180714561E-2,5.2572482286250373E-3,0,0,2.697109990815598E-3,9.1732096774193865E-5,2.8462856496929392E-2,null,2.4199682317783005E-2,7.7378855442261215E-3,0,0,4.4678355011647615E-3,5.5155361330150001E-5,7.5906811525789386E-5,3.646055872450403E-2]
[2004,3,8,17,2.269717715312292E-2,4.8675598916725115E-3,0,0,2.5550458634695855E-3,9.1732096774193865E-5,3.021151500503921E-2,null,2.6902618747470693E-2,7.1643224142144543E-3,0,0,4.2325024395692386E-3,5.5155361330150001E-5,7.0280294028328565E-5,3.8354598962584537E-2]
[2004,3,8,18,2.4581427796762138E-2,4.6453143285558381E-3,3.2685067000000459E-4,3.2674000000000717E-5,2.40780431443112E-3,9.1732096774193865E-5,3.2085803206523301E-2,null,2.913599236695304E-2,6.8372100818073029E-3,2.2372726476103952E-4,2.4284432516604512E-5,3.9885928391893092E-3,5.5155361330150001E-5,6.7071400071203713E-5,4.0264962346557444E-2]
[2004,3,8,19,2.5857342228115927E-2,4.3904399927435327E-3,3.2685067000000459E-4,3.2674000000000717E-5,2.1256754621243978E-3,9.1732096774193865E-5,3.2824714449758055E-2,null,3.0648314329703549E-2,6.4620730608962564E-3,2.2372726476103952E-4,2.4284432516604512E-5,3.5212387800181181E-3,5.5155361330150001E-5,6.3391395374844657E-5,4.0934793229225712E-2]
[2004,3,8,20,2.6870008426432865E-2,4.6077951373637441E-3,3.2685067000000459E-4,3.2674000000000717E-5,2.3471319101143074E-3,9.1732096774193865E-5,3.4276192240685122E-2,null,3.1848612167094427E-2,6.7819874264311289E-3,2.2372726476103952E-4,2.4284432516604512E-5,3.8880873637467945E-3,5.5155361330150001E-5,6.6529678993832553E-5,4.2821854015880144E-2]
[2004,3,8,21,2.6175074632952766E-2,4.5287825064386587E-3,3.2685067000000459E-4,3.2674000000000717E-5,2.3234079971586673E-3,9.1732096774193865E-5,3.3478521903324288E-2,null,3.1024917714934049E-2,6.6656926143814433E-3,2.2372726476103952E-4,2.4284432516604512E-5,3.8487880615712465E-3,5.5155361330150001E-5,6.5388854626603513E-5,4.184256544949453E-2]
[2004,3,8,22,2.3422658069268461E-2,4.0150632638700319E-3,3.2685067000000459E-4,3.2674000000000717E-5,2.007792652173079E-3,9.1732096774193865E-5,2.9896770752085768E-2,null,2.776252023935925E-2,5.9095744841362969E-3,2.2372726476103952E-4,2.4284432516604512E-5,3.3259627233978638E-3,5.5155361330150001E-5,5.7971516120404306E-5,3.7301224505501204E-2]
[2004,3,8,23,1.9637216397928973E-2,3.6814410600001686E-3,3.2685067000000459E-4,3.2674000000000717E-5,1.7947153813958412E-3,9.1732096774193865E-5,2.556462960609918E-2,null,2.3275693820910888E-2,5.4185323426407944E-3,2.2372726476103952E-4,2.4284432516604512E-5,2.9729944728957925E-3,5.5155361330150001E-5,5.3154509837139757E-5,3.1970387695055266E-2]
[2004,3,8,24,1.6867614813807854E-2,3.796951210807256E-3,3.2685067000000459E-4,3.2674000000000717E-5,2.3354173624571088E-3,9.1732096774193865E-5,2.3451240153846416E-2,null,1.999292720207831E-2,5.5885460622279526E-3,2.2372726476103952E-4,2.4284432516604512E-5,3.8686818993492931E-3,5.5155361330150001E-5,5.4822303874120634E-5,2.9753322222263349E-2]
[2004,3,9,1,1.7653290791350865E-2,4.1327610406961248E-3,3.2685067000000459E-4,3.2674000000000717E-5,3.0613567049703637E-3,9.1732096774193865E-5,2.5298665303791552E-2,null,2.0924176984387814E-2,6.0828080630514715E-3,2.2372726476103952E-4,2.4284432516604512E-5,5.0712200150425787E-3,5.5155361330150001E-5,5.9670896209382764E-5,3.2381372121089658E-2]
[2004,3,9,2,1.7243494193515889E-2,4.0395259822845336E-3,3.2685067000000459E-4,3.2674000000000717E-5,3.0446599740396999E-3,9.1732096774193865E-5,2.4778936916614321E-2,null,2.0438451311931314E-2,5.9455799582855649E-3,2.2372726476103952E-4,2.4284432516604512E-5,5.0435614295716701E-3,5.5155361330150001E-5,5.8324721233677733E-5,3.1730759758396343E-2]
[2004,3,9,3,1.6658109514073732E-2,4.0858230044425355E-3,3.2685067000000459E-4,3.2674000000000717E-5,3.2043132310943558E-3,9.1732096774193865E-5,2.439950251638482E-2,null,1.9744603757876521E-2,6.0137222720813158E-3,2.2372726476103952E-4,2.4284432516604512E-5,5.3080313593017788E-3,5.5155361330150001E-5,5.8993181078510241E-5,3.1369524447867406E-2]
[2004,3,9,4,1.7038436339547904E-2,4.1333366077089245E-3,3.2685067000000459E-4,3.2674000000000717E-5,3.3136440755718644E-3,9.1732096774193865E-5,2.4936673789602889E-2,null,2.0195399357529301E-2,6.0836552118780814E-3,2.2372726476103952E-4,2.4284432516604512E-5,5.4891408542768888E-3,5.5155361330150001E-5,5.967920653730738E-5,3.207136248229206E-2]
[2004,3,9,5,1.7926383715971207E-2,4.1606189681666367E-3,3.2685067000000459E-4,3.2674000000000717E-5,3.2990283282914386E-3,9.1732096774193865E-5,2.583728777920348E-2,null,2.1247869872896723E-2,6.1238107787102963E-3,2.2372726476103952E-4,2.4284432516604512E-5,5.4649294743932706E-3,5.5155361330150001E-5,6.0073123069908288E-5,3.3139777184608081E-2]
[2004,3,9,6,1.9593538617431985E-2,4.3686889060476431E-3,3.2685067000000459E-4,3.2674000000000717E-5,3.2875506500262578E-3,9.1732096774193865E-5,2.7701034940280082E-2,null,2.3223923212234796E-2,6.430058704336313E-3,2.2372726476103952E-4,2.4284432516604512E-5,5.4459163905373111E-3,5.5155361330150001E-5,6.3077342173149481E-5,3.5403065365716212E-2]
[2004,3,9,7,2.2956582771725246E-2,4.7447588325174074E-3,3.2685067000000459E-4,3.2674000000000717E-5,3.2068684076612167E-3,9.1732096774193865E-5,3.1359466778678069E-2,null,2.7210088280405539E-2,6.9835775646031857E-3,2.2372726476103952E-4,2.4284432516604512E-5,5.3122640782550436E-3,5.5155361330150001E-5,6.8507230165431663E-5,3.9809096981871565E-2]
[2004,3,9,8,2.5176070958574975E-2,5.3795466146170558E-3,0,0,3.1392004801813495E-3,9.1732096774193865E-5,3.3786550150147573E-2,null,2.9840813859296204E-2,7.9178905338891884E-3,0,0,5.2001703298672113E-3,5.5155361330150001E-5,7.7672617539068002E-5,4.3014030084382752E-2]
[2004,3,9,9,2.3653268507969779E-2,5.6858454236199214E-3,0,0,3.1788723055580109E-3,9.1732096774193865E-5,3.2609718333921907E-2,null,2.8035859283669209E-2,8.3687167120201789E-3,0,0,5.2658877794400623E-3,5.5155361330150001E-5,8.2095114814155774E-5,4.1725619136459599E-2]
[2004,3,9,10,2.2362242517158425E-2,6.1836658006726468E-3,0,0,3.4661605207688346E-3,9.1732096774193865E-5,3.2103800935374106E-2,null,2.6505625819412414E-2,9.1014340827243849E-3,0,0,5.7417884625253065E-3,5.5155361330150001E-5,8.9282897450875892E-5,4.1404003725992254E-2]
[2004,3,9,11,2.143850458806695E-2,6.1520039816234436E-3,0,0,3.2999704612381529E-3,9.1732096774193865E-5,3.0982211127702736E-2,null,2.5410733306512112E-2,9.0548326058166057E-3,0,0,5.4664901430498992E-3,5.5155361330150001E-5,8.8825748077931012E-5,3.9987211416708759E-2]
[2004,3,9,12,2.1105776610612047E-2,6.1510228977994241E-3,0,0,3.3065788885640055E-3,9.1732096774193865E-5,3.0655110493749669E-2,null,2.5016355897211476E-2,9.053388596705866E-3,0,0,5.4774371812922598E-3,5.5155361330150001E-5,8.8811582692983925E-5,3.9602337036539752E-2]
[2004,3,9,13,2.0396274926729137E-2,6.1406304945161288E-3,0,0,3.2806876168403063E-3,9.1732096774193865E-5,2.9909325134859766E-2,null,2.4175394346203614E-2,9.0380925285655552E-3,0,0,5.4345475908152818E-3,5.5155361330150001E-5,8.8661531912990335E-5,3.8703189826914598E-2]
[2004,3,9,14,1.9564195141036512E-2,6.1457147961670325E-3,0,0,3.3073757398900216E-3,9.1732096774193865E-5,2.9109017773867759E-2,null,2.3189142836117223E-2,9.0455758625334667E-3,0,0,5.478757187022708E-3,5.5155361330150001E-5,8.8734941634268871E-5,3.7768631247003547E-2]
[2004,3,9,15,1.9227456396997938E-2,6.0031999038403071E-3,0,0,3.2843494697636761E-3,9.1732096774193865E-5,2.8606737867376116E-2,null,2.2790011526207816E-2,8.8358151897983458E-3,0,0,5.4406135490249171E-3,5.5155361330150001E-5,8.6677239467465873E-5,3.7121595626361227E-2]
[2004,3,9,16,2.0917622829067666E-2,5.8949884414735403E-3,0,0,3.4098576930605773E-3,9.1732096774193865E-5,3.0314201060375977E-2,null,2.4793340082661739E-2,8.676544051371169E-3,0,0,5.6485213086800729E-3,5.5155361330150001E-5,8.5114827589312562E-5,3.9173560804043127E-2]
[2004,3,9,17,2.3013616937880916E-2,5.4597221094553425E-3,0,0,3.1534810956871961E-3,9.1732096774193865E-5,3.1718552239797651E-2,null,2.7277690009788646E-2,8.0358969082377323E-3,0,0,5.2238265549202391E-3,5.5155361330150001E-5,7.8830231924202027E-5,4.0592568834276768E-2]
[2004,3,9,18,2.5674087131617767E-2,5.36662004047005E-3,3.2685067000000459E-4,3.2674000000000717E-5,3.1624953672674452E-3,9.1732096774193865E-5,3.4654459306129468E-2,null,3.0431104852006775E-2,7.8988645440788013E-3,2.2372726476103952E-4,2.4284432516604512E-5,5.2387589391094357E-3,5.5155361330150001E-5,7.7485977117162797E-5,4.3871895393802804E-2]
[2004,3,9,19,2.7129520122001961E-2,5.1654006290665347E-3,3.2685067000000459E-4,3.2674000000000717E-5,2.690415310741667E-3,9.1732096774193865E-5,3.5436592828584371E-2,null,3.2156207431444053E-2,7.6026995720237991E-3,2.2372726476103952E-4,2.4284432516604512E-5,4.4567455829170426E-3,5.5155361330150001E-5,7.4580669383437698E-5,4.4518819644992685E-2]
[2004,3,9,20,2.7547030313928317E-2,5.5913978006123443E-3,3.2685067000000459E-4,3.2674000000000717E-5,3.3566544495497942E-3,9.1732096774193865E-5,3.6946339330864657E-2,null,3.2651075909616571E-2,8.2297038929606565E-3,2.2372726476103952E-4,2.4284432516604512E-5,5.5603886997230654E-3,5.5155361330150001E-5,8.0731432216925631E-5,4.6744335560908082E-2]
[2004,3,9,21,2.7549454428957287E-2,5.258730492140937E-3,3.2685067000000459E-4,3.2674000000000717E-5,2.9854513030596564E-3,9.1732096774193865E-5,3.624489299093208E-2,null,3.2653949176278077E-2,7.7400672151181219E-3,2.2372726476103952E-4,2.4284432516604512E-5,4.9454806679111391E-3,5.5155361330150001E-5,7.5928213196861405E-5,4.5642664117915129E-2]
[2004,3,9,22,2.544872207169285E-2,4.6206189852292193E-3,3.2685067000000459E-4,3.2674000000000717E-5,2.5390666504408453E-3,9.1732096774193865E-5,3.3059664474137114E-2,null,3.0163983075353295E-2,6.8008622184714445E-3,2.2372726476103952E-4,2.4284432516604512E-5,4.2060324418703721E-3,5.5155361330150001E-5,6.6714836201677507E-5,4.1474044794302903E-2]
[2004,3,9,23,2.2201440628596095E-2,4.3584900377834522E-3,3.2685067000000459E-4,3.2674000000000717E-5,2.5085222642951439E-3,9.1732096774193865E-5,2.9519709697448888E-2,null,2.631502978746179E-2,6.415047490888324E-3,2.2372726476103952E-4,2.4284432516604512E-5,4.1554348417547817E-3,5.5155361330150001E-5,6.2930085749743198E-5,3.7188679178712693E-2]
[2004,3,9,24,1.9503939787206659E-2,4.1413662746588751E-3,3.2685067000000459E-4,3.2674000000000717E-5,2.8245192844029983E-3,9.1732096774193865E-5,2.692108211304273E-2,null,2.3117723081993509E-2,6.0954736844163696E-3,2.2372726476103952E-4,2.4284432516604512E-5,4.6788924350705131E-3,5.5155361330150001E-5,5.9795142933931393E-5,3.419525626008818E-2]
[2004,3,10,1,1.9706203837973408E-2,4.417955583720861E-3,3.2685067000000459E-4,3.2674000000000717E-5,3.2438472166990179E-3,9.1732096774193865E-5,2.7819263405167483E-2,null,2.3357463583968143E-2,6.5025719082790045E-3,2.2372726476103952E-4,2.4284432516604512E-5,5.3735204735716911E-3,5.5155361330150001E-5,6.3788679407766002E-5,3.5536723024426627E-2]
[2004,3,10,2,1.9265220088919063E-2,4.3183122320801966E-3,3.2685067000000459E-4,3.2674000000000717E-5,3.2129648175415236E-3,9.1732096774193865E-5,2.7247753905314979E-2,null,2.2834772255676376E-2,6.3559117513474015E-3,2.2372726476103952E-4,2.4284432516604512E-5,5.3223629457782957E-3,5.5155361330150001E-5,6.2349978250076128E-5,3.4816214011409864E-2]
[2004,3,10,3,1.8621793735421648E-2,4.3720336908834798E-3,3.2685067000000459E-4,3.2674000000000717E-5,3.3854286488845787E-3,9.1732096774193865E-5,2.6830512841963902E-2,null,2.2072128788454087E-2,6.4349817289119536E-3,2.2372726476103952E-4,2.4284432516604512E-5,5.608053937604841E-3,5.5155361330150001E-5,6.3125635869982309E-5,3.4418331513578676E-2]
[2004,3,10,4,1.905229629712301E-2,4.4184864141052216E-3,3.2685067000000459E-4,3.2674000000000717E-5,3.4991664141021087E-3,9.1732096774193865E-5,2.7421205892104537E-2,null,2.2582396924845122E-2,6.5033532114587202E-3,2.2372726476103952E-4,2.4284432516604512E-5,5.7964636157390118E-3,5.5155361330150001E-5,6.3796343805600306E-5,3.5185380810650646E-2]
[2004,3,10,5,2.0045394926962227E-2,4.4311597543042636E-3,3.2685067000000459E-4,3.2674000000000717E-5,3.4837409404880034E-3,9.1732096774193865E-5,2.8411552388528691E-2,null,2.3759501621035236E-2,6.5220064786545269E-3,2.2372726476103952E-4,2.4284432516604512E-5,5.7709109023272248E-3,5.5155361330150001E-5,6.3979327907559373E-5,3.6355586060624778E-2]
[2004,3,10,6,2.1905603428184799E-2,4.6052937273681821E-3,3.2685067000000459E-4,3.2674000000000717E-5,3.4988345615646001E-3,9.1732096774193865E-5,3.0460988483891779E-2,null,2.5964378454906581E-2,6.7783057238743703E-3,2.2372726476103952E-4,2.4284432516604512E-5,5.7959138930531442E-3,5.5155361330150001E-5,6.6493562369921208E-5,3.8841765130441887E-2]
[2004,3,10,7,2.5606097119746308E-2,4.9757748684889297E-3,3.2685067000000459E-4,3.2674000000000717E-5,3.450796049934412E-3,9.1732096774193865E-5,3.4483924804943847E-2,null,3.0350517325387315E-2,7.3235987253875189E-3,2.2372726476103952E-4,2.4284432516604512E-5,5.7163368018646726E-3,5.5155361330150001E-5,7.1842756649885225E-5,4.3693619911247303E-2]
[2004,3,10,8,2.8161981317241236E-2,5.4685978504976545E-3,0,0,3.4305171600077056E-3,9.1732096774193865E-5,3.7152828424520792E-2,null,3.3379967977510826E-2,8.0489606756915227E-3,0,0,5.6827442733258741E-3,5.5155361330150001E-5,7.8958384366915708E-5,4.716682828785837E-2]
[2004,3,10,9,2.6480354791684542E-2,5.8421214022003169E-3,0,0,3.4445340506679472E-3,9.1732096774193865E-5,{"$f":"SUM(E1667:J1667)","v":3.5858742341327E-2},null,{"$f":"E1667*W$5","v":3.1386761642314166E-2},8.5987316519621146E-3,{"$f":"G1667*Y$5","v":0},{"$f":"H1667*Z$5","v":0},{"$f":"I1667*AA$5","v":5.7059636310536005E-3},{"$f":"J1667*AB$5","v":5.5155361330150001E-5},8.4351506511150614E-5,{"$f":"SUM(M1667:R1667)","v":4.5746612286660028E-2}]
[2004,3,10,10,2.5138550532975121E-2,6.2908289026835399E-3,0,0,3.7813095532563189E-3,9.1732096774193865E-5,3.5302421085689178E-2,null,2.9796341469697004E-2,{"$f":"(F1668*X$5)-S1668","v":9.2591621910167697E-3},0,0,6.2638413414587025E-3,5.5155361330150001E-5,{"$f":"(F1668*$AC$7)*$AC$5","v":9.0830172571454938E-5},4.5374500363502622E-2]
[2004,3,10,11,2.4080264975907775E-2,6.287300449764565E-3,0,0,3.6097858352445375E-3,9.1732096774193865E-5,3.4069083357691071E-2,null,2.8541971700466906E-2,9.2539688344074021E-3,0,0,5.9797076727412949E-3,5.5155361330150001E-5,9.0779226981851628E-5,4.3830803568945753E-2]
[2004,3,10,12,2.3704449291611432E-2,6.295296830826024E-3,0,0,3.617914725992738E-3,9.1732096774193865E-5,3.3709392945204392E-2,null,2.809652308781627E-2,9.2657383150807106E-3,0,0,5.9931733996836795E-3,5.5155361330150001E-5,9.0894682779965868E-5,4.3410590163910807E-2]
[2004,3,10,13,2.2905573198263793E-2,6.2958932639569105E-3,0,0,3.5961021722435956E-3,9.1732096774193865E-5,3.2889300731238497E-2,null,2.7149627409080147E-2,9.266616175722036E-3,0,0,5.9570403156258009E-3,5.5155361330150001E-5,9.0903294383467385E-5,4.2428439261758127E-2]
[2004,3,10,14,2.2003647699053951E-2,6.2870187910587403E-3,0,0,3.6268557714962488E-3,9.1732096774193865E-5,3.2009254358383137E-2,null,2.6080588837447637E-2,9.2535542747873446E-3,0,0,6.0079844829002129E-3,5.5155361330150001E-5,9.0775160250860837E-5,4.1397282956465345E-2]
[2004,3,10,15,2.1597255033830032E-2,6.1597902000565495E-3,0,0,3.6081530241213735E-3,9.1732096774193865E-5,3.1456930354782149E-2,null,2.5598897794525004E-2,9.0662927584359305E-3,0,0,5.9770028770423393E-3,5.5155361330150001E-5,8.8938169441617497E-5,4.0697348791333417E-2]
[2004,3,10,16,2.3389319987138692E-2,6.1029822410976035E-3,0,0,3.7504802067379497E-3,9.1732096774193865E-5,3.333451453174844E-2,null,2.7723005117841787E-2,8.98267991283507E-3,0,0,6.2127716967940345E-3,5.5155361330150001E-5,8.8117947369853298E-5,4.2973612088801044E-2]
[2004,3,10,17,2.5557461198014848E-2,5.7685905252200607E-3,0,0,3.4610027396297922E-3,9.1732096774193865E-5,3.48787865596389E-2,null,3.029286990734294E-2,8.4905051643974199E-3,0,0,5.733244458847769E-3,5.5155361330150001E-5,8.3289830482639006E-5,4.4571774891918277E-2]
[2004,3,10,18,2.8525513199228074E-2,5.616696367429768E-3,3.2685067000000459E-4,3.2674000000000717E-5,3.513741103034929E-3,9.1732096774193865E-5,3.8107207436466971E-2,null,3.3810856786179122E-2,8.2669396113352073E-3,2.2372726476103952E-4,2.4284432516604512E-5,5.8206069813615605E-3,5.5155361330150001E-5,8.1096705732607618E-5,4.820157043748368E-2]
[2004,3,10,19,3.0045673289950024E-2,5.4332758788516273E-3,3.2685067000000459E-4,3.2674000000000717E-5,3.0370642892619693E-3,9.1732096774193865E-5,3.896727022483782E-2,null,3.5612679412839382E-2,7.9969719998848176E-3,2.2372726476103952E-4,2.4284432516604512E-5,5.0309789727118592E-3,5.5155361330150001E-5,7.8448387857742781E-5,4.8943797444043854E-2]
[2004,3,10,20,3.0571476658542776E-2,5.8783655788040724E-3,3.2685067000000459E-4,3.2674000000000717E-5,3.7263389898876571E-3,9.1732096774193865E-5,4.0627437994008711E-2,null,3.6235906145659781E-2,8.652077675967134E-3,2.2372726476103952E-4,2.4284432516604512E-5,6.1727811194529749E-3,5.5155361330150001E-5,8.4874818282390348E-5,5.1363931999687681E-2]
[2004,3,10,21,3.0515555518709721E-2,5.5605849468466422E-3,3.2685067000000459E-4,3.2674000000000717E-5,3.3287046603065807E-3,9.1732096774193865E-5,3.985610189263715E-2,null,3.6169623669442437E-2,8.1843519663706617E-3,2.2372726476103952E-4,2.4284432516604512E-5,5.5140891194107545E-3,5.5155361330150001E-5,8.0286540634551826E-5,5.0171231813831645E-2]
[2004,3,10,22,2.8166131723871224E-2,4.9454207711545585E-3,3.2685067000000459E-4,3.2674000000000717E-5,2.7907083782269851E-3,9.1732096774193865E-5,3.6353517640026971E-2,null,3.3384887391341905E-2,7.278922019864506E-3,2.2372726476103952E-4,2.4284432516604512E-5,4.6228837563536095E-3,5.5155361330150001E-5,7.1404488825122805E-5,4.5589860226167817E-2]
[2004,3,10,23,2.4635268856062556E-2,4.6379543499869159E-3,3.2685067000000459E-4,3.2674000000000717E-5,2.7363872434133523E-3,9.1732096774193865E-5,3.2460867216237026E-2,null,2.9199809355362975E-2,6.8263772907162928E-3,2.2372726476103952E-4,2.4284432516604512E-5,4.5328993302788997E-3,5.5155361330150001E-5,6.6965132974469889E-5,4.0862253034965962E-2]
[2004,3,10,24,2.1688342481988178E-2,4.4475607043626434E-3,3.2685067000000459E-4,3.2674000000000717E-5,3.0161673044576064E-3,9.1732096774193865E-5,2.9603327257582624E-2,null,2.5706862360953098E-2,6.5461462317818967E-3,2.2372726476103952E-4,2.4284432516604512E-5,4.9963625533243801E-3,5.5155361330150001E-5,6.421613312785444E-5,3.7552538204667169E-2]
[2004,3,11,1,2.1508538454513636E-2,4.5653045322219393E-3,3.2685067000000459E-4,3.2674000000000717E-5,3.4178156283085808E-3,9.1732096774193865E-5,2.9942915381818352E-2,null,2.5493743382862831E-2,6.7194475909518022E-3,2.2372726476103952E-4,2.4284432516604512E-5,5.6617038432218878E-3,5.5155361330150001E-5,6.5916178124964645E-5,3.8178061875644313E-2]
[2004,3,11,2,2.1042593621379606E-2,4.4585802039944882E-3,3.2685067000000459E-4,3.2674000000000717E-5,3.3753470339863431E-3,9.1732096774193865E-5,2.9327777626134633E-2,null,2.4941466061388341E-2,6.56236529224809E-3,2.2372726476103952E-4,2.4284432516604512E-5,5.5913534703992797E-3,5.5155361330150001E-5,6.4375238242410086E-5,3.7398351882643503E-2]
[2004,3,11,3,2.0349671593385969E-2,4.5193199080817816E-3,3.2685067000000459E-4,3.2674000000000717E-5,3.5584387118303045E-3,9.1732096774193865E-5,2.887868698007225E-2,null,2.4120156124250537E-2,6.6517650804602136E-3,2.2372726476103952E-4,2.4284432516604512E-5,5.8946497768252943E-3,5.5155361330150001E-5,6.5252228840872336E-5,3.6969738040143835E-2]
[2004,3,11,4,2.0820531071556458E-2,4.5673268186168367E-3,3.2685067000000459E-4,3.2674000000000717E-5,3.675356263825352E-3,9.1732096774193865E-5,2.9514470920772844E-2,null,2.4678258699711589E-2,6.7224240950050362E-3,2.2372726476103952E-4,2.4284432516604512E-5,6.0883268575863897E-3,5.5155361330150001E-5,6.5945376919762444E-5,3.7792176710910806E-2]
[2004,3,11,5,2.1895056932438324E-2,4.5768475088718286E-3,3.2685067000000459E-4,3.2674000000000717E-5,3.6572566433483835E-3,9.1732096774193865E-5,3.0580417851432732E-2,null,2.5951877853960695E-2,6.7364371315388706E-3,2.2372726476103952E-4,2.4284432516604512E-5,6.0583443477147192E-3,5.5155361330150001E-5,6.6082841465728932E-5,3.9049826391822078E-2]
[2004,3,11,6,2.3888195204306406E-2,4.7603809844818977E-3,3.2685067000000459E-4,3.2674000000000717E-5,3.6864737716336593E-3,9.1732096774193865E-5,3.2786306727196166E-2,null,2.8314314322483474E-2,7.0065710430540504E-3,2.2372726476103952E-4,2.4284432516604512E-5,6.1067433093586849E-3,5.5155361330150001E-5,6.8732790704562974E-5,4.1730795733504002E-2]
[2004,3,11,7,2.7863247971160365E-2,5.138610104775042E-3,3.2685067000000459E-4,3.2674000000000717E-5,3.6632282278275647E-3,9.1732096774193865E-5,3.7116343070537176E-2,null,3.3025883887557637E-2,7.5632679146961793E-3,2.2372726476103952E-4,2.4284432516604512E-5,6.0682364385916746E-3,5.5155361330150001E-5,7.4193854230407858E-5,4.6960555299453283E-2]
[2004,3,11,8,3.0601689162443772E-2,5.6407280273072574E-3,0,0,3.6548327158107698E-3,9.1732096774193865E-5,3.9988982002335992E-2,null,3.6271716566857605E-2,8.3023106315882143E-3,0,0,6.0543290463211247E-3,5.5155361330150001E-5,8.1443687004490527E-5,5.068351160609709E-2]
[2004,3,11,9,2.8844140823596591E-2,5.9969044001009324E-3,0,0,3.6633298215016873E-3,9.1732096774193865E-5,3.8596107141973403E-2,null,3.4188521261499974E-2,8.8265491469447302E-3,0,0,6.0684047312551124E-3,5.5155361330150001E-5,8.6586341797235548E-5,4.9138630501029963E-2]
[2004,3,11,10,2.7412409144631836E-2,6.4644881016395535E-3,0,0,4.0286914870717692E-3,9.1732096774193865E-5,3.7997320830117351E-2,null,3.2491511485878373E-2,9.5147626395379291E-3,0,0,6.6736361922475774E-3,5.5155361330150001E-5,9.3337552004881709E-5,4.8735065678994022E-2]
[2004,3,11,11,2.62603510291337E-2,6.4596273615524207E-3,0,0,3.8581198520078715E-3,9.1732096774193865E-5,3.666983033946819E-2,null,3.1125994529867324E-2,9.5076083548591723E-3,0,0,6.3910796746323092E-3,5.5155361330150001E-5,9.3267370178644004E-5,4.7079837920688955E-2]
[2004,3,11,12,2.5854360380865953E-2,6.4673552365892735E-3,0,0,3.8692334531720803E-3,9.1732096774193865E-5,3.6282681167401507E-2,null,3.0644779991526247E-2,9.5189826346981313E-3,0,0,6.4094896549432064E-3,5.5155361330150001E-5,9.3378949150837718E-5,4.6628407642497732E-2]
[2004,3,11,13,2.4982924231966512E-2,6.4737095682996402E-3,0,0,3.8516189818672002E-3,9.1732096774193865E-5,3.5399984878907546E-2,null,2.9611879982928475E-2,9.528335263553879E-3,0,0,6.3803108077704245E-3,5.5155361330150001E-5,9.3470696209096231E-5,4.5575681415582929E-2]
[2004,3,11,14,2.4011995346559564E-2,6.4660608700192364E-3,0,0,3.8829735907088023E-3,9.1732096774193865E-5,3.4452761904061796E-2,null,2.8461052747506568E-2,9.5170775200952712E-3,0,0,6.4322505636516007E-3,5.5155361330150001E-5,9.3360260430997162E-5,4.4465536192583588E-2]
[2004,3,11,15,2.3554435305581781E-2,6.3421029075392344E-3,0,0,3.8700034289356733E-3,9.1732096774193865E-5,3.3858273738830887E-2,null,2.791871379260227E-2,9.3346298812824104E-3,0,0,6.4107651405790654E-3,5.5155361330150001E-5,9.1570492612186888E-5,4.3719264175793894E-2]
[2004,3,11,16,2.5454130320910415E-2,6.3007712631720997E-3,0,0,4.0325561139765449E-3,9.1732096774193865E-5,3.5879189794833254E-2,null,3.0170393390865656E-2,9.273795863263979E-3,0,0,6.6800380510307596E-3,5.5155361330150001E-5,9.0973725405733784E-5,4.6179382666490548E-2]
[2004,3,11,17,2.7752591640696666E-2,5.9625004257331977E-3,0,0,3.7345229051151223E-3,9.1732096774193865E-5,3.7541347068319186E-2,null,3.2894724622668639E-2,8.7759116262595711E-3,0,0,6.1863379959305022E-3,5.5155361330150001E-5,8.6089599797523506E-5,4.7912129606188861E-2]
[2004,3,11,18,3.0915494605544602E-2,5.8432405367259219E-3,3.2685067000000459E-4,3.2674000000000717E-5,3.8062245148741728E-3,9.1732096774193865E-5,4.1016216423918901E-2,null,3.6643665384090196E-2,8.6003788511224231E-3,2.2372726476103952E-4,2.4284432516604512E-5,6.3051136478924283E-3,5.5155361330150001E-5,8.436766514201849E-5,5.1852324941712838E-2]
[2004,3,11,19,3.250315450396174E-2,5.6582393624586211E-3,3.2685067000000459E-4,3.2674000000000717E-5,3.3292800322831128E-3,9.1732096774193865E-5,4.1941930665477675E-2,null,3.8525494505818117E-2,8.3280847060156014E-3,2.2372726476103952E-4,2.4284432516604512E-5,5.51504223862053E-3,5.5155361330150001E-5,8.1696524526915661E-5,5.267178850906204E-2]
[2004,3,11,20,3.3121921564640805E-2,6.1172153914924995E-3,3.2685067000000459E-4,3.2674000000000717E-5,4.038441901526418E-3,9.1732096774193865E-5,4.3728835624433929E-2,null,3.9258909688448071E-2,9.0036289880736711E-3,2.2372726476103952E-4,2.4284432516604512E-5,6.6897880169784537E-3,5.5155361330150001E-5,8.8323452801109339E-5,5.525549375210799E-2]
[2004,3,11,21,3.3036086509239233E-2,5.7873861466136494E-3,3.2685067000000459E-4,3.2674000000000717E-5,3.6238888971068671E-3,9.1732096774193865E-5,4.2898618319733954E-2,null,3.9157170703240436E-2,8.5181695166880941E-3,2.2372726476103952E-4,2.4284432516604512E-5,6.0030697753912449E-3,5.5155361330150001E-5,8.3561211180028361E-5,5.3981577053927567E-2]
[2004,3,11,22,3.0526822525307841E-2,5.1280539724007567E-3,3.2685067000000459E-4,3.2674000000000717E-5,3.0225222714437773E-3,9.1732096774193865E-5,3.9128655535926579E-2,null,3.6182978280938374E-2,7.5477308617457077E-3,2.2372726476103952E-4,2.4284432516604512E-5,5.0068897276725642E-3,5.5155361330150001E-5,7.404143944690701E-5,4.9040765928964433E-2]
[2004,3,11,23,2.6740953046319706E-2,4.8029414524396324E-3,3.2685067000000459E-4,3.2674000000000717E-5,2.9436969674717941E-3,9.1732096774193865E-5,3.4938848233005339E-2,null,3.1695644788593068E-2,7.0692137061819779E-3,2.2372726476103952E-4,2.4284432516604512E-5,4.8763134839615568E-3,5.5155361330150001E-5,6.9347300288136911E-5,4.3944339037344397E-2]
[2004,3,11,24,2.3616590191898181E-2,4.5932674382569297E-3,3.2685067000000459E-4,3.2674000000000717E-5,3.2020577064194255E-3,9.1732096774193865E-5,3.1863172103348734E-2,null,2.7992385033681358E-2,6.7606048194053837E-3,2.2372726476103952E-4,2.4284432516604512E-5,5.3042950217958105E-3,5.5155361330150001E-5,6.6319920719151894E-5,4.0360451933490339E-2]
[2004,3,12,1,1.7730463443924802E-2,4.2097310849485391E-3,3.2685067000000459E-4,3.2674000000000717E-5,3.2164465630567574E-3,9.1732096774193865E-5,2.5607897858704296E-2,null,2.1015648555320236E-2,6.1960964920657821E-3,2.2372726476103952E-4,2.4284432516604512E-5,5.3281305512048287E-3,5.5155361330150001E-5,6.0782228676126058E-5,3.2843042657198639E-2]
[2004,3,12,2,1.7152734885895766E-2,4.2229908087083115E-3,3.2685067000000459E-4,3.2674000000000717E-5,3.3453518724843811E-3,9.1732096774193865E-5,2.5172334333862654E-2,null,2.0330875685490357E-2,6.2156128284340216E-3,2.2372726476103952E-4,2.4284432516604512E-5,5.5416656757309168E-3,5.5155361330150001E-5,6.0973679280804905E-5,3.2391321248263091E-2]
[2004,3,12,3,1.6920589000404017E-2,4.1947037751713656E-3,3.2685067000000459E-4,3.2674000000000717E-5,3.3688603440351931E-3,9.1732096774193865E-5,2.4935409886384773E-2,null,2.0055716699461153E-2,6.1739785326245166E-3,2.2372726476103952E-4,2.4284432516604512E-5,5.5806080934040934E-3,5.5155361330150001E-5,6.0565256769647537E-5,3.2113470384097557E-2]
[2004,3,12,4,1.7026998125151054E-2,4.2711646846026177E-3,3.2685067000000459E-4,3.2674000000000717E-5,3.5688245513642507E-3,9.1732096774193865E-5,2.5318244127892121E-2,null,2.0181841816034413E-2,6.2865175910933619E-3,2.2372726476103952E-4,2.4284432516604512E-5,5.911854200351653E-3,5.5155361330150001E-5,6.1669238090081879E-5,3.2683380666087218E-2]
[2004,3,12,5,1.7874815040811412E-2,4.2477633204451833E-3,3.2685067000000459E-4,3.2674000000000717E-5,3.4508438169296124E-3,9.1732096774193865E-5,2.6024678944960404E-2,null,2.1186746306834887E-2,6.2520742721640706E-3,2.2372726476103952E-4,2.4284432516604512E-5,5.7164159291815666E-3,5.5155361330150001E-5,6.1331357346906595E-5,3.3458403566788315E-2]
[2004,3,12,6,1.9461860114504414E-2,4.3951351971826848E-3,3.2685067000000459E-4,3.2674000000000717E-5,3.4167821849922851E-3,9.1732096774193865E-5,2.7725034263453581E-2,null,2.3067846686171699E-2,6.4689837017823165E-3,2.2372726476103952E-4,2.4284432516604512E-5,5.6599919164733638E-3,5.5155361330150001E-5,6.3459187113590657E-5,3.5499989363035174E-2]
[2004,3,12,7,2.2692439638777723E-2,4.6569096102381845E-3,3.2685067000000459E-4,3.2674000000000717E-5,3.2500159411795438E-3,9.1732096774193865E-5,3.1050621956969646E-2,null,2.6897003443797481E-2,6.8542766076035416E-3,2.2372726476103952E-4,2.4284432516604512E-5,5.3837391321821483E-3,5.5155361330150001E-5,6.7238818618507205E-5,3.9438186242190962E-2]
[2004,3,12,8,2.5007686588378861E-2,4.9526605604696778E-3,0,0,3.0759534898322587E-3,9.1732096774193865E-5,3.3128032735454997E-2,null,2.96412304272307E-2,7.2895779102939663E-3,0,0,5.0953999831680604E-3,5.5155361330150001E-5,7.1509020568561674E-5,4.2081363682022872E-2]
[2004,3,12,9,2.4812795232542435E-2,5.4051749443299697E-3,0,0,3.3022862040915047E-3,9.1732096774193865E-5,3.3611988477738108E-2,null,2.9410228668383186E-2,7.9556116140787145E-3,0,0,5.4703262335938545E-3,5.5155361330150001E-5,7.8042652338385007E-5,4.2891321877385903E-2]
[2004,3,12,10,2.3400217706932264E-2,5.723813956306039E-3,0,0,3.4463664219666328E-3,9.1732096774193865E-5,3.2662130181979131E-2,null,2.7735922019306903E-2,8.4246007310793715E-3,0,0,5.7089990035699093E-3,5.5155361330150001E-5,8.2643323711506929E-5,4.192467711528633E-2]
[2004,3,12,11,2.282331880413991E-2,5.750354726991396E-3,0,0,3.3632458502471981E-3,9.1732096774193865E-5,3.2028651478152703E-2,null,2.7052132527206056E-2,8.4636647883366712E-3,0,0,5.571307532895811E-3,5.5155361330150001E-5,8.3026532795527967E-5,4.1142260209768682E-2]
[2004,3,12,12,2.2106963811830395E-2,5.7044271531115492E-3,0,0,3.3511969909256799E-3,9.1732096774193865E-5,3.1254320052641817E-2,null,2.6203047853991593E-2,8.396066247322146E-3,0,0,5.5513482722025012E-3,5.5155361330150001E-5,8.2363407231977005E-5,4.0205617734846384E-2]
[2004,3,12,13,2.124716701188482E-2,5.6913438921672686E-3,0,0,3.2828834012706941E-3,9.1732096774193865E-5,3.0313126402096977E-2,null,2.5183943788618927E-2,8.3768096379079546E-3,0,0,5.4381849669936358E-3,5.5155361330150001E-5,8.2174504486766519E-5,3.9054093754850666E-2]
[2004,3,12,14,2.0358166784809794E-2,5.6887633570955392E-3,0,0,3.353178830651548E-3,9.1732096774193865E-5,2.9491841069331077E-2,null,2.413022534539289E-2,8.373011475036515E-3,0,0,5.5546312432029447E-3,5.5155361330150001E-5,8.2137245414946601E-5,3.8113023424962492E-2]
[2004,3,12,15,1.9467290885050895E-2,5.5762865945958549E-3,0,0,3.4037856307342347E-3,9.1732096774193865E-5,2.8539095207155179E-2,null,2.3074283695872569E-2,8.2074624507639284E-3,0,0,5.6384627735371609E-3,5.5155361330150001E-5,8.0513248974069503E-5,3.6975364281503803E-2]
[2004,3,12,16,2.0533096746340591E-2,5.2722649766102818E-3,0,0,3.1649644522429321E-3,9.1732096774193865E-5,2.9062058271967998E-2,null,2.4337567167277786E-2,7.7599879582844157E-3,0,0,5.2428490450177733E-3,5.5155361330150001E-5,7.6123630935768884E-5,3.7395559531910122E-2]
[2004,3,12,17,2.2405156850238035E-2,5.0607185147651902E-3,0,0,3.1137934211987275E-3,9.1732096774193865E-5,3.0671400882976148E-2,null,2.6556491525480355E-2,7.4486231077280952E-3,0,0,5.1580828508658748E-3,5.5155361330150001E-5,7.3069216019465297E-5,3.9218352845404467E-2]
[2004,3,12,18,2.3645306898254944E-2,4.7408678293831439E-3,3.2685067000000459E-4,3.2674000000000717E-5,2.8445054983458379E-3,9.1732096774193865E-5,3.1681936992758127E-2,null,2.8026422508808206E-2,6.9778505881326397E-3,2.2372726476103952E-4,2.4284432516604512E-5,4.712000137942019E-3,5.5155361330150001E-5,6.8451049892270761E-5,4.0019440293490659E-2]
[2004,3,12,19,2.5884430137506617E-2,4.8874026973385496E-3,3.2685067000000459E-4,3.2674000000000717E-5,3.0628271045880944E-3,9.1732096774193865E-5,3.428591670620746E-2,null,3.0680421216568266E-2,7.1935280656204711E-3,2.2372726476103952E-4,2.4284432516604512E-5,5.0736557716989138E-3,5.5155361330150001E-5,7.0566794502404284E-5,4.3250772112495443E-2]
[2004,3,12,20,2.6798986739038903E-2,5.0562832405117546E-3,3.2685067000000459E-4,3.2674000000000717E-5,3.2586332073624301E-3,9.1732096774193865E-5,3.5565159953687288E-2,null,3.1764431241604364E-2,7.4420950453201852E-3,2.2372726476103952E-4,2.4284432516604512E-5,5.3980138662144987E-3,5.5155361330150001E-5,7.3005177284336215E-5,4.490770721174684E-2]
[2004,3,12,21,2.6848344792863698E-2,4.722440839279086E-3,3.2685067000000459E-4,3.2674000000000717E-5,2.8901339734518855E-3,9.1732096774193865E-5,3.4912176372368875E-2,null,3.18229345918319E-2,6.9507288061377501E-3,2.2372726476103952E-4,2.4284432516604512E-5,4.7875849385756652E-3,5.5155361330150001E-5,6.8184991680067582E-5,4.3864415395153109E-2]
[2004,3,12,22,2.5303743083054303E-2,4.1925842819100822E-3,3.2685067000000459E-4,3.2674000000000717E-5,2.4256142718439466E-3,9.1732096774193865E-5,3.2373198403582534E-2,null,2.999214168594069E-2,6.1708589545573685E-3,2.2372726476103952E-4,2.4284432516604512E-5,4.0180955143765372E-3,5.5155361330150001E-5,6.0534654452899697E-5,4.0484263213482391E-2]
[2004,3,12,23,2.2673696394969408E-2,4.0832437823870122E-3,3.2685067000000459E-4,3.2674000000000717E-5,2.6867049533699301E-3,9.1732096774193865E-5,2.9894901897500548E-2,null,2.687478736208546E-2,6.0099260417739633E-3,2.2372726476103952E-4,2.4284432516604512E-5,4.4505992757794387E-3,5.5155361330150001E-5,5.8955940964683064E-5,3.7638479738246654E-2]
[2004,3,12,24,2.0038354041701439E-2,3.8001216765257933E-3,3.2685067000000459E-4,3.2674000000000717E-5,2.7252557398334031E-3,9.1732096774193865E-5,2.7014988224834832E-2,null,2.375115616686101E-2,5.5932125150536648E-3,2.2372726476103952E-4,2.4284432516604512E-5,4.514459694133101E-3,5.5155361330150001E-5,5.48680806632849E-5,3.4161995434655569E-2]
[2004,3,13,1,2.173882602809539E-2,4.2280889762513893E-3,3.2685067000000459E-4,3.2674000000000717E-5,3.1648936292131727E-3,9.1732096774193865E-5,{"$f":"SUM(E1731:J1731)","v":2.958306540033415E-2},null,{"$f":"E1731*W$5","v":2.576669974005889E-2},6.2231165709278283E-3,{"$f":"G1731*Y$5","v":2.2372726476103952E-4},{"$f":"H1731*Z$5","v":2.4284432516604512E-5},{"$f":"I1731*AA$5","v":5.2427317247572963E-3},{"$f":"J1731*AB$5","v":5.5155361330150001E-5},6.1047289204854563E-5,{"$f":"SUM(M1731:R1731)","v":3.7535715094351808E-2}]
[2004,3,13,2,2.0785122304549319E-2,4.2622093726528143E-3,3.2685067000000459E-4,3.2674000000000717E-5,3.3503350261326211E-3,9.1732096774193865E-5,2.884892347010895E-2,null,2.4636289226913955E-2,{"$f":"(F1732*X$5)-S1732","v":6.2733367071276559E-3},2.2372726476103952E-4,2.4284432516604512E-5,5.5499204042563305E-3,5.5155361330150001E-5,{"$f":"(F1732*$AC$7)*$AC$5","v":6.1539936762321259E-5},3.6762713396905733E-2]
[2004,3,13,3,2.0246203636420539E-2,4.2936386953005452E-3,3.2685067000000459E-4,3.2674000000000717E-5,3.4790486799897652E-3,9.1732096774193865E-5,2.8470147778485045E-2,null,2.3997517129099651E-2,6.319595983997354E-3,2.2372726476103952E-4,2.4284432516604512E-5,5.7631380461566828E-3,5.5155361330150001E-5,6.1993729234515114E-5,3.638341821786148E-2]
[2004,3,13,4,2.0121632279152389E-2,4.3687485287263045E-3,3.2685067000000459E-4,3.2674000000000717E-5,3.648915715255766E-3,9.1732096774193865E-5,2.8590553289908657E-2,null,2.3849864594653141E-2,6.4301464600296449E-3,2.2372726476103952E-4,2.4284432516604512E-5,6.044527375187919E-3,5.5155361330150001E-5,6.3078203035569323E-5,3.6627705488478497E-2]
[2004,3,13,5,2.0564161276402627E-2,4.4339480785788431E-3,3.2685067000000459E-4,3.2674000000000717E-5,3.7005742891028245E-3,9.1732096774193865E-5,2.9149940410858492E-2,null,2.4374387482120917E-2,6.5261104762514843E-3,2.2372726476103952E-4,2.4284432516604512E-5,6.1301011971526785E-3,5.5155361330150001E-5,6.4019587145088027E-5,3.7333766214132869E-2]
[2004,3,13,6,2.17305945903279E-2,4.5148610371495215E-3,3.2685067000000459E-4,3.2674000000000717E-5,3.7492627388846481E-3,9.1732096774193865E-5,3.0445975133136266E-2,null,2.5756943142112441E-2,6.645202287259306E-3,2.2372726476103952E-4,2.4284432516604512E-5,6.2107549284327029E-3,5.5155361330150001E-5,6.5187849404948028E-5,3.8916067416412244E-2]
[2004,3,13,7,2.3810418238344854E-2,4.6848771518426639E-3,3.2685067000000459E-4,3.2674000000000717E-5,3.7896474725605239E-3,9.1732096774193865E-5,3.273619962952224E-2,null,2.8222126468087198E-2,6.8954406589242529E-3,2.2372726476103952E-4,2.4284432516604512E-5,6.2776533298462842E-3,5.5155361330150001E-5,6.764262814339361E-5,4.1698387515465528E-2]
[2004,3,13,8,2.6720500323841746E-2,4.9138819998076838E-3,0,0,3.7961389866026062E-3,9.1732096774193865E-5,3.5522253407026236E-2,null,3.1671402487823221E-2,7.2325016508283154E-3,0,0,6.2884066980783129E-3,5.5155361330150001E-5,7.0949116077199815E-5,4.5247466198059999E-2]
[2004,3,13,9,2.9235674534882083E-2,4.9846052755665648E-3,0,0,3.5807338236023938E-3,9.1732096774193865E-5,3.7892745730825239E-2,null,3.4652600212394823E-2,7.3365957680045337E-3,0,0,5.9315822312735666E-3,5.5155361330150001E-5,7.1970254537865547E-5,4.7975933573003074E-2]
[2004,3,13,10,3.1084028590255698E-2,4.9186892167698481E-3,0,0,3.1269407604524271E-3,9.1732096774193865E-5,3.9221390664252169E-2,null,3.6843426151963961E-2,7.2395771574473395E-3,0,0,5.1798617732174146E-3,5.5155361330150001E-5,7.1018525109461939E-5,4.931802044395886E-2]
[2004,3,13,11,3.0795647540498544E-2,4.8491925912961687E-3,0,0,2.8669062227043235E-3,9.1732096774193865E-5,3.8603478451273231E-2,null,3.6501612481335557E-2,7.1372884865991068E-3,0,0,4.7491075424903901E-3,5.5155361330150001E-5,7.0015097646633414E-5,4.84431638717552E-2]
[2004,3,13,12,2.9536112353608784E-2,4.7218344112676504E-3,0,0,2.7211298819203693E-3,9.1732096774193865E-5,3.7070808743571007E-2,null,3.5008704587841971E-2,6.9498362345224796E-3,0,0,4.5076250991334952E-3,5.5155361330150001E-5,6.8176235765420579E-5,4.6521321282828092E-2]
[2004,3,13,13,2.934664894445984E-2,4.6388961382599946E-3,0,0,2.6398393404770625E-3,9.1732096774193865E-5,3.6717116519971095E-2,null,3.4784136491618219E-2,6.8277634626349587E-3,0,0,4.3729651230086496E-3,5.5155361330150001E-5,6.6978730990358218E-5,4.6040020438591976E-2]
[2004,3,13,14,2.8064589164173342E-2,4.8181431019271468E-3,0,0,3.021055366319126E-3,9.1732096774193865E-5,3.5995519729193806E-2,null,3.3264530540277788E-2,7.0915882676830608E-3,0,0,5.0044597597383401E-3,5.5155361330150001E-5,6.9566789399616751E-5,4.5415733929029332E-2]
[2004,3,13,15,2.6056457825387895E-2,4.529698984594795E-3,0,0,2.6996360374482477E-3,9.1732096774193865E-5,3.3377524944205136E-2,null,3.0884323017653786E-2,6.6670415335816722E-3,0,0,4.4720199655957195E-3,5.5155361330150001E-5,6.54020872022096E-5,4.2078539878161327E-2]
[2004,3,13,16,2.6537361555706823E-2,4.690639475097901E-3,0,0,3.074555738974318E-3,9.1732096774193865E-5,3.4394288866553241E-2,null,3.145433089236549E-2,6.9039219396016763E-3,0,0,5.0930845711432797E-3,5.5155361330150001E-5,6.7725827483859272E-5,4.3506492764440588E-2]
[2004,3,13,17,2.8233191857882617E-2,4.7628743843489254E-3,0,0,3.2672634229667066E-3,9.1732096774193865E-5,3.6355061761972451E-2,null,3.34643727478817E-2,7.010240955895905E-3,0,0,5.4123100513129166E-3,5.5155361330150001E-5,6.876879167418323E-5,4.5942079116420668E-2]
[2004,3,13,18,2.9973961507522972E-2,4.61191652928642E-3,3.2685067000000459E-4,3.2674000000000717E-5,3.1223436418406697E-3,9.1732096774193865E-5,3.8159478445424264E-2,null,3.5527680528206228E-2,6.788053500847574E-3,2.2372726476103952E-4,2.4284432516604512E-5,5.1722465221499328E-3,5.5155361330150001E-5,6.6589185736960096E-5,4.7791147609811527E-2]
[2004,3,13,19,3.1474231767410321E-2,4.8149793845221941E-3,3.2685067000000459E-4,3.2674000000000717E-5,2.9633827717222821E-3,9.1732096774193865E-5,3.9703850690429004E-2,null,3.7305928040997249E-2,7.0869317473687818E-3,2.2372726476103952E-4,2.4284432516604512E-5,4.908923550068914E-3,5.5155361330150001E-5,6.9521110046020501E-5,4.9604950397042741E-2]
[2004,3,13,20,3.2645111190667618E-2,4.9951729791318285E-3,3.2685067000000459E-4,3.2674000000000717E-5,3.0061755960714225E-3,9.1732096774193865E-5,4.1097716532645073E-2,null,3.8693753606733536E-2,7.3521498520228773E-3,2.2372726476103952E-4,2.4284432516604512E-5,4.9798110186828216E-3,5.5155361330150001E-5,7.2122836392079942E-5,5.1328881536047026E-2]
[2004,3,13,21,3.1859370728236032E-2,5.1129658279177904E-3,3.2685067000000459E-4,3.2674000000000717E-5,3.1398266109084706E-3,9.1732096774193865E-5,4.0563419933836498E-2,null,3.7762427391466721E-2,7.5255233626878842E-3,2.2372726476103952E-4,2.4284432516604512E-5,5.2012075323174369E-3,5.5155361330150001E-5,7.3823589178147311E-5,5.0792325345079839E-2]
[2004,3,13,22,2.9662649050806667E-2,4.6510716764455191E-3,3.2685067000000459E-4,3.2674000000000717E-5,2.6570182885326402E-3,9.1732096774193865E-5,3.7421995782559031E-2,null,3.515868660980502E-2,6.8456840394884476E-3,2.2372726476103952E-4,2.4284432516604512E-5,4.4014225141631594E-3,5.5155361330150001E-5,6.7154527574822602E-5,4.6708960222064416E-2]
[2004,3,13,23,2.6889664273069692E-2,4.5768750269062882E-3,3.2685067000000459E-4,3.2674000000000717E-5,3.1052763804739507E-3,9.1732096774193865E-5,3.5023072447224135E-2,null,3.1871909943054048E-2,6.7364776339826947E-3,2.2372726476103952E-4,2.4284432516604512E-5,5.1439741430102052E-3,5.5155361330150001E-5,6.6083238785042084E-5,4.4055528778654741E-2]
[2004,3,13,24,2.3792513294017617E-2,4.0093803073589715E-3,3.2685067000000459E-4,3.2674000000000717E-5,2.9562327682838493E-3,9.1732096774193865E-5,3.1209383136434635E-2,null,2.8200904009995573E-2,5.9012100194728318E-3,2.2372726476103952E-4,2.4284432516604512E-5,4.8970793763776438E-3,5.5155361330150001E-5,5.7889462717172257E-5,3.9302360464453838E-2]
[2004,3,14,1,2.2465867574300892E-2,4.0909425507033859E-3,3.2685067000000459E-4,3.2674000000000717E-5,3.4844649288369978E-3,9.1732096774193865E-5,3.0492531820615471E-2,null,2.6628451023012902E-2,6.0212574808601472E-3,2.2372726476103952E-4,2.4284432516604512E-5,5.772110208569492E-3,5.5155361330150001E-5,5.9067099679310564E-5,3.8724985771050331E-2]
[2004,3,14,2,2.1333402610973311E-2,4.167669132826091E-3,3.2685067000000459E-4,3.2674000000000717E-5,3.7189493559355276E-3,9.1732096774193865E-5,2.9671277866509128E-2,null,2.5286157532164486E-2,6.1341875699193879E-3,2.2372726476103952E-4,2.4284432516604512E-5,6.1605399913475722E-3,5.5155361330150001E-5,6.0174916916566908E-5,3.7884052152039237E-2]
[2004,3,14,3,2.0353264733224997E-2,4.3153697124885485E-3,3.2685067000000459E-4,3.2674000000000717E-5,4.0030285237976576E-3,9.1732096774193865E-5,2.9122919736285398E-2,null,2.4124415018232974E-2,6.3515808012340243E-3,2.2372726476103952E-4,2.4284432516604512E-5,6.6311248008799261E-3,5.5155361330150001E-5,6.2307492662494782E-5,3.7410287678954719E-2]
[2004,3,14,4,2.07185998925184E-2,4.2257749051035779E-3,3.2685067000000459E-4,3.2674000000000717E-5,3.8641657768703312E-3,9.1732096774193865E-5,2.9259797341266505E-2,null,2.4557441224056308E-2,6.2197106032230009E-3,2.2372726476103952E-4,2.4284432516604512E-5,6.401094912360788E-3,5.5155361330150001E-5,6.1013877474071566E-5,3.748141379824789E-2]
[2004,3,14,5,2.0618435548241248E-2,4.3022230159607475E-3,3.2685067000000459E-4,3.2674000000000717E-5,3.9580318010865407E-3,9.1732096774193865E-5,2.9329947132062734E-2,null,2.4438717950761159E-2,6.3322308240990463E-3,2.2372726476103952E-4,2.4284432516604512E-5,6.5565865151409747E-3,5.5155361330150001E-5,6.211767400221373E-5,3.7630702348608977E-2]
[2004,3,14,6,2.1397455443003647E-2,4.2267041856333658E-3,3.2685067000000459E-4,3.2674000000000717E-5,3.7738027954151228E-3,9.1732096774193865E-5,2.984921919082633E-2,null,2.5362078379421511E-2,6.2210783656084295E-3,2.2372726476103952E-4,2.4284432516604512E-5,6.2514061944696098E-3,5.5155361330150001E-5,6.1027294896829941E-5,3.8137729998107342E-2]
[2004,3,14,7,2.3129260071892192E-2,4.2736722868313599E-3,3.2685067000000459E-4,3.2674000000000717E-5,3.6982787881288328E-3,9.1732096774193865E-5,3.1552467913626585E-2,null,2.7414760057049566E-2,6.2902084076941088E-3,2.2372726476103952E-4,2.4284432516604512E-5,6.1262986378282603E-3,5.5155361330150001E-5,6.1705444120590828E-5,4.0134434161179726E-2]
[2004,3,14,8,2.5851168141432297E-2,4.3788294530542754E-3,0,0,3.7030589181399612E-3,9.1732096774193865E-5,3.4024788609400732E-2,null,3.0640996278694693E-2,6.4449840775887921E-3,0,0,6.1342170522187111E-3,5.5155361330150001E-5,6.3223756524712668E-5,4.3275352769832347E-2]
[2004,3,14,9,2.7682179685546916E-2,4.400233638228143E-3,0,0,3.4965769656022604E-3,9.1732096774193865E-5,3.5670722386151515E-2,null,3.2811266403530708E-2,6.476487846830848E-3,0,0,5.7921741244036729E-3,5.5155361330150001E-5,6.3532800986606158E-5,4.5135083736095379E-2]
[2004,3,14,10,3.0039789486473567E-2,4.4593149347698447E-3,0,0,3.3494588281036959E-3,9.1732096774193865E-5,3.7940295346121304E-2,null,3.5605705430099402E-2,6.5634467064020902E-3,0,0,5.5484689585707592E-3,5.5155361330150001E-5,6.4385846657318785E-5,4.7772776456402398E-2]
[2004,3,14,11,3.0616724771392326E-2,4.4374408265086696E-3,0,0,3.1887734017859047E-3,9.1732096774193865E-5,3.8334671096461097E-2,null,3.6289538045381133E-2,6.5312512804403889E-3,0,0,5.2822892125955765E-3,5.5155361330150001E-5,6.4070017207981555E-5,4.8158233899747244E-2]
[2004,3,14,12,3.0098756345376763E-2,4.667012610778308E-3,0,0,3.4001758130220816E-3,9.1732096774193865E-5,3.825767686595135E-2,null,3.5675597950790693E-2,6.8691467180554454E-3,0,0,5.6324830130594595E-3,5.5155361330150001E-5,6.738469085517819E-5,4.8232383043235745E-2]
[2004,3,14,13,2.9585183999691091E-2,4.6061847542210998E-3,0,0,3.2055076909724314E-3,9.1732096774193865E-5,3.7488608541658815E-2,null,3.5066868463329966E-2,6.7796171825510159E-3,0,0,5.3100100143311088E-3,5.5155361330150001E-5,6.6506427466726136E-5,4.7211651021542241E-2]
[2004,3,14,14,2.8914085189323251E-2,4.7985073664674116E-3,0,0,3.5713574446925764E-3,9.1732096774193865E-5,3.7375682097257439E-2,null,3.4271425254008975E-2,7.0626873927468461E-3,0,0,5.9160500065188072E-3,5.5155361330150001E-5,6.9283278710013612E-5,4.7305318014604775E-2]
[2004,3,14,15,2.8389045434980106E-2,4.5233394228850589E-3,0,0,3.2175339361211544E-3,9.1732096774193865E-5,3.6221650890760515E-2,null,3.364910362154043E-2,6.657681206946639E-3,0,0,5.3299318140367733E-3,5.5155361330150001E-5,6.5310264630572389E-5,4.5691872003853988E-2]
[2004,3,14,16,2.878019270468285E-2,4.6903227187445554E-3,0,0,3.5123101218293151E-3,9.1732096774193865E-5,3.7074557642030916E-2,null,3.411272452910686E-2,6.9034557214774786E-3,0,0,5.818236522368893E-3,5.5155361330150001E-5,6.7721253995264597E-5,4.688957213428338E-2]
[2004,3,14,17,3.0756638228373021E-2,4.5184769205421395E-3,0,0,3.3570625010223352E-3,9.1732096774193865E-5,3.8723909746711693E-2,null,3.6455375337190538E-2,6.6505243284901159E-3,0,0,5.5610646480016039E-3,5.5155361330150001E-5,6.5240057359993456E-5,4.8722119675012401E-2]
[2004,3,14,18,3.2048307155995284E-2,4.4815198587036661E-3,3.2685067000000459E-4,3.2674000000000717E-5,3.4597630809750173E-3,9.1732096774193865E-5,4.0440846862448171E-2,null,3.798637086466717E-2,6.5961290437097772E-3,2.2372726476103952E-4,2.4284432516604512E-5,5.7311909308248145E-3,5.5155361330150001E-5,6.4706452590820588E-5,5.0616857897809557E-2]
[2004,3,14,19,3.4056128656256707E-2,4.4091238163237656E-3,3.2685067000000459E-4,3.2674000000000717E-5,3.5535232937429838E-3,9.1732096774193865E-5,4.2470032533097661E-2,null,4.0366211140402765E-2,6.489572863474566E-3,2.2372726476103952E-4,2.4284432516604512E-5,5.886507254084886E-3,5.5155361330150001E-5,6.3661161878804617E-5,5.304545831657001E-2]
[2004,3,14,20,3.4961216788035786E-2,4.4213703729306898E-3,3.2685067000000459E-4,3.2674000000000717E-5,3.3821668578673503E-3,9.1732096774193865E-5,4.3216010785608029E-2,null,4.1438998332300893E-2,6.5075979688556081E-3,2.2372726476103952E-4,2.4284432516604512E-5,5.6026506927413476E-3,5.5155361330150001E-5,6.3837983863191837E-5,5.385241405250564E-2]
[2004,3,14,21,3.4256452503504668E-2,4.2000970532924866E-3,3.2685067000000459E-4,3.2674000000000717E-5,2.980505996550805E-3,9.1732096774193865E-5,4.1888312320122162E-2,null,4.0603651948666317E-2,6.1819166338886308E-3,2.2372726476103952E-4,2.4284432516604512E-5,4.937288634193706E-3,5.5155361330150001E-5,6.0643127649629401E-5,5.202602427535645E-2]
[2004,3,14,22,3.2436685144894992E-2,4.1926094512553681E-3,3.2685067000000459E-4,3.2674000000000717E-5,3.0240923785949075E-3,9.1732096774193865E-5,4.0104643741519466E-2,null,3.8446709385831716E-2,6.1708960000809157E-3,2.2372726476103952E-4,2.4284432516604512E-5,5.0094906525493177E-3,5.5155361330150001E-5,6.0535017860649485E-5,4.9930263097069744E-2]
[2004,3,14,23,2.6718557643524266E-2,4.131742623615136E-3,3.2685067000000459E-4,3.2674000000000717E-5,3.0474572917852751E-3,9.1732096774193865E-5,3.4349014325698875E-2,null,3.1669099858400329E-2,6.0813091049528086E-3,2.2372726476103952E-4,2.4284432516604512E-5,5.0481952619234388E-3,5.5155361330150001E-5,5.9656191787970744E-5,4.3101771283884371E-2]
[2004,3,14,24,2.430603587064958E-2,4.3648874322070831E-3,3.2685067000000459E-4,3.2674000000000717E-5,3.4953513072791217E-3,9.1732096774193865E-5,3.2617531376909988E-2,null,2.8809574506954164E-2,6.4244635016374061E-3,2.2372726476103952E-4,2.4284432516604512E-5,5.7901437883079764E-3,5.5155361330150001E-5,6.3022454569257297E-5,4.1327348855507338E-2]
[2004,3,15,1,1.6491883476700428E-2,3.572537014618828E-3,3.2685067000000459E-4,3.2674000000000717E-5,2.6082805574688763E-3,9.1732096774193865E-5,2.312395781556233E-2,null,1.9547578564867375E-2,5.2582418252793165E-3,2.2372726476103952E-4,2.4284432516604512E-5,4.320687147109383E-3,5.5155361330150001E-5,5.1582098094786202E-5,2.9429674595863872E-2]
[2004,3,15,2,1.5715927400665252E-2,3.6595026371320609E-3,3.2685067000000459E-4,3.2674000000000717E-5,2.8424013401678349E-3,9.1732096774193865E-5,2.2669088144739346E-2,null,1.862784963392913E-2,5.3862422551669061E-3,2.2372726476103952E-4,2.4284432516604512E-5,4.7085145431239508E-3,5.5155361330150001E-5,5.2837751780946918E-5,2.9025773490827782E-2]
[2004,3,15,3,1.5596806128932005E-2,3.8045582200861398E-3,3.2685067000000459E-4,3.2674000000000717E-5,3.0526121180894615E-3,9.1732096774193865E-5,2.2905233233881803E-2,null,1.8486657002945391E-2,5.5997424456920948E-3,2.2372726476103952E-4,2.4284432516604512E-5,5.0567343708372786E-3,5.5155361330150001E-5,5.4932137725309769E-5,2.944630087808256E-2]
[2004,3,15,4,1.5993231574201308E-2,3.9267755080628691E-3,3.2685067000000459E-4,3.2674000000000717E-5,3.2270738662382231E-3,9.1732096774193865E-5,2.3598337715276599E-2,null,1.895653405170469E-2,5.7796280711682564E-3,2.2372726476103952E-4,2.4284432516604512E-5,5.3457349657809782E-3,5.5155361330150001E-5,5.6696772804385922E-5,3.038506414726172E-2]
[2004,3,15,5,1.752647877199676E-2,4.0273347107785424E-3,3.2685067000000459E-4,3.2674000000000717E-5,3.3026977844630898E-3,9.1732096774193865E-5,2.5307768034012589E-2,null,2.0773868627261959E-2,5.9276362243301656E-3,2.2372726476103952E-4,2.4284432516604512E-5,5.4710080275889124E-3,5.5155361330150001E-5,5.8148697483567111E-5,3.2475679937788826E-2]
[2004,3,15,6,1.9485029665086594E-2,4.2889195438612499E-3,3.2685067000000459E-4,3.2674000000000717E-5,3.4433002406256148E-3,9.1732096774193865E-5,2.7668506216347654E-2,null,2.3095309201957584E-2,6.3126500966975471E-3,2.2372726476103952E-4,2.4284432516604512E-5,5.7039197914150255E-3,5.5155361330150001E-5,6.192559173685735E-5,3.5415046148677951E-2]
[2004,3,15,7,2.1980268865148193E-2,4.5721895693131027E-3,3.2685067000000459E-4,3.2674000000000717E-5,3.1752990530949364E-3,9.1732096774193865E-5,3.0179014254330429E-2,null,2.6052878261322514E-2,6.7295813390006575E-3,2.2372726476103952E-4,2.4284432516604512E-5,5.2599685902844423E-3,5.5155361330150001E-5,6.6015587776192719E-5,3.8345595249215408E-2]
[2004,3,15,8,2.4304909158026512E-2,5.0011505447595857E-3,0,0,2.988014987280148E-3,9.1732096774193865E-5,3.2385806786840443E-2,null,2.8808239031624702E-2,7.3609479373803154E-3,0,0,4.9497274800222851E-3,5.5155361330150001E-5,7.2209143510891375E-5,4.1174069810357455E-2]
[2004,3,15,9,2.3385603203087236E-2,5.3493791328619103E-3,0,0,3.0798392755976389E-3,9.1732096774193865E-5,3.1906553708320982E-2,null,2.7718599670255577E-2,7.8734884986746741E-3,0,0,5.1018368921749626E-3,5.5155361330150001E-5,7.723704416451679E-5,4.0749080422435364E-2]
[2004,3,15,10,2.2876794972461312E-2,5.5969153460200642E-3,0,0,2.9558959221119233E-3,9.1732096774193865E-5,3.1521338337367498E-2,null,2.7115517015890295E-2,8.2378248971425681E-3,0,0,4.8965213816015733E-3,5.5155361330150001E-5,8.0811097330904522E-5,4.0305018655964579E-2]
[2004,3,15,11,2.1820336939458285E-2,5.6806511116883627E-3,0,0,2.9324946142252682E-3,9.1732096774193865E-5,3.0525214762146109E-2,null,2.5863313383128292E-2,8.3610714593215212E-3,0,0,4.8577564834306726E-3,5.5155361330150001E-5,8.2020116708749955E-5,3.9137296687210638E-2]
[2004,3,15,12,2.1365687645888663E-2,5.5726337836156086E-3,0,0,2.772801627443703E-3,9.1732096774193865E-5,2.980285515372217E-2,null,2.5324424492840562E-2,8.2020860576299814E-3,0,0,4.5932207403355397E-3,5.5155361330150001E-5,8.0460507839818468E-5,3.8174886652136225E-2]
[2004,3,15,13,2.0919385294418932E-2,5.4799609780465768E-3,0,0,2.5657279907994189E-3,9.1732096774193865E-5,2.9056806360039121E-2,null,2.4795429106027105E-2,8.0656855052172148E-3,0,0,4.2501976718269932E-3,5.5155361330150001E-5,7.9122450955307539E-5,3.7166467644401457E-2]
[2004,3,15,14,2.0062137637293791E-2,5.7080684493289015E-3,0,0,2.8946381348362322E-3,9.1732096774193865E-5,2.8756576318233116E-2,null,2.3779346500854903E-2,8.4014256924419498E-3,0,0,4.7950462034868063E-3,5.5155361330150001E-5,8.2415982110251769E-5,3.703097375811381E-2]
[2004,3,15,15,2.0094942950014526E-2,5.5037336237536488E-3,0,0,2.769420880342694E-3,9.1732096774193865E-5,2.8459829550885062E-2,null,2.3818230138897795E-2,8.1006752952300157E-3,0,0,4.5876204415083574E-3,5.5155361330150001E-5,7.9465692449466174E-5,3.656168123696632E-2]
[2004,3,15,16,2.1268210115542772E-2,5.2864521791213745E-3,0,0,2.7085542349408213E-3,9.1732096774193865E-5,2.9354948626379163E-2,null,2.5208885859218908E-2,7.780869405088822E-3,0,0,4.4867932004654144E-3,5.5155361330150001E-5,7.6328472948216402E-5,3.7531703826103296E-2]
[2004,3,15,17,2.3604091663263826E-2,4.9029315030536449E-3,0,0,2.5596599301169129E-3,9.1732096774193865E-5,{"$f":"SUM(E1795:J1795)","v":3.1158415193208579E-2},null,{"$f":"E1795*W$5","v":2.7977570717853183E-2},7.2163841523100198E-3,{"$f":"G1795*Y$5","v":0},{"$f":"H1795*Z$5","v":0},{"$f":"I1795*AA$5","v":4.2401457655151104E-3},{"$f":"J1795*AB$5","v":5.5155361330150001E-5},7.0791007261128189E-5,{"$f":"SUM(M1795:R1795)","v":3.9489255997008463E-2}]
[2004,3,15,18,2.5568377826829441E-2,4.6641198063880254E-3,3.2685067000000459E-4,3.2674000000000717E-5,2.4076927643654098E-3,9.1732096774193865E-5,3.309144716435708E-2,null,3.0305809221382981E-2,{"$f":"(F1796*X$5)-S1796","v":6.864888941306011E-3},2.2372726476103952E-4,2.4284432516604512E-5,3.9884080534944603E-3,5.5155361330150001E-5,{"$f":"(F1796*$AC$7)*$AC$5","v":6.7342923080843594E-5},4.1462273274791239E-2]
[2004,3,15,19,2.6871383784729537E-2,4.403547966083509E-3,3.2685067000000459E-4,3.2674000000000717E-5,2.1273307462048655E-3,9.1732096774193865E-5,3.3853519263792112E-2,null,3.1850242358357726E-2,6.4813660432723299E-3,2.2372726476103952E-4,2.4284432516604512E-5,3.523980802777446E-3,5.5155361330150001E-5,6.3580654930135404E-5,4.2158756263015296E-2]
[2004,3,15,20,2.7930783524483853E-2,4.6212178178734291E-3,3.2685067000000459E-4,3.2674000000000717E-5,2.3472285153960117E-3,9.1732096774193865E-5,3.5350486624527493E-2,null,3.3105932751374662E-2,6.8017436108386174E-3,2.2372726476103952E-4,2.4284432516604512E-5,3.888247393003543E-3,5.5155361330150001E-5,6.6723482450567186E-5,4.4099090813824612E-2]
[2004,3,15,21,2.7226056873789567E-2,4.535640477234041E-3,3.2685067000000459E-4,3.2674000000000717E-5,2.3148606750524468E-3,9.1732096774193865E-5,3.4527814792850255E-2,null,3.2270630974554293E-2,6.6757865248784545E-3,2.2372726476103952E-4,2.4284432516604512E-5,3.83462919178985E-3,5.5155361330150001E-5,6.5487873480950173E-5,4.3084213749830388E-2]
[2004,3,15,22,2.4372206880381119E-2,4.0157377687895547E-3,3.2685067000000459E-4,3.2674000000000717E-5,1.9946020304791845E-3,9.1732096774193865E-5,3.0833803446424054E-2,null,2.8888005998012858E-2,5.9105672548101004E-3,2.2372726476103952E-4,2.4284432516604512E-5,3.3041121025158453E-3,5.5155361330150001E-5,5.7981254963915756E-5,3.8405852413946596E-2]
[2004,3,15,23,2.0473600510763613E-2,3.6733389888356769E-3,3.2685067000000459E-4,3.2674000000000717E-5,1.767687168658751E-3,9.1732096774193865E-5,2.6365883435032239E-2,null,2.4267047184469398E-2,5.4066073018940678E-3,2.2372726476103952E-4,2.4284432516604512E-5,2.9282215089414046E-3,5.5155361330150001E-5,5.3037528031809928E-5,3.2905043053912661E-2]
[2004,3,15,24,1.7625239999998106E-2,3.7920666344599804E-3,3.2685067000000459E-4,3.2674000000000717E-5,2.3176929068897366E-3,9.1732096774193865E-5,2.4186256308122021E-2,null,2.0890928808183475E-2,5.5813566941282193E-3,2.2372726476103952E-4,2.4284432516604512E-5,3.8393208602769575E-3,5.5155361330150001E-5,5.475177788789134E-5,3.0614773421196447E-2]
[2004,3,16,1,1.9013669348741633E-2,4.2494243830411404E-3,3.2685067000000459E-4,3.2674000000000717E-5,3.1919388873289456E-3,9.1732096774193865E-5,2.6906289385885913E-2,null,2.2536612990628462E-2,6.2545191086432247E-3,2.2372726476103952E-4,2.4284432516604512E-5,5.2875329248415663E-3,5.5155361330150001E-5,6.1355340609617548E-5,3.4381832082721046E-2]
[2004,3,16,2,1.8582779141915352E-2,4.1536386364857203E-3,3.2685067000000459E-4,3.2674000000000717E-5,3.1658602927108694E-3,9.1732096774193865E-5,2.6353534837886137E-2,null,2.2025885384368789E-2,6.1135367712336144E-3,2.2372726476103952E-4,2.4284432516604512E-5,5.2443330289337654E-3,5.5155361330150001E-5,5.9972337507148322E-5,3.3686922243143957E-2]
[2004,3,16,3,1.7959330234133895E-2,4.2060074734401424E-3,3.2685067000000459E-4,3.2674000000000717E-5,3.3333932877677697E-3,9.1732096774193865E-5,2.5949987762116003E-2,null,2.1286920879601559E-2,6.1906158911106566E-3,2.2372726476103952E-4,2.4284432516604512E-5,5.52185595735736E-3,5.5155361330150001E-5,6.0728465288005213E-5,3.3302559786677371E-2]
[2004,3,16,4,1.837409875862165E-2,4.2497261899246486E-3,3.2685067000000459E-4,3.2674000000000717E-5,3.44621316645604E-3,9.1732096774193865E-5,2.6521294881776535E-2,null,2.1778539701072921E-2,6.2549633233767669E-3,2.2372726476103952E-4,2.4284432516604512E-5,5.7087451316798835E-3,5.5155361330150001E-5,6.1359698250198201E-5,3.4045415214737362E-2]
[2004,3,16,5,1.9327890253934551E-2,4.2692519282288436E-3,3.2685067000000459E-4,3.2674000000000717E-5,3.430741678554324E-3,9.1732096774193865E-5,2.7479140627491915E-2,null,2.2909054248757652E-2,6.283702298900449E-3,2.2372726476103952E-4,2.4284432516604512E-5,5.6831161943586344E-3,5.5155361330150001E-5,6.1641620745181116E-5,3.5179039800624527E-2]
[2004,3,16,6,2.1114552101198957E-2,4.4603072408088166E-3,3.2685067000000459E-4,3.2674000000000717E-5,3.4352042275838757E-3,9.1732096774193865E-5,2.9461320336365848E-2,null,2.5026757352687147E-2,6.5649072329400241E-3,2.2372726476103952E-4,2.4284432516604512E-5,5.6905085272808409E-3,5.5155361330150001E-5,6.4400174074286839E-5,3.7585340171515803E-2]
[2004,3,16,7,2.4666612404213792E-2,4.8663052961508933E-3,3.2685067000000459E-4,3.2674000000000717E-5,3.3680556287696379E-3,9.1732096774193865E-5,3.3352230095908521E-2,null,2.9236960386102039E-2,7.1624758366650582E-3,2.2372726476103952E-4,2.4284432516604512E-5,5.5792750608455325E-3,5.5155361330150001E-5,7.0262179543020072E-5,4.2281878342220421E-2]
[2004,3,16,8,2.7048995528000806E-2,5.4765688218100204E-3,0,0,3.3162501867080854E-3,9.1732096774193865E-5,3.5933546633293109E-2,null,3.2060762855336933E-2,8.0606927570027239E-3,0,0,5.4934579477191429E-3,5.5155361330150001E-5,7.9073473286208273E-5,4.5670068921388945E-2]
[2004,3,16,9,2.542881635136449E-2,5.8207313903123154E-3,0,0,3.3406494165479027E-3,9.1732096774193865E-5,3.4681929254998904E-2,null,3.0140389127908868E-2,8.5672487436836368E-3,0,0,5.5338759305417311E-3,5.5155361330150001E-5,8.4042666690334022E-5,4.4296669163464378E-2]
[2004,3,16,10,2.409443161535298E-2,6.3012518819022603E-3,0,0,3.6564496770488345E-3,9.1732096774193865E-5,3.4143865271078273E-2,null,2.8558763202659276E-2,9.2745032623751979E-3,0,0,6.0570075862575873E-3,5.5155361330150001E-5,9.0980664822283948E-5,4.3945429412622208E-2]
[2004,3,16,11,2.3082521990449502E-2,6.2905465788318446E-3,0,0,3.486202185682383E-3,9.1732096774193865E-5,3.2951002851737923E-2,null,2.7359362120224284E-2,9.2587466524011626E-3,0,0,5.7749880214265446E-3,5.5155361330150001E-5,9.082609623675133E-5,4.2448252155382137E-2]
[2004,3,16,12,2.2730604712156693E-2,6.2846926601783197E-3,0,0,3.4960859678042442E-3,9.1732096774193865E-5,3.2603115436913452E-2,null,2.69422399246011E-2,9.2501305569542037E-3,0,0,5.7913607732980668E-3,5.5155361330150001E-5,9.0741574395552935E-5,4.2038886616183518E-2]
[2004,3,16,13,2.1952260518396369E-2,6.2964394366561097E-3,0,0,3.4695040879715684E-3,9.1732096774193865E-5,3.1809936139798239E-2,null,2.601968039405788E-2,9.2674200605016768E-3,0,0,5.7473271718474234E-3,5.5155361330150001E-5,9.0911180301410708E-5,4.1089582987737128E-2]
[2004,3,16,14,2.1073524803591932E-2,6.2953180831001711E-3,0,0,3.498198961235596E-3,9.1732096774193865E-5,3.0958773944701892E-2,null,2.4978128321054067E-2,9.2657695952595709E-3,0,0,5.7948610039517921E-3,5.5155361330150001E-5,9.0894989631059447E-5,4.0093914281595575E-2]
[2004,3,16,15,2.0691069012255116E-2,6.1642034887875192E-3,0,0,3.4775710192273992E-3,9.1732096774193865E-5,3.0424575617044231E-2,null,2.4524809290556001E-2,9.0727884614327809E-3,0,0,5.7606902612182638E-3,5.5155361330150001E-5,8.9001890738642551E-5,3.9413443374537192E-2]
[2004,3,16,16,2.246808489488426E-2,6.0608405752416265E-3,0,0,3.619883539791115E-3,9.1732096774193865E-5,3.2240541106691195E-2,null,2.6631079179364366E-2,8.9206536639581269E-3,0,0,5.9964347928836322E-3,5.5155361330150001E-5,8.7509484663052589E-5,4.1603322997536274E-2]
[2004,3,16,17,2.4659053387757899E-2,5.627341727564291E-3,0,0,3.3560074413126208E-3,9.1732096774193865E-5,3.3734134653409006E-2,null,2.9228000798905498E-2,8.2826079942450153E-3,0,0,5.5593169131139047E-3,5.5155361330150001E-5,8.1250408831684364E-5,4.3125081067594564E-2]
[2004,3,16,18,2.7487949646466576E-2,5.5322027467454814E-3,3.2685067000000459E-4,3.2674000000000717E-5,3.3851940153734801E-3,9.1732096774193865E-5,3.6856603175359742E-2,null,3.2581048493372407E-2,8.1425775995678327E-3,2.2372726476103952E-4,2.4284432516604512E-5,5.6076652608603927E-3,5.5155361330150001E-5,7.9876744060360097E-5,4.6634458412408424E-2]
[2004,3,16,19,2.8985937571511331E-2,5.3407086783966683E-3,3.2685067000000459E-4,3.2674000000000717E-5,2.9105360184224303E-3,9.1732096774193865E-5,3.7688439035104632E-2,null,3.4356590789399684E-2,7.8607268824543927E-3,2.2372726476103952E-4,2.4284432516604512E-5,4.821381476768828E-3,5.5155361330150001E-5,7.7111855753333823E-5,4.7341866207230694E-2]
[2004,3,16,20,2.9478419695576692E-2,5.771342896113479E-3,3.2685067000000459E-4,3.2674000000000717E-5,3.5931082549034801E-3,9.1732096774193865E-5,3.9294127613367855E-2,null,3.4940322358056539E-2,8.4945562439779077E-3,2.2372726476103952E-4,2.4284432516604512E-5,5.9520808107389883E-3,5.5155361330150001E-5,8.3329570607048239E-5,4.9690126471381227E-2]
[2004,3,16,21,2.9441898592572093E-2,5.4503837094174255E-3,3.2685067000000459E-4,3.2674000000000717E-5,3.2045655349359206E-3,9.1732096774193865E-5,3.8548104603699646E-2,null,3.4897034450325042E-2,8.0221521757242193E-3,2.2372726476103952E-4,2.4284432516604512E-5,5.3084493074256082E-3,5.5155361330150001E-5,7.8695399376678204E-5,4.8530802992082657E-2]
[2004,3,16,22,2.7206702904429836E-2,4.7960402199088538E-3,3.2685067000000459E-4,3.2674000000000717E-5,2.7064660846346186E-3,9.1732096774193865E-5,3.5160465975747512E-2,null,3.224769100913822E-2,7.059056120860727E-3,2.2372726476103952E-4,2.4284432516604512E-5,4.4833341231190734E-3,5.5155361330150001E-5,6.9247656798952366E-5,4.4093248311725813E-2]
[2004,3,16,23,2.3784654054632863E-2,4.4972024827456278E-3,3.2685067000000459E-4,3.2674000000000717E-5,2.6624527980226281E-3,9.1732096774193865E-5,3.1395566102175317E-2,null,2.8191588573129273E-2,6.619211528042377E-3,2.2372726476103952E-4,2.4284432516604512E-5,4.410424925823591E-3,5.5155361330150001E-5,6.4932886256421787E-5,3.952439208560303E-2]
[2004,3,16,24,2.0954091479509003E-2,4.2638725675280638E-3,3.2685067000000459E-4,3.2674000000000717E-5,2.9625851971271941E-3,9.1732096774193865E-5,2.8631806010938458E-2,null,2.4836565819168054E-2,6.2757846820040084E-3,2.2372726476103952E-4,2.4284432516604512E-5,4.9076023462237255E-3,5.5155361330150001E-5,6.1563950811960151E-5,3.6323119906003586E-2]
[2004,3,17,1,1.9376799552676155E-2,4.3808519134443348E-3,3.2685067000000459E-4,3.2674000000000717E-5,3.2134092907931495E-3,9.1732096774193865E-5,2.7422317523687838E-2,null,2.2967025696412784E-2,6.4479608377369622E-3,2.2372726476103952E-4,2.4284432516604512E-5,5.3230992277169984E-3,5.5155361330150001E-5,6.325295783174069E-5,3.5041252820474537E-2]
[2004,3,17,2,1.8941011934427075E-2,4.2818533730476192E-3,3.2685067000000459E-4,3.2674000000000717E-5,3.1848402659030422E-3,9.1732096774193865E-5,2.6858962340151931E-2,null,2.2450493262906612E-2,6.3022497468160042E-3,2.2372726476103952E-4,2.4284432516604512E-5,5.2757738668409732E-3,5.5155361330150001E-5,6.1823566785241239E-5,3.433168393517138E-2]
[2004,3,17,3,1.8304755313715858E-2,4.3369261080636679E-3,3.2685067000000459E-4,3.2674000000000717E-5,3.3547384659394501E-3,9.1732096774193865E-5,2.6447676654493171E-2,null,2.1696347970870028E-2,6.3833086014923662E-3,2.2372726476103952E-4,2.4284432516604512E-5,5.5572148211555997E-3,5.5155361330150001E-5,6.261873481522149E-5,3.3940038452125787E-2]
[2004,3,17,4,1.8727713258621985E-2,4.3830888790727853E-3,3.2685067000000459E-4,3.2674000000000717E-5,3.4678816165201946E-3,9.1732096774193865E-5,2.7029940520989164E-2,null,2.2197673587763214E-2,6.4512533176136156E-3,2.2372726476103952E-4,2.4284432516604512E-5,5.7446395040938797E-3,5.5155361330150001E-5,6.3285256273998741E-5,3.46967334680785E-2]
[2004,3,17,5,1.9706368493429771E-2,4.3953579383840587E-3,3.2685067000000459E-4,3.2674000000000717E-5,3.4531719894828759E-3,9.1732096774193865E-5,2.8006155188070904E-2,null,2.3357658747575376E-2,6.469311543620339E-3,2.2372726476103952E-4,2.4284432516604512E-5,5.7202726098589318E-3,5.5155361330150001E-5,6.3462403163823855E-5,3.585040995966244E-2]
[2004,3,17,6,2.1542386957309208E-2,4.566897241038469E-3,3.2685067000000459E-4,3.2674000000000717E-5,3.4658083265358152E-3,9.1732096774193865E-5,3.0026349291657688E-2,null,2.5533863498229541E-2,6.7217918208590912E-3,2.2372726476103952E-4,2.4284432516604512E-5,5.7412050432717543E-3,5.5155361330150001E-5,6.5939174461202598E-5,3.8300027420968177E-2]
[2004,3,17,7,2.5190835477554178E-2,4.9368589806952851E-3,3.2685067000000459E-4,3.2674000000000717E-5,3.4129338192477256E-3,9.1732096774193865E-5,3.3991885044271392E-2,null,2.9858314019003625E-2,7.2663203408593604E-3,2.2372726476103952E-4,2.4284432516604512E-5,5.6536169947410068E-3,5.5155361330150001E-5,7.1280869359871616E-5,4.3081418413211781E-2]
[2004,3,17,8,2.7708684853620411E-2,5.4329407629592069E-3,0,0,3.3893460146089769E-3,9.1732096774193865E-5,3.6622703727962787E-2,null,3.2842682575978423E-2,7.9964787592564819E-3,0,0,5.6145431596662746E-3,5.5155361330150001E-5,7.8443549284828025E-5,4.6508859856231329E-2]
[2004,3,17,9,2.605156575124544E-2,5.7965224652887686E-3,0,0,3.4072628212599102E-3,9.1732096774193865E-5,3.5347083134568316E-2,null,3.0878524516604472E-2,8.5316168155656156E-3,0,0,5.6442228335005394E-3,5.5155361330150001E-5,8.3693125974527847E-5,4.510951952700077E-2]
[2004,3,17,10,2.4725917684406917E-2,6.2425371570470128E-3,0,0,3.7385137415741603E-3,9.1732096774193865E-5,3.4798700679802286E-2,null,2.9307254032399286E-2,9.1880839416710932E-3,0,0,6.1929489242470151E-3,5.5155361330150001E-5,9.0132911899165564E-5,4.4743442259647541E-2]
[2004,3,17,11,2.3684217296053814E-2,6.2404603117966369E-3,0,0,3.566550107573166E-3,9.1732096774193865E-5,3.3582959812197812E-2,null,2.8072542411306804E-2,9.1850271351172422E-3,0,0,5.908086522819103E-3,5.5155361330150001E-5,9.0102925355990725E-5,4.3220811430573297E-2]
[2004,3,17,12,2.33136303163324E-2,6.249033573896055E-3,0,0,3.5740066208709122E-3,9.1732096774193865E-5,3.3228402607873568E-2,null,2.7633291302635338E-2,9.1976456986662767E-3,0,0,5.9204384383657518E-3,5.5155361330150001E-5,9.0226710454590096E-5,4.2806530800997514E-2]
[2004,3,17,13,2.2526650760571441E-2,6.2506838971944602E-3,0,0,3.5509464199154901E-3,9.1732096774193865E-5,3.2420013174455586E-2,null,2.6700496408897732E-2,9.2000747285006478E-3,0,0,5.8822385930337225E-3,5.5155361330150001E-5,9.0250538657885994E-5,4.1837965091762248E-2]
[2004,3,17,14,2.1636847463302064E-2,6.2425721688981204E-3,0,0,3.5813716446086601E-3,9.1732096774193865E-5,3.1552523373583038E-2,null,2.5645826098788852E-2,9.1881354738957057E-3,0,0,5.9326387989867444E-3,5.5155361330150001E-5,9.0133417417997397E-5,4.0821755733001445E-2]
[2004,3,17,15,2.1240018347201021E-2,6.1147331743521523E-3,0,0,3.5615973898520531E-3,9.1732096774193865E-5,3.1008081008179419E-2,null,2.5175470585134446E-2,8.9999755345381606E-3,0,0,5.8998822122285121E-3,5.5155361330150001E-5,8.8287613293358389E-5,4.0130483693231266E-2]
[2004,3,17,16,2.3004415342156241E-2,6.064680163745553E-3,0,0,3.6980450721034517E-3,9.1732096774193865E-5,3.2858872674779445E-2,null,2.726678349837627E-2,8.9263049657586652E-3,0,0,6.1259114809236685E-3,5.5155361330150001E-5,8.7564922585750855E-5,4.2374155306388751E-2]
[2004,3,17,17,2.5146124050049103E-2,5.7336662256829438E-3,0,0,3.4095901327262897E-3,9.1732096774193865E-5,3.4381112505232535E-2,null,2.9805318244255544E-2,8.4391018026426807E-3,0,0,5.6480780877642394E-3,5.5155361330150001E-5,8.2785575764705038E-5,4.3947653495992611E-2]
[2004,3,17,18,2.805495371363553E-2,5.6048095383794258E-3,3.2685067000000459E-4,3.2674000000000717E-5,3.4524446261108717E-3,9.1732096774193865E-5,3.7563464644900027E-2,null,3.3253109787356398E-2,8.2494439712825791E-3,2.2372726476103952E-4,2.4284432516604512E-5,5.7190677127999488E-3,5.5155361330150001E-5,8.0925077676802533E-5,4.7524788530046713E-2]
[2004,3,17,19,2.9569109469976151E-2,5.4132342875908342E-3,3.2685067000000459E-4,3.2674000000000717E-5,2.9776563935643798E-3,9.1732096774193865E-5,3.8411256917905569E-2,null,3.5047815567828974E-2,7.9674737657219746E-3,2.2372726476103952E-4,2.4284432516604512E-5,4.932568189929167E-3,5.5155361330150001E-5,7.8159017216610294E-5,4.8251024582087909E-2]
[2004,3,17,20,3.0082760616597298E-2,5.8490535171076006E-3,3.2685067000000459E-4,3.2674000000000717E-5,3.6646660608107649E-3,9.1732096774193865E-5,4.0047736961289868E-2,null,3.5656638456839584E-2,8.6089346915370606E-3,2.2372726476103952E-4,2.4284432516604512E-5,6.0706182477388588E-3,5.5155361330150001E-5,8.4451595895722044E-5,5.0639358454723296E-2]
[2004,3,17,21,3.0034504479280497E-2,5.5308738369915025E-3,3.2685067000000459E-4,3.2674000000000717E-5,3.2707706863013357E-3,9.1732096774193865E-5,3.9287405769347541E-2,null,3.5599441191483575E-2,8.1406216425485498E-3,2.2372726476103952E-4,2.4284432516604512E-5,5.4181199276960631E-3,5.5155361330150001E-5,7.9857556588541523E-5,4.9461349820335981E-2]
[2004,3,17,22,2.7719241579529926E-2,4.9184899942759019E-3,3.2685067000000459E-4,3.2674000000000717E-5,2.7458103807753514E-3,9.1732096774193865E-5,3.5834798721355379E-2,null,3.2855195302580908E-2,7.2392839316400438E-3,2.2372726476103952E-4,2.4284432516604512E-5,4.5485090116718198E-3,5.5155361330150001E-5,7.1015648634233439E-5,4.4946155304500565E-2]
[2004,3,17,23,2.4237346958431102E-2,4.6126569666587553E-3,3.2685067000000459E-4,3.2674000000000717E-5,2.6964319683165194E-3,9.1732096774193865E-5,3.1997692660180578E-2,null,2.8728158584386983E-2,6.7891433142614815E-3,2.2372726476103952E-4,2.4284432516604512E-5,4.4667123385936066E-3,5.5155361330150001E-5,6.6599876546605052E-5,4.0287181295849864E-2]
[2004,3,17,24,2.1324351929679412E-2,4.4248898563004745E-3,3.2685067000000459E-4,3.2674000000000717E-5,2.9804284060547586E-3,9.1732096774193865E-5,2.9180926958808841E-2,null,2.5275429897330781E-2,6.5127781236259154E-3,2.2372726476103952E-4,2.4284432516604512E-5,4.9371601034426541E-3,5.5155361330150001E-5,6.3888799945902903E-5,3.7028535183007139E-2]
[2004,3,18,1,1.7343297883837351E-2,4.1090220538468622E-3,3.2685067000000459E-4,3.2674000000000717E-5,3.0312206899511455E-3,9.1732096774193865E-5,2.4934797394409555E-2,null,2.0556747107580046E-2,6.0478678138588772E-3,2.2372726476103952E-4,2.4284432516604512E-5,5.0212988927209115E-3,5.5155361330150001E-5,5.932814069885373E-5,3.1929080872767628E-2]
[2004,3,18,2,1.6936745917339159E-2,4.0183213410363528E-3,3.2685067000000459E-4,3.2674000000000717E-5,3.01622210314148E-3,9.1732096774193865E-5,2.442254612829119E-2,null,2.0074867247280748E-2,5.9143698879504025E-3,2.2372726476103952E-4,2.4284432516604512E-5,4.9964533288233632E-3,5.5155361330150001E-5,5.8018557888006942E-5,3.1288857522662306E-2]
[2004,3,18,3,1.6359417391546106E-2,4.0639571233312142E-3,3.2685067000000459E-4,3.2674000000000717E-5,3.1739364412489818E-3,9.1732096774193865E-5,2.4048567722900496E-2,null,1.9390568529573785E-2,5.981538955257543E-3,2.2372726476103952E-4,2.4284432516604512E-5,5.2577113869815015E-3,5.5155361330150001E-5,5.8677470416927797E-5,3.0932985930420622E-2]
[2004,3,18,4,1.6735495812993419E-2,4.1077970806147604E-3,3.2685067000000459E-4,3.2674000000000717E-5,3.2834636178549876E-3,9.1732096774193865E-5,2.4578013278237363E-2,null,1.9836328560571981E-2,6.0460648359030077E-3,2.2372726476103952E-4,2.4284432516604512E-5,5.439146111426936E-3,5.5155361330150001E-5,5.9310453915158227E-5,3.1624706566509717E-2]
[2004,3,18,5,1.7606669339570193E-2,4.1392262963396648E-3,3.2685067000000459E-4,3.2674000000000717E-5,3.2685215598861157E-3,9.1732096774193865E-5,2.5465673962570171E-2,null,2.0868917286926431E-2,6.0923239553982477E-3,2.2372726476103952E-4,2.4284432516604512E-5,5.4143941890800089E-3,5.5155361330150001E-5,5.976424484354618E-5,3.2678802490012482E-2]
[2004,3,18,6,1.9250759458875891E-2,4.3460537299204972E-3,3.2685067000000459E-4,3.2674000000000717E-5,3.254543819739106E-3,9.1732096774193865E-5,2.7302613775309691E-2,null,2.2817632290901235E-2,6.396743099950049E-3,2.2372726476103952E-4,2.4284432516604512E-5,5.3912396852342165E-3,5.5155361330150001E-5,6.2750524040655549E-5,3.4908782134693291E-2]
[2004,3,18,7,2.2565933584716178E-2,4.7218556229726288E-3,3.2685067000000459E-4,3.2674000000000717E-5,3.1693834650320914E-3,9.1732096774193865E-5,3.0908429439495094E-2,null,2.6747057742677709E-2,6.9498674549895731E-3,2.2372726476103952E-4,2.4284432516604512E-5,5.2501692589826243E-3,5.5155361330150001E-5,6.8176542030755965E-5,3.9250261515257699E-2]
[2004,3,18,8,2.4752233590657514E-2,5.357490417998303E-3,0,0,3.0991487981193917E-3,9.1732096774193865E-5,3.3300604903549406E-2,null,2.9338445875687895E-2,7.8854271010142495E-3,0,0,5.1338236374419361E-3,5.5155361330150001E-5,7.7354159005837717E-5,4.2412851975474224E-2]
[2004,3,18,9,2.3238067284791896E-2,5.6723479571375692E-3,0,0,3.1385507651552715E-3,9.1732096774193865E-5,{"$f":"SUM(E1859:J1859)","v":3.2140698103858931E-2},null,{"$f":"E1859*W$5","v":2.7543727591023845E-2},8.3488504538114083E-3,{"$f":"G1859*Y$5","v":0},{"$f":"H1859*Z$5","v":0},{"$f":"I1859*AA$5","v":5.1990940593891677E-3},{"$f":"J1859*AB$5","v":5.5155361330150001E-5},8.1900231559685677E-5,{"$f":"SUM(M1859:R1859)","v":4.1146827465554571E-2}]
[2004,3,18,10,2.1975817220835085E-2,6.149852096987039E-3,0,0,3.4246576802630367E-3,9.1732096774193865E-5,3.1642059094859357E-2,null,2.6047601795048891E-2,{"$f":"(F1860*X$5)-S1860","v":9.0516653524747876E-3},0,0,5.673037886967611E-3,5.5155361330150001E-5,{"$f":"(F1860*$AC$7)*$AC$5","v":8.8794678078110294E-5},4.0827460395821434E-2]
[2004,3,18,11,2.1071538059417371E-2,6.114082679368759E-3,0,0,3.2592472718566373E-3,9.1732096774193865E-5,3.0536600107416961E-2,null,2.4975773463411798E-2,8.9990181029104919E-3,0,0,5.3990310806242055E-3,5.5155361330150001E-5,8.8278221117460344E-5,3.9428978008276647E-2]
[2004,3,18,12,2.0747393743130425E-2,6.1087848523052237E-3,0,0,3.2662933909810891E-3,9.1732096774193865E-5,3.0214204083190928E-2,null,2.4591570137095186E-2,8.9912204913715262E-3,0,0,5.4107031671452831E-3,5.5155361330150001E-5,8.8201728408172176E-5,3.9048649156942145E-2]
[2004,3,18,13,2.0050762430169657E-2,6.0968444162177301E-3,0,0,3.2398044718413262E-3,9.1732096774193865E-5,2.9479143415002906E-2,null,2.3765863640921724E-2,8.973645949752947E-3,0,0,5.3668235575916783E-3,5.5155361330150001E-5,8.8029326346824923E-5,3.8161488509596497E-2]
[2004,3,18,14,1.9227555570221804E-2,6.1054906312123184E-3,0,0,3.2655695886934224E-3,9.1732096774193865E-5,2.8690347886901741E-2,null,2.2790129074721166E-2,8.9863718890864953E-3,0,0,5.409504169118627E-3,5.5155361330150001E-5,8.8154164776258823E-5,3.724116049425643E-2]
[2004,3,18,15,1.8896158730650987E-2,5.9667908619581208E-3,0,0,3.2406087341277303E-3,9.1732096774193865E-5,2.8195290423511033E-2,null,2.2397329442901591E-2,8.7822265086846575E-3,0,0,5.3681558397780478E-3,5.5155361330150001E-5,8.6151547287869397E-5,3.6602867152694445E-2]
[2004,3,18,16,2.0573097963741457E-2,5.8492645395793307E-3,0,0,3.3641012017511119E-3,9.1732096774193865E-5,2.9878195801846089E-2,null,2.438498000165407E-2,8.6092452851522956E-3,0,0,5.5727244457500049E-3,5.5155361330150001E-5,8.4454642745003788E-5,3.862210509388652E-2]
[2004,3,18,17,2.2647424695801697E-2,5.413816728297766E-3,0,0,3.1093746037102032E-3,9.1732096774193865E-5,3.1262348124583866E-2,null,2.6843647916779595E-2,7.9683310316014874E-3,0,0,5.1507629604217973E-3,5.5155361330150001E-5,7.8167426790410751E-5,4.0017897270133024E-2]
[2004,3,18,18,2.526377940177995E-2,5.3288354412814511E-3,3.2685067000000459E-4,3.2674000000000717E-5,3.1121566621309833E-3,9.1732096774193865E-5,3.4156028271966586E-2,null,2.9944773342564058E-2,7.8432512477037333E-3,2.2372726476103952E-4,2.4284432516604512E-5,5.1553715152901575E-3,5.5155361330150001E-5,7.694042394476931E-5,4.3246563164165738E-2]
[2004,3,18,19,2.6715357775628404E-2,5.1180309689304463E-3,3.2685067000000459E-4,3.2674000000000717E-5,2.64226618227281E-3,9.1732096774193865E-5,3.4926911693605865E-2,null,3.1665307103668591E-2,7.5329784950531184E-3,2.2372726476103952E-4,2.4284432516604512E-5,4.3769852519495063E-3,5.5155361330150001E-5,7.3896722248430305E-5,4.3878437909279006E-2]
[2004,3,18,20,2.7113518032893601E-2,5.5460236697307645E-3,3.2685067000000459E-4,3.2674000000000717E-5,3.3041466670452294E-3,9.1732096774193865E-5,3.6414945136443798E-2,null,3.2137240398691869E-2,8.1629199375220091E-3,2.2372726476103952E-4,2.4284432516604512E-5,5.4734081406949955E-3,5.5155361330150001E-5,8.0076297543576688E-5,4.6076735535516666E-2]
[2004,3,18,21,2.7125499292200764E-2,5.2097569160627364E-3,3.2685067000000459E-4,3.2674000000000717E-5,2.9370741821487406E-3,9.1732096774193865E-5,3.5723587157186446E-2,null,3.2151441603056656E-2,7.66798541302226E-3,2.2372726476103952E-4,2.4284432516604512E-5,4.8653426613092764E-3,5.5155361330150001E-5,7.5221107911463054E-5,4.4987936735995979E-2]
[2004,3,18,22,2.5051931928397726E-2,4.579496743989114E-3,3.2685067000000459E-4,3.2674000000000717E-5,2.5014858009605621E-3,9.1732096774193865E-5,3.2584171240121605E-2,null,2.9693673755572785E-2,6.7403364106342874E-3,2.2372726476103952E-4,2.4284432516604512E-5,4.1437787503102565E-3,5.5155361330150001E-5,6.612109246358754E-5,4.0880955975125123E-2]
[2004,3,18,23,2.1848851832248207E-2,4.3197425206143603E-3,3.2685067000000459E-4,3.2674000000000717E-5,2.4752814757475474E-3,9.1732096774193865E-5,2.9095132595384314E-2,null,2.5897111651704909E-2,6.3580169228156843E-3,2.2372726476103952E-4,2.4284432516604512E-5,4.1003705782781735E-3,5.5155361330150001E-5,6.2370629480048328E-5,3.6658666211406558E-2]
[2004,3,18,24,1.9181720691922529E-2,4.1059644092560615E-3,3.2685067000000459E-4,3.2674000000000717E-5,2.7949392617481615E-3,9.1732096774193865E-5,2.6533881129700947E-2,null,2.2735801690839753E-2,6.0433674169117222E-3,2.2372726476103952E-4,2.4284432516604512E-5,4.6298923291079926E-3,5.5155361330150001E-5,5.9283992878249976E-5,3.3712228495467261E-2]
[2004,3,19,1,1.7266192123395505E-2,4.1934728307186711E-3,3.2685067000000459E-4,3.2674000000000717E-5,3.1829822614868955E-3,9.1732096774193865E-5,2.5093903982375269E-2,null,2.0465354822874045E-2,6.1721667659222351E-3,2.2372726476103952E-4,2.4284432516604512E-5,5.2726960323736917E-3,5.5155361330150001E-5,6.0547483770446054E-5,3.2213384679777766E-2]
[2004,3,19,2,1.6691371303098553E-2,4.2096962865405818E-3,3.2685067000000459E-4,3.2674000000000717E-5,3.3147588281152332E-3,9.1732096774193865E-5,2.4667083184528565E-2,null,1.9784028450337471E-2,6.1960452739976638E-3,2.2372726476103952E-4,2.4284432516604512E-5,5.490987471954787E-3,5.5155361330150001E-5,6.0781726239094489E-5,3.1774228254897716E-2]
[2004,3,19,3,1.645687373187335E-2,4.1854255389968511E-3,3.2685067000000459E-4,3.2674000000000717E-5,3.3413591204084284E-3,9.1732096774193865E-5,2.4434915158052826E-2,null,1.950608204698874E-2,6.1603223523475827E-3,2.2372726476103952E-4,2.4284432516604512E-5,5.5350515741432772E-3,5.5155361330150001E-5,6.0431292898442843E-5,3.1504623032087398E-2]
[2004,3,19,4,1.6569315873775636E-2,4.2548408480301307E-3,3.2685067000000459E-4,3.2674000000000717E-5,3.5346508150846489E-3,9.1732096774193865E-5,2.4810064303664614E-2,null,1.9639358007005205E-2,6.2624913375197138E-3,2.2372726476103952E-4,2.4284432516604512E-5,5.8552444837745117E-3,5.5155361330150001E-5,6.1433546273336576E-5,3.2060260886907221E-2]
[2004,3,19,5,1.7391661948323846E-2,4.2371240243477826E-3,3.2685067000000459E-4,3.2674000000000717E-5,3.4222761461054729E-3,9.1732096774193865E-5,2.5502318885551298E-2,null,2.0614072297368207E-2,6.2364148146127679E-3,2.2372726476103952E-4,2.4284432516604512E-5,5.6690928113523661E-3,5.5155361330150001E-5,6.1177741803467882E-5,3.2822746981941132E-2]
[2004,3,19,6,1.8941247463755157E-2,4.3859507851850407E-3,3.2685067000000459E-4,3.2674000000000717E-5,3.3900908824957381E-3,9.1732096774193865E-5,2.7168545898210134E-2,null,2.2450772432235665E-2,6.4554656167046835E-3,2.2372726476103952E-4,2.4284432516604512E-5,5.615777053426441E-3,5.5155361330150001E-5,6.3326577923352223E-5,3.4825182160974584E-2]
[2004,3,19,7,2.2101877095547992E-2,4.6485328487724858E-3,3.2685067000000459E-4,3.2674000000000717E-5,3.2257166878677185E-3,9.1732096774193865E-5,3.0427383398962393E-2,null,2.6197018646575233E-2,6.8419472636893752E-3,2.2372726476103952E-4,2.4284432516604512E-5,5.3434867631767828E-3,5.5155361330150001E-5,6.7117870695540367E-5,3.8685619732049183E-2]
[2004,3,19,8,2.4377163687368909E-2,4.9389318638221828E-3,0,0,3.0552664801196784E-3,9.1732096774193865E-5,3.2463094128084971E-2,null,2.8893881225918849E-2,7.2693713157581975E-3,0,0,5.0611313931878434E-3,5.5155361330150001E-5,7.1310798695901754E-5,4.1279539296195031E-2]
[2004,3,19,9,2.417706824021193E-2,5.3951056650401999E-3,0,0,3.2734342407902354E-3,9.1732096774193865E-5,3.2937340242816561E-2,null,2.8656711136808091E-2,7.9407911362795406E-3,0,0,5.4225321776025619E-3,5.5155361330150001E-5,7.7897266986198764E-5,4.2075189812020339E-2]
[2004,3,19,10,2.279574670909313E-2,5.7093274857481328E-3,0,0,3.4097424479271926E-3,9.1732096774193865E-5,3.2006548739542652E-2,null,2.7019451742449945E-2,8.403278806330499E-3,0,0,5.6483304020058826E-3,5.5155361330150001E-5,8.2434160715488312E-5,4.1126216312116472E-2]
[2004,3,19,11,2.2235051696725943E-2,5.7327050944907766E-3,0,0,3.3262933967788465E-3,9.1732096774193865E-5,3.1385782284769764E-2,null,2.6354868475131729E-2,8.4376871608311185E-3,0,0,5.5100947962913559E-3,5.5155361330150001E-5,8.277169846595811E-5,4.0357805793584348E-2]
[2004,3,19,12,2.1538327537977006E-2,5.6838932610398943E-3,0,0,3.313038427055031E-3,9.1732096774193865E-5,3.0626991322846124E-2,null,2.5529051930258177E-2,8.3658434197670713E-3,0,0,5.4881375811608683E-3,5.5155361330150001E-5,8.2066928502498855E-5,3.943818829251626E-2]
[2004,3,19,13,2.0703242833529256E-2,5.6651570017928294E-3,0,0,3.244560071685147E-3,9.1732096774193865E-5,2.9704692003781428E-2,null,2.4539238735690458E-2,8.3382664397052692E-3,0,0,5.3747013370978565E-3,5.5155361330150001E-5,8.1796404905834435E-5,3.8307361873823734E-2]
[2004,3,19,14,1.982584625929118E-2,5.6662244892396515E-3,0,0,3.3160868653120202E-3,9.1732096774193865E-5,2.8899889710617046E-2,null,2.3499273925625251E-2,8.3398376220661166E-3,0,0,5.4931874014181297E-3,5.5155361330150001E-5,8.1811817830031337E-5,3.7387454310439647E-2]
[2004,3,19,15,1.8955444262469173E-2,5.5581667544407458E-3,0,0,3.3609249331619457E-3,9.1732096774193865E-5,2.7966268046846057E-2,null,2.2467599681750487E-2,8.1807927476982671E-3,0,0,5.5674628710970482E-3,5.5155361330150001E-5,8.0251625548330855E-5,3.6271010661875949E-2]
[2004,3,19,16,2.0015787036218504E-2,5.2467755175314252E-3,0,0,3.1244382319217338E-3,9.1732096774193865E-5,2.8478732882445856E-2,null,2.3724407838613681E-2,7.722471274962805E-3,0,0,5.175716267157157E-3,5.5155361330150001E-5,7.575560122097281E-5,3.6677750742063787E-2]
[2004,3,19,17,2.1862303426008815E-2,5.030149170359796E-3,0,0,3.0715885378676143E-3,9.1732096774193865E-5,3.005577323101042E-2,null,2.5913055621126571E-2,7.4036295906095709E-3,0,0,5.0881693224182484E-3,5.5155361330150001E-5,7.2627840348517749E-5,3.8460009895484537E-2]
[2004,3,19,18,2.3079119665744576E-2,4.7118056411472337E-3,3.2685067000000459E-4,3.2674000000000717E-5,2.8038430312990093E-3,9.1732096774193865E-5,3.1046025104965017E-2,null,2.7355329396517095E-2,6.9350753801807339E-3,2.2372726476103952E-4,2.4284432516604512E-5,4.6446416637027739E-3,5.5155361330150001E-5,6.8031435305130144E-5,3.9238213499008391E-2]
[2004,3,19,19,2.5272536970193299E-2,4.8592192996902558E-3,3.2685067000000459E-4,3.2674000000000717E-5,3.0147302593708045E-3,9.1732096774193865E-5,3.3597743296028562E-2,null,2.995515355516009E-2,7.1520463063870967E-3,2.2372726476103952E-4,2.4284432516604512E-5,4.9939820493488463E-3,5.5155361330150001E-5,7.01598683386753E-5,4.2404348969503826E-2]
[2004,3,19,20,2.617402506487267E-2,5.0165038775700933E-3,3.2685067000000459E-4,3.2674000000000717E-5,3.2095236041897826E-3,9.1732096774193865E-5,3.4851309313406749E-2,null,3.102367367785764E-2,7.3835457541170752E-3,2.2372726476103952E-4,2.4284432516604512E-5,5.3166624829746479E-3,5.5155361330150001E-5,7.2430822702981718E-5,4.4027048973557151E-2]
[2004,3,19,21,2.6230084810653368E-2,4.6832658549523353E-3,3.2685067000000459E-4,3.2674000000000717E-5,2.8468204711751236E-3,9.1732096774193865E-5,3.4211427903555032E-2,null,3.1090120441595866E-2,6.8930690701437874E-3,2.2372726476103952E-4,2.4284432516604512E-5,4.7158349529203237E-3,5.5155361330150001E-5,6.7619363423135516E-5,4.3002191523267765E-2]
[2004,3,19,22,2.47125410134897E-2,4.162610702712931E-3,3.2685067000000459E-4,3.2674000000000717E-5,2.3970059895819925E-3,9.1732096774193865E-5,3.1723414472558824E-2,null,2.9291398867883959E-2,6.1267423149976245E-3,2.2372726476103952E-4,2.4284432516604512E-5,3.9707051226043977E-3,5.5155361330150001E-5,6.0101880741648374E-5,3.9692013364093774E-2]
[2004,3,19,23,2.2131746531761858E-2,4.0525626527938485E-3,3.2685067000000459E-4,3.2674000000000717E-5,2.6592952176679747E-3,9.1732096774193865E-5,2.929486116899788E-2,null,2.6232422434863196E-2,5.9647679935260567E-3,2.2372726476103952E-4,2.4284432516604512E-5,4.4051943087355444E-3,5.5155361330150001E-5,5.8512951282600718E-5,3.6905551795732593E-2]
[2004,3,19,24,1.9545509311004503E-2,3.7726707573901386E-3,3.2685067000000459E-4,3.2674000000000717E-5,2.7033155034947901E-3,9.1732096774193865E-5,2.6472752338663627E-2,null,2.3166994806080723E-2,5.5528088549793792E-3,2.2372726476103952E-4,2.4284432516604512E-5,4.4781151004193095E-3,5.5155361330150001E-5,5.4471730395155213E-5,3.3501085820087206E-2]
[2004,3,20,1,1.9071349633969774E-2,3.9929116494629305E-3,3.2685067000000459E-4,3.2674000000000717E-5,3.0510143991196912E-3,9.1732096774193865E-5,2.656653244932659E-2,null,2.2604980555117622E-2,5.8769706105035683E-3,2.2372726476103952E-4,2.4284432516604512E-5,5.0540877062376401E-3,5.5155361330150001E-5,5.7651679896838422E-5,3.3839205930466618E-2]
[2004,3,20,2,1.8203720294771748E-2,4.0271087587381901E-3,3.2685067000000459E-4,3.2674000000000717E-5,3.2251644507398352E-3,9.1732096774193865E-5,2.590725027102397E-2,null,2.157659270013924E-2,5.927303656615898E-3,2.2372726476103952E-4,2.4284432516604512E-5,5.3425719674682574E-3,5.5155361330150001E-5,5.8145435073615162E-5,3.3149635382831187E-2]
[2004,3,20,3,1.7725155412571931E-2,4.0498344228833026E-3,3.2685067000000459E-4,3.2674000000000717E-5,3.3408495124593865E-3,9.1732096774193865E-5,2.5567096114688818E-2,null,2.1009357026518106E-2,5.9607524458729728E-3,2.2372726476103952E-4,2.4284432516604512E-5,5.5342073948201655E-3,5.5155361330150001E-5,5.8473559717924116E-5,3.2807483925819038E-2]
[2004,3,20,4,1.7608691120332674E-2,4.1186692813934139E-3,3.2685067000000459E-4,3.2674000000000717E-5,3.4966078611112636E-3,9.1732096774193865E-5,2.5675225029611549E-2,null,2.0871313672903288E-2,6.0620670944193551E-3,2.2372726476103952E-4,2.4284432516604512E-5,5.7922253036482799E-3,5.5155361330150001E-5,5.9467432254298142E-5,3.3028773129578713E-2]
[2004,3,20,5,1.7979325590099376E-2,4.188483922573304E-3,3.2685067000000459E-4,3.2674000000000717E-5,3.5585057923930765E-3,9.1732096774193865E-5,2.617757207183995E-2,null,2.1310621070802883E-2,6.1648238369714356E-3,2.2372726476103952E-4,2.4284432516604512E-5,5.8947608975881893E-3,5.5155361330150001E-5,6.0475451388895574E-5,3.3673372863970298E-2]
[2004,3,20,6,1.9017602647369635E-2,4.2682887207222894E-3,3.2685067000000459E-4,3.2674000000000717E-5,3.604305853367649E-3,9.1732096774193865E-5,2.7341453988233771E-2,null,2.2541275069648033E-2,6.2822846010636849E-3,2.2372726476103952E-4,2.4284432516604512E-5,5.9706299348445549E-3,5.5155361330150001E-5,6.1627713467555894E-5,3.5097356664164067E-2]
[2004,3,20,7,2.0905069214840259E-2,4.4196837887732834E-3,3.2685067000000459E-4,3.2674000000000717E-5,3.6221368106692737E-3,9.1732096774193865E-5,2.9398146581057012E-2,null,2.4778460474718232E-2,6.5051155684432297E-3,2.2372726476103952E-4,2.4284432516604512E-5,6.0001673969144135E-3,5.5155361330150001E-5,6.3813632107255814E-5,3.7586910498683665E-2]
[2004,3,20,8,2.3530902373898079E-2,4.6459622877145527E-3,0,0,3.6315172706045721E-3,9.1732096774193865E-5,3.19001140289914E-2,null,2.789082056672551E-2,6.8381637810791315E-3,0,0,6.0157063819980382E-3,5.5155361330150001E-5,6.7080755633581221E-5,4.0799846091132831E-2]
[2004,3,20,9,2.574712496965861E-2,4.7535009272670513E-3,0,0,3.4365319767787634E-3,9.1732096774193865E-5,3.4028889970478621E-2,null,3.0517675490183336E-2,6.9964446246406414E-3,0,0,5.6927079796612644E-3,5.5155361330150001E-5,6.8633452955310349E-5,4.3261983455815389E-2]
[2004,3,20,10,2.7403793889023007E-2,4.7064714065678673E-3,0,0,3.0200592974781175E-3,9.1732096774193865E-5,3.5222056689843191E-2,null,3.2481299954484281E-2,6.9272241822067723E-3,0,0,5.0028097448169551E-3,5.5155361330150001E-5,6.7954416925696272E-5,4.4466489242838157E-2]
[2004,3,20,11,2.7198415128426596E-2,4.6287736658027741E-3,0,0,2.748228528845939E-3,9.1732096774193865E-5,3.4667149419849504E-2,null,3.2237867634338113E-2,6.8128646924243228E-3,0,0,4.5525147392222846E-3,5.5155361330150001E-5,6.6832577608290096E-5,4.3658402427314863E-2]
[2004,3,20,12,2.608939001643271E-2,4.5024361790944696E-3,0,0,2.6072070906405956E-3,9.1732096774193865E-5,3.329076538294197E-2,null,3.092335704264379E-2,6.6269147487311147E-3,0,0,4.3189089203329268E-3,5.5155361330150001E-5,6.5008453013983597E-5,4.1924336073037978E-2]
[2004,3,20,13,2.5904972610451438E-2,4.4303951184424982E-3,0,0,2.5460390893027852E-3,9.1732096774193865E-5,3.2973138914970918E-2,null,3.0704769897200945E-2,6.5208810486721384E-3,0,0,4.2175824750477937E-3,5.5155361330150001E-5,6.3968287707872996E-5,4.1498388782251025E-2]
[2004,3,20,14,2.4777248904553167E-2,4.5803266750660439E-3,0,0,2.8758139990613519E-3,9.1732096774193865E-5,3.232512167545476E-2,null,2.9368096146646389E-2,6.7415579454379732E-3,0,0,4.7638635144677637E-3,5.5155361330150001E-5,6.6133075428647647E-5,4.0928672967882274E-2]
[2004,3,20,15,2.2943542851911129E-2,4.3309196322774864E-3,0,0,2.6078837017375939E-3,9.1732096774193865E-5,2.9974078282700403E-2,null,2.7194632261849129E-2,6.3744679646921907E-3,0,0,4.3200297448784388E-3,5.5155361330150001E-5,6.2532010276906296E-5,3.7944285332749905E-2]
[2004,3,20,16,2.3419057273783149E-2,4.4570442403477472E-3,0,0,2.9193300974806415E-3,9.1732096774193865E-5,3.0887163708385734E-2,null,2.7758252271255751E-2,6.5601045827701054E-3,0,0,4.8359491061017515E-3,5.5155361330150001E-5,6.4353061221662084E-5,3.9209461321457757E-2]
[2004,3,20,17,2.4950049865228772E-2,4.5144091246533749E-3,0,0,3.0918089686983422E-3,9.1732096774193865E-5,3.264800005535469E-2,null,2.9572914496209867E-2,6.6445371394444949E-3,0,0,5.121665011886609E-3,5.5155361330150001E-5,6.5181324463537741E-5,4.1394272008871115E-2]
[2004,3,20,18,2.6551591206828117E-2,4.343180835553343E-3,3.2685067000000459E-4,3.2674000000000717E-5,2.9223949024538092E-3,9.1732096774193865E-5,3.4268423711609472E-2,null,3.1471197081338817E-2,6.3925146277861037E-3,2.2372726476103952E-4,2.4284432516604512E-5,4.8410260382661394E-3,5.5155361330150001E-5,6.2709043737314767E-5,4.3007904805998851E-2]
[2004,3,20,19,2.7920989945657327E-2,4.5238229597311204E-3,3.2685067000000459E-4,3.2674000000000717E-5,2.7592494408202025E-3,9.1732096774193865E-5,3.5655319112982857E-2,null,3.3094324571398548E-2,6.6583929010893793E-3,2.2372726476103952E-4,2.4284432516604512E-5,4.5707711773881367E-3,5.5155361330150001E-5,6.5317246180357293E-5,4.4626655708483856E-2]
[2004,3,20,20,2.90287815521557E-2,4.6648846408089695E-3,3.2685067000000459E-4,3.2674000000000717E-5,2.7621324785500646E-3,9.1732096774193865E-5,3.6907055438288941E-2,null,3.4407373107796527E-2,6.8660146635379053E-3,2.2372726476103952E-4,2.4284432516604512E-5,4.5755470072076608E-3,5.5155361330150001E-5,6.7353966147427934E-5,4.6152101837149892E-2]
[2004,3,20,21,2.8245708630621119E-2,4.8001666814762121E-3,3.2685067000000459E-4,3.2674000000000717E-5,2.9301059515164842E-3,9.1732096774193865E-5,3.6427238030388019E-2,null,3.3479208688168942E-2,7.0651296570382683E-3,2.2372726476103952E-4,2.4284432516604512E-5,4.8537995991779154E-3,5.5155361330150001E-5,6.9307236740176446E-5,4.5701305002992916E-2]
[2004,3,20,22,2.6245244698822202E-2,4.3897014980885949E-3,3.2685067000000459E-4,3.2674000000000717E-5,2.5199359481198119E-3,9.1732096774193865E-5,3.3606138911804806E-2,null,3.1108089226388309E-2,6.460986106872701E-3,2.2372726476103952E-4,2.4284432516604512E-5,4.1743419170926698E-3,5.5155361330150001E-5,6.3380732615137033E-5,4.2046584308961472E-2]
[2004,3,20,23,2.3767150328285223E-2,4.3026907129294339E-3,3.2685067000000459E-4,3.2674000000000717E-5,2.9307365551805831E-3,9.1732096774193865E-5,3.1451834363169437E-2,null,2.8170841672604426E-2,6.3329192043039932E-3,2.2372726476103952E-4,2.4284432516604512E-5,4.8548442111689795E-3,5.5155361330150001E-5,6.2124426847829791E-5,3.966177214668519E-2]
[2004,3,20,24,2.095850207165894E-2,3.7847256071991756E-3,3.2685067000000459E-4,3.2674000000000717E-5,2.83253195640944E-3,9.1732096774193865E-5,2.8027016402041752E-2,null,2.484179362693727E-2,5.5705517965371461E-3,2.2372726476103952E-4,2.4284432516604512E-5,4.6921656425301557E-3,5.5155361330150001E-5,5.464578441973864E-5,3.540767812461236E-2]
[2004,3,21,1,2.137121925900471E-2,3.9599681155662357E-3,3.2685067000000459E-4,3.2674000000000717E-5,3.319263621069388E-3,9.1732096774193865E-5,{"$f":"SUM(E1923:J1923)","v":2.9101707762414528E-2},null,{"$f":"E1923*W$5","v":2.5330981029704842E-2},5.8284826404421605E-3,{"$f":"G1923*Y$5","v":2.2372726476103952E-4},{"$f":"H1923*Z$5","v":2.4284432516604512E-5},{"$f":"I1923*AA$5","v":5.4984497830783624E-3},{"$f":"J1923*AB$5","v":5.5155361330150001E-5},5.7176024476028317E-5,{"$f":"SUM(M1923:R1923)","v":3.696108051183316E-2}]
[2004,3,21,2,2.0273305000616689E-2,4.0386809286371258E-3,3.2685067000000459E-4,3.2674000000000717E-5,3.5546709074284967E-3,9.1732096774193865E-5,2.8317913603456507E-2,null,2.4029639963740568E-2,{"$f":"(F1924*X$5)-S1924","v":5.9443361653128907E-3},2.2372726476103952E-4,2.4284432516604512E-5,5.8884083071317457E-3,5.5155361330150001E-5,{"$f":"(F1924*$AC$7)*$AC$5","v":5.8312519921288917E-5},3.6165551494792995E-2]
[2004,3,21,3,1.9325829752227987E-2,4.1828117002715966E-3,3.2685067000000459E-4,3.2674000000000717E-5,3.8346679916015027E-3,9.1732096774193865E-5,2.7794566210875282E-2,null,2.2906611967434903E-2,6.1564751714636825E-3,2.2372726476103952E-4,2.4284432516604512E-5,6.3522310348479707E-3,5.5155361330150001E-5,6.0393552971612614E-5,3.5718485232354345E-2]
[2004,3,21,4,1.9673754977791759E-2,4.0978357596389422E-3,3.2685067000000459E-4,3.2674000000000717E-5,3.7023531746237233E-3,9.1732096774193865E-5,2.7925200678828623E-2,null,2.3319002443696488E-2,6.0314032566455384E-3,2.2372726476103952E-4,2.4284432516604512E-5,6.1330479690343762E-3,5.5155361330150001E-5,5.9166627319765174E-5,3.5786620727984192E-2]
[2004,3,21,5,1.9578520818693546E-2,4.170268410622676E-3,3.2685067000000459E-4,3.2674000000000717E-5,3.7921050664851698E-3,9.1732096774193865E-5,2.7992151062575587E-2,null,2.3206122843882345E-2,6.1380133192873E-3,2.2372726476103952E-4,2.4284432516604512E-5,6.2817244005187334E-3,5.5155361330150001E-5,6.0212446605337224E-5,3.5929027622296168E-2]
[2004,3,21,6,2.032641372978726E-2,4.0980297550378009E-3,3.2685067000000459E-4,3.2674000000000717E-5,3.6120370899167279E-3,9.1732096774193865E-5,2.8487737341515985E-2,null,2.4092588932389823E-2,6.031688788948217E-3,2.2372726476103952E-4,2.4284432516604512E-5,5.9834369368724676E-3,5.5155361330150001E-5,5.9169428323548445E-5,3.6410881716818298E-2]
[2004,3,21,7,2.198816225235866E-2,4.1434961087330104E-3,3.2685067000000459E-4,3.2674000000000717E-5,3.5303827267486863E-3,9.1732096774193865E-5,3.0113297854614557E-2,null,2.6062234173087079E-2,6.0986084826182346E-3,2.2372726476103952E-4,2.4284432516604512E-5,5.8481742802401889E-3,5.5155361330150001E-5,5.9825894556570472E-5,3.8312183994553294E-2]
[2004,3,21,8,2.461620948054101E-2,4.2456042519777113E-3,0,0,3.5193060889373452E-3,9.1732096774193865E-5,3.247285191823026E-2,null,2.917721856754113E-2,6.2488964452940216E-3,0,0,5.8298255307210464E-3,5.5155361330150001E-5,6.1300183623295943E-5,4.1311095904886345E-2]
[2004,3,21,9,2.6382962429612872E-2,4.2656167284889088E-3,0,0,3.3033994159831076E-3,9.1732096774193865E-5,3.4043710670859081E-2,null,3.1271323957352132E-2,6.2783518268864288E-3,0,0,5.4721702991405163E-3,5.5155361330150001E-5,6.1589133890933791E-5,4.3077001444709224E-2]
[2004,3,21,10,2.8641957894586647E-2,4.3240252885741503E-3,0,0,3.1520508827011674E-3,9.1732096774193865E-5,3.6209766162636159E-2,null,3.3948876911909433E-2,6.3643205186978214E-3,0,0,5.2214573685040516E-3,5.5155361330150001E-5,6.24324662521E-5,4.5589810160441453E-2]
[2004,3,21,11,2.9202117593351225E-2,4.3025626509005056E-3,0,0,2.9897391404619111E-3,9.1732096774193865E-5,3.658615148148784E-2,null,3.4612825680159144E-2,6.3327307160912791E-3,0,0,4.9525835863068485E-3,5.5155361330150001E-5,6.2122577823421827E-5,4.5953295343887417E-2]
[2004,3,21,12,2.8698522228735496E-2,4.5283092452738901E-3,0,0,3.1941051711215215E-3,9.1732096774193865E-5,3.6512668741905105E-2,null,3.401592175656324E-2,6.6649960445094771E-3,0,0,5.2911214324170928E-3,5.5155361330150001E-5,6.5382021442307394E-5,4.6027194594819958E-2]
[2004,3,21,13,2.8213160197575186E-2,4.469845061027003E-3,0,0,3.0039414846929299E-3,9.1732096774193865E-5,3.5778678840069314E-2,null,3.3440629525696229E-2,6.5789454822256267E-3,0,0,4.9761101528803973E-3,5.5155361330150001E-5,6.4537885951334372E-5,4.5050840522132402E-2]
[2004,3,21,14,2.7557001444131392E-2,4.6580542931438252E-3,0,0,3.3641164996785333E-3,9.1732096774193865E-5,3.5670904333727951E-2,null,3.2662894538537914E-2,6.855961410170034E-3,0,0,5.5727497871797061E-3,5.5155361330150001E-5,6.7255346129820476E-5,4.5146761097217804E-2]
[2004,3,21,15,2.7073294916303045E-2,4.3882393985166784E-3,0,0,3.0162411332564205E-3,9.1732096774193865E-5,3.4569507544850345E-2,null,3.2089564550582192E-2,6.4588341142998275E-3,0,0,4.9964848527224298E-3,5.5155361330150001E-5,6.33596220812967E-5,4.3600038878934599E-2]
[2004,3,21,16,2.7461023761366086E-2,4.5307491144160709E-3,0,0,3.3000078127937023E-3,9.1732096774193865E-5,3.5383512785350055E-2,null,3.25491336514337E-2,6.6685871681057126E-3,0,0,5.4665520169098741E-3,5.5155361330150001E-5,6.5417249508221186E-5,4.4739428197779436E-2]
[2004,3,21,17,2.9367681421393791E-2,4.3555009370123072E-3,0,0,3.1427231390937596E-3,9.1732096774193865E-5,3.6957637594274055E-2,null,3.4809065966523924E-2,6.4106479802239161E-3,0,0,5.2060057094405155E-3,5.5155361330150001E-5,6.28869275995095E-5,4.6480875017518498E-2]
[2004,3,21,18,3.0599470583197445E-2,4.3113846256819218E-3,3.2685067000000459E-4,3.2674000000000717E-5,3.2341474379546532E-3,9.1732096774193865E-5,3.8596259413608225E-2,null,3.6269086918632086E-2,6.3457153476255031E-3,2.2372726476103952E-4,2.4284432516604512E-5,5.3574525282616779E-3,5.5155361330150001E-5,6.224995396164032E-5,4.8275421853127061E-2]
[2004,3,21,19,3.254680127287856E-2,4.2262619617978317E-3,3.2685067000000459E-4,3.2674000000000717E-5,3.3085716588125585E-3,9.1732096774193865E-5,4.0532891660263151E-2,null,3.8577228356940066E-2,6.2204274780574753E-3,2.2372726476103952E-4,2.4284432516604512E-5,5.4807382589985715E-3,5.5155361330150001E-5,6.1020909845206685E-5,5.0581561152603906E-2]
[2004,3,21,20,3.3415094700183015E-2,4.2395065218802106E-3,3.2685067000000459E-4,3.2674000000000717E-5,3.1389838352160449E-3,9.1732096774193865E-5,4.1244841824053476E-2,null,3.9606403345447058E-2,6.2399214957534737E-3,2.2372726476103952E-4,2.4284432516604512E-5,5.1998114516344238E-3,5.5155361330150001E-5,6.1212141509034358E-5,5.1349303351442749E-2]
[2004,3,21,21,3.2725513630805718E-2,4.0357510204300185E-3,3.2685067000000459E-4,3.2674000000000717E-5,2.7651808075688025E-3,9.1732096774193865E-5,3.997770222557874E-2,null,3.8789053395725311E-2,5.9400237772772183E-3,2.2372726476103952E-4,2.4284432516604512E-5,4.5805966465088119E-3,5.5155361330150001E-5,5.8270216423262364E-5,4.9612840878119131E-2]
[2004,3,21,22,3.0977223726640669E-2,4.0306615684107296E-3,3.2685067000000459E-4,3.2674000000000717E-5,2.8162506115312512E-3,9.1732096774193865E-5,3.8275392673356855E-2,null,3.671683197213154E-2,5.9325328627349554E-3,2.2372726476103952E-4,2.4284432516604512E-5,4.6651951552674235E-3,5.5155361330150001E-5,5.8196732338357596E-5,4.7617727048741711E-2]
[2004,3,21,23,2.5483052792962653E-2,3.9866490758146567E-3,3.2685067000000459E-4,3.2674000000000717E-5,2.8613282177834707E-3,9.1732096774193865E-5,3.278228685333498E-2,null,3.0204674756940674E-2,5.8677530358342235E-3,2.2372726476103952E-4,2.4284432516604512E-5,4.7398674267754501E-3,5.5155361330150001E-5,5.7561257687935003E-5,4.1115462278158141E-2]
[2004,3,21,24,2.3141107909621247E-2,4.2218627507442409E-3,3.2685067000000459E-4,3.2674000000000717E-5,3.3155560770590062E-3,9.1732096774193865E-5,3.1129783504198691E-2,null,2.7428803118847798E-2,6.2139524953027641E-3,2.2372726476103952E-4,2.4284432516604512E-5,5.4923081363497817E-3,5.5155361330150001E-5,6.0957391808814782E-5,3.9438230809108132E-2]
[2004,3,22,1,1.7845801281382336E-2,3.621558480742003E-3,3.2685067000000459E-4,3.2674000000000717E-5,2.6066210061287277E-3,9.1732096774193865E-5,2.452523753502726E-2,null,2.1152356739221018E-2,5.3303941143810424E-3,2.2372726476103952E-4,2.4284432516604512E-5,4.3179380555192102E-3,5.5155361330150001E-5,5.228989484089931E-5,3.1103855967729067E-2]
[2004,3,22,2,1.7030264337687794E-2,3.7119816939196106E-3,3.2685067000000459E-4,3.2674000000000717E-5,2.8493007377290952E-3,9.1732096774193865E-5,2.4042803536110696E-2,null,2.0185713208059571E-2,5.4634836022046896E-3,2.2372726476103952E-4,2.4284432516604512E-5,4.7199435814152388E-3,5.5155361330150001E-5,5.3595470971555793E-5,3.0672307450287296E-2]
[2004,3,22,3,1.69076557646098E-2,3.8633352313921804E-3,3.2685067000000459E-4,3.2674000000000717E-5,3.0710109907144778E-3,9.1732096774193865E-5,2.4293258753490653E-2,null,2.004038713185036E-2,5.6862534427649459E-3,2.2372726476103952E-4,2.4284432516604512E-5,5.0872125999697135E-3,5.5155361330150001E-5,5.5780789971738636E-5,3.1117020233192814E-2]
[2004,3,22,4,1.7322363469576295E-2,3.9945227239859297E-3,3.2685067000000459E-4,3.2674000000000717E-5,3.2602192725367123E-3,9.1732096774193865E-5,2.5028362232873136E-2,null,2.0531933864868526E-2,5.8793418719924788E-3,2.2372726476103952E-4,2.4284432516604512E-5,5.4006412259873481E-3,5.5155361330150001E-5,5.7674941406444428E-5,3.2115084021456144E-2]
[2004,3,22,5,1.8959528823884127E-2,4.0956818056356089E-3,3.2685067000000459E-4,3.2674000000000717E-5,3.3349168133619445E-3,9.1732096774193865E-5,2.6841384209655875E-2,null,2.2472441050250008E-2,6.0282329575041408E-3,2.2372726476103952E-4,2.4284432516604512E-5,5.5243797186276707E-3,5.5155361330150001E-5,5.9135527441377075E-5,3.4328220784989608E-2]
[2004,3,22,6,2.1056915984480451E-2,4.3591643246230025E-3,3.2685067000000459E-4,3.2674000000000717E-5,3.4778406251033699E-3,9.1732096774193865E-5,2.934517770098102E-2,null,2.4958442140460443E-2,6.416039940580924E-3,2.2372726476103952E-4,2.4284432516604512E-5,5.7611368706291096E-3,5.5155361330150001E-5,6.2939821444505612E-5,3.7438786010278266E-2]
[2004,3,22,7,2.3737298107560249E-2,4.6316353821012199E-3,3.2685067000000459E-4,3.2674000000000717E-5,3.1876277377244047E-3,9.1732096774193865E-5,3.2007817994160075E-2,null,2.813545828957352E-2,6.8170767121377646E-3,2.2372726476103952E-4,2.4284432516604512E-5,5.280391389153519E-3,5.5155361330150001E-5,6.687389651701569E-5,4.0536093449472593E-2]
[2004,3,22,8,2.6216421243297986E-2,5.0574852938123256E-3,0,0,2.9827001992745821E-3,9.1732096774193865E-5,3.4348338833159089E-2,null,3.1073925223097442E-2,7.4438642885541707E-3,0,0,4.9409233902323645E-3,5.5155361330150001E-5,7.3022533138456552E-5,4.3513868263214128E-2]
[2004,3,22,9,2.5217220893679559E-2,5.4392991105305403E-3,0,0,3.0917937988255832E-3,9.1732096774193865E-5,3.3840045899809879E-2,null,2.9889588251289238E-2,8.0058372988608129E-3,0,0,5.1216398825829129E-3,5.5155361330150001E-5,7.853535432612029E-5,4.3072220794063108E-2]
[2004,3,22,10,2.4660892604815712E-2,5.6953846525329603E-3,0,0,2.9834788574476506E-3,9.1732096774193865E-5,3.343148821157052E-2,null,2.9230180794900876E-2,8.3827570346945712E-3,0,0,4.9422132585138787E-3,5.5155361330150001E-5,8.2232847030652765E-5,4.2610306449439472E-2]
[2004,3,22,11,2.3522059604045638E-2,5.7901392553182506E-3,0,0,2.9710677068203752E-3,9.1732096774193865E-5,3.2374998662958461E-2,null,2.788033936616004E-2,8.5222216822166338E-3,0,0,4.9216538524934827E-3,5.5155361330150001E-5,8.3600961957328991E-5,4.1379370262200309E-2]
[2004,3,22,12,2.3054850495901537E-2,5.6737492617502158E-3,0,0,2.7885342132506507E-3,9.1732096774193865E-5,3.16088660676766E-2,null,2.7326563518751758E-2,8.3509129652686795E-3,0,0,4.6192821933844557E-3,5.5155361330150001E-5,8.1920464305125246E-5,4.0351914038735039E-2]
[2004,3,22,13,2.2567499821236622E-2,5.5779116732290199E-3,0,0,2.5804640884273099E-3,9.1732096774193865E-5,3.0817607679667142E-2,null,2.6748914178995477E-2,8.2098543242150098E-3,0,0,4.2746084153097285E-3,5.5155361330150001E-5,8.0536712682107979E-5,3.9288532279850366E-2]
[2004,3,22,14,2.1664812469669767E-2,5.8147142694536394E-3,0,0,2.9279242875655006E-3,9.1732096774193865E-5,3.04991831234631E-2,null,2.5678972595355599E-2,8.558392438923916E-3,0,0,4.85018561395484E-3,5.5155361330150001E-5,8.3955788453072842E-5,3.9142706009564501E-2]
[2004,3,22,15,2.1666208461461871E-2,5.6148899167411184E-3,0,0,2.8116249362212489E-3,9.1732096774193865E-5,3.0184455411198432E-2,null,2.56806272431871E-2,8.2642807852607685E-3,0,0,4.6575325992584864E-3,5.5155361330150001E-5,8.1070623283008343E-5,3.8657595989036501E-2]
[2004,3,22,16,2.2907402419782889E-2,5.389578642629185E-3,0,0,2.7451031108810271E-3,9.1732096774193865E-5,3.1133816270067293E-2,null,2.7151795557515564E-2,7.932656183361789E-3,0,0,4.547337400000984E-3,5.5155361330150001E-5,7.7817465038448359E-5,3.9686944502208485E-2]
[2004,3,22,17,2.5368416880977768E-2,4.9968280587558951E-3,0,0,2.5895928067706893E-3,9.1732096774193865E-5,3.3046569843278549E-2,null,3.0068798554622994E-2,7.3545858824594608E-3,0,0,4.2897303836512387E-3,5.5155361330150001E-5,7.2146733269613726E-5,4.1768270182063846E-2]
[2004,3,22,18,2.7462001806035152E-2,4.7601074518591521E-3,3.2685067000000459E-4,3.2674000000000717E-5,2.4233750016415668E-3,9.1732096774193865E-5,3.5096741026310073E-2,null,3.255029291289923E-2,7.0061684438166979E-3,2.2372726476103952E-4,2.4284432516604512E-5,4.0143861028430951E-3,5.5155361330150001E-5,6.8728841302073684E-5,4.3874014518166818E-2]
[2004,3,22,19,2.8825834540107398E-2,4.4787052472182644E-3,3.2685067000000459E-4,3.2674000000000717E-5,2.1491964719641448E-3,9.1732096774193865E-5,3.5904993026064015E-2,null,3.4166823102205958E-2,6.5919863552578754E-3,2.2372726476103952E-4,2.4284432516604512E-5,3.560201967705354E-3,5.5155361330150001E-5,6.4665813805233588E-5,4.4622178483776975E-2]
[2004,3,22,20,2.9976778259005767E-2,4.6971731148790939E-3,3.2685067000000459E-4,3.2674000000000717E-5,2.3674684374546794E-3,9.1732096774193865E-5,3.7492676578113747E-2,null,3.5531019180882584E-2,6.9135384832030985E-3,2.2372726476103952E-4,2.4284432516604512E-5,3.9217753702171006E-3,5.5155361330150001E-5,6.7820163482823156E-5,4.6669500092910578E-2]
[2004,3,22,21,2.9249398819456752E-2,4.6017136454281678E-3,3.2685067000000459E-4,3.2674000000000717E-5,2.3177845545339251E-3,9.1732096774193865E-5,3.6620153786193044E-2,null,3.466886739808947E-2,6.7730363770438463E-3,2.2372726476103952E-4,2.4284432516604512E-5,3.8394726770733423E-3,5.5155361330150001E-5,6.6441871334373763E-5,4.5584543510814451E-2]
[2004,3,22,22,2.6193849715533436E-2,4.0718998566597209E-3,3.2685067000000459E-4,3.2674000000000717E-5,1.9852839056012659E-3,9.1732096774193865E-5,3.2702290244568624E-2,null,3.1047171534658524E-2,5.9932294744667472E-3,2.2372726476103952E-4,2.4284432516604512E-5,3.2886763771373404E-3,5.5155361330150001E-5,5.8792151621913296E-5,4.0632244444870402E-2]
[2004,3,22,23,2.207268179018719E-2,3.7103940934132404E-3,3.2685067000000459E-4,3.2674000000000717E-5,1.7292871835507839E-3,9.1732096774193865E-5,2.7963619833925413E-2,null,2.616241389533067E-2,5.4611468909683131E-3,2.2372726476103952E-4,2.4284432516604512E-5,2.8646108971036232E-3,5.5155361330150001E-5,5.3572548391686135E-5,3.4791338742010396E-2]
[2004,3,22,24,1.9072435559886445E-2,3.8330967235177429E-3,3.2685067000000459E-4,3.2674000000000717E-5,2.2951213921255311E-3,9.1732096774193865E-5,2.5651910442303916E-2,null,2.2606267686584549E-2,5.641746867692728E-3,2.2372726476103952E-4,2.4284432516604512E-5,3.801930536811474E-3,5.5155361330150001E-5,5.5344191086118517E-5,3.2353112149696543E-2]
[2004,3,23,1,1.5444184394340265E-2,3.9402945203848971E-3,3.2685067000000459E-4,3.2674000000000717E-5,2.8497077989944205E-3,9.1732096774193865E-5,2.2685443480493776E-2,null,1.8305756783037017E-2,5.7995260416405757E-3,2.2372726476103952E-4,2.4284432516604512E-5,4.7206178893887969E-3,5.5155361330150001E-5,5.6891967148597321E-5,2.9129067772674187E-2]
[2004,3,23,2,1.5065286415965636E-2,3.855539658183962E-3,3.2685067000000459E-4,3.2674000000000717E-5,2.8473191929575671E-3,9.1732096774193865E-5,2.2219402033881362E-2,null,1.7856654774111757E-2,5.6747795213114389E-3,2.2372726476103952E-4,2.4284432516604512E-5,4.7166610990146216E-3,5.5155361330150001E-5,5.5668233539073005E-5,2.8551262453045612E-2]
[2004,3,23,3,1.4539762231663093E-2,3.8945378023460173E-3,3.2685067000000459E-4,3.2674000000000717E-5,2.9936037516560391E-3,9.1732096774193865E-5,2.1879160552439346E-2,null,1.7233758954182818E-2,5.732178974949589E-3,2.2372726476103952E-4,2.4284432516604512E-5,4.958985419064919E-3,5.5155361330150001E-5,5.6231308488177878E-5,2.8228090406805125E-2]
[2004,3,23,4,1.4872045625966539E-2,3.9380711826075719E-3,3.2685067000000459E-4,3.2674000000000717E-5,3.0994712936137968E-3,9.1732096774193865E-5,2.2360844868962105E-2,null,1.7627609405838265E-2,5.7962536199288855E-3,2.2372726476103952E-4,2.4284432516604512E-5,5.1343578599333346E-3,5.5155361330150001E-5,5.6859865472153226E-5,2.886138794430828E-2]
[2004,3,23,5,1.5658142985818628E-2,3.9713438115501877E-3,3.2685067000000459E-4,3.2674000000000717E-5,3.0876870553593352E-3,9.1732096774193865E-5,2.3168430619502346E-2,null,1.8559358646187487E-2,5.8452259688302807E-3,2.2372726476103952E-4,2.4284432516604512E-5,5.1148369511803526E-3,5.5155361330150001E-5,5.734027253384816E-5,2.9822588624805916E-2]
[2004,3,23,6,1.7158138140972879E-2,4.1724328453505068E-3,3.2685067000000459E-4,3.2674000000000717E-5,3.0578331941701234E-3,9.1732096774193865E-5,2.4839660947267705E-2,null,2.0337280081524023E-2,6.1411990444924965E-3,2.2372726476103952E-4,2.4284432516604512E-5,5.0653832242940891E-3,5.5155361330150001E-5,6.0243697809731702E-5,3.1847029408918398E-2]
[2004,3,23,7,2.0181589583836486E-2,4.5411917019300132E-3,3.2685067000000459E-4,3.2674000000000717E-5,2.9461588601962228E-3,9.1732096774193865E-5,2.8120196912736921E-2,null,2.3920931075659138E-2,6.6839570999511384E-3,2.2372726476103952E-4,2.4284432516604512E-5,4.880391675711881E-3,5.5155361330150001E-5,6.5568024873543756E-5,3.5788446909929952E-2]
[2004,3,23,8,2.2177913466624764E-2,5.1626519485798907E-3,0,0,2.8642789580252716E-3,9.1732096774193865E-5,3.0296576470004118E-2,null,2.6287143400337318E-2,7.5986539241718505E-3,0,0,4.744755407633452E-3,5.5155361330150001E-5,7.4540982542989828E-5,3.8685708093472763E-2]
[2004,3,23,9,2.0755752350779085E-2,5.4810682502370815E-3,0,0,2.9127494777352225E-3,9.1732096774193865E-5,2.9241302175525584E-2,null,2.4601477467566926E-2,8.0673152447889133E-3,0,0,4.8250481318669707E-3,5.5155361330150001E-5,7.9138438311775655E-5,3.7548996205552965E-2]
[2004,3,23,10,1.9577389422077054E-2,5.9531060009077076E-3,0,0,3.1654187796046123E-3,9.1732096774193865E-5,2.8787646299363569E-2,null,2.3204781816686747E-2,8.7620844336119656E-3,0,0,5.2436016505557669E-3,5.5155361330150001E-5,8.5953958335752885E-5,3.7265623262184626E-2]
[2004,3,23,11,1.8772138708466186E-2,5.9191203070290627E-3,0,0,2.9989183095087469E-3,9.1732096774193865E-5,2.7781909421778189E-2,null,2.2250330397540943E-2,8.7120625594417148E-3,0,0,4.9677891276004183E-3,5.5155361330150001E-5,8.5463255681506313E-5,3.5985337445913222E-2]
[2004,3,23,12,1.8480301240390937E-2,5.9136652530600879E-3,0,0,3.0028994193145261E-3,9.1732096774193865E-5,2.7488598009539747E-2,null,2.1904419886868681E-2,8.7040335333402503E-3,0,0,4.9743839434532623E-3,5.5155361330150001E-5,8.5384492850557709E-5,3.5637992724992337E-2]
[2004,3,23,13,1.7858384830201145E-2,5.8983617085223905E-3,0,0,2.9713688676475149E-3,9.1732096774193865E-5,2.6819847503145245E-2,null,2.1167271828180265E-2,8.6815089975177066E-3,0,0,4.9221527335326825E-3,5.5155361330150001E-5,8.5163532526756657E-5,3.4826088920560806E-2]
[2004,3,23,14,1.7109612988326754E-2,5.903990392182392E-3,0,0,2.9968718651358162E-3,9.1732096774193865E-5,2.6102207342419154E-2,null,2.027976395639117E-2,8.6897935806364186E-3,0,0,4.9643991372582833E-3,5.5155361330150001E-5,8.5244802311088265E-5,3.3989112035616019E-2]
[2004,3,23,15,1.6831962688358071E-2,5.7624013547770223E-3,0,0,2.9657140852803309E-3,9.1732096774193865E-5,2.5651810225189618E-2,null,1.995066928022125E-2,8.4813956283018681E-3,0,0,4.9127854339054899E-3,5.5155361330150001E-5,8.3200468106374805E-5,3.3400005703758756E-2]
[2004,3,23,16,1.8391883156589208E-2,5.6323403336807111E-3,0,0,3.0669449533159429E-3,9.1732096774193865E-5,2.7182900540360055E-2,null,2.1799619277398503E-2,8.2899651971632491E-3,0,0,5.0804770992670728E-3,5.5155361330150001E-5,8.1322581237450712E-5,3.5225216935158975E-2]
[2004,3,23,17,2.0331420715245185E-2,5.1968565797159182E-3,0,0,2.8221824335250656E-3,9.1732096774193865E-5,{"$f":"SUM(E1987:J1987)","v":2.8442191825260362E-2},null,{"$f":"E1987*W$5","v":2.4098523636073014E-2},7.6489980413417327E-3,{"$f":"G1987*Y$5","v":0},{"$f":"H1987*Z$5","v":0},{"$f":"I1987*AA$5","v":4.6750213785140843E-3},{"$f":"J1987*AB$5","v":5.5155361330150001E-5},7.5034846324200445E-5,{"$f":"SUM(M1987:R1987)","v":3.647769841725898E-2}]
[2004,3,23,18,2.2723082138855051E-2,5.1007036898572207E-3,3.2685067000000459E-4,3.2674000000000717E-5,2.7997883622113305E-3,9.1732096774193865E-5,3.1074830957697801E-2,null,2.6933323532920821E-2,{"$f":"(F1988*X$5)-S1988","v":7.507475323730247E-3},2.2372726476103952E-4,2.4284432516604512E-5,4.6379249949139237E-3,5.5155361330150001E-5,{"$f":"(F1988*$AC$7)*$AC$5","v":7.3646542220843887E-5},3.938189091017278E-2]
[2004,3,23,19,2.4101289589805237E-2,4.8939687517556502E-3,3.2685067000000459E-4,3.2674000000000717E-5,2.3296600262175987E-3,9.1732096774193865E-5,3.1776175134552685E-2,null,2.8566891855435095E-2,7.2031923187329729E-3,2.2372726476103952E-4,2.4284432516604512E-5,3.85914471646442E-3,5.5155361330150001E-5,7.066159852029205E-5,3.9932395949240279E-2]
[2004,3,23,20,2.4418797187142786E-2,5.2844911765213736E-3,3.2685067000000459E-4,3.2674000000000717E-5,2.9754287034924926E-3,9.1732096774193865E-5,3.3129973833930855E-2,null,2.894322877975708E-2,7.7779831016443479E-3,2.2372726476103952E-4,2.4284432516604512E-5,4.9288779611944607E-3,5.5155361330150001E-5,7.6300158999875655E-5,4.1953256901203682E-2]
[2004,3,23,21,2.4461988396638133E-2,4.96159285605408E-3,3.2685067000000459E-4,3.2674000000000717E-5,2.626144502202278E-3,9.1732096774193865E-5,3.2500982521668692E-2,null,2.8994422663227982E-2,7.3027249176015096E-3,2.2372726476103952E-4,2.4284432516604512E-5,4.3502792537503882E-3,5.5155361330150001E-5,7.1637989574386076E-5,4.095059389318767E-2]
[2004,3,23,22,2.2559639299828141E-2,4.375664784848507E-3,3.2685067000000459E-4,3.2674000000000717E-5,2.2582105613095003E-3,9.1732096774193865E-5,2.9644771412760344E-2,null,2.6739597222565959E-2,6.4403261578374754E-3,2.2372726476103952E-4,2.4284432516604512E-5,3.7407867492540818E-3,5.5155361330150001E-5,6.3178063442972878E-5,3.7223877188265309E-2]
[2004,3,23,23,1.9624948796368082E-2,4.1367868564914888E-3,3.2685067000000459E-4,3.2674000000000717E-5,2.2574848445881513E-3,9.1732096774193865E-5,2.6470477264221918E-2,null,2.3261153219429388E-2,6.0887334636587796E-3,2.2372726476103952E-4,2.4284432516604512E-5,3.7395845799163565E-3,5.5155361330150001E-5,5.972902297599659E-5,3.3392638321612315E-2]
[2004,3,23,24,1.7150937949585859E-2,3.9368097048475001E-3,3.2685067000000459E-4,3.2674000000000717E-5,2.6012702316153291E-3,9.1732096774193865E-5,2.4140274652822886E-2,null,2.0328745804222181E-2,5.7943969127506175E-3,2.2372726476103952E-4,2.4284432516604512E-5,4.3090743531077041E-3,5.5155361330150001E-5,5.6841651617601647E-5,3.0735384128688297E-2]
[2004,3,24,1,1.5958488874383905E-2,3.9777728786477848E-3,3.2685067000000459E-4,3.2674000000000717E-5,2.8999607881503536E-3,9.1732096774193865E-5,2.328747930795624E-2,null,1.8915354058212996E-2,5.8546885970330899E-3,2.2372726476103952E-4,2.4284432516604512E-5,4.8038633223726522E-3,5.5155361330150001E-5,5.7433098659463998E-5,2.9877073036226533E-2]
[2004,3,24,2,1.5571990161513557E-2,3.891679843648643E-3,3.2685067000000459E-4,3.2674000000000717E-5,2.894141816400366E-3,9.1732096774193865E-5,2.2809068588336763E-2,null,1.8457243014333317E-2,5.7279724858646727E-3,2.2372726476103952E-4,2.4284432516604512E-5,4.794224038600985E-3,5.5155361330150001E-5,5.619004383359891E-5,2.9282606597406769E-2]
[2004,3,24,3,1.5032525366408251E-2,3.9325502654747385E-3,3.2685067000000459E-4,3.2674000000000717E-5,3.0434644651525875E-3,9.1732096774193865E-5,2.2459796863809774E-2,null,1.7817823600522927E-2,5.7881276530703267E-3,2.2372726476103952E-4,2.4284432516604512E-5,5.0415810368305558E-3,5.5155361330150001E-5,5.6780151675500131E-5,2.8950699349031606E-2]
[2004,3,24,4,1.5376644589239895E-2,3.9760211336828076E-3,3.2685067000000459E-4,3.2674000000000717E-5,3.1503434268252447E-3,9.1732096774193865E-5,2.2954265916522144E-2,null,1.8225702879653541E-2,5.8521102896273523E-3,2.2372726476103952E-4,2.4284432516604512E-5,5.2186289217573123E-3,5.5155361330150001E-5,5.7407806078799115E-5,2.9599609149645999E-2]
[2004,3,24,5,1.6185167833459184E-2,4.0092397631678323E-3,3.2685067000000459E-4,3.2674000000000717E-5,3.1376181984127775E-3,9.1732096774193865E-5,2.3783282561813991E-2,null,1.9184033179538738E-2,5.901003159378416E-3,2.2372726476103952E-4,2.4284432516604512E-5,5.1975492374080438E-3,5.5155361330150001E-5,5.7887433468986904E-5,3.0585752634932992E-2]
[2004,3,24,6,1.7726507717589692E-2,4.2083145607087853E-3,3.2685067000000459E-4,3.2674000000000717E-5,3.1127859987168621E-3,9.1732096774193865E-5,2.5498865043789537E-2,null,2.1010959893080661E-2,6.1940115795866349E-3,2.2372726476103952E-4,2.4284432516604512E-5,5.1564140283319486E-3,5.5155361330150001E-5,6.0761776182005031E-5,3.2664552559607034E-2]
[2004,3,24,7,2.0829511965970684E-2,4.5770746151751933E-3,3.2685067000000459E-4,3.2674000000000717E-5,3.0086176306992891E-3,9.1732096774193865E-5,2.8866460978619363E-2,null,2.4688903617218611E-2,6.7367713981561937E-3,2.2372726476103952E-4,2.4284432516604512E-5,4.9838563149601743E-3,5.5155361330150001E-5,6.6086120541514613E-5,3.6712698388942769E-2]
[2004,3,24,11,1.9392312741577909E-2,5.9652379417519099E-3,0,0,3.0699142217101437E-3,9.1732096774193865E-5,2.8519197001814156E-2,null,2.298541324318857E-2,8.7799408416793321E-3,0,0,5.0853957725096443E-3,5.5155361330150001E-5,8.6129125439731127E-5,3.6905905218707694E-2]
[2004,3,24,14,1.7682042504727175E-2,5.9508074535921393E-3,0,0,3.0703361976259559E-3,9.1732096774193865E-5,2.6794918252719464E-2,null,2.0958255952802308E-2,8.7587013146736177E-3,0,0,5.0860947870043152E-3,5.5155361330150001E-5,8.5920770745919118E-5,3.4858207415810388E-2]
[2004,3,24,18,2.3430863538706097E-2,5.1262747692291102E-3,3.2685067000000459E-4,3.2674000000000717E-5,2.8911140029148946E-3,9.1732096774193865E-5,3.1899509077624302E-2,null,2.7772246057439422E-2,7.5451121399537323E-3,2.2372726476103952E-4,2.4284432516604512E-5,4.7892083838344535E-3,5.5155361330150001E-5,7.4015750410752907E-5,4.0409733639835396E-2]
[2004,3,24,21,2.519366551150717E-2,5.0039938427677046E-3,3.2685067000000459E-4,3.2674000000000717E-5,2.7145898596899315E-3,9.1732096774193865E-5,3.3363505980739006E-2,null,2.9861668415189817E-2,7.365132848116537E-3,2.2372726476103952E-4,2.4284432516604512E-5,4.4967913757781048E-3,5.5155361330150001E-5,7.2250196487016566E-5,4.2026759697692248E-2]
[2004,3,24,24,1.7710837549441399E-2,3.9611689640457418E-3,3.2685067000000459E-4,3.2674000000000717E-5,2.6576556000599233E-3,9.1732096774193865E-5,2.4780918880321263E-2,null,2.0992386281192352E-2,5.8302501103591753E-3,2.2372726476103952E-4,2.4284432516604512E-5,4.4024782379106491E-3,5.5155361330150001E-5,5.7193362934332137E-5,3.1528281688069967E-2]
[2004,3,25,4,1.1975779226369899E-2,3.5713655221896244E-3,3.2685067000000459E-4,3.2674000000000717E-5,2.7590197649331725E-3,9.1732096774193865E-5,1.8757421280266896E-2,null,1.4194708908397446E-2,5.2565175630914012E-3,2.2372726476103952E-4,2.4284432516604512E-5,4.5703907130817756E-3,5.5155361330150001E-5,5.1565183493998802E-5,2.4324784243178417E-2]
[2004,3,25,5,1.3325031283158859E-2,3.7549394358427869E-3,3.2685067000000459E-4,3.2674000000000717E-5,2.9411061353261207E-3,9.1732096774193865E-5,2.0472333621101964E-2,null,1.579395684276182E-2,5.5267109933767591E-3,2.2372726476103952E-4,2.4284432516604512E-5,4.8720217005795603E-3,5.5155361330150001E-5,5.4215716597771711E-5,2.6495856595325936E-2]
[2004,3,25,9,1.8085248688558066E-2,5.4711411287306343E-3,0,0,2.8162681334474257E-3,9.1732096774193865E-5,2.6464390047510319E-2,null,2.1436170107811337E-2,8.0527040020512645E-3,0,0,4.6652241807945243E-3,5.5155361330150001E-5,7.8995105505635639E-5,3.4209253651987279E-2]
[2004,3,25,12,1.627709854867182E-2,5.8229491426346801E-3,0,0,2.9007972905118842E-3,9.1732096774193865E-5,2.5092577078592578E-2,null,1.9292997257576414E-2,8.5705129444384083E-3,0,0,4.8052490111137047E-3,5.5155361330150001E-5,8.4074687721151628E-5,3.2723914574458675E-2]
[2004,3,25,15,1.5685000905039558E-2,5.7691148416542017E-3,0,0,3.0627975741383843E-3,9.1732096774193865E-5,2.4608645417606337E-2,null,1.8591192929203235E-2,8.4912768800136339E-3,0,0,5.0736068537118725E-3,5.5155361330150001E-5,8.3297400828762202E-5,3.2211232024258886E-2]
[2004,3,25,19,2.0989810003133144E-2,4.4592650966746757E-3,3.2685067000000459E-4,3.2674000000000717E-5,2.0407751169500997E-3,9.1732096774193865E-5,2.7941106983532117E-2,null,2.4878902441770948E-2,6.5633733521567915E-3,2.2372726476103952E-4,2.4284432516604512E-5,3.3805990665757434E-3,5.5155361330150001E-5,6.4385127069669051E-5,3.5126041919111277E-2]
[2004,3,25,21,2.1660328343931032E-2,4.550161435038432E-3,3.2685067000000459E-4,3.2674000000000717E-5,2.4448531253736532E-3,9.1732096774193865E-5,2.9106599671117315E-2,null,2.5673657629342379E-2,6.6971592097121516E-3,2.2372726476103952E-4,2.4284432516604512E-5,4.049965194550662E-3,5.5155361330150001E-5,6.5697534421293492E-5,3.6723949092212986E-2]
[2004,3,26,2,1.447610992726849E-2,4.098572500216606E-3,3.2685067000000459E-4,3.2674000000000717E-5,3.1755261653724485E-3,9.1732096774193865E-5,2.2201465359631745E-2,null,1.7158312846238494E-2,6.0324876289288756E-3,2.2372726476103952E-4,2.4284432516604512E-5,5.2603448079024387E-3,5.5155361330150001E-5,5.917726475321707E-5,2.8754312341677603E-2]
[2004,3,26,3,1.4238433088673189E-2,4.0832928637911112E-3,3.2685067000000459E-4,3.2674000000000717E-5,3.2195216867481613E-3,9.1732096774193865E-5,2.1992504405986657E-2,null,1.6876598105647782E-2,6.0099982822828281E-3,2.2372726476103952E-4,2.4284432516604512E-5,5.3332245766045012E-3,5.5155361330150001E-5,5.8956649626844013E-5,2.8522988023142907E-2]
[2004,3,26,6,1.6441961421773597E-2,4.2883533414796457E-3,3.2685067000000459E-4,3.2674000000000717E-5,3.2713209242606592E-3,9.1732096774193865E-5,2.4452892454288097E-2,null,1.9488406712714734E-2,6.3118167312118043E-3,2.2372726476103952E-4,2.4284432516604512E-5,5.4190314117279073E-3,5.5155361330150001E-5,6.1917416620218966E-5,3.1522421914262237E-2]
[2004,3,26,10,1.9869822657590193E-2,5.6080916766465339E-3,0,0,3.2376604229153701E-3,9.1732096774193865E-5,2.8807306853926289E-2,null,2.3551398481438682E-2,{"$f":"(F2052*X$5)-S2052","v":8.2542747894495672E-3},0,0,5.3632718826728794E-3,5.5155361330150001E-5,{"$f":"(F2052*$AC$7)*$AC$5","v":8.0972466850759829E-5},3.7224100514891278E-2]
[2004,3,26,13,1.8035810314277326E-2,5.5540896506741343E-3,0,0,3.0539039020939141E-3,9.1732096774193865E-5,2.6735535963819567E-2,null,2.1377571554969426E-2,8.1747918588442464E-3,0,0,5.0588742459089604E-3,5.5155361330150001E-5,8.0192758260022473E-5,3.4666393021052781E-2]
[2004,3,26,18,2.0317343516121078E-2,4.5684477557382435E-3,3.2685067000000459E-4,3.2674000000000717E-5,2.6057475546253555E-3,9.1732096774193865E-5,2.7942795593258872E-2,null,2.408183814613243E-2,6.7240739473175999E-3,2.2372726476103952E-4,2.4284432516604512E-5,4.3164911595273518E-3,5.5155361330150001E-5,6.5961561577421095E-5,3.5425570311585178E-2]
[2004,3,26,21,2.3178918320676738E-2,4.5356432424958539E-3,3.2685067000000459E-4,3.2674000000000717E-5,2.6259805238448594E-3,9.1732096774193865E-5,3.0791798853791647E-2,null,2.7473619223795501E-2,6.6757905949315468E-3,2.2372726476103952E-4,2.4284432516604512E-5,4.3500076191751611E-3,5.5155361330150001E-5,6.5487913407200196E-5,3.8802584496510001E-2]
[2004,3,26,24,1.7103820469786812E-2,3.685501579086565E-3,3.2685067000000459E-4,3.2674000000000717E-5,2.5860685672044834E-3,9.1732096774193865E-5,2.3826647382852058E-2,null,2.0272898172297566E-2,5.4245088213182909E-3,2.2372726476103952E-4,2.4284432516604512E-5,4.2838923856822562E-3,5.5155361330150001E-5,5.3213137667438837E-5,3.0284466437905905E-2]
[2004,3,27,1,1.4122760756781641E-2,3.4680361254326819E-3,3.2685067000000459E-4,3.2674000000000717E-5,2.5999684657177077E-3,9.1732096774193865E-5,2.0642022114706227E-2,null,1.6739493450583613E-2,5.1044320973327745E-3,2.2372726476103952E-4,2.4284432516604512E-5,4.3069179427605532E-3,5.5155361330150001E-5,5.0073261350776347E-5,2.6454010549284736E-2]
[2004,3,27,4,1.2758128183072464E-2,3.5449211062648601E-3,3.2685067000000459E-4,3.2674000000000717E-5,2.9529083301409673E-3,9.1732096774193865E-5,1.9707214386252489E-2,null,1.5122015223524597E-2,5.217595325675335E-3,2.2372726476103952E-4,2.4284432516604512E-5,4.8915723548595101E-3,5.5155361330150001E-5,5.1183365628792983E-5,2.5534349962667239E-2]
[2004,3,27,7,1.6352970174210793E-2,3.9796373317695487E-3,3.2685067000000459E-4,3.2674000000000717E-5,3.299744899298403E-3,9.1732096774193865E-5,2.4083609172052944E-2,null,1.9382926740959108E-2,5.857432794040991E-3,2.2372726476103952E-4,2.4284432516604512E-5,5.4661164936082533E-3,5.5155361330150001E-5,5.7460018577557619E-5,3.1009643087216151E-2]
[2004,3,27,11,2.2930127938095391E-2,4.392037923280117E-3,0,0,2.8600671470647905E-3,9.1732096774193865E-5,3.0273965105214493E-2,null,2.7178731768608043E-2,6.4644249763969146E-3,0,0,4.7377784290906742E-3,5.5155361330150001E-5,6.3414467104920362E-5,3.8436090535425779E-2]
[2004,3,27,15,1.987354639128109E-2,4.2161636101752335E-3,0,0,2.8941755347881367E-3,9.1732096774193865E-5,2.7075617633018651E-2,null,2.3555812166326785E-2,6.2055642101190214E-3,0,0,4.7942798940204664E-3,5.5155361330150001E-5,6.0875104731960547E-5,3.4610811631796419E-2]
[2004,3,27,18,2.1747526481559972E-2,3.9199556031626918E-3,3.2685067000000459E-4,3.2674000000000717E-5,2.6939257261173301E-3,9.1732096774193865E-5,2.8812664577614191E-2,null,2.5777012255175136E-2,5.7695901879934149E-3,2.2372726476103952E-4,2.4284432516604512E-5,4.4625606807412437E-3,5.5155361330150001E-5,5.6598303564705954E-5,3.6312330182517588E-2]
[2004,3,27,22,2.1235784164969657E-2,3.9646723515387909E-3,3.2685067000000459E-4,3.2674000000000717E-5,2.3249418296181108E-3,9.1732096774193865E-5,2.7976655112900754E-2,null,2.5170451873357681E-2,5.8354065743988007E-3,2.2372726476103952E-4,2.4284432516604512E-5,3.8513288964420814E-3,5.5155361330150001E-5,5.7243946616626001E-5,3.5160354402806356E-2]
[2004,3,28,1,1.6816323702884342E-2,3.3602363748819236E-3,3.2685067000000459E-4,3.2674000000000717E-5,2.5764625556733999E-3,9.1732096774193865E-5,2.3204279400213863E-2,null,1.9932132628682667E-2,4.9457669373131098E-3,2.2372726476103952E-4,2.4284432516604512E-5,4.2679797682920418E-3,5.5155361330150001E-5,4.8516793976260987E-5,2.9449046392895615E-2]
[2004,3,28,2,1.5870948284499111E-2,3.4475245192919276E-3,3.2685067000000459E-4,3.2674000000000717E-5,2.8216056611898924E-3,9.1732096774193865E-5,2.2591335231755126E-2,null,1.8811593528931702E-2,5.0742420713451846E-3,2.2372726476103952E-4,2.4284432516604512E-5,4.6740659395724206E-3,5.5155361330150001E-5,4.9777104396851293E-5,2.8863068598457102E-2]
[2004,3,28,5,1.5595981633145836E-2,3.6314577409080661E-3,3.2685067000000459E-4,3.2674000000000717E-5,3.1484407175321541E-3,9.1732096774193865E-5,2.2827136858360252E-2,null,1.8485679740634552E-2,5.3449643493797315E-3,2.2372726476103952E-4,2.4284432516604512E-5,5.2154770324546827E-3,5.5155361330150001E-5,5.2432825370901435E-5,2.9349288181076762E-2]
[2004,3,28,8,2.1363319441181649E-2,3.9047555057144705E-3,0,0,3.2154801634882903E-3,9.1732096774193865E-5,2.8575287207158604E-2,null,2.5321617495833008E-2,5.7472179108627643E-3,0,0,5.3265296842342526E-3,5.5155361330150001E-5,5.6378836862355185E-5,3.6450520452260174E-2]
[2004,3,28,13,2.4569143347396943E-2,4.0921391842286027E-3,0,0,2.6677385643497824E-3,9.1732096774193865E-5,3.1420753192749527E-2,null,2.9121431796025433E-2,6.0230187469928927E-3,0,0,4.4191809404198583E-3,5.5155361330150001E-5,5.9084377279970461E-5,3.9618786844768328E-2]
[2004,3,28,16,2.3810272170522038E-2,4.114722636400705E-3,0,0,2.8662352264966049E-3,9.1732096774193865E-5,3.088296213019354E-2,null,2.8221953336119199E-2,6.0562582214293004E-3,0,0,4.7479960191605291E-3,5.5155361330150001E-5,5.9410448595815051E-5,3.9081362938039176E-2]
[2004,3,28,19,2.6499186011856222E-2,3.4482427461930377E-3,3.2685067000000459E-4,3.2674000000000717E-5,2.2844970620290207E-3,9.1732096774193865E-5,3.2683182586852481E-2,null,3.1409082001071148E-2,5.0752991942569986E-3,2.2372726476103952E-4,2.4284432516604512E-5,3.7843310472308032E-3,5.5155361330150001E-5,4.9787474520468149E-5,4.0571879301166743E-2]
[2004,3,28,23,2.0958695607784041E-2,3.4307986395463548E-3,3.2685067000000459E-4,3.2674000000000717E-5,2.1956311321775428E-3,9.1732096774193865E-5,2.7036382146282137E-2,null,2.4842023022361746E-2,5.0496240701648253E-3,2.2372726476103952E-4,2.4284432516604512E-5,3.6371222357301693E-3,5.5155361330150001E-5,4.9535607677229539E-5,3.3831936386864533E-2]
[2004,3,29,2,1.6967176414510267E-2,3.6753734097015843E-3,3.2685067000000459E-4,3.2674000000000717E-5,2.8464816480748508E-3,9.1732096774193865E-5,2.39402882390609E-2,null,2.0110936052584918E-2,{"$f":"(F2116*X$5)-S2116","v":5.4096016660793965E-3},2.2372726476103952E-4,2.4284432516604512E-5,4.7152736833090845E-3,5.5155361330150001E-5,{"$f":"(F2116*$AC$7)*$AC$5","v":5.3066902030243505E-5},3.0538978460581196E-2]
[2004,3,29,5,1.8887864879446652E-2,4.0577855122254413E-3,3.2685067000000459E-4,3.2674000000000717E-5,3.3300288634416633E-3,9.1732096774193865E-5,2.6726936021887953E-2,null,2.2387498867258056E-2,5.9724552638883719E-3,2.2372726476103952E-4,2.4284432516604512E-5,5.5162826976473938E-3,5.5155361330150001E-5,5.8588361571264847E-5,3.4179403887401615E-2]
[2004,3,29,7,2.3645750719444032E-2,4.5926070119896006E-3,3.2685067000000459E-4,3.2674000000000717E-5,3.1817270026737315E-3,9.1732096774193865E-5,3.187134150088157E-2,null,2.8026948563310998E-2,6.7596327704085015E-3,2.2372726476103952E-4,2.4284432516604512E-5,5.2706166622672815E-3,5.5155361330150001E-5,6.6310385150348457E-5,4.0360365054594574E-2]
[2004,3,29,10,2.4584521933510236E-2,5.6312049299180765E-3,0,0,2.9814803793486973E-3,9.1732096774193865E-5,3.328893933955121E-2,null,2.9139659800164006E-2,8.2882940521117523E-3,0,0,4.9389027255993109E-3,5.5155361330150001E-5,8.1306187703101946E-5,4.2422011939205216E-2]
[2004,3,29,14,2.16101744203679E-2,5.7375713505351429E-3,0,0,2.9296626039467919E-3,9.1732096774193865E-5,3.0369140471624027E-2,null,2.5614210946822959E-2,8.4448495641764997E-3,0,0,4.8530651819617202E-3,5.5155361330150001E-5,8.2841959934378936E-5,3.8967281054291328E-2]
[2004,3,29,17,2.5301065697139524E-2,4.9230878910990258E-3,0,0,2.5897796253062538E-3,9.1732096774193865E-5,3.2905665310319E-2,null,2.9988968221151689E-2,7.2460513502237388E-3,0,0,4.2900398535980749E-3,5.5155361330150001E-5,7.1082035396355045E-5,4.1580214786303651E-2]
[2004,3,29,21,2.9147398566155884E-2,4.5529498624506228E-3,3.2685067000000459E-4,3.2674000000000717E-5,2.3124040023630018E-3,9.1732096774193865E-5,3.6464009197743716E-2,null,3.4547968049761429E-2,6.7012633591122953E-3,2.2372726476103952E-4,2.4284432516604512E-5,3.8305596471683769E-3,5.5155361330150001E-5,6.5737795147975184E-5,4.5382958114649895E-2]
[2004,3,29,24,1.9008964732434463E-2,3.787390237058718E-3,3.2685067000000459E-4,3.2674000000000717E-5,2.2949226718298704E-3,9.1732096774193865E-5,2.5542534408097249E-2,null,2.2531036680499186E-2,5.5744737343978307E-3,2.2372726476103952E-4,2.4284432516604512E-5,3.8016013512777815E-3,5.5155361330150001E-5,5.4684257694679886E-5,3.2210278824782591E-2]
[2004,3,30,2,1.479049900963938E-2,3.7934884620271885E-3,3.2685067000000459E-4,3.2674000000000717E-5,2.8277670071174621E-3,9.1732096774193865E-5,2.1863011245558228E-2,null,1.7530953442217959E-2,5.5834494123146615E-3,2.2372726476103952E-4,2.4284432516604512E-5,4.6842723754107413E-3,5.5155361330150001E-5,5.4772306954139071E-5,2.8101842288551157E-2]
[2004,3,30,5,1.5370960430222763E-2,3.9083764645149628E-3,3.2685067000000459E-4,3.2674000000000717E-5,3.0662248440750744E-3,9.1732096774193865E-5,2.2796818505586996E-2,null,1.8218965532453658E-2,5.7525474223372296E-3,2.2372726476103952E-4,2.4284432516604512E-5,5.0792842188721226E-3,5.5155361330150001E-5,5.6431118098709037E-5,2.9353964232270803E-2]
[2004,3,30,8,2.1799446138813586E-2,5.0826119363957256E-3,0,0,2.8368410514224441E-3,9.1732096774193865E-5,2.9810631223405947E-2,null,2.5838551834972669E-2,7.4808469600898984E-3,0,0,4.6993037747318648E-3,5.5155361330150001E-5,7.3385324325007161E-5,3.8073857931124576E-2]
[2004,3,30,11,1.8426736617654704E-2,5.8536410506768921E-3,0,0,2.9641905823500092E-3,9.1732096774193865E-5,2.7336300347455801E-2,null,2.1840930554512354E-2,8.615686856956262E-3,0,0,4.9102617101784637E-3,5.5155361330150001E-5,8.4517833027938165E-5,3.5422034482977226E-2]
[2004,3,30,15,1.652248112701761E-2,5.6981129650002672E-3,0,0,2.9280387817412737E-3,9.1732096774193865E-5,2.5240364970533342E-2,null,1.9583845494252395E-2,8.3867727038588989E-3,0,0,4.8503752766474771E-3,5.5155361330150001E-5,8.2272239787325671E-5,3.2876148836088921E-2]
[2004,3,30,18,2.235571011482199E-2,5.0080520109039885E-3,3.2685067000000459E-4,3.2674000000000717E-5,2.7613866256794889E-3,9.1732096774193865E-5,3.0576405518179663E-2,null,2.6497883062311978E-2,7.3711058665459905E-3,2.2372726476103952E-4,2.4284432516604512E-5,4.5743114817952193E-3,5.5155361330150001E-5,7.23087903731077E-5,3.8746467469260977E-2]
[2004,3,30,23,1.9289479611987837E-2,4.076161975555017E-3,3.2685067000000459E-4,3.2674000000000717E-5,2.2290035105582621E-3,9.1732096774193865E-5,2.6045901864875314E-2,null,2.2863526699266948E-2,5.9995026780046961E-3,2.2372726476103952E-4,2.4284432516604512E-5,3.6924044813172663E-3,5.5155361330150001E-5,5.8853690252317726E-5,3.2858600917196702E-2]
[2004,3,31,2,1.1799082899973876E-2,3.4293962532557232E-3,3.2685067000000459E-4,3.2674000000000717E-5,2.4735821899502112E-3,9.1732096774193865E-5,1.8153318109954009E-2,null,1.3985273441112616E-2,5.0475599666388376E-3,2.2372726476103952E-4,2.4284432516604512E-5,4.0975556654871429E-3,5.5155361330150001E-5,4.9515359313975603E-5,2.3433556131846393E-2]
[2004,3,31,5,1.3212487499105767E-2,3.754271970019706E-3,3.2685067000000459E-4,3.2674000000000717E-5,2.9565215358503447E-3,9.1732096774193865E-5,2.0374537771750013E-2,null,1.5660560407850466E-2,5.5257285832033985E-3,2.2372726476103952E-4,2.4284432516604512E-5,4.8975577276460635E-3,5.5155361330150001E-5,5.4206079388298394E-5,2.6387013777307722E-2]
[2004,3,31,6,1.5215952881611641E-2,4.0962157617144808E-3,3.2685067000000459E-4,3.2674000000000717E-5,3.1034222365530764E-3,9.1732096774193865E-5,2.2866847646653397E-2,null,1.8035237443487701E-2,6.0290188612401405E-3,2.2372726476103952E-4,2.4284432516604512E-5,5.1409027035575466E-3,5.5155361330150001E-5,5.9143236969571183E-5,2.9508326066893183E-2]
[2004,3,31,9,1.793396715357012E-2,5.4779691161478215E-3,0,0,2.8342999805464923E-3,9.1732096774193865E-5,2.633796834703863E-2,null,2.1256858406102527E-2,8.0627537814860518E-3,0,0,4.6950944222363365E-3,5.5155361330150001E-5,7.9093691444788154E-5,3.4069861971155066E-2]
[2004,3,31,13,1.5838091630996524E-2,5.8699743037569658E-3,0,0,2.9283507002282137E-3,9.1732096774193865E-5,2.4728148731755894E-2,null,1.8772649037441219E-2,8.6397269702250899E-3,0,0,4.850891978040511E-3,5.5155361330150001E-5,8.4753660804987315E-5,3.2318423347036968E-2]
[2004,3,31,16,1.6700410622728722E-2,5.5917678150390927E-3,0,0,3.0669558629005419E-3,9.1732096774193865E-5,2.545086639744255E-2,null,1.979474261836402E-2,8.2302484990281997E-3,0,0,5.0804951712884365E-3,5.5155361330150001E-5,8.0736774672547201E-5,3.3160641650010807E-2]
[2004,3,31,20,2.0573984076049663E-2,4.7452643677170191E-3,3.2685067000000459E-4,3.2674000000000717E-5,2.5458550276440881E-3,9.1732096774193865E-5,2.8316360238184967E-2,null,2.4386030297091001E-2,6.9843216370424283E-3,2.2372726476103952E-4,2.4284432516604512E-5,4.217277571941902E-3,5.5155361330150001E-5,6.85145293385823E-5,3.5890796564683122E-2]
[2004,3,31,24,1.3410089893663508E-2,3.4304493558391948E-3,3.2685067000000459E-4,3.2674000000000717E-5,2.1252672022732972E-3,9.1732096774193865E-5,1.9417063218550194E-2,null,1.5894775519646548E-2,5.049109976625595E-3,2.2372726476103952E-4,2.4284432516604512E-5,3.5205624865548707E-3,5.5155361330150001E-5,4.9530564542232788E-5,2.476761504143481E-2]
[2004,4,1,3,1.0198208701048858E-2,3.400211436301208E-3,3.2685067000000367E-4,3.2674000000000345E-5,2.6588994333684303E-3,8.9420277777777987E-5,1.6706264518496279E-2,null,1.2087781610045131E-2,5.0046042674969137E-3,2.2372726476103889E-4,2.4284432516604237E-5,4.4045386813601943E-3,5.3765343914641697E-5,4.9093974151312201E-5,2.1798701600094523E-2]
[2004,4,1,6,1.3930953299385797E-2,4.0497844697359228E-3,1.6342533500000183E-4,1.6337000000000172E-5,3.1173049951415408E-3,8.9420277777777987E-5,2.1367225377041041E-2,null,1.6512146989636944E-2,5.9606789222879731E-3,1.1186363238051945E-4,1.2142216258302119E-5,5.1638998678878324E-3,5.3765343914641697E-5,5.8472838469092332E-5,2.7814496972366213E-2]
[2004,4,1,7,1.6640390674368906E-2,4.5823112640117339E-3,0,0,3.0587463259749989E-3,8.9420277777777987E-5,2.4370868542133418E-2,null,1.9723601886762299E-2,6.7444789644666115E-3,0,0,5.0668958517764533E-3,5.3765343914641697E-5,6.6161729928588579E-5,3.1588742046920013E-2]
[2004,4,1,13,1.4407366994156696E-2,5.703926394180988E-3,0,0,2.9057486079343783E-3,8.9420277777777987E-5,2.310646227404984E-2,null,1.7076832893528383E-2,8.3953292048388126E-3,0,0,4.8134510020718356E-3,5.3765343914641697E-5,8.2356177021017022E-5,3.0339378444353672E-2]
[2004,4,1,15,1.4345229814931941E-2,5.5632228319068243E-3,0,0,2.8870742988518295E-3,8.9420277777777987E-5,2.2884947223468372E-2,null,1.7003182640395614E-2,8.1882345398743023E-3,0,0,4.7825165050128168E-3,5.3765343914641697E-5,8.0324627754539755E-5,3.0027699029197375E-2]
[2004,4,1,18,1.8311983926236057E-2,4.7038370968723233E-3,0,0,2.6173522726322443E-3,8.9420277777777987E-5,2.5722593573518401E-2,null,2.1704915935308607E-2,6.923346871106799E-3,0,0,4.3357146881445536E-3,5.3765343914641697E-5,6.7916381428633095E-5,3.3017742838474605E-2]
[2004,4,1,21,1.9917845567218758E-2,4.3223044325409353E-3,3.2685067000000367E-4,3.2674000000000345E-5,2.3787505575299859E-3,8.9420277777777987E-5,2.706784550506746E-2,null,2.3608319305564326E-2,6.36178767519414E-3,2.2372726476103889E-4,2.4284432516604237E-5,3.9404645066529543E-3,5.3765343914641697E-5,6.2407619661470127E-5,3.4212348528603713E-2]
[2004,4,2,1,1.216196436580648E-2,3.3654407018243598E-3,3.2685067000000367E-4,3.2674000000000345E-5,2.4212742023818038E-3,8.9420277777777987E-5,1.8397624217790426E-2,null,1.4415391321409227E-2,4.9534269306145554E-3,2.2372726476103889E-4,2.4284432516604237E-5,4.0109060721637557E-3,5.3765343914641697E-5,4.8591936683464187E-5,2.3681501365379824E-2]
[2004,4,2,4,1.2077653117565326E-2,3.5467601288776017E-3,3.2685067000000367E-4,3.2674000000000345E-5,2.8368676112882252E-3,8.9420277777777987E-5,1.8910225805508933E-2,null,1.4315458481644479E-2,5.2203020927656081E-3,2.2372726476103889E-4,2.4284432516604237E-5,4.6993477718664444E-3,5.3765343914641697E-5,5.1209918368322568E-5,2.4536885387468819E-2]
[2004,4,2,7,1.8045077821191882E-2,4.4676519811385623E-3,0,0,3.0743740154353474E-3,8.9420277777777987E-5,2.5676524095543572E-2,null,2.1388556189912346E-2,6.5757175956149662E-3,0,0,5.0927835411958269E-3,5.3765343914641697E-5,6.4506221153608727E-5,3.311082267063778E-2]
[2004,4,2,10,1.803288822332369E-2,5.511209585477933E-3,0,0,3.0367489610599015E-3,8.9420277777777987E-5,2.66702670476393E-2,null,2.1374108045020997E-2,8.1116787962327939E-3,0,0,5.0304566230336802E-3,5.3765343914641697E-5,7.9573634169716217E-5,3.4570008808202116E-2]
[2004,4,2,12,1.7415954042392313E-2,5.5112447779585337E-3,0,0,3.0094049536117415E-3,8.9420277777777987E-5,2.6026024051740364E-2,null,2.0642865346869155E-2,8.1117305943170896E-3,0,0,4.9851605366163588E-3,5.3765343914641697E-5,7.9574142296568118E-5,3.379352182171725E-2]
[2004,4,2,16,1.7180851283776728E-2,5.0827196008707649E-3,0,0,3.0573313337624182E-3,8.9420277777777987E-5,2.5410322496187687E-2,null,2.0364201624114387E-2,7.4810054261445352E-3,0,0,5.0645518789823266E-3,5.3765343914641697E-5,7.3386878839205367E-5,3.2963524273155895E-2]
[2004,4,2,19,2.0183128546347979E-2,4.3894256997510182E-3,0,0,2.6309818836880118E-3,8.9420277777777987E-5,2.7292956407564788E-2,null,2.3922755184509065E-2,6.4605801728409322E-3,0,0,4.3582925067538756E-3,5.3765343914641697E-5,6.3376750499109959E-5,3.479539320801852E-2]
[2004,4,2,22,1.9647273880753418E-2,3.6013701933292949E-3,3.2685067000000367E-4,3.2674000000000345E-5,2.1769844588744014E-3,8.9420277777777987E-5,2.5874573480734894E-2,null,2.3287614802280504E-2,5.3006799653547683E-3,2.2372726476103889E-4,2.4284432516604237E-5,3.6062335180856941E-3,5.3765343914641697E-5,5.1998406126457211E-5,3.2496305326913257E-2]
[2004,4,3,2,1.1182266856519634E-2,3.1794069746167788E-3,3.2685067000000367E-4,3.2674000000000345E-5,2.5135257626175446E-3,8.9420277777777987E-5,1.7324144541531743E-2,null,1.3254170769514991E-2,4.679613021531831E-3,2.2372726476103889E-4,2.4284432516604237E-5,4.1637232717820945E-3,5.3765343914641697E-5,4.5905887546256293E-5,2.23992841040212E-2]
[2004,4,3,3,1.0821737630359761E-2,3.1802119222497515E-3,3.2685067000000367E-4,3.2674000000000345E-5,2.5748394071242429E-3,8.9420277777777987E-5,1.7025733907511539E-2,null,1.2826840963113704E-2,4.6807977844310084E-3,2.2372726476103889E-4,2.4284432516604237E-5,4.2652909789077445E-3,5.3765343914641697E-5,4.591750978770411E-5,2.2074706767644742E-2]
[2004,4,3,7,1.4070443007695041E-2,3.7733482471691282E-3,0,0,3.0404720770687752E-3,8.9420277777777987E-5,2.0973683609710719E-2,null,1.6677482018593315E-2,5.55380601892128E-3,0,0,5.0366240651980873E-3,5.3765343914641697E-5,5.4481512335578803E-5,2.7321677446627321E-2]
[2004,4,3,10,1.9773916080350992E-2,4.2553732140454895E-3,0,0,2.9958048375180518E-3,8.9420277777777987E-5,2.7114514409692314E-2,null,2.3437721874632708E-2,{"$f":"(F2244*X$5)-S2244","v":6.2632749009192985E-3},0,0,4.9626315772078574E-3,5.3765343914641697E-5,{"$f":"(F2244*$AC$7)*$AC$5","v":6.1441232843388678E-5},3.4717393696674509E-2]
[2004,4,3,13,1.8224475240474047E-2,3.8193671433722916E-3,0,0,2.4257038393313934E-3,8.9420277777777987E-5,2.4558966500955508E-2,null,2.1601193221498637E-2,5.6215389727796959E-3,0,0,4.0182438853371303E-3,5.3765343914641697E-5,5.5145956457067804E-5,3.1294741423530108E-2]
[2004,4,3,17,1.8041556829579152E-2,3.8777439084591134E-3,0,0,2.8437552163089364E-3,8.9420277777777987E-5,2.4852476232124977E-2,null,2.1384382812124823E-2,5.7074608670940035E-3,0,0,4.7107572754960048E-3,5.3765343914641697E-5,5.5988829745949886E-5,3.1856366298629472E-2]
[2004,4,3,20,1.9892007331191161E-2,3.6238060137599526E-3,3.2685067000000367E-4,3.2674000000000345E-5,2.1472485560665383E-3,8.9420277777777987E-5,2.611200684879543E-2,null,2.3577693637523402E-2,5.3337021478794544E-3,2.2372726476103889E-4,2.4284432516604237E-5,3.5569751924421113E-3,5.3765343914641697E-5,5.2322345860476927E-5,3.2770148019037257E-2]
[2004,4,3,24,1.373564472693414E-2,2.9623797580484801E-3,3.2685067000000367E-4,3.2674000000000345E-5,2.3205029741664974E-3,8.9420277777777987E-5,1.9467472406926895E-2,null,1.6280650710283246E-2,4.360181317195763E-3,2.2372726476103889E-4,2.4284432516604237E-5,3.8439758125712749E-3,5.3765343914641697E-5,4.2772338718502915E-5,2.4786584881242569E-2]
[2004,4,4,4,9.6661736603433791E-3,3.3112767897724884E-3,3.2685067000000367E-4,3.2674000000000345E-5,2.8548201669769319E-3,8.9420277777777987E-5,1.6281215564870583E-2,null,1.1457168571082919E-2,4.8737057278372374E-3,2.2372726476103889E-4,2.4284432516604237E-5,4.7290866649467326E-3,5.3765343914641697E-5,4.7809890699552914E-5,2.1361738005059173E-2]
[2004,4,4,7,1.1659859927307082E-2,3.6762908535495089E-3,0,0,3.0067885175559792E-3,8.9420277777777987E-5,1.8432359576190348E-2,null,1.3820254569854922E-2,5.4109520066339548E-3,0,0,4.9808263396661908E-3,5.3765343914641697E-5,5.3080148548996556E-5,2.426579826006971E-2]
[2004,4,4,8,1.3673786374241426E-2,3.9138750856785266E-3,0,0,3.066078902049206E-3,8.9420277777777987E-5,2.074316063974694E-2,null,1.6207330945996627E-2,5.7606405728533212E-3,0,0,5.0790424619669506E-3,5.3765343914641697E-5,5.6510509974869984E-5,2.7100779324731539E-2]
[2004,4,4,11,1.7057777720974422E-2,4.282979956680707E-3,0,0,2.9711280088208715E-3,8.9420277777777987E-5,2.4401305964253779E-2,null,2.0218324402659658E-2,6.3039079099518761E-3,0,0,4.9217537443849982E-3,5.3765343914641697E-5,6.1839832970094229E-5,3.1497751400911177E-2]
[2004,4,4,14,1.5032409822327196E-2,4.2313562034621425E-3,0,0,2.765845641796941E-3,8.9420277777777987E-5,2.2119031945364055E-2,null,1.781768664788163E-2,6.2279254422430794E-3,0,0,4.5816979623531711E-3,5.3765343914641697E-5,6.1094463085431135E-5,2.868107539639252E-2]
[2004,4,4,18,1.7052967166545752E-2,3.6797825873767917E-3,0,0,2.5796403725755267E-3,8.9420277777777987E-5,2.3401810404275851E-2,null,2.0212622525686792E-2,5.4160913182151171E-3,0,0,4.2732439077672098E-3,5.3765343914641697E-5,5.313056396976414E-5,2.9955723095583763E-2]
[2004,4,4,21,1.8137834727998493E-2,3.6107321144776693E-3,3.2685067000000367E-4,3.2674000000000345E-5,2.5005898959861495E-3,8.9420277777777987E-5,2.4698101686240093E-2,null,2.1498499540276054E-2,5.3144593174359123E-3,2.2372726476103889E-4,2.4284432516604237E-5,4.1422946595375482E-3,5.3765343914641697E-5,5.213357828368191E-5,3.1257030558441798E-2]
[2004,4,5,1,1.5717727208538687E-2,3.3144324649709064E-3,3.2685067000000367E-4,3.2674000000000345E-5,2.4909330418240571E-3,8.9420277777777987E-5,2.1972037663111434E-2,null,1.8629982918817865E-2,4.8783504112225786E-3,2.2372726476103889E-4,2.4284432516604237E-5,4.1262978199567042E-3,5.3765343914641697E-5,4.7855453935699666E-5,2.7936408191189435E-2]
[2004,4,5,5,1.671885329643398E-2,3.798741667992957E-3,3.2685067000000367E-4,3.2674000000000345E-5,3.0805200055536628E-3,8.9420277777777987E-5,2.4047059917758379E-2,null,1.9816602438905991E-2,5.5911813482506581E-3,2.2372726476103889E-4,2.4284432516604237E-5,5.1029645397216283E-3,5.3765343914641697E-5,5.4848155401427248E-5,3.0812525368070564E-2]
[2004,4,5,8,2.3087754541154509E-2,4.7216601973806603E-3,0,0,2.873668253370871E-3,8.9420277777777987E-5,3.0772503269683817E-2,null,2.7365564182962921E-2,6.9495798176558762E-3,0,0,4.7603090288127299E-3,5.3765343914641697E-5,6.817372037712049E-5,3.9129218373346167E-2]
[2004,4,5,9,2.223165000660491E-2,5.0487022221183588E-3,0,0,2.9473527090242519E-3,8.9420277777777987E-5,3.0317125215525299E-2,null,2.6350836503587171E-2,7.4309369165642767E-3,0,0,4.8823693185203153E-3,5.3765343914641697E-5,7.2895718702710232E-5,3.8717908082586405E-2]
[2004,4,5,12,2.0348040342222099E-2,5.2055154633497015E-3,0,0,2.6752481622121121E-3,8.9420277777777987E-5,2.8318224245561692E-2,null,2.4118222627065099E-2,7.6617426270233022E-3,0,0,4.4316207919806181E-3,5.3765343914641697E-5,7.5159867669860822E-5,3.6265351389983665E-2]
[2004,4,5,18,2.4485721016162497E-2,4.4031668935531707E-3,0,0,2.4646856495229019E-3,8.9420277777777987E-5,3.1442993837016348E-2,null,2.9022552576064078E-2,6.4808051613250497E-3,0,0,4.0828183061306341E-3,5.3765343914641697E-5,6.3575152812015781E-5,3.9639941387434409E-2]
[2004,4,5,20,2.6466230893401131E-2,4.3109742982711564E-3,3.2685067000000367E-4,3.2674000000000345E-5,2.3633494681854811E-3,8.9420277777777987E-5,3.3589499607635555E-2,null,3.1370020800570581E-2,6.3451114068560962E-3,2.2372726476103889E-4,2.4284432516604237E-5,3.9149521864419489E-3,5.3765343914641697E-5,6.2244029446746144E-5,4.1931861435060919E-2]
[2004,4,5,23,1.9433431317309263E-2,3.3541502839728081E-3,3.2685067000000367E-4,3.2674000000000345E-5,1.8159398890319309E-3,8.9420277777777987E-5,2.5052466438091781E-2,null,2.3034150465393644E-2,4.9368091189224781E-3,2.2372726476103889E-4,2.4284432516604237E-5,3.0081534426946431E-3,5.3765343914641697E-5,4.8428919914493909E-5,3.1280890068203053E-2]
[2004,4,6,3,1.7454572244439203E-2,3.9572019953194107E-3,3.2685067000000367E-4,3.2674000000000345E-5,3.0867045739877922E-3,8.9420277777777987E-5,2.4947423761524187E-2,null,2.0688638914188619E-2,5.824411323863468E-3,2.2372726476103889E-4,2.4284432516604237E-5,5.1132094442688947E-3,5.3765343914641697E-5,5.7136085831493669E-5,3.192803672351327E-2]
[2004,4,6,6,2.0602163580099177E-2,4.2336859698464957E-3,1.6342533500000183E-4,1.6337000000000172E-5,3.2180641943301974E-3,8.9420277777777987E-5,2.832309635705365E-2,null,2.441943103449647E-2,6.2313545109959588E-3,1.1186363238051945E-4,1.2142216258302119E-5,5.330810201072976E-3,5.3765343914641697E-5,6.1128101431985398E-5,3.6159366939118871E-2]
[2004,4,6,9,2.4615831894145603E-2,5.4886151460877717E-3,0,0,3.1481431855177517E-3,8.9420277777777987E-5,3.3342010503528904E-2,null,2.9176771020131539E-2,8.0784231502495814E-3,0,0,5.2149841626417323E-3,5.3765343914641697E-5,7.9247404214854766E-5,4.2523943676937494E-2]
[2004,4,6,11,2.2352565400088148E-2,5.9545264931951097E-3,0,0,3.2814465289925532E-3,8.9420277777777987E-5,3.1677958700053591E-2,null,2.649415567978404E-2,8.7641751864656215E-3,0,0,5.4358047492803138E-3,5.3765343914641697E-5,8.5974468122554772E-5,4.0747900959444618E-2]
[2004,4,6,14,2.0464187384017736E-2,5.9277445031354157E-3,0,0,3.281345878384182E-3,8.9420277777777987E-5,2.9762698043315113E-2,null,2.4255889948555983E-2,8.7247560902547674E-3,0,0,5.4356380188307482E-3,5.3765343914641697E-5,8.5587776191084299E-5,3.8470049401556142E-2]
[2004,4,6,17,2.385032354049086E-2,5.3021265717231869E-3,0,0,3.18896251860709E-3,8.9420277777777987E-5,3.2430832908598918E-2,null,2.8269425615571223E-2,7.8039397739688189E-3,0,0,5.2826024897145805E-3,5.3765343914641697E-5,7.6554787764117379E-5,4.1409733223169265E-2]
[2004,4,6,21,2.8378970541646974E-2,5.1519060056972547E-3,3.2685067000000367E-4,3.2674000000000345E-5,3.0789981423969843E-3,8.9420277777777987E-5,3.7058819637518996E-2,null,3.3637162003759762E-2,7.582837498453566E-3,2.2372726476103889E-4,2.4284432516604237E-5,5.1004435323239034E-3,5.3765343914641697E-5,7.4385827179273536E-5,4.6622220075729519E-2]
[2004,4,6,24,2.0298277171165984E-2,3.9905694638198647E-3,3.2685067000000367E-4,3.2674000000000345E-5,2.7878393588469117E-3,8.9420277777777987E-5,2.7525630941610542E-2,null,2.405923909754704E-2,5.8735232624535566E-3,2.2372726476103889E-4,2.4284432516604237E-5,4.6181311483088974E-3,5.3765343914641697E-5,5.7617862234739351E-5,3.485267054950178E-2]
[2004,4,7,4,1.9536384773891767E-2,4.2492709171870003E-3,3.2685067000000367E-4,3.2674000000000345E-5,3.3182357768539016E-3,8.9420277777777987E-5,2.7552836415710449E-2,null,2.3156179631068648E-2,6.2542932297874731E-3,2.2372726476103889E-4,2.4284432516604237E-5,5.4967471313914626E-3,5.3765343914641697E-5,6.1353124791919915E-5,3.5208997033439875E-2]
[2004,4,7,8,2.8593874896418583E-2,5.3065907571648143E-3,0,0,3.3412914644082832E-3,8.9420277777777987E-5,3.7331177395769466E-2,null,3.3891884865752155E-2,7.8105103893351298E-3,0,0,5.5349395001528419E-3,5.3765343914641697E-5,7.6619243933618509E-5,4.729110009915477E-2]
[2004,4,7,11,2.4561762270945982E-2,6.0672376199472451E-3,0,0,3.5142061797238892E-3,8.9420277777777987E-5,3.4232626348394898E-2,null,2.9112683118409425E-2,8.930069159974437E-3,0,0,5.8213773934503426E-3,5.3765343914641697E-5,8.760184843316097E-5,4.3917895015748852E-2]
[2004,4,7,12,2.4200958514275211E-2,6.0640210673641847E-3,0,0,3.5168092701933422E-3,8.9420277777777987E-5,3.3871209129610516E-2,null,2.8685027915170486E-2,8.9253348741556333E-3,0,0,5.8256894830765607E-3,5.3765343914641697E-5,8.75554062185142E-5,4.3489817616317324E-2]
[2004,4,7,15,2.2066289636814961E-2,5.9447617886562443E-3,0,0,3.5074621643456198E-3,8.9420277777777987E-5,3.1607933867594605E-2,null,2.6154837373193653E-2,8.7498029972881124E-3,0,0,5.8102057499393109E-3,5.3765343914641697E-5,8.5833480374819963E-5,4.0768611464335719E-2]
[2004,4,7,19,3.0594155849100226E-2,5.3197024039177941E-3,0,0,3.151046053194839E-3,8.9420277777777987E-5,3.9154324583990638E-2,null,3.6262787445169059E-2,7.8298087784274429E-3,0,0,5.2197928413040932E-3,5.3765343914641697E-5,7.6808556527505965E-5,4.9366154408815241E-2]
[2004,4,7,22,2.8524364666544288E-2,4.7407183674090716E-3,3.2685067000000367E-4,3.2674000000000345E-5,2.8140017171467717E-3,8.9420277777777987E-5,3.6528029698877917E-2,null,3.3809495447863686E-2,6.9776306023913758E-3,2.2372726476103889E-4,2.4284432516604237E-5,4.661469801016554E-3,5.3765343914641697E-5,6.8448891884620607E-5,4.5750372892463906E-2]
[2004,4,8,1,1.7189266842743044E-2,3.8645237674025073E-3,3.2685067000000367E-4,3.2674000000000345E-5,2.8685219035483609E-3,8.9420277777777987E-5,2.4371257461471695E-2,null,2.0374176458116441E-2,5.6880027905631004E-3,2.2372726476103889E-4,2.4284432516604237E-5,4.7517839614195862E-3,5.3765343914641697E-5,5.579795065637899E-5,3.1115740251291411E-2]
[2004,4,8,5,1.7475207004769434E-2,3.9047916187438985E-3,3.2685067000000367E-4,3.2674000000000345E-5,3.0611919941131919E-3,8.9420277777777987E-5,2.4890135565404307E-2,null,2.0713096981655094E-2,5.7472710638576813E-3,2.2372726476103889E-4,2.4284432516604237E-5,5.0709471670617387E-3,5.3765343914641697E-5,5.6379358280557102E-5,3.1833092253766807E-2]
[2004,4,8,9,2.2945435319946909E-2,5.3668586713345404E-3,0,0,3.012583315058727E-3,8.9420277777777987E-5,3.1414297584117956E-2,null,2.719687537541849E-2,7.8992157731318062E-3,0,0,4.9904255781447844E-3,5.3765343914641697E-5,7.7489422590396585E-5,4.0140282070609719E-2]
[2004,4,8,12,2.0525207854178582E-2,5.7876775653481474E-3,0,0,3.1290393825318123E-3,8.9420277777777987E-5,2.9531345079836319E-2,null,2.4328216583425766E-2,8.5185984416151512E-3,0,0,5.1833381973386905E-3,5.3765343914641697E-5,8.3565418831254391E-5,3.8083918566294249E-2]
[2004,4,8,13,1.9848706818116964E-2,5.7715649105479268E-3,0,0,3.1032060141124584E-3,8.9420277777777987E-5,2.881289802055513E-2,null,2.3526370198183513E-2,8.4948830161233752E-3,0,0,5.1405445252483079E-3,5.3765343914641697E-5,8.3332776163852639E-5,3.7215563083469842E-2]
[2004,4,8,16,2.0341030219832114E-2,5.5495485623847617E-3,0,0,3.2229336099987168E-3,8.9420277777777987E-5,2.9202932669993367E-2,null,2.4109913635653586E-2,8.1681080539521608E-3,0,0,5.338876519564926E-3,5.3765343914641697E-5,8.0127191728271782E-5,3.7670663553085314E-2]
[2004,4,8,20,2.6633846958951945E-2,5.2944329645945587E-3,3.2685067000000367E-4,3.2674000000000345E-5,3.2147227072787045E-3,8.9420277777777987E-5,3.5591947578602998E-2,null,3.1568693572829577E-2,7.7926159313814703E-3,2.2372726476103889E-4,2.4284432516604237E-5,5.3252749375775387E-3,5.3765343914641697E-5,7.6443703569331511E-5,4.4988361482980875E-2]
[2004,4,8,22,2.4603789126705539E-2,4.3073312530652937E-3,3.2685067000000367E-4,3.2674000000000345E-5,2.4876840390534783E-3,8.9420277777777987E-5,3.1847749366602091E-2,null,2.9162496911112661E-2,6.3397493874859778E-3,2.2372726476103889E-4,2.4284432516604237E-5,4.12091575916897E-3,5.3765343914641697E-5,6.2191429315689811E-5,3.9924939098959902E-2]
[2004,4,9,3,1.5121732069143785E-2,3.9145202392644688E-3,3.2685067000000367E-4,3.2674000000000345E-5,3.0608334313794688E-3,8.9420277777777987E-5,2.2546030687565506E-2,null,1.7923558948016692E-2,5.7615901427403356E-3,2.2372726476103889E-4,2.4284432516604237E-5,5.0703531982148695E-3,5.3765343914641697E-5,5.6519825028967418E-5,2.9057279330164183E-2]
[2004,4,9,7,2.0504163483055216E-2,4.4210432601923524E-3,0,0,3.0606380395426951E-3,8.9420277777777987E-5,2.8075265060568046E-2,null,2.4303273010518316E-2,6.5071165076768245E-3,0,0,5.0700295263631659E-3,5.3765343914641697E-5,6.3833260843867499E-5,3.5934184388472949E-2]
[2004,4,9,10,2.0900696610423136E-2,5.3762838741509417E-3,0,0,3.1659543749892171E-3,8.9420277777777987E-5,2.9532355137341072E-2,null,2.4773277693230747E-2,7.9130882663930781E-3,0,0,5.2444888787673517E-3,5.3765343914641697E-5,7.7625508440382031E-5,3.798462018230582E-2]
[2004,4,9,13,1.9018820498794494E-2,5.295885695479393E-3,0,0,3.0043137275439593E-3,8.9420277777777987E-5,2.7408440199595624E-2,null,2.2542718570412602E-2,7.7947541346438162E-3,0,0,4.9767267832108433E-3,5.3765343914641697E-5,7.646467883332464E-5,3.5367964832181908E-2]
[2004,4,9,14,1.8216168299574984E-2,5.2990658665162827E-3,0,0,3.0611959621344139E-3,8.9420277777777987E-5,2.6665850406003458E-2,null,2.15913471308391E-2,7.7994348722510935E-3,0,0,5.0709537401959987E-3,5.3765343914641697E-5,7.6510595752788814E-5,3.4515501087200834E-2]
[2004,4,9,19,2.3431574530445622E-2,4.5792239687381508E-3,0,0,2.9003283378992713E-3,8.9420277777777987E-5,3.1000547114860826E-2,null,2.7773088785130712E-2,6.7399349261352765E-3,0,0,4.8044721784527714E-3,5.3765343914641697E-5,6.6117153996415491E-5,3.9371261233633402E-2]
[2004,4,9,22,2.2645289391456186E-2,3.8573025696522142E-3,3.2685067000000367E-4,3.2674000000000345E-5,2.3195715747461546E-3,8.9420277777777987E-5,2.927110848363234E-2,null,2.6841116973027004E-2,5.6773742641450875E-3,2.2372726476103889E-4,2.4284432516604237E-5,3.8424329242908034E-3,5.3765343914641697E-5,5.5693687347365463E-5,3.6662701202655183E-2]
[2004,4,10,1,1.6649286246144698E-2,3.5908232337750236E-3,3.2685067000000367E-4,3.2674000000000345E-5,2.7959858949434843E-3,8.9420277777777987E-5,2.3485040322640989E-2,null,1.9734145672644147E-2,5.2851564134277036E-3,2.2372726476103889E-4,2.4284432516604237E-5,4.6316261052471502E-3,5.3765343914641697E-5,5.1846123784775668E-5,2.9952705232511288E-2]
[2004,4,10,4,1.537097972049121E-2,3.729645917425797E-3,3.2685067000000367E-4,3.2674000000000345E-5,3.1475470049755322E-3,8.9420277777777987E-5,2.2697117590670321E-2,null,1.821898839691535E-2,5.4894827054949389E-3,2.2372726476103889E-4,2.4284432516604237E-5,5.2139965734812228E-3,5.3765343914641697E-5,5.3850515973451059E-5,2.9224244717083799E-2]
[2004,4,10,8,2.0583860475742951E-2,4.2336198649104819E-3,0,0,3.2930704367776292E-3,8.9420277777777987E-5,2.8199971055208842E-2,null,2.4397736643380394E-2,6.2312572143863E-3,0,0,5.4550600662830592E-3,5.3765343914641697E-5,6.1127146975452113E-5,3.6137819267964395E-2]
[2004,4,10,11,2.379700510247312E-2,4.1505357645670272E-3,0,0,2.6090933090399107E-3,8.9420277777777987E-5,3.0646054453857839E-2,null,2.8206228082216088E-2,6.1089698064031332E-3,0,0,4.322033492024889E-3,5.3765343914641697E-5,5.9927536671487087E-5,3.8690996724558752E-2]
[2004,4,10,12,2.2846598916147542E-2,4.0155986394499587E-3,0,0,2.4777003467283103E-3,8.9420277777777987E-5,2.9429318180103595E-2,null,2.7079726089767366E-2,5.9103624771662039E-3,0,0,4.1043775033488567E-3,5.3765343914641697E-5,5.7979246144073285E-5,3.7148231414197069E-2]
[2004,4,10,16,2.0539037267069904E-2,3.9662383329796807E-3,0,0,2.7098179003402657E-3,8.9420277777777987E-5,2.730451377816763E-2,null,2.4344608376114636E-2,5.837711465594162E-3,0,0,4.4888864963089125E-3,5.3765343914641697E-5,5.7266557049483116E-5,3.4724971681932358E-2]
[2004,4,10,19,2.4716768485073922E-2,4.0829727443091237E-3,0,0,2.6304435396276088E-3,8.9420277777777987E-5,3.1519605046788433E-2,null,2.929640962563277E-2,6.0095271141347066E-3,0,0,4.3574007252866389E-3,5.3765343914641697E-5,5.8952027579695344E-5,3.9717102808968764E-2]
[2004,4,10,23,2.0834808704262815E-2,3.8219252788562761E-3,3.2685067000000367E-4,3.2674000000000345E-5,2.6980080980552063E-3,8.9420277777777987E-5,2.7803687028952077E-2,null,2.4695181760527665E-2,5.6253041667977217E-3,2.2372726476103889E-4,2.4284432516604237E-5,4.4693232400492113E-3,5.3765343914641697E-5,5.5182892112299555E-5,3.5091586208566887E-2]
[2004,4,11,2,1.5063473125681919E-2,3.2225516672978105E-3,3.2685067000000367E-4,3.2674000000000345E-5,2.6458765449287802E-3,8.9420277777777987E-5,2.1380846285686289E-2,null,1.7854505508727244E-2,4.7431155763453681E-3,2.2372726476103889E-4,2.4284432516604237E-5,4.3829659151413489E-3,5.3765343914641697E-5,4.6528832462162184E-5,2.7282364041406246E-2]
[2004,4,11,5,1.482105644765375E-2,3.4150772868885215E-3,3.2685067000000367E-4,3.2674000000000345E-5,2.9189336731774386E-3,8.9420277777777987E-5,2.1604012355497491E-2,null,1.7567172708572276E-2,5.0264845830840441E-3,2.2372726476103889E-4,2.4284432516604237E-5,4.8352924185430654E-3,5.3765343914641697E-5,4.9308614828265146E-5,2.7730726751391672E-2]
[2004,4,11,9,2.2489476045056567E-2,3.8471549403921198E-3,0,0,3.0390066689079411E-3,8.9420277777777987E-5,{"$f":"SUM(E2435:J2435)","v":2.9465057932134407E-2},null,{"$f":"E2435*W$5","v":2.6656433784202366E-2},5.6624384668714656E-3,{"$f":"G2435*Y$5","v":0},{"$f":"H2435*Z$5","v":0},{"$f":"I2435*AA$5","v":5.0341965770248328E-3},{"$f":"J2435*AB$5","v":5.3765343914641697E-5},5.5547170738641238E-5,{"$f":"SUM(M2435:R2435)","v":3.7406834172013313E-2}]
[2004,4,11,13,2.3222980645298961E-2,3.8354746430247361E-3,0,0,2.5892897338599141E-3,8.9420277777777987E-5,2.9737165299961392E-2,null,2.7525845626772485E-2,5.6452468106625714E-3,0,0,4.2892283351938848E-3,5.3765343914641697E-5,5.5378524691836051E-5,3.7514086116543589E-2]
[2004,4,11,14,2.2121728551927275E-2,3.9053841561352814E-3,0,0,2.7214425442071465E-3,8.9420277777777987E-5,2.883797553004748E-2,null,2.6220548275786432E-2,5.7481431905513055E-3,0,0,4.5081430326510364E-3,5.3765343914641697E-5,5.6387913635399358E-5,3.6530599842903418E-2]
[2004,4,11,17,2.3658606301799154E-2,3.6222560050471436E-3,0,0,2.5104361942209484E-3,8.9420277777777987E-5,2.9880718778845024E-2,null,2.8042186089481912E-2,5.3314207661583173E-3,0,0,4.1586053183383731E-3,5.3765343914641697E-5,5.2299966049954396E-5,3.7585977517893242E-2]
[2004,4,11,20,2.655221595172055E-2,3.400569306436404E-3,3.2685067000000367E-4,3.2674000000000345E-5,2.3533939362908977E-3,8.9420277777777987E-5,3.2755124142225631E-2,null,3.1471937581954469E-2,5.0051309989779889E-3,2.2372726476103889E-4,2.4284432516604237E-5,3.8984605791352158E-3,5.3765343914641697E-5,4.9099141261504019E-5,4.0677306201259963E-2]
[2004,4,11,24,1.6558960475123296E-2,3.1853089592226423E-3,3.2685067000000367E-4,3.2674000000000345E-5,2.2036234961531221E-3,8.9420277777777987E-5,2.2396837878276843E-2,null,1.96270839105375E-2,4.688299862894066E-3,2.2372726476103889E-4,2.4284432516604237E-5,3.6503618023885263E-3,5.3765343914641697E-5,4.5991103388009038E-5,2.8267522617012375E-2]
[2004,4,12,3,1.432371421482492E-2,3.5154395550226324E-3,3.2685067000000367E-4,3.2674000000000345E-5,2.8650907542642802E-3,8.9420277777777987E-5,2.1153189471889614E-2,null,1.6977680526943473E-2,5.1742028779045626E-3,2.2372726476103889E-4,2.4284432516604237E-5,4.7461001700156704E-3,5.3765343914641697E-5,5.0757696066255147E-5,2.7199760616055991E-2]
[2004,4,12,6,1.7947288822717025E-2,4.0993189174387875E-3,1.6342533500000183E-4,1.6337000000000172E-5,3.2363248653519998E-3,8.9420277777777987E-5,2.5552115218285598E-2,null,2.1272648377856338E-2,6.03358624379017E-3,1.1186363238051945E-4,1.2142216258302119E-5,5.3610594955192988E-3,5.3765343914641697E-5,5.9188041902961539E-5,3.2845065309719271E-2]
[2004,4,12,11,1.9936207814673125E-2,5.3548104584342027E-3,0,0,2.8098730034529615E-3,8.9420277777777987E-5,2.8190311554338064E-2,null,2.3630083798094781E-2,7.8814826001140925E-3,0,0,4.6546304753390085E-3,5.3765343914641697E-5,7.731546439286104E-5,3.6219962217462529E-2]
[2004,4,12,14,1.835572016570346E-2,5.3503896905311458E-3,0,0,2.7614261611997588E-3,8.9420277777777987E-5,2.6556956295212146E-2,null,2.1756755834512888E-2,7.8749758888910625E-3,0,0,4.5743769734517036E-3,5.3765343914641697E-5,7.7251635107762899E-5,3.42598740407703E-2]
[2004,4,12,15,1.8442625659888381E-2,5.0986604921721846E-3,0,0,2.6522035647292756E-3,8.9420277777777987E-5,2.6282909994567623E-2,null,2.1859763594523952E-2,7.5044680413757728E-3,0,0,4.3934467942221009E-3,5.3765343914641697E-5,7.361704149825226E-5,3.381144377403647E-2]
[2004,4,12,18,2.3597871248910371E-2,4.4080425857366155E-3,0,0,2.4649157204098015E-3,8.9420277777777987E-5,3.056024983283457E-2,null,2.797019775536215E-2,6.4879814532602395E-3,0,0,4.0831994247649403E-3,5.3765343914641697E-5,6.3645550524189893E-5,3.8595143977301974E-2]
[2004,4,12,21,2.4902158418578624E-2,4.1891798649677349E-3,3.2685067000000367E-4,3.2674000000000345E-5,2.3464647387300415E-3,8.9420277777777987E-5,3.1886747970054183E-2,null,2.9516149493152361E-2,6.1658481604120073E-3,2.2372726476103889E-4,2.4284432516604237E-5,3.8869821763402243E-3,5.3765343914641697E-5,6.0485499757522964E-5,3.9870756871096882E-2]
[2004,4,13,3,1.3360960292613274E-2,3.5350990352279133E-3,3.2685067000000367E-4,3.2674000000000345E-5,2.7305661722004265E-3,8.9420277777777987E-5,2.0075570447819394E-2,null,1.5836542951016844E-2,5.2031387015659134E-3,2.2372726476103889E-4,2.4284432516604237E-5,4.5232565686902067E-3,5.3765343914641697E-5,5.1041549594515793E-5,2.5864715262465247E-2]
[2004,4,13,5,1.4374712885985307E-2,3.6276876271549427E-3,3.2685067000000367E-4,3.2674000000000345E-5,2.8072144842387274E-3,8.9420277777777987E-5,2.1258559945156762E-2,null,1.7038128475937289E-2,5.3394153040537875E-3,2.2372726476103889E-4,2.4284432516604237E-5,4.6502265665009073E-3,5.3765343914641697E-5,5.2378390559828428E-5,2.7329547387684273E-2]
[2004,4,13,9,1.8932839246430296E-2,5.1287302380781819E-3,0,0,2.6798311176174515E-3,8.9420277777777987E-5,2.6830820879903711E-2,null,2.2440806300169522E-2,7.5487262239926174E-3,0,0,4.4392125813143704E-3,5.3765343914641697E-5,7.4051203713132476E-5,3.4482510449391157E-2]
[2004,4,13,12,1.6948328860716674E-2,5.4223090046225265E-3,0,0,2.7625390299495533E-3,8.9420277777777987E-5,2.5222597173066533E-2,null,2.0088596333834401E-2,7.9808303961650898E-3,0,0,4.5762204705746979E-3,5.3765343914641697E-5,7.8290042575394745E-5,3.2699412544488833E-2]
[2004,4,13,15,1.5490937231100904E-2,5.2336368610540786E-3,0,0,2.7232295825132115E-3,8.9420277777777987E-5,2.3537223952445972E-2,null,1.8361172209116164E-2,7.7031331315833354E-3,0,0,4.511103309841424E-3,5.3765343914641697E-5,7.5565898647010673E-5,3.0629173994455566E-2]
[2004,4,13,16,1.6909628155491949E-2,5.1352130293430978E-3,0,0,2.8078399094476664E-3,8.9420277777777987E-5,2.4942101372060488E-2,null,2.0042724976753513E-2,7.5582679261595219E-3,0,0,4.6512626002412202E-3,5.3765343914641697E-5,7.4144805535475129E-5,3.2306020847068899E-2]
[2004,4,13,19,2.2333185624101793E-2,4.4534284092496972E-3,0,0,2.2806993197747559E-3,8.9420277777777987E-5,2.9156733630904021E-2,null,2.6471185126166072E-2,6.5547826185091028E-3,0,0,3.7780399846765664E-3,5.3765343914641697E-5,6.4300854021672111E-5,3.6857773073266382E-2]
[2004,4,13,24,1.5756327265228468E-2,3.5318275380174691E-3,3.2685067000000367E-4,3.2674000000000345E-5,2.4131906421754265E-3,8.9420277777777987E-5,2.2150290393199143E-2,null,1.8675734978721624E-2,5.198323545447768E-3,2.2372726476103889E-4,2.4284432516604237E-5,3.9975154364874799E-3,5.3765343914641697E-5,5.0994314061521892E-5,2.8173351001849156E-2]
[2004,4,14,3,1.2626019105262528E-2,3.4089152421971137E-3,3.2685067000000367E-4,3.2674000000000345E-5,2.5851233021128416E-3,8.9420277777777987E-5,1.9069002597350268E-2,null,1.4965428343604526E-2,5.0174149720504813E-3,2.2372726476103889E-4,2.4284432516604237E-5,4.2823265285430101E-3,5.3765343914641697E-5,4.9219644107336007E-5,2.4566946885390305E-2]
[2004,4,14,6,1.6655404176232909E-2,4.0922969246472195E-3,1.6342533500000183E-4,1.6337000000000172E-5,3.0746468176840133E-3,8.9420277777777987E-5,2.4091530531341922E-2,null,1.9741397162094859E-2,6.0232509173702223E-3,1.1186363238051945E-4,1.2142216258302119E-5,5.0932354454843193E-3,5.3765343914641697E-5,5.9086654815994108E-5,3.1035654717502862E-2]
[2004,4,14,10,1.7631601707011262E-2,5.4709857132884841E-3,0,0,2.8822569832834006E-3,8.9420277777777987E-5,2.6074264681360926E-2,null,2.0898469242714317E-2,8.0524752536926432E-3,0,0,4.7745364917429721E-3,5.3765343914641697E-5,7.8992861538799291E-5,3.3779246332064576E-2]
[2004,4,14,13,1.6371349681425677E-2,5.4393818217210307E-3,0,0,2.7676385043885979E-3,8.9420277777777987E-5,2.4667790285313088E-2,null,1.9404711691221099E-2,8.0059590374010926E-3,0,0,4.5846678876298539E-3,5.3765343914641697E-5,7.8536548552163012E-5,3.2049103960166692E-2]
[2004,4,14,16,1.7240800384672468E-2,5.2250702776781418E-3,0,0,2.932109091445739E-3,8.9420277777777987E-5,2.5487400031574126E-2,null,2.0435258381294865E-2,7.6905243981194782E-3,0,0,4.8571178545402114E-3,5.3765343914641697E-5,7.5442209979202185E-5,3.3036665977869202E-2]
[2004,4,14,17,1.940370113040258E-2,4.9374712292272012E-3,0,0,2.8545242607529529E-3,8.9420277777777987E-5,2.7285116898160516E-2,null,2.2998911727190839E-2,7.2672214794129459E-3,0,0,4.7285964882995022E-3,5.3765343914641697E-5,7.1289709314140086E-5,3.5048495038817927E-2]
[2004,4,14,21,2.2028555096481429E-2,4.3802555124257125E-3,3.2685067000000367E-4,3.2674000000000345E-5,2.4224670439645826E-3,8.9420277777777987E-5,2.9280222600649504E-2,null,2.6110111196658327E-2,6.4470830243601026E-3,2.2372726476103889E-4,2.4284432516604237E-5,4.0128820464432448E-3,5.3765343914641697E-5,6.324434669189231E-5,3.6871853308653967E-2]
[2004,4,15,1,1.5061501310431104E-2,3.6762914833717384E-3,3.2685067000000367E-4,3.2674000000000345E-5,2.687707599034471E-3,8.9420277777777987E-5,2.1874445340615098E-2,null,1.7852168346111152E-2,5.4109529336383716E-3,2.2372726476103889E-4,2.4284432516604237E-5,4.4522601853865286E-3,5.3765343914641697E-5,5.3080157642688766E-5,2.8017158506328337E-2]
[2004,4,15,4,1.453550411003526E-2,3.6847946317852607E-3,3.2685067000000367E-4,3.2674000000000345E-5,2.8922067778059208E-3,8.9420277777777987E-5,2.1561450467404222E-2,null,1.7228711867403653E-2,5.4234683002956181E-3,2.2372726476103889E-4,2.4284432516604237E-5,4.7910185949380174E-3,5.3765343914641697E-5,5.3202930404394536E-5,2.7744975803829574E-2]
[2004,4,15,7,1.9846259492478282E-2,4.3089029503077629E-3,0,0,2.8703243843826694E-3,8.9420277777777987E-5,2.711490710494649E-2,null,2.3523469420339459E-2,6.3420626914890456E-3,0,0,4.7547698195748401E-3,5.3765343914641697E-5,6.2214122276183886E-5,3.4674067275317987E-2]
[2004,4,15,11,1.8287715829638146E-2,5.5339840949289835E-3,0,0,2.8775926073584348E-3,8.9420277777777987E-5,2.6788712809703345E-2,null,2.1676151329644393E-2,8.1451994784974419E-3,0,0,4.7668098271207264E-3,5.3765343914641697E-5,7.9902464067281342E-5,3.4641925979177202E-2]
[2004,4,15,14,1.6715529871570194E-2,5.5041725331228687E-3,0,0,2.8599367229490548E-3,8.9420277777777987E-5,2.51690594054199E-2,null,1.9812663233980059E-2,8.1013213043807392E-3,0,0,4.7375623780225029E-3,5.3765343914641697E-5,7.9472029645146771E-5,3.2705312260297943E-2]
[2004,4,15,18,2.225254496241779E-2,4.8248025347041104E-3,0,0,2.7971467030725888E-3,8.9420277777777987E-5,2.9963914477972267E-2,null,2.637560297680042E-2,7.101389959818699E-3,0,0,4.6335490152459692E-3,5.3765343914641697E-5,6.9662941661539107E-5,3.8164307295779736E-2]
[2004,4,15,19,2.3537609963680733E-2,4.6087551259951761E-3,0,0,2.4043994251288689E-3,8.9420277777777987E-5,3.0640184792582556E-2,null,2.7898770970840515E-2,6.7834003865636424E-3,0,0,3.9829525481541138E-3,5.3765343914641697E-5,6.6543539795709138E-5,3.8718889249472921E-2]
[2004,4,15,22,2.1824073077079006E-2,4.0636326290342372E-3,3.2685067000000367E-4,3.2674000000000345E-5,2.2483278907172357E-3,8.9420277777777987E-5,2.8584978544608258E-2,null,2.5867741770205691E-2,5.9810613480340358E-3,2.2372726476103889E-4,2.4284432516604237E-5,3.7244158386613387E-3,5.3765343914641697E-5,5.8672785203985467E-5,3.5874995998093351E-2]
[2004,4,16,2,1.5237168518679666E-2,3.930568409388646E-3,3.2685067000000367E-4,3.2674000000000345E-5,3.0308265516826262E-3,8.9420277777777987E-5,2.2647508427528718E-2,null,1.8060384015313583E-2,5.7852106564035511E-3,2.2372726476103889E-4,2.4284432516604237E-5,5.0206459920403845E-3,5.3765343914641697E-5,5.6751536633969628E-5,2.9168017704949804E-2]
[2004,4,16,5,1.5871422685815831E-2,3.9664633384386156E-3,3.2685067000000367E-4,3.2674000000000345E-5,3.1275289247506589E-3,8.9420277777777987E-5,2.3414359896782887E-2,null,1.8812155829594508E-2,5.8380426400817175E-3,2.2372726476103889E-4,2.4284432516604237E-5,5.1808360832533819E-3,5.3765343914641697E-5,5.7269805792213312E-5,3.0132811594121893E-2]
[2004,4,16,8,2.218935896648112E-2,4.6482870869830962E-3,0,0,2.8781702366867255E-3,8.9420277777777987E-5,2.9805236567928717E-2,null,2.6300709577176513E-2,6.8415855389781302E-3,0,0,4.7677666856946223E-3,5.3765343914641697E-5,6.7114322262402698E-5,3.7963827145763906E-2]
[2004,4,16,11,2.0272162851883786E-2,5.3692462097108054E-3,0,0,3.0852970892820556E-3,8.9420277777777987E-5,2.8816126428654422E-2,null,2.4028286192224978E-2,7.9027298736430579E-3,0,0,5.1108779078625002E-3,5.3765343914641697E-5,7.7523895078218449E-5,3.7095659317645184E-2]
[2004,4,16,16,1.8295408917399593E-2,4.8721874350646198E-3,0,0,2.8900691853007716E-3,8.9420277777777987E-5,2.6147085815542766E-2,null,2.1685269829519543E-2,7.1711334681274315E-3,0,0,4.7874776152545592E-3,5.3765343914641697E-5,7.0347108842622397E-5,3.3697646256816177E-2]
[2004,4,16,19,2.3294866337729068E-2,4.5716205385977239E-3,0,0,2.891079124749027E-3,8.9420277777777987E-5,3.08469862788536E-2,null,2.7611050644286261E-2,6.7287438106292978E-3,0,0,4.789150607211249E-3,5.3765343914641697E-5,6.6007371822639416E-5,3.9182710406041446E-2]
[2004,4,16,20,2.3884203092163013E-2,4.6810231698678727E-3,3.2685067000000367E-4,3.2674000000000345E-5,2.9837468043489497E-3,8.9420277777777987E-5,3.199791801415762E-2,null,2.8309582532698944E-2,6.8897681720806476E-3,2.2372726476103889E-4,2.4284432516604237E-5,4.942657119788401E-3,5.3765343914641697E-5,6.7586982400475964E-5,4.0443784865760279E-2]
[2004,4,16,23,2.0186151920208967E-2,3.7486648406547161E-3,3.2685067000000367E-4,3.2674000000000345E-5,2.5126314908842829E-3,8.9420277777777987E-5,2.6896393199525748E-2,null,2.3926338743546584E-2,5.5174757247932272E-3,2.2372726476103889E-4,2.4284432516604237E-5,4.1622418865174364E-3,5.3765343914641697E-5,5.4125120815790519E-5,3.3907833396049539E-2]
[2004,4,17,3,1.5376281853521558E-2,3.6490711408397611E-3,3.2685067000000367E-4,3.2674000000000345E-5,3.0161729748123195E-3,8.9420277777777987E-5,2.2490470916951416E-2,null,1.8225272934525534E-2,5.3708886479460526E-3,2.2372726476103889E-4,2.4284432516604237E-5,4.9963719464200191E-3,5.3765343914641697E-5,5.2687136556297607E-5,2.8894310570083889E-2]
[2004,4,17,8,2.0462286199793733E-2,4.2216403974152982E-3,0,0,3.2880544383443074E-3,8.9420277777777987E-5,2.8061401313331118E-2,null,2.4253636503821337E-2,6.2136252243551286E-3,0,0,5.4467509294845989E-3,5.3765343914641697E-5,6.0954181358880095E-5,3.5967778001575711E-2]
[2004,4,17,10,2.3795581104952706E-2,4.2496734518861516E-3,0,0,2.8489221937439157E-3,8.9420277777777987E-5,3.0983597028360552E-2,null,2.8204540239620924E-2,6.2548857008472665E-3,0,0,4.7193165130859915E-3,5.3765343914641697E-5,6.1358936791698567E-5,3.9232507797468827E-2]
[2004,4,17,14,2.1612274924590065E-2,4.0626900491179275E-3,0,0,2.6708801154230839E-3,8.9420277777777987E-5,2.8435265366908852E-2,null,2.5616700642518822E-2,5.9796740109345657E-3,0,0,4.4243850045706775E-3,5.3765343914641697E-5,5.8659175757951367E-5,3.6074525001938709E-2]
[2004,4,17,17,2.1756462666487331E-2,4.025787535123831E-3,0,0,2.8476216418871878E-3,8.9420277777777987E-5,2.8719292121276128E-2,null,2.578760417920762E-2,5.9253590124481422E-3,0,0,4.717162113830351E-3,5.3765343914641697E-5,5.8126358578171691E-5,3.648389064940076E-2]
[2004,4,17,18,2.3387311648469671E-2,3.9095479968532009E-3,0,0,2.7584421640589559E-3,8.9420277777777987E-5,3.0144722087159605E-2,null,2.7720624664573788E-2,5.754271743265294E-3,0,0,4.5694339016428224E-3,5.3765343914641697E-5,5.6448033275723274E-5,3.8098095653396544E-2]
[2004,4,17,21,2.4611796097578475E-2,4.27315113401031E-3,3.2685067000000367E-4,3.2674000000000345E-5,2.7098628579429371E-3,8.9420277777777987E-5,3.2043755037309503E-2,null,2.9171987451864202E-2,6.2894413484446748E-3,2.2372726476103889E-4,2.4284432516604237E-5,4.4889609697912492E-3,5.3765343914641697E-5,6.1697919452315109E-5,4.0252166811292414E-2]
[2004,4,18,1,1.5097424404549356E-2,3.0573437747963084E-3,3.2685067000000367E-4,3.2674000000000345E-5,2.4509334354405766E-3,8.9420277777777987E-5,2.1054646562564026E-2,null,1.7894747443008223E-2,4.4999541908473557E-3,2.2372726476103889E-4,2.4284432516604237E-5,4.0600373922984731E-3,5.3765343914641697E-5,4.4143477269990822E-5,2.6756516067346338E-2]
[2004,4,18,5,1.4003620556693751E-2,3.3570265520212359E-3,3.2685067000000367E-4,3.2674000000000345E-5,2.9028519793515358E-3,8.9420277777777987E-5,2.0712444035844303E-2,null,1.659827838410911E-2,4.9410425566422467E-3,2.2372726476103889E-4,2.4284432516604237E-5,4.8086526586374996E-3,5.3765343914641697E-5,4.8470448928752911E-5,2.664975064058114E-2]
[2004,4,18,8,1.9164654414628838E-2,3.6780599039329277E-3,0,0,2.9959549405255319E-3,8.9420277777777987E-5,2.5928089536865075E-2,null,2.2715573292022874E-2,5.413555785035426E-3,0,0,4.9628802268913835E-3,5.3765343914641697E-5,5.3105690994054151E-5,3.3145774647864328E-2]
[2004,4,18,11,2.3700020488231867E-2,3.9019036273235351E-3,0,0,2.8092731075883503E-3,8.9420277777777987E-5,3.0500617500921527E-2,null,2.8091273694553658E-2,5.7430203710823607E-3,0,0,4.6536367316466713E-3,5.3765343914641697E-5,5.6337659998318875E-5,3.8541696141197332E-2]
[2004,4,18,15,2.1042134537522624E-2,3.7073247690879189E-3,0,0,2.4905601946459458E-3,8.9420277777777987E-5,2.7329439779034265E-2,null,2.4940921916277514E-2,5.456629303193376E-3,0,0,4.1256801885421355E-3,5.3765343914641697E-5,5.3528231933162237E-5,3.4576996751927665E-2]
[2004,4,18,18,2.3227171055357505E-2,3.4465786730428077E-3,0,0,2.4881203468289149E-3,8.9420277777777987E-5,2.9251290353007005E-2,null,2.753081245605879E-2,5.0728499266908238E-3,0,0,4.1216385147759601E-3,5.3765343914641697E-5,4.9763447789850431E-5,3.6779066241440221E-2]
[2004,4,18,22,2.1688831971288784E-2,2.8849590194190487E-3,3.2685067000000367E-4,3.2674000000000345E-5,1.7530457752094905E-3,8.9420277777777987E-5,2.6775781713695108E-2,null,2.5707442545173646E-2,4.2462295332563798E-3,2.2372726476103889E-4,2.4284432516604237E-5,2.9039676454868609E-3,5.3765343914641697E-5,4.1654498898170021E-5,3.3159416765109175E-2]
[2004,4,18,23,1.8837909635778662E-2,3.1025891835315521E-3,3.2685067000000367E-4,3.2674000000000345E-5,2.1423028640882216E-3,8.9420277777777987E-5,2.4531746631176216E-2,null,2.2328287676995479E-2,4.5665486864788869E-3,2.2372726476103889E-4,2.4284432516604237E-5,3.5487825201841036E-3,5.3765343914641697E-5,4.4796753387822467E-5,3.0745395924850757E-2]
[2004,4,19,2,1.3153399570515072E-2,3.3618001483636671E-3,3.2685067000000367E-4,3.2674000000000345E-5,2.7058277503406937E-3,8.9420277777777987E-5,1.9669972416997215E-2,null,1.5590524385100628E-2,4.9480685787218117E-3,2.2372726476103889E-4,2.4284432516604237E-5,4.4822767051310337E-3,5.3765343914641697E-5,4.8539372529486118E-5,2.5322646710145759E-2]
[2004,4,19,6,1.6440145568972286E-2,4.0730338797613629E-3,1.6342533500000183E-4,1.6337000000000172E-5,3.2256055628814384E-3,8.9420277777777987E-5,2.4007967624392869E-2,null,1.9486254410017109E-2,5.994898587391116E-3,1.1186363238051945E-4,1.2142216258302119E-5,5.3433026816374837E-3,5.3765343914641697E-5,5.8808525221579658E-5,3.1002226871599172E-2]
[2004,4,19,9,1.9552887670083167E-2,5.0965126046549512E-3,0,0,2.946500008606153E-3,8.9420277777777987E-5,{"$f":"SUM(E2627:J2627)","v":2.7685320561122051E-2},null,{"$f":"E2627*W$5","v":2.3175740262836694E-2},7.5013066711974103E-3,{"$f":"G2627*Y$5","v":0},{"$f":"H2627*Z$5","v":0},{"$f":"I2627*AA$5","v":4.880956797261333E-3},{"$f":"J2627*AB$5","v":5.3765343914641697E-5},7.358602921086178E-5,{"$f":"SUM(M2627:R2627)","v":3.5611769075210083E-2}]
[2004,4,19,13,1.7527183299726228E-2,5.1066010995607074E-3,0,0,2.489390802752092E-3,8.9420277777777987E-5,2.5212595479816802E-2,null,2.0774703693260479E-2,7.516155431518296E-3,0,0,4.1237430593053133E-3,5.3765343914641697E-5,7.3731692007839963E-5,3.2468367527998733E-2]
[2004,4,19,16,1.7899953840032762E-2,4.8900945322755424E-3,0,0,2.5918240322189479E-3,8.9420277777777987E-5,2.5471292682305031E-2,null,2.121654294307113E-2,7.1974900452989252E-3,0,0,4.2934264688323318E-3,5.3765343914641697E-5,7.060566057802695E-5,3.2761224801117032E-2]
[2004,4,19,19,2.2959825657001373E-2,4.0953096090488427E-3,0,0,2.2301463726484083E-3,8.9420277777777987E-5,2.9374701916476405E-2,null,2.7213932022983608E-2,6.0276851396224088E-3,0,0,3.6942976632181449E-3,5.3765343914641697E-5,5.91301534786244E-5,3.6989680169738803E-2]
[2004,4,19,21,2.2952621289958144E-2,4.1894399080143561E-3,3.2685067000000367E-4,3.2674000000000345E-5,2.3687852680478092E-3,8.9420277777777987E-5,2.9959791413798093E-2,null,2.7205392796339992E-2,6.1662309050045817E-3,2.2372726476103889E-4,2.4284432516604237E-5,3.9239567356389926E-3,5.3765343914641697E-5,6.048925439068275E-5,3.7597357478175858E-2]
[2004,4,19,24,1.4751148640187081E-2,3.452943150187382E-3,3.2685067000000367E-4,3.2674000000000345E-5,2.333381855934374E-3,8.9420277777777987E-5,2.098641859408662E-2,null,1.7484312048012617E-2,5.0822174881130552E-3,2.2372726476103889E-4,2.4284432516604237E-5,3.8653100278512468E-3,5.3765343914641697E-5,4.9855341333024396E-5,2.6733616605169205E-2]
[2004,4,20,3,1.1244035905996439E-2,3.2502798769092579E-3,3.2685067000000367E-4,3.2674000000000345E-5,2.455555851808078E-3,8.9420277777777987E-5,1.7398816582491552E-2,null,1.3327384684058521E-2,4.7839273666564009E-3,2.2372726476103889E-4,2.4284432516604237E-5,4.0676945497811912E-3,5.3765343914641697E-5,4.6929186390565936E-5,2.2480783641688398E-2]
[2004,4,20,7,1.7914811448099453E-2,4.4468762221575231E-3,0,0,2.9300465417610938E-3,8.9420277777777987E-5,2.5381154489795846E-2,null,2.1234153439857625E-2,6.5451387760312929E-3,0,0,4.8537011853145018E-3,5.3765343914641697E-5,6.4206250227242289E-5,3.2686758745118061E-2]
[2004,4,20,10,1.667398696459161E-2,5.4998028487289359E-3,0,0,2.9169981780223608E-3,8.9420277777777987E-5,2.5180208269120687E-2,null,1.9763423058403746E-2,8.094889780466661E-3,0,0,4.832086218575087E-3,5.3765343914641697E-5,7.9408937929615562E-5,3.2744164401360139E-2]
[2004,4,20,12,1.5929600605668649E-2,5.4821751145947492E-3,0,0,2.8011295226314501E-3,8.9420277777777987E-5,2.430232552067263E-2,null,1.8881113232832907E-2,8.0689443840914823E-3,0,0,4.640146663350944E-3,5.3765343914641697E-5,7.9154419779746806E-5,3.1643969624189978E-2]
[2004,4,20,18,1.9523719044186205E-2,4.5795574511902932E-3,0,0,2.5962159240973176E-3,8.9420277777777987E-5,2.6788912697251595E-2,null,2.3141167134354695E-2,6.7404257625830648E-3,0,0,4.3007017562764023E-3,5.3765343914641697E-5,6.6121968984892554E-5,3.4236059997128802E-2]
[2004,4,20,21,2.098603502688328E-2,4.3043325270158937E-3,3.2685067000000367E-4,3.2674000000000345E-5,2.4506207530863148E-3,8.9420277777777987E-5,2.8189933254763273E-2,null,2.4874428019857345E-2,6.3353357098470935E-3,2.2372726476103889E-4,2.4284432516604237E-5,4.0595194255386019E-3,5.3765343914641697E-5,6.2148132190815642E-5,3.5571060196435328E-2]
[2004,4,20,22,1.8787573733478335E-2,3.7039206379330101E-3,3.2685067000000367E-4,3.2674000000000345E-5,2.0388208412984556E-3,8.9420277777777987E-5,2.4979260160487585E-2,null,2.2268625297847625E-2,5.4516189296845135E-3,2.2372726476103889E-4,2.4284432516604237E-5,3.3773617562082724E-3,5.3765343914641697E-5,5.3479081364129221E-5,3.1399383024932698E-2]
[2004,4,21,1,1.0728705749075293E-2,3.3949757604621799E-3,3.2685067000000367E-4,3.2674000000000345E-5,2.4804641969271607E-3,8.9420277777777987E-5,1.7053090654242417E-2,null,1.2716571689685065E-2,4.9968981332937619E-3,2.2372726476103889E-4,2.4284432516604237E-5,4.1089558958061073E-3,5.3765343914641697E-5,4.9018378812868922E-5,2.2124202759977219E-2]
[2004,4,21,4,1.0463501076333809E-2,3.5566385067525553E-3,3.2685067000000367E-4,3.2674000000000345E-5,2.8559405070578306E-3,8.9420277777777987E-5,1.7325025037921979E-2,null,1.2402228626110297E-2,5.2348415921453046E-3,2.2372726476103889E-4,2.4284432516604237E-5,4.7309425385313698E-3,5.3765343914641697E-5,5.1352547389233529E-5,2.2669789797979258E-2]
[2004,4,21,9,1.6119596647713359E-2,5.3419383859140898E-3,0,0,2.8925021460818319E-3,8.9420277777777987E-5,2.4443457457487057E-2,null,1.9106312650724131E-2,7.8625368285723772E-3,0,0,4.7915078804597524E-3,5.3765343914641697E-5,7.7129610893037612E-5,3.1814122703670907E-2]
[2004,4,21,12,1.4578652870723553E-2,5.6310978520924936E-3,0,0,2.8772316197966195E-3,8.9420277777777987E-5,2.3176402620390446E-2,null,1.7279855436949404E-2,8.2881364495176486E-3,0,0,4.766211841480671E-3,5.3765343914641697E-5,8.13046416592456E-5,3.0387969071862361E-2]
[2004,4,21,16,1.5227203781048991E-2,5.3836369185149774E-3,0,0,2.9199047438868155E-3,8.9420277777777987E-5,2.3620165721228562E-2,null,1.8048572963411044E-2,7.9239108513683761E-3,0,0,4.8369010233846443E-3,5.3765343914641697E-5,7.7731675417555115E-5,3.0863150182078709E-2]
[2004,4,21,19,1.9144887781045804E-2,4.3706634280547491E-3,0,0,2.2024362377223538E-3,8.9420277777777987E-5,2.5807407724600682E-2,null,2.2692144201981509E-2,6.432964906332321E-3,0,0,3.6483950767510452E-3,5.3765343914641697E-5,6.3105851321534534E-5,3.2827269528979519E-2]
[2004,4,21,22,1.7568225875724885E-2,3.7636215946227018E-3,3.2685067000000367E-4,3.2674000000000345E-5,2.0411820845680404E-3,8.9420277777777987E-5,2.382197450269341E-2,null,2.08233508341387E-2,5.5394898366031417E-3,2.2372726476103889E-4,2.4284432516604237E-5,3.3812732194198809E-3,5.3765343914641697E-5,5.4341074001775506E-5,3.004589093135401E-2]
[2004,4,21,23,1.4374979857363092E-2,3.2959209680491651E-3,3.2685067000000367E-4,3.2674000000000345E-5,1.9394967320460325E-3,8.9420277777777987E-5,2.0059342505236069E-2,null,1.7038444913049473E-2,4.851104247791907E-3,2.2372726476103889E-4,2.4284432516604237E-5,3.2128286882389715E-3,5.3765343914641697E-5,4.7588175571279282E-5,2.5404154890272635E-2]
[2004,4,22,2,1.0762789827317338E-2,3.3538873816276269E-3,3.2685067000000367E-4,3.2674000000000345E-5,2.5547350234096096E-3,8.9420277777777987E-5,1.7120357180132356E-2,null,1.2756971029044255E-2,{"$f":"(F2692*X$5)-S2692","v":4.9364221658687417E-3},2.2372726476103889E-4,2.4284432516604237E-5,4.23198752461958E-3,5.3765343914641697E-5,{"$f":"(F2692*$AC$7)*$AC$5","v":4.8425123997333924E-5},2.2227157760724862E-2]
[2004,4,22,6,1.4176530716416591E-2,4.0174330690930142E-3,1.6342533500000183E-4,1.6337000000000172E-5,3.1025316789626504E-3,8.9420277777777987E-5,2.1565678077250038E-2,null,1.6803226165641835E-2,5.9130624840899046E-3,1.1186363238051945E-4,1.2142216258302119E-5,5.1394274708707506E-3,5.3765343914641697E-5,5.800573256798125E-5,2.8033487313155952E-2]
[2004,4,22,10,1.5723402928557215E-2,5.6023193433322295E-3,0,0,2.987335600480498E-3,8.9420277777777987E-5,2.4402478150147719E-2,null,1.86367102634011E-2,8.2457787754576829E-3,0,0,4.948602057450408E-3,5.3765343914641697E-5,8.0889122979993516E-5,3.1884856440223833E-2]
[2004,4,22,13,1.4676658402801289E-2,5.6502200445489575E-3,0,0,2.9047684374012834E-3,8.9420277777777987E-5,2.332106716252931E-2,null,1.7396019902990396E-2,8.3162814657215881E-3,0,0,4.8118273231266429E-3,5.3765343914641697E-5,8.1580737554974751E-5,3.0577894035753266E-2]
[2004,4,22,17,1.7711118239173897E-2,5.0152820669138037E-3,0,0,2.8475798439586589E-3,8.9420277777777987E-5,2.566340042782414E-2,null,2.0992718978461656E-2,7.3817474310012652E-3,0,0,4.7170928744335178E-3,5.3765343914641697E-5,7.2413181582156903E-5,3.3145324627811085E-2]
[2004,4,22,20,1.9269530327750983E-2,4.5128779407059179E-3,3.2685067000000367E-4,3.2674000000000345E-5,2.4737480716023183E-3,8.9420277777777987E-5,2.6705101287836999E-2,null,2.2839881116184596E-2,6.6422834649712097E-3,2.2372726476103889E-4,2.4284432516604237E-5,4.0978304529213968E-3,5.3765343914641697E-5,6.5159216454507818E-5,3.388177207526949E-2]
[2004,4,22,23,1.4813401528262124E-2,3.2319945542011817E-3,3.2685067000000367E-4,3.2674000000000345E-5,1.8898329005909563E-3,8.9420277777777987E-5,2.0384173930832042E-2,null,1.7558099449085152E-2,4.7570140979459868E-3,2.2372726476103889E-4,2.4284432516604237E-5,3.1305592108893461E-3,5.3765343914641697E-5,4.6665173643948261E-5,2.5747449799112771E-2]
[2004,4,23,3,9.9817018134102098E-3,3.3816394826418025E-3,3.2685067000000367E-4,3.2674000000000345E-5,2.5664857723360296E-3,8.9420277777777987E-5,1.6378772016165825E-2,null,1.1831159290227593E-2,4.9772691207624151E-3,2.2372726476103889E-4,2.4284432516604237E-5,4.2514529573967055E-3,5.3765343914641697E-5,4.8825822881905832E-5,2.1361658409578998E-2]
[2004,4,23,4,1.0489500245570754E-2,3.4819102230820155E-3,3.2685067000000367E-4,3.2674000000000345E-5,2.7546324230083761E-3,8.9420277777777987E-5,1.7174987839438924E-2,null,1.2433045045835702E-2,5.1248527004641659E-3,2.2372726476103889E-4,2.4284432516604237E-5,4.5631229627586135E-3,5.3765343914641697E-5,5.0273582596713363E-5,2.2422797750250769E-2]
[2004,4,23,8,1.7281706452062194E-2,4.8633655926504787E-3,0,0,2.8386401753422151E-3,8.9420277777777987E-5,2.5073132497832669E-2,null,2.0483743720595866E-2,7.1581490314181016E-3,0,0,4.7022840720675751E-3,5.3765343914641697E-5,7.0219734615589659E-5,3.2397942167996185E-2]
[2004,4,23,11,1.5404420941898788E-2,5.4578334481963208E-3,0,0,2.8364017857726658E-3,8.9420277777777987E-5,2.378807645364555E-2,null,1.8258625767849562E-2,8.0331170804611891E-3,0,0,4.6985761193261873E-3,5.3765343914641697E-5,7.8802962476766765E-5,3.1044084311551579E-2]
[2004,4,23,14,1.4040786156474111E-2,5.4895324559511042E-3,0,0,2.8891006776554807E-3,8.9420277777777987E-5,2.2508839567858478E-2,null,1.6642330204063051E-2,8.0797732935987965E-3,0,0,4.7858732561978229E-3,5.3765343914641697E-5,7.9260648799070441E-5,2.9561742097774311E-2]
[2004,4,23,18,1.791113372051167E-2,4.5702832836309508E-3,0,0,2.7498869777326049E-3,8.9420277777777987E-5,2.5320724259653003E-2,null,2.1229794285303572E-2,6.7267755707010411E-3,0,0,4.5552620045685053E-3,5.3765343914641697E-5,6.5988063858413544E-5,3.2565597204487762E-2]
[2004,4,23,20,1.8321105319900638E-2,4.349136831298824E-3,3.2685067000000367E-4,3.2674000000000345E-5,2.5422453686758419E-3,8.9420277777777987E-5,2.5661432467653088E-2,null,2.1715727384439412E-2,6.4012809654928711E-3,2.2372726476103889E-4,2.4284432516604237E-5,4.2112980744277682E-3,5.3765343914641697E-5,6.2795039419245684E-5,3.2630083465552337E-2]
[2004,4,24,1,1.0972000720247382E-2,3.1204388826275844E-3,3.2685067000000367E-4,3.2674000000000345E-5,2.3927867000742191E-3,8.9420277777777987E-5,1.6934171250726965E-2,null,1.3004945517340501E-2,4.5928207821832392E-3,2.2372726476103889E-4,2.4284432516604237E-5,3.9637157556461668E-3,5.3765343914641697E-5,4.5054476380185136E-5,2.1863259096362192E-2]
[2004,4,24,2,1.0237872772914497E-2,3.1537264940352831E-3,3.2685067000000367E-4,3.2674000000000345E-5,2.4790886985403961E-3,8.9420277777777987E-5,1.6319632913267955E-2,null,1.2134794830948099E-2,4.6418151830393724E-3,2.2372726476103889E-4,2.4284432516604237E-5,4.1066773456004766E-3,5.3765343914641697E-5,4.5535099766296153E-5,2.1185064400780235E-2]
[2004,4,24,5,1.0065234879344267E-2,3.3161787125424308E-3,3.2685067000000367E-4,3.2674000000000345E-5,2.7303717960609252E-3,8.9420277777777987E-5,1.6560730335725402E-2,null,1.1930169762343597E-2,4.8809206272848078E-3,2.2372726476103889E-4,2.4284432516604237E-5,4.5229345793684509E-3,5.3765343914641697E-5,4.7880667142214691E-5,2.1635802010189144E-2]
[2004,4,24,9,1.6733048784993342E-2,4.1972387648474404E-3,0,0,3.0662949988322988E-3,8.9420277777777987E-5,2.4086002826450861E-2,null,1.9833428135514437E-2,6.1777096594643061E-3,0,0,5.0794004321211075E-3,5.3765343914641697E-5,6.0601858233986609E-5,3.1144303571014491E-2]
[2004,4,24,12,1.7655296400410313E-2,3.969789756232826E-3,0,0,2.5587301380991466E-3,8.9420277777777987E-5,2.4273236572520063E-2,null,2.0926554202291114E-2,5.8429386311105846E-3,0,0,4.2386055399403939E-3,5.3765343914641697E-5,5.7317834296400418E-5,3.1061863717256735E-2]
[2004,4,24,17,1.6715494655406313E-2,3.8440906529536925E-3,0,0,2.7624411915239231E-3,8.9420277777777987E-5,{"$f":"SUM(E2755:J2755)","v":2.3411446777661708E-2},null,{"$f":"E2755*W$5","v":1.9812621492796816E-2},5.6579282926430439E-3,{"$f":"G2755*Y$5","v":0},{"$f":"H2755*Z$5","v":0},{"$f":"I2755*AA$5","v":4.576058398581751E-3},{"$f":"J2755*AB$5","v":5.3765343914641697E-5},5.5502927005240356E-5,{"$f":"SUM(M2755:R2755)","v":3.0100373527936253E-2}]
[2004,4,24,20,1.8515650444606655E-2,3.5718648230228687E-3,3.2685067000000367E-4,3.2674000000000345E-5,2.0614853014365429E-3,8.9420277777777987E-5,2.4597945516843849E-2,null,2.1946318760795877E-2,5.2572524594728847E-3,2.2372726476103889E-4,2.4284432516604237E-5,3.4149060461944065E-3,5.3765343914641697E-5,5.1572392652211533E-5,3.0920254307655454E-2]
[2004,4,24,23,1.4644842221275869E-2,3.3032179792014177E-3,3.2685067000000367E-4,3.2674000000000345E-5,2.273642094456337E-3,8.9420277777777987E-5,2.0670647242711407E-2,null,1.7358308667103913E-2,4.8618443602339327E-3,2.2372726476103889E-4,2.4284432516604237E-5,3.7663495004454004E-3,5.3765343914641697E-5,4.7693533512572552E-5,2.6288279568975531E-2]
[2004,4,24,24,1.2695922052782809E-2,2.9070872284100002E-3,3.2685067000000367E-4,3.2674000000000345E-5,2.2867307734702269E-3,8.9420277777777987E-5,1.8338685002440819E-2,null,1.5048283243743675E-2,4.2787989576062507E-3,2.2372726476103889E-4,2.4284432516604237E-5,3.788031250526317E-3,5.3765343914641697E-5,4.1973997182487997E-5,2.3416890493068526E-2]
[2004,4,25,3,1.0960986004600619E-2,3.2228612907158364E-3,3.2685067000000367E-4,3.2674000000000345E-5,2.7610837894295774E-3,8.9420277777777987E-5,1.7393876032523813E-2,null,1.299188994247066E-2,4.7435712958522865E-3,2.2372726476103889E-4,2.4284432516604237E-5,4.5738098253729738E-3,5.3765343914641697E-5,4.6533302961825498E-5,2.2611048104888204E-2]
[2004,4,25,6,1.271287116507426E-2,3.4051615377106615E-3,1.6342533500000183E-4,1.6337000000000172E-5,2.9553927442501102E-3,8.9420277777777987E-5,1.9342608059812812E-2,null,1.5068372768666039E-2,5.0118900787184777E-3,1.1186363238051945E-4,1.2142216258302119E-5,4.8956878538915193E-3,5.3765343914641697E-5,4.9165446221562759E-5,2.51537218938295E-2]
[2004,4,25,10,1.928669179746437E-2,3.8544534015418439E-3,0,0,2.8520895257139419E-3,8.9420277777777987E-5,2.6082655002497936E-2,null,2.2860222345128217E-2,5.6731807134935766E-3,0,0,4.7245632839881223E-3,5.3765343914641697E-5,5.5652549615732092E-5,3.3311731686524557E-2]
[2004,4,25,14,1.7484223580862056E-2,3.860664617619376E-3,0,0,2.6087598263974483E-3,8.9420277777777987E-5,2.4043068302656657E-2,null,2.072378419211263E-2,5.6823226974761307E-3,0,0,4.3214810690261644E-3,5.3765343914641697E-5,5.5742230298028216E-5,3.0781353302529568E-2]
[2004,4,25,17,1.8924716215670712E-2,3.5140282467639584E-3,0,0,2.3842699685619083E-3,8.9420277777777987E-5,2.4912434708774356E-2,null,2.2431178195400161E-2,5.1721256425718695E-3,0,0,3.9496075600092941E-3,5.3765343914641697E-5,5.0737318883109655E-5,3.1606676741895968E-2]
[2004,4,25,21,2.0961750208986024E-2,3.2544403904191054E-3,3.2685067000000367E-4,3.2674000000000345E-5,2.181342640012881E-3,8.9420277777777987E-5,2.6846478187195794E-2,null,2.4845643594691429E-2,4.790051022216189E-3,2.2372726476103889E-4,2.4284432516604237E-5,3.6134529627792037E-3,5.3765343914641697E-5,4.6989257990975243E-5,3.3550924620879115E-2]
[2004,4,25,24,1.2944954599433366E-2,3.0905168682126526E-3,3.2685067000000367E-4,3.2674000000000345E-5,2.1884857595806085E-3,8.9420277777777987E-5,1.8672902175004405E-2,null,1.5343457732317899E-2,4.5487800382946857E-3,2.2372726476103889E-4,2.4284432516604237E-5,3.6252857331528386E-3,5.3765343914641697E-5,4.4622447187365338E-5,2.3819300544957709E-2]
[2004,4,26,1,1.2905071577603885E-2,3.2671523079609603E-3,3.2685067000000367E-4,3.2674000000000345E-5,2.5385050686437495E-3,8.9420277777777987E-5,1.9159673901986377E-2,null,1.5296184993354061E-2,4.8087610695087893E-3,2.2372726476103889E-4,2.4284432516604237E-5,4.205102166465061E-3,5.3765343914641697E-5,4.7172799092140509E-5,2.4611825270520197E-2]
[2004,4,26,4,1.2510628460051146E-2,3.6045460725484552E-3,3.2685067000000367E-4,3.2674000000000345E-5,2.9886064998453092E-3,8.9420277777777987E-5,1.9552725980222688E-2,null,1.4828657567476564E-2,5.3053543860462514E-3,2.2372726476103889E-4,2.4284432516604237E-5,4.9507073365527982E-3,5.3765343914641697E-5,5.2044261078484181E-5,2.53864963312679E-2]
[2004,4,26,7,1.7403734369929497E-2,4.4245769023377604E-3,0,0,3.0875062038888935E-3,8.9420277777777987E-5,2.5005237753933929E-2,null,2.0628381555018376E-2,6.5123175020537953E-3,0,0,5.1145373658379569E-3,5.3765343914641697E-5,6.3884281358149209E-5,3.2309001766824774E-2]
[2004,4,26,12,1.6736175354354139E-2,5.1955786190441694E-3,0,0,2.6723920880718875E-3,8.9420277777777987E-5,2.4693566339247977E-2,null,1.9837134010607785E-2,7.6471170737750557E-3,0,0,4.4268896280751386E-3,5.3765343914641697E-5,7.5016394481025226E-5,3.1964906056372623E-2]
[2004,4,26,15,1.5841012594653314E-2,5.0383355613002499E-3,0,0,2.6120149565912131E-3,8.9420277777777987E-5,2.3580783390322553E-2,null,1.8776111211221847E-2,7.4156787374945552E-3,0,0,4.3268732800557999E-3,5.3765343914641697E-5,7.2746039605461703E-5,3.0572428572686845E-2]
[2004,4,26,19,2.1642493488457648E-2,4.08418195028744E-3,0,0,2.2337012632513433E-3,8.9420277777777987E-5,2.8049796979774208E-2,null,2.5652518246502842E-2,6.0113068850438794E-3,0,0,3.7001864354568132E-3,5.3765343914641697E-5,5.896948670779818E-5,3.5417776910918179E-2]
[2004,4,26,22,1.9306320842539949E-2,3.6833667329938232E-3,3.2685067000000367E-4,3.2674000000000345E-5,2.1091399196931024E-3,8.9420277777777987E-5,2.5547772443004657E-2,null,2.2883488353605069E-2,5.4213666461723209E-3,2.2372726476103889E-4,2.4284432516604237E-5,3.4938472076472718E-3,5.3765343914641697E-5,5.3182313678737682E-5,3.2100479248616948E-2]
[2004,4,27,1,1.0107690625483737E-2,3.4581156360341857E-3,3.2685067000000367E-4,3.2674000000000345E-5,2.5424375533049828E-3,8.9420277777777987E-5,1.6557188762600684E-2,null,1.198049191228868E-2,5.0898306160691922E-3,2.2372726476103889E-4,2.4284432516604237E-5,4.2116164334534576E-3,5.3765343914641697E-5,4.9930024302368574E-5,2.1583716003003614E-2]
[2004,4,27,4,9.8907618761591952E-3,3.59377395133367E-3,3.2685067000000367E-4,3.2674000000000345E-5,2.8877346591242837E-3,8.9420277777777987E-5,1.682121543439493E-2,null,1.1723369566233377E-2,5.2894994297261969E-3,2.2372726476103889E-4,2.4284432516604237E-5,4.7836104096288237E-3,5.3765343914641697E-5,5.1888727738754947E-5,2.2098256446780682E-2]
[2004,4,27,6,1.3029209042868559E-2,4.1218226152550715E-3,1.6342533500000183E-4,1.6337000000000172E-5,3.1846699684347233E-3,8.9420277777777987E-5,2.0604884239336131E-2,null,1.5443323242210413E-2,6.0667083317060755E-3,1.1186363238051945E-4,1.2142216258302119E-5,5.2754917644879714E-3,5.3765343914641697E-5,5.9512961685039384E-5,2.6963294530957926E-2]
[2004,4,27,9,1.5230772612452946E-2,5.4343019241635E-3,0,0,2.9781497777885426E-3,8.9420277777777987E-5,{"$f":"SUM(E2819:J2819)","v":2.3732644592182765E-2},null,{"$f":"E2819*W$5","v":1.8052803044975235E-2},7.9984821856019829E-3,{"$f":"G2819*Y$5","v":0},{"$f":"H2819*Z$5","v":0},{"$f":"I2819*AA$5","v":4.9333854942140995E-3},{"$f":"J2819*AB$5","v":5.3765343914641697E-5},7.8463202419414263E-5,{"$f":"SUM(M2819:R2819)","v":3.1038436068705957E-2}]
[2004,4,27,13,1.3446776373744716E-2,5.8175202633865544E-3,0,0,2.9283501114588844E-3,8.9420277777777987E-5,2.2282067026367931E-2,null,1.593825944631078E-2,8.5625224436234205E-3,0,0,4.8508910027282243E-3,5.3765343914641697E-5,8.3996302814074204E-5,2.9405438236577066E-2]
[2004,4,27,16,1.4419120658801755E-2,5.4830376695672763E-3,0,0,2.9417137926137545E-3,8.9420277777777987E-5,2.293329239876056E-2,null,1.7090764333402973E-2,8.0702139364053106E-3,0,0,4.8730283012786337E-3,5.3765343914641697E-5,7.9166873785128122E-5,3.0087771915001556E-2]
[2004,4,27,20,1.7786718964940815E-2,4.6839149193453368E-3,3.2685067000000367E-4,3.2674000000000345E-5,2.5957558973693697E-3,8.9420277777777987E-5,2.5515334729433306E-2,null,2.1082327368466207E-2,6.8940243961556989E-3,2.2372726476103889E-4,2.4284432516604237E-5,4.299939709584347E-3,5.3765343914641697E-5,6.762873494344521E-5,3.2578068515398538E-2]
[2004,4,27,23,1.3598662881964232E-2,3.3969264217462254E-3,3.2685067000000367E-4,3.2674000000000345E-5,2.0314832891277939E-3,8.9420277777777987E-5,1.9476017540616036E-2,null,1.6118288213586449E-2,4.9997692158630248E-3,2.2372726476103889E-4,2.4284432516604237E-5,3.365206902979681E-3,5.3765343914641697E-5,4.9046543448054398E-5,2.4785041373621437E-2]
[2004,4,28,1,8.0779267514567328E-3,3.2752019706493588E-3,3.2685067000000367E-4,3.2674000000000345E-5,2.1443798130721119E-3,8.9420277777777987E-5,1.3946453482955984E-2,null,9.5746436747767144E-3,4.8206089727927375E-3,2.2372726476103889E-4,2.4284432516604237E-5,3.552223042237684E-3,5.3765343914641697E-5,4.7289024197359523E-5,1.8249252730999418E-2]
[2004,4,28,4,7.1720606860860951E-3,3.2085662818983436E-3,3.2685067000000367E-4,3.2674000000000345E-5,2.2324126774273525E-3,8.9420277777777987E-5,1.3061984593189574E-2,null,8.5009344100285857E-3,4.7225311742386282E-3,2.2372726476103889E-4,2.4284432516604237E-5,3.698051858257393E-3,5.3765343914641697E-5,4.6326904387346787E-5,1.722329448371689E-2]
[2004,4,28,7,1.1951913014244801E-2,4.3434177966385308E-3,0,0,2.4927523936150863E-3,8.9420277777777987E-5,1.8877503482276195E-2,null,1.4166420650284282E-2,6.3928633991729364E-3,0,0,4.1293116253071525E-3,5.3765343914641697E-5,6.2712465101429624E-5,2.4742361018679014E-2]
[2004,4,28,10,1.2780990402218568E-2,5.8004823632686426E-3,0,0,2.9017169076035114E-3,8.9420277777777987E-5,2.1572609950868502E-2,null,1.5149113464035274E-2,8.5374451949767772E-3,0,0,4.8067723816486259E-3,5.3765343914641697E-5,8.3750300986349237E-5,2.8547096384575317E-2]
[2004,4,28,14,1.3494467031295896E-2,6.2025944580427917E-3,0,0,3.152811505997092E-3,8.9420277777777987E-5,2.2939293273113559E-2,null,1.5994786457104237E-2,9.1292942441370713E-3,0,0,5.2227173615247728E-3,5.3765343914641697E-5,8.9556198989047239E-5,3.0400563406680722E-2]
[2004,4,28,17,1.6434736005451554E-2,5.5314215081629032E-3,0,0,3.1378117281654441E-3,8.9420277777777987E-5,2.5193389519557678E-2,null,1.94798425366812E-2,8.1414277328558503E-3,0,0,5.1978698246671617E-3,5.3765343914641697E-5,7.9865464142185117E-5,3.2872905438118855E-2]
[2004,4,28,22,1.6364714893374002E-2,4.3110203295224315E-3,3.2685067000000367E-4,3.2674000000000345E-5,2.4778425834853916E-3,8.9420277777777987E-5,2.3602522754159611E-2,null,1.9396847577890165E-2,6.3451791579947773E-3,2.2372726476103889E-4,2.4284432516604237E-5,4.1046131223762689E-3,5.3765343914641697E-5,6.2244694069256423E-5,3.0148416899453495E-2]
[2004,4,29,1,1.1318145383168877E-2,3.3293327338895645E-3,3.2685067000000367E-4,3.2674000000000345E-5,2.4233995866981221E-3,8.9420277777777987E-5,1.7519822651534345E-2,null,1.3415225519793029E-2,4.9002813854617236E-3,2.2372726476103889E-4,2.4284432516604237E-5,4.0144268286528874E-3,5.3765343914641697E-5,4.8070591561945627E-5,2.2631710775099925E-2]
[2004,4,29,4,1.0995055065469888E-2,3.531092665659845E-3,3.2685067000000367E-4,3.2674000000000345E-5,2.8241057425773698E-3,8.9420277777777987E-5,1.7799198421484884E-2,null,1.3032271481966385E-2,5.1972419229057796E-3,2.2372726476103889E-4,2.4284432516604237E-5,4.6782073918738877E-3,5.3765343914641697E-5,5.098370360237675E-5,2.3209497837938339E-2]
[2004,4,29,5,1.2231162212943354E-2,3.7368008773004894E-3,3.2685067000000367E-4,3.2674000000000345E-5,3.0095975692873839E-3,8.9420277777777987E-5,1.9426505607309005E-2,null,1.4497410476791858E-2,5.5000137396360406E-3,2.2372726476103889E-4,2.4284432516604237E-5,4.9854796096822137E-3,5.3765343914641697E-5,5.3953822906482231E-5,2.5284680867302397E-2]
[2004,4,29,8,1.7868296210080091E-2,4.786155029823218E-3,0,0,2.6815121630751003E-3,8.9420277777777987E-5,2.5425383680756183E-2,null,2.1179019635951504E-2,7.0445065949225972E-3,0,0,4.4419972784903589E-3,5.3765343914641697E-5,6.9104929419894746E-5,3.2719288853279099E-2]
[2004,4,29,12,1.5344752452968366E-2,5.5400279559904061E-3,0,0,2.8365241825003317E-3,8.9420277777777987E-5,2.3810724869236882E-2,null,1.8187901615762128E-2,8.15409514084868E-3,0,0,4.6987788728093437E-3,5.3765343914641697E-5,7.9989728393127616E-5,3.1094540973334792E-2]
[2004,4,29,15,1.4932921368401346E-2,5.4503208368266937E-3,0,0,2.8788510694441305E-3,8.9420277777777987E-5,2.3351513552449944E-2,null,1.7699764497136367E-2,8.0220596366448772E-3,0,0,4.7688945035345501E-3,5.3765343914641697E-5,7.8694491590382553E-5,3.0544483981230434E-2]
[2004,4,29,19,2.0029861806875767E-2,4.2511371603914496E-3,0,0,2.1433179167115583E-3,8.9420277777777987E-5,2.6513737161756555E-2,null,2.3741090450129464E-2,6.2570400615301882E-3,0,0,3.5504639822533323E-3,5.3765343914641697E-5,6.1380070556133607E-5,3.3602359837827632E-2]
[2004,4,29,23,1.5106475194468633E-2,3.199795671717875E-3,3.2685067000000367E-4,3.2674000000000345E-5,1.8531361321416507E-3,8.9420277777777987E-5,2.0608351946105941E-2,null,1.7905475206593937E-2,4.7096221437386097E-3,2.2372726476103889E-4,2.4284432516604237E-5,3.0697700234204837E-3,5.3765343914641697E-5,4.620026987724128E-5,2.5986644414945317E-2]
[2004,4,30,2,1.1805220225676642E-2,3.4157453760654752E-3,3.2685067000000367E-4,3.2674000000000345E-5,2.5666503233536071E-3,8.9420277777777987E-5,1.8236560872873508E-2,null,1.3992547919890163E-2,{"$f":"(F2884*X$5)-S2884","v":5.0274679107413641E-3},2.2372726476103889E-4,2.4284432516604237E-5,4.2517255405989437E-3,5.3765343914641697E-5,{"$f":"(F2884*$AC$7)*$AC$5","v":4.9318261038037266E-5},2.3573518412422754E-2]
[2004,4,30,5,1.2944964535142373E-2,3.6018537507470998E-3,3.2685067000000367E-4,3.2674000000000345E-5,2.8262287376634569E-3,8.9420277777777987E-5,1.9821991971330714E-2,null,1.5343469508962617E-2,5.301391689776047E-3,2.2372726476103889E-4,2.4284432516604237E-5,4.6817241905386499E-3,5.3765343914641697E-5,5.2005387973267372E-5,2.5628362430469599E-2]
[2004,4,30,6,1.4844238960514329E-2,3.9214097519389242E-3,1.6342533500000183E-4,1.6337000000000172E-5,2.9880433816755507E-3,8.9420277777777987E-5,2.2022874706906587E-2,null,1.7594650588349529E-2,5.7717304781804936E-3,1.1186363238051945E-4,1.2142216258302119E-5,4.9497745161047012E-3,5.3765343914641697E-5,5.6619299300932923E-5,2.8493926775188187E-2]
[2004,4,30,9,1.8959005363992941E-2,5.154353552104511E-3,0,0,2.8969874322687548E-3,8.9420277777777987E-5,2.7099766626143988E-2,null,2.2471820601205301E-2,7.586439921839324E-3,0,0,4.7989378780968744E-3,5.3765343914641697E-5,7.4421166093427272E-5,3.4910963745056145E-2]
[2004,4,30,12,1.753966106982693E-2,5.4888172986026088E-3,0,0,3.0212487781333922E-3,8.9420277777777987E-5,2.613914742434071E-2,null,2.078949340431455E-2,8.0787206886107667E-3,0,0,5.0047801516293145E-3,5.3765343914641697E-5,7.9250322995208259E-5,3.3926759588469274E-2]
[2004,4,30,17,1.8654951966477224E-2,4.8362056232402438E-3,0,0,2.9710166271309344E-3,8.9420277777777987E-5,2.6551594494626178E-2,null,2.2111430735229698E-2,7.11817360595944E-3,0,0,4.9215692376091622E-3,5.3765343914641697E-5,6.9827585226895462E-5,3.4204938922712945E-2]
[2004,4,30,20,2.0758855423246601E-2,4.4579236584456243E-3,3.2685067000000367E-4,3.2674000000000345E-5,2.7111640255749452E-3,8.9420277777777987E-5,2.8376888055044951E-2,null,2.4605155492150164E-2,6.5613989550901801E-3,2.2372726476103889E-4,2.4284432516604237E-5,4.4911163890952628E-3,5.3765343914641697E-5,6.4365758705384554E-5,3.5959447877527889E-2]
[2004,4,30,24,1.510669688277093E-2,3.1492550900985529E-3,3.2685067000000367E-4,3.2674000000000345E-5,2.319915422362321E-3,8.9420277777777987E-5,2.1024812343009583E-2,null,1.7905737970365716E-2,4.6352339431245376E-3,2.2372726476103889E-4,2.4284432516604237E-5,3.8430025171482434E-3,5.3765343914641697E-5,4.5470539372508195E-5,2.6685751471830783E-2]
[2004,5,1,3,1.3952772153822519E-2,3.7975561854251263E-3,3.2840004999999889E-4,3.2674000000000277E-5,3.0256791030447258E-3,8.6535752688172353E-5,2.1223617244980543E-2,null,1.6538008545832136E-2,5.5894364946645937E-3,2.2478780580100185E-4,2.4284432516604187E-5,5.0121191044298881E-3,5.2030977981911385E-5,5.4831038803935533E-5,2.7440667361226138E-2]
[2004,5,1,4,1.38523385428198E-2,3.8733928764602384E-3,3.2840004999999889E-4,3.2674000000000277E-5,3.1400360312435751E-3,8.6535752688172353E-5,2.1313377253211786E-2,null,1.6418966114784002E-2,5.7010567967244056E-3,2.2478780580100185E-4,2.4284432516604187E-5,5.201554442755287E-3,5.2030977981911385E-5,5.5926007343141706E-5,2.7622680570563215E-2]
[2004,5,1,9,2.0402971170476198E-2,4.5376334968548768E-3,0,0,3.2207352113118211E-3,8.6535752688172353E-5,2.8247875631331066E-2,null,2.4183331302035257E-2,6.6787199526039051E-3,0,0,5.3352348128001027E-3,5.2030977981911385E-5,6.5516649707247083E-5,3.6249317045421177E-2]
[2004,5,1,11,2.1625008698715427E-2,4.3540851377004124E-3,0,0,2.712073488672057E-3,8.6535752688172353E-5,2.8777703077776069E-2,null,2.5631793791248282E-2,6.4085641347304909E-3,0,0,4.4926229392641889E-3,5.2030977981911385E-5,6.286648557226392E-5,3.6585011843224872E-2]
[2004,5,1,15,1.8242591248151849E-2,4.0020791610371042E-3,0,0,2.5507110443372628E-3,8.6535752688172353E-5,2.4881917206214389E-2,null,2.1622665849768408E-2,5.8904638206776815E-3,0,0,4.2253216946695239E-3,5.2030977981911385E-5,5.7784045070206567E-5,3.1790482343097524E-2]
[2004,5,1,18,2.1435950129849078E-2,4.1002711040923701E-3,0,0,2.8239595215112006E-3,8.6535752688172353E-5,2.8446716508140818E-2,null,2.5407705546051942E-2,6.0349877205745535E-3,0,0,4.677965172730926E-3,5.2030977981911385E-5,5.9201790055932004E-5,3.6172689417339331E-2]
[2004,5,1,21,2.2547588650505112E-2,4.4591450544365181E-3,3.2840004999999889E-4,3.2674000000000277E-5,2.7844366311016852E-3,8.6535752688172353E-5,3.0238780138731488E-2,null,2.672531377127112E-2,6.563196667880352E-3,2.2478780580100185E-4,2.4284432516604187E-5,4.6124944379512586E-3,5.2030977981911385E-5,6.4383393839060441E-5,3.820210809340225E-2]
[2004,5,2,1,1.3981450224823297E-2,3.2339593568385871E-3,3.2840004999999889E-4,3.2674000000000277E-5,2.5351978001315221E-3,8.6535752688172353E-5,2.0198217184481577E-2,null,1.6572000227059361E-2,4.7599059944789402E-3,2.2478780580100185E-4,2.4284432516604187E-5,4.1996235869035566E-3,5.2030977981911385E-5,4.6693542459152929E-5,2.5832633024741376E-2]
[2004,5,2,2,1.3170903205728073E-2,3.3412217305579901E-3,3.2840004999999889E-4,3.2674000000000277E-5,2.7049451099193577E-3,8.6535752688172353E-5,1.9664679848893592E-2,null,1.5611271177604972E-2,4.9177802159249802E-3,2.2478780580100185E-4,2.4284432516604187E-5,4.4808145874485382E-3,5.2030977981911385E-5,4.8242250914917997E-5,2.5310969197278009E-2]
[2004,5,2,6,1.4329078807162077E-2,3.6725862715577418E-3,1.6420002499999945E-4,1.6337000000000139E-5,3.0691741681968697E-3,8.6535752688172353E-5,2.133791202460486E-2,null,1.6984039096619719E-2,5.4054994142900331E-3,1.1239390290050093E-4,1.2142216258302093E-5,5.0841698538891108E-3,5.2030977981911385E-5,5.3026659918670941E-5,2.7650275461939579E-2]
[2004,5,2,9,1.9820675156816014E-2,4.0995134887121358E-3,0,0,3.0932765583254001E-3,8.6535752688172353E-5,2.710000095654172E-2,null,2.3493144696538525E-2,6.033872623694236E-3,0,0,5.1240961137175457E-3,5.2030977981911385E-5,5.919085122151225E-5,3.4703144411932216E-2]
[2004,5,2,12,2.0685620730468684E-2,4.1569045500609086E-3,0,0,2.8071040372764618E-3,8.6535752688172353E-5,2.7736165070494225E-2,null,2.4518351525048849E-2,6.1183437090731752E-3,0,0,4.6500436081266892E-3,5.2030977981911385E-5,6.0019492420789558E-5,3.5338769820230626E-2]
[2004,5,2,16,1.9915127999732753E-2,4.0978316010020135E-3,0,0,2.7826491189911519E-3,8.6535752688172353E-5,2.6882144472414091E-2,null,2.3605098214170304E-2,6.031397135752025E-3,0,0,4.6095333758909805E-3,5.2030977981911385E-5,5.9166567275259795E-5,3.4298059703795222E-2]
[2004,5,2,19,2.2501976852507745E-2,3.4108248562736278E-3,0,0,2.4498144452590729E-3,8.6535752688172353E-5,2.8449151906728618E-2,null,2.6671250801077448E-2,5.020225639250339E-3,0,0,4.05818375485862E-3,5.2030977981911385E-5,4.9247216082158071E-5,3.5801691173168317E-2]
[2004,5,2,23,1.7546804062498152E-2,3.2757477830518038E-3,3.2840004999999889E-4,3.2674000000000277E-5,2.2637184264011762E-3,8.6535752688172353E-5,2.3533880074639302E-2,null,2.0797959884848824E-2,4.8214123272692748E-3,2.2478780580100185E-4,2.4284432516604187E-5,3.7499106764487507E-3,5.2030977981911385E-5,4.7296904913155899E-5,2.9670386104866369E-2]
[2004,5,3,3,9.3966626470445482E-3,3.4315813063087123E-3,3.2840004999999889E-4,3.2674000000000277E-5,2.6342036565161495E-3,8.6535752688172353E-5,1.591005741255758E-2,null,1.1137721267565471E-2,5.0507760389445029E-3,2.2478780580100185E-4,2.4284432516604187E-5,4.3636294604069556E-3,5.2030977981911385E-5,4.9546908216187223E-5,2.085322998321645E-2]
[2004,5,3,6,1.1699947240047002E-2,3.9485254382670967E-3,1.6420002499999945E-4,1.6337000000000139E-5,2.8410454378813084E-3,8.6535752688172353E-5,1.8756590893883578E-2,null,1.3867769451726667E-2,5.8116407255449044E-3,1.1239390290050093E-4,1.2142216258302093E-5,4.7062684543873095E-3,5.2030977981911385E-5,5.7010809308068984E-5,2.4562245728799594E-2]
[2004,5,3,7,1.400250171472003E-2,4.4959775143058617E-3,0,0,2.8942554614468487E-3,8.6535752688172353E-5,2.1479270443160912E-2,null,1.6596952237740572E-2,6.6174085571401109E-3,0,0,4.7944122946880323E-3,5.2030977981911385E-5,6.4915199541920447E-5,2.8060804067550627E-2]
[2004,5,3,10,1.6200965640617352E-2,5.7334205502301673E-3,0,0,3.0917925822095244E-3,8.6535752688172353E-5,2.5112714525745213E-2,null,1.9202758080003452E-2,8.4387402050060574E-3,0,0,5.1216378672255718E-3,5.2030977981911385E-5,8.2782028578139104E-5,3.2815167130216996E-2]
[2004,5,3,13,1.5744054340818877E-2,5.7646196708734821E-3,0,0,2.9889842238198404E-3,8.6535752688172353E-5,2.4584193988200373E-2,null,1.8661188068148548E-2,8.4846606588480505E-3,0,0,4.9513330465122719E-3,5.2030977981911385E-5,8.3232497277248234E-5,3.2149212751490783E-2]
[2004,5,3,17,1.7819994242397479E-2,5.1746521704729032E-3,0,0,2.9866051989123985E-3,8.6535752688172353E-5,2.6067787364470952E-2,null,2.11217680485602E-2,7.6163164615821741E-3,0,0,4.9473921275375848E-3,5.2030977981911385E-5,7.4714247822065078E-5,3.3737507615661869E-2]
[2004,5,3,20,1.9500897550782707E-2,4.5699664856153925E-3,3.2840004999999889E-4,3.2674000000000277E-5,2.548164381126981E-3,8.6535752688172353E-5,2.7066638220213251E-2,null,2.3114117165447097E-2,6.7263092912562775E-3,2.2478780580100185E-4,2.4284432516604187E-5,4.2211030783212275E-3,5.2030977981911385E-5,6.5983489768278744E-5,3.4362632751324118E-2]
[2004,5,4,1,1.1953517718160115E-2,3.409666930648556E-3,3.2840004999999889E-4,3.2674000000000277E-5,2.3509441849298152E-3,8.6535752688172353E-5,1.8161738636426658E-2,null,1.4168322681419918E-2,5.018521345375314E-3,2.2478780580100185E-4,2.4284432516604187E-5,3.8944024998809985E-3,5.2030977981911385E-5,4.923049736575723E-5,2.3382349742975751E-2]
[2004,5,4,4,1.1830507717074801E-2,3.5426236151233715E-3,3.2840004999999889E-4,3.2674000000000277E-5,2.6306109274438537E-3,8.6535752688172353E-5,1.8451352062330197E-2,null,1.4022520798701262E-2,5.2142137612677586E-3,2.2478780580100185E-4,2.4284432516604187E-5,4.3576780077224419E-3,5.2030977981911385E-5,5.1150193288535286E-5,2.3895515783990982E-2]
[2004,5,4,7,1.7962959598526042E-2,4.7397173438432517E-3,0,0,2.989656226569833E-3,8.6535752688172353E-5,2.5778868921627295E-2,null,2.1291222709995658E-2,6.9761572449536929E-3,0,0,4.9524462372065791E-3,5.2030977981911385E-5,6.8434438599586462E-5,3.3271857170137843E-2]
[2004,5,4,8,1.8584871849472953E-2,5.0151214201099737E-3,0,0,2.670425956702349E-3,8.6535752688172353E-5,2.6356954978973446E-2,null,2.2028365838796766E-2,7.3815109828582401E-3,0,0,4.4236326783909617E-3,5.2030977981911385E-5,7.2410862082272125E-5,3.388554047802788E-2]
[2004,5,4,11,1.6180778842352441E-2,5.8089825603122505E-3,0,0,2.876494361785064E-3,8.6535752688172353E-5,2.4952791517137925E-2,null,1.9178830975157365E-2,8.5499562176575544E-3,0,0,4.7649905536841916E-3,5.2030977981911385E-5,8.3873031134681979E-5,3.2545808724481026E-2]
[2004,5,4,17,1.8551869370968872E-2,5.2773718878917231E-3,0,0,2.9804942871081938E-3,8.6535752688172353E-5,2.689627129865696E-2,null,2.1989248503150705E-2,7.7675045702574139E-3,0,0,4.9372692371859542E-3,5.2030977981911385E-5,7.6197367106339755E-5,3.4746053288575982E-2]
[2004,5,4,19,2.054330381669647E-2,4.5647007864249257E-3,0,0,2.2906454373074559E-3,8.6535752688172353E-5,2.7485185793117022E-2,null,2.4349665452472472E-2,6.7185589671562461E-3,0,0,3.794515996838724E-3,5.2030977981911385E-5,6.5907460937487388E-5,3.4914771394449352E-2]
[2004,5,4,22,1.8822881653979072E-2,3.9573328094211005E-3,3.2840004999999889E-4,3.2674000000000277E-5,2.1428541522804851E-3,8.6535752688172353E-5,2.537067841836883E-2,null,2.2310475238815578E-2,5.824603862716958E-3,2.2478780580100185E-4,2.4284432516604187E-5,3.5496957439551608E-3,5.2030977981911385E-5,5.7137974591721479E-5,3.1985878061787217E-2]
[2004,5,5,2,1.3711407407142372E-2,3.7315588706061591E-3,3.2840004999999889E-4,3.2674000000000277E-5,2.6907660742475732E-3,8.6535752688172353E-5,2.0581342154684275E-2,null,1.6251922583899094E-2,5.4922982873578056E-3,2.2478780580100185E-4,2.4284432516604187E-5,4.4573266321325132E-3,5.2030977981911385E-5,5.3878136159944967E-5,2.6502650719688936E-2]
[2004,5,5,5,1.4252407922586276E-2,3.877054777002249E-3,3.2840004999999889E-4,3.2674000000000277E-5,2.8833340135599921E-3,8.6535752688172353E-5,2.1460406515836687E-2,null,1.6893162263661207E-2,5.7064465683380299E-3,2.2478780580100185E-4,2.4284432516604187E-5,4.7763206214677407E-3,5.2030977981911385E-5,5.5978879717087281E-5,2.7677032669766496E-2]
[2004,5,5,8,2.0077218634349941E-2,5.1079520940602923E-3,0,0,2.791345303227315E-3,8.6535752688172353E-5,2.8063051784325721E-2,null,2.3797221777211792E-2,7.5181438939903068E-3,0,0,4.6239388398087678E-3,5.2030977981911385E-5,7.3751198350396511E-5,3.5991335488992776E-2]
[2004,5,5,10,1.7693145272482131E-2,5.8770343163320402E-3,0,0,3.0086467115130271E-3,8.6535752688172353E-5,2.6665362053015368E-2,null,2.0971415894496297E-2,{"$f":"(F3012*X$5)-S3012","v":8.650118256097664E-3},0,0,4.9839044881130907E-3,5.2030977981911385E-5,{"$f":"(F3012*$AC$7)*$AC$5","v":8.4855596840837386E-5},3.465746961668896E-2]
[2004,5,5,13,1.6172977373279152E-2,5.7582215533358502E-3,0,0,2.8248981184432471E-3,8.6535752688172353E-5,2.4842632797746421E-2,null,1.9169584012562284E-2,8.4752435837829737E-3,0,0,4.6795199838838121E-3,5.2030977981911385E-5,8.3140118017048086E-5,3.2376378558210982E-2]
[2004,5,5,16,1.6664561970056439E-2,5.5186092260158396E-3,0,0,2.909214829382539E-3,8.6535752688172353E-5,2.5178921778142987E-2,null,1.9752251755780246E-2,8.1225699638286051E-3,0,0,4.8191928914622303E-3,5.2030977981911385E-5,7.9680473926038004E-5,3.2746045589052995E-2]
[2004,5,5,20,2.2093123335654441E-2,5.2324470852434957E-3,3.2840004999999889E-4,3.2674000000000277E-5,2.9143871782678437E-3,8.6535752688172353E-5,3.0687567401853948E-2,null,2.6186642948159772E-2,7.7013819589840556E-3,2.2478780580100185E-4,2.4284432516604187E-5,4.8277610270046692E-3,5.2030977981911385E-5,7.5548720061506544E-5,3.9016889150448014E-2]
[2004,5,5,23,1.7815925327041956E-2,3.9703061625657593E-3,3.2840004999999889E-4,3.2674000000000277E-5,2.2851797543527348E-3,8.6535752688172353E-5,2.4519021046648621E-2,null,2.1116945225096873E-2,5.8436987042372046E-3,2.2478780580100185E-4,2.4284432516604187E-5,3.7854619454925167E-3,5.2030977981911385E-5,5.7325290432477714E-5,3.1047209091126116E-2]
[2004,5,6,3,1.0406985554097367E-2,3.1665880621443957E-3,3.2840004999999889E-4,3.2674000000000277E-5,2.1878608172051033E-3,8.6535752688172353E-5,1.6209044236135034E-2,null,1.2335241637473607E-2,4.6607454936542867E-3,2.2478780580100185E-4,2.4284432516604187E-5,3.6242504992391412E-3,5.2030977981911385E-5,4.5720801598115464E-5,2.0921340846666556E-2]
[2004,5,6,6,1.2575967422737701E-2,3.5428679231892463E-3,1.6420002499999945E-4,1.6337000000000139E-5,2.2353397294330151E-3,8.6535752688172353E-5,1.8621247853048136E-2,null,1.4906102845832237E-2,5.2145733463147374E-3,1.1239390290050093E-4,1.2142216258302093E-5,3.7029005989128306E-3,5.2030977981911385E-5,5.1153720732076874E-5,2.4000143888200522E-2]
[2004,5,6,7,1.5266405942200963E-2,4.0415752396035899E-3,0,0,2.205392108807509E-3,8.6535752688172353E-5,2.1599909043300232E-2,null,1.8095038688572963E-2,5.9485961595178351E-3,0,0,3.6532915569895573E-3,5.2030977981911385E-5,5.8354309448333159E-5,2.7748957383062271E-2]
[2004,5,6,11,1.6704069365294907E-2,5.8820578224839876E-3,0,0,2.9410295442544874E-3,8.6535752688172353E-5,2.5613692484721551E-2,null,1.9799079270260828E-2,8.6575121081556346E-3,0,0,4.8718948254020253E-3,5.2030977981911385E-5,8.4928128765922889E-5,3.33805171818004E-2]
[2004,5,6,14,1.609731393467791E-2,6.024604380394703E-3,0,0,3.1107269814022709E-3,8.6535752688172353E-5,2.5319181049163052E-2,null,1.9079901289989366E-2,8.8673193879090957E-3,0,0,5.1530032105725808E-3,5.2030977981911385E-5,8.6986288136458944E-5,3.3152254866452957E-2]
[2004,5,6,18,2.1669256834728465E-2,5.367170106224675E-3,0,0,3.1866882065598886E-3,8.6535752688172353E-5,3.0309650900201199E-2,null,2.5684240433639722E-2,7.8996741588555804E-3,0,0,5.2788350304193293E-3,5.2030977981911385E-5,7.7493919245011313E-5,3.8914780600896544E-2]
[2004,5,6,21,2.2332248862977057E-2,4.9071513833338293E-3,3.2840004999999889E-4,3.2674000000000277E-5,2.843669127272149E-3,8.6535752688172353E-5,3.0530679176271204E-2,null,2.647007479745752E-2,7.2225951869042421E-3,2.2478780580100185E-4,2.4284432516604187E-5,4.7106146666828193E-3,5.2030977981911385E-5,7.0851936029023391E-5,3.8704387867344099E-2]
[2004,5,6,24,1.487879382168569E-2,3.6455684527767623E-3,3.2840004999999889E-4,3.2674000000000277E-5,2.4676601953106136E-3,8.6535752688172353E-5,2.1439632272461238E-2,null,1.7635607939551986E-2,5.3657332133631771E-3,2.2478780580100185E-4,2.4284432516604187E-5,4.0877457215180053E-3,5.2030977981911385E-5,5.2636562972728923E-5,2.7390190090732687E-2]
[2004,5,7,4,1.0458528168205037E-2,3.6979347160388081E-3,3.2840004999999889E-4,3.2674000000000277E-5,2.818629671602845E-3,8.6535752688172353E-5,1.742270235853486E-2,null,1.2396334313766872E-2,5.4428085451487754E-3,2.2478780580100185E-4,2.4284432516604187E-5,4.6691361324924779E-3,5.2030977981911385E-5,5.3392653593312298E-5,2.2809382207707646E-2]
[2004,5,7,8,1.7167477224423602E-2,5.2328517092142318E-3,0,0,2.9478981744200847E-3,8.6535752688172353E-5,2.5434762860746089E-2,null,2.0348349555046243E-2,7.7019775051401151E-3,0,0,4.8832728966719139E-3,5.2030977981911385E-5,7.5554562227246071E-5,3.2985630934840186E-2]
[2004,5,7,11,1.5263646581839669E-2,5.8487120600968544E-3,0,0,2.9322771221434118E-3,8.6535752688172353E-5,2.4131171516768104E-2,null,1.8091768060719732E-2,8.6084321177280036E-3,0,0,4.8573962019264521E-3,5.2030977981911385E-5,8.4446665766530553E-5,3.1609627358356103E-2]
[2004,5,7,12,1.5082947183822349E-2,5.8517406138195536E-3,0,0,2.9575315794204086E-3,8.6535752688172353E-5,2.3978755129750482E-2,null,1.7877587813547955E-2,8.6128896972547195E-3,0,0,4.8992308920833396E-3,5.2030977981911385E-5,8.449039355845274E-5,3.1441739380867931E-2]
[2004,5,7,15,1.355270160331078E-2,5.6997754409654922E-3,0,0,3.0168288709787852E-3,8.6535752688172353E-5,2.235584166794323E-2,null,1.6063811009288383E-2,8.3892196206068834E-3,0,0,4.9974584561239587E-3,5.2030977981911385E-5,8.2296243456977681E-5,2.9502520064001139E-2]
[2004,5,7,19,1.7789016767552717E-2,4.641601460702369E-3,0,0,2.6288745352978237E-3,8.6535752688172353E-5,2.5146028516241082E-2,null,2.108505091894158E-2,6.8317452939103658E-3,0,0,4.3548016272632111E-3,5.2030977981911385E-5,6.7017791805411926E-5,3.2323628818097069E-2]
[2004,5,7,21,1.8969181069097958E-2,4.4298574284805979E-3,3.2840004999999889E-4,3.2674000000000277E-5,2.6179973445351872E-3,8.6535752688172353E-5,2.6464645644801912E-2,null,2.2483881709645357E-2,6.5200896492170384E-3,2.2478780580100185E-4,2.4284432516604187E-5,4.3367832671637949E-3,5.2030977981911385E-5,6.3960524267985366E-5,3.3641857842325706E-2]
[2004,5,8,2,1.1486799833438033E-2,3.3773159602531462E-3,3.2840004999999889E-4,3.2674000000000277E-5,2.6042983125905712E-3,8.6535752688172353E-5,1.791602390896992E-2,null,1.3615129073659906E-2,{"$f":"(F3076*X$5)-S3076","v":4.9709055404374147E-3},2.2478780580100185E-4,2.4284432516604187E-5,4.3140904509782613E-3,5.2030977981911385E-5,{"$f":"(F3076*$AC$7)*$AC$5","v":4.8763397676777346E-5},2.3201228281375105E-2]
[2004,5,8,6,1.2254908292590202E-2,3.7180557573910427E-3,1.6420002499999945E-4,1.6337000000000139E-5,2.9464520825750831E-3,8.6535752688172353E-5,1.9186488910244499E-2,null,1.452555634370634E-2,5.4724237180003256E-3,1.1239390290050093E-4,1.2142216258302093E-5,4.8808774064972287E-3,5.2030977981911385E-5,5.3683171375088437E-5,2.5055424565344611E-2]
[2004,5,8,9,1.8491649360751723E-2,4.5908373575977088E-3,0,0,3.2730763331462243E-3,8.6535752688172353E-5,2.6442098804183828E-2,null,2.1917870641273381E-2,6.7570281029966147E-3,0,0,5.4219392939294838E-3,5.2030977981911385E-5,6.6284833984310733E-5,3.4148869016181395E-2]
[2004,5,8,10,2.0179850306028275E-2,4.6199603820324094E-3,0,0,3.1545337985437187E-3,8.6535752688172353E-5,2.8040880239292573E-2,null,2.3918869536135763E-2,6.7998928527625499E-3,0,0,5.2255703856170094E-3,5.2030977981911385E-5,6.6705326955289197E-5,3.5996363752497235E-2]
[2004,5,8,13,1.8623035271994749E-2,4.1049807342994852E-3,0,0,2.5834704685404543E-3,8.6535752688172353E-5,2.5398022227522857E-2,null,2.2073600362864498E-2,6.0419195940401935E-3,0,0,4.2795885651164631E-3,5.2030977981911385E-5,5.9269790081219223E-5,3.2447139500003067E-2]
[2004,5,8,18,1.9233066724704005E-2,3.8785951742487325E-3,0,0,2.7511446751575766E-3,8.6535752688172353E-5,2.5949342326798484E-2,null,2.2796661362278019E-2,5.7087138034137919E-3,0,0,4.5573454143011992E-3,5.2030977981911385E-5,5.6001120752392976E-5,3.3114751557974921E-2]
[2004,5,8,21,2.0233989170616903E-2,4.2550523388657502E-3,3.2840004999999889E-4,3.2674000000000277E-5,2.7117142317575151E-3,8.6535752688172353E-5,2.7648365543928341E-2,null,2.398303950862278E-2,6.2628026204967595E-3,2.2478780580100185E-4,2.4284432516604187E-5,4.4920278204880568E-3,5.2030977981911385E-5,6.1436599885093273E-5,3.5038973165907115E-2]
[2004,5,8,24,1.4066958077435944E-2,3.1702228181423944E-3,3.2840004999999889E-4,3.2674000000000277E-5,2.4477876196905804E-3,8.6535752688172353E-5,2.0132578317957089E-2,null,1.6673351383779591E-2,4.6660953125463381E-3,2.2478780580100185E-4,2.4284432516604187E-5,4.054826263595596E-3,5.2030977981911385E-5,4.5773282045392057E-5,2.5695376176221044E-2]
[2004,5,9,3,9.5463430595643436E-3,3.3641083201535883E-3,3.2840004999999889E-4,3.2674000000000277E-5,2.7856279068805842E-3,8.6535752688172353E-5,1.6143689089286685E-2,null,1.131513518317348E-2,4.9514658634514106E-3,2.2478780580100185E-4,2.4284432516604187E-5,4.6144678184343564E-3,5.2030977981911385E-5,4.8572699082353206E-5,2.1182172081358766E-2]
[2004,5,9,7,1.1898894250051886E-2,3.7093620691365419E-3,0,0,2.9008469450495416E-3,8.6535752688172353E-5,1.8595639016926138E-2,null,1.4103578315754246E-2,5.4596279051063795E-3,0,0,4.805331265195628E-3,5.2030977981911385E-5,5.3557647502693514E-5,2.4420568464038166E-2]
[2004,5,9,10,1.6936498842188147E-2,4.2686531415288944E-3,0,0,2.9162724278880251E-3,8.6535752688172353E-5,2.4207960164293236E-2,null,2.0074574392863441E-2,6.2828209741563777E-3,0,0,4.8308839938878464E-3,5.2030977981911385E-5,6.163297515965792E-5,3.1240310338889576E-2]
[2004,5,9,11,1.7436739645577487E-2,4.276956259521787E-3,0,0,2.8172294681182348E-3,8.6535752688172353E-5,2.4617461125905682E-2,null,2.0667502206076556E-2,6.2950419258587112E-3,0,0,4.6668166576254166E-3,5.2030977981911385E-5,6.1752859780880715E-5,3.1681391767542595E-2]
[2004,5,9,15,1.55413378650331E-2,3.9733980971214588E-3,0,0,2.456686063143114E-3,8.6535752688172353E-5,2.2057957777985845E-2,null,1.8420911313682398E-2,5.8482495709001056E-3,0,0,4.0695667753647561E-3,5.2030977981911385E-5,5.7369933348954736E-5,2.839075863792917E-2]
[2004,5,9,18,1.737267944973387E-2,3.6675678566941653E-3,0,0,2.4823276894471607E-3,8.6535752688172353E-5,2.3609110748563367E-2,null,2.0591572630603686E-2,5.39811305584944E-3,0,0,4.1120428214655586E-3,5.2030977981911385E-5,5.2954201504184522E-5,3.0153759485900596E-2]
[2004,5,9,22,1.609995014671585E-2,3.1028800162655667E-3,3.2840004999999889E-4,3.2674000000000277E-5,1.9606550630603486E-3,8.6535752688172353E-5,2.1611095028729935E-2,null,1.90830259520086E-2,4.566976748900606E-3,2.2478780580100185E-4,2.4284432516604187E-5,3.2478780346775907E-3,5.2030977981911385E-5,4.4800952578076821E-5,2.7198983951886316E-2]
[2004,5,10,1,9.8860352322135987E-3,3.3021493809908698E-3,3.2840004999999889E-4,3.2674000000000277E-5,2.4146576201910528E-3,8.6535752688172353E-5,1.6050452036083691E-2,null,1.171776714707942E-2,4.8602715429944951E-3,2.2478780580100185E-4,2.4284432516604187E-5,3.9999455251675722E-3,5.2030977981911385E-5,4.7678104550606636E-5,2.0879087431541009E-2]
[2004,5,10,4,9.1230074432230301E-3,3.54924359914065E-3,3.2840004999999889E-4,3.2674000000000277E-5,2.6933740926740599E-3,8.6535752688172353E-5,1.581323493772591E-2,null,1.081336191807435E-2,5.2239573907108946E-3,2.2478780580100185E-4,2.4284432516604187E-5,4.4616468850525752E-3,5.2030977981911385E-5,5.1245775969293488E-5,2.0800069410137342E-2]
[2004,5,10,8,1.4884782210898818E-2,4.869667867239331E-3,0,0,2.792622605917873E-3,8.6535752688172353E-5,2.2633608436744192E-2,null,1.7642705886174399E-2,7.1674250399526226E-3,0,0,4.6260547261930988E-3,5.2030977981911385E-5,7.0310730046772637E-5,2.9488216630302034E-2]
[2004,5,10,12,1.5362683694737009E-2,5.8236684574573799E-3,0,0,3.1317664265441171E-3,8.6535752688172353E-5,2.4404654331426676E-2,null,1.8209155243810945E-2,8.5715716686085956E-3,0,0,5.1878556193544426E-3,5.2030977981911385E-5,8.4085073552731186E-5,3.2020613509755894E-2]
[2004,5,10,13,1.5211469792446653E-2,5.7272374315006655E-3,0,0,2.9831813277881015E-3,8.6535752688172353E-5,2.4008424304423591E-2,null,1.802992370610957E-2,8.4296395761305296E-3,0,0,4.9417203926018062E-3,5.2030977981911385E-5,8.2692753579578757E-5,3.1453314652823819E-2]
[2004,5,10,16,1.5613460469838305E-2,5.492094775165028E-3,0,0,3.0457276454790914E-3,8.6535752688172353E-5,2.4237818643170594E-2,null,1.8506397139829812E-2,8.0835446454435057E-3,0,0,5.0453300561299997E-3,5.2030977981911385E-5,7.9297644861113154E-5,3.1687302819385227E-2]
[2004,5,10,19,1.8385319627101552E-2,4.3127362601566837E-3,0,0,2.374464081741059E-3,8.6535752688172353E-5,2.5159055721687463E-2,null,2.1791839625759316E-2,6.3477047520455552E-3,0,0,3.9333638438064757E-3,5.2030977981911385E-5,6.2269469544482475E-5,3.2124939199593264E-2]
[2004,5,10,23,1.3408391236080036E-2,3.529907980928837E-3,3.2840004999999889E-4,3.2674000000000277E-5,2.1143525556288614E-3,8.6535752688172353E-5,1.9500261575325906E-2,null,1.5892762126657529E-2,5.1954982436165616E-3,2.2478780580100185E-4,2.4284432516604187E-5,3.5024820797762311E-3,5.2030977981911385E-5,5.0966598524456999E-5,2.4891845666349843E-2]
[2004,5,11,2,1.0592588599412374E-2,3.5434196345563557E-3,3.2840004999999889E-4,3.2674000000000277E-5,2.6175177119770938E-3,8.6535752688172353E-5,1.7201135748633994E-2,null,1.2555234103179509E-2,5.2153853831877345E-3,2.2478780580100185E-4,2.4284432516604187E-5,4.3359887428848958E-3,5.2030977981911385E-5,5.1161686620111571E-5,2.2407711445551658E-2]
[2004,5,11,5,1.1792773210492165E-2,3.9874882726593933E-3,3.2840004999999889E-4,3.2674000000000277E-5,3.0779760548627871E-3,8.6535752688172353E-5,1.9305847340702516E-2,null,1.3977794662170362E-2,5.8689882084666072E-3,2.2478780580100185E-4,2.4284432516604187E-5,5.0987504167349451E-3,5.2030977981911385E-5,5.75733744368417E-5,2.5246636503671434E-2]
[2004,5,11,10,1.5373279627358311E-2,6.0006136593739315E-3,0,0,3.0571876066628543E-3,8.6535752688172353E-5,2.4517616646083269E-2,null,1.822171444153239E-2,8.8320086235492493E-3,0,0,5.0643137911623639E-3,5.2030977981911385E-5,8.6639897960515551E-5,3.2170067834225914E-2]
[2004,5,11,13,1.4341630975195047E-2,6.0331176423725043E-3,0,0,2.969819139067438E-3,8.6535752688172353E-5,2.3431103509323158E-2,null,1.6998916990410961E-2,8.8798496402250401E-3,0,0,4.9195855663089448E-3,5.2030977981911385E-5,8.7109206922926001E-5,3.0850383174926856E-2]
[2004,5,11,14,1.3773062513489906E-2,6.0268694307067305E-3,0,0,2.9439901364403187E-3,8.6535752688172353E-5,2.2830457833325126E-2,null,1.6325001443385116E-2,8.8706532042525862E-3,0,0,4.876799126271242E-3,5.2030977981911385E-5,8.701899207959698E-5,3.0124484751890855E-2]
[2004,5,11,17,1.7372832571389458E-2,5.3740662609955631E-3,0,0,2.9510526487062749E-3,8.6535752688172353E-5,2.5784487233779466E-2,null,2.0591754123372347E-2,7.9098242704713599E-3,0,0,4.8884983684737105E-3,5.2030977981911385E-5,7.7593489418927817E-5,3.3442107740299327E-2]
[2004,5,11,20,1.8942483103873527E-2,4.8296417617754994E-3,3.2840004999999889E-4,3.2674000000000277E-5,2.6113691312638931E-3,8.6535752688172353E-5,2.6831103799601092E-2,null,2.2452237017667999E-2,7.1085125805458397E-3,2.2478780580100185E-4,2.4284432516604187E-5,4.3258034529687411E-3,5.2030977981911385E-5,6.9732812871964065E-5,3.4187656267482096E-2]
[2004,5,11,24,1.2329406199930873E-2,3.3951763725830831E-3,3.2840004999999889E-4,3.2674000000000277E-5,2.2264039182244783E-3,8.6535752688172353E-5,1.8398596293426606E-2,null,1.4613857579809382E-2,4.9971934044247459E-3,2.2478780580100185E-4,2.4284432516604187E-5,3.688098186447207E-3,5.2030977981911385E-5,4.9021275352234947E-5,2.3600252386980856E-2]
[2004,5,12,2,1.1311847368427436E-2,3.3752530440440288E-3,3.2840004999999889E-4,3.2674000000000277E-5,2.4420838726005476E-3,8.6535752688172353E-5,1.7576794087760181E-2,null,1.3407760578742789E-2,4.9678692353554961E-3,2.2478780580100185E-4,2.4284432516604187E-5,4.0453778525833296E-3,5.2030977981911385E-5,4.8733612248152095E-5,2.2722110882981136E-2]
[2004,5,12,8,1.7918929382704663E-2,5.0701523781075276E-3,0,0,2.7436657260640766E-3,8.6535752688172353E-5,2.581928323956444E-2,null,2.1239034365091791E-2,7.4625083479922718E-3,0,0,4.5449563332532888E-3,5.2030977981911385E-5,7.3205426914508791E-5,3.3298530024319262E-2]
[2004,5,12,11,1.5563321214270528E-2,5.8837823763183096E-3,0,0,2.9101259466404812E-3,8.6535752688172353E-5,2.4443765289917489E-2,null,1.8446967843062115E-2,8.6600503942712067E-3,0,0,4.8207021817932216E-3,5.2030977981911385E-5,8.4953028747277235E-5,3.1979751397108458E-2]
[2004,5,12,14,1.442701677281256E-2,5.9146375489784403E-3,0,0,2.9008645075629664E-3,8.6535752688172353E-5,2.3329054582042139E-2,null,1.7100123477202495E-2,8.7054646079641126E-3,0,0,4.80536035797317E-3,5.2030977981911385E-5,8.5398531351273701E-5,3.066297942112169E-2]
[2004,5,12,15,1.4767015549704155E-2,5.8551784827585562E-3,0,0,3.0045564867981112E-3,8.6535752688172353E-5,2.3713286271948991E-2,null,1.7503118854451969E-2,8.6179497277515133E-3,0,0,4.9771289204679917E-3,5.2030977981911385E-5,8.4540031250693033E-5,3.1150228480653387E-2]
[2004,5,12,18,1.8887007201181381E-2,4.9406416348911561E-3,0,0,2.7394571677084372E-3,8.6535752688172353E-5,2.6653641756469146E-2,null,2.23864822742596E-2,7.2718878438472667E-3,0,0,4.5379847427382269E-3,5.2030977981911385E-5,7.1335485236205892E-5,3.4248385838827007E-2]
[2004,5,12,23,1.5099425093644942E-2,3.374077697373733E-3,3.2840004999999889E-4,3.2674000000000277E-5,2.0065128568378769E-3,8.6535752688172353E-5,2.0927625450544725E-2,null,1.7897118829353215E-2,4.9661393002993545E-3,2.2478780580100185E-4,2.4284432516604187E-5,3.323842707880398E-3,5.2030977981911385E-5,4.8716641997880509E-5,2.6488204053832488E-2]
[2004,5,13,2,1.1653385012410533E-2,3.3472930900631049E-3,3.2840004999999889E-4,3.2674000000000277E-5,2.3982083556676262E-3,8.6535752688172353E-5,1.7846496260829434E-2,null,1.3812579951742326E-2,4.9267163518853536E-3,2.2478780580100185E-4,2.4284432516604187E-5,3.972696874479955E-3,5.2030977981911385E-5,4.8329912277216E-5,2.3013096394407156E-2]
[2004,5,13,5,1.3020428787334594E-2,3.7499864147831912E-3,3.2840004999999889E-4,3.2674000000000277E-5,2.8121487305963603E-3,8.6535752688172353E-5,2.0030173735402317E-2,null,1.5432916138915493E-2,5.5194208848655009E-3,2.2478780580100185E-4,2.4284432516604187E-5,4.658400278779307E-3,5.2030977981911385E-5,5.4144202372134257E-5,2.5911840518859822E-2]
[2004,5,13,9,1.7494696535643148E-2,5.512701442177438E-3,0,0,2.7988795213347282E-3,8.6535752688172353E-5,{"$f":"SUM(E3203:J3203)","v":2.5892813251843488E-2},null,{"$f":"E3203*W$5","v":2.0736197626071155E-2},8.113874586860732E-3,{"$f":"G3203*Y$5","v":0},{"$f":"H3203*Z$5","v":0},{"$f":"I3203*AA$5","v":4.6364194754700671E-3},{"$f":"J3203*AB$5","v":5.2030977981911385E-5},7.9595174352029883E-5,{"$f":"SUM(M3203:R3203)","v":3.3538522666383866E-2}]
[2004,5,13,12,1.5754472095427779E-2,5.8472153322097816E-3,0,0,2.8624059893081195E-3,8.6535752688172353E-5,2.455062916963385E-2,null,1.8673536074182831E-2,8.6062291574382516E-3,0,0,4.7416527843976335E-3,5.2030977981911385E-5,8.4425055251544624E-5,3.2073448994000629E-2]
[2004,5,13,15,1.5170968492417097E-2,5.8229448723013354E-3,0,0,2.9967011318524344E-3,8.6535752688172353E-5,2.4077150249259039E-2,null,1.7981918131402139E-2,8.5705066591444251E-3,0,0,4.9641163129658661E-3,5.2030977981911385E-5,8.407462606391685E-5,3.1568572081494342E-2]
[2004,5,13,16,1.6268117057792852E-2,5.6463863120499403E-3,0,0,3.0196657511456296E-3,8.6535752688172353E-5,2.5020704873676594E-2,null,1.928235163308881E-2,8.3106387830871528E-3,0,0,5.0021578246944422E-3,5.2030977981911385E-5,8.1525384184240088E-5,3.2647179218852317E-2]
[2004,5,13,20,1.994074563676472E-2,4.8044256766645449E-3,3.2840004999999889E-4,3.2674000000000277E-5,2.6449851772147375E-3,8.6535752688172353E-5,2.7837766293332174E-2,null,2.3635462409578069E-2,7.0713982629453066E-3,2.2478780580100185E-4,2.4284432516604187E-5,4.3814893404629145E-3,5.2030977981911385E-5,6.9368730268918311E-5,3.5389453229285814E-2]
[2004,5,13,24,1.3172940648290742E-2,3.3242280982841012E-3,3.2840004999999889E-4,3.2674000000000277E-5,2.144104166744184E-3,8.6535752688172353E-5,1.9088882716007199E-2,null,1.5613686127275301E-2,4.8927681229444641E-3,2.2478780580100185E-4,2.4284432516604187E-5,3.5517664266551253E-3,5.2030977981911385E-5,4.7996888248736634E-5,2.4359323893174412E-2]
[2004,5,14,3,1.1617069491416035E-2,3.6092309765691738E-3,3.2840004999999889E-4,3.2674000000000277E-5,2.6876692420220332E-3,8.6535752688172353E-5,1.8361579512695413E-2,null,1.3769535717239521E-2,5.3122498662521549E-3,2.2478780580100185E-4,2.4284432516604187E-5,4.4521966459600791E-3,5.2030977981911385E-5,5.2111904094574016E-5,2.3835085445751275E-2]
[2004,5,14,6,1.479512040603752E-2,4.1981394067556674E-3,1.6420002499999945E-4,1.6337000000000139E-5,3.066074640002042E-3,8.6535752688172353E-5,2.2326407230483399E-2,null,1.7536431113055233E-2,6.1790352700687758E-3,1.1239390290050093E-4,1.2142216258302093E-5,5.0790354017707807E-3,5.2030977981911385E-5,6.0614862157827938E-5,2.8971068882035503E-2]
[2004,5,14,10,1.8017268357422279E-2,5.9006372752487164E-3,0,0,3.150933180600802E-3,8.6535752688172353E-5,2.7155374565959969E-2,null,2.135559405562058E-2,8.6848582924550638E-3,0,0,5.2196058648053727E-3,5.2030977981911385E-5,8.5196388311208507E-5,3.5312089190862928E-2]
[2004,5,14,13,1.6545728309687167E-2,5.8255715289413481E-3,0,0,3.0036643586087834E-3,8.6535752688172353E-5,2.546149994992547E-2,null,1.9611400026170293E-2,8.5743727060877163E-3,0,0,4.97565108604172E-3,5.2030977981911385E-5,8.4112551062289723E-5,3.3213454796281641E-2]
[2004,5,14,17,1.8521713118994459E-2,5.2135961486101624E-3,0,0,3.0956986284270899E-3,8.6535752688172353E-5,2.6917543648719882E-2,null,2.1953504756505596E-2,7.6736361909079034E-3,0,0,5.128108338218397E-3,5.2030977981911385E-5,7.5276540694681156E-5,3.4807280263613807E-2]
[2004,5,14,18,2.0182114574280874E-2,5.0326704202439893E-3,0,0,3.0847216337902637E-3,8.6535752688172353E-5,2.8386042381003295E-2,null,2.3921553338845269E-2,7.4073404945242958E-3,0,0,5.1099246503074425E-3,5.2030977981911385E-5,7.2664243430785533E-5,3.6490849461658918E-2]
[2004,5,14,21,2.1462430681134449E-2,4.541847670920105E-3,3.2840004999999889E-4,3.2674000000000277E-5,2.794733741757793E-3,8.6535752688172353E-5,2.9246621896500517E-2,null,2.5439092540595232E-2,6.6849225885005003E-3,2.2478780580100185E-4,2.4284432516604187E-5,4.6295518796964762E-3,5.2030977981911385E-5,6.5577496085921839E-5,3.7054670225091728E-2]
[2004,5,15,1,1.3343903950808278E-2,3.4378420498851103E-3,3.2840004999999889E-4,3.2674000000000277E-5,2.5532996087579323E-3,8.6535752688172353E-5,1.9782655412139492E-2,null,1.5816326328583548E-2,5.0599909200209079E-3,2.2478780580100185E-4,2.4284432516604187E-5,4.2296097215038398E-3,5.2030977981911385E-5,4.9637304001586389E-5,2.5407030186407817E-2]
[2004,5,15,4,1.206940633867478E-2,3.5479661328748314E-3,3.2840004999999889E-4,3.2674000000000277E-5,2.8217848388562301E-3,8.6535752688172353E-5,1.8886767113094016E-2,null,1.4305683700098284E-2,5.2220771508360315E-3,2.2478780580100185E-4,2.4284432516604187E-5,4.6743627522131377E-3,5.2030977981911385E-5,5.1227331264601392E-5,2.4503226819446972E-2]
[2004,5,15,7,1.565532211623424E-2,4.1167508902701143E-3,0,0,3.2223553276294094E-3,8.6535752688172353E-5,2.3080964086821934E-2,null,1.8556015112387969E-2,6.0592435087152736E-3,0,0,5.3379185792109592E-3,5.2030977981911385E-5,5.9439733552031012E-5,3.0005208178296112E-2]
[2004,5,15,10,2.1842386472583079E-2,4.6887824240758273E-3,0,0,3.2210759424140052E-3,8.6535752688172353E-5,2.9838780591761083E-2,null,2.5889448359262733E-2,6.9011886373808772E-3,0,0,5.3357992430680089E-3,5.2030977981911385E-5,6.7699014441028468E-5,3.8178467217693537E-2]
[2004,5,15,15,1.871893228729464E-2,4.262435489169521E-3,0,0,2.8805052912888977E-3,8.6535752688172353E-5,2.5948408820441228E-2,null,2.2187265636049291E-2,6.2736695169265935E-3,0,0,4.7716347666717672E-3,5.2030977981911385E-5,6.1543201547066068E-5,3.3284600897629565E-2]
[2004,5,15,16,1.9091327051832585E-2,4.3673236156160939E-3,0,0,3.0695935495003361E-3,8.6535752688172353E-5,2.6614779969637185E-2,null,2.2628659484558774E-2,6.4280492003839533E-3,0,0,5.0848645703383969E-3,5.2030977981911385E-5,6.3057629418689589E-5,3.4193604233263036E-2]
[2004,5,15,19,2.1197341434814426E-2,4.0853804689680705E-3,0,0,2.5620885673044527E-3,8.6535752688172353E-5,2.7931346223775119E-2,null,2.5124886290201636E-2,6.0130709258443202E-3,0,0,4.2441688685709326E-3,5.2030977981911385E-5,5.8986791527286322E-5,3.5434157062598802E-2]
[2004,5,15,22,1.995068395536571E-2,3.9641883615379719E-3,3.2840004999999889E-4,3.2674000000000277E-5,2.4494524996556436E-3,8.6535752688172353E-5,2.6811934619247496E-2,null,2.3647242147406683E-2,5.8346942132798231E-3,2.2478780580100185E-4,2.4284432516604187E-5,4.0575841821967711E-3,5.2030977981911385E-5,5.7236958523963278E-5,3.38406237591828E-2]
[2004,5,16,2,1.2072502582380611E-2,3.34550650139415E-3,3.2840004999999889E-4,3.2674000000000277E-5,2.7006235538442366E-3,8.6535752688172353E-5,1.8566242440307169E-2,null,1.4309353630654199E-2,{"$f":"(F3268*X$5)-S3268","v":4.9240867597425079E-3},2.2478780580100185E-4,2.4284432516604187E-5,4.4736558131610784E-3,5.2030977981911385E-5,{"$f":"(F3268*$AC$7)*$AC$5","v":4.8304116605512684E-5},2.4008199419857303E-2]
[2004,5,16,7,1.400925557798325E-2,3.7594532470279053E-3,0,0,3.0126546865107107E-3,8.6535752688172353E-5,2.0867899264210035E-2,null,1.6604957489108049E-2,5.5333546504383602E-3,0,0,4.9905438068814801E-3,5.2030977981911385E-5,5.4280889288881522E-5,2.71808869244098E-2]
[2004,5,16,9,1.8441343156994982E-2,4.0392808292934726E-3,0,0,3.0190786668919151E-3,8.6535752688172353E-5,2.5586238405868541E-2,null,2.1858243463357383E-2,5.94521912963469E-3,0,0,5.0011853037813716E-3,5.2030977981911385E-5,5.8321181590678542E-5,3.2856678874755359E-2]
[2004,5,16,13,1.9019340988193377E-2,4.0644279646835724E-3,0,0,2.6522210783880319E-3,8.6535752688172353E-5,2.5822525783953151E-2,null,2.2543335498577975E-2,5.9822319635264307E-3,0,0,4.3934758060705662E-3,5.2030977981911385E-5,5.868426866274723E-5,3.2971074246156883E-2]
[2004,5,16,16,1.84888625713256E-2,4.064506066757529E-3,0,0,2.7406474250009426E-3,8.6535752688172353E-5,2.5380551815772243E-2,null,2.1914567502166929E-2,5.9823469181343857E-3,0,0,4.5399564360711223E-3,5.2030977981911385E-5,5.8685396340031959E-5,3.248890183435435E-2]
[2004,5,16,17,1.9353404888317511E-2,3.8646054372806927E-3,0,0,2.642635104390229E-3,8.6535752688172353E-5,2.5947181182676606E-2,null,2.2939296356692711E-2,5.6881229964469253E-3,0,0,4.3775963813950918E-3,5.2030977981911385E-5,5.5799129847427453E-5,3.3057046712516643E-2]
[2004,5,16,20,2.1806163089337811E-2,3.6280283184059268E-3,3.2840004999999889E-4,3.2674000000000277E-5,2.561394949400447E-3,8.6535752688172353E-5,2.8443196159832356E-2,null,2.5846513334232237E-2,5.3399167507786503E-3,2.2478780580100185E-4,2.4284432516604187E-5,4.2430198717905588E-3,5.2030977981911385E-5,5.2383309632592789E-5,3.5730553173100962E-2]
[2004,5,16,24,1.3411361714030493E-2,3.2762945094492626E-3,3.2840004999999889E-4,3.2674000000000277E-5,2.3132217958139883E-3,8.6535752688172353E-5,1.9448487821981914E-2,null,1.5896282988977092E-2,4.8222170270101989E-3,2.2478780580100185E-4,2.4284432516604187E-5,3.8319143440941161E-3,5.2030977981911385E-5,4.7304798825675028E-5,2.4851517576380929E-2]
[2004,5,17,4,9.8598969669802493E-3,3.4742400073692215E-3,3.2840004999999889E-4,3.2674000000000277E-5,2.6375174116251916E-3,8.6535752688172353E-5,1.6419264188662831E-2,null,1.1686785858985789E-2,5.1135632865532982E-3,2.2478780580100185E-4,2.4284432516604187E-5,4.3691187851911733E-3,5.2030977981911385E-5,5.0162836139031743E-5,2.1470571147029782E-2]
[2004,5,17,7,1.4226987791853387E-2,4.534374720661984E-3,0,0,2.9322167856693764E-3,8.6535752688172353E-5,2.1780115050872916E-2,null,1.6863032169464727E-2,6.6739235199269097E-3,0,0,4.8572962529285883E-3,5.2030977981911385E-5,6.5469597846744894E-5,2.8446282920302136E-2]
[2004,5,17,10,1.6789092899764615E-2,5.6248988554448475E-3,0,0,2.9639222747907122E-3,8.6535752688172353E-5,2.5464449782688345E-2,null,1.9899856372055016E-2,8.2790124507139858E-3,0,0,4.9098172514642326E-3,5.2030977981911385E-5,8.1215137407264536E-5,3.3140717052215149E-2]
[2004,5,17,14,1.5493612027558848E-2,5.8668116705965553E-3,0,0,3.0690684597054442E-3,8.6535752688172353E-5,2.4516027910549021E-2,null,1.8364342604661379E-2,8.6350720457571174E-3,0,0,5.0839947449197427E-3,5.2030977981911385E-5,8.4707997106262683E-5,3.2135440373320154E-2]
[2004,5,17,17,1.8229727363746798E-2,5.1548877263762364E-3,0,0,2.9617496700876421E-3,8.6535752688172353E-5,2.6432900512898847E-2,null,2.1607418483304029E-2,7.5872261467226721E-3,0,0,4.9062182731298568E-3,5.2030977981911385E-5,7.4428878772000263E-5,3.4152893881138471E-2]
[2004,5,17,18,1.8671100214144511E-2,4.8087862546270458E-3,0,0,2.7381813897164788E-3,8.6535752688172353E-5,2.6304603611176206E-2,null,2.2130571007498004E-2,7.0778163835500726E-3,0,0,4.5358713820582821E-3,5.2030977981911385E-5,6.9431690501182186E-5,3.3796289751088275E-2]
[2004,5,17,21,1.9314321725236474E-2,4.5570485838586569E-3,3.2840004999999889E-4,3.2674000000000277E-5,2.6287291618853521E-3,8.6535752688172353E-5,2.6947709273668654E-2,null,2.2892971678133742E-2,6.7072960659113291E-3,2.2478780580100185E-4,2.4284432516604187E-5,4.3545608122814794E-3,5.2030977981911385E-5,6.5796974562734866E-5,3.4255931772626071E-2]
[2004,5,18,1,1.1222151768819445E-2,3.4757629883072957E-3,3.2840004999999889E-4,3.2674000000000277E-5,2.4604763270994743E-3,8.6535752688172353E-5,1.7606000886914386E-2,null,1.3301445749224549E-2,5.1158048874198293E-3,2.2478780580100185E-4,2.4284432516604187E-5,4.0758454499166567E-3,5.2030977981911385E-5,5.0184825708859223E-5,2.2794199302860557E-2]
[2004,5,18,5,1.2157097388102292E-2,3.9203608580473098E-3,3.2840004999999889E-4,3.2674000000000277E-5,2.9969966382137475E-3,8.6535752688172353E-5,1.9522064687051522E-2,null,1.4409622566786356E-2,5.7701866627606398E-3,2.2478780580100185E-4,2.4284432516604187E-5,4.9646058272297972E-3,5.2030977981911385E-5,5.6604154839899524E-5,2.5445518273076312E-2]
[2004,5,18,8,1.7239115490295262E-2,5.2768897618716108E-3,0,0,2.9479082580469353E-3,8.6535752688172353E-5,2.5550449262901977E-2,null,2.0433261301624827E-2,7.7667949526401209E-3,0,0,4.8832896004719724E-3,5.2030977981911385E-5,7.6190405926774169E-5,3.3135376832718832E-2]
[2004,5,18,12,1.5296170453321928E-2,5.7828283267959031E-3,0,0,2.7623136202257412E-3,8.6535752688172353E-5,2.3927848153031745E-2,null,1.8130318110744722E-2,8.5114610854808894E-3,0,0,4.5758470732828616E-3,5.2030977981911385E-5,8.3495403070000309E-5,3.1269657247490382E-2]
[2004,5,18,15,1.4906700472466759E-2,5.6803866381689595E-3,0,0,2.7927572478328067E-3,8.6535752688172353E-5,2.3466380111156697E-2,null,1.7668685268129765E-2,8.3606821937335894E-3,0,0,4.6262777641594898E-3,5.2030977981911385E-5,8.2016298106181107E-5,3.0707676204004757E-2]
[2004,5,18,18,1.8604127925847581E-2,4.9507782870895902E-3,0,0,2.7346767512058173E-3,8.6535752688172353E-5,2.6376118716831161E-2,null,2.2051189773147014E-2,{"$f":"(F3332*X$5)-S3332","v":7.2868074845227893E-3},0,0,4.5300658537668877E-3,5.2030977981911385E-5,{"$f":"(F3332*$AC$7)*$AC$5","v":7.148184335255648E-5},3.3920094089418602E-2]
[2004,5,18,20,1.9111426464146552E-2,4.8706022059103382E-3,3.2840004999999889E-4,3.2674000000000277E-5,2.7019613782019404E-3,8.6535752688172353E-5,2.7131599850947003E-2,null,2.2652483012166765E-2,7.1688002471677649E-3,2.2478780580100185E-4,2.4284432516604187E-5,4.4758719553206587E-3,5.2030977981911385E-5,7.0324220501534755E-5,3.4598258430954709E-2]
[2004,5,18,23,1.4738460561754197E-2,3.4489851535810323E-3,3.2840004999999889E-4,3.2674000000000277E-5,2.0746684886451816E-3,8.6535752688172353E-5,2.0709724006668581E-2,null,1.74692730616922E-2,5.0763919072402304E-3,2.2478780580100185E-4,2.4284432516604187E-5,3.4367443516509243E-3,5.2030977981911385E-5,4.9798193774196551E-5,2.6283512536882877E-2]
[2004,5,19,2,1.0989703953418155E-2,3.4713877605782005E-3,3.2840004999999889E-4,3.2674000000000277E-5,2.5409473488056753E-3,8.6535752688172353E-5,1.7449648865490202E-2,null,1.3025928890267357E-2,5.1093652045428959E-3,2.2478780580100185E-4,2.4284432516604187E-5,4.2091478694762105E-3,5.2030977981911385E-5,5.0121653955848488E-5,2.2645545180585983E-2]
[2004,5,19,6,1.4219714144150575E-2,4.3175658922860443E-3,1.6420002499999945E-4,1.6337000000000139E-5,3.1761158907801642E-3,8.6535752688172353E-5,2.1980468704904957E-2,null,1.6854410825509394E-2,6.3548132504486219E-3,1.1239390290050093E-4,1.2142216258302093E-5,5.2613217039584039E-3,5.2030977981911385E-5,6.2339202218276752E-5,2.8647112877057134E-2]
[2004,5,19,9,1.6680962082678483E-2,5.6228931726925628E-3,0,0,2.9266487739234063E-3,8.6535752688172353E-5,2.5317039781982621E-2,null,1.9771690559747361E-2,8.2760603847470988E-3,0,0,4.8480726911775806E-3,5.2030977981911385E-5,8.1186178344264763E-5,3.2947854613653953E-2]
[2004,5,19,11,1.566792190527146E-2,5.7589358998519956E-3,0,0,2.7535526133776384E-3,8.6535752688172353E-5,2.4266946171189265E-2,null,1.8570949450631005E-2,8.4762949953466789E-3,0,0,4.5613342289586804E-3,5.2030977981911385E-5,8.3150432113702284E-5,3.1660609652918274E-2]
[2004,5,19,17,1.786239598541647E-2,5.2848317953430252E-3,0,0,2.9232440856421333E-3,8.6535752688172353E-5,2.61570076190898E-2,null,2.1172026189428223E-2,7.7784844417640312E-3,0,0,4.8424327331390614E-3,5.2030977981911385E-5,7.630507702686863E-5,3.3844974342313226E-2]
[2004,5,19,20,1.9214451958986568E-2,4.8599387503267984E-3,3.2840004999999889E-4,3.2674000000000277E-5,2.6967433997040972E-3,8.6535752688172353E-5,2.7218743911705635E-2,null,2.2774597563692354E-2,7.15310523045501E-3,2.2478780580100185E-4,2.4284432516604187E-5,4.4672282330933989E-3,5.2030977981911385E-5,7.0170256131203866E-5,3.4696034243540286E-2]
[2004,5,19,21,2.0140002890450228E-2,4.6394494784434024E-3,3.2840004999999889E-4,3.2674000000000277E-5,2.6176366783406137E-3,8.6535752688172353E-5,2.7844698849922415E-2,null,2.3871639000720007E-2,6.8285778968826929E-3,2.2478780580100185E-4,2.4284432516604187E-5,4.3361858138772505E-3,5.2030977981911385E-5,6.6986720396067261E-5,3.533750592777947E-2]
[2004,5,19,24,1.2590310041544758E-2,3.3988346801774585E-3,3.2840004999999889E-4,3.2674000000000277E-5,2.227653740687932E-3,8.6535752688172353E-5,1.8664408265098319E-2,null,1.4923102933684722E-2,5.0025778877551543E-3,2.2478780580100185E-4,2.4284432516604187E-5,3.6901685510935828E-3,5.2030977981911385E-5,4.9074095849383556E-5,2.3916952588832981E-2]
[2004,5,20,4,1.0614435692790102E-2,3.6863071167273303E-3,3.2840004999999889E-4,3.2674000000000277E-5,2.8253939144962563E-3,8.6535752688172353E-5,1.7573746526701857E-2,null,1.2581129130561823E-2,5.4256944526209694E-3,2.2478780580100185E-4,2.4284432516604187E-5,4.6803412834283305E-3,5.2030977981911385E-5,5.3224768427717864E-5,2.2988268082910643E-2]
[2004,5,20,8,1.6717654170648005E-2,5.3237916595388051E-3,0,0,2.9753522096584023E-3,8.6535752688172353E-5,2.5103333792533381E-2,null,1.9815181133356286E-2,7.8358275529993148E-3,0,0,4.9287512470935413E-3,5.2030977981911385E-5,7.6867599270440327E-5,3.2631790911431056E-2]
[2004,5,20,11,1.4980638582579484E-2,5.8764381802261052E-3,0,0,2.8223448117274206E-3,8.6535752688172353E-5,2.3765957327221181E-2,null,1.7756322985095704E-2,8.6492408326327812E-3,0,0,4.675290362389257E-3,5.2030977981911385E-5,8.48469895259325E-5,3.1132885158099654E-2]
[2004,5,20,15,1.4358750755172459E-2,5.7822196709706791E-3,0,0,2.8282281535376686E-3,8.6535752688172353E-5,2.3055734332368977E-2,null,1.7019208805144827E-2,8.5105652348558859E-3,0,0,4.6850362769032461E-3,5.2030977981911385E-5,8.348661498904994E-5,3.0266841294885872E-2]
[2004,5,20,18,1.8030792763119873E-2,5.04009229044381E-3,0,0,2.7571342700811081E-3,8.6535752688172353E-5,2.5914555076332963E-2,null,2.137162432792334E-2,7.4182643808680332E-3,0,0,4.5672673399653647E-3,5.2030977981911385E-5,7.2771404150220314E-5,3.3409187026738646E-2]
[2004,5,20,21,1.9441402112979716E-2,4.7269631444095371E-3,3.2840004999999889E-4,3.2674000000000277E-5,2.6538727047193925E-3,8.6535752688172353E-5,2.7269847764796816E-2,null,2.3043598128228079E-2,6.957384965020446E-3,2.2478780580100185E-4,2.4284432516604187E-5,4.396211769669766E-3,5.2030977981911385E-5,6.8250287011060364E-5,3.4698298079217815E-2]
[2004,5,20,22,1.7346590814980582E-2,4.0766173545042509E-3,3.2840004999999889E-4,3.2674000000000277E-5,2.2931495514620687E-3,8.6535752688172353E-5,2.4163967523635071E-2,null,2.0560650168762958E-2,6.0001729279216065E-3,2.2478780580100185E-4,2.4284432516604187E-5,3.7986641295278049E-3,5.2030977981911385E-5,5.886026524413267E-5,3.066059044251189E-2]
[2004,5,21,1,9.2837284906444675E-3,3.4102753573501897E-3,3.2840004999999889E-4,3.2674000000000277E-5,2.2942480884565577E-3,8.6535752688172353E-5,1.5435861739139385E-2,null,1.1003862130250654E-2,5.0194168587645548E-3,2.2478780580100185E-4,2.4284432516604187E-5,3.8004838857112876E-3,5.2030977981911385E-5,4.9239282138505207E-5,2.0124866091026018E-2]
[2004,5,21,5,9.65703881988016E-3,3.7281694377447132E-3,3.2840004999999889E-4,3.2674000000000277E-5,2.7261310977401776E-3,8.6535752688172353E-5,1.655894915805322E-2,null,1.1446341183666281E-2,5.4873095475454249E-3,2.2478780580100185E-4,2.4284432516604187E-5,4.5159097481336534E-3,5.2030977981911385E-5,5.3829197812314308E-5,2.1750663695644878E-2]
[2004,5,21,9,1.4186348660431695E-2,5.537220667518529E-3,0,0,2.8285710296538256E-3,8.6535752688172353E-5,{"$f":"SUM(E3395:J3395)","v":2.2638676110292223E-2},null,{"$f":"E3395*W$5","v":1.6814863225305267E-2},8.1499632307808351E-3,{"$f":"G3395*Y$5","v":0},{"$f":"H3395*Z$5","v":0},{"$f":"I3395*AA$5","v":4.6856042604446974E-3},{"$f":"J3395*AB$5","v":5.2030977981911385E-5},7.9949195340917327E-5,{"$f":"SUM(M3395:R3395)","v":2.9702461694512711E-2}]
[2004,5,21,12,1.325241619364325E-2,5.7398317638819429E-3,0,0,2.7574089250873876E-3,8.6535752688172353E-5,2.1836192635300754E-2,null,1.57078872819802E-2,8.4481765555985411E-3,0,0,4.5677223133968551E-3,5.2030977981911385E-5,8.2874596926665452E-5,2.8775817128957507E-2]
[2004,5,21,16,1.3267160920114377E-2,5.2134147470695655E-3,0,0,2.7524996207859455E-3,8.6535752688172353E-5,2.1319611040658059E-2,null,1.5725363981928937E-2,7.6733691948868586E-3,0,0,4.5595899183077798E-3,5.2030977981911385E-5,7.5273921527399388E-5,2.8010354073105488E-2]
[2004,5,21,19,1.5850873587626262E-2,4.5189928273102137E-3,0,0,2.4427655196785701E-3,8.6535752688172353E-5,2.2899167687303216E-2,null,1.8787799296160028E-2,6.6512836663317485E-3,0,0,4.0465070193673415E-3,5.2030977981911385E-5,6.5247506283100384E-5,2.953762095984103E-2]
[2004,5,21,22,1.5382829817231885E-2,3.7425364046978511E-3,3.2840004999999889E-4,3.2674000000000277E-5,2.1361473467248256E-3,8.6535752688172353E-5,2.1709123371342735E-2,null,1.8233034136285683E-2,5.5084555808058971E-3,2.2478780580100185E-4,2.4284432516604187E-5,3.5385857395196637E-3,5.2030977981911385E-5,5.4036635354785895E-5,2.7581178672910763E-2]
[2004,5,22,2,8.4319612581368712E-3,3.2295954385101774E-3,3.2840004999999889E-4,3.2674000000000277E-5,2.4023031700930488E-3,8.6535752688172353E-5,1.4511469669428269E-2,null,9.9942753889942764E-3,4.7534829573536008E-3,2.2478780580100185E-4,2.4284432516604187E-5,3.9794800451043956E-3,5.2030977981911385E-5,4.663053399699493E-5,1.9028341607751791E-2]
[2004,5,22,3,8.1585142867886783E-3,3.213773929786837E-3,3.2840004999999889E-4,3.2674000000000277E-5,2.4416098828852761E-3,8.6535752688172353E-5,1.4261507902148963E-2,null,9.6701628542855793E-3,4.7301960554775209E-3,2.2478780580100185E-4,2.4284432516604187E-5,4.0445926758258793E-3,5.2030977981911385E-5,4.6402095044050464E-5,1.8746054801888498E-2]
[2004,5,22,7,1.0754370915626459E-2,3.8620617745221139E-3,0,0,2.8655154269866946E-3,8.6535752688172353E-5,1.7568483869823438E-2,null,1.2746992221108786E-2,5.6843791041228343E-3,0,0,4.746803651843272E-3,5.2030977981911385E-5,5.5762403156732254E-5,2.3230205955056805E-2]
[2004,5,22,10,1.5219573338546635E-2,4.4754336742077062E-3,0,0,2.9307733901974839E-3,8.6535752688172353E-5,2.2712316155639994E-2,null,1.8039528716008363E-2,6.5871710875732639E-3,0,0,4.8549052293687407E-3,5.2030977981911385E-5,6.4618577177799272E-5,2.9533636010932278E-2]
[2004,5,22,13,1.410470818716145E-2,3.9916372836897532E-3,0,0,2.3887950584754059E-3,8.6535752688172353E-5,2.057167628201478E-2,null,1.6718096014478333E-2,5.8750949340915931E-3,0,0,3.9571034935938837E-3,5.2030977981911385E-5,5.7633279958628778E-5,2.6602325420145723E-2]
[2004,5,22,17,1.4070581114356294E-2,3.9833038832505123E-3,0,0,2.6771129472205005E-3,8.6535752688172353E-5,2.0817533697515479E-2,null,1.6677645714317638E-2,5.8628294111433051E-3,0,0,4.4347098586819721E-3,5.2030977981911385E-5,5.7512958104114445E-5,2.7027215962124828E-2]
[2004,5,22,19,1.5290550158788153E-2,3.6925883966999989E-3,0,0,2.1907647342050171E-3,8.6535752688172353E-5,2.1260439042381341E-2,null,1.8123656461145277E-2,5.434939560210736E-3,0,0,3.6290609161330877E-3,5.2030977981911385E-5,5.3315460728003404E-5,2.723968791547101E-2]
[2004,5,22,22,1.4110863141085131E-2,3.6933726956226297E-3,3.2840004999999889E-4,3.2674000000000277E-5,2.1565335232008897E-3,8.6535752688172353E-5,2.0408379162596822E-2,null,1.6725391387717919E-2,5.4360939312869828E-3,2.2478780580100185E-4,2.4284432516604187E-5,3.572355991123391E-3,5.2030977981911385E-5,5.3326784832917423E-5,2.6034944526427812E-2]
[2004,5,23,1,1.0203789367490682E-2,3.1543621208434138E-3,3.2840004999999889E-4,3.2674000000000277E-5,2.4398808902920291E-3,8.6535752688172353E-5,1.6245642181314295E-2,null,1.2094396289070119E-2,4.6427507309298784E-3,2.2478780580100185E-4,2.4284432516604187E-5,4.0417285529255652E-3,5.2030977981911385E-5,4.5544277267952402E-5,2.107997878922508E-2]
[2004,5,23,4,9.2030603675596605E-3,3.3264530371158105E-3,3.2840004999999889E-4,3.2674000000000277E-5,2.7254674456868395E-3,8.6535752688172353E-5,1.5702590653050481E-2,null,1.0908247431304446E-2,4.896042901169493E-3,2.2478780580100185E-4,2.4284432516604187E-5,4.5148103905937598E-3,5.2030977981911385E-5,4.8029013042014494E-5,2.062020393936722E-2]
[2004,5,23,8,1.3076602195234113E-2,3.9402688528490225E-3,0,0,2.9025537437549253E-3,8.6535752688172353E-5,2.0005960544526233E-2,null,1.5499497624633818E-2,5.7994882628547616E-3,0,0,4.8081586233216303E-3,5.2030977981911385E-5,5.6891596547719596E-5,2.6159175488792121E-2]
[2004,5,23,11,1.6347916419838605E-2,4.3017420365413237E-3,0,0,2.7979026188850813E-3,8.6535752688172353E-5,2.3534096827953179E-2,null,1.937693660279342E-2,6.3315228941070081E-3,0,0,4.6348012101933194E-3,5.2030977981911385E-5,6.2110729377849364E-5,3.0395291685075657E-2]
[2004,5,23,14,1.4384158759289556E-2,4.2482020614870797E-3,0,0,2.6140379337193037E-3,8.6535752688172353E-5,2.1332934507184109E-2,null,1.7049324525848109E-2,6.2527200335620705E-3,0,0,4.33022439627342E-3,5.2030977981911385E-5,6.1337692112192074E-5,2.7684299933665512E-2]
[2004,5,23,16,1.499338859251027E-2,4.0303908702280754E-3,0,0,2.5112798076229364E-3,8.6535752688172353E-5,2.1621595023049452E-2,null,1.7771435377878311E-2,5.9321344353708066E-3,0,0,4.1600027867098877E-3,5.2030977981911385E-5,5.8192823860949359E-5,2.7915603577940918E-2]
[2004,5,23,22,1.5063638216260555E-2,3.1581345924034799E-3,3.2840004999999889E-4,3.2674000000000277E-5,1.9906528277823013E-3,8.6535752688172353E-5,2.0660035439134507E-2,null,1.785470118807829E-2,4.6483032465960963E-3,2.2478780580100185E-4,2.4284432516604187E-5,3.2975701416501357E-3,5.2030977981911385E-5,4.5598746122235745E-5,2.6101677792624043E-2]
[2004,5,23,23,1.3126959011776743E-2,3.1976514030443242E-3,3.2840004999999889E-4,3.2674000000000277E-5,2.1563298829187102E-3,8.6535752688172353E-5,1.8928550100427946E-2,null,1.5559184793114869E-2,4.7064660999585834E-3,2.2478780580100185E-4,2.4284432516604187E-5,3.5720186554992275E-3,5.2030977981911385E-5,4.6169309840548012E-5,2.41387727648722E-2]
[2004,5,24,2,9.2921068513346049E-3,3.2987332787866156E-3,3.2840004999999889E-4,3.2674000000000277E-5,2.4602179720679867E-3,8.6535752688172353E-5,1.5498667904877377E-2,null,1.1013792873701918E-2,{"$f":"(F3460*X$5)-S3460","v":4.8552435498858621E-3},2.2478780580100185E-4,2.4284432516604187E-5,4.0754174778333836E-3,5.2030977981911385E-5,{"$f":"(F3460*$AC$7)*$AC$5","v":4.7628781137502553E-5},2.0245557117720685E-2]
[2004,5,24,5,1.0385518387888568E-2,3.6573241865357369E-3,3.2840004999999889E-4,3.2674000000000277E-5,2.7420513147976004E-3,8.6535752688172353E-5,1.7232503691910074E-2,null,1.2309796931984121E-2,5.3830359006930336E-3,2.2478780580100185E-4,2.4284432516604187E-5,4.5422820174135922E-3,5.2030977981911385E-5,5.2806298208347273E-5,2.2536218066390269E-2]
[2004,5,24,9,1.5171179241373192E-2,5.3734067432558829E-3,0,0,2.9687599580279561E-3,8.6535752688172353E-5,2.3599881695345205E-2,null,1.7982167928933302E-2,7.9088535586917183E-3,0,0,4.9178310043272409E-3,5.2030977981911385E-5,7.7583966967906536E-5,3.0860883469934174E-2]
[2004,5,24,13,1.5237097228810592E-2,5.6035625509458379E-3,0,0,2.849787108262915E-3,8.6535752688172353E-5,2.3776982640707517E-2,null,1.8060299516516425E-2,8.2476085917044095E-3,0,0,4.7207492673328024E-3,5.2030977981911385E-5,8.0907073040920781E-5,3.1080688353535547E-2]
[2004,5,24,16,1.5573840324883875E-2,5.3980172548643958E-3,0,0,2.9457739936938603E-3,8.6535752688172353E-5,2.40041673261303E-2,null,1.8459435984826363E-2,7.945076562386813E-3,0,0,4.8797541339622606E-3,5.2030977981911385E-5,7.7939305994138746E-5,3.1336297659157346E-2]
[2004,5,24,20,1.8680628502400987E-2,4.509876183137378E-3,3.2840004999999889E-4,3.2674000000000277E-5,2.5398024901145074E-3,8.6535752688172353E-5,2.6177916978341043E-2,null,2.2141864742597776E-2,6.6378653253881467E-3,2.2478780580100185E-4,2.4284432516604187E-5,4.2072513801518462E-3,5.2030977981911385E-5,6.5115875559025539E-5,3.3288084664437292E-2]
[2004,5,24,23,1.3287238540507911E-2,3.4974481768069517E-3,3.2840004999999889E-4,3.2674000000000277E-5,2.0799833775602271E-3,8.6535752688172353E-5,1.9312279897563261E-2,null,1.5749161679905199E-2,5.1477222516602451E-3,2.2478780580100185E-4,2.4284432516604187E-5,3.4455486086001214E-3,5.2030977981911385E-5,5.0497927439034731E-5,2.4643535756465086E-2]
[2004,5,24,24,1.0392312242581522E-2,3.4155149522205304E-3,3.2840004999999889E-4,3.2674000000000277E-5,2.1705593219365936E-3,8.6535752688172353E-5,1.6425996319426813E-2,null,1.2317849584584803E-2,5.0271287611974762E-3,2.2478780580100185E-4,2.4284432516604187E-5,3.5955901053185703E-3,5.2030977981911385E-5,4.9314934061906668E-5,2.1241671667400368E-2]
[2004,5,25,3,9.2220835741607769E-3,3.6341245045051289E-3,3.2840004999999889E-4,3.2674000000000277E-5,2.7093826367851435E-3,8.6535752688172353E-5,1.6013200518139221E-2,null,1.0930795348655207E-2,5.3488894277839098E-3,2.2478780580100185E-4,2.4284432516604187E-5,4.4881654704810592E-3,5.2030977981911385E-5,5.2471329453825257E-5,2.1068953463219697E-2]
[2004,5,25,6,1.2527798130725049E-2,4.4397482483519365E-3,1.6420002499999945E-4,1.6337000000000139E-5,3.246179748952728E-3,8.6535752688172353E-5,2.0480798905717884E-2,null,1.4849008516893905E-2,6.5346474613603303E-3,1.1239390290050093E-4,1.2142216258302093E-5,5.3773843762105252E-3,5.2030977981911385E-5,6.4103332932739177E-5,2.6937607451605478E-2]
[2004,5,25,11,1.3392996729168601E-2,6.1517757553712889E-3,0,0,2.9799663261278297E-3,8.6535752688172353E-5,2.261127456335589E-2,null,1.5874515251839149E-2,9.0544966908016472E-3,0,0,4.9363946555710655E-3,5.2030977981911385E-5,8.8822452831757698E-5,2.9917437576193775E-2]
[2004,5,25,14,1.2415373475483701E-2,6.1913064519877117E-3,0,0,2.8869158064006215E-3,8.6535752688172353E-5,2.1580131486560204E-2,null,1.4715753283550596E-2,9.1126799822498043E-3,0,0,4.7822539579893053E-3,5.2030977981911385E-5,8.9393217042815459E-5,2.8662718201771617E-2]
[2004,5,25,18,1.6506499393325845E-2,5.2337331676517804E-3,0,0,2.8287133785141602E-3,8.6535752688172353E-5,2.4655481692179956E-2,null,1.9564902588465802E-2,7.7032748805359735E-3,0,0,4.6858400651741744E-3,5.2030977981911385E-5,7.5567289170425686E-5,3.200604851215786E-2]
[2004,5,25,21,1.7845204968915829E-2,4.9110946452021248E-3,3.2840004999999889E-4,3.2674000000000277E-5,2.741016916167488E-3,8.6535752688172353E-5,2.5944926332973614E-2,null,2.1151649939127222E-2,7.2283990804395803E-3,2.2478780580100185E-4,2.4284432516604187E-5,4.5405685081619448E-3,5.2030977981911385E-5,7.0908870840243415E-5,3.3221720744028266E-2]
[2004,5,25,24,1.0963148917237741E-2,3.6035337549591719E-3,3.2840004999999889E-4,3.2674000000000277E-5,2.3766917275958206E-3,8.6535752688172353E-5,1.7390984202480902E-2,null,1.2994453609911241E-2,5.3038644054899543E-3,2.2478780580100185E-4,2.4284432516604187E-5,3.9370539992943194E-3,5.2030977981911385E-5,5.2029644724621421E-5,2.2536475230995036E-2]
[2004,5,26,3,8.9831742293376756E-3,3.6687969700462432E-3,3.2840004999999889E-4,3.2674000000000277E-5,2.7219911294396708E-3,8.6535752688172353E-5,1.5821572131511759E-2,null,1.0647619737184968E-2,5.3999221274446292E-3,2.2478780580100185E-4,2.4284432516604187E-5,4.5090517788963259E-3,5.2030977981911385E-5,5.2971948065028276E-5,2.0857696859825442E-2]
[2004,5,26,5,1.043525733719812E-2,4.0699730840885991E-3,3.2840004999999889E-4,3.2674000000000277E-5,3.0773300974492649E-3,8.6535752688172353E-5,1.8030170321424153E-2,null,1.2368751751834505E-2,5.9903935525211331E-3,2.2478780580100185E-4,2.4284432516604187E-5,5.0976803708435272E-3,5.2030977981911385E-5,5.8764331904059211E-5,2.3757928891498685E-2]
[2004,5,26,8,1.4907594709005871E-2,5.5500814307400783E-3,0,0,3.0536496904213731E-3,8.6535752688172353E-5,2.3597861582855494E-2,null,1.7669745193093982E-2,8.1688923567212659E-3,0,0,5.0584531374116221E-3,5.2030977981911385E-5,8.0134885551362507E-5,3.094912166520878E-2]
[2004,5,26,12,1.2790119905304083E-2,6.2455462079587781E-3,0,0,2.9770585399504349E-3,8.6535752688172353E-5,2.2099260405901468E-2,null,1.5159934525139326E-2,9.192512815967958E-3,0,0,4.9315778292801839E-3,5.2030977981911385E-5,9.0176358099629755E-5,2.9336056148369379E-2]
[2004,5,26,15,1.2508166762212444E-2,6.1321471076337475E-3,0,0,2.946208458333844E-3,8.6535752688172353E-5,2.1673058080868206E-2,null,1.4825739754482495E-2,9.0256062479357312E-3,0,0,4.8804738363656215E-3,5.2030977981911385E-5,8.8539044478275908E-5,2.8783850816765762E-2]
[2004,5,26,19,1.7115568852346792E-2,4.9240260079218201E-3,0,0,2.4818560741559641E-3,8.6535752688172353E-5,2.4607986687112747E-2,null,2.0286823351397074E-2,7.2474321183149939E-3,0,0,4.1112615780056795E-3,5.2030977981911385E-5,7.1095580401985421E-5,3.1697548025699657E-2]
[2004,5,26,22,1.547818322943122E-2,4.3442289146071629E-3,3.2840004999999889E-4,3.2674000000000277E-5,2.4448072222249882E-3,8.6535752688172353E-5,2.2714829168951543E-2,null,1.8346055084986178E-2,6.3940572438862158E-3,2.2478780580100185E-4,2.4284432516604187E-5,4.0498891547458647E-3,5.2030977981911385E-5,6.2724176433307571E-5,2.9091104699917776E-2]
[2004,5,26,24,1.0686758303435212E-2,3.6501714286553237E-3,3.2840004999999889E-4,3.2674000000000277E-5,2.3983281215139728E-3,8.6535752688172353E-5,1.7182867656292677E-2,null,1.2666852020588237E-2,5.3725081075591966E-3,2.2478780580100185E-4,2.4284432516604187E-5,3.9728952698371922E-3,5.2030977981911385E-5,5.2703023068824303E-5,2.2313358614284146E-2]
[2004,5,27,3,9.0992870978165944E-3,3.6517154341953639E-3,3.2840004999999889E-4,3.2674000000000277E-5,2.7159278014143189E-3,8.6535752688172353E-5,1.5914540136114447E-2,null,1.0785246553563487E-2,5.3747806535050834E-3,2.2478780580100185E-4,2.4284432516604187E-5,4.4990077123587642E-3,5.2030977981911385E-5,5.2725316202499156E-5,2.0960138135726857E-2]
[2004,5,27,6,1.2381594755061752E-2,4.4548688888813781E-3,1.6420002499999945E-4,1.6337000000000139E-5,3.2510760876111764E-3,8.6535752688172353E-5,2.0354612509242479E-2,null,1.4675715880169618E-2,6.5569027897534509E-3,1.1239390290050093E-4,1.2142216258302093E-5,5.385495293362008E-3,5.2030977981911385E-5,6.4321652395869745E-5,2.6794681060425794E-2]
[2004,5,27,10,1.3535881657927221E-2,6.2508058806356945E-3,0,0,3.1588844566447522E-3,8.6535752688172353E-5,2.3032107747895835E-2,null,1.6043874583936697E-2,9.2002542699385851E-3,0,0,5.2327773681959252E-3,5.2030977981911385E-5,9.0252299916567414E-5,3.0528937200053119E-2]
[2004,5,27,13,1.2776789212418536E-2,6.2187774394794346E-3,0,0,2.929322506950631E-3,8.6535752688172353E-5,2.2011424911536775E-2,null,1.5144133857685396E-2,9.1531131799520576E-3,0,0,4.8525018021075578E-3,5.2030977981911385E-5,8.9789857068030103E-5,2.9201779817726925E-2]
[2004,5,27,16,1.3692962872842329E-2,5.8920547682656576E-3,0,0,2.9831865980090295E-3,8.6535752688172353E-5,2.2654739991805187E-2,null,1.6230060558022431E-2,8.6722261218157102E-3,0,0,4.9417291228650287E-3,5.2030977981911385E-5,8.5072469730298699E-5,2.9896046780685082E-2]
[2004,5,27,21,1.7647922776726336E-2,4.9392349813828108E-3,3.2840004999999889E-4,3.2674000000000277E-5,2.7503081724271406E-3,8.6535752688172353E-5,2.5785075733224461E-2,null,2.091781435832642E-2,7.2698174596130399E-3,2.2478780580100185E-4,2.4284432516604187E-5,4.5559597249490444E-3,5.2030977981911385E-5,7.1315175260702236E-5,3.3044694759188024E-2]
[2004,5,27,24,1.0819999543175611E-2,3.6286154331837467E-3,3.2840004999999889E-4,3.2674000000000277E-5,2.3876104042593422E-3,8.6535752688172353E-5,1.7283835183306867E-2,null,1.2824780834818913E-2,5.3407808961936139E-3,2.2478780580100185E-4,2.4284432516604187E-5,3.9551410819083548E-3,5.2030977981911385E-5,5.2391786692995104E-5,2.2421806029220399E-2]
[2004,5,28,3,8.6976326471019712E-3,3.7347844803404338E-3,3.2840004999999889E-4,3.2674000000000277E-5,2.731099503589806E-3,8.6535752688172353E-5,1.5611126433720382E-2,null,1.030917164420792E-2,5.4970459039527875E-3,2.2478780580100185E-4,2.4284432516604187E-5,4.5241400465325897E-3,5.2030977981911385E-5,5.3924709146326351E-5,2.0631460810992819E-2]
[2004,5,28,4,9.230030338998366E-3,3.8181505286939855E-3,3.2840004999999889E-4,3.2674000000000277E-5,2.8742345482333535E-3,8.6535752688172353E-5,1.6370025218613873E-2,null,1.0940214528109074E-2,5.6197482973687658E-3,2.2478780580100185E-4,2.4284432516604187E-5,4.7612471115380701E-3,5.2030977981911385E-5,5.5128390358403707E-5,2.162231315331543E-2]
[2004,5,28,7,1.3795726840131289E-2,5.0624547285895603E-3,0,0,3.2826937487173036E-3,8.6535752688172353E-5,2.2227411070126324E-2,null,1.6351865124920834E-2,7.4511785556105308E-3,0,0,5.437870802419773E-3,5.2030977981911385E-5,7.3094284353659097E-5,2.9292945460933049E-2]
[2004,5,28,11,1.3483390525901442E-2,6.0808972719827593E-3,0,0,3.0223473351897912E-3,8.6535752688172353E-5,2.2673170885762164E-2,null,1.5981657643786572E-2,8.9501741311358244E-3,0,0,5.0065999410458927E-3,5.2030977981911385E-5,8.7799073404757713E-5,2.9990462693950205E-2]
[2004,5,28,14,1.2311049812467107E-2,6.0513689596490205E-3,0,0,3.0049347205402459E-3,8.6535752688172353E-5,2.1453889245344544E-2,null,1.4592100033036627E-2,8.9067128580103613E-3,0,0,4.9777554748712616E-3,5.2030977981911385E-5,8.7372728681906782E-5,2.852859934390016E-2]
[2004,5,28,18,1.6057779100142874E-2,5.0664963778745461E-3,0,0,2.9231747663193463E-3,8.6535752688172353E-5,2.4133985997024938E-2,null,1.9033041252128048E-2,7.4571272607538109E-3,0,0,4.8423179038097723E-3,5.2030977981911385E-5,7.3152639732212144E-5,3.1384517394673545E-2]
[2004,5,28,22,1.5541598396423261E-2,4.0191829534346937E-3,3.2840004999999889E-4,3.2674000000000277E-5,2.3904663463612781E-3,8.6535752688172353E-5,2.2398857498907403E-2,null,1.8421220117575233E-2,5.9156380529355648E-3,2.2478780580100185E-4,2.4284432516604187E-5,3.9598720270888448E-3,5.2030977981911385E-5,5.8030998284024962E-5,2.8597833413899161E-2]
[2004,5,29,1,8.1996879381463668E-3,2.9461304120932219E-3,3.2840004999999889E-4,3.2674000000000277E-5,2.034978577293622E-3,8.6535752688172353E-5,1.3628406730221383E-2,null,9.7189653567925829E-3,4.3362647027042293E-3,2.2478780580100185E-4,2.4284432516604187E-5,3.3709969421724709E-3,5.2030977981911385E-5,4.2537722435001744E-5,1.7727330217968799E-2]
[2004,5,29,4,7.2018108883020477E-3,3.0774430286644341E-3,3.2840004999999889E-4,3.2674000000000277E-5,2.2843585361333012E-3,8.6535752688172353E-5,1.3011222255787954E-2,null,8.5361968720729393E-3,4.5295372957707804E-3,2.2478780580100185E-4,2.4284432516604187E-5,3.7841015753454022E-3,5.2030977981911385E-5,4.4433680473040992E-5,1.7150938959488639E-2]
[2004,5,29,5,7.3187159022868563E-3,3.1923219238063605E-3,3.2840004999999889E-4,3.2674000000000277E-5,2.3692176170850604E-3,8.6535752688172353E-5,1.3327865245866448E-2,null,8.6747626064672834E-3,4.6986219011381529E-3,2.2478780580100185E-4,2.4284432516604187E-5,3.924672933489322E-3,5.2030977981911385E-5,4.6092360121140806E-5,1.7599160657394274E-2]
[2004,5,29,8,1.1052829980104369E-2,3.7729530262556781E-3,0,0,2.4827652992364347E-3,8.6535752688172353E-5,1.7395084058284653E-2,null,1.3100751209251117E-2,5.5532243126635624E-3,0,0,4.112767733893615E-3,5.2030977981911385E-5,5.4475805935940871E-5,2.2818774233790209E-2]
[2004,5,29,11,1.4032558965178958E-2,3.7937616091339088E-3,0,0,2.0748124621583434E-3,8.6535752688172353E-5,1.998766878915938E-2,null,1.6632578639395657E-2,5.5838514441299046E-3,0,0,3.4369828476616625E-3,5.2030977981911385E-5,5.4776250790352805E-5,2.5705443909169134E-2]
[2004,5,29,16,1.2431689369009956E-2,3.6220907696082601E-3,0,0,2.194786352229995E-3,8.6535752688172353E-5,1.8335102243536381E-2,null,1.4735092263904846E-2,5.331177564228652E-3,0,0,3.635722834944447E-3,5.2030977981911385E-5,5.2297580297033615E-5,2.3754023641059857E-2]
[2004,5,29,19,1.430095134863439E-2,3.2166654331776158E-3,0,0,1.6379428293338146E-3,8.6535752688172353E-5,1.9242095363833988E-2,null,1.6950700047979408E-2,4.7344519173496621E-3,0,0,2.7132965087430161E-3,5.2030977981911385E-5,4.6443844033895566E-5,2.4450479452053999E-2]
[2004,5,29,23,1.1409408836769002E-2,3.0104273420969289E-3,3.2840004999999889E-4,3.2674000000000277E-5,1.7680282179198157E-3,8.6535752688172353E-5,1.6635474199473917E-2,null,1.3523398702793623E-2,4.4309001970879378E-3,2.2478780580100185E-4,2.4284432516604187E-5,2.9287864662480849E-3,5.2030977981911385E-5,4.3466074062171286E-5,2.1184188582429164E-2]
[2004,5,30,2,1.0081040066899083E-2,3.3644493468860445E-3,3.2840004999999889E-4,3.2674000000000277E-5,2.7369859655658542E-3,8.6535752688172353E-5,1.663008518203915E-2,null,1.1948903410680169E-2,4.9519678039549805E-3,2.2478780580100185E-4,2.4284432516604187E-5,4.5338911296854464E-3,5.2030977981911385E-5,4.8577622998968914E-5,2.1735865560620113E-2]
[2004,5,30,3,9.4685786725623236E-3,3.4388497993543465E-3,3.2840004999999889E-4,3.2674000000000277E-5,2.8720594302299217E-3,8.6535752688172353E-5,1.6227097704834763E-2,null,1.1222962238426549E-2,5.0614741769855962E-3,2.2478780580100185E-4,2.4284432516604187E-5,4.7576439698538047E-3,5.2030977981911385E-5,4.9651854398619199E-5,2.1343183601565469E-2]
[2004,5,30,8,1.3841987344787221E-2,4.0431995325600273E-3,0,0,3.0633100032918989E-3,8.6535752688172353E-5,2.1035032633327316E-2,null,1.6406696997246988E-2,5.9509868765699175E-3,0,0,5.0744557064363446E-3,5.2030977981911385E-5,5.8377761812373269E-5,2.7484170558235162E-2]
[2004,5,30,10,1.6840127374111374E-2,4.3719264306357735E-3,0,0,3.03444673417534E-3,8.6535752688172353E-5,2.4333036291610658E-2,null,1.9960346758020896E-2,6.4348238578196817E-3,0,0,5.026642922056854E-3,5.2030977981911385E-5,6.3124087192223006E-5,3.1473844515879347E-2]
[2004,5,30,14,1.5308529939096985E-2,4.3051333177287279E-3,0,0,2.7300642935104507E-3,8.6535752688172353E-5,2.2430263303024334E-2,null,1.8144967621187273E-2,6.3365143543796174E-3,0,0,4.5224251930933686E-3,5.2030977981911385E-5,6.2159694412545965E-5,2.9055938146642171E-2]
[2004,5,30,17,1.6848663262499355E-2,3.8258947878546425E-3,0,0,2.4802192268466401E-3,8.6535752688172353E-5,2.324131302988881E-2,null,1.9970464216655669E-2,5.6311466921951129E-3,0,0,4.1085500962554028E-3,5.2030977981911385E-5,5.5240205892871742E-5,2.9762191983088097E-2]
[2004,5,30,20,1.927044877251774E-2,3.4447799406538597E-3,3.2840004999999889E-4,3.2674000000000277E-5,2.3141945539159642E-3,8.6535752688172353E-5,2.5477033069775733E-2,null,2.2840969734792719E-2,5.0702024608027599E-3,2.2478780580100185E-4,2.4284432516604187E-5,3.8335257441470811E-3,5.2030977981911385E-5,4.9737476780969816E-5,3.2045801156042081E-2]
[2004,5,30,24,1.1352047866425567E-2,3.2809260821357812E-3,3.2840004999999889E-4,3.2674000000000277E-5,2.3397428395218849E-3,8.6535752688172353E-5,1.74203265907714E-2,null,1.3455409617379004E-2,4.8290340114437863E-3,2.2478780580100185E-4,2.4284432516604187E-5,3.8758471688619522E-3,5.2030977981911385E-5,4.7371671816961482E-5,2.2461394013984261E-2]
[2004,5,31,1,1.0187366185900326E-2,3.1498478924451654E-3,3.2840004999999889E-4,3.2674000000000277E-5,2.436621436892166E-3,8.6535752688172353E-5,1.6221445317925826E-2,null,1.2074930141805853E-2,4.636106459792756E-3,2.2478780580100185E-4,2.4284432516604187E-5,4.0363291803883344E-3,5.2030977981911385E-5,4.5479098552908194E-5,2.1048468998286465E-2]
[2004,5,31,5,9.26256524915634E-3,3.4383524401249321E-3,3.2840004999999889E-4,3.2674000000000277E-5,2.8092686548183356E-3,8.6535752688172353E-5,1.5957796146787776E-2,null,1.0978777662108438E-2,5.0607421383554591E-3,2.2478780580100185E-4,2.4284432516604187E-5,4.6536293555129509E-3,5.2030977981911385E-5,4.9644673274265543E-5,2.0994252372276371E-2]
[2004,5,31,8,1.3081452301026893E-2,3.9220331345958467E-3,0,0,2.8861421645740865E-3,8.6535752688172353E-5,1.9976163352884994E-2,null,1.5505246381236799E-2,5.7726480045060067E-3,0,0,4.7809723994212266E-3,5.2030977981911385E-5,5.6628300015335153E-5,2.6110897763145943E-2]
[2004,5,31,11,1.648313946295334E-2,4.2189149642154113E-3,0,0,2.7104557915263098E-3,8.6535752688172353E-5,2.349904597138323E-2,null,1.9537214418411029E-2,6.2096137930431486E-3,0,0,4.4899431802767863E-3,5.2030977981911385E-5,6.091483017452789E-5,3.0288802369712875E-2]
[2004,5,31,15,1.4797981343434139E-2,3.8704012302122463E-3,0,0,2.3009084273096637E-3,8.6535752688172353E-5,2.105582675364422E-2,null,1.7539822138622967E-2,5.6966535394976058E-3,0,0,3.811516916799759E-3,5.2030977981911385E-5,5.5882812440024569E-5,2.7100023572902244E-2]
[2004,5,31,18,1.6612304408553484E-2,3.5354020677087752E-3,0,0,2.3022637993700456E-3,8.6535752688172353E-5,2.2536506028320476E-2,null,1.9690311663217105E-2,5.2035847201960259E-3,0,0,3.8137621272024795E-3,5.2030977981911385E-5,5.1045924930891531E-5,2.8759689488597522E-2]
[2004,5,31,22,1.5293135532193528E-2,3.0331506208555107E-3,3.2840004999999889E-4,3.2674000000000277E-5,1.8553673751041224E-3,8.6535752688172353E-5,2.0629263330841332E-2,null,1.8126720864906829E-2,4.4643454754116959E-3,2.2478780580100185E-4,2.4284432516604187E-5,3.0734661376143439E-3,5.2030977981911385E-5,4.3794164265061854E-5,2.5965635694232388E-2]
[2004,6,1,2,8.1649111311019058E-3,3.155733233985188E-3,3.2840004999999868E-4,3.2674000000000236E-5,2.3199886186487198E-3,8.9420277777777987E-5,1.4091127311513589E-2,null,9.6777449365235916E-3,{"$f":"(F3652*X$5)-S3652","v":4.6447688050435306E-3},2.2478780580100169E-4,2.4284432516604156E-5,3.8431237687724042E-3,5.3765343914641697E-5,{"$f":"(F3652*$AC$7)*$AC$5","v":4.556407409365039E-5},1.8468475092571771E-2]
[2004,6,1,5,8.1287721635435271E-3,3.3323637905664509E-3,3.2840004999999868E-4,3.2674000000000236E-5,2.5712394144071365E-3,8.9420277777777987E-5,1.448286969629489E-2,null,9.6349099681223987E-3,4.9047426489638177E-3,2.2478780580100169E-4,2.4284432516604156E-5,4.259327493799538E-3,5.3765343914641697E-5,4.8114355492787551E-5,1.9101817693117997E-2]
[2004,6,1,6,9.3202990348839488E-3,3.494175110931929E-3,1.6420002499999934E-4,1.6337000000000118E-5,2.4501897623594544E-3,8.9420277777777987E-5,1.5534621210953109E-2,null,1.1047208639925621E-2,5.1429047867017257E-3,1.1239390290050085E-4,1.2142216258302078E-5,4.0588054777660979E-3,5.3765343914641697E-5,5.0450669256867474E-5,2.042722036746689E-2]
[2004,6,1,9,1.3039562650662943E-2,5.0342866541596698E-3,0,0,2.579741683133113E-3,8.9420277777777987E-5,2.0743011265733503E-2,null,1.5455595216001429E-2,7.4097193498699762E-3,0,0,4.2734117314404633E-3,5.3765343914641697E-5,7.2687579434315135E-5,2.7192491641226512E-2]
[2004,6,1,12,1.4192364028293521E-2,5.5618428476973706E-3,0,0,2.7665795562447702E-3,8.9420277777777987E-5,2.2610206710013438E-2,null,1.6821993149309503E-2,8.1862034088716895E-3,0,0,4.5829137114460879E-3,5.3765343914641697E-5,8.0304702843875421E-5,2.964487561354192E-2]
[2004,6,1,16,1.4664684076490363E-2,5.6555038149472808E-3,0,0,3.2843055926696134E-3,8.9420277777777987E-5,2.3693913761885031E-2,null,1.738182691620057E-2,8.3240583879451904E-3,0,0,5.4405408654342553E-3,5.3765343914641697E-5,8.165702730701408E-5,3.1200191513494659E-2]
[2004,6,1,19,1.6855924690930019E-2,4.5697643624010792E-3,0,0,2.7966837140550403E-3,8.9420277777777987E-5,2.4311793045163919E-2,null,1.9979071077293638E-2,6.7260117960210941E-3,0,0,4.6327820614412317E-3,5.3765343914641697E-5,6.5980571410981034E-5,3.1391630278670604E-2]
[2004,6,1,24,1.0302284829803957E-2,3.275890386888052E-3,3.2840004999999868E-4,3.2674000000000236E-5,2.3494814812201575E-3,8.9420277777777987E-5,1.6378151025689944E-2,null,1.2211141461965124E-2,4.8216222188542006E-3,2.2478780580100169E-4,2.4284432516604156E-5,3.8919794917041174E-3,5.3765343914641697E-5,4.7298963899540074E-5,2.1227580754755691E-2]
[2004,6,2,3,8.5354071643284086E-3,3.2235586197159232E-3,3.2840004999999868E-4,3.2674000000000236E-5,2.4925267665074813E-3,8.9420277777777987E-5,1.470198687832959E-2,null,1.0116888247698365E-2,4.7445976601696426E-3,2.2478780580100169E-4,2.4284432516604156E-5,4.1289378679131962E-3,5.3765343914641697E-5,4.6543371350967342E-5,1.9293261358013448E-2]
[2004,6,2,6,1.0138419980046949E-2,3.6258277403898153E-3,1.6420002499999934E-4,1.6337000000000118E-5,2.6267319811284938E-3,8.9420277777777987E-5,1.6660937004343034E-2,null,1.2016914948712669E-2,5.3366778280420184E-3,1.1239390290050085E-4,1.2142216258302078E-5,4.3512524284491112E-3,5.3765343914641697E-5,5.2351536573103753E-5,2.1883146668277242E-2]
[2004,6,2,7,1.2266174264800594E-2,4.1271716976222731E-3,0,0,2.4118519241779178E-3,8.9420277777777987E-5,1.8894618164378561E-2,null,1.4538909729158243E-2,6.0745813834099452E-3,0,0,3.995297813989441E-3,5.3765343914641697E-5,5.9590194444351059E-5,2.4662554270472269E-2]
[2004,6,2,10,1.4361578896838785E-2,5.6685942128375799E-3,0,0,2.934415321236325E-3,8.9420277777777987E-5,2.3054008708690468E-2,null,1.7022560958432423E-2,8.3433255018798141E-3,0,0,4.8609381864389142E-3,5.3765343914641697E-5,8.1846033099064426E-5,3.0280589990665793E-2]
[2004,6,2,16,1.5854271842281643E-2,5.9314487405602422E-3,0,0,3.5366683821931601E-3,8.9420277777777987E-5,2.5411809242812826E-2,null,1.8791827195699422E-2,8.730208175447526E-3,0,0,5.8585866381486692E-3,5.3765343914641697E-5,8.5641259846377978E-5,3.3434387353210263E-2]
[2004,6,2,18,1.8858073682299602E-2,4.9117353918873286E-3,0,0,2.8878032341422078E-3,8.9420277777777987E-5,2.6747032586106917E-2,null,2.23521878145456E-2,7.2293421640257718E-3,0,0,4.7837240059970167E-3,5.3765343914641697E-5,7.0918122265276897E-5,3.4419019328483035E-2]
[2004,6,2,21,1.8899373030727466E-2,4.4385664110135233E-3,3.2840004999999868E-4,3.2674000000000236E-5,2.5664977700792986E-3,8.9420277777777987E-5,2.6354931539598066E-2,null,2.2401139303877434E-2,6.5329079730084691E-3,2.2478780580100169E-4,2.4284432516604156E-5,4.2514728319822774E-3,5.3765343914641697E-5,6.4086268966915251E-5,3.3488357691100437E-2]
[2004,6,3,1,1.0025391969144122E-2,3.5039717151214168E-3,3.2840004999999868E-4,3.2674000000000236E-5,2.5450932134431985E-3,8.9420277777777987E-5,1.6524951225486514E-2,null,1.1882944567083723E-2,5.1573239274087593E-3,2.2478780580100169E-4,2.4284432516604156E-5,4.2160156061549613E-3,5.3765343914641697E-5,5.0592117587907896E-5,2.1559121682879694E-2]
[2004,6,3,4,8.7721837152134295E-3,3.4733184500155946E-3,3.2840004999999868E-4,3.2674000000000236E-5,2.7303824652831596E-3,8.9420277777777987E-5,1.5426378958289959E-2,null,1.0397535890963747E-2,5.1122068915316638E-3,2.2478780580100169E-4,2.4284432516604156E-5,4.5229522532230695E-3,5.3765343914641697E-5,5.0149530227400808E-5,2.0335532617950725E-2]
[2004,6,3,7,1.2800310474277895E-2,4.1991218803905271E-3,0,0,2.5322685988156198E-3,8.9420277777777987E-5,1.9621121231261821E-2,null,1.5172013251496915E-2,6.1804813247738535E-3,0,0,4.1947712858576916E-3,5.3765343914641697E-5,6.0629047609567552E-5,2.5601031206043099E-2]
[2004,6,3,9,1.472467851439636E-2,5.3264417069268065E-3,0,0,2.9618175765992187E-3,8.9420277777777987E-5,2.3102358075700165E-2,null,1.7452937410649513E-2,7.839728027636118E-3,0,0,4.9063307620992409E-3,5.3765343914641697E-5,7.6905861996274757E-5,3.0252761544299511E-2]
[2004,6,3,12,1.5983091385241698E-2,5.9123595355215367E-3,0,0,3.1970603311273398E-3,8.9420277777777987E-5,2.5181931529668349E-2,null,1.8944515040011413E-2,8.7021117118041506E-3,0,0,5.2960167347334899E-3,5.3765343914641697E-5,8.5365640239687052E-5,3.2996408830463696E-2]
[2004,6,3,16,1.6532661903009716E-2,6.1111544646027137E-3,0,0,3.6556647336486374E-3,8.9420277777777987E-5,2.6388901379038848E-2,null,1.9595912613137763E-2,8.9947082073675716E-3,0,0,6.0557073063276816E-3,5.3765343914641697E-5,8.8235942070193188E-5,3.4700093470747657E-2]
[2004,6,3,19,1.8755985783030994E-2,5.1096377657567655E-3,0,0,3.122017099404953E-3,8.9420277777777987E-5,2.7077060925970495E-2,null,2.2231184580785508E-2,7.5206249513962379E-3,0,0,5.171705595791015E-3,5.3765343914641697E-5,7.3775536931759638E-5,3.4977280471887404E-2]
[2004,6,3,22,1.821851594187655E-2,3.8182453480121933E-3,3.2840004999999868E-4,3.2674000000000236E-5,2.0059792781903125E-3,8.9420277777777987E-5,2.4493234895856836E-2,null,2.1594129755540328E-2,5.6198878572677408E-3,2.2478780580100169E-4,2.4284432516604156E-5,3.3229588204481578E-3,5.3765343914641697E-5,5.5129759407724415E-5,3.0839814015488475E-2]
[2004,6,4,2,9.5030885703382469E-3,3.4162526752723136E-3,3.2840004999999868E-4,3.2674000000000236E-5,2.5462468390123091E-3,8.9420277777777987E-5,1.5916082412400646E-2,null,1.1263866295200504E-2,5.0282145795362328E-3,2.2478780580100169E-4,2.4284432516604156E-5,4.2179266180492761E-3,5.3765343914641697E-5,4.9325585680817307E-5,2.0812845075018259E-2]
[2004,6,4,5,9.2419314206157212E-3,3.7335318230199178E-3,3.2840004999999868E-4,3.2674000000000236E-5,2.9419838221459841E-3,8.9420277777777987E-5,1.6367941393559397E-2,null,1.0954320699078013E-2,5.4952021791464306E-3,2.2478780580100169E-4,2.4284432516604156E-5,4.8734756124875073E-3,5.3765343914641697E-5,5.390662264574663E-5,2.1625836072944198E-2]
[2004,6,4,6,1.0784271546614498E-2,3.8402857968403733E-3,1.6420002499999934E-4,1.6337000000000118E-5,2.8080489246570602E-3,8.9420277777777987E-5,1.7702563570889708E-2,null,1.2782432984087955E-2,5.652328111742929E-3,1.1239390290050085E-4,1.2142216258302078E-5,4.6516088395773961E-3,5.3765343914641697E-5,5.5447990566381734E-5,2.3264671398481724E-2]
[2004,6,4,10,1.5193577679018491E-2,5.9287431792981928E-3,0,0,3.3111567149105123E-3,8.9420277777777987E-5,2.452289785100497E-2,null,1.8008716456287398E-2,8.726225992665166E-3,0,0,5.4850204742016104E-3,5.3765343914641697E-5,8.5602195583124889E-5,3.227372826706882E-2]
[2004,6,4,13,1.5501900131695076E-2,6.2465857281421835E-3,0,0,3.5516373217523E-3,8.9420277777777987E-5,2.5389543459367336E-2,null,1.8374166368392526E-2,9.1940428346869336E-3,0,0,5.8833830905754723E-3,5.3765343914641697E-5,9.0191367218318393E-5,3.3505357637569573E-2]
[2004,6,4,17,1.8618601819809892E-2,5.2067448365546286E-3,0,0,3.087178361261528E-3,8.9420277777777987E-5,2.7001945295403826E-2,null,2.2068345459443705E-2,7.6635520810831399E-3,0,0,5.1139942856764774E-3,5.3765343914641697E-5,7.5177617982591575E-5,3.4899657170117969E-2]
[2004,6,4,20,1.7835299183843075E-2,4.6027382771356169E-3,3.2840004999999868E-4,3.2674000000000236E-5,2.9566332034909222E-3,8.9420277777777987E-5,2.5845164992247392E-2,null,2.1139908762794639E-2,6.7745444821460674E-3,2.2478780580100169E-4,2.4284432516604156E-5,4.8977427081068536E-3,5.3765343914641697E-5,6.6456665485708913E-5,3.3115033535279809E-2]
[2004,6,4,23,1.5411983324897757E-2,3.2809209655125259E-3,3.2840004999999868E-4,3.2674000000000236E-5,2.218098304628836E-3,8.9420277777777987E-5,2.13614969228169E-2,null,1.8267589345358388E-2,4.829026480537236E-3,2.2478780580100169E-4,2.4284432516604156E-5,3.6743397133378675E-3,5.3765343914641697E-5,4.7371597940564511E-5,2.7073793121465739E-2]
[2004,6,5,3,7.8292285842591729E-3,2.8901928033727886E-3,3.2840004999999868E-4,3.2674000000000236E-5,2.5444161671043493E-3,8.9420277777777987E-5,1.3714331882514088E-2,null,9.2798655210806231E-3,4.2539328828864647E-3,2.2478780580100169E-4,2.4284432516604156E-5,4.2148940606195756E-3,5.3765343914641697E-5,4.1730066920615698E-5,1.805153004681891E-2]
[2004,6,5,7,1.0097001590538619E-2,3.1564266174733888E-3,0,0,2.5838477324684594E-3,8.9420277777777987E-5,1.5926696218258249E-2,null,1.1967822361799343E-2,4.6457893621556596E-3,0,0,4.2802135129964489E-3,5.3765343914641697E-5,4.5574085515494121E-5,2.0947590580866093E-2]
[2004,6,5,10,1.4980821413115509E-2,4.1684823559162134E-3,0,0,3.0317856273632893E-3,8.9420277777777987E-5,2.2270509674172788E-2,null,1.7756539691348331E-2,6.1353845130576292E-3,0,0,5.0222347267931244E-3,5.3765343914641697E-5,6.0186658643254692E-5,2.8967924275113726E-2]
[2004,6,5,11,1.6753908708016206E-2,3.5870373202509021E-3,0,0,2.2640253759713866E-3,8.9420277777777987E-5,2.2694391682016271E-2,null,1.9858153084894695E-2,5.279584113194573E-3,0,0,3.7504191466970994E-3,5.3765343914641697E-5,5.1791460848609998E-5,2.8941921688701008E-2]
[2004,6,5,14,1.4653427250762756E-2,4.1192444682832136E-3,0,0,2.9343395568836119E-3,8.9420277777777987E-5,2.1796431553707363E-2,null,1.7368484371935548E-2,6.0629136837615843E-3,0,0,4.8608126807435864E-3,5.3765343914641697E-5,5.9475737093814447E-5,2.834597608035536E-2]
[2004,6,5,18,1.6174999450184288E-2,3.5854235259694866E-3,0,0,2.6990714726920291E-3,8.9420277777777987E-5,2.2548914726623584E-2,null,1.9171980749552522E-2,5.2772088486267845E-3,0,0,4.4710847488381054E-3,5.3765343914641697E-5,5.1768160069755034E-5,2.8974039690932055E-2]
[2004,6,5,20,1.5565601488421586E-2,3.5181051177620741E-3,3.2840004999999868E-4,3.2674000000000236E-5,2.4885790018631389E-3,8.9420277777777987E-5,2.2022779935824577E-2,null,1.8449670617319541E-2,5.1781261888253693E-3,2.2478780580100169E-4,2.4284432516604156E-5,4.1223982892203363E-3,5.3765343914641697E-5,5.0796182810588668E-5,2.8053032677597494E-2]
[2004,6,6,1,1.095579071848525E-2,3.034758243786267E-3,3.2840004999999868E-4,3.2674000000000236E-5,2.5589137308380905E-3,8.9420277777777987E-5,1.6999957020887385E-2,null,1.2985732048883149E-2,4.4667116566714533E-3,2.2478780580100169E-4,2.4284432516604156E-5,4.2389096662680571E-3,5.3765343914641697E-5,4.3817375938831603E-5,2.1994190954054908E-2]
[2004,6,6,5,8.8398211482031003E-3,2.8646340030725167E-3,3.2840004999999868E-4,3.2674000000000236E-5,2.5758503442442999E-3,8.9420277777777987E-5,1.4730799823297691E-2,null,1.0477705511199026E-2,4.2163141396256085E-3,2.2478780580100169E-4,2.4284432516604156E-5,4.2669656235347023E-3,5.3765343914641697E-5,4.1361036022159254E-5,1.9263822856591582E-2]
[2004,6,6,8,1.3024964575178287E-2,3.5589001868473712E-3,0,0,2.9343825274020462E-3,8.9420277777777987E-5,1.9607667567205479E-2,null,1.5438292339235696E-2,5.2381704480315558E-3,0,0,4.8608838625672484E-3,5.3765343914641697E-5,5.138520267146921E-5,2.5591111993749142E-2]
[2004,6,6,9,1.5228761270923177E-2,4.0780237641952601E-3,0,0,3.3196229737484633E-3,8.9420277777777987E-5,{"$f":"SUM(E3779:J3779)","v":2.2715828286644681E-2},null,{"$f":"E3779*W$5","v":1.805041903246208E-2},6.0022429532930683E-3,{"$f":"G3779*Y$5","v":0},{"$f":"H3779*Z$5","v":0},{"$f":"I3779*AA$5","v":5.4990450604910299E-3},{"$f":"J3779*AB$5","v":5.3765343914641697E-5},5.8880571699278194E-5,{"$f":"SUM(M3779:R3779)","v":2.9605472390160818E-2}]
[2004,6,6,12,1.751761287724201E-2,4.7475879991309526E-3,0,0,3.5938193956880863E-3,8.9420277777777987E-5,2.594844054983883E-2,null,2.0763360017101624E-2,6.9877416760335646E-3,0,0,5.9532588346440608E-3,5.3765343914641697E-5,6.8548079105327657E-5,3.3758125871693891E-2]
[2004,6,6,15,1.782369524323086E-2,4.4318321305090846E-3,0,0,3.2027128720038003E-3,8.9420277777777987E-5,2.5547660523521525E-2,null,2.1126154788538163E-2,6.5229961161776782E-3,0,0,5.3053803212707957E-3,5.3765343914641697E-5,6.3989036015610253E-5,3.3008296569901278E-2]
[2004,6,6,21,2.0097079390496868E-2,3.4959702313793039E-3,3.2840004999999868E-4,3.2674000000000236E-5,2.6421223847255763E-3,8.9420277777777987E-5,2.6685666334379528E-2,null,2.3820762429296084E-2,5.1455469363503306E-3,2.2478780580100169E-4,2.4284432516604156E-5,4.3767470474310776E-3,5.3765343914641697E-5,5.0476588114707036E-5,3.3645893995309747E-2]
[2004,6,6,23,1.5081372337538373E-2,3.0901729003025443E-3,3.2840004999999868E-4,3.2674000000000236E-5,2.2470331459422347E-3,8.9420277777777987E-5,2.0869072711560931E-2,null,1.787572117220847E-2,4.5482737688161377E-3,2.2478780580100169E-4,2.4284432516604156E-5,3.7222710589933255E-3,5.3765343914641697E-5,4.4617480804537653E-5,2.6449103582250184E-2]
[2004,6,7,2,9.1538753777630592E-3,3.1428962791515162E-3,3.2840004999999868E-4,3.2674000000000236E-5,2.5586678443673379E-3,8.9420277777777987E-5,1.5305933829059691E-2,null,1.0849949211236399E-2,4.62587472150026E-3,2.2478780580100169E-4,2.4284432516604156E-5,4.2385023486921983E-3,5.3765343914641697E-5,4.5378727640762922E-5,2.0017163863661105E-2]
[2004,6,7,6,1.0531828787088167E-2,3.5185301714935444E-3,1.6420002499999934E-4,1.6337000000000118E-5,2.6031070112847265E-3,8.9420277777777987E-5,1.6923423272644213E-2,null,1.2483216422077649E-2,5.1787518045431809E-3,1.1239390290050085E-4,1.2142216258302078E-5,4.3121170282090894E-3,5.3765343914641697E-5,5.080231995155671E-5,2.2152386717903361E-2]
[2004,6,7,9,1.5150761361064E-2,5.254178943624517E-3,0,0,2.9937533518696979E-3,8.9420277777777987E-5,2.3488113934335995E-2,null,1.7957966926055988E-2,7.7333680143314276E-3,0,0,4.959233235856909E-3,5.3765343914641697E-5,7.5862495635056881E-5,3.0704333520158968E-2]
[2004,6,7,10,1.664324900731308E-2,5.5830228414672813E-3,0,0,3.0144128878673458E-3,8.9420277777777987E-5,2.5330105014425487E-2,null,1.9726989825312177E-2,8.2173772017937411E-3,0,0,4.9934563148867593E-3,5.3765343914641697E-5,8.0610510316776591E-5,3.2991588685907319E-2]
[2004,6,7,14,1.6829955266156625E-2,6.1628516817773156E-3,0,0,3.5368333162994624E-3,8.9420277777777987E-5,2.6619060542011179E-2,null,1.9948289913228324E-2,9.0707988030662833E-3,0,0,5.8588598559477208E-3,5.3765343914641697E-5,8.898237266464633E-5,3.4931713916156973E-2]
[2004,6,7,17,2.0171068997051938E-2,5.3273813384356952E-3,0,0,3.2849445977027733E-3,8.9420277777777987E-5,2.8872815210968183E-2,null,2.3908461184211627E-2,7.8411110251194668E-3,0,0,5.441599394519942E-3,5.3765343914641697E-5,7.6919428871709806E-5,3.7244936947765685E-2]
[2004,6,7,21,2.0000430443972088E-2,4.1149166512504569E-3,3.2840004999999868E-4,3.2674000000000236E-5,2.5345234581459347E-3,8.9420277777777987E-5,2.7100364881146255E-2,null,2.3706205903470886E-2,6.0565437823607935E-3,2.2478780580100169E-4,2.4284432516604156E-5,4.1985065212023455E-3,5.3765343914641697E-5,5.9413249880440187E-5,3.426409378926628E-2]
[2004,6,7,24,1.1571304063940604E-2,3.423835394880702E-3,3.2840004999999868E-4,3.2674000000000236E-5,2.3982363913892268E-3,8.9420277777777987E-5,1.7843870177988309E-2,null,1.3715290652362933E-2,5.0393752122269613E-3,2.2478780580100169E-4,2.4284432516604156E-5,3.9727433164095365E-3,5.3765343914641697E-5,4.9435068825446641E-5,2.303024676323168E-2]
[2004,6,8,4,9.6854127500016988E-3,3.6866715992160655E-3,3.2840004999999868E-4,3.2674000000000236E-5,2.8469734544999191E-3,8.9420277777777987E-5,1.6669552131495458E-2,null,1.1479972371336774E-2,5.426230916500561E-3,2.2478780580100169E-4,2.4284432516604156E-5,4.7160883739272288E-3,5.3765343914641697E-5,5.3230031010417735E-5,2.1925129243996814E-2]
[2004,6,8,7,1.3775657463244972E-2,4.6074822971577624E-3,0,0,2.7297782523340538E-3,8.9420277777777987E-5,2.1202338290514565E-2,null,1.6328077197848255E-2,6.7815269722919574E-3,0,0,4.5219513581637389E-3,5.3765343914641697E-5,6.6525162048556151E-5,2.7685320872218592E-2]
[2004,6,8,11,1.745985171266292E-2,6.0821457682501637E-3,0,0,3.2500115355630537E-3,8.9420277777777987E-5,2.6881429294253911E-2,null,2.0694896587548344E-2,8.9520117314924076E-3,0,0,5.383731834159515E-3,5.3765343914641697E-5,8.7817099825946002E-5,3.5084405497114911E-2]
[2004,6,8,12,1.7584980795638618E-2,6.1790586645450929E-3,0,0,3.3578181124365122E-3,8.9420277777777987E-5,2.7211277850398001E-2,null,2.0843210185790346E-2,9.0946530652621354E-3,0,0,5.5623163387049273E-3,5.3765343914641697E-5,8.9216377286999325E-5,3.5553944933672053E-2]
[2004,6,8,15,1.7908624808612029E-2,6.3953120320236392E-3,0,0,3.6005817569986819E-3,8.9420277777777987E-5,2.7993938875412128E-2,null,2.1226820510201423E-2,9.4129457791178994E-3,0,0,5.9644608686871903E-3,5.3765343914641697E-5,9.2338752889816256E-5,3.6657992501921158E-2]
[2004,6,8,18,2.1321306930457435E-2,5.3379335902699106E-3,0,0,3.2651574488813321E-3,8.9420277777777987E-5,3.0013818247386456E-2,null,2.5271820706081909E-2,7.8566423664935374E-3,0,0,5.4088214483952717E-3,5.3765343914641697E-5,7.707178762600853E-5,3.859104986488536E-2]
[2004,6,8,22,1.9537646199347492E-2,4.1749137763825543E-3,3.2840004999999868E-4,3.2674000000000236E-5,2.3040271807318541E-3,8.9420277777777987E-5,2.646708148423968E-2,null,2.3157674779469031E-2,6.1448506050683456E-3,2.2478780580100169E-4,2.4284432516604156E-5,3.8166832160261496E-3,5.3765343914641697E-5,6.0279518747999895E-5,3.3422046182795775E-2]
[2004,6,9,1,1.1423472714117061E-2,3.6939779135278057E-3,3.2840004999999868E-4,3.2674000000000236E-5,2.6286339352832697E-3,8.9420277777777987E-5,{"$f":"SUM(E3843:J3843)","v":1.8196578890705917E-2},null,{"$f":"E3843*W$5","v":1.3540068402635745E-2},5.4369847218062647E-3,{"$f":"G3843*Y$5","v":2.2478780580100169E-4},{"$f":"H3843*Z$5","v":2.4284432516604156E-5},{"$f":"I3843*AA$5","v":4.3544030668447387E-3},{"$f":"J3843*AB$5","v":5.3765343914641697E-5},5.3335523275437619E-5,{"$f":"SUM(M3843:R3843)","v":2.3634293773518996E-2}]
[2004,6,9,4,9.9753989222730963E-3,3.6952199614068504E-3,3.2840004999999868E-4,3.2674000000000236E-5,2.8657648834787943E-3,8.9420277777777987E-5,1.6986878094936521E-2,null,1.1823688569259755E-2,5.4388128310966276E-3,2.2478780580100169E-4,2.4284432516604156E-5,4.7472168832558559E-3,5.3765343914641697E-5,5.3353456591530117E-5,2.2312555865844488E-2]
[2004,6,9,9,1.6386149893962251E-2,5.7793664237942646E-3,0,0,3.1844040105686814E-3,8.9420277777777987E-5,2.5439340606102978E-2,null,1.9422254157959003E-2,8.5063656804273413E-3,0,0,5.2750511981040412E-3,5.3765343914641697E-5,8.3445418361795902E-5,3.3257436380405028E-2]
[2004,6,9,12,1.7974147651334215E-2,6.3127684492872817E-3,0,0,3.3529432005556044E-3,8.9420277777777987E-5,2.772927957895488E-2,null,2.1304483738765638E-2,9.2914539324619651E-3,0,0,5.5542409155888003E-3,5.3765343914641697E-5,9.114694685271178E-5,3.620394393073105E-2]
[2004,6,9,13,1.7857685241526495E-2,6.555818141296064E-3,0,0,3.4508351385015459E-3,8.9420277777777987E-5,2.7953758799101884E-2,null,2.1166442616368276E-2,9.649186840731969E-3,0,0,5.7164015531312225E-3,5.3765343914641697E-5,9.4656221355342011E-5,3.6585796354146112E-2]
[2004,6,9,16,1.8846337277163037E-2,6.3724579520179053E-3,0,0,3.7501288039724656E-3,8.9420277777777987E-5,2.9058344310931183E-2,null,2.2338276832103831E-2,9.3793079808606149E-3,0,0,6.2121895886278174E-3,5.3765343914641697E-5,9.200877411229822E-5,3.798353974550691E-2]
[2004,6,9,19,2.1082293533918221E-2,5.3690376880132732E-3,0,0,3.2753639803407668E-3,8.9420277777777987E-5,2.9816115480050039E-2,null,2.4988521763695683E-2,7.902422960794582E-3,0,0,5.4257288432562525E-3,5.3765343914641697E-5,7.7520884336380644E-5,3.8370438911661163E-2]
[2004,6,9,23,1.6787233644597496E-2,3.6592626812166846E-3,3.2840004999999868E-4,3.2674000000000236E-5,2.1734275084170432E-3,8.9420277777777987E-5,2.3070418162008999E-2,null,1.9897652625193551E-2,5.3858890758365615E-3,2.2478780580100169E-4,2.4284432516604156E-5,3.6003413336425732E-3,5.3765343914641697E-5,5.2834287175957604E-5,2.9186720616904933E-2]
[2004,6,10,1,1.0647373067935246E-2,3.6624888849534666E-3,3.2840004999999868E-4,3.2674000000000236E-5,2.6683939683108024E-3,8.9420277777777987E-5,1.742875024897729E-2,null,1.2620169300187072E-2,5.3906375667146685E-3,2.2478780580100169E-4,2.4284432516604156E-5,4.4202666347721914E-3,5.3765343914641697E-5,5.2880868738847917E-5,2.2733911083906183E-2]
[2004,6,10,7,1.3535019555222856E-2,4.3810562774223788E-3,0,0,2.6887631995687489E-3,8.9420277777777987E-5,2.0694259309991761E-2,null,1.6042852746717903E-2,6.4482616310422621E-3,0,0,4.4540088161647154E-3,5.3765343914641697E-5,6.3255908542319574E-5,2.6998888537839518E-2]
[2004,6,10,10,1.5907746366054333E-2,5.949492880319325E-3,0,0,3.3031562095731906E-3,8.9420277777777987E-5,2.5249815733724625E-2,null,1.8855209735125091E-2,8.7567664588170599E-3,0,0,5.4717674211577725E-3,5.3765343914641697E-5,8.5901790271473752E-5,3.3137508959014565E-2]
[2004,6,10,13,1.6707286986651974E-2,6.4157724222075876E-3,0,0,3.5617317145843499E-3,8.9420277777777987E-5,2.6774211401221687E-2,null,1.9802893067900017E-2,9.4430604228532972E-3,0,0,5.9001047247733045E-3,5.3765343914641697E-5,9.2634170361827707E-5,3.5199823559441262E-2]
[2004,6,10,14,1.6855070789825833E-2,6.4256991232635808E-3,0,0,3.6668115712693767E-3,8.9420277777777987E-5,2.7037001762136567E-2,null,1.9978058961306746E-2,9.4576710467505678E-3,0,0,6.0741723437259514E-3,5.3765343914641697E-5,9.277749709729121E-5,3.5563667695697909E-2]
[2004,6,10,17,1.9923260038973805E-2,5.9528298944927166E-3,0,0,3.7067626696942265E-3,8.9420277777777987E-5,2.9672272880938523E-2,null,2.3614736996555689E-2,8.7616780461361767E-3,0,0,6.1403524166413672E-3,5.3765343914641697E-5,8.5949971771548132E-5,3.8570532803247883E-2]
[2004,6,10,22,1.9141797601085385E-2,4.0546997412582069E-3,3.2840004999999868E-4,3.2674000000000236E-5,2.1858490802268539E-3,8.9420277777777987E-5,2.5832840750348224E-2,null,2.2688481458690773E-2,5.9679134691087102E-3,2.2478780580100169E-4,2.4284432516604156E-5,3.6209180026331314E-3,5.3765343914641697E-5,5.8543807647798525E-5,3.2580150512664871E-2]
[2004,6,11,1,1.0195980432178972E-2,3.6165319293375436E-3,3.2840004999999868E-4,3.2674000000000236E-5,2.6887891261336452E-3,8.9420277777777987E-5,1.6951795815427939E-2,null,1.2085140476856234E-2,5.3229957801654163E-3,2.2478780580100169E-4,2.4284432516604156E-5,4.4540517642192856E-3,5.3765343914641697E-5,5.2217318946916314E-5,2.2165025603473186E-2]
[2004,6,11,4,9.0353054843261022E-3,3.551110681682497E-3,3.2840004999999868E-4,3.2674000000000236E-5,2.7799976488201376E-3,8.9420277777777987E-5,1.5816908142606514E-2,null,1.0709410120558165E-2,5.2267054578331151E-3,2.2478780580100169E-4,2.4284432516604156E-5,4.605141143983243E-3,5.3765343914641697E-5,5.1272733852285471E-5,2.0844094304606771E-2]
[2004,6,11,8,1.5157831619391604E-2,4.7967081673526467E-3,0,0,2.6586493637553612E-3,8.9420277777777987E-5,2.2702609428277391E-2,null,1.7966347195679404E-2,7.0600392399079665E-3,0,0,4.4041244342961751E-3,5.3765343914641697E-5,6.9257300962309373E-5,2.9484276213798184E-2]
[2004,6,11,11,1.6002066943855718E-2,6.01064494720829E-3,0,0,3.33612362139209E-3,8.9420277777777987E-5,2.5438255790233878E-2,null,1.8967006480928025E-2,8.8467731835905321E-3,0,0,5.5263788287042096E-3,5.3765343914641697E-5,8.6784734772834524E-5,3.3393923837137407E-2]
[2004,6,11,14,1.569183652233232E-2,6.0696463491026215E-3,0,0,3.398294210030902E-3,8.9420277777777987E-5,2.5249197359243622E-2,null,1.8599295082378061E-2,8.9336144501530237E-3,0,0,5.6293660869156555E-3,5.3765343914641697E-5,8.7636626884179955E-5,3.3216040963361379E-2]
[2004,6,11,15,1.547774640530699E-2,5.9759338829308683E-3,0,0,3.4265738664407972E-3,8.9420277777777987E-5,2.4969674432456436E-2,null,1.83455373239979E-2,8.7956836723449838E-3,0,0,5.6762121010934695E-3,5.3765343914641697E-5,8.6283558853535226E-5,3.2871198441350995E-2]
[2004,6,11,19,1.8257070238113668E-2,4.942580787890863E-3,0,0,3.2098531830251852E-3,8.9420277777777987E-5,2.649892448680749E-2,null,2.1639827576275781E-2,7.2747419879378534E-3,0,0,5.3172084392116049E-3,5.3765343914641697E-5,7.1363483708955757E-5,3.4285543347339881E-2]
[2004,6,11,23,1.5546598390126995E-2,3.3081561022430357E-3,3.2840004999999868E-4,3.2674000000000236E-5,2.232137715848737E-3,8.9420277777777987E-5,2.1537386535996544E-2,null,1.8427146534038558E-2,4.8691125410840006E-3,2.2478780580100169E-4,2.4284432516604156E-5,3.6975963769805527E-3,5.3765343914641697E-5,4.7764832633083986E-5,2.7296693034335361E-2]
[2004,6,12,2,7.9442732708172158E-3,2.7245144863064711E-3,3.2840004999999868E-4,3.2674000000000236E-5,2.3914467731447541E-3,8.9420277777777987E-5,1.3510728858046219E-2,null,9.4162262376804601E-3,4.010079102568685E-3,2.2478780580100169E-4,2.4284432516604156E-5,3.9614961305197106E-3,5.3765343914641697E-5,3.9337919500414455E-5,1.7690639053001101E-2]
[2004,6,12,5,7.3975680840717081E-3,2.6337927683558453E-3,3.2840004999999868E-4,3.2674000000000236E-5,2.3625981569856485E-3,8.9420277777777987E-5,1.2844453337190979E-2,null,8.768224897819768E-3,3.8765502602257956E-3,2.2478780580100169E-4,2.4284432516604156E-5,3.9137076191597597E-3,5.3765343914641697E-5,3.8028033406720331E-5,1.6861320359437569E-2]
[2004,6,12,9,1.3204213740251904E-2,3.5623781232612169E-3,0,0,2.672703201716958E-3,8.9420277777777987E-5,1.9528715343007853E-2,null,1.5650753647364245E-2,5.2432894518773133E-3,0,0,4.4274049962258919E-3,5.3765343914641697E-5,5.1435418878196341E-5,2.5375213439382094E-2]
[2004,6,12,12,1.5207216238116087E-2,3.8335998632411271E-3,0,0,2.676454847259591E-3,8.9420277777777987E-5,2.180669122639458E-2,null,1.8024882032878362E-2,5.642487414348126E-3,0,0,4.4336196983330509E-3,5.3765343914641697E-5,5.5351455672170616E-5,2.8154754489474181E-2]
[2004,6,12,16,1.3821886588631611E-2,3.9786034142801317E-3,0,0,3.0433375201809523E-3,8.9420277777777987E-5,2.0933247800870476E-2,null,1.6382871876803946E-2,5.8559110216522105E-3,0,0,5.0413707490584965E-3,5.3765343914641697E-5,5.7445090353401291E-5,2.7333918991429292E-2]
[2004,6,12,17,1.4987894091058621E-2,3.8878495985998325E-3,0,0,3.0469398948697198E-3,8.9420277777777987E-5,2.2012103862305947E-2,null,1.7764922828905197E-2,5.722334936236969E-3,0,0,5.0473381799670545E-3,5.3765343914641697E-5,5.6134740816435941E-5,2.858836128902386E-2]
[2004,6,12,20,1.4646109434827071E-2,3.3096710881711719E-3,3.2840004999999868E-4,3.2674000000000236E-5,2.3909076950596694E-3,8.9420277777777987E-5,2.0797182545835693E-2,null,1.7359810676045802E-2,4.8713423744879483E-3,2.2478780580100169E-4,2.4284432516604156E-5,3.9606031331207749E-3,5.3765343914641697E-5,4.7786706766910336E-5,2.6494593765886774E-2]
[2004,6,12,24,1.0254610125716254E-2,2.6323283399062218E-3,3.2840004999999868E-4,3.2674000000000236E-5,2.4245007030628428E-3,8.9420277777777987E-5,1.5761933496463092E-2,null,1.2154633360569199E-2,3.8743948398921699E-3,2.2478780580100169E-4,2.4284432516604156E-5,4.0162508576327824E-3,5.3765343914641697E-5,3.8006889247364622E-5,2.0348116640326402E-2]
[2004,6,13,3,8.1009936262799315E-3,2.5692471947115557E-3,3.2840004999999868E-4,3.2674000000000236E-5,2.5926484538742823E-3,8.9420277777777987E-5,1.3713383602643547E-2,null,9.6019844905476642E-3,3.7815487994755669E-3,2.2478780580100169E-4,2.4284432516604156E-5,4.294792145557484E-3,5.3765343914641697E-5,3.7096091736786589E-5,1.7981163017812961E-2]
[2004,6,13,6,9.0565610312832497E-3,2.5605155452555727E-3,1.6420002499999934E-4,1.6337000000000118E-5,2.6734976288114859E-3,8.9420277777777987E-5,1.4560531508128086E-2,null,1.0734603996968406E-2,3.7686971133530016E-3,1.1239390290050085E-4,1.2142216258302078E-5,4.4287209861514432E-3,5.3765343914641697E-5,3.6970019761345948E-5,1.9110323559546297E-2]
[2004,6,13,9,1.3698086677449175E-2,3.5025029256609851E-3,0,0,3.2087181049284728E-3,8.9420277777777987E-5,2.0498727985816409E-2,null,1.6236133725665465E-2,5.1551620883174441E-3,0,0,5.3153281517059579E-3,5.3765343914641697E-5,5.0570910462070277E-5,2.6760389309603509E-2]
[2004,6,13,14,1.299870155738888E-2,3.382752864505646E-3,0,0,2.5871449022173408E-3,8.9420277777777987E-5,1.9058019601889645E-2,null,1.540716318383545E-2,4.9789078528623236E-3,0,0,4.2856753636838817E-3,5.3765343914641697E-5,4.8841898452930769E-5,2.4725511744296297E-2]
[2004,6,13,15,1.3154981225301232E-2,3.1833214906019291E-3,0,0,2.3423263373120798E-3,8.9420277777777987E-5,1.8770049330993022E-2,null,1.5592399096454164E-2,4.6853746054131493E-3,0,0,3.880126802686127E-3,5.3765343914641697E-5,4.5962407309862214E-5,2.4211665848468081E-2]
[2004,6,13,18,1.5246586457446568E-2,2.5624593847524929E-3,0,0,1.9963839756062581E-3,8.9420277777777987E-5,1.9894850095583096E-2,null,1.8071546954842303E-2,3.7715581552687357E-3,0,0,3.307063942717757E-3,5.3765343914641697E-5,3.6998085900115221E-5,2.5203934396743437E-2]
[2004,6,13,21,1.6175841658149028E-2,2.5261317736737709E-3,3.2840004999999868E-4,3.2674000000000236E-5,2.0477024841707978E-3,8.9420277777777987E-5,2.1200170243771375E-2,null,1.9172979005839138E-2,3.7180893281565279E-3,2.2478780580100169E-4,2.4284432516604156E-5,3.3920744373628583E-3,5.3765343914641697E-5,3.6473569459685341E-5,2.6585980353590773E-2]
[2004,6,14,1,9.7248210234892746E-3,3.0578917357737254E-3,3.2840004999999868E-4,3.2674000000000236E-5,2.4700551020643662E-3,8.9420277777777987E-5,1.5703262189105144E-2,null,1.1526682398314135E-2,4.5007607077059038E-3,2.2478780580100169E-4,2.4284432516604156E-5,4.0917129491997951E-3,5.3765343914641697E-5,4.4151389008000418E-5,2.0421993637452084E-2]
[2004,6,14,6,1.012341689001672E-2,3.4517816682446234E-3,1.6420002499999934E-4,1.6337000000000118E-5,2.5609134931508033E-3,8.9420277777777987E-5,1.6406069354189923E-2,null,1.1999132014368268E-2,5.0805079598686366E-3,1.1239390290050085E-4,1.2142216258302078E-5,4.2422223265173812E-3,5.3765343914641697E-5,4.9838571268708322E-5,2.1500163763827729E-2]
[2004,6,14,8,1.4281431209239675E-2,4.6513366326298468E-3,0,0,2.6448428566063459E-3,8.9420277777777987E-5,2.1667030976253644E-2,null,1.6927563123749108E-2,6.8460740154871842E-3,0,0,4.3812535825335439E-3,5.3765343914641697E-5,6.7158353146351974E-5,2.8208656065684477E-2]
[2004,6,14,12,1.6305171603406086E-2,5.7677437398867713E-3,0,0,3.1562107040445813E-3,8.9420277777777987E-5,2.5318546325115217E-2,null,1.9326271822228118E-2,8.4892588226413209E-3,0,0,5.2283482248428343E-3,5.3765343914641697E-5,8.3277604167292742E-5,3.3097644213626917E-2]
[2004,6,14,15,1.6545162470316725E-2,5.9468827706151868E-3,0,0,3.4536871644583987E-3,8.9420277777777987E-5,2.603515268316809E-2,null,1.9610729345373615E-2,8.7529247664962506E-3,0,0,5.7211260111116767E-3,5.3765343914641697E-5,8.5864104186138303E-5,3.4138545466896188E-2]
[2004,6,14,16,1.7521123329405582E-2,5.8059740058171334E-3,0,0,3.534830792472193E-3,8.9420277777777987E-5,2.695134840547269E-2,null,2.0767520902640415E-2,8.5455280740119825E-3,0,0,5.8555426211749943E-3,5.3765343914641697E-5,8.3829592101732675E-5,3.5222356941742035E-2]
[2004,6,14,19,1.9372544945498674E-2,4.7574129719052602E-3,0,0,3.0467479546147842E-3,8.9420277777777987E-5,2.7266126149796496E-2,null,2.2961982775258148E-2,7.0022025710677373E-3,0,0,5.0470202257538324E-3,5.3765343914641697E-5,6.8689937036357936E-5,3.5064970915994365E-2]
[2004,6,14,23,1.4317003884276562E-2,3.2249833570777665E-3,3.2840004999999868E-4,3.2674000000000236E-5,2.0948283567285555E-3,8.9420277777777987E-5,2.0087309925860664E-2,null,1.696972687424058E-2,4.7466946611399406E-3,2.2478780580100169E-4,2.4284432516604156E-5,3.4701397172935615E-3,5.3765343914641697E-5,4.6563942430303171E-5,2.5489398834906331E-2]
[2004,6,15,3,8.7287223355887768E-3,3.2600941933719468E-3,3.2840004999999868E-4,3.2674000000000236E-5,2.5323916785519331E-3,8.9420277777777987E-5,1.4971702535290433E-2,null,1.034602177894915E-2,4.7983725771887096E-3,2.2478780580100169E-4,2.4284432516604156E-5,4.1949751707631077E-3,5.3765343914641697E-5,4.7070890460374072E-5,1.9642207109133215E-2]
[2004,6,15,6,1.0358810925179963E-2,3.6636397423139059E-3,1.6420002499999934E-4,1.6337000000000118E-5,2.6741839999844651E-3,8.9420277777777987E-5,1.6966591970256115E-2,null,1.2278140982783273E-2,5.3923314571580234E-3,1.1239390290050085E-4,1.2142216258302078E-5,4.4298579785262649E-3,5.3765343914641697E-5,5.2897485400065525E-5,2.2278631881541007E-2]
[2004,6,15,10,1.4649613312095579E-2,5.7413984764525883E-3,0,0,2.9965135403274799E-3,8.9420277777777987E-5,2.3476945606653428E-2,null,1.7363963768461509E-2,8.4504825229078928E-3,0,0,4.9638055625412401E-3,5.3765343914641697E-5,8.2897217915944122E-5,3.0832017197825284E-2]
[2004,6,15,13,1.5341961583878169E-2,6.1920411663829427E-3,0,0,3.2708871560624682E-3,8.9420277777777987E-5,2.4894310184101362E-2,null,1.8184593641091925E-2,9.1137613722947035E-3,0,0,5.4183128629991736E-3,5.3765343914641697E-5,8.9403825221219603E-5,3.2770433220300446E-2]
[2004,6,15,16,1.6162465957283385E-2,6.0250750019673937E-3,0,0,3.6010419082238548E-3,8.9420277777777987E-5,2.5878003145252411E-2,null,1.9157124991111184E-2,8.8680120726950806E-3,0,0,5.9652231216122597E-3,5.3765343914641697E-5,8.6993083208988269E-5,3.4044125529333169E-2]
[2004,6,15,17,1.8478028143096195E-2,5.5841351313744257E-3,0,0,3.4373048674389704E-3,8.9420277777777987E-5,2.7588888419687367E-2,null,2.1901725619229855E-2,8.2190143266961981E-3,0,0,5.6939882939020447E-3,5.3765343914641697E-5,8.0626570121577888E-5,3.5868493583742743E-2]
[2004,6,15,20,1.7802794389115761E-2,4.9841965115071159E-3,3.2840004999999868E-4,3.2674000000000236E-5,3.04087112665618E-3,8.9420277777777987E-5,2.6278356355056834E-2,null,2.1101381324157033E-2,7.3359941282551706E-3,2.2478780580100169E-4,2.4284432516604156E-5,5.0372851016109157E-3,5.3765343914641697E-5,7.1964352595429176E-5,3.3777498136255371E-2]
[2004,6,15,24,1.134848621078283E-2,3.5377691744096738E-3,3.2840004999999868E-4,3.2674000000000236E-5,2.55112717213348E-3,8.9420277777777987E-5,1.7887876885103758E-2,null,1.3451188041135407E-2,5.2070687483274716E-3,2.2478780580100169E-4,2.4284432516604156E-5,4.2260110215962309E-3,5.3765343914641697E-5,5.1080102415840442E-5,2.3187105393291357E-2]
[2004,6,16,4,8.270076335832913E-3,3.2847018700415923E-3,3.2840004999999868E-4,3.2674000000000236E-5,2.6221912758158067E-3,8.9420277777777987E-5,1.4627463809468088E-2,null,9.8023956536277979E-3,4.8345914082764787E-3,2.2478780580100169E-4,2.4284432516604156E-5,4.3437306275342672E-3,5.3765343914641697E-5,4.7426188554323667E-5,1.9283555271670791E-2]
[2004,6,16,7,1.2069507863772103E-2,4.0758921355082195E-3,0,0,2.3701432195859799E-3,8.9420277777777987E-5,1.8604963496644082E-2,null,1.4305804036251462E-2,5.9991055136885806E-3,0,0,3.9262062190162962E-3,5.3765343914641697E-5,5.8849794165109433E-5,2.4284881112870978E-2]
[2004,6,16,11,1.5034881808165198E-2,5.6325215986953196E-3,0,0,2.8315203525950596E-3,8.9420277777777987E-5,2.3588344037233359E-2,null,1.7820616655084737E-2,8.2902319922383942E-3,0,0,4.6904898935060547E-3,5.3765343914641697E-5,8.1325198433501155E-5,3.0855103884743825E-2]
[2004,6,16,14,1.4880250664052361E-2,6.0689876111795502E-3,0,0,3.2686842790272887E-3,8.9420277777777987E-5,2.4307342832036977E-2,null,1.7637334712643695E-2,8.9326448861471609E-3,0,0,5.4146637377295364E-3,5.3765343914641697E-5,8.7627115692545665E-5,3.2038408680435039E-2]
[2004,6,16,17,1.7864144189187796E-2,5.4144794380478522E-3,0,0,3.3085132366268743E-3,8.9420277777777987E-5,2.66765571416403E-2,null,2.1174098308759871E-2,7.9693064415445238E-3,0,0,5.4806414810710325E-3,5.3765343914641697E-5,7.8176995329294318E-5,3.4677811575290068E-2]
[2004,6,16,19,1.7775529125636461E-2,4.8308605925872754E-3,0,0,2.9789569379134692E-3,8.9420277777777987E-5,2.5674766933914982E-2,null,2.1069064222189487E-2,7.1103065177748163E-3,0,0,4.934722576748202E-3,5.3765343914641697E-5,6.9750410968285174E-5,3.3167858660627152E-2]
[2004,6,16,22,1.7397621939552813E-2,3.5464026043715048E-3,3.2840004999999868E-4,3.2674000000000236E-5,1.830236594222559E-3,8.9420277777777987E-5,2.3224755465924653E-2,null,2.0621136584292057E-2,5.219775869999034E-3,2.2478780580100169E-4,2.4284432516604156E-5,3.0318363207448105E-3,5.3765343914641697E-5,5.1204756248498671E-5,2.9175586357268152E-2]
[2004,6,17,1,9.9749331485719985E-3,3.4241963781706459E-3,3.2840004999999868E-4,3.2674000000000236E-5,2.5353560089478575E-3,8.9420277777777987E-5,{"$f":"SUM(E4035:J4035)","v":1.6384979863468277E-2},null,{"$f":"E4035*W$5","v":1.182313649477848E-2},5.0399065258076589E-3,{"$f":"G4035*Y$5","v":2.2478780580100169E-4},{"$f":"H4035*Z$5","v":2.4284432516604156E-5},{"$f":"I4035*AA$5","v":4.1998856640782459E-3},{"$f":"J4035*AB$5","v":5.3765343914641697E-5},4.9440280884942808E-5,{"$f":"SUM(M4035:R4035)","v":2.1365766266896635E-2}]
[2004,6,17,5,9.1855496530335815E-3,3.5608371204783277E-3,3.2840004999999868E-4,3.2674000000000236E-5,2.7966679421303048E-3,8.9420277777777987E-5,1.5993549043419993E-2,null,1.088749224779802E-2,5.2410213255422453E-3,2.2478780580100169E-4,2.4284432516604156E-5,4.6327559348221855E-3,5.3765343914641697E-5,5.141316909984945E-5,2.1064107090394701E-2]
[2004,6,17,8,1.4736247751499286E-2,4.6468685795646447E-3,0,0,2.4293593805632223E-3,8.9420277777777987E-5,2.1901895989404931E-2,null,1.7466650251364433E-2,6.8394977075556277E-3,0,0,4.0242993880593601E-3,5.3765343914641697E-5,6.7093841134143608E-5,2.8384212690894063E-2]
[2004,6,17,10,1.4839721450592419E-2,5.7701968664491451E-3,0,0,3.0383208028605291E-3,8.9420277777777987E-5,2.3737659397679869E-2,null,1.7589296052571923E-2,8.4928694591834171E-3,0,0,5.0330604214041483E-3,5.3765343914641697E-5,8.3313023650551129E-5,3.1168991277074131E-2]
[2004,6,17,16,1.6361055858777784E-2,6.0717617041057374E-3,0,0,3.6431430137825785E-3,8.9420277777777987E-5,2.6165380854443879E-2,null,1.9392510579854604E-2,8.9367279373211584E-3,0,0,6.0349647393787157E-3,5.3765343914641697E-5,8.7667169450661293E-5,3.4417968600469119E-2]
[2004,6,17,19,1.8578882231597049E-2,5.040228808988776E-3,0,0,3.1391787920886571E-3,8.9420277777777987E-5,2.6847710110452262E-2,null,2.2021266435859062E-2,7.4184653158115002E-3,0,0,5.2001344029562529E-3,5.3765343914641697E-5,7.2773375274088134E-5,3.4693631498541461E-2]
[2004,6,17,20,1.8002639635063669E-2,5.0354032028332527E-3,3.2840004999999868E-4,3.2674000000000236E-5,3.0816434888548071E-3,8.9420277777777987E-5,2.6570180654529506E-2,null,2.1338254853581436E-2,7.4113627430416546E-3,2.2478780580100169E-4,2.4284432516604156E-5,5.1048256201354451E-3,5.3765343914641697E-5,7.2703700729342361E-5,3.4157280798990788E-2]
[2004,6,17,23,1.4966560694149337E-2,3.3140151357078295E-3,3.2840004999999868E-4,3.2674000000000236E-5,2.0425249453463815E-3,8.9420277777777987E-5,2.0773595102981324E-2,null,1.7739636678131162E-2,4.8777361647705346E-3,2.2478780580100169E-4,2.4284432516604156E-5,3.3834977045461919E-3,5.3765343914641697E-5,4.7849428324516977E-5,2.6303708129680137E-2]
[2004,6,18,3,8.8208076724784756E-3,3.3632779203581322E-3,3.2840004999999868E-4,3.2674000000000236E-5,2.6093294309338568E-3,8.9420277777777987E-5,1.524390935154824E-2,null,1.0455169127708117E-2,4.9502436387639402E-3,2.2478780580100169E-4,2.4284432516604156E-5,4.322424634315699E-3,5.3765343914641697E-5,4.8560709349697724E-5,2.0030674983020004E-2]
[2004,6,18,6,1.0577836068105194E-2,3.7855841345359781E-3,1.6420002499999934E-4,1.6337000000000118E-5,2.7776640471889121E-3,8.9420277777777987E-5,1.7411041552607864E-2,null,1.2537748152277345E-2,5.5718154207717021E-3,1.1239390290050085E-4,1.2142216258302078E-5,4.60127546989169E-3,5.3765343914641697E-5,5.465818027207629E-5,2.2889140506014181E-2]
[2004,6,18,11,1.5557753041917269E-2,5.8954238255634513E-3,0,0,3.2724204935742234E-3,8.9420277777777987E-5,2.4815017638832725E-2,null,1.8440367973090208E-2,8.677184871836361E-3,0,0,5.4208528779758026E-3,5.3765343914641697E-5,8.5121113885225754E-5,3.2592171066817013E-2]
[2004,6,18,14,1.5244475557498145E-2,5.9570708884339203E-3,0,0,3.3396256509690609E-3,8.9420277777777987E-5,2.4630592374678906E-2,null,1.8069044937250277E-2,8.7679201568914029E-3,0,0,5.5321800352265242E-3,5.3765343914641697E-5,8.6011205389170407E-5,3.2422910473282843E-2]
[2004,6,18,17,1.828588236468124E-2,5.1339316598325337E-3,0,0,3.0480487950015835E-3,8.9420277777777987E-5,2.6557283097293133E-2,null,2.1673978151526704E-2,7.5563819412903617E-3,0,0,5.0491751029673243E-3,5.3765343914641697E-5,7.4126304473759303E-5,3.4333300539699033E-2]
[2004,6,18,20,1.7514529303778805E-2,4.535421431240424E-3,3.2840004999999868E-4,3.2674000000000236E-5,2.9191068806302266E-3,8.9420277777777987E-5,2.5419551943427231E-2,null,2.075970510439152E-2,6.6754641218353004E-3,2.2478780580100169E-4,2.4284432516604156E-5,4.8355793413638881E-3,5.3765343914641697E-5,6.5484710783997332E-5,3.2573586149822961E-2]
[2004,6,18,21,1.8623629380870602E-2,4.2334102991250962E-3,3.2840004999999868E-4,3.2674000000000236E-5,2.7715094514466172E-3,8.9420277777777987E-5,2.6079043459220096E-2,null,2.2074304551075823E-2,6.2309487647961761E-3,2.2478780580100169E-4,2.4284432516604156E-5,4.5910802159174801E-3,5.3765343914641697E-5,6.1124121158545293E-5,3.3199171114021729E-2]
[2004,6,18,24,1.2651031607834467E-2,3.1110357923814676E-3,3.2840004999999868E-4,3.2674000000000236E-5,2.2432055092573111E-3,8.9420277777777987E-5,1.8455767237251022E-2,null,1.4995075282343796E-2,4.5789808353284738E-3,2.2478780580100169E-4,2.4284432516604156E-5,3.7159304755077808E-3,5.3765343914641697E-5,4.4918709802684449E-5,2.3592824175412301E-2]
[2004,6,19,4,9.7212203464508758E-3,3.4495954068740706E-3,3.2840004999999868E-4,3.2674000000000236E-5,2.6789787440994351E-3,8.9420277777777987E-5,1.630028882520216E-2,null,1.1522414570603962E-2,5.0772901090996763E-3,2.2478780580100169E-4,2.4284432516604156E-5,4.4378006015741989E-3,5.3765343914641697E-5,4.9807004920195984E-5,2.1340342863510085E-2]
[2004,6,19,8,1.4634646210681092E-2,4.3822398543878127E-3,0,0,3.1107473368282746E-3,8.9420277777777987E-5,2.2217053679674956E-2,null,1.7346223490875789E-2,6.4500036798657212E-3,0,0,5.1530369298851963E-3,5.3765343914641697E-5,6.3272997625759143E-5,2.9003029444541348E-2]
[2004,6,19,11,2.0661860920949793E-2,4.6054978555019983E-3,0,0,2.7431837601179887E-3,8.9420277777777987E-5,2.8099962814347561E-2,null,2.4490189384325931E-2,6.7786061700521299E-3,0,0,4.544157943654193E-3,5.3765343914641697E-5,6.6496509675261734E-5,3.5866718841946893E-2]
[2004,6,19,15,1.945097356689527E-2,5.3808730732240496E-3,0,0,3.7128154392443908E-3,8.9420277777777987E-5,2.8634082357141488E-2,null,2.3054943026926802E-2,7.9198428831855714E-3,0,0,6.1503789927797826E-3,5.3765343914641697E-5,7.7691769619985456E-5,3.7178930246806796E-2]
[2004,6,19,18,2.1645520556246911E-2,4.8705333333900072E-3,0,0,3.4657700341090762E-3,8.9420277777777987E-5,3.0071244201523774E-2,null,2.565610618389734E-2,{"$f":"(F4100*X$5)-S4100","v":7.1686988770866336E-3},0,0,5.7411416108332581E-3,5.3765343914641697E-5,{"$f":"(F4100*$AC$7)*$AC$5","v":7.0323226085217941E-5},3.8619712015731875E-2]
[2004,6,19,19,2.0400548701016652E-2,4.6473787597229154E-3,0,0,3.3041020238906904E-3,8.9420277777777987E-5,2.844144976240804E-2,null,2.4180459985842152E-2,6.8402486166814595E-3,0,0,5.4733341881044771E-3,5.3765343914641697E-5,6.7101207373558978E-5,3.6547808134542732E-2]
[2004,6,20,1,1.1706850827352809E-2,3.2946817814031356E-3,3.2840004999999868E-4,3.2674000000000236E-5,2.6653318658182122E-3,8.9420277777777987E-5,1.8117358802351935E-2,null,1.387595216872381E-2,4.8492803498099354E-3,2.2478780580100169E-4,2.4284432516604156E-5,4.4151941793398259E-3,5.3765343914641697E-5,4.7570283567117629E-5,2.3443264280105819E-2]
[2004,6,20,2,1.0607337090385001E-2,3.2044332956417633E-3,3.2840004999999868E-4,3.2674000000000236E-5,2.6231793613120591E-3,8.9420277777777987E-5,1.68854440751166E-2,null,1.2572715265134598E-2,4.7164480346913746E-3,2.2478780580100169E-4,2.4284432516604156E-5,4.345367417829574E-3,5.3765343914641697E-5,4.6267230239356459E-5,2.1937368299887797E-2]
[2004,6,20,6,9.8978075491157492E-3,3.1176599824858575E-3,1.6420002499999934E-4,1.6337000000000118E-5,2.6861987466661372E-3,8.9420277777777987E-5,1.5971623581045521E-2,null,1.173172069519055E-2,4.5887306555047165E-3,1.1239390290050085E-4,1.2142216258302078E-5,4.449760730710889E-3,5.3765343914641697E-5,4.5014353213057787E-5,2.0948513544479599E-2]
[2004,6,20,9,1.6224049585422336E-2,4.4117761541121346E-3,0,0,3.4836860596687783E-3,8.9420277777777987E-5,2.4208932076981028E-2,null,1.9230119128564097E-2,6.493476709239214E-3,0,0,5.770819990768815E-3,5.3765343914641697E-5,6.3699457674599121E-5,3.1548181172486769E-2]
[2004,6,20,12,1.8664611289095311E-2,5.1235880963204196E-3,0,0,3.7764043527782807E-3,8.9420277777777987E-5,2.7654024015971786E-2,null,2.2122879783364632E-2,7.5411577580112889E-3,0,0,6.2557157444638684E-3,5.3765343914641697E-5,7.3976958867108257E-5,3.5973518629754432E-2]
[2004,6,20,16,1.9535933987704476E-2,4.934606219814423E-3,0,0,3.624595097626498E-3,8.9420277777777987E-5,2.8184555582923175E-2,null,2.3155645321059456E-2,7.2630046127262066E-3,0,0,6.0042396156140361E-3,5.3765343914641697E-5,7.1248342857762546E-5,3.6476654893314343E-2]
[2004,6,20,18,2.1664409192307329E-2,4.1908558544607871E-3,0,0,3.1087287461987693E-3,8.9420277777777987E-5,2.9053414070744667E-2,null,2.5678494596833672E-2,6.1683149670581057E-3,0,0,5.1496930800208852E-3,5.3765343914641697E-5,6.0509698542331258E-5,3.7050267987827304E-2]
[2004,6,20,21,2.1344274124713868E-2,3.8326896058630371E-3,3.2840004999999868E-4,3.2674000000000236E-5,2.8122486624001944E-3,8.9420277777777987E-5,2.8439706720754875E-2,null,2.5299043371993686E-2,5.6411476512056701E-3,2.2478780580100169E-4,2.4284432516604156E-5,4.6585658185097538E-3,5.3765343914641697E-5,5.5338312915307351E-5,3.5901594423941363E-2]
[2004,6,20,24,1.2742273395832546E-2,3.4042993846611358E-3,3.2840004999999868E-4,3.2674000000000236E-5,2.563372833188843E-3,8.9420277777777987E-5,1.91604399414603E-2,null,1.5103222785435921E-2,5.0106211179753819E-3,2.2478780580100169E-4,2.4284432516604156E-5,4.2462962896737989E-3,5.3765343914641697E-5,4.9152998019349217E-5,2.4662977775317351E-2]
[2004,6,21,3,8.9511293926943757E-3,3.1808126483569409E-3,3.2840004999999868E-4,3.2674000000000236E-5,2.6224037614816964E-3,8.9420277777777987E-5,1.5204840130310789E-2,null,1.0609637479866197E-2,4.6816819636933734E-3,2.2478780580100169E-4,2.4284432516604156E-5,4.344082615775304E-3,5.3765343914641697E-5,4.5926183375370905E-5,1.9938239641567119E-2]
[2004,6,21,7,1.3683196176026303E-2,3.8823788601736104E-3,0,0,2.276571190967303E-3,8.9420277777777987E-5,1.9931566504944993E-2,null,1.6218484240884356E-2,5.7142828249529673E-3,0,0,3.7712016278790591E-3,5.3765343914641697E-5,5.6055751525353001E-5,2.5757734037631024E-2]
[2004,6,21,10,1.6956560815313517E-2,5.6751290873624316E-3,0,0,3.082328459639115E-3,8.9420277777777987E-5,2.5803438640092838E-2,null,2.0098353544370815E-2,8.3529438628398029E-3,0,0,5.1059602927286335E-3,5.3765343914641697E-5,8.1940386925882371E-5,3.3611023043853896E-2]
[2004,6,21,13,1.7200394877811085E-2,6.164220277822585E-3,0,0,3.41645875385394E-3,8.9420277777777987E-5,2.6870494187265392E-2,null,2.0387366348772199E-2,9.0728131723891766E-3,0,0,5.6594561440625243E-3,5.3765343914641697E-5,8.9002133147230653E-5,3.5173401009138544E-2]
[2004,6,21,15,1.7567058901314103E-2,6.1201528974687272E-3,0,0,3.5813714788685788E-3,8.9420277777777987E-5,2.7358003555429188E-2,null,2.0821967637124839E-2,9.0079525588926731E-3,0,0,5.9326385244338259E-3,5.3765343914641697E-5,8.8365865999572995E-5,3.5816324064365981E-2]
[2004,6,21,21,2.0352956773435626E-2,4.1988868188875521E-3,3.2840004999999868E-4,3.2674000000000236E-5,2.6044405646703365E-3,8.9420277777777987E-5,2.7606778484771298E-2,null,2.4124049998180169E-2,6.1801353492888138E-3,2.2478780580100169E-4,2.4284432516604156E-5,4.3143260953881126E-3,5.3765343914641697E-5,6.0625653672582395E-5,3.4921349025089345E-2]
[2004,6,21,22,1.9079154603217595E-2,3.4077658339113559E-3,3.2840004999999868E-4,3.2674000000000236E-5,1.9434365472975486E-3,8.9420277777777987E-5,2.4880851312204279E-2,null,2.2614231666416323E-2,5.015723214429002E-3,2.2478780580100169E-4,2.4284432516604156E-5,3.2193550985480414E-3,5.3765343914641697E-5,4.9203048368592283E-5,3.1152147561625616E-2]
[2004,6,22,1,1.0790753005394733E-2,3.6222084035756625E-3,3.2840004999999868E-4,3.2674000000000236E-5,2.6452747189034034E-3,8.9420277777777987E-5,1.7508730455651579E-2,null,1.2790115358566322E-2,5.3313507038896093E-3,2.2478780580100169E-4,2.4284432516604156E-5,4.3819689740856047E-3,5.3765343914641697E-5,5.2299278755809832E-5,2.2806272618773785E-2]
[2004,6,22,4,9.4290606714538209E-3,3.6088950085959191E-3,3.2840004999999868E-4,3.2674000000000236E-5,2.8563083430324437E-3,8.9420277777777987E-5,1.634475835085996E-2,null,1.1176122152969583E-2,5.3117553714878757E-3,2.2478780580100169E-4,2.4284432516604156E-5,4.7315518687520795E-3,5.3765343914641697E-5,5.2107053218884772E-5,2.1522266975441785E-2]
[2004,6,22,8,1.5672577945385922E-2,4.9724534860411699E-3,0,0,2.6695689564109003E-3,8.9420277777777987E-5,2.3404020665615768E-2,null,1.8576468184138141E-2,7.3187101456378637E-3,0,0,4.422213034275712E-3,5.3765343914641697E-5,7.1794800848579425E-5,3.0371156707966356E-2]
[2004,6,22,12,1.7073176905397055E-2,6.1526722840878683E-3,0,0,3.365817363682804E-3,8.9420277777777987E-5,2.6681086830945507E-2,null,2.0236576821660895E-2,9.0558162474012813E-3,0,0,5.5755673143131233E-3,5.3765343914641697E-5,8.8835397367255636E-5,3.4921725727289944E-2]
[2004,6,22,16,1.7743062413565252E-2,6.2735970106160936E-3,0,0,3.8538325006197906E-3,8.9420277777777987E-5,2.7959912202578915E-2,null,2.1030581922344749E-2,9.2337994151443382E-3,0,0,6.3839775613321976E-3,5.3765343914641697E-5,9.0581369789749784E-5,3.6702124242735924E-2]
[2004,6,22,19,1.9893805346265527E-2,5.3138174576951675E-3,0,0,3.3919964866013408E-3,8.9420277777777987E-5,2.8689039568339812E-2,null,2.357982479743468E-2,7.8211470150249332E-3,0,0,5.6189337380641345E-3,5.3765343914641697E-5,7.6723586694556453E-5,3.7073670894438394E-2]
[2004,6,22,22,1.9116528388081699E-2,4.0833674720916566E-3,3.2840004999999868E-4,3.2674000000000236E-5,2.300999131886276E-3,8.9420277777777987E-5,2.5951389319837412E-2,null,2.2658530244982541E-2,6.0101080945772385E-3,2.2478780580100169E-4,2.4284432516604156E-5,3.811667171379248E-3,5.3765343914641697E-5,5.8957726859259438E-5,3.2783143093171277E-2]
[2004,6,22,23,1.5802304763783335E-2,3.6509100744716895E-3,3.2840004999999868E-4,3.2674000000000236E-5,2.2946270811640161E-3,8.9420277777777987E-5,2.2198336247196818E-2,null,1.8730231408222057E-2,5.3735952840698355E-3,2.2478780580100169E-4,2.4284432516604156E-5,3.8011116973611023E-3,5.3765343914641697E-5,5.2713688011077155E-5,2.8207775971885243E-2]
[2004,6,23,2,1.0805000891313584E-2,3.7006446109184386E-3,3.2840004999999868E-4,3.2674000000000236E-5,2.602743490542795E-3,8.9420277777777987E-5,1.7558883320552596E-2,null,1.2807003160967756E-2,5.44679710637008E-3,2.2478780580100169E-4,2.4284432516604156E-5,4.3115148462877948E-3,5.3765343914641697E-5,5.3431780427530018E-5,2.2868152695857881E-2]
[2004,6,23,5,1.0091706203594486E-2,3.8480903606891081E-3,3.2840004999999868E-4,3.2674000000000236E-5,2.810991515467284E-3,8.9420277777777987E-5,1.7201282407528655E-2,null,1.196154582022251E-2,5.6638152660787831E-3,2.2478780580100169E-4,2.4284432516604156E-5,4.6564833206820186E-3,5.3765343914641697E-5,5.5560676810466853E-5,2.2584681989215559E-2]
[2004,6,23,10,1.7241583346681248E-2,6.3217852841186304E-3,0,0,3.3334171599681893E-3,8.9420277777777987E-5,2.6986206068545848E-2,null,2.0436186414251292E-2,9.3047253689363309E-3,0,0,5.5218955023017225E-3,5.3765343914641697E-5,9.127713647898351E-5,3.5316572629403985E-2]
[2004,6,23,13,1.9067316618022048E-2,6.8711854327756687E-3,0,0,3.6449240941281028E-3,8.9420277777777987E-5,2.9672846422703597E-2,null,2.2600200282676158E-2,1.0113360472970751E-2,0,0,6.0379151470466479E-3,5.3765343914641697E-5,9.9209653971553456E-5,3.8805241246608203E-2]
[2004,6,23,17,2.2664134164047983E-2,6.4112176234558168E-3,0,0,3.7968891850351143E-3,8.9420277777777987E-5,3.2961661250316694E-2,null,2.686345339526135E-2,9.4363564382047727E-3,0,0,6.2896494220313929E-3,5.3765343914641697E-5,9.256840587147968E-5,4.2643224599412159E-2]
[2004,6,23,20,2.2046341184474207E-2,5.8572810489705834E-3,3.2840004999999868E-4,3.2674000000000236E-5,3.4735985033074934E-3,8.9420277777777987E-5,3.1827715064530061E-2,null,2.613119277614509E-2,8.6210443917259533E-3,2.2478780580100169E-4,2.4284432516604156E-5,5.754109681369338E-3,5.3765343914641697E-5,8.4570389166134009E-5,4.0809184431472627E-2]
[2004,6,23,23,1.696201741834636E-2,3.7220832679363942E-3,3.2840004999999868E-4,3.2674000000000236E-5,2.0631405891058602E-3,8.9420277777777987E-5,2.3197735603166389E-2,null,2.0104821172924735E-2,5.4783516130269298E-3,2.2478780580100169E-4,2.4284432516604156E-5,3.4176480748987605E-3,5.3765343914641697E-5,5.3741322611360592E-5,2.9303658443082675E-2]
[2004,6,23,24,1.3352955067732181E-2,3.9855605522805164E-3,3.2840004999999868E-4,3.2674000000000236E-5,2.616474140268422E-3,8.9420277777777987E-5,2.0405484088058895E-2,null,1.5827054479762868E-2,5.8661508914892952E-3,2.2478780580100169E-4,2.4284432516604156E-5,4.3342600381810125E-3,5.3765343914641697E-5,5.754554103405941E-5,2.6330302991665427E-2]
[2004,6,24,6,1.1303123658370787E-2,4.0445122944514737E-3,1.6420002499999934E-4,1.6337000000000118E-5,2.9233296498823321E-3,8.9420277777777987E-5,1.8540922905482371E-2,null,1.3397420497941806E-2,5.9529190663431767E-3,1.1239390290050085E-4,1.2142216258302078E-5,4.8425744726125321E-3,5.3765343914641697E-5,5.8396716133177398E-5,2.4371215499970955E-2]
[2004,6,24,7,1.3618595837067041E-2,4.5781324089603607E-3,0,0,2.7404987307614523E-3,8.9420277777777987E-5,2.1026647254566634E-2,null,1.614191444199466E-2,6.7383283128923952E-3,0,0,4.5397101200497971E-3,5.3765343914641697E-5,6.6101393503716912E-5,2.747371821885149E-2]
[2004,6,24,11,1.7247498064358869E-2,6.0545323433223303E-3,0,0,3.2672286182017364E-3,8.9420277777777987E-5,2.6658679303660712E-2,null,2.0443197039123558E-2,8.9113688871214208E-3,0,0,5.4122523962802805E-3,5.3765343914641697E-5,8.7418403216916611E-5,3.4820583666439905E-2]
[2004,6,24,14,1.7287371524227105E-2,6.4517042616105804E-3,0,0,3.6427698765231493E-3,8.9420277777777987E-5,2.7471265940138614E-2,null,2.0490458444440217E-2,9.495946733067832E-3,0,0,6.0343466274366134E-3,5.3765343914641697E-5,9.3152972450435043E-5,3.6074517148859307E-2]
[2004,6,24,18,2.1056890994121474E-2,5.3271814622913548E-3,0,0,3.2916198707783799E-3,8.9420277777777987E-5,2.9765112604968988E-2,null,2.4958412519768169E-2,7.8408168372362495E-3,0,0,5.4526571645510955E-3,5.3765343914641697E-5,7.6916542958746005E-5,3.8305651865470157E-2]
[2004,6,24,21,2.0797199659266939E-2,5.0224560794150429E-3,3.2840004999999868E-4,3.2674000000000236E-5,3.0586147713551433E-3,8.9420277777777987E-5,2.9328764837814901E-2,null,2.4650604331706686E-2,7.3923065077679245E-3,2.2478780580100169E-4,2.4284432516604156E-5,5.066677927997692E-3,5.3765343914641697E-5,7.2516763606655983E-5,3.7412426349704549E-2]
[2004,6,24,23,1.5970286444906993E-2,3.7144112397080463E-3,3.2840004999999868E-4,3.2674000000000236E-5,2.316657619936653E-3,8.9420277777777987E-5,2.2451849632329469E-2,null,1.8929337539056797E-2,5.4670595313634105E-3,2.2478780580100169E-4,2.4284432516604156E-5,3.8376058794943307E-3,5.3765343914641697E-5,5.3630549983661776E-5,2.8536840532146789E-2]
[2004,6,25,2,9.7535739547681827E-3,3.4741702906778953E-3,3.2840004999999868E-4,3.2674000000000236E-5,2.5778725918298457E-3,8.9420277777777987E-5,1.6256111165053704E-2,null,1.1560762810290047E-2,{"$f":"(F4228*X$5)-S4228","v":5.1134606739783265E-3},2.2478780580100169E-4,2.4284432516604156E-5,4.2703155312454055E-3,5.3765343914641697E-5,{"$f":"(F4228*$AC$7)*$AC$5","v":5.0161829534146726E-5},2.1247376597746028E-2]
[2004,6,25,5,9.4932077626934779E-3,3.7954506376919887E-3,3.2840004999999868E-4,3.2674000000000236E-5,2.9784707169319279E-3,8.9420277777777987E-5,1.671762344509517E-2,null,1.1252154724233287E-2,5.586337442335618E-3,2.2478780580100169E-4,2.4284432516604156E-5,4.9339171385680246E-3,5.3765343914641697E-5,5.48006378397833E-5,2.2075246887369178E-2]
[2004,6,25,9,1.5154900545306339E-2,5.5471888493746581E-3,0,0,3.1961752156245624E-3,8.9420277777777987E-5,2.3987684888083338E-2,null,1.7962873038161731E-2,8.1646349082311765E-3,0,0,5.2945505170117774E-3,5.3765343914641697E-5,8.0093120997173781E-5,3.1475823807319329E-2]
[2004,6,25,12,1.6745879400426718E-2,6.0020528526291625E-3,0,0,3.2652765598179139E-3,8.9420277777777987E-5,2.6102629090651572E-2,null,1.9848636068772869E-2,8.8341269014392629E-3,0,0,5.409018758876805E-3,5.3765343914641697E-5,8.6660677761358728E-5,3.4145547073003581E-2]
[2004,6,25,15,1.5719224495616038E-2,6.0294169605497805E-3,0,0,3.4567848400995469E-3,8.9420277777777987E-5,2.5294846574043142E-2,null,1.8631757630409782E-2,8.8744027883484421E-3,0,0,5.7262573944248316E-3,5.3765343914641697E-5,8.7055774605215581E-5,3.32861831570977E-2]
[2004,6,25,20,1.8253751472261555E-2,4.6871044578773316E-3,3.2840004999999868E-4,3.2674000000000236E-5,3.0059674446150236E-3,8.9420277777777987E-5,2.6397317702531689E-2,null,2.1635893893605502E-2,6.8987189213190895E-3,2.2478780580100169E-4,2.4284432516604156E-5,4.9794662101767971E-3,5.3765343914641697E-5,6.767478711554622E-5,3.3816916607333637E-2]
[2004,6,25,23,1.5764637867881699E-2,3.3472537180377904E-3,3.2840004999999868E-4,3.2674000000000236E-5,2.2554754518027483E-3,8.9420277777777987E-5,2.1817861365500013E-2,null,1.8685585409602665E-2,4.9266584021344043E-3,2.2478780580100169E-4,2.4284432516604156E-5,3.7362559665290716E-3,5.3765343914641697E-5,4.8329343803981538E-5,2.7651337360498393E-2]
[2004,6,26,2,1.08584034027247E-2,3.5999535355332639E-3,3.2840004999999868E-4,3.2674000000000236E-5,2.7829880022015203E-3,8.9420277777777987E-5,1.769183926823726E-2,null,1.2870300345236903E-2,5.2985948563006938E-3,2.2478780580100169E-4,2.4284432516604156E-5,4.6100947450762155E-3,5.3765343914641697E-5,5.197795170398305E-5,2.308182752884606E-2]
[2004,6,26,3,1.0117274992701823E-2,3.5644575300204304E-3,3.2840004999999868E-4,3.2674000000000236E-5,2.8268105806919111E-3,8.9420277777777987E-5,1.695903743119194E-2,null,1.1991852116928421E-2,5.2463500285902555E-3,2.2478780580100169E-4,2.4284432516604156E-5,4.6826880292206042E-3,5.3765343914641697E-5,5.1465442405732595E-5,2.2223727756971529E-2]
[2004,6,26,6,1.0716045020993522E-2,3.5286351060525643E-3,1.6420002499999934E-4,1.6337000000000118E-5,2.7691335521932686E-3,8.9420277777777987E-5,1.7283770982017131E-2,null,1.2701565121319694E-2,5.1936247615825401E-3,1.1239390290050085E-4,1.2142216258302078E-5,4.5871444746731676E-3,5.3765343914641697E-5,5.0948220112571657E-5,2.2660635820648842E-2]
[2004,6,26,10,1.873933549651494E-2,5.1455087228722465E-3,0,0,3.5652778200804887E-3,8.9420277777777987E-5,2.7539542317245452E-2,null,2.2211449249508158E-2,7.5734216519610185E-3,0,0,5.9059789442454337E-3,5.3765343914641697E-5,7.4293459971076854E-5,3.574461518962925E-2]
[2004,6,26,13,1.9085463574443927E-2,5.1332820919973909E-3,0,0,3.3877087328014611E-3,8.9420277777777987E-5,2.769587467702056E-2,null,2.2621709594021405E-2,7.5554258742866814E-3,0,0,5.6118309581580155E-3,5.3765343914641697E-5,7.4116925684497079E-5,3.5842731770380748E-2]
[2004,6,26,17,1.9951717706156797E-2,5.1199334533150774E-3,0,0,3.6630298578569846E-3,8.9420277777777987E-5,2.8824101295106638E-2,null,2.3648467436491086E-2,7.5357786684095525E-3,0,0,6.0679078333809337E-3,5.3765343914641697E-5,7.3924191281151392E-5,3.7305919282196218E-2]
[2004,6,26,21,2.0337171273631376E-2,4.6164639681737308E-3,3.2840004999999868E-4,3.2674000000000236E-5,2.8561425834428746E-3,8.9420277777777987E-5,2.8260272153025762E-2,null,2.4105339685434796E-2,6.7947466528729588E-3,2.2478780580100169E-4,2.4284432516604156E-5,4.7312772835177153E-3,5.3765343914641697E-5,6.6654843961858938E-5,3.5934201204057721E-2]
[2004,6,26,24,1.3865987146597984E-2,3.5187707034692495E-3,3.2840004999999868E-4,3.2674000000000236E-5,2.8044629253619504E-3,8.9420277777777987E-5,2.063971510320696E-2,null,1.6435143597182036E-2,5.179105831748439E-3,2.2478780580100169E-4,2.4284432516604156E-5,4.6456685349504428E-3,5.3765343914641697E-5,5.0805792873996695E-5,2.6562755546113169E-2]
[2004,6,27,1,1.2387462739869726E-2,3.4553876637065722E-3,3.2840004999999868E-4,3.2674000000000236E-5,2.7681765773641034E-3,8.9420277777777987E-5,1.9061521308718181E-2,null,1.4682671113282524E-2,5.0858154475397783E-3,2.2478780580100169E-4,2.4284432516604156E-5,4.5855592200376412E-3,5.3765343914641697E-5,4.9890636456804758E-5,2.4656883363092189E-2]
[2004,6,27,4,1.0100853363818097E-2,3.28301660730526E-3,3.2840004999999868E-4,3.2674000000000236E-5,2.7963500206280552E-3,8.9420277777777987E-5,1.6630714319529186E-2,null,1.1972387810063699E-2,4.8321109527988994E-3,2.2478780580100169E-4,2.4284432516604156E-5,4.6322292892722553E-3,5.3765343914641697E-5,4.7401855877734098E-5,2.1739565634367106E-2]
[2004,6,27,7,1.1797825494842212E-2,3.6218174289742782E-3,0,0,2.8547315303235712E-3,8.9420277777777987E-5,1.8363794731917842E-2,null,1.3983783057941174E-2,5.3307752475701339E-3,0,0,4.7289398359379271E-3,5.3765343914641697E-5,5.2293633666575302E-5,2.4097263485363875E-2]
[2004,6,27,10,1.9148294830534832E-2,4.8707149804326369E-3,0,0,3.4677129332265255E-3,8.9420277777777987E-5,2.7576143021971769E-2,null,2.269618252590341E-2,7.1689662344500658E-3,0,0,5.7443600756647561E-3,5.3765343914641697E-5,7.0325848797182349E-5,3.5663274179932876E-2]
[2004,6,27,15,1.9895652237084477E-2,5.1718453833214332E-3,0,0,3.4888750813609854E-3,8.9420277777777987E-5,2.8645792979544671E-2,null,2.3582013889022375E-2,7.6121852893832227E-3,0,0,5.7794157452659266E-3,5.3765343914641697E-5,7.4673722008172631E-5,3.7027380267586167E-2]
[2004,6,27,18,2.2713728461482039E-2,4.5138671264296527E-3,0,0,3.2504789514675989E-3,8.9420277777777987E-5,3.0567494817157072E-2,null,2.6922236761444555E-2,{"$f":"(F4292*X$5)-S4292","v":6.6437393988703483E-3},0,0,5.3845061212220548E-3,5.3765343914641697E-5,{"$f":"(F4292*$AC$7)*$AC$5","v":6.5173498818784774E-5},3.9004247625451606E-2]
[2004,6,27,22,2.0742627812568436E-2,3.3766362121644025E-3,3.2840004999999868E-4,3.2674000000000236E-5,2.2175976387408388E-3,8.9420277777777987E-5,2.6787355991251455E-2,null,2.4585921152112555E-2,4.9699050526002663E-3,2.2478780580100169E-4,2.4284432516604156E-5,3.6735103467802435E-3,5.3765343914641697E-5,4.8753583129734216E-5,3.353217413372532E-2]
[2004,6,28,1,1.1906755146459821E-2,3.6702057381500612E-3,3.2840004999999868E-4,3.2674000000000236E-5,2.8461511260246598E-3,8.9420277777777987E-5,1.887360633841232E-2,null,1.4112895716664912E-2,5.4019956240481072E-3,2.2478780580100169E-4,2.4284432516604156E-5,4.7147261646113712E-3,5.3765343914641697E-5,5.2992288572131939E-5,2.4532455087556641E-2]
[2004,6,28,2,1.0804602989166301E-2,3.6900188465756813E-3,3.2840004999999868E-4,3.2674000000000236E-5,2.8885704215417182E-3,8.9420277777777987E-5,1.783368658506148E-2,null,1.2806531533606568E-2,5.4311575655440463E-3,2.2478780580100169E-4,2.4284432516604156E-5,4.7849948726325087E-3,5.3765343914641697E-5,5.3278360262415596E-5,2.332552155401537E-2]
[2004,6,28,7,1.5583714398688371E-2,4.4346745809721424E-3,0,0,2.6894261842436516E-3,8.9420277777777987E-5,2.2797235441681947E-2,null,1.847113957427516E-2,6.5271797794539364E-3,0,0,4.4551070681742161E-3,5.3765343914641697E-5,6.4030076754450758E-5,2.9507191765817953E-2]
[2004,6,28,9,1.7710223862584196E-2,6.0212746249090014E-3,0,0,3.5462268149368975E-3,8.9420277777777987E-5,2.736714558020787E-2,null,2.099165888749761E-2,8.862418484295996E-3,0,0,5.8744204399933803E-3,5.3765343914641697E-5,8.6938211440992306E-5,3.5782263155701627E-2]
[2004,6,28,13,1.9786002545618474E-2,6.8989070828108122E-3,0,0,3.9594788900023407E-3,8.9420277777777987E-5,3.0733808796209405E-2,null,2.3452047778021574E-2,1.0154162608563486E-2,0,0,6.5589836569903501E-3,5.3765343914641697E-5,9.9609913189473598E-5,4.0218959387490053E-2]
[2004,6,28,16,2.1242346564458368E-2,6.8586194706670139E-3,0,0,4.2021890461744673E-3,8.9420277777777987E-5,3.2392575359077629E-2,null,2.5178230185626309E-2,1.0094865250314071E-2,0,0,6.9610395820107291E-3,5.3765343914641697E-5,9.9028220248825974E-5,4.2287900361865749E-2]
[2004,6,28,19,2.3174405525747167E-2,5.8328208947623465E-3,0,0,3.674259723524797E-3,8.9420277777777987E-5,3.2770906421812088E-2,null,2.7468270276626579E-2,8.5850426917059887E-3,0,0,6.0865104089803035E-3,5.3765343914641697E-5,8.4217221076168816E-5,4.2193588721227519E-2]
[2004,6,28,23,1.7135103954307149E-2,4.032235188369258E-3,3.2840004999999868E-4,3.2674000000000236E-5,2.5249194042435193E-3,8.9420277777777987E-5,2.4142752874697707E-2,null,2.0309978010528779E-2,5.9348489966893894E-3,2.2478780580100169E-4,2.4284432516604156E-5,4.1825971466768605E-3,5.3765343914641697E-5,5.8219453059999557E-5,3.0730261736127279E-2]
[2004,6,28,24,1.3518104192030467E-2,4.0598118715625773E-3,3.2840004999999868E-4,3.2674000000000236E-5,2.7623508868314627E-3,8.9420277777777987E-5,2.0790761278202285E-2,null,1.6022803224089173E-2,5.9754377627053131E-3,2.2478780580100169E-4,2.4284432516604156E-5,4.575908806421153E-3,5.3765343914641697E-5,5.8617619173264694E-5,2.6876987375447886E-2]
[2004,6,29,4,9.7278455317518914E-3,3.6839890164648034E-3,3.2840004999999868E-4,3.2674000000000236E-5,2.8445546429260249E-3,8.9420277777777987E-5,1.6706883518920496E-2,null,1.1530267301940645E-2,5.4222825546600155E-3,2.2478780580100169E-4,2.4284432516604156E-5,4.7120815472656277E-3,5.3765343914641697E-5,5.3191298522536781E-5,2.1967468986098537E-2]
[2004,6,29,7,1.3823667847145799E-2,4.6094748020432483E-3,0,0,2.7272575118601626E-3,8.9420277777777987E-5,2.1249820438826991E-2,null,1.638498317541939E-2,6.7844596424037201E-3,0,0,4.5177756835279902E-3,5.3765343914641697E-5,6.655393084284349E-5,2.774098384526574E-2]
[2004,6,29,10,1.6483636308228591E-2,6.0480928048211452E-3,0,0,3.3065263658384591E-3,8.9420277777777987E-5,2.5927675756665977E-2,null,1.9537803321556402E-2,8.9018908465738015E-3,0,0,5.4773501759796802E-3,5.3765343914641697E-5,8.732542589987439E-5,3.3970809688024531E-2]
[2004,6,29,14,1.7585630364661375E-2,6.4723123401026665E-3,0,0,3.6154786392810566E-3,8.9420277777777987E-5,2.7762841621822874E-2,null,2.0843980110069982E-2,9.5262787519726916E-3,0,0,5.9891379562900362E-3,5.3765343914641697E-5,9.3450522321009925E-5,3.6413162162247353E-2]
[2004,6,29,17,2.075903175521477E-2,5.9317512760175533E-3,0,0,3.6886577216505936E-3,8.9420277777777987E-5,3.0468861030660696E-2,null,2.4605364495749186E-2,8.7306534625330775E-3,0,0,6.110361081511714E-3,5.3765343914641697E-5,8.5645628006476057E-5,3.9500144383708621E-2]
[2004,6,29,21,2.1112116192194191E-2,5.043412574292104E-3,3.2840004999999868E-4,3.2674000000000236E-5,3.0340352159911777E-3,8.9420277777777987E-5,2.9640058310255249E-2,null,2.5023870106805571E-2,7.4231513436430743E-3,2.2478780580100169E-4,2.4284432516604156E-5,5.0259612310769404E-3,5.3765343914641697E-5,7.2819344089390832E-5,3.777582026375783E-2]
[2004,6,30,1,1.1327437478248773E-2,3.6796204927784298E-3,3.2840004999999868E-4,3.2674000000000236E-5,2.6390489560655719E-3,8.9420277777777987E-5,1.8096601254870552E-2,null,1.3426239298714225E-2,5.4158527391344044E-3,2.2478780580100169E-4,2.4284432516604156E-5,4.3716558298966708E-3,5.3765343914641697E-5,5.3128223565888929E-5,2.3516585449977548E-2]
[2004,6,30,4,9.8942431497837779E-3,3.6775412848107469E-3,3.2840004999999868E-4,3.2674000000000236E-5,2.871268939364837E-3,8.9420277777777987E-5,1.6893547701737135E-2,null,1.1727495866893849E-2,5.4127924550129566E-3,2.2478780580100169E-4,2.4284432516604156E-5,4.7563345003985734E-3,5.3765343914641697E-5,5.309820290860543E-5,2.219946040453763E-2]
[2004,6,30,5,1.03454094762552E-2,3.8754286741247692E-3,3.2840004999999868E-4,3.2674000000000236E-5,2.9929478025906547E-3,8.9420277777777987E-5,1.7664280280748401E-2,null,1.2262256449272594E-2,5.7040531873520295E-3,2.2478780580100169E-4,2.4284432516604156E-5,4.9578988217324933E-3,5.3765343914641697E-5,5.5955401220490841E-5,2.3227046040589366E-2]
[2004,6,30,8,1.6322307331915559E-2,5.0789142937319714E-3,0,0,2.6991873608627559E-3,8.9420277777777987E-5,2.4189829264288067E-2,null,1.9346582540514384E-2,7.4754045814021683E-3,0,0,4.4712767207210104E-3,5.3765343914641697E-5,7.3331935888212597E-5,3.1347029186552203E-2]
[2004,6,30,11,1.7721233680198855E-2,6.1761090682606228E-3,0,0,3.2558811960868503E-3,8.9420277777777987E-5,2.7242644222324107E-2,null,2.1004708656804521E-2,9.0903116993120495E-3,0,0,5.3934550852532057E-3,5.3765343914641697E-5,8.9173789522544274E-5,3.5542240785284424E-2]
[2004,6,30,15,1.82215393953436E-2,6.4907935272005817E-3,0,0,3.5683505025043208E-3,8.9420277777777987E-5,2.8370103702826284E-2,null,2.15977134089337E-2,9.5534803038618433E-3,0,0,5.9110689256194789E-3,5.3765343914641697E-5,9.3717363056848878E-5,3.7116027982329672E-2]
[2004,6,30,18,2.1815957254904421E-2,5.3534341449592302E-3,0,0,3.1583139838166252E-3,8.9420277777777987E-5,3.0417125661458051E-2,null,2.5858122209662451E-2,7.8794568718853347E-3,0,0,5.2318323645577222E-3,5.3765343914641697E-5,7.7295592482119543E-5,3.9023176790020153E-2]
[2004,6,30,23,1.6658599369334615E-2,3.6465119612522768E-3,3.2840004999999868E-4,3.2674000000000236E-5,2.1880566035755076E-3,8.9420277777777987E-5,2.2943662261940174E-2,null,1.9745184375864214E-2,5.3671219171633495E-3,2.2478780580100169E-4,2.4284432516604156E-5,3.6245748246464533E-3,5.3765343914641697E-5,5.2650185825770914E-5,2.9039718699906264E-2]
[2004,7,1,2,1.059178643067836E-2,3.4370914504087283E-3,3.2840004999999775E-4,3.2673999999999952E-5,2.6509399131132969E-3,8.6535752688172353E-5,1.7127427596888553E-2,null,1.2554283304783887E-2,5.0588861495049989E-3,2.2478780580100107E-4,2.4284432516603943E-5,4.3913535212112857E-3,5.2030977981911385E-5,4.9626466466338411E-5,2.2305626191799689E-2]
[2004,7,1,5,1.0810130059448341E-2,3.6792327864821539E-3,0,0,3.027682957553221E-3,8.6535752688172353E-5,1.7603581556171886E-2,null,1.2813082685918816E-2,5.4152820932727502E-3,0,0,5.0154385435119834E-3,5.2030977981911385E-5,5.3122625666098213E-5,2.3295834300685461E-2]
[2004,7,1,6,1.2118942624666526E-2,3.7827464919144129E-3,0,0,2.8937344108192526E-3,8.6535752688172353E-5,1.8881959280088362E-2,null,1.4364398306201549E-2,5.5676388339212781E-3,0,0,4.7935491602590303E-3,5.2030977981911385E-5,5.4617208951285333E-5,2.4777617278363768E-2]
[2004,7,1,9,1.6720701259097977E-2,5.2391054405999211E-3,0,0,3.166290984603067E-3,8.6535752688172353E-5,2.5212633436989138E-2,null,1.9818792800935316E-2,7.7111820653173032E-3,0,0,5.2450464816785839E-3,5.2030977981911385E-5,7.5644856767085713E-5,3.2827052325913118E-2]
[2004,7,1,15,1.8399961404511608E-2,6.0628925358496835E-3,0,0,3.7232270599575562E-3,8.6535752688172353E-5,2.8272616753007018E-2,null,2.1809194301752311E-2,8.923673844028748E-3,0,0,6.1676261235254128E-3,5.2030977981911385E-5,8.7539111909163214E-5,3.6952525247288384E-2]
[2004,7,1,17,2.1260629032925381E-2,5.6226185451706788E-3,0,0,3.7336322233243904E-3,8.6535752688172353E-5,3.0703415554108621E-2,null,2.5199900117336874E-2,8.2756561739814622E-3,0,0,6.1848625575025469E-3,5.2030977981911385E-5,8.1182213133067398E-5,3.971244982680279E-2]
[2004,7,1,20,2.0618991166598821E-2,5.1692191750881506E-3,0,0,3.3701887013431347E-3,8.6535752688172353E-5,2.924493479571828E-2,null,2.443937651674679E-2,7.6083199024277823E-3,0,0,5.5828085531402045E-3,5.2030977981911385E-5,7.4635803484123141E-5,3.7682535950296685E-2]
[2004,7,1,24,1.3066287079930921E-2,3.6947721230227689E-3,3.2840004999999775E-4,3.2673999999999952E-5,2.6985803867338987E-3,8.6535752688172353E-5,1.9907249392375755E-2,null,1.5487271275406958E-2,5.438153679767333E-3,2.2478780580100107E-4,2.4284432516603943E-5,4.4702712516928901E-3,5.2030977981911385E-5,5.3346990474212428E-5,2.5696799423166699E-2]
[2004,7,2,3,8.0250393835173267E-3,2.9153109442478808E-3,3.2840004999999775E-4,3.2673999999999952E-5,2.3853406882191146E-3,8.6535752688172353E-5,1.3773300818672493E-2,null,9.5119570822267997E-3,4.2909030411751566E-3,2.2478780580100107E-4,2.4284432516603943E-5,3.9513812360227121E-3,5.2030977981911385E-5,4.2092735355197588E-5,1.8055344575724185E-2]
[2004,7,2,6,9.8509261007008291E-3,3.2729432376958282E-3,0,0,2.5209607978792328E-3,8.6535752688172353E-5,1.5731365888964063E-2,null,1.1676152827674379E-2,4.8172844546590437E-3,0,0,4.1760396083822702E-3,5.2030977981911385E-5,4.7256411467441766E-5,2.0721507868697607E-2]
[2004,7,2,7,1.1758740362865068E-2,3.6544430866903323E-3,0,0,2.3472739366145264E-3,8.6535752688172353E-5,1.7846993138858097E-2,null,1.3937456045679609E-2,5.3787953512885291E-3,0,0,3.8883226344780387E-3,5.2030977981911385E-5,5.2764699430157317E-5,2.325660500942809E-2]
[2004,7,2,12,1.4710441298820657E-2,5.0449964415074204E-3,0,0,2.868910112011131E-3,8.6535752688172353E-5,2.271088360502738E-2,null,1.7436062255643463E-2,7.4254825600316484E-3,0,0,4.7524270392168295E-3,5.2030977981911385E-5,7.2842212766114194E-5,2.966600283287385E-2]
[2004,7,2,15,1.3660420875172786E-2,5.1282548750456944E-3,0,0,3.1328506640331153E-3,8.6535752688172353E-5,2.2008062166939769E-2,null,1.6191489023303442E-2,7.5480265604847543E-3,0,0,5.1896516880211028E-3,5.2030977981911385E-5,7.4044340181006124E-5,2.8981198249791212E-2]
[2004,7,2,18,1.6490964233109261E-2,4.38460016930565E-3,0,0,2.8469413510775689E-3,8.6535752688172353E-5,2.3809041506180652E-2,null,1.9546488999424835E-2,6.4534777115051465E-3,0,0,4.7160351937415588E-3,5.2030977981911385E-5,6.3307077047505727E-5,3.0768032882653451E-2]
[2004,7,2,21,1.726378705452708E-2,3.6171896486126114E-3,1.6420002499999888E-4,1.6336999999999976E-5,2.4150985723465535E-3,8.6535752688172353E-5,2.3563148053174415E-2,null,2.0462504131336847E-2,5.3239638448732982E-3,1.1239390290050053E-4,1.2142216258301971E-5,4.0006759743155002E-3,5.2030977981911385E-5,5.2226815430795015E-5,2.9963711047666361E-2]
[2004,7,3,1,1.1245935136857184E-2,3.0594241413631892E-3,3.2840004999999775E-4,3.2673999999999952E-5,2.4851599903466907E-3,8.6535752688172353E-5,{"$f":"SUM(E4419:J4419)","v":1.7238129071255232E-2},null,{"$f":"E4419*W$5","v":1.332963581350142E-2},4.5030161802540776E-3,{"$f":"G4419*Y$5","v":2.2478780580100107E-4},{"$f":"H4419*Z$5","v":2.4284432516603943E-5},{"$f":"I4419*AA$5","v":4.1167346043561315E-3},{"$f":"J4419*AB$5","v":5.2030977981911385E-5},4.4173514655716107E-5,{"$f":"SUM(M4419:R4419)","v":2.2250489814411148E-2}]
[2004,7,3,4,9.4374523213819547E-3,3.0183289426981173E-3,3.2840004999999775E-4,3.2673999999999952E-5,2.6421198453006347E-3,8.6535752688172353E-5,1.5545510912068879E-2,null,1.1186068647952453E-2,4.4425301750553609E-3,2.2478780580100107E-4,2.4284432516603943E-5,4.3767428408051168E-3,5.2030977981911385E-5,4.3580161372015386E-5,2.0306444880112448E-2]
[2004,7,3,5,9.8020647106578564E-3,3.0835415356751743E-3,0,0,2.7127233216564079E-3,8.6535752688172353E-5,1.5684865320677612E-2,null,1.1618238165470815E-2,4.5385133888117797E-3,0,0,4.493699405143296E-3,5.2030977981911385E-5,4.4521733804769257E-5,2.0702481937407806E-2]
[2004,7,3,9,1.6727122115278249E-2,4.0356914508647172E-3,0,0,2.9979279582464336E-3,8.6535752688172353E-5,2.3847277277077573E-2,null,1.9826403344074001E-2,5.9399360997588321E-3,0,0,4.9661485840024723E-3,5.2030977981911385E-5,5.8269356327720105E-5,3.0784519005817218E-2]
[2004,7,3,12,1.9176827730477977E-2,4.3455490354698248E-3,0,0,3.0200906797317921E-3,8.6535752688172353E-5,2.6629003198367765E-2,null,2.2730002138084765E-2,6.396000264967892E-3,0,0,5.0028617303672484E-3,5.2030977981911385E-5,6.2743237006663744E-5,3.4180895111401821E-2]
[2004,7,3,16,1.7612202712025508E-2,4.4616775143827194E-3,0,0,3.401989804077625E-3,8.6535752688172353E-5,2.5562405783174025E-2,null,2.0875475909108775E-2,6.5669240713349484E-3,0,0,5.6354879382068774E-3,5.2030977981911385E-5,6.4419958777878862E-5,3.3129918896632513E-2]
[2004,7,3,19,1.8527040466469476E-2,3.7641685015451223E-3,0,0,2.883440229939551E-3,8.6535752688172353E-5,2.5261184950642321E-2,null,2.1959819180413415E-2,5.5402948020498929E-3,0,0,4.7764965717675117E-3,5.2030977981911385E-5,5.434897052080542E-5,3.232864153221273E-2]
[2004,7,3,22,1.7970659581765025E-2,3.6808660527046224E-3,3.2840004999999775E-4,3.2673999999999952E-5,2.4036409015135317E-3,8.6535752688172353E-5,2.4502776338671348E-2,null,2.1300349382975422E-2,5.4176860176345289E-3,2.2478780580100107E-4,2.4284432516603943E-5,3.9816960333109606E-3,5.2030977981911385E-5,5.3146207590696202E-5,3.1000834650220428E-2]
[2004,7,4,2,1.1144046597774276E-2,2.9855049959178997E-3,3.2840004999999775E-4,3.2673999999999952E-5,2.585017866887885E-3,8.6535752688172353E-5,1.716217926326823E-2,null,1.320886887833622E-2,4.394218219399137E-3,2.2478780580100107E-4,2.4284432516603943E-5,4.2821518722469237E-3,5.2030977981911385E-5,4.3106232610536651E-5,2.21863421862818E-2]
[2004,7,4,6,1.0535704621080819E-2,2.9262947677408846E-3,0,0,2.684846400864545E-3,8.6535752688172353E-5,1.6233381542374418E-2,null,1.2487810389139251E-2,4.3070695916842382E-3,0,0,4.4475205333875389E-3,5.2030977981911385E-5,4.2251325359598813E-5,2.1294431492192942E-2]
[2004,7,4,7,1.17610436345271E-2,3.1722402663416421E-3,0,0,2.7204287505083855E-3,8.6535752688172353E-5,1.7740248404065299E-2,null,1.3940186078536886E-2,4.6690646954969453E-3,0,0,4.506463656024349E-3,5.2030977981911385E-5,4.5802410983871602E-5,2.3167745408040091E-2]
[2004,7,4,10,1.9089843461478392E-2,4.2106790961802688E-3,0,0,3.2527315974296982E-3,8.6535752688172353E-5,2.6639789907776528E-2,null,2.2626901007484424E-2,6.1974918232517483E-3,0,0,5.3882376900625155E-3,5.2030977981911385E-5,6.0795916542241913E-5,3.4264661498780602E-2]
[2004,7,4,13,1.9938465965941628E-2,4.5123042429889597E-3,0,0,3.3540180009430302E-3,8.6535752688172353E-5,2.789132396256179E-2,null,2.3632760350436106E-2,6.6414390674693694E-3,0,0,5.5560213514419757E-3,5.2030977981911385E-5,6.5150933116422927E-5,3.5882251747329362E-2]
[2004,7,4,17,2.2339842988639981E-2,4.1953317811178892E-3,0,0,3.2225998882255084E-3,8.6535752688172353E-5,2.9844310410671548E-2,null,2.6479075999062976E-2,6.1749028637429959E-3,0,0,5.3383237004396662E-3,5.2030977981911385E-5,6.0574324237445669E-5,3.8044333541227549E-2]
[2004,7,4,19,2.1914148893521741E-2,3.9001483876919627E-3,0,0,3.2574469962231736E-3,8.6535752688172353E-5,2.915828003012505E-2,null,2.5974507264953244E-2,5.7404369200484444E-3,0,0,5.3960488754436755E-3,5.2030977981911385E-5,5.6312316959888449E-5,3.7163024038427278E-2]
[2004,7,4,24,1.3335574027518848E-2,3.1789248614532942E-3,3.2840004999999775E-4,3.2673999999999952E-5,2.5123504716044929E-3,8.6535752688172353E-5,1.9474459163264801E-2,null,1.5806452997246378E-2,4.6789034228375756E-3,2.2478780580100107E-4,2.4284432516603943E-5,4.1617763704950893E-3,5.2030977981911385E-5,4.5898926552321203E-5,2.4948236006878559E-2]
[2004,7,5,4,9.186845090506178E-3,2.6846629498318625E-3,3.2840004999999775E-4,3.2673999999999952E-5,2.553630076507705E-3,8.6535752688172353E-5,1.4872747919533918E-2,null,1.0889027710124517E-2,3.9514235826860478E-3,2.2478780580100107E-4,2.4284432516603943E-5,4.2301571502514441E-3,5.2030977981911385E-5,3.876252284105177E-5,1.9371711659361527E-2]
[2004,7,5,7,1.0874057884052673E-2,2.8805857474775384E-3,0,0,2.5814518607756207E-3,8.6535752688172353E-5,1.6422631244994001E-2,null,1.2888855363775757E-2,4.2397927290071663E-3,0,0,4.2762446868670175E-3,5.2030977981911385E-5,4.1591355383810591E-5,2.1456923757631852E-2]
[2004,7,5,8,1.3472835827047331E-2,3.2504176835589519E-3,0,0,2.8516813192733729E-3,8.6535752688172353E-5,1.9661470582567828E-2,null,1.5969147319822016E-2,4.784130197497973E-3,0,0,4.7238870790008618E-3,5.2030977981911385E-5,4.6931176112741952E-5,2.5529195574302763E-2]
[2004,7,5,11,1.7744530279528853E-2,4.0737387360601889E-3,0,0,3.1571963248488866E-3,8.6535752688172353E-5,2.5062001093126101E-2,null,2.1032321761538176E-2,5.9959360307699052E-3,0,0,5.2299809323094037E-3,5.2030977981911385E-5,5.8818702293671566E-5,3.2310269702599398E-2]
[2004,7,5,14,1.783175980353003E-2,4.2039111093413462E-3,0,0,3.297786047542486E-3,8.6535752688172353E-5,2.5419992713102035E-2,null,2.1135713589160412E-2,6.1875303557221645E-3,0,0,5.4628716028005345E-3,5.2030977981911385E-5,6.0698196921815023E-5,3.2838146525665024E-2]
[2004,7,5,20,2.0163199812742255E-2,3.2876251681089384E-3,0,0,2.7191781540263234E-3,8.6535752688172353E-5,2.6256538887565687E-2,null,2.3899133959777118E-2,4.8388940671719857E-3,0,0,4.504392009195256E-3,5.2030977981911385E-5,4.7468396611805816E-5,3.3294451014126272E-2]
[2004,7,5,22,1.9188148458570128E-2,2.5764991617233963E-3,3.2840004999999775E-4,3.2673999999999952E-5,1.7435156981983068E-3,8.6535752688172353E-5,2.3955773121179996E-2,null,2.2743420424850221E-2,3.7922226136589236E-3,2.2478780580100107E-4,2.4284432516603943E-5,2.8881808156785132E-3,5.2030977981911385E-5,3.7200799307975971E-5,2.9724927070487177E-2]
[2004,7,6,1,8.5755629398447109E-3,2.8316422798188761E-3,3.2840004999999775E-4,3.2673999999999952E-5,2.0963295732546483E-3,8.6535752688172353E-5,1.3951144595606405E-2,null,1.016448427745731E-2,4.1677552420157429E-3,2.2478780580100107E-4,2.4284432516603943E-5,3.4726265229904191E-3,5.2030977981911385E-5,4.0884684819016609E-5,1.810596925876299E-2]
[2004,7,6,5,8.0787056506741207E-3,3.0099133750694411E-3,0,0,2.4427022572007014E-3,8.6535752688172353E-5,1.3617857035632435E-2,null,9.575566892168319E-3,4.4301437142552358E-3,0,0,4.0464022233651477E-3,5.2030977981911385E-5,4.3458653146020981E-5,1.8104143807770614E-2]
[2004,7,6,8,1.3033026955117887E-2,3.7679524091280554E-3,0,0,1.761059450965803E-3,8.6535752688172353E-5,1.8648574567899916E-2,null,1.544784855551092E-2,5.5458641498366762E-3,0,0,2.917242515685258E-3,5.2030977981911385E-5,5.440360449417666E-5,2.3962986199014769E-2]
[2004,7,6,9,1.2722120724230707E-2,4.4108114634598657E-3,0,0,2.2846332824357348E-3,8.6535752688172353E-5,1.9504101222814478E-2,null,1.5079336130404342E-2,6.4920568284330925E-3,0,0,3.7845567000114361E-3,5.2030977981911385E-5,6.3685528982565187E-5,2.5407980636830783E-2]
[2004,7,6,13,1.3536535197265153E-2,5.1387630352692486E-3,0,0,2.6700483894293685E-3,8.6535752688172353E-5,2.1431882374651941E-2,null,1.6044649214170505E-2,7.56349300558193E-3,0,0,4.4230072280118356E-3,5.2030977981911385E-5,7.4196062318307747E-5,2.8083180425746184E-2]
[2004,7,6,16,1.4211210950877861E-2,4.9734300860183947E-3,0,0,3.0075801344901613E-3,8.6535752688172353E-5,2.2278756924074588E-2,null,1.68443321198973E-2,7.3201475551946567E-3,0,0,4.9821376744852769E-3,5.2030977981911385E-5,7.1808901493476441E-5,2.9198648327559147E-2]
[2004,7,6,20,1.6168882129677601E-2,3.8993764534316364E-3,0,0,2.4686343846830874E-3,8.6535752688172353E-5,2.2623428720480496E-2,null,1.9164729982629518E-2,5.7393007479115557E-3,0,0,4.0893594925091844E-3,5.2030977981911385E-5,5.6301171382228662E-5,2.9045421201032168E-2]
[2004,7,6,23,1.328726757238867E-2,2.5299523776436132E-3,3.2840004999999775E-4,3.2673999999999952E-5,1.4230426787312158E-3,8.6535752688172353E-5,1.7687872431451666E-2,null,1.574919609095175E-2,3.7237126875534626E-3,2.2478780580100107E-4,2.4284432516603943E-5,2.3573086086063955E-3,5.2030977981911385E-5,3.652873327406915E-5,2.2131320603411126E-2]
[2004,7,7,3,8.9237946812491982E-3,3.0439431696545251E-3,3.2840004999999775E-4,3.2673999999999952E-5,2.4302729681081525E-3,8.6535752688172353E-5,1.4845620621700048E-2,null,1.0577238062281329E-2,4.4802304980900128E-3,2.2478780580100107E-4,2.4284432516603943E-5,4.0258127704874266E-3,5.2030977981911385E-5,4.3949992548594111E-5,1.9384384547158285E-2]
[2004,7,7,6,1.0722198291250037E-2,3.4292896056618508E-3,0,0,2.5856847987388888E-3,8.6535752688172353E-5,1.6823708448338946E-2,null,1.2708858498934205E-2,5.0474029972816638E-3,0,0,4.28325666286018E-3,5.2030977981911385E-5,4.9513819482022515E-5,2.2091549137057961E-2]
[2004,7,7,10,1.5081224118367742E-2,5.2407005423365672E-3,0,0,2.8707765001333508E-3,8.6535752688172353E-5,2.327923691352583E-2,null,1.7875545490280639E-2,7.7135298172462232E-3,0,0,4.755518761519517E-3,5.2030977981911385E-5,7.566788765351576E-5,3.0396625047028291E-2]
[2004,7,7,11,1.6052672128315661E-2,5.2527230405537469E-3,0,0,2.7976888214123427E-3,8.6535752688172353E-5,2.4189619742969924E-2,null,1.9026988036122607E-2,7.7312251420843525E-3,0,0,4.6344470489088282E-3,5.2030977981911385E-5,7.5841474569437222E-5,3.14446912050977E-2]
[2004,7,7,14,1.5889638071016725E-2,5.6567886262111431E-3,0,0,3.2939832353659831E-3,8.6535752688172353E-5,2.4926945685282021E-2,null,1.8833746248530396E-2,8.3259494385620469E-3,0,0,5.4565721417832612E-3,5.2030977981911385E-5,8.1675578062506506E-5,3.2668298806857614E-2]
[2004,7,7,17,1.8928412808537545E-2,5.0635468436794565E-3,0,0,3.2780578409272649E-3,8.6535752688172353E-5,2.735655324583244E-2,null,2.2435559710682441E-2,7.4527859861900358E-3,0,0,5.4301912960314563E-3,5.2030977981911385E-5,7.3110052864234986E-5,3.5370567970885843E-2]
[2004,7,7,21,1.9794996006714749E-2,4.1320448606933218E-3,1.6420002499999888E-4,1.6336999999999976E-5,2.4182965591353915E-3,8.6535752688172353E-5,2.6612410204231635E-2,null,2.3462707590625628E-2,6.0817539528687757E-3,1.1239390290050053E-4,1.2142216258301971E-5,4.0059735257524393E-3,5.2030977981911385E-5,5.9660555639919947E-5,3.3727002166387555E-2]
[2004,7,7,24,1.1592654665204177E-2,3.2750183565022407E-3,3.2840004999999775E-4,3.2673999999999952E-5,2.421954348553542E-3,8.6535752688172353E-5,1.7737237172948127E-2,null,1.3740597195196351E-2,4.8203387201447906E-3,2.2478780580100107E-4,2.4284432516603943E-5,4.0120327526559944E-3,5.2030977981911385E-5,4.7286373083344615E-5,2.2874071884296653E-2]
[2004,7,8,4,9.8249389643767105E-3,3.4291463694816884E-3,3.2840004999999775E-4,3.2673999999999952E-5,2.8233549096659946E-3,8.6535752688172353E-5,1.6525050046212561E-2,null,1.1645350670377469E-2,5.0471921749807771E-3,2.2478780580100107E-4,2.4284432516603943E-5,4.6769636168894381E-3,5.2030977981911385E-5,4.9511751365536772E-5,2.1670609678547201E-2]
[2004,7,8,7,1.4229236985228232E-2,4.1090025457516839E-3,0,0,2.5937666405721708E-3,8.6535752688172353E-5,2.1018541924240259E-2,null,1.6865698104150988E-2,6.0478391008514038E-3,0,0,4.2966444520050398E-3,5.2030977981911385E-5,5.9327859031099139E-5,2.7262212634989343E-2]
[2004,7,8,11,1.7760263136966277E-2,5.600100095032934E-3,0,0,3.2015048936294382E-3,8.6535752688172353E-5,2.664840387831682E-2,null,2.1050969678087089E-2,8.2425123728479179E-3,0,0,5.3033792724874714E-3,5.2030977981911385E-5,8.085708034950361E-5,3.4648892301404395E-2]
[2004,7,8,12,1.7818848649792284E-2,5.7128164338804809E-3,0,0,3.3571923763265985E-3,8.6535752688172353E-5,2.6975393212687531E-2,null,2.1120410195075177E-2,8.4084140177840619E-3,0,0,5.5612797899487572E-3,5.2030977981911385E-5,8.2484535914982102E-5,3.5142134980789906E-2]
[2004,7,8,15,1.8038226723707633E-2,5.9800091422209413E-3,0,0,3.646497920630661E-3,8.6535752688172353E-5,2.7751269539247406E-2,null,2.1380435688302078E-2,8.801681846404551E-3,0,0,6.0405222331294363E-3,5.2030977981911385E-5,8.6342399510357543E-5,3.6274670745817979E-2]
[2004,7,8,19,2.0686031470024475E-2,4.9967470619834619E-3,0,0,3.2361806835470379E-3,8.6535752688172353E-5,2.9005494968243145E-2,null,2.4518838368395024E-2,7.3544666672869441E-3,0,0,5.3608206544675718E-3,5.2030977981911385E-5,7.2145563797206886E-5,3.7286156668131454E-2]
[2004,7,8,22,2.0030272244599568E-2,3.7821056860182006E-3,3.2840004999999775E-4,3.2673999999999952E-5,1.9776595759147973E-3,8.6535752688172353E-5,2.6237647309220735E-2,null,2.3741576935718774E-2,5.5666956631853105E-3,2.2478780580100107E-4,2.4284432516603943E-5,3.2760464692130112E-3,5.2030977981911385E-5,5.4607956671333333E-5,3.2885422284416613E-2]
[2004,7,8,24,1.280848169111517E-2,3.6352415030625139E-3,3.2840004999999775E-4,3.2673999999999952E-5,2.6488274444819112E-3,8.6535752688172353E-5,1.9540160441347765E-2,null,1.5181698470491027E-2,5.350533483117469E-3,2.2478780580100107E-4,2.4284432516603943E-5,4.3878541599028705E-3,5.2030977981911385E-5,5.2487457244502583E-5,2.5221189329810885E-2]
[2004,7,9,6,1.2290280494257521E-2,3.8319620138758913E-3,0,0,2.94372490499926E-3,8.6535752688172353E-5,1.9152503165820844E-2,null,1.4567482476163018E-2,5.6400767442835332E-3,0,0,4.876359763229904E-3,5.2030977981911385E-5,5.5327807573837027E-5,2.5135949961658365E-2]
[2004,7,9,9,1.6678527761153483E-2,5.3328967525240424E-3,0,0,3.3116020607817666E-3,8.6535752688172353E-5,2.5409562327147462E-2,null,1.9768805195481399E-2,7.8492288923170377E-3,0,0,5.4857582016582824E-3,5.2030977981911385E-5,7.6999063212620576E-5,3.3155823267438628E-2]
[2004,7,9,12,1.8424719842344253E-2,5.7602105849905117E-3,0,0,3.3784068130527384E-3,8.6535752688172353E-5,2.7649872993075673E-2,null,2.1838540101421632E-2,8.4781711418168166E-3,0,0,5.5964220770134384E-3,5.2030977981911385E-5,8.3168836663070382E-5,3.59651642982338E-2]
[2004,7,9,13,1.7522408207148052E-2,6.0948684943509272E-3,0,0,3.7652772722151558E-3,8.6535752688172353E-5,2.7469089726402305E-2,null,2.0769043848679457E-2,8.9707376873721812E-3,0,0,6.2372834351648258E-3,5.2030977981911385E-5,8.8000796986556853E-5,3.6029095949198377E-2]
[2004,7,9,16,1.8836566139043324E-2,5.6376112300394882E-3,0,0,3.6198808945155899E-3,8.6535752688172353E-5,2.8180594016286573E-2,null,2.2326695250756066E-2,8.2977231707201428E-3,0,0,5.996430410913323E-3,5.2030977981911385E-5,8.1398685107589308E-5,3.6672879810371442E-2]
[2004,7,9,21,2.1224623701421426E-2,4.2831851845842959E-3,1.6420002499999888E-4,1.6336999999999976E-5,2.912601414476447E-3,8.6535752688172353E-5,2.8687483078170338E-2,null,2.5157223545717748E-2,6.3042099748267669E-3,1.1239390290050053E-4,1.2142216258301971E-5,4.824802861082232E-3,5.2030977981911385E-5,6.1842796154467516E-5,3.6462803478767458E-2]
[2004,7,9,24,1.4408760514281497E-2,3.1615060512010583E-3,3.2840004999999775E-4,3.2673999999999952E-5,2.2838457306165348E-3,8.6535752688172353E-5,2.0301722098787257E-2,null,1.7078484611730234E-2,4.6532655312663714E-3,2.2478780580100107E-4,2.4284432516603943E-5,3.7832520991650446E-3,5.2030977981911385E-5,4.5647424951232499E-5,2.5816105458461167E-2]
[2004,7,10,3,1.0897069021170627E-2,3.4341290000583342E-3,3.2840004999999775E-4,3.2673999999999952E-5,2.862173155993992E-3,8.6535752688172353E-5,1.7640980979911122E-2,null,1.2916130114492717E-2,5.0545258642863957E-3,2.2478780580100107E-4,2.4284432516603943E-5,4.7412670897280596E-3,5.2030977981911385E-5,4.9583693108371881E-5,2.3013026284806688E-2]
[2004,7,10,7,1.3649882924812238E-2,3.7930592699651801E-3,0,0,2.9573044911625087E-3,8.6535752688172353E-5,2.0486782438628098E-2,null,1.6178998551073479E-2,5.5828177055913175E-3,0,0,4.8988547142544787E-3,5.2030977981911385E-5,5.47661100618596E-5,2.6712701948901189E-2]
[2004,7,10,10,2.0025542034034803E-2,4.9376827549443827E-3,0,0,3.5971791243462484E-3,8.6535752688172353E-5,2.8646939666013605E-2,null,2.3735970289105381E-2,7.2675328137304504E-3,0,0,5.9588243158533302E-3,5.2030977981911385E-5,7.1292763429534441E-5,3.7014358396671075E-2]
[2004,7,10,13,2.0377870969464418E-2,4.9312825281444261E-3,0,0,3.4138695282471322E-3,8.6535752688172353E-5,2.8809558778544148E-2,null,2.4153580415669555E-2,7.2581126341457209E-3,0,0,5.6551670219555225E-3,5.2030977981911385E-5,7.1200353714736994E-5,3.711889104975271E-2]
[2004,7,10,14,1.9638319824273987E-2,4.8933620222817113E-3,0,0,3.4189070088108779E-3,8.6535752688172353E-5,2.8037124608054749E-2,null,2.3277001695369264E-2,7.2022993034098455E-3,0,0,5.6635117444828846E-3,5.2030977981911385E-5,7.0652838252976784E-5,3.6194843721243902E-2]
[2004,7,10,18,2.1482858921611076E-2,4.3303081149907996E-3,0,0,3.1053538653529368E-3,8.6535752688172353E-5,2.9005056654642983E-2,null,2.5463305823221382E-2,6.3735679024225552E-3,0,0,5.1441024988037459E-3,5.2030977981911385E-5,6.2523180880726641E-5,3.7033007202429594E-2]
[2004,7,10,22,2.0081733495662269E-2,4.1714553309069573E-3,3.2840004999999775E-4,3.2673999999999952E-5,2.6308532081984609E-3,8.6535752688172353E-5,2.7331651837455853E-2,null,2.3802573173632758E-2,6.1397602889776189E-3,2.2478780580100107E-4,2.4284432516603943E-5,4.358079352332179E-3,5.2030977981911385E-5,6.0229583961306938E-5,3.460151603124207E-2]
[2004,7,11,1,1.3642048731652527E-2,3.4248307935430917E-3,3.2840004999999775E-4,3.2673999999999952E-5,2.8191078702138593E-3,8.6535752688172353E-5,{"$f":"SUM(E4611:J4611)","v":2.0333597198097648E-2},null,{"$f":"E4611*W$5","v":1.6169712801116651E-2},5.0408402906454604E-3,{"$f":"G4611*Y$5","v":2.2478780580100107E-4},{"$f":"H4611*Z$5","v":2.4284432516603943E-5},{"$f":"I4611*AA$5","v":4.6699282813993347E-3},{"$f":"J4611*AB$5","v":5.2030977981911385E-5},4.9449440895277326E-5,{"$f":"SUM(M4611:R4611)","v":2.6181584589460963E-2}]
[2004,7,11,4,1.1177537771756877E-2,3.2546902007637765E-3,3.2840004999999775E-4,3.2673999999999952E-5,2.8607307241066285E-3,8.6535752688172353E-5,1.7740568499315452E-2,null,1.3248565457297589E-2,4.7904187057971736E-3,2.2478780580100107E-4,2.4284432516603943E-5,4.738877662371993E-3,5.2030977981911385E-5,4.6992864879203743E-5,2.3078965041766271E-2]
[2004,7,11,8,1.6022770578811595E-2,4.0723526950674719E-3,0,0,3.271011118394374E-3,8.6535752688172353E-5,2.3452670144961611E-2,null,1.8991546184440367E-2,5.9938959850853873E-3,0,0,5.4185182099480127E-3,5.2030977981911385E-5,5.8798689932104098E-5,3.0455991357455678E-2]
[2004,7,11,11,2.1077799844298521E-2,5.0314397410780561E-3,0,0,3.6987795397684089E-3,8.6535752688172353E-5,2.9894554877833157E-2,null,2.4983195461759866E-2,7.4055291182845732E-3,0,0,6.127128146435689E-3,5.2030977981911385E-5,7.2646474261928607E-5,3.8567883704462042E-2]
[2004,7,11,15,2.1793922822899943E-2,5.0847246537997354E-3,0,0,3.5922934400281986E-3,8.6535752688172353E-5,3.0557476669416047E-2,null,2.5832005132656159E-2,7.4839565651054112E-3,0,0,5.9507310479043037E-3,5.2030977981911385E-5,7.3415828808497257E-5,3.9318723723647787E-2]
[2004,7,11,16,2.2460906797157579E-2,5.1985190873498725E-3,0,0,3.8863190890024791E-3,8.6535752688172353E-5,3.1632280726198107E-2,null,2.6622571089341972E-2,7.6514450047013658E-3,0,0,6.4377924718779893E-3,5.2030977981911385E-5,7.5058850451101603E-5,4.0763839543903238E-2]
[2004,7,11,19,2.4130200437603364E-2,4.4264011222838809E-3,0,0,3.5542962463065387E-3,8.6535752688172353E-5,3.2197433558881959E-2,null,2.8601159443458573E-2,6.5150024818258585E-3,0,0,5.8877876708702329E-3,5.2030977981911385E-5,6.3910620369283928E-5,4.1055980574136577E-2]
[2004,7,11,23,1.8547404749960847E-2,3.5084047215030245E-3,3.2840004999999775E-4,3.2673999999999952E-5,2.4580144696565815E-3,8.6535752688172353E-5,2.496143374380862E-2,null,2.1983956655798033E-2,5.163848651847474E-3,2.2478780580100107E-4,2.4284432516603943E-5,4.0717673166111492E-3,5.2030977981911385E-5,5.0656123578355364E-5,3.1520675840556171E-2]
[2004,7,12,2,1.3319361575069903E-2,4.0112636994057739E-3,3.2840004999999775E-4,3.2673999999999952E-5,3.2560015247584807E-3,8.6535752688172353E-5,2.1034236601922326E-2,null,1.5787236624027232E-2,5.9039820917546216E-3,2.2478780580100107E-4,2.4284432516603943E-5,5.393654412945717E-3,5.2030977981911385E-5,5.7916656085053838E-5,2.738597634502709E-2]
[2004,7,12,5,1.3739610215859989E-2,4.2632048196161003E-3,0,0,3.5152702851171075E-3,8.6535752688172353E-5,2.1604621073281368E-2,null,1.6285350943973091E-2,6.2748018566378726E-3,0,0,5.8231401127569306E-3,5.2030977981911385E-5,6.1554309529544723E-5,2.8435323891349805E-2]
[2004,7,12,8,2.0992303641918869E-2,5.8445192395801485E-3,0,0,3.7916075200798084E-3,8.6535752688172353E-5,3.0714966154266995E-2,null,2.4881858113883552E-2,8.6022609110710472E-3,0,0,6.2809002014682976E-3,5.2030977981911385E-5,8.4386127701200066E-5,3.9817050204404812E-2]
[2004,7,12,13,2.4167732009114543E-2,7.3342776921176463E-3,0,0,4.6609521873367307E-3,8.6535752688172353E-5,3.6249497641257095E-2,null,2.8645645044136882E-2,1.0794963232318199E-2,0,0,7.7209931084484124E-3,5.2030977981911385E-5,1.0589601446287021E-4,4.7213632362885408E-2]
[2004,7,12,14,2.4182391840825178E-2,7.438470309941653E-3,0,0,4.8739462732917769E-3,8.6535752688172353E-5,3.6581344176746779E-2,null,2.8663021119617663E-2,1.0948319230782497E-2,0,0,8.0738235610471679E-3,5.2030977981911385E-5,1.0740040022888414E-4,4.7737194889429242E-2]
[2004,7,12,17,2.8170752153855273E-2,6.7953842739724686E-3,0,0,4.6259038645856407E-3,8.6535752688172353E-5,3.9678576045101555E-2,null,3.3390363916703261E-2,1.0001792469058508E-2,0,0,7.6629346157740929E-3,5.2030977981911385E-5,9.8115198464700625E-5,5.1107121979517778E-2]
[2004,7,12,20,2.7468061976247602E-2,6.0782210661340487E-3,0,0,4.1923873992269099E-3,8.6535752688172353E-5,3.7825206194296732E-2,null,3.2557475940448007E-2,8.9462351551450481E-3,0,0,6.9448028892724629E-3,5.2030977981911385E-5,8.7760432989824252E-5,4.8500544962847426E-2]
[2004,7,12,24,1.6521165370480342E-2,4.4116513178313532E-3,3.2840004999999775E-4,3.2673999999999952E-5,3.1415815421161762E-3,8.6535752688172353E-5,2.4522008033116039E-2,null,1.958228594804769E-2,6.4932929688468182E-3,2.2478780580100107E-4,2.4284432516603943E-5,5.2041146232327459E-3,5.2030977981911385E-5,6.3697655225176006E-5,3.158079675642677E-2]
[2004,7,13,5,1.2447351343654978E-2,4.0189249888594337E-3,0,0,3.2673752126279646E-3,8.6535752688172353E-5,1.9820187297830548E-2,null,1.4753656164158389E-2,5.9152583675429367E-3,0,0,5.4124952339042577E-3,5.2030977981911385E-5,5.8027273660886959E-5,2.6133440743587494E-2]
[2004,7,13,7,1.7181130898854841E-2,4.7716564669836288E-3,0,0,3.152829466008845E-3,8.6535752688172353E-5,2.5192152584535485E-2,null,2.0364533047612196E-2,7.0231668721380302E-3,0,0,5.2227471127690248E-3,5.2030977981911385E-5,6.8895591829391182E-5,3.2662478010501164E-2]
[2004,7,13,11,2.2027235873445569E-2,6.4529420592569844E-3,0,0,3.9267653164014133E-3,8.6535752688172353E-5,3.2493479001792142E-2,null,2.6108547541665587E-2,9.4977685866494514E-3,0,0,6.5047927393036779E-3,5.2030977981911385E-5,9.3170844399516892E-5,4.2163139845600626E-2]
[2004,7,13,14,2.1067793626518654E-2,6.5960070486838131E-3,0,0,3.9781168327943537E-3,8.6535752688172353E-5,3.1728453260684991E-2,null,2.49713352440676E-2,9.7083389202972208E-3,0,0,6.5898579123074841E-3,5.2030977981911385E-5,9.5236489146750293E-5,4.1321563054654217E-2]
[2004,7,13,15,2.1246602927272384E-2,6.5093393953614825E-3,0,0,3.8678853943757792E-3,8.6535752688172353E-5,3.1710363469697821E-2,null,2.518327518771022E-2,9.5807770566318541E-3,0,0,6.4072565591598374E-3,5.2030977981911385E-5,9.3985137690621466E-5,4.1223339781483827E-2]
[2004,7,13,18,2.3422100883826426E-2,5.1687555760169812E-3,0,0,2.8759584592105269E-3,8.6535752688172353E-5,3.1553350671742107E-2,null,2.7761859815932249E-2,{"$f":"(F4676*X$5)-S4676","v":7.6076375537169894E-3},0,0,4.7641028166041923E-3,5.2030977981911385E-5,{"$f":"(F4676*$AC$7)*$AC$5","v":7.4629109806026068E-5},4.0185631164235347E-2]
[2004,7,13,21,2.1435519704459449E-2,4.458762056685244E-3,1.6420002499999888E-4,1.6336999999999976E-5,2.129660898269427E-3,8.6535752688172353E-5,2.8291015437102291E-2,null,2.5407195369386435E-2,6.5626329522949023E-3,1.1239390290050053E-4,1.2142216258301971E-5,3.5278407625687082E-3,5.2030977981911385E-5,6.4377863923626265E-5,3.5674236181390762E-2]
[2004,7,14,2,1.1915342461980158E-2,3.6646647098517527E-3,3.2840004999999775E-4,3.2673999999999952E-5,2.6583896701713964E-3,8.6535752688172353E-5,1.8686006644691475E-2,null,1.4123074131097212E-2,5.3938400565525157E-3,2.2478780580100107E-4,2.4284432516603943E-5,4.4036942448645935E-3,5.2030977981911385E-5,5.2912284400289971E-5,2.4221711648813839E-2]
[2004,7,14,5,1.1412403861001676E-2,3.8462930685920277E-3,0,0,2.9602195599650848E-3,8.6535752688172353E-5,1.8305452242246958E-2,null,1.3526948659448033E-2,5.6611699200856021E-3,0,0,4.9036836044105483E-3,5.2030977981911385E-5,5.5534726597249402E-5,2.4143833161926094E-2]
[2004,7,14,9,1.8176249166310561E-2,5.6770455212753661E-3,0,0,3.2248780194811164E-3,8.6535752688172353E-5,2.7164708459755212E-2,null,2.1544031589540848E-2,8.3557645678220462E-3,0,0,5.3420974863567323E-3,5.2030977981911385E-5,8.1968057368955356E-5,3.5293924621701535E-2]
[2004,7,14,12,2.0847944799703966E-2,6.3408909345422423E-3,0,0,3.6396823232021959E-3,8.6535752688172353E-5,3.0915053810136574E-2,null,2.4710751774591509E-2,9.3328460377343041E-3,0,0,6.029232012020087E-3,5.2030977981911385E-5,9.1552993532467553E-5,4.0124860802327814E-2]
[2004,7,14,15,2.1869339757498003E-2,6.6969786365618398E-3,0,0,4.01512372003419E-3,8.6535752688172353E-5,3.2667977866782209E-2,null,2.5921395677784606E-2,9.8569540429320687E-3,0,0,6.6511608199236998E-3,5.2030977981911385E-5,9.6694368051684839E-5,4.2481541518622289E-2]
[2004,7,14,16,2.3003483290439893E-2,6.7462106636065784E-3,0,0,4.3973499975344804E-3,8.6535752688172353E-5,3.4233579704269129E-2,null,2.7265678751657828E-2,9.929416246315997E-3,0,0,7.2843289657943252E-3,5.2030977981911385E-5,9.7405204982984722E-5,4.4531454941750065E-2]
[2004,7,14,19,2.5073309961235607E-2,5.7746247057638353E-3,0,0,3.73881695557262E-3,8.6535752688172353E-5,3.4673287375260237E-2,null,2.9719012812633866E-2,8.4993865784700334E-3,0,0,6.1934512064199271E-3,5.2030977981911385E-5,8.3376955036270495E-5,4.4463881575505737E-2]
[2004,7,14,23,1.8526016371763213E-2,3.6841055457705885E-3,3.2840004999999775E-4,3.2673999999999952E-5,2.029091998637848E-3,8.6535752688172353E-5,2.4686823718859819E-2,null,2.1958605336539441E-2,5.4224540684237746E-3,2.2478780580100107E-4,2.4284432516603943E-5,3.3612456657364986E-3,5.2030977981911385E-5,5.3192981031649303E-5,3.1043408286999231E-2]
[2004,7,15,3,1.1807744402168575E-2,3.7599590428944152E-3,3.2840004999999775E-4,3.2673999999999952E-5,2.8367711112392145E-3,8.6535752688172353E-5,1.8852084358990374E-2,null,1.3995539787881308E-2,5.5340991065404108E-3,2.2478780580100107E-4,2.4284432516603943E-5,4.6991879169304938E-3,5.2030977981911385E-5,5.4288192225672797E-5,2.452993002765173E-2]
[2004,7,15,6,1.3015381276327337E-2,4.0601317851232293E-3,0,0,2.8998406671717149E-3,8.6535752688172353E-5,2.0061889481310453E-2,null,1.5426933400915267E-2,5.9759086277679308E-3,0,0,4.8036643387291871E-3,5.2030977981911385E-5,5.8622238247216865E-5,2.6258537345394295E-2]
[2004,7,15,10,2.0295697047459264E-2,6.4251622656105942E-3,0,0,3.8281571968543102E-3,8.6535752688172353E-5,3.0635552262612338E-2,null,2.4056180916173429E-2,9.4568808723300909E-3,0,0,6.3414457276074953E-3,5.2030977981911385E-5,9.2769745674701042E-5,3.9906538494092932E-2]
[2004,7,15,13,2.4033973243576007E-2,7.3045959560135067E-3,0,0,4.6575639544770746E-3,8.6535752688172353E-5,3.6082668906754767E-2,null,2.8487102814451704E-2,1.0751276142277971E-2,0,0,7.7153804092599722E-3,5.2030977981911385E-5,1.0546745452994797E-4,4.7005790343971558E-2]
[2004,7,15,16,2.4380547874147174E-2,7.0649340863849983E-3,0,0,4.7648132683291823E-3,8.6535752688172353E-5,3.6296830981549531E-2,null,2.8897892451017534E-2,1.0398529603432183E-2,0,0,7.8930417925686704E-3,5.2030977981911385E-5,1.0200709512200588E-4,4.7241494825000299E-2]
[2004,7,15,18,2.3102738746534658E-2,5.186378527232454E-3,0,0,2.7281268457464581E-3,8.6535752688172353E-5,3.1103779872201743E-2,null,2.7383324733618909E-2,7.6335759103489473E-3,0,0,4.5192157585760163E-3,5.2030977981911385E-5,7.4883558897692972E-5,3.9588147380525782E-2]
[2004,7,15,21,2.4486242398671469E-2,5.1534104164826528E-3,1.6420002499999888E-4,1.6336999999999976E-5,2.937602352487619E-3,8.6535752688172353E-5,3.2844327945329911E-2,null,2.902317056281925E-2,7.5850517668241422E-3,1.1239390290050053E-4,1.2142216258301971E-5,4.8662175897321953E-3,5.2030977981911385E-5,7.4407548623835131E-5,4.1651007016516299E-2]
[2004,7,16,1,1.193324989490308E-2,3.7026493236710081E-3,3.2840004999999775E-4,3.2673999999999952E-5,2.8198275209862433E-3,8.6535752688172353E-5,1.8903336542248499E-2,null,1.414429953888344E-2,5.4497477446420126E-3,2.2478780580100107E-4,2.4284432516603943E-5,4.6711204023288655E-3,5.2030977981911385E-5,5.346072548518282E-5,2.4566270902153835E-2]
[2004,7,16,4,1.0625107468597461E-2,3.632069501534242E-3,3.2840004999999775E-4,3.2673999999999952E-5,2.9330101769745485E-3,8.6535752688172353E-5,1.7637796949794421E-2,null,1.2593778224057769E-2,5.3458647698088144E-3,2.2478780580100107E-4,2.4284432516603943E-5,4.8586105270411141E-3,5.2030977981911385E-5,5.2441658280539828E-5,2.3099356737207217E-2]
[2004,7,16,7,1.5189771610193926E-2,4.4195119383647992E-3,0,0,2.8839182051641999E-3,8.6535752688172353E-5,2.2579737506411096E-2,null,1.8004205180818071E-2,6.504862630264595E-3,0,0,4.7772883506288248E-3,5.2030977981911385E-5,6.3811150844054955E-5,2.9338387139693403E-2]
[2004,7,16,9,1.7402505546338667E-2,5.4999107147353709E-3,0,0,3.4163968436660389E-3,8.6535752688172353E-5,{"$f":"SUM(E4739:J4739)","v":2.6405348857428249E-2},null,{"$f":"E4739*W$5","v":2.0626925049112423E-2},8.0950485431454632E-3,{"$f":"G4739*Y$5","v":0},{"$f":"H4739*Z$5","v":0},{"$f":"I4739*AA$5","v":5.6593535881651631E-3},{"$f":"J4739*AB$5","v":5.2030977981911385E-5},7.9410495353626079E-5,{"$f":"SUM(M4739:R4739)","v":3.443335815840496E-2}]
[2004,7,16,15,1.8086445059023317E-2,5.9797976121365093E-3,0,0,3.6914796197695904E-3,8.6535752688172353E-5,2.7844258043617589E-2,null,2.1437588147521308E-2,8.8013705056591025E-3,0,0,6.1150356319155377E-3,5.2030977981911385E-5,8.6339345331906613E-5,3.640602526307786E-2]
[2004,7,16,18,2.1422779097416328E-2,5.2091504048513461E-3,0,0,3.4043644898923129E-3,8.6535752688172353E-5,3.0122829744848159E-2,null,2.5392094121703512E-2,7.6670927189490612E-3,0,0,5.6394216693572948E-3,5.2030977981911385E-5,7.5212350795532973E-5,3.8750639487991782E-2]
[2004,7,16,19,2.1063210581639721E-2,4.9989586092644075E-3,0,0,3.4008547057765358E-3,8.6535752688172353E-5,2.9549559649368836E-2,null,2.4965903030702535E-2,7.3577217351459105E-3,0,0,5.6336076172321349E-3,5.2030977981911385E-5,7.2177495236495039E-5,3.8009263361062494E-2]
[2004,7,16,22,2.0688341309610534E-2,3.6426948440443233E-3,3.2840004999999775E-4,3.2673999999999952E-5,2.3111201731782602E-3,8.6535752688172353E-5,2.7089766129521284E-2,null,2.4521576186112722E-2,5.3615036897600443E-3,2.2478780580100107E-4,2.4284432516603943E-5,3.828432949470266E-3,5.2030977981911385E-5,5.2595072355020501E-5,3.4012616041642546E-2]
[2004,7,17,2,9.6124089863101649E-3,2.9341655829277246E-3,3.2840004999999775E-4,3.2673999999999952E-5,2.558634865277065E-3,8.6535752688172353E-5,1.5552819237203126E-2,null,1.1393442120968015E-2,4.3186542581118027E-3,2.2478780580100107E-4,2.4284432516603943E-5,4.2384477179389776E-3,5.2030977981911385E-5,4.2364968174044729E-5,2.0251647313318313E-2]
[2004,7,17,5,9.1633545964109608E-3,2.911917209745955E-3,0,0,2.6240317593238852E-3,8.6535752688172353E-5,1.4785839318168974E-2,null,1.0861184784875711E-2,4.2859079699893582E-3,0,0,4.346779438144403E-3,5.2030977981911385E-5,4.2043734898303884E-5,1.9545903170991384E-2]
[2004,7,17,10,1.6797808315791973E-2,4.1895579205373555E-3,0,0,3.1359912476066477E-3,8.6535752688172353E-5,2.4209893236624147E-2,null,1.9910186622069271E-2,6.1664046018429352E-3,0,0,5.1948541494824391E-3,5.2030977981911385E-5,6.0490958315236328E-5,3.1323476351376556E-2]
[2004,7,17,13,1.7082116377095394E-2,4.1711796236825914E-3,0,0,3.0074917451141194E-3,8.6535752688172353E-5,2.4347323498580278E-2,null,2.024717264145301E-2,6.1393544890509105E-3,0,0,4.981991255098025E-3,5.2030977981911385E-5,6.0225603160818505E-5,3.1420549363583856E-2]
[2004,7,17,16,1.6520202759059476E-2,4.2191946390783188E-3,0,0,3.2712872727762811E-3,8.6535752688172353E-5,2.4097220423602246E-2,null,1.9581144979376439E-2,6.2100254327422198E-3,0,0,5.4189756671357012E-3,5.2030977981911385E-5,6.0918868261790274E-5,3.1262177057236273E-2]
[2004,7,17,19,1.7410086990550189E-2,3.5452977784900855E-3,0,0,2.7713451453743052E-3,8.6535752688172353E-5,2.3813265667102748E-2,null,2.0635911219586477E-2,5.2181497310295685E-3,0,0,4.5908080384736861E-3,5.2030977981911385E-5,5.1188804213079633E-5,3.0496899967071646E-2]
[2004,7,17,20,1.7655052945096738E-2,3.616716927058802E-3,0,0,2.5822854954100334E-3,8.6535752688172353E-5,2.3940591120253742E-2,null,2.0926265638412048E-2,5.3232680692282082E-3,0,0,4.2776256251406929E-3,5.2030977981911385E-5,5.2219990037675122E-5,3.0579190310762863E-2]
[2004,7,17,23,1.4415401263178423E-2,3.3564638193756221E-3,3.2840004999999775E-4,3.2673999999999952E-5,2.7037201262136989E-3,8.6535752688172353E-5,2.0923195011455911E-2,null,1.7086355790360355E-2,4.940214298090548E-3,2.2478780580100107E-4,2.4284432516603943E-5,4.4787853688749062E-3,5.2030977981911385E-5,4.8462323909919399E-5,2.6806458673625324E-2]
[2004,7,18,3,9.5690876228406128E-3,2.8482506617351347E-3,3.2840004999999775E-4,3.2673999999999952E-5,2.6687467100459396E-3,8.6535752688172353E-5,1.5533694797309859E-2,null,1.1342093967971747E-2,4.1922003039101124E-3,2.2478780580100107E-4,2.4284432516603943E-5,4.4208509609777805E-3,5.2030977981911385E-5,4.1124485045492786E-5,2.0256248449159159E-2]
[2004,7,18,7,1.1029890338570936E-2,2.9284619515262313E-3,0,0,2.6061308056743943E-3,8.6535752688172353E-5,1.6651018848459733E-2,null,1.3073561201162702E-2,4.3102593630922172E-3,0,0,4.3171260252349375E-3,5.2030977981911385E-5,4.2282616256277487E-5,2.1752977567471767E-2]
[2004,7,18,10,1.7966073889460005E-2,3.883971770833018E-3,0,0,3.0675558496499108E-3,8.6535752688172353E-5,2.5004137262631104E-2,null,2.1294914031656492E-2,5.7166273519428787E-3,0,0,5.0814890655338282E-3,5.2030977981911385E-5,5.6078750775900603E-5,3.214506142711511E-2]
[2004,7,18,14,1.8082630371455126E-2,4.2690749179078958E-3,0,0,3.335264579302622E-3,8.6535752688172353E-5,2.5773505621353814E-2,null,2.1433066656386293E-2,6.2834417661000036E-3,0,0,5.5249558022954278E-3,5.2030977981911385E-5,6.1639064980551793E-5,3.3293495202763639E-2]
[2004,7,18,17,2.1038934790759481E-2,3.8493272720380419E-3,0,0,3.0371071956898951E-3,8.6535752688172353E-5,2.8011905011175588E-2,null,2.4937129305122541E-2,5.6656358151626731E-3,0,0,5.0310500483678649E-3,5.2030977981911385E-5,5.5578535962737118E-5,3.5685846146634989E-2]
[2004,7,18,18,2.1289150790606001E-2,3.5285914473914544E-3,0,0,2.8122127110290804E-3,8.6535752688172353E-5,2.7716490701714707E-2,null,2.5233706522763983E-2,5.193560502542831E-3,0,0,4.6585062640930909E-3,5.2030977981911385E-5,5.0947589746719367E-5,3.513780426738182E-2]
[2004,7,18,24,1.2442781064275604E-2,2.9853489010413241E-3,3.2840004999999775E-4,3.2673999999999952E-5,2.4030108578054392E-3,8.6535752688172353E-5,1.8278750625810535E-2,null,1.4748239081545725E-2,4.3939884710143444E-3,2.2478780580100107E-4,2.4284432516603943E-5,3.9806523489021358E-3,5.2030977981911385E-5,4.3103978833682088E-5,2.3423983117761719E-2]
[2004,7,19,1,1.0528369050990841E-2,2.9920219249679621E-3,3.2840004999999775E-4,3.2673999999999952E-5,2.5033495354438978E-3,8.6535752688172353E-5,{"$f":"SUM(E4803:J4803)","v":1.6471350314090871E-2},null,{"$f":"E4803*W$5","v":1.2479115649520546E-2},4.4038101672958822E-3,{"$f":"G4803*Y$5","v":2.2478780580100107E-4},{"$f":"H4803*Z$5","v":2.4284432516603943E-5},{"$f":"I4803*AA$5","v":4.1468660767885052E-3},{"$f":"J4803*AB$5","v":5.2030977981911385E-5},4.3200327331504282E-5,{"$f":"SUM(M4803:R4803)","v":2.1330895109904449E-2}]
[2004,7,19,5,9.9023270398833109E-3,3.2303244932681556E-3,0,0,2.7666476533758843E-3,8.6535752688172353E-5,1.5985834939215522E-2,null,1.173707757883437E-2,4.7545560172563067E-3,0,0,4.5830265161818807E-3,5.2030977981911385E-5,4.6641060458691089E-5,2.1126691090254467E-2]
[2004,7,19,8,1.5499916899937983E-2,4.4626768151901051E-3,0,0,2.677690733492524E-3,8.6535752688172353E-5,2.2726820201308784E-2,null,1.8371815673965241E-2,6.5683948931290767E-3,0,0,4.4356669772373973E-3,5.2030977981911385E-5,6.4434387188854546E-5,2.9427908522313626E-2]
[2004,7,19,11,1.7542992472322372E-2,5.4240643965332205E-3,0,0,3.1347573973761981E-3,8.6535752688172353E-5,2.6188350018919958E-2,null,2.0793442065005906E-2,7.9834140713311678E-3,0,0,5.1928102432711627E-3,5.2030977981911385E-5,7.8315387812508233E-5,3.4021697357590149E-2]
[2004,7,19,15,1.7915136451355597E-2,5.7096408667991509E-3,0,0,3.5972866650463928E-3,8.6535752688172353E-5,2.7308599735889314E-2,null,2.1234538661272284E-2,8.4037400565129244E-3,0,0,5.9590024599258974E-3,5.2030977981911385E-5,8.243868546975916E-5,3.5649312155693016E-2]
[2004,7,19,18,2.1412577285363048E-2,4.6291411605076547E-3,0,0,2.9164003597841508E-3,8.6535752688172353E-5,2.9044654558343024E-2,null,2.5380002069094892E-2,6.8134055898369647E-3,0,0,4.8310959165269634E-3,5.2030977981911385E-5,6.683788368289167E-5,3.7076534553440732E-2]
[2004,7,19,21,2.0831624432490911E-2,3.9344890970283266E-3,1.6420002499999888E-4,1.6336999999999976E-5,2.5237382231972786E-3,8.6535752688172353E-5,2.7556924530404685E-2,null,2.4691407491644363E-2,5.7909813240401529E-3,1.1239390290050053E-4,1.2142216258301971E-5,4.1806404883908922E-3,5.2030977981911385E-5,5.6808145507048192E-5,3.4839596401216123E-2]
[2004,7,19,23,1.5388343505817239E-2,3.1585768556271318E-3,3.2840004999999775E-4,3.2673999999999952E-5,2.0753018399740208E-3,8.6535752688172353E-5,2.1069832004106562E-2,null,1.8239569427476447E-2,4.6489541921204882E-3,2.2478780580100107E-4,2.4284432516603943E-5,3.4377935152227969E-3,5.2030977981911385E-5,4.5605131742564592E-5,2.6627420351119251E-2]
[2004,7,20,2,1.0398497205077748E-2,3.3893452613497485E-3,3.2840004999999775E-4,3.2673999999999952E-5,2.6121246070979001E-3,8.6535752688172353E-5,1.6847576876213567E-2,null,1.2325180526528853E-2,4.9886108780997536E-3,2.2478780580100107E-4,2.4284432516603943E-5,4.3270549190798533E-3,5.2030977981911385E-5,4.8937082816116028E-5,2.1941949540007978E-2]
[2004,7,20,6,1.1906460343385702E-2,3.7319981978671834E-3,0,0,2.8484470306233889E-3,8.6535752688172353E-5,1.8573441324564448E-2,null,1.4112546291066516E-2,5.4929449115829572E-3,0,0,4.7185293925510619E-3,5.2030977981911385E-5,5.3884479389359007E-5,2.4376051573182449E-2]
[2004,7,20,9,1.6435889003090193E-2,5.1735831731536154E-3,0,0,3.1046686413588823E-3,8.6535752688172353E-5,2.480067657029086E-2,null,1.9481209167239697E-2,7.6147430569141784E-3,0,0,5.1429674067617788E-3,5.2030977981911385E-5,7.4698813097565103E-5,3.229095060889757E-2]
[2004,7,20,13,1.7613912016922573E-2,6.003825484195249E-3,0,0,3.5476956022428468E-3,8.6535752688172353E-5,2.7251968856048837E-2,null,2.08775019221966E-2,8.8367359508076688E-3,0,0,5.8768535258117297E-3,5.2030977981911385E-5,8.6686271913344749E-5,3.5643122376797912E-2]
[2004,7,20,14,1.7755150730839775E-2,6.0116818165942406E-3,0,0,3.6660786298924491E-3,8.6535752688172353E-5,2.7519446930014638E-2,null,2.1044910020889384E-2,8.8482993007308851E-3,0,0,6.0729582065512499E-3,5.2030977981911385E-5,8.6799705617967478E-5,3.6018198506153433E-2]
[2004,7,20,20,2.0285556066536391E-2,5.093231251219691E-3,0,0,3.3017702943815776E-3,8.6535752688172353E-5,2.876709336482583E-2,null,2.404416096577815E-2,7.4964770081858848E-3,0,0,5.4694716152337364E-3,5.2030977981911385E-5,7.353865136870405E-5,3.7062140567179686E-2]
[2004,7,20,21,2.1663332059660936E-2,4.6212206182917421E-3,1.6420002499999888E-4,1.6336999999999976E-5,2.8285814021154006E-3,8.6535752688172353E-5,2.938020685775625E-2,null,2.5677217887896217E-2,6.8017477326368352E-3,1.1239390290050053E-4,1.2142216258301971E-5,4.6856214427072737E-3,5.2030977981911385E-5,6.6723522884424565E-5,3.7341154160381043E-2]
[2004,7,20,24,1.2837851703581041E-2,3.6420234165756593E-3,3.2840004999999775E-4,3.2673999999999952E-5,2.6544954981650632E-3,8.6535752688172353E-5,1.9581980421009934E-2,null,1.5216510299409102E-2,5.3605154486350611E-3,2.2478780580100107E-4,2.4284432516603943E-5,4.3972434438231886E-3,5.2030977981911385E-5,5.2585377945302583E-5,2.5275372408166869E-2]
[2004,7,21,3,9.9734683831000752E-3,3.3495351539695019E-3,3.2840004999999775E-4,3.2673999999999952E-5,2.646235454853645E-3,8.6535752688172353E-5,1.6416848794611392E-2,null,1.1821400330550666E-2,4.9300163356669974E-3,2.2478780580100107E-4,2.4284432516603943E-5,4.3835604591197161E-3,5.2030977981911385E-5,4.8362284330992157E-5,2.1436080341636896E-2]
[2004,7,21,7,1.4284297081376511E-2,4.122176142775367E-3,0,0,2.6055050394091818E-3,8.6535752688172353E-5,2.109851401624923E-2,null,1.6930959998389342E-2,6.0672286715054945E-3,0,0,4.3160894265257006E-3,5.2030977981911385E-5,5.951806609435872E-5,2.7366309074402448E-2]
[2004,7,21,11,1.7830299016865156E-2,5.6162025484466369E-3,0,0,3.2167595313368756E-3,8.6535752688172353E-5,2.674979684933684E-2,null,2.1133982140952055E-2,8.2662127834197512E-3,0,0,5.3286489916085982E-3,5.2030977981911385E-5,8.108957572412214E-5,3.4780874893962317E-2]
[2004,7,21,15,1.8111488733959159E-2,5.9967955240867723E-3,0,0,3.6620378208982599E-3,8.6535752688172353E-5,2.7856857831632362E-2,null,2.1467272034389234E-2,8.8263888976851477E-3,0,0,6.0662644973813818E-3,5.2030977981911385E-5,8.6584769790222149E-5,3.6411956407437676E-2]
[2004,7,21,18,2.1713190301090507E-2,4.9665169137856919E-3,0,0,3.1006030544227319E-3,8.6535752688172353E-5,2.9866846021987099E-2,null,2.573631410288146E-2,{"$f":"(F4868*X$5)-S4868","v":7.3099723964123661E-3},0,0,5.1362326522622365E-3,5.2030977981911385E-5,{"$f":"(F4868*$AC$7)*$AC$5","v":7.1709085612830763E-5},3.823455012953797E-2]
[2004,7,21,21,2.1697375189469532E-2,4.6290136387066383E-3,1.6420002499999888E-4,1.6336999999999976E-5,2.8355479795388835E-3,8.6535752688172353E-5,2.9429009585403225E-2,null,2.5717568691700263E-2,6.8132178967591894E-3,1.1239390290050053E-4,1.2142216258301971E-5,4.6971617662536769E-3,5.2030977981911385E-5,6.6836042458567798E-5,3.7404515451853845E-2]
[2004,7,21,22,2.0100360922950429E-2,3.7981216689933939E-3,3.2840004999999775E-4,3.2673999999999952E-5,1.9913841142489602E-3,8.6535752688172353E-5,2.633747650888095E-2,null,2.3824651979785557E-2,5.5902688021642801E-3,2.2478780580100107E-4,2.4284432516603943E-5,3.2987815374213077E-3,5.2030977981911385E-5,5.483920354198304E-5,3.3014805535670662E-2]
[2004,7,22,1,1.1276234145813918E-2,3.4950157792875153E-3,3.2840004999999775E-4,3.2673999999999952E-5,2.6345467565569488E-3,8.6535752688172353E-5,1.7853406484346551E-2,null,1.3365548767825657E-2,5.1441421251786816E-3,2.2478780580100107E-4,2.4284432516603943E-5,4.3641978148856219E-3,5.2030977981911385E-5,5.0462807252192811E-5,2.3174991924189477E-2]
[2004,7,22,4,9.9219073034090537E-3,3.4533865011427615E-3,3.2840004999999775E-4,3.2673999999999952E-5,2.8436154306485653E-3,8.6535752688172353E-5,1.6666519037888551E-2,null,1.1760285767282403E-2,5.0828700346163712E-3,2.2478780580100107E-4,2.4284432516603943E-5,4.7105257167764543E-3,5.2030977981911385E-5,4.9861742658574614E-5,2.1854784734974746E-2]
[2004,7,22,9,1.6545747032184466E-2,5.1988564729091701E-3,0,0,3.1284377905698838E-3,8.6535752688172353E-5,2.4959577048351691E-2,null,1.9611422217661482E-2,7.6519415859409396E-3,0,0,5.1823416440153662E-3,5.2030977981911385E-5,7.5063721794615813E-5,3.2497736425599701E-2]
[2004,7,22,12,1.7978317770382911E-2,5.7495675109926498E-3,0,0,3.3919074352011008E-3,8.6535752688172353E-5,2.720632846926483E-2,null,2.1309426517426691E-2,8.4625061237593134E-3,0,0,5.6187862220159288E-3,5.2030977981911385E-5,8.3015166572392168E-5,3.5442749841183847E-2]
[2004,7,22,16,1.8554120356041242E-2,5.9675159685099654E-3,0,0,3.9021572282778917E-3,8.6535752688172353E-5,2.8510329305517272E-2,null,2.1991916561508784E-2,8.7832937574166062E-3,0,0,6.4640287770965548E-3,5.2030977981911385E-5,8.6162016743366533E-5,3.729127007400386E-2]
[2004,7,22,19,2.0861710544401977E-2,5.0345234236455864E-3,0,0,3.2710390782241861E-3,8.6535752688172353E-5,2.9253808798959922E-2,null,2.4727068102339544E-2,7.4100678392512477E-3,0,0,5.4185645261607979E-3,5.2030977981911385E-5,7.2690998032022704E-5,3.7607731445733497E-2]
[2004,7,22,22,2.0187974649909551E-2,3.8181421216698179E-3,3.2840004999999775E-4,3.2673999999999952E-5,2.0085406051990151E-3,8.6535752688172353E-5,2.646226717946655E-2,null,2.3928499197328288E-2,5.619735923482666E-3,2.2478780580100107E-4,2.4284432516603943E-5,3.3272017277743483E-3,5.2030977981911385E-5,5.5128268973532532E-5,3.3176540064884817E-2]
[2004,7,22,23,1.6704132760142279E-2,3.4109313473137306E-3,3.2840004999999775E-4,3.2673999999999952E-5,2.0726562520495813E-3,8.6535752688172353E-5,2.2635330162193761E-2,null,1.9799154411208879E-2,5.020382378183706E-3,2.2478780580100107E-4,2.4284432516603943E-5,3.4334110274152865E-3,5.2030977981911385E-5,4.9248753653708573E-5,2.8554051033107389E-2]
[2004,7,23,5,1.0857457778589489E-2,3.7990236851681478E-3,0,0,3.1495927131949823E-3,8.6535752688172353E-5,1.7892609929640792E-2,null,1.2869179511336882E-2,5.5915964354841755E-3,0,0,5.2173853443652461E-3,5.2030977981911385E-5,5.4852227308180236E-5,2.3730192269168216E-2]
[2004,7,23,7,1.4738959714731307E-2,4.310824615291288E-3,0,0,2.8177186817054398E-3,8.6535752688172353E-5,2.1954038764416203E-2,null,1.7469864700121476E-2,6.3448910958272507E-3,0,0,4.6676270531376537E-3,5.2030977981911385E-5,6.2241868248102418E-5,2.8534413827068294E-2]
[2004,7,23,10,1.7346851404672198E-2,5.8404898418173866E-3,0,0,3.5333201026484695E-3,8.6535752688172353E-5,2.6807197101826226E-2,null,2.056095904175962E-2,8.5963302383417969E-3,0,0,5.8530401227049039E-3,5.2030977981911385E-5,8.4327949216327495E-5,3.5062360380788235E-2]
[2004,7,23,13,1.7734104794006087E-2,6.1415742461382759E-3,0,0,3.7923553264774578E-3,8.6535752688172353E-5,2.7754570119309992E-2,null,2.1019964592169312E-2,9.0394815902413179E-3,0,0,6.2821389629510675E-3,5.2030977981911385E-5,8.867515827670652E-5,3.639361612334361E-2]
[2004,7,23,17,2.105211506170427E-2,5.1548514118217939E-3,0,0,3.223664165189094E-3,8.6535752688172353E-5,2.9517166391403327E-2,null,2.4952751679738729E-2,7.5871726971129816E-3,0,0,5.3400867039571989E-3,5.2030977981911385E-5,7.4428354444078146E-5,3.7932042058790826E-2]
[2004,7,23,20,2.0364074401239267E-2,4.6520478302933699E-3,0,0,3.1499743857339359E-3,8.6535752688172353E-5,2.8252632369954744E-2,null,2.4137227553263772E-2,6.8471207924093195E-3,0,0,5.218017595228267E-3,5.2030977981911385E-5,6.7168621778277836E-5,3.6254396918883269E-2]
[2004,7,23,22,2.0105793253047326E-2,3.5359348300209505E-3,3.2840004999999775E-4,3.2673999999999952E-5,2.2497514932345226E-3,8.6535752688172353E-5,2.6339089378990967E-2,null,2.3831090837997806E-2,5.2043688668854376E-3,2.2478780580100107E-4,2.4284432516603943E-5,3.7267740746576242E-3,5.2030977981911385E-5,5.1053617222877687E-5,3.3063336995840381E-2]
[2004,7,24,1,1.2171388370678488E-2,3.2804572219360725E-3,3.2840004999999775E-4,3.2673999999999952E-5,2.5889676297798161E-3,8.6535752688172353E-5,1.8488423025082544E-2,null,1.4426561451000035E-2,4.8283439191362104E-3,2.2478780580100107E-4,2.4284432516603943E-5,4.2886947610908509E-3,5.2030977981911385E-5,4.7364902176026996E-5,2.3844703347526613E-2]
[2004,7,24,4,1.0253593670304904E-2,3.227711076125185E-3,3.2840004999999775E-4,3.2673999999999952E-5,2.7441217520019065E-3,8.6535752688172353E-5,1.6673036301120166E-2,null,1.2153428571435252E-2,4.7507094568786708E-3,2.2478780580100107E-4,2.4284432516603943E-5,4.545711752528523E-3,5.2030977981911385E-5,4.6603326618879303E-5,2.1750952997141963E-2]
[2004,7,24,8,1.5372005855151919E-2,4.0908078222979885E-3,0,0,3.1728647840455208E-3,8.6535752688172353E-5,2.2722214214183599E-2,null,1.8220204658716294E-2,6.0210591807352181E-3,0,0,5.2559361578974053E-3,5.2030977981911385E-5,5.9065154402384139E-5,2.9549230975330829E-2]
[2004,7,24,11,2.1196631333826276E-2,4.1933769429789757E-3,0,0,2.592379169625026E-3,8.6535752688172353E-5,2.8068923199118447E-2,null,2.5124044618304399E-2,6.1720256334661305E-3,0,0,4.2943460689299721E-3,5.2030977981911385E-5,6.0546099294714987E-5,3.5642447298682413E-2]
[2004,7,24,14,1.8836372193375302E-2,4.7146006614518284E-3,0,0,3.320797048382292E-3,8.6535752688172353E-5,2.6958305655897592E-2,null,2.2326465369906595E-2,6.9391892333355038E-3,0,0,5.5009899468130181E-3,5.2030977981911385E-5,6.8071791223330174E-5,3.4818675528037024E-2]
[2004,7,24,19,1.991598801090342E-2,4.0724896007784221E-3,0,0,3.0183822591715683E-3,8.6535752688172353E-5,2.7093395623541582E-2,null,2.360611757232603E-2,5.9940974898794568E-3,0,0,5.0000316855949257E-3,5.2030977981911385E-5,5.8800666646070404E-5,3.4652277725782325E-2]
[2004,7,24,22,1.9292234755580288E-2,3.9950701997604225E-3,3.2840004999999775E-4,3.2673999999999952E-5,2.545063300862271E-3,8.6535752688172353E-5,2.6279978058891148E-2,null,2.286679232904823E-2,5.880147674704665E-3,2.2478780580100107E-4,2.4284432516603943E-5,4.2159660551572432E-3,5.2030977981911385E-5,5.7682846138848563E-5,3.3264009275209658E-2]
[2004,7,25,1,1.3321329199009189E-2,3.3765158351881193E-3,3.2840004999999775E-4,3.2673999999999952E-5,2.7687210544214509E-3,8.6535752688172353E-5,1.9914175891306927E-2,null,1.578956881874554E-2,4.969727875639215E-3,2.2478780580100107E-4,2.4284432516603943E-5,4.5864611609798605E-3,5.2030977981911385E-5,4.8751845066007068E-5,2.5646861071664133E-2]
[2004,7,25,2,1.2107063143639116E-2,3.2833872668515335E-3,3.2840004999999775E-4,3.2673999999999952E-5,2.7220229145205397E-3,8.6535752688172353E-5,1.8560083127699356E-2,null,1.4350317738083224E-2,4.8326565083861971E-3,2.2478780580100107E-4,2.4284432516603943E-5,4.5091044317407403E-3,5.2030977981911385E-5,4.740720764791798E-5,2.3993181894509677E-2]
[2004,7,25,5,1.1091096366148264E-2,3.2278104657752923E-3,0,0,2.8505851261856779E-3,8.6535752688172353E-5,1.7256027710797407E-2,null,1.3146107774415028E-2,4.7508557436247711E-3,0,0,4.7220712055622508E-3,5.2030977981911385E-5,4.6604761656965813E-5,2.2671065701583962E-2]
[2004,7,25,9,1.8349684056033249E-2,4.4893629161798839E-3,0,0,3.6843069973717876E-3,8.6535752688172353E-5,2.660988972227309E-2,null,2.1749601325558754E-2,6.607672854925941E-3,0,0,6.1031539893075318E-3,5.2030977981911385E-5,6.4819694625387568E-5,3.4512459147774135E-2]
[2004,7,25,12,2.1079460989124794E-2,5.2129591023241974E-3,0,0,4.017696677252343E-3,8.6535752688172353E-5,3.0396652521389504E-2,null,2.4985164391448524E-2,7.6726985537576668E-3,0,0,6.6554229930057725E-3,5.2030977981911385E-5,7.5267342697885297E-5,3.9365316916193868E-2]
[2004,7,25,16,2.2027798320395201E-2,5.0363545639456123E-3,0,0,3.8291116473393979E-3,8.6535752688172353E-5,3.0979800284368381E-2,null,2.610921420147749E-2,7.4127630047524451E-3,0,0,6.3430268005989195E-3,5.2030977981911385E-5,7.2717436962730703E-5,3.9917034984810772E-2]
[2004,7,25,20,2.3370420329382989E-2,4.0539599766295543E-3,0,0,3.1624846667061613E-3,8.6535752688172353E-5,3.0673400725406877E-2,null,2.7700603641057725E-2,5.9668246458731995E-3,0,0,5.2387412133408353E-3,5.2030977981911385E-5,5.853312655156746E-5,3.8958200478253671E-2]
[2004,7,25,23,1.8140373528648678E-2,3.452744048924056E-3,3.2840004999999775E-4,3.2673999999999952E-5,2.4058273142695172E-3,8.6535752688172353E-5,2.4446554694530418E-2,null,2.1501508742059472E-2,5.0819244407391577E-3,2.2478780580100107E-4,2.4284432516603943E-5,3.9853178850577028E-3,5.2030977981911385E-5,4.9852466608184968E-5,3.086985428415585E-2]
[2004,7,25,24,1.4482352752620364E-2,3.4839615272042115E-3,3.2840004999999775E-4,3.2673999999999952E-5,2.6467812742977013E-3,8.6535752688172353E-5,2.1060705356810445E-2,null,1.7165712372144978E-2,5.1278719142854815E-3,2.2478780580100107E-4,2.4284432516603943E-5,4.3844646237617526E-3,5.2030977981911385E-5,5.0303200364148771E-5,2.697915212649173E-2]
[2004,7,26,3,1.0287889782257602E-2,3.256716370615195E-3,3.2840004999999775E-4,3.2673999999999952E-5,2.7586466315092824E-3,8.6535752688172353E-5,1.6750862587070248E-2,null,1.2194079231125639E-2,4.7934009257193898E-3,2.2478780580100107E-4,2.4284432516603943E-5,4.5697726074933479E-3,5.2030977981911385E-5,4.7022119745312873E-5,2.1858355980637893E-2]
[2004,7,26,6,1.2412570013683148E-2,3.6639696383070079E-3,0,0,2.8295107482775987E-3,8.6535752688172353E-5,1.8992586152955928E-2,null,1.4712430382932401E-2,5.3928170148728411E-3,0,0,4.6871609297102056E-3,5.2030977981911385E-5,5.2902248605431247E-5,2.4844439305497359E-2]
[2004,7,26,9,1.7628614939741154E-2,5.3515471298500004E-3,0,0,3.2932215823160533E-3,8.6535752688172353E-5,2.6359919404595377E-2,null,2.0894929072912009E-2,7.8766794669958441E-3,0,0,5.455310442947235E-3,5.2030977981911385E-5,7.7268346802628383E-5,3.4278949960836996E-2]
[2004,7,26,14,1.9606985637588427E-2,6.2614893759801232E-3,0,0,3.9186633188176868E-3,8.6535752688172353E-5,2.9873674085074409E-2,null,2.3239861760633029E-2,9.2159787821914693E-3,0,0,6.4913715616141546E-3,5.2030977981911385E-5,9.0406553631111592E-5,3.8999243082420566E-2]
[2004,7,26,17,2.3227914242544914E-2,5.4711864034908356E-3,0,0,3.6173509846552598E-3,8.6535752688172353E-5,3.2402987383379184E-2,null,2.753169334452461E-2,8.0527706397478787E-3,0,0,5.9922395469414339E-3,5.2030977981911385E-5,7.8995759205544797E-5,4.1628734509195832E-2]
[2004,7,26,21,2.3035344670643179E-2,4.3216503572373263E-3,1.6420002499999888E-4,1.6336999999999976E-5,2.7897578379084517E-3,8.6535752688172353E-5,3.0413825643477128E-2,null,2.7303443560849495E-2,6.3608249738689353E-3,1.1239390290050053E-4,1.2142216258301971E-5,4.6213091606586267E-3,5.2030977981911385E-5,6.2398175791096192E-5,3.8462144792517777E-2]
[2004,7,26,24,1.3442091347991035E-2,3.5781791092519442E-3,3.2840004999999775E-4,3.2673999999999952E-5,2.5576954520439635E-3,8.6535752688172353E-5,2.0025575711975111E-2,null,1.5932706356566489E-2,5.2665461473508967E-3,2.2478780580100107E-4,2.4284432516603943E-5,4.2368915545613591E-3,5.2030977981911385E-5,5.1663561513537236E-5,2.573724727477826E-2]
[2004,7,27,1,1.110380705408185E-2,3.4532950638922759E-3,3.2840004999999775E-4,3.2673999999999952E-5,2.6003299658131423E-3,8.6535752688172353E-5,{"$f":"SUM(E4995:J4995)","v":1.7605041886475437E-2},null,{"$f":"E4995*W$5","v":1.3161173559432629E-2},5.0827354526168213E-3,{"$f":"G4995*Y$5","v":2.2478780580100107E-4},{"$f":"H4995*Z$5","v":2.4284432516603943E-5},{"$f":"I4995*AA$5","v":4.3075167774263836E-3},{"$f":"J4995*AB$5","v":5.2030977981911385E-5},4.9860422441259931E-5,{"$f":"SUM(M4995:R4995)","v":2.2852529005775352E-2}]
[2004,7,27,6,1.1809326989814567E-2,3.708799268906271E-3,0,0,2.8277445832410059E-3,8.6535752688172353E-5,1.8432406594650015E-2,null,1.399741560493941E-2,5.4587995470801436E-3,0,0,4.6842352296541179E-3,5.2030977981911385E-5,5.3549521508038507E-5,2.4192481359655585E-2]
[2004,7,27,8,1.6428548288027003E-2,4.4906716563116456E-3,0,0,2.5270047582937843E-3,8.6535752688172353E-5,2.3532760455320604E-2,null,1.9472508329362523E-2,6.6095991252685827E-3,0,0,4.1860515919497632E-3,5.2030977981911385E-5,6.4838590877989269E-5,3.0320190024562779E-2]
[2004,7,27,12,1.7716967691160452E-2,5.6893368914183199E-3,0,0,3.3350139931641733E-3,8.6535752688172353E-5,2.6827854328431117E-2,null,2.0999652244903303E-2,8.3738556320464893E-3,0,0,5.5245406995931747E-3,5.2030977981911385E-5,8.2145526393863645E-5,3.4950079554524879E-2]
[2004,7,27,15,1.7932912603717183E-2,5.9558786841534287E-3,0,0,3.6241594326604986E-3,8.6535752688172353E-5,2.7599486473219283E-2,null,2.1255608464206561E-2,8.7661654099464997E-3,0,0,6.0035179248382293E-3,5.2030977981911385E-5,8.5993991740188265E-5,3.6077322776973203E-2]
[2004,7,27,19,2.0573792567163976E-2,4.9726123470302027E-3,0,0,3.2139102808495996E-3,8.6535752688172353E-5,2.8846850947731952E-2,null,2.4385803304522558E-2,7.3189439653277705E-3,0,0,5.3239291312684152E-3,5.2030977981911385E-5,7.179709456396605E-5,3.7080707379100658E-2]
[2004,7,27,22,1.9929519853809804E-2,3.7590829351852157E-3,3.2840004999999775E-4,3.2673999999999952E-5,1.9579307495058186E-3,8.6535752688172353E-5,2.6094143341189004E-2,null,2.3622156659839213E-2,5.5328096066188945E-3,2.2478780580100107E-4,2.4284432516603943E-5,3.2433651357388444E-3,5.2030977981911385E-5,5.4275542539018022E-5,3.2699434618496469E-2]
[2004,7,27,23,1.6481371405531277E-2,3.3612322274140195E-3,3.2840004999999775E-4,3.2673999999999952E-5,2.0302307108029756E-3,8.6535752688172353E-5,2.2320444146436441E-2,null,1.9535118766849231E-2,4.9472326837601433E-3,2.2478780580100107E-4,2.4284432516603943E-5,3.3631319731745675E-3,5.2030977981911385E-5,4.8531172599292274E-5,2.814658664008346E-2]
[2004,7,28,3,1.0110031861593531E-2,3.3835600767069015E-3,3.2840004999999775E-4,3.2673999999999952E-5,2.6739962323854569E-3,8.6535752688172353E-5,1.661519797337406E-2,null,1.1983266943828272E-2,4.9800959488683688E-3,2.2478780580100107E-4,2.4284432516603943E-5,4.4295469364302167E-3,5.2030977981911385E-5,4.8853553391361945E-5,2.1694013045426376E-2]
[2004,7,28,6,1.2082518307943007E-2,3.7740470350019935E-3,0,0,2.8859712034898597E-3,8.6535752688172353E-5,1.8829072299123031E-2,null,1.4321225117776434E-2,5.5548345304229753E-3,0,0,4.7806891977705606E-3,5.2030977981911385E-5,5.4491601788086869E-5,2.4708779823951883E-2]
[2004,7,28,9,1.6671876900152299E-2,5.2278732210678767E-3,0,0,3.1557273529259238E-3,8.6535752688172353E-5,2.5142013226834271E-2,null,1.9760922031127955E-2,7.6946499128742541E-3,0,0,5.2275475406679886E-3,5.2030977981911385E-5,7.5482680294916693E-5,3.2735150462652109E-2]
[2004,7,28,13,1.7873098631207257E-2,6.0636754013141617E-3,0,0,3.6037330040492774E-3,8.6535752688172353E-5,2.7627042789258864E-2,null,2.1184711872645843E-2,8.9248261052683204E-3,0,0,5.9696809944861148E-3,5.2030977981911385E-5,8.7550415317082714E-5,3.6131249950382194E-2]
[2004,7,28,16,1.8699210908397289E-2,6.000234546663109E-3,0,0,3.9327384476359889E-3,8.6535752688172353E-5,2.8718719655384559E-2,null,2.2163890185698327E-2,8.8314506261640904E-3,0,0,6.5146873924226941E-3,5.2030977981911385E-5,8.6634424139262311E-5,3.7562059182267023E-2]
[2004,7,28,20,2.0561831798131522E-2,5.1561929758688185E-3,0,0,3.3584601546096213E-3,8.6535752688172353E-5,2.9163020681298134E-2,null,2.4371626386968631E-2,7.5891472793648907E-3,0,0,5.5633798988949197E-3,5.2030977981911385E-5,7.444772462498625E-5,3.757618454321035E-2]
[2004,7,28,24,1.3027127129209141E-2,3.6857295955382468E-3,3.2840004999999775E-4,3.2673999999999952E-5,2.6910231304007556E-3,8.6535752688172353E-5,1.9851489657836313E-2,null,1.5440855581625725E-2,5.4248444275382338E-3,2.2478780580100107E-4,2.4284432516603943E-5,4.4577524525888134E-3,5.2030977981911385E-5,5.3216429884406704E-5,2.5624555678052288E-2]
[2004,7,29,3,1.0656898632675743E-2,3.5032002830936567E-3,3.2840004999999775E-4,3.2673999999999952E-5,2.7192099606511921E-3,8.6535752688172353E-5,1.7326918679108762E-2,null,1.2631459807144793E-2,5.1561884944833249E-3,2.2478780580100107E-4,2.4284432516603943E-5,4.5044446977278866E-3,5.2030977981911385E-5,5.0580979261736174E-5,2.2593196215655521E-2]
[2004,7,29,4,1.0555621583897126E-2,3.595463318650292E-3,3.2840004999999775E-4,3.2673999999999952E-5,2.908781767645086E-3,8.6535752688172353E-5,1.7507476472880673E-2,null,1.2511417662133591E-2,5.2919859265339753E-3,2.2478780580100107E-4,2.4284432516603943E-5,4.8184755130047784E-3,5.2030977981911385E-5,5.1913119679352775E-5,2.2922982317971866E-2]
[2004,7,29,7,1.5001425558149628E-2,4.416170615946919E-3,0,0,2.7639781954848625E-3,8.6535752688172353E-5,2.2268110122269577E-2,null,1.7780961470970132E-2,6.4999447018519434E-3,0,0,4.5786044871304202E-3,5.2030977981911385E-5,6.37629071393655E-5,2.8911541637934406E-2]
[2004,7,29,10,1.788605634380476E-2,5.7765225098616348E-3,0,0,3.4210147367732344E-3,8.6535752688172353E-5,2.7170129343127802E-2,null,2.1200070452239164E-2,8.5021798631420738E-3,0,0,5.6670032527450917E-3,5.2030977981911385E-5,8.3404356492640803E-5,3.5421284546108239E-2]
[2004,7,29,14,1.9051666739095523E-2,6.1893346437677564E-3,0,0,3.7656982526888191E-3,8.6535752688172353E-5,2.9093235388240268E-2,null,2.2581650719293713E-2,9.1097777745438608E-3,0,0,6.2379808006827082E-3,5.2030977981911385E-5,8.93647470774632E-5,3.7981440272502193E-2]
[2004,7,29,17,2.2347537197526478E-2,5.6911725758550585E-3,0,0,3.8036807918396644E-3,8.6535752688172353E-5,{"$f":"SUM(E5059:J5059)","v":3.1928926317909376E-2},null,{"$f":"E5059*W$5","v":2.6488195827790592E-2},8.3765574858394032E-3,{"$f":"G5059*Y$5","v":0},{"$f":"H5059*Z$5","v":0},{"$f":"I5059*AA$5","v":6.3008999020246637E-3},{"$f":"J5059*AB$5","v":5.2030977981911385E-5},8.2172030935118073E-5,{"$f":"SUM(M5059:R5059)","v":4.121768419363657E-2}]
[2004,7,29,22,2.1043194929852599E-2,4.0668377938657381E-3,3.2840004999999775E-4,3.2673999999999952E-5,2.2398530094757032E-3,8.6535752688172353E-5,2.7797495535882209E-2,null,2.4942178783172616E-2,5.9857788727804406E-3,2.2478780580100107E-4,2.4284432516603943E-5,3.710376969127648E-3,5.2030977981911385E-5,5.871906299650991E-5,3.4939437841380219E-2]
[2004,7,30,1,1.1453763268707227E-2,3.5979099792609365E-3,3.2840004999999775E-4,3.2673999999999952E-5,2.766009274041106E-3,8.6535752688172353E-5,1.8265292324697438E-2,null,1.357597133612792E-2,5.2955870461591911E-3,2.2478780580100107E-4,2.4284432516603943E-5,4.5819690235824519E-3,5.2030977981911385E-5,5.1948445803926575E-5,2.3754630622169079E-2]
[2004,7,30,4,1.0194748247144055E-2,3.5260699173546807E-3,3.2840004999999775E-4,3.2673999999999952E-5,2.8740413927685528E-3,8.6535752688172353E-5,1.7042469359955459E-2,null,1.2083679986681748E-2,5.1898491862852787E-3,2.2478780580100107E-4,2.4284432516603943E-5,4.760927144296905E-3,5.2030977981911385E-5,5.0911182619466784E-5,2.2335559533563448E-2]
[2004,7,30,5,1.0777365315298975E-2,3.7794383146987696E-3,0,0,3.1380761783385354E-3,8.6535752688172353E-5,1.7781415561024451E-2,null,1.2774247133186324E-2,5.5627696903044165E-3,0,0,5.1983078935170235E-3,5.2030977981911385E-5,5.4569443813806288E-5,2.3587355694989674E-2]
[2004,7,30,8,1.6954087425684918E-2,4.6801040869106064E-3,0,0,2.740976538777209E-3,8.6535752688172353E-5,2.4461703804060906E-2,null,2.0095421873276068E-2,6.8884154190015263E-3,0,0,4.5405016219250667E-3,5.2030977981911385E-5,6.7573712215432408E-5,3.1576369892184576E-2]
[2004,7,30,14,1.7632216422706484E-2,5.9075053139225654E-3,0,0,3.5793564262916601E-3,8.6535752688172353E-5,2.720561391560888E-2,null,2.0899197855875112E-2,8.6949670213680719E-3,0,0,5.9293005354491245E-3,5.2030977981911385E-5,8.5295552530681556E-5,3.557549639067422E-2]
[2004,7,30,16,1.8923543183634657E-2,5.6559192837192561E-3,0,0,3.6305234273870282E-3,8.6535752688172353E-5,2.8296521647429112E-2,null,2.2429787818375225E-2,8.3246698960317295E-3,0,0,6.0140600538819977E-3,5.2030977981911385E-5,8.1663026055484329E-5,3.6820548746270866E-2]
[2004,7,30,19,2.0290592213930293E-2,4.856985127295068E-3,0,0,3.3180633624189369E-3,8.6535752688172353E-5,2.855217645633247E-2,null,2.4050130234660363E-2,7.1487579377333393E-3,0,0,5.4964615222260699E-3,5.2030977981911385E-5,7.0127610226533232E-5,3.6747380672601686E-2]
[2004,7,30,23,1.7250501189705558E-2,3.2877323740221637E-3,3.2840004999999775E-4,3.2673999999999952E-5,2.2203531975879915E-3,8.6535752688172353E-5,2.320619656400388E-2,null,2.0446756597905156E-2,4.839051858292003E-3,2.2478780580100107E-4,2.4284432516603943E-5,3.6780750043896035E-3,5.2030977981911385E-5,4.7469944505056383E-5,2.9264986676886279E-2]
[2004,7,31,2,1.1914504774341046E-2,3.5471069743949917E-3,3.2840004999999775E-4,3.2673999999999952E-5,2.7852133942618666E-3,8.6535752688172353E-5,1.8694434945686074E-2,null,1.4122081232683791E-2,5.2208125976530269E-3,2.2478780580100107E-4,2.4284432516603943E-5,4.6137811670927745E-3,5.2030977981911385E-5,5.1214926299501039E-5,2.4257778213729108E-2]
[2004,7,31,5,1.0865484202492684E-2,3.4280142416723888E-3,0,0,2.7477680759349712E-3,8.6535752688172353E-5,1.7127802272788217E-2,null,1.2878693109469218E-2,5.0455258516441505E-3,0,0,4.5517519865465534E-3,5.2030977981911385E-5,4.9495405131060779E-5,2.2528001925641833E-2]
[2004,7,31,6,1.1355737596402985E-2,3.3981653158549358E-3,0,0,2.655690991423923E-3,8.6535752688172353E-5,1.7496129656370017E-2,null,1.3459782998182878E-2,5.0015926832736798E-3,0,0,4.3992238106756809E-3,5.2030977981911385E-5,4.9064431228414139E-5,2.2912630470114152E-2]
[2004,7,31,11,2.2597898039505303E-2,4.5295551908401911E-3,0,0,2.7361804781793351E-3,8.6535752688172353E-5,2.9950169461213001E-2,null,2.6784944724607719E-2,6.6668298906143427E-3,0,0,4.532556818087668E-3,5.2030977981911385E-5,6.5400011035181806E-5,3.8036362411291644E-2]
[2004,7,31,14,2.1637491130644403E-2,5.325942839275755E-3,0,0,3.8477691510892748E-3,8.6535752688172353E-5,3.0897738873697605E-2,null,2.5646589027896481E-2,7.8389937688342348E-3,0,0,6.3739334591707509E-3,5.2030977981911385E-5,7.6898659092565838E-5,3.9911547233883377E-2]
[2004,7,31,17,2.2954338862326295E-2,5.2685846436535608E-3,0,0,4.0441617148105633E-3,8.6535752688172353E-5,3.2353620973478596E-2,null,2.7207428608735509E-2,7.7545710569045844E-3,0,0,6.6992630420749317E-3,5.2030977981911385E-5,7.6070492425287892E-5,4.1713293685696935E-2]
[2004,7,31,20,2.1686758567360145E-2,4.5023860017828089E-3,0,0,2.9776536969811501E-3,8.6535752688172353E-5,2.9253334018812274E-2,null,2.5704984971043374E-2,6.6268408952097164E-3,0,0,4.9325637229662598E-3,5.2030977981911385E-5,6.5007728528554442E-5,3.7316420567201261E-2]
[2004,7,31,24,1.5087066104403956E-2,3.4410185908115704E-3,3.2840004999999775E-4,3.2673999999999952E-5,2.7624110615585163E-3,8.6535752688172353E-5,2.173810555946221E-2,null,1.7882469907444944E-2,5.064666314646876E-3,2.2478780580100107E-4,2.4284432516603943E-5,4.5760084874807757E-3,5.2030977981911385E-5,4.9683168507678356E-5,2.7824247925872111E-2]
[2004,8,1,3,1.0624451040963189E-2,3.2843287146756997E-3,3.2840004999999775E-4,3.2673999999999952E-5,2.9075855495603268E-3,8.6535752688172353E-5,1.7263975107887384E-2,null,1.2593000170370256E-2,4.8340421792148246E-3,2.2478780580100107E-4,2.4284432516603943E-5,4.8164939454586192E-3,5.2030977981911385E-5,4.7420800748232556E-5,2.2544639511343216E-2]
[2004,8,1,4,1.034857365090297E-2,3.1527710581453661E-3,3.2840004999999775E-4,3.2673999999999952E-5,2.8103233469802262E-3,8.6535752688172353E-5,1.6759277858716733E-2,null,1.2266006897340436E-2,4.6404089238635598E-3,2.2478780580100107E-4,2.4284432516603943E-5,4.6553764815477593E-3,5.2030977981911385E-5,4.5521304699206486E-5,2.1862895519051271E-2]
[2004,8,1,8,1.5036622723846895E-2,3.8433711710126051E-3,0,0,3.1888950337835187E-3,8.6535752688172353E-5,2.2155424681331189E-2,null,1.7822680135954637E-2,5.6568693224995081E-3,0,0,5.2824906992827592E-3,5.2030977981911385E-5,5.5492538760720922E-5,2.8814071135718815E-2]
[2004,8,1,11,1.9809707248121294E-2,4.7697565617295882E-3,0,0,3.5749862351977398E-3,8.6535752688172353E-5,2.8240985797736793E-2,null,2.3480144601236784E-2,7.0203704948772813E-3,0,0,5.9220611959402503E-3,5.2030977981911385E-5,6.8868160035463321E-5,3.6474607270036229E-2]
[2004,8,1,15,2.0493130025766148E-2,4.7894053517894301E-3,0,0,3.4981699748843952E-3,8.6535752688172353E-5,2.8867241105128144E-2,null,2.4290195221465E-2,7.0492905842384317E-3,0,0,5.7948129872786181E-3,5.2030977981911385E-5,6.9151859213991977E-5,3.7186329770963963E-2]
[2004,8,1,18,2.337098469670178E-2,4.1605267765207881E-3,0,0,3.1857517738687084E-3,8.6535752688172353E-5,3.0803798999779447E-2,null,2.7701272577053977E-2,6.1236750863532512E-3,0,0,5.2772838043898557E-3,5.2030977981911385E-5,6.0071791960251428E-5,3.9154262445778992E-2]
[2004,8,1,21,2.3167083401126248E-2,3.8248201653617924E-3,1.6420002499999888E-4,1.6336999999999976E-5,2.8941400213181828E-3,8.6535752688172353E-5,3.0153116365494396E-2,null,2.7459591473717779E-2,5.6295650081103392E-3,1.1239390290050053E-4,1.2142216258301971E-5,4.7942210649988947E-3,5.2030977981911385E-5,5.5224689949268018E-5,3.8059944643967732E-2]
[2004,8,2,1,1.0887739816117289E-2,3.1785598634653696E-3,3.2840004999999775E-4,3.2673999999999952E-5,2.5753515815634146E-3,8.6535752688172353E-5,1.7089261063834241E-2,null,1.290507234968462E-2,4.6783662002200365E-3,2.2478780580100107E-4,2.4284432516603943E-5,4.2661394096910315E-3,5.2030977981911385E-5,4.589365652658306E-5,2.2150681175895207E-2]
[2004,8,2,5,1.0224099613283261E-2,3.4203308960065581E-3,0,0,2.8545656167261561E-3,8.6535752688172353E-5,1.6585531878704148E-2,null,1.2118469714392528E-2,5.0342171124000707E-3,0,0,4.7286649955854089E-3,5.2030977981911385E-5,4.938446909646988E-5,2.1933382800359922E-2]
[2004,8,2,6,1.1494669728170145E-2,3.5514345414212126E-3,0,0,2.7214572858884835E-3,8.6535752688172353E-5,1.7854097308168011E-2,null,1.3624457140147312E-2,5.2271821310814733E-3,0,0,4.5081674526440841E-3,5.2030977981911385E-5,5.1277409903154365E-5,2.341183770185478E-2]
[2004,8,2,9,1.6398660998172002E-2,5.1690987862385625E-3,0,0,3.1255084653000675E-3,8.6535752688172353E-5,2.4779804002398802E-2,null,1.9437083379425363E-2,7.6081427079909966E-3,0,0,5.1774891376364972E-3,5.2030977981911385E-5,7.4634065248963205E-5,3.227474620303477E-2]
[2004,8,2,12,1.8363347837898579E-2,5.715764731187116E-3,0,0,3.3875573588579609E-3,8.6535752688172353E-5,2.7553205680631826E-2,null,2.1765796798312555E-2,8.4127534718324501E-3,0,0,5.6115802031346668E-3,5.2030977981911385E-5,8.2527104924137539E-5,3.5842161451261581E-2]
[2004,8,2,16,1.963714443803935E-2,5.8112921182988169E-3,0,0,3.7951487277412509E-3,8.6535752688172353E-5,2.933012103676759E-2,null,2.327560852794857E-2,8.5533555426619366E-3,0,0,6.2867663075450485E-3,5.2030977981911385E-5,8.3906377702158035E-5,3.8167761356137468E-2]
[2004,8,2,18,2.2202492706119539E-2,4.8305507327134085E-3,0,0,3.0146647200133096E-3,8.6535752688172353E-5,3.0134243911534429E-2,null,2.631627679894322E-2,7.1098504502401551E-3,0,0,4.993873481634094E-3,5.2030977981911385E-5,6.9745937054552703E-5,3.8472031708799384E-2]
[2004,8,2,23,1.5948884369483055E-2,3.3288027540811851E-3,3.2840004999999775E-4,3.2673999999999952E-5,2.1349550214423045E-3,8.6535752688172353E-5,2.1860251947694712E-2,null,1.8903969984684264E-2,4.899501334203033E-3,2.2478780580100107E-4,2.4284432516603943E-5,3.5366106205054876E-3,5.2030977981911385E-5,4.8062939445157973E-5,2.7641185155692301E-2]
[2004,8,3,3,9.444417481525488E-3,3.2899937108960167E-3,3.2840004999999775E-4,3.2673999999999952E-5,2.5989995045898702E-3,8.6535752688172353E-5,1.5781020499699545E-2,null,1.1194324346297335E-2,4.8423802090081696E-3,2.2478780580100107E-4,2.4284432516603943E-5,4.3053128324977378E-3,5.2030977981911385E-5,4.7502594831694046E-5,2.0643120604102762E-2]
[2004,8,3,6,1.1348481161562025E-2,3.6664253234313477E-3,0,0,2.7823011403815953E-3,8.6535752688172353E-5,1.788374337806314E-2,null,1.345118205637081E-2,5.3964314172366733E-3,0,0,4.6089569399314842E-3,5.2030977981911385E-5,5.2937705030502639E-5,2.3508601391520879E-2]
[2004,8,3,7,1.3611087120014159E-2,4.0744829682175703E-3,0,0,2.5092555407354509E-3,8.6535752688172353E-5,2.0281361381655351E-2,null,1.6133014473915214E-2,5.9970314295416044E-3,0,0,4.1566495339710159E-3,5.2030977981911385E-5,5.8829447894344208E-5,2.6338726415409745E-2]
[2004,8,3,10,1.5999689932644778E-2,5.5338823217801723E-3,0,0,3.1259170271447844E-3,8.6535752688172353E-5,2.4746025034257907E-2,null,1.8964189045705356E-2,8.1450496835966252E-3,0,0,5.1781659313603215E-3,5.2030977981911385E-5,7.9900994615033852E-5,3.2339435638644214E-2]
[2004,8,3,13,1.6750628623244723E-2,5.9720907232567655E-3,0,0,3.430751670500836E-3,8.6535752688172353E-5,2.6240006769690495E-2,null,1.985426525032076E-2,8.790027114314404E-3,0,0,5.6831327462877378E-3,5.2030977981911385E-5,8.6228069368473952E-5,3.4379456088904817E-2]
[2004,8,3,19,1.9844268011744114E-2,4.8803693413414203E-3,0,0,3.1770164268936779E-3,8.6535752688172353E-5,2.7988189532667383E-2,null,2.3521108948525153E-2,7.1831760142561747E-3,0,0,5.2628134663380392E-3,5.2030977981911385E-5,7.0465243347722084E-5,3.601912940710128E-2]
[2004,8,3,21,2.088042766844531E-2,4.4678035488589455E-3,1.6420002499999888E-4,1.6336999999999976E-5,2.6739114073087108E-3,8.6535752688172353E-5,2.828921540230114E-2,null,2.4749253224691539E-2,6.5759406807008357E-3,1.1239390290050053E-4,1.2142216258301971E-5,4.429406421400957E-3,5.2030977981911385E-5,6.4508409565090216E-5,3.5931167423934048E-2]
[2004,8,4,1,1.0571779025315624E-2,3.3851230234722579E-3,3.2840004999999775E-4,3.2673999999999952E-5,2.5548956051062279E-3,8.6535752688172353E-5,{"$f":"SUM(E5187:J5187)","v":1.6959407456582278E-2},null,{"$f":"E5187*W$5","v":1.2530568831615328E-2},4.982396373473811E-3,{"$f":"G5187*Y$5","v":2.2478780580100107E-4},{"$f":"H5187*Z$5","v":2.4284432516603943E-5},{"$f":"I5187*AA$5","v":4.2322535325345079E-3},{"$f":"J5187*AB$5","v":5.2030977981911385E-5},4.8876120008037332E-5,{"$f":"SUM(M5187:R5187)","v":2.2046321953923163E-2}]
[2004,8,4,4,9.2504209715157243E-3,3.3689206210090108E-3,3.2840004999999775E-4,3.2673999999999952E-5,2.7650020100572974E-3,8.6535752688172353E-5,1.5831953405270202E-2,null,1.0964383234593297E-2,4.9585488528033099E-3,2.2478780580100107E-4,2.4284432516603943E-5,4.5803004636048358E-3,5.2030977981911385E-5,4.8642181518440015E-5,2.0804335767300959E-2]
[2004,8,4,7,1.3498056119885402E-2,4.0685152248338494E-3,0,0,2.483873077391229E-3,8.6535752688172353E-5,2.013698017479865E-2,null,1.5999040549202252E-2,5.9882478010629039E-3,0,0,4.1146027983085844E-3,5.2030977981911385E-5,5.8743282594064892E-5,2.6153922126555654E-2]
[2004,8,4,8,1.5751760543663323E-2,4.4375079822515989E-3,0,0,2.3939321482283377E-3,8.6535752688172353E-5,2.2669736426831431E-2,null,1.8670322113132035E-2,6.5313501236811547E-3,0,0,3.9656132214318197E-3,5.2030977981911385E-5,6.4070986836597087E-5,2.9219316436226921E-2]
[2004,8,4,12,1.6951292621221487E-2,5.6233960249360065E-3,0,0,3.1827642644130585E-3,8.6535752688172353E-5,2.5843988663258724E-2,null,2.0092109234067849E-2,8.2768005082748865E-3,0,0,5.2723349143366247E-3,5.2030977981911385E-5,8.1193438779535932E-5,3.369327563466127E-2]
[2004,8,4,15,1.7090887542023744E-2,5.8735584590475926E-3,0,0,3.5363404278278671E-3,8.6535752688172353E-5,2.6587322181587374E-2,null,2.0257568969791404E-2,8.6450023124203836E-3,0,0,5.858043372890297E-3,5.2030977981911385E-5,8.4805410653633113E-5,3.4812645633083998E-2]
[2004,8,4,19,1.9702164274536006E-2,4.8525102589775677E-3,0,0,3.1477331269078642E-3,8.6535752688172353E-5,2.7788943413109609E-2,null,2.3352675550886784E-2,7.1421715987665451E-3,0,0,5.2143048894860017E-3,5.2030977981911385E-5,7.0062999812261798E-5,3.5761183017121244E-2]
[2004,8,4,22,1.9265906890044288E-2,3.582331902974772E-3,3.2840004999999775E-4,3.2673999999999952E-5,1.8413375043441471E-3,8.6535752688172353E-5,2.5137186100051376E-2,null,2.2835586310600592E-2,5.2726584405352016E-3,2.2478780580100107E-4,2.4284432516603943E-5,3.0502252780010451E-3,5.2030977981911385E-5,5.1723521651753233E-5,3.1459573245436356E-2]
[2004,8,5,2,1.0737124076702437E-2,3.5998396049495944E-3,3.2840004999999775E-4,3.2673999999999952E-5,2.7448343577829515E-3,8.6535752688172353E-5,1.7529407842123153E-2,null,1.2726549805338674E-2,5.2984271674684216E-3,2.2478780580100107E-4,2.4284432516603943E-5,4.5468922032397396E-3,5.2030977981911385E-5,5.1976306716536092E-5,2.2872972392346355E-2]
[2004,8,5,5,1.0954176359250755E-2,3.8468178419593714E-3,0,0,3.1292055555249098E-3,8.6535752688172353E-5,1.8016735509423207E-2,null,1.2983818573444593E-2,5.6619423082393617E-3,0,0,5.1836134673871595E-3,5.2030977981911385E-5,5.5542303540805499E-5,2.3881405327053028E-2]
[2004,8,5,9,1.70275557115213E-2,5.4023977503629729E-3,0,0,3.28788234376235E-3,8.6535752688172353E-5,2.5804371558334795E-2,null,2.0182502714675522E-2,7.9515239986350066E-3,0,0,5.4464658501643462E-3,5.2030977981911385E-5,7.800255380587219E-5,3.3632523541456787E-2]
[2004,8,5,10,1.7378914296071503E-2,5.8119820535902549E-3,0,0,3.4630453346486184E-3,8.6535752688172353E-5,2.6740477436998547E-2,null,2.0598962699105987E-2,8.5543710245425519E-3,0,0,5.7366280726309261E-3,5.2030977981911385E-5,8.3916339337191173E-5,3.4941992774261382E-2]
[2004,8,5,13,1.8244447592458815E-2,6.2721048617602653E-3,0,0,3.7517809691331263E-3,8.6535752688172353E-5,2.8354869176040378E-2,null,2.162486614643162E-2,9.2316031945058521E-3,0,0,6.2149264448122981E-3,5.2030977981911385E-5,9.0559825389135211E-5,3.7123426763731683E-2]
[2004,8,5,16,1.908201536653779E-2,6.2228370802323921E-3,0,0,4.0839168709610558E-3,8.6535752688172353E-5,2.947530507041941E-2,null,2.261762248565392E-2,9.1590883658536921E-3,0,0,6.7651185313239281E-3,5.2030977981911385E-5,8.9848472216506319E-5,3.8593860360813456E-2]
[2004,8,5,20,2.0974590157395261E-2,5.3741593125577461E-3,0,0,3.4960262050743756E-3,8.6535752688172353E-5,2.9931311427715556E-2,null,2.4860862590184152E-2,7.9099612284970373E-3,0,0,5.7912617747229028E-3,5.2030977981911385E-5,7.7594832944492083E-5,3.8614116571386005E-2]
[2004,8,5,23,1.7150760432724978E-2,3.6018481117924715E-3,3.2840004999999775E-4,3.2673999999999952E-5,2.20123950135425E-3,8.6535752688172353E-5,2.3401457848559869E-2,null,2.0328535396187855E-2,5.301383390075594E-3,2.2478780580100107E-4,2.4284432516603943E-5,3.6464126506545354E-3,5.2030977981911385E-5,5.2005306555185602E-5,2.9577434653217501E-2]
[2004,8,6,3,1.0628852039922657E-2,3.6383334475715576E-3,3.2840004999999775E-4,3.2673999999999952E-5,2.8543496505786378E-3,8.6535752688172353E-5,1.756914494076102E-2,null,1.2598216607476766E-2,5.3550843644302069E-3,2.2478780580100107E-4,2.4284432516603943E-5,4.7283072418326071E-3,5.2030977981911385E-5,5.2532100304691037E-5,2.2982711430039097E-2]
[2004,8,6,6,1.2801535912878642E-2,4.071834391099172E-3,0,0,3.1069348416685764E-3,8.6535752688172353E-5,2.0066840898334562E-2,null,1.5173465745225625E-2,5.9931331189224417E-3,0,0,5.1467214287448937E-3,5.2030977981911385E-5,5.879120639700667E-5,2.6365351270874873E-2]
[2004,8,6,10,1.7917154123555119E-2,6.0789013491041738E-3,0,0,3.715476873685643E-3,8.6535752688172353E-5,2.7798068099033107E-2,null,2.1236930177431976E-2,8.9472364302478381E-3,0,0,6.1547877307701277E-3,5.2030977981911385E-5,8.7770255259755588E-5,3.6390985316431854E-2]
[2004,8,6,11,1.8670814139745157E-2,6.1254083274127494E-3,0,0,3.7174255640216843E-3,8.6535752688172353E-5,2.860018378386776E-2,null,2.2130231927865004E-2,9.0156877681930661E-3,0,0,6.1580157889115422E-3,5.2030977981911385E-5,8.8441746557785144E-5,3.7355966462951522E-2]
[2004,8,6,14,1.8327479557573006E-2,6.192474619662337E-3,0,0,3.7811375300229777E-3,8.6535752688172353E-5,2.8387627459946489E-2,null,2.1723282671369967E-2,9.1143993508946992E-3,0,0,6.2635563803293591E-3,5.2030977981911385E-5,8.9410083639113023E-5,3.7153269380575941E-2]
[2004,8,6,18,2.1421357606865903E-2,5.3470744498308924E-3,0,0,3.5157119128114266E-3,8.6535752688172353E-5,3.0370679722196394E-2,null,2.5390409250581735E-2,{"$f":"(F5252*X$5)-S5252","v":7.8700963488780116E-3},0,0,5.8238716809531459E-3,5.2030977981911385E-5,{"$f":"(F5252*$AC$7)*$AC$5","v":7.7203767984117014E-5},3.9136408258394803E-2]
[2004,8,6,21,2.2092160815955175E-2,4.5852631722026124E-3,1.6420002499999888E-4,1.6336999999999976E-5,3.1125223387716196E-3,8.6535752688172353E-5,3.0057019104617579E-2,null,2.6185502088204738E-2,6.7488237331982288E-3,1.1239390290050053E-4,1.2142216258301971E-5,5.1559772685158493E-3,5.2030977981911385E-5,6.6204351073518813E-5,3.8266870187059529E-2]
[2004,8,6,23,1.7870906165179251E-2,3.5248548510318808E-3,3.2840004999999775E-4,3.2673999999999952E-5,2.3710739482673427E-3,8.6535752688172353E-5,2.4214444767166641E-2,null,2.1182113176020697E-2,5.1880607898227961E-3,2.2478780580100107E-4,2.4284432516603943E-5,3.9277479961995427E-3,5.2030977981911385E-5,5.0893638876743367E-5,3.0599025178342551E-2]
[2004,8,7,5,1.1104404556258368E-2,3.5535926361966786E-3,0,0,2.975360245976162E-3,8.6535752688172353E-5,1.7719893191119378E-2,null,1.3161881769671601E-2,5.2303585248220661E-3,0,0,4.9287645594708294E-3,5.2030977981911385E-5,5.1308569568106869E-5,2.3373035831946408E-2]
[2004,8,7,8,1.6081136779017357E-2,4.4010098067180569E-3,0,0,3.3656464473186968E-3,8.6535752688172353E-5,2.3934328785742282E-2,null,1.9060726753516468E-2,6.4776302511223719E-3,0,0,5.5752841867425422E-3,5.2030977981911385E-5,6.3544007700216387E-5,3.1165672169363293E-2]
[2004,8,7,11,2.2149208853366461E-2,4.5240960149454694E-3,0,0,2.8064159962558331E-3,8.6535752688172353E-5,2.9566256617255936E-2,null,2.6253120258976081E-2,6.658794797652752E-3,0,0,4.6489038496041633E-3,5.2030977981911385E-5,6.5321188689782447E-5,3.7612849884214906E-2]
[2004,8,7,12,2.1549299587742217E-2,5.0241192604537823E-3,0,0,3.4240205506151718E-3,8.6535752688172353E-5,3.0083975151499343E-2,null,2.5542056933907768E-2,7.394754462278998E-3,0,0,5.6719824645082868E-3,5.2030977981911385E-5,7.2540777456516354E-5,3.8660824838676965E-2]
[2004,8,7,15,1.939289700095646E-2,5.037788805561408E-3,0,0,3.5370552490810716E-3,8.6535752688172353E-5,2.805427680828711E-2,null,2.29861057569406E-2,7.4148739945674906E-3,0,0,5.8592274935909475E-3,5.2030977981911385E-5,7.2738145269296843E-5,3.6312238223080953E-2]
[2004,8,7,20,2.1065930130667005E-2,4.499918235894052E-3,0,0,3.0388992364874202E-3,8.6535752688172353E-5,2.869128335573665E-2,null,2.4969126470787285E-2,6.6232087117618858E-3,0,0,5.0340186123203848E-3,5.2030977981911385E-5,6.4972097675290233E-5,3.6678384772851465E-2]
[2004,8,7,23,1.7316221289128835E-2,4.1830835096092053E-3,3.2840004999999775E-4,3.2673999999999952E-5,3.1282121267515025E-3,8.6535752688172353E-5,2.5075126728177712E-2,null,2.0524653631835959E-2,6.1568752342822525E-3,2.2478780580100107E-4,2.4284432516603943E-5,5.1819678258090175E-3,5.2030977981911385E-5,6.0397477492438633E-5,3.2164599908226746E-2]
[2004,8,8,2,1.2328882891828073E-2,3.4698513398659096E-3,3.2840004999999775E-4,3.2673999999999952E-5,2.8355498553829682E-3,8.6535752688172353E-5,1.9081893889765118E-2,null,1.461323731067714E-2,5.1071038223325692E-3,2.2478780580100107E-4,2.4284432516603943E-5,4.6971648736400372E-3,5.2030977981911385E-5,5.0099470335756672E-5,2.4718609222949266E-2]
[2004,8,8,6,1.1627727259676967E-2,3.3973167736781754E-3,0,0,2.9376233667739618E-3,8.6535752688172353E-5,1.8049203152817276E-2,null,1.3782168207803805E-2,5.0003437557059318E-3,0,0,4.866252400464747E-3,5.2030977981911385E-5,4.9052179546872382E-5,2.3700795341956394E-2]
[2004,8,8,9,1.8712373144236964E-2,4.7254619480239686E-3,0,0,3.8336463724107398E-3,8.6535752688172353E-5,2.7358017217359844E-2,null,2.2179491183578821E-2,6.9551754277671568E-3,0,0,6.3505386950825542E-3,5.2030977981911385E-5,6.8228611977630882E-5,3.5537236284410446E-2]
[2004,8,8,10,2.1004502166528508E-2,4.8750266611050537E-3,0,0,3.6535806335317839E-3,8.6535752688172353E-5,2.9619645213853515E-2,null,2.4896316839505717E-2,7.1753123855343446E-3,0,0,6.0522549382293215E-3,5.2030977981911385E-5,7.0388103025616634E-5,3.8175915141251293E-2]
[2004,8,8,13,2.1964337557734651E-2,5.2108726773911797E-3,0,0,3.7494260008664338E-3,8.6535752688172353E-5,3.1011171988680437E-2,null,2.6033995125036277E-2,7.6696276473392855E-3,0,0,6.2110253763123582E-3,5.2030977981911385E-5,7.5237217838402547E-5,3.9966679126669832E-2]
[2004,8,8,17,2.4572207559971013E-2,4.890462395325897E-3,0,0,3.6334101491664384E-3,8.6535752688172353E-5,3.3182615857151522E-2,null,2.9125063760568216E-2,7.1980314848611839E-3,0,0,6.0188419864290405E-3,5.2030977981911385E-5,7.0610971970986976E-5,4.2393968209840351E-2]
[2004,8,8,21,2.4600082761312869E-2,4.174202776424326E-3,1.6420002499999888E-4,1.6336999999999976E-5,3.0977685999673539E-3,8.6535752688172353E-5,3.2139126915392724E-2,null,2.9158103812604193E-2,6.1438041191389263E-3,1.1239390290050053E-4,1.2142216258301971E-5,5.1315373019482722E-3,5.2030977981911385E-5,6.0269252970643167E-5,4.0610012330832106E-2]
[2004,8,8,24,1.476156737359003E-2,3.6755171318741814E-3,3.2840004999999775E-4,3.2673999999999952E-5,2.7681266208944301E-3,8.6535752688172353E-5,2.1652820929046808E-2,null,1.7496661214196595E-2,5.4098132036886851E-3,2.2478780580100107E-4,2.4284432516603943E-5,4.5854764657971836E-3,5.2030977981911385E-5,5.3068977163734064E-5,2.7793054099981979E-2]
[2004,8,9,3,9.3744135325687129E-3,3.1737417382012036E-3,3.2840004999999775E-4,3.2673999999999952E-5,2.697406011976836E-3,8.6535752688172353E-5,1.5693171085434922E-2,null,1.1111349730692222E-2,4.6712746382068793E-3,2.2478780580100107E-4,2.4284432516603943E-5,4.4683258682086634E-3,5.2030977981911385E-5,4.5824089994734064E-5,2.0552053453407281E-2]
[2004,8,9,7,1.4465940364967934E-2,3.7559996976868296E-3,0,0,2.2632295365177693E-3,8.6535752688172353E-5,2.0571705351860703E-2,null,1.7146259018771107E-2,5.528271540727641E-3,0,0,3.7491008171605931E-3,5.2030977981911385E-5,5.4231025195057557E-5,2.6475662354641254E-2]
[2004,8,9,10,1.7910654666494774E-2,5.4697096851838156E-3,0,0,3.1652618593661034E-3,8.6535752688172353E-5,2.6632161963732862E-2,null,2.1229226469866039E-2,{"$f":"(F5316*X$5)-S5316","v":8.0505971305765648E-3},0,0,5.2433417079450284E-3,5.2030977981911385E-5,{"$f":"(F5316*$AC$7)*$AC$5","v":7.8974437599005974E-5},3.4575196286369542E-2]
[2004,8,9,14,1.8067523985330292E-2,6.0539950467503548E-3,0,0,3.7793206102205708E-3,8.6535752688172353E-5,2.7987375394989387E-2,null,2.1415161286752582E-2,8.9105780666776362E-3,0,0,6.2605466036337086E-3,5.2030977981911385E-5,8.7410645456991883E-5,3.6638316935045843E-2]
[2004,8,9,15,1.8475560583235861E-2,5.9288740309501207E-3,0,0,3.7456836086115814E-3,8.6535752688172353E-5,2.8236653975485734E-2,null,2.1898800858070732E-2,8.7264185867870058E-3,0,0,6.2048260025261755E-3,5.2030977981911385E-5,8.5604084885522035E-5,3.6882076425365826E-2]
[2004,8,9,18,2.2059157819896064E-2,4.8326156222700967E-3,0,0,3.0533991045617859E-3,8.6535752688172353E-5,3.0031708299416114E-2,null,2.6146384139108574E-2,7.1128896597954742E-3,0,0,5.0580380351713111E-3,5.2030977981911385E-5,6.9775750975369227E-5,3.8369342812057269E-2]
[2004,8,9,22,2.0034276601709259E-2,3.3155027482895025E-3,3.2840004999999775E-4,3.2673999999999952E-5,1.8825560550641859E-3,8.6535752688172353E-5,2.5679945207751114E-2,null,2.3746323239275554E-2,4.8799257086898163E-3,2.2478780580100107E-4,2.4284432516603943E-5,3.1185049198549767E-3,5.2030977981911385E-5,4.7870907228108712E-5,3.2045857084119861E-2]
[2004,8,10,1,1.0536257686704367E-2,3.3756517853250284E-3,3.2840004999999775E-4,3.2673999999999952E-5,2.5477735349227391E-3,8.6535752688172353E-5,1.6907292809640304E-2,null,1.2488465929408081E-2,4.9684561230693633E-3,2.2478780580100107E-4,2.4284432516603943E-5,4.2204556310340372E-3,5.2030977981911385E-5,4.8739369476638963E-5,2.1978480899810998E-2]
[2004,8,10,4,9.2176803508675874E-3,3.3599051918101817E-3,3.2840004999999775E-4,3.2673999999999952E-5,2.7581082314523534E-3,8.6535752688172353E-5,1.5783303576818293E-2,null,1.0925576275079779E-2,4.9452794852104347E-3,2.2478780580100107E-4,2.4284432516603943E-5,4.5688807332663539E-3,5.2030977981911385E-5,4.851201218740225E-5,2.0740839709856088E-2]
[2004,8,10,7,1.3456164726081842E-2,4.0575442391616312E-3,0,0,2.4748563214530223E-3,8.6535752688172353E-5,2.0075101039384664E-2,null,1.5949387317494436E-2,5.9721001459119181E-3,0,0,4.0996662987133727E-3,5.2030977981911385E-5,5.8584877948619607E-5,2.6073184740101639E-2]
[2004,8,10,12,1.689711392747548E-2,5.6099436210208988E-3,0,0,3.1709794404340967E-3,8.6535752688172353E-5,2.5764572741618644E-2,null,2.0027892052686583E-2,8.2570005754463334E-3,0,0,5.2528130353151981E-3,5.2030977981911385E-5,8.0999206161225666E-5,3.3589736641430029E-2]
[2004,8,10,13,1.6575810422578375E-2,5.9179374349193426E-3,0,0,3.3928627951394412E-3,8.6535752688172353E-5,2.5973146405325328E-2,null,1.9647055896888081E-2,8.7103215480607721E-3,0,0,5.6203688015412142E-3,5.2030977981911385E-5,8.544617677513039E-5,3.402977722447198E-2]
[2004,8,10,16,1.7377837641254768E-2,5.7897728133680069E-3,0,0,3.7453236455718022E-3,8.6535752688172353E-5,2.6999469852882749E-2,null,2.0597686556532758E-2,8.5216823343018562E-3,0,0,6.2042297140345272E-3,5.2030977981911385E-5,8.3595671082931848E-5,3.5375629582851051E-2]
[2004,8,10,19,1.9642923186853331E-2,4.838436503634691E-3,0,0,3.1356549843619863E-3,8.6535752688172353E-5,2.7703550427538179E-2,null,2.3282457990995497E-2,7.1214571292789394E-3,0,0,5.1942971203411169E-3,5.2030977981911385E-5,6.985979580746418E-5,3.5650243218597465E-2]
[2004,8,10,23,1.5843101016813226E-2,3.1986974666747279E-3,3.2840004999999775E-4,3.2673999999999952E-5,1.9463988475429956E-3,8.6535752688172353E-5,2.1435807133719117E-2,null,1.8778586586233145E-2,4.7080057496559228E-3,2.2478780580100107E-4,2.4284432516603943E-5,3.2242622288641155E-3,5.2030977981911385E-5,4.6184413436837165E-5,2.7011957781052698E-2]
[2004,8,11,4,9.9003555954463116E-3,3.5736246551117882E-3,3.2840004999999775E-4,3.2673999999999952E-5,2.9076748767933006E-3,8.6535752688172353E-5,1.682926493003957E-2,null,1.173474085573825E-2,5.2598426699192874E-3,2.2478780580100107E-4,2.4284432516603943E-5,4.8166419184311939E-3,5.2030977981911385E-5,5.1597801998866177E-5,2.2112328660388252E-2]
[2004,8,11,7,1.4399778005921935E-2,4.2335435260981496E-3,0,0,2.6856229131446128E-3,8.6535752688172353E-5,2.1405480197852871E-2,null,1.7067837781238365E-2,6.2311448550365564E-3,0,0,4.448806846939375E-3,5.2030977981911385E-5,6.1126044757031398E-5,2.7799820461196209E-2]
[2004,8,11,10,1.6954304153871655E-2,5.7075734288528374E-3,0,0,3.3691892728405816E-3,8.6535752688172353E-5,2.6117602608253243E-2,null,2.009567875789834E-2,8.4006970961080386E-3,0,0,5.5811529728487866E-3,5.2030977981911385E-5,8.2408834754003023E-5,3.4129559804837076E-2]
[2004,8,11,13,1.7793587631554357E-2,6.1611721238705973E-3,0,0,3.6530945796316382E-3,8.6535752688172353E-5,2.7694390087744762E-2,null,2.109046869449812E-2,9.0683267442473129E-3,0,0,6.0514497768239858E-3,5.2030977981911385E-5,8.8958122357274931E-5,3.6262276193551331E-2]
[2004,8,11,14,1.7934915873200175E-2,6.1740394248527243E-3,0,0,3.7707194693967932E-3,8.6535752688172353E-5,2.7966210520137865E-2,null,2.1257982909045486E-2,9.087265492796542E-3,0,0,6.2462985816939837E-3,5.2030977981911385E-5,8.9143906963217213E-5,3.6643577961517924E-2]
[2004,8,11,17,2.1127808855867649E-2,5.7111406361132948E-3,0,0,3.7665651830043685E-3,8.6535752688172353E-5,3.0692050427673482E-2,null,2.5042470382297594E-2,8.4059474933298513E-3,0,0,6.2394168941509159E-3,5.2030977981911385E-5,8.2460339898408918E-5,3.9739865747760277E-2]
[2004,8,11,20,2.0493755148240436E-2,5.2578369220038501E-3,0,0,3.3959842270224689E-3,8.6535752688172353E-5,2.9234112049954925E-2,null,2.4290936169622687E-2,7.7387520131063786E-3,0,0,5.6255395377102797E-3,5.2030977981911385E-5,7.5915311378832041E-5,3.7707258698421259E-2]
[2004,8,12,1,1.0195668920004666E-2,3.2208533652914218E-3,3.2840004999999775E-4,3.2673999999999952E-5,2.4829378566913686E-3,8.6535752688172353E-5,{"$f":"SUM(E5379:J5379)","v":1.6347069944675625E-2},null,{"$f":"E5379*W$5","v":1.2084771246215613E-2},4.7406159290064023E-3,{"$f":"G5379*Y$5","v":2.2478780580100107E-4},{"$f":"H5379*Z$5","v":2.4284432516603943E-5},{"$f":"I5379*AA$5","v":4.1130535799754463E-3},{"$f":"J5379*AB$5","v":5.2030977981911385E-5},4.6504311517990108E-5,{"$f":"SUM(M5379:R5379)","v":2.123954397149698E-2}]
[2004,8,12,4,8.8992067010072937E-3,3.2199903848768082E-3,3.2840004999999775E-4,3.2673999999999952E-5,2.693516872246031E-3,8.6535752688172353E-5,1.5260323760818303E-2,null,1.0548094303400844E-2,4.7393457505052559E-3,2.2478780580100107E-4,2.4284432516603943E-5,4.4618834032675034E-3,5.2030977981911385E-5,4.6491851369860555E-5,2.0050426673473121E-2]
[2004,8,12,8,1.5226275742380604E-2,4.2577778857829495E-3,0,0,2.2806315645363109E-3,8.6535752688172353E-5,2.1851220945388036E-2,null,1.8047472973297292E-2,6.2668142191836694E-3,0,0,3.7779277462952083E-3,5.2030977981911385E-5,6.1475952711353618E-5,2.8144245916758084E-2]
[2004,8,12,11,1.627289746325045E-2,5.3468554363057426E-3,0,0,2.902609631186407E-3,8.6535752688172353E-5,2.4608898283430769E-2,null,1.9288017774944974E-2,7.8697739936235984E-3,0,0,4.8082512023604135E-3,5.2030977981911385E-5,7.7200605755960345E-5,3.2018073948910895E-2]
[2004,8,12,14,1.6118368905659815E-2,5.7476575166994443E-3,0,0,3.4064438619970214E-3,8.6535752688172353E-5,2.5359006037044451E-2,null,1.9104857426747866E-2,8.4596948969371758E-3,0,0,5.6428662053759166E-3,5.2030977981911385E-5,8.2987589107809013E-5,3.3259449507042869E-2]
[2004,8,12,15,1.6505644783967655E-2,5.6206010302873935E-3,0,0,3.4145761497841372E-3,8.6535752688172353E-5,2.5627357716727358E-2,null,1.9563889632996215E-2,8.2726866928818955E-3,0,0,5.6563375596049587E-3,5.2030977981911385E-5,8.115308323176996E-5,3.354494486346498E-2]
[2004,8,12,18,1.9904474651030419E-2,4.6509495009743208E-3,0,0,2.8345179102021428E-3,8.6535752688172353E-5,2.7476477814895057E-2,null,2.3592470962041583E-2,6.8455042154110341E-3,0,0,4.6954554285933581E-3,5.2030977981911385E-5,6.7152763543515344E-5,3.518546158402789E-2]
[2004,8,12,22,1.8511546056779286E-2,3.5888148630141012E-3,3.2840004999999775E-4,3.2673999999999952E-5,1.6816075141897226E-3,8.6535752688172353E-5,2.4229578236671278E-2,null,2.1941453892351376E-2,5.2822003911128781E-3,2.2478780580100107E-4,2.4284432516603943E-5,2.7856282378199617E-3,5.2030977981911385E-5,5.1817125910946317E-5,3.0310385737583732E-2]
[2004,8,13,2,1.0580791736279014E-2,3.5015224656838465E-3,3.2840004999999775E-4,3.2673999999999952E-5,2.6771790006030931E-3,8.6535752688172353E-5,1.7207103005254125E-2,null,1.254125146079399E-2,5.1537189974162978E-3,2.2478780580100107E-4,2.4284432516603943E-5,4.4348192778931742E-3,5.2030977981911385E-5,5.0556754084540296E-5,2.2430892952402977E-2]
[2004,8,13,5,1.0553503964201514E-2,3.8610194680601347E-3,0,0,3.1945551960857474E-3,8.6535752688172353E-5,1.7695614381035566E-2,null,1.250890767972746E-2,5.6828449844172268E-3,0,0,5.2918669109175715E-3,5.2030977981911385E-5,5.5747353808342961E-5,2.3535650553044171E-2]
[2004,8,13,9,1.6534845166421334E-2,5.3891116385029357E-3,0,0,3.3804839357572478E-3,8.6535752688172353E-5,2.5390976493369691E-2,null,1.9598500402041724E-2,7.9319688229176066E-3,0,0,5.5998628868399137E-3,5.2030977981911385E-5,7.781072219644215E-5,3.3182363089781154E-2]
[2004,8,13,12,1.8260456410975907E-2,5.8236637915067661E-3,0,0,3.4589921143496336E-3,8.6535752688172353E-5,2.7629648069520479E-2,null,2.1643841155449581E-2,8.5715648010249775E-3,0,0,5.7299138037996541E-3,5.2030977981911385E-5,8.4085006183373982E-5,3.5997350738256127E-2]
[2004,8,13,15,1.7111208158154142E-2,5.8946856743909001E-3,0,0,3.6821777031640092E-3,8.6535752688172353E-5,2.6774607288397222E-2,null,2.0281654686917446E-2,8.6760984233676657E-3,0,0,6.0996267559776593E-3,5.2030977981911385E-5,8.5110456084890723E-5,3.5109410844244682E-2]
[2004,8,13,17,2.0631276585371786E-2,5.1951881701873806E-3,0,0,3.2791850495677986E-3,8.6535752688172353E-5,2.9192185557815137E-2,null,2.4453938236698676E-2,7.646542391273237E-3,0,0,5.432058547570528E-3,5.2030977981911385E-5,7.5010756982757336E-5,3.7584570153524351E-2]
[2004,8,13,20,1.995690158308154E-2,4.7030729241245208E-3,0,0,3.1950649114606097E-3,8.6535752688172353E-5,2.7941575171354843E-2,null,2.3654611806938536E-2,6.9222221227591141E-3,0,0,5.2927112681944539E-3,5.2030977981911385E-5,6.7905347915620583E-5,3.5921576175874013E-2]
[2004,8,13,24,1.4249103800259195E-2,3.2447838358555165E-3,3.2840004999999775E-4,3.2673999999999952E-5,2.3453738181434731E-3,8.6535752688172353E-5,2.0286871256946355E-2,null,1.6889245937738346E-2,4.7758380136772773E-3,2.2478780580100107E-4,2.4284432516603943E-5,3.8851750369420465E-3,5.2030977981911385E-5,4.6849831767336849E-5,2.5851362204657186E-2]
[2004,8,14,3,1.121275594658756E-2,3.6553042716914765E-3,3.2840004999999775E-4,3.2673999999999952E-5,2.990150754108759E-3,8.6535752688172353E-5,1.8305820775075966E-2,null,1.3290309024088284E-2,5.3800628872087419E-3,2.2478780580100107E-4,2.4284432516603943E-5,4.9532654354232774E-3,5.2030977981911385E-5,5.277713365519823E-5,2.3924740563019818E-2]
[2004,8,14,6,1.1983539928266172E-2,3.6377904850134787E-3,0,0,2.9484744433002836E-3,8.6535752688172353E-5,1.8656340609268105E-2,null,1.4203907550277874E-2,5.3542852044996675E-3,0,0,4.8842275016268231E-3,5.2030977981911385E-5,5.2524260736390412E-5,2.4494451234386275E-2]
[2004,8,14,10,2.0628084012674106E-2,5.2296864891913236E-3,0,0,3.7822548337546184E-3,8.6535752688172353E-5,2.972656108830822E-2,null,2.4450154128854346E-2,7.6973187731962439E-3,0,0,6.2654072241194927E-3,5.2030977981911385E-5,7.5508861178091047E-5,3.8464911104151997E-2]
[2004,8,14,12,2.2091604816443997E-2,5.1468592598622031E-3,0,0,3.49778965134891E-3,8.6535752688172353E-5,3.0822789480343282E-2,null,2.6184843070443539E-2,7.5754094410470704E-3,0,0,5.7941829710762551E-3,5.2030977981911385E-5,7.4312959707877773E-5,3.960646646054878E-2]
[2004,8,14,17,2.1915148351473183E-2,5.2172205038880596E-3,0,0,3.8942268753891568E-3,8.6535752688172353E-5,{"$f":"SUM(E5443:J5443)","v":3.1113131483438573E-2},null,{"$f":"E5443*W$5","v":2.5975691907256578E-2},7.6789707014906982E-3,{"$f":"G5443*Y$5","v":0},{"$f":"H5443*Z$5","v":0},{"$f":"I5443*AA$5","v":6.4508919334773816E-3},{"$f":"J5443*AB$5","v":5.2030977981911385E-5},7.5328870971095316E-5,{"$f":"SUM(M5443:R5443)","v":4.0157585520206568E-2}]
[2004,8,14,18,2.2130847878306253E-2,4.6078496209613724E-3,0,0,3.2729432047663111E-3,8.6535752688172353E-5,3.0098176456722109E-2,null,2.6231357274595066E-2,{"$f":"(F5444*X$5)-S5444","v":6.7820676181634103E-3},0,0,5.4217187631747073E-3,5.2030977981911385E-5,{"$f":"(F5444*$AC$7)*$AC$5","v":6.6530465655598663E-5},3.84871746339151E-2]
[2004,8,14,21,2.2468096569593702E-2,4.7564251682078998E-3,1.6420002499999888E-4,1.6336999999999976E-5,3.012932785056037E-3,8.6535752688172353E-5,3.050452730054581E-2,null,2.6631093017219842E-2,7.0007486713053622E-3,1.1239390290050053E-4,1.2142216258301971E-5,4.9910044846283507E-3,5.2030977981911385E-5,6.8675674626477473E-5,3.8799413270294271E-2]
[2004,8,15,1,1.1685690182825172E-2,2.9980156246944738E-3,3.2840004999999775E-4,3.2673999999999952E-5,2.6054428449393463E-3,8.6535752688172353E-5,1.7736758455147161E-2,null,1.3850870778719351E-2,4.4126319996411157E-3,2.2478780580100107E-4,2.4284432516603943E-5,4.3159863997076428E-3,5.2030977981911385E-5,4.328686740260179E-5,2.2880592394367627E-2]
[2004,8,15,4,9.472037073232022E-3,2.8826857412808425E-3,3.2840004999999775E-4,3.2673999999999952E-5,2.6725585916908511E-3,8.6535752688172353E-5,1.5474891208891887E-2,null,1.1227061428121602E-2,4.2428836067795106E-3,2.2478780580100107E-4,2.4284432516603943E-5,4.427165445814279E-3,5.2030977981911385E-5,4.1621676157512088E-5,2.0198213697014907E-2]
[2004,8,15,9,1.6229389163464256E-2,3.9739863797268503E-3,0,0,3.4104523694422038E-3,8.6535752688172353E-5,2.3700363665321481E-2,null,1.923644804917678E-2,5.8491154351831328E-3,0,0,5.6495064061579591E-3,5.2030977981911385E-5,5.7378427271042771E-5,3.0787100868499784E-2]
[2004,8,15,12,1.8637442717174803E-2,4.6442383847172817E-3,0,0,3.7048647158081593E-3,8.6535752688172353E-5,2.7073081570388412E-2,null,2.2090677288430581E-2,6.8356264528986587E-3,0,0,6.1372084047988315E-3,5.2030977981911385E-5,6.7055865049341716E-5,3.5115543124109985E-2]
[2004,8,15,15,1.8945129472668208E-2,4.3542008077982206E-3,0,0,3.2690647377987218E-3,8.6535752688172353E-5,2.6654930770953319E-2,null,2.2455373718336464E-2,6.408734383868216E-3,0,0,5.4152939779538983E-3,5.2030977981911385E-5,6.2868155675696667E-5,3.4331433058140494E-2]
[2004,8,15,16,1.9458491860480598E-2,4.4970489362888911E-3,0,0,3.5503933857302552E-3,8.6535752688172353E-5,2.7592469935187915E-2,null,2.306385434592445E-2,6.6189855305516208E-3,0,0,5.8813224769781796E-3,5.2030977981911385E-5,6.4930669274943059E-5,3.5616193331436161E-2]
[2004,8,15,19,2.0991891026080147E-2,3.7903111974946458E-3,0,0,3.2167081827755625E-3,8.6535752688172353E-5,2.8085446159038529E-2,null,2.4881369046607763E-2,5.5787729526484272E-3,0,0,5.3285639313307639E-3,5.2030977981911385E-5,5.4726432000256142E-5,3.5840736908568871E-2]
[2004,8,15,22,1.9812433838426558E-2,2.7820213430545084E-3,3.2840004999999775E-4,3.2673999999999952E-5,1.8835891645270252E-3,8.6535752688172353E-5,2.4925654148696259E-2,null,2.3483376387241194E-2,4.0947206215104105E-3,2.2478780580100107E-4,2.4284432516603943E-5,3.120216293566238E-3,5.2030977981911385E-5,4.0168232612290377E-5,3.0999416518617363E-2]
[2004,8,16,2,9.6212564428510023E-3,3.1662474339468672E-3,3.2840004999999775E-4,3.2673999999999952E-5,2.7227330486985289E-3,8.6535752688172353E-5,1.5957846728184566E-2,null,1.1403928876593934E-2,4.6602441397347091E-3,2.2478780580100107E-4,2.4284432516603943E-5,4.51028078817478E-3,5.2030977981911385E-5,4.5715883435748816E-5,2.0875557020802939E-2]
[2004,8,16,6,1.1255298613433148E-2,3.5283181669412034E-3,0,0,2.7740767529762806E-3,8.6535752688172353E-5,1.7644229286038805E-2,null,1.3340734199823852E-2,5.1931582744657928E-3,0,0,4.5953330201989094E-3,5.2030977981911385E-5,5.0943643985224234E-5,2.3181256472470466E-2]
[2004,8,16,9,1.6029705839180616E-2,5.1837560581263738E-3,0,0,3.1885280049175927E-3,8.6535752688172353E-5,2.4488525654912753E-2,null,1.8999766443037438E-2,7.6297160268312498E-3,0,0,5.2818827060593758E-3,5.2030977981911385E-5,7.4845694361055055E-5,3.1963396153909973E-2]
[2004,8,16,13,1.7812011666211623E-2,5.9856797741479895E-3,0,0,3.6168392517662595E-3,8.6535752688172353E-5,2.7501066444814044E-2,null,2.1112306422460092E-2,8.8100281711179281E-3,0,0,5.9913918475979246E-3,5.2030977981911385E-5,8.6424274965006016E-5,3.5965757419157862E-2]
[2004,8,16,16,1.9159304468210896E-2,5.8429523251945885E-3,0,0,3.8965641746421071E-3,8.6535752688172353E-5,2.8985356720735763E-2,null,2.2709232081931843E-2,8.5999546467202329E-3,0,0,6.4547637327791296E-3,5.2030977981911385E-5,8.4363503798015491E-5,3.7815981439413116E-2]
[2004,8,16,17,2.1196564149405187E-2,5.2873382534048127E-3,0,0,3.5321355298846336E-3,8.6535752688172353E-5,3.0102573685382807E-2,null,2.5123964985632279E-2,7.7821735743216153E-3,0,0,5.8510778459471887E-3,5.2030977981911385E-5,7.6341266537315839E-5,3.8809247383883E-2]
[2004,8,16,23,1.5565998982591091E-2,3.3366892728061374E-3,3.2840004999999775E-4,3.2673999999999952E-5,2.2529930066443496E-3,8.6535752688172353E-5,2.1603291064729746E-2,null,1.8450141761110875E-2,4.9111091138973224E-3,2.2478780580100107E-4,2.4284432516603943E-5,3.7321437291171172E-3,5.2030977981911385E-5,4.8176808995237426E-5,2.7394497820424833E-2]
[2004,8,16,24,1.2127252876118981E-2,3.4585772860377772E-3,3.2840004999999775E-4,3.2673999999999952E-5,2.5704405237761091E-3,8.6535752688172353E-5,1.8603880488621036E-2,null,1.4374248320809654E-2,5.090510096043113E-3,2.2478780580100107E-4,2.4284432516603943E-5,4.2580041099052933E-3,5.2030977981911385E-5,4.9936689838841186E-5,2.4023865743057576E-2]
[2004,8,17,4,9.3644722361641737E-3,3.3926588612062389E-3,3.2840004999999775E-4,3.2673999999999952E-5,2.7893781082737865E-3,8.6535752688172353E-5,1.5994119008332367E-2,null,1.1099566463318371E-2,4.9934880030354338E-3,2.2478780580100107E-4,2.4284432516603943E-5,4.6206801282690033E-3,5.2030977981911385E-5,4.898492624842896E-5,2.1014837810922324E-2]
[2004,8,17,7,1.3653066110000354E-2,4.0853416897704423E-3,0,0,2.5182972104991356E-3,8.6535752688172353E-5,2.0343240762958101E-2,null,1.6182771532045552E-2,6.013013848647334E-3,0,0,4.1716273039906146E-3,5.2030977981911385E-5,5.898623161359812E-5,2.6419443662665413E-2]
[2004,8,17,10,1.6051368773000875E-2,5.5463722096459932E-3,0,0,3.1372489338680832E-3,8.6535752688172353E-5,2.4821525669203121E-2,null,1.902544318889823E-2,{"$f":"(F5508*X$5)-S5508","v":8.1634329363104163E-3},0,0,5.1969375407224343E-3,5.2030977981911385E-5,{"$f":"(F5508*$AC$7)*$AC$5","v":8.0081329939328986E-5},3.2437844643912993E-2]
[2004,8,17,14,1.6907580535091393E-2,6.0078453367420339E-3,0,0,3.576436516368867E-3,8.6535752688172353E-5,2.6578398140890466E-2,null,2.004029796344679E-2,8.8426525744021815E-3,0,0,5.9244636258467421E-3,5.2030977981911385E-5,8.6744312579556553E-5,3.4859445141677624E-2]
[2004,8,17,17,2.0073302494817147E-2,5.4316465261871859E-3,0,0,3.5774837216961909E-3,8.6535752688172353E-5,2.9168968495388695E-2,null,2.3792580036606698E-2,7.994573835696947E-3,0,0,5.9261983497380022E-3,5.2030977981911385E-5,7.8424862439076921E-5,3.776538320002356E-2]
[2004,8,17,20,1.9531361379665338E-2,4.9687488381943232E-3,0,0,3.1967332258552384E-3,8.6535752688172353E-5,2.7783379196403068E-2,null,2.3150225478321802E-2,7.3132574563650838E-3,0,0,5.2954748760209083E-3,5.2030977981911385E-5,7.1741311267404839E-5,3.5810988788689706E-2]
[2004,8,17,22,1.9437853606922757E-2,3.6344996688439527E-3,3.2840004999999775E-4,3.2673999999999952E-5,1.874699779175909E-3,8.6535752688172353E-5,2.5394662857630784E-2,null,2.3039392137988435E-2,5.3494416137541837E-3,2.2478780580100107E-4,2.4284432516603943E-5,3.1054907867865754E-3,5.2030977981911385E-5,5.2476746266484633E-5,3.1795427754828708E-2]
[2004,8,18,1,1.0494817149754353E-2,3.3646024253284755E-3,3.2840004999999775E-4,3.2673999999999952E-5,2.5394647316583003E-3,8.6535752688172353E-5,1.6846494109429299E-2,null,1.2439347091469096E-2,4.9521931125984589E-3,2.2478780580100107E-4,2.4284432516603943E-5,4.2066918741522396E-3,5.2030977981911385E-5,4.8579833223020159E-5,2.1899335294519311E-2]
[2004,8,18,5,9.9077945919889398E-3,3.5500075404672187E-3,0,0,2.8997017337217628E-3,8.6535752688172353E-5,1.6444039618866091E-2,null,1.1743558185157673E-2,5.225081798441028E-3,0,0,4.8034341917191992E-3,5.2030977981911385E-5,5.1256806140929074E-5,2.1824105153299814E-2]
[2004,8,18,8,1.564943245356374E-2,4.4113412758081507E-3,0,0,2.371496736732035E-3,8.6535752688172353E-5,2.2518806218792094E-2,null,1.8549034184834435E-2,6.4928366332154932E-3,0,0,3.9284483567033667E-3,5.2030977981911385E-5,6.3693178681479228E-5,2.9022350152735205E-2]
[2004,8,18,12,1.6833907116106953E-2,5.5942497071125603E-3,0,0,3.1572310028886688E-3,8.6535752688172353E-5,2.567192357879635E-2,null,1.9952973980847995E-2,8.2339014741137292E-3,0,0,5.2300383774183451E-3,5.2030977981911385E-5,8.0772609486817954E-5,3.3468944810361979E-2]
[2004,8,18,13,1.6512334958684528E-2,5.9019248817463801E-3,0,0,3.3789511968942989E-3,8.6535752688172353E-5,2.5879746790013376E-2,null,1.9571819395298718E-2,8.6867534572393074E-3,0,0,5.5973238635411912E-3,5.2030977981911385E-5,8.5214979425701702E-5,3.3907927694061132E-2]
[2004,8,18,19,1.957381053652938E-2,4.8220176765794692E-3,0,0,3.1215643855173028E-3,8.6535752688172353E-5,2.7603928351314325E-2,null,2.3200539818098977E-2,7.0972910638776535E-3,0,0,5.1709556630163038E-3,5.2030977981911385E-5,6.9622732470038092E-5,3.5520817522974847E-2]
[2004,8,18,20,1.9212550584998274E-2,4.8889235456066405E-3,0,0,3.1305702197137459E-3,8.6535752688172353E-5,2.7318580103006831E-2,null,2.277234389403298E-2,7.1957665275147655E-3,0,0,5.1858740704514806E-3,5.2030977981911385E-5,7.0588753279662831E-5,3.5206015469981138E-2]
[2004,8,18,23,1.5789427459713398E-2,3.1856244612066373E-3,3.2840004999999775E-4,3.2673999999999952E-5,1.9360632186737458E-3,8.6535752688172353E-5,2.1358724942281946E-2,null,1.8714968135633062E-2,4.6887642347736048E-3,2.2478780580100107E-4,2.4284432516603943E-5,3.2071409806591305E-3,5.2030977981911385E-5,4.5995658765383975E-5,2.6911976567365315E-2]
[2004,8,19,2,9.573069521363272E-3,3.2734960725112764E-3,3.2840004999999775E-4,3.2673999999999952E-5,2.519474049556191E-3,8.6535752688172353E-5,1.5813649446118908E-2,null,1.1346813651707021E-2,4.8180981450804908E-3,2.2478780580100107E-4,2.4284432516603943E-5,4.1735767696542978E-3,5.2030977981911385E-5,4.7264393576392343E-5,2.0639591782741325E-2]
[2004,8,19,6,1.1030686840116039E-2,3.6031209324639693E-3,0,0,2.7132559752688964E-3,8.6535752688172353E-5,1.7433599500537075E-2,null,1.3074505282325533E-2,5.3032567923282691E-3,0,0,4.4945817602299641E-3,5.2030977981911385E-5,5.2023684184434957E-5,2.2924374812865678E-2]
[2004,8,19,10,1.5575676873386493E-2,5.4278460590794315E-3,0,0,3.0330932415798127E-3,8.6535752688172353E-5,2.4123151926733907E-2,null,1.846161281782387E-2,7.9889801147586294E-3,0,0,5.0244008250383962E-3,5.2030977981911385E-5,7.8369989370902677E-5,3.1527024735602809E-2]
[2004,8,19,14,1.6412136058704136E-2,5.8629880451410406E-3,0,0,3.4689322954077973E-3,8.6535752688172353E-5,2.5830592151941143E-2,null,1.9453055163654275E-2,8.6294442391837718E-3,0,0,5.7463799820315024E-3,5.2030977981911385E-5,8.465278966613904E-5,3.3880910362851457E-2]
[2004,8,19,17,1.9514696028683921E-2,5.2890918224338191E-3,0,0,3.4579532946304101E-3,8.6535752688172353E-5,2.8348276898436321E-2,null,2.3130472291362864E-2,7.7847545664776379E-3,0,0,5.7281929708945583E-3,5.2030977981911385E-5,7.6366585454740657E-5,3.6695450806716969E-2]
[2004,8,19,20,1.8994904289410613E-2,4.8348514532380047E-3,0,0,3.0853807831520597E-3,8.6535752688172353E-5,2.7001672278488847E-2,null,2.2514371051309299E-2,7.1161804696209842E-3,0,0,5.1110165490172582E-3,5.2030977981911385E-5,6.980803303482392E-5,3.4793599047929454E-2]
[2004,8,19,21,2.0393943663634836E-2,4.3418952230461806E-3,1.6420002499999888E-4,1.6336999999999976E-5,2.574246531964489E-3,8.6535752688172353E-5,2.7577158196333676E-2,null,2.4172631135527551E-2,6.3906223978585763E-3,1.1239390290050053E-4,1.2142216258301971E-5,4.2643088652025091E-3,5.2030977981911385E-5,6.2690481413065944E-5,3.5004129495729348E-2]
[2004,8,19,24,1.1931282507205465E-2,3.4566873879181542E-3,3.2840004999999775E-4,3.2673999999999952E-5,2.5446632441164596E-3,8.6535752688172353E-5,1.8380242941928245E-2,null,1.414196762417879E-2,5.0877284477921772E-3,2.2478780580100107E-4,2.4284432516603943E-5,4.2153033503593293E-3,5.2030977981911385E-5,4.9909402532986374E-5,2.3746102638629814E-2]
[2004,8,20,4,8.6498529889393778E-3,3.2873850895473616E-3,3.2840004999999775E-4,3.2673999999999952E-5,2.7252818625457427E-3,8.6535752688172353E-5,1.5110129743720653E-2,null,1.0252539142343878E-2,4.8385407073247202E-3,2.2478780580100107E-4,2.4284432516603943E-5,4.5145029671112055E-3,5.2030977981911385E-5,4.7464930235988565E-5,1.990668603307932E-2]
[2004,8,20,7,1.2717594341064207E-2,3.9471771127256149E-3,0,0,2.5925359114872064E-3,8.6535752688172353E-5,1.9343843117965196E-2,null,1.5073971077304928E-2,5.8096561913812839E-3,0,0,4.2946057160555074E-3,5.2030977981911385E-5,5.6991341501280749E-5,2.5230263962723633E-2]
[2004,8,20,11,1.55222590363444E-2,5.4495248860708546E-3,0,0,3.2432287257245906E-3,8.6535752688172353E-5,2.4301548400828019E-2,null,1.83982974683175E-2,8.0208881158074195E-3,0,0,5.372495926578018E-3,5.2030977981911385E-5,7.8682999250401651E-5,3.1843712488684853E-2]
[2004,8,20,15,1.4897785194090355E-2,5.4792650230653878E-3,0,0,3.390321209237746E-3,8.6535752688172353E-5,2.385390717908166E-2,null,1.7658118124314046E-2,8.0646611632508129E-3,0,0,5.6161585958916403E-3,5.2030977981911385E-5,7.9112402404946181E-5,3.1390968861438412E-2]
[2004,8,20,18,1.7891701469138096E-2,4.7264706123783737E-3,0,0,3.101228314297795E-3,8.6535752688172353E-5,2.5805936148502434E-2,null,2.1206761533407534E-2,6.9566600313064053E-3,0,0,5.1372684121225214E-3,5.2030977981911385E-5,6.8243175584238938E-5,3.3352720954818373E-2]
[2004,8,20,21,1.8648596479301532E-2,3.9562346154345283E-3,1.6420002499999888E-4,1.6336999999999976E-5,2.6675171395293866E-3,8.6535752688172353E-5,2.5539421011953618E-2,null,2.210389767297757E-2,5.8229874849079002E-3,1.1239390290050053E-4,1.2142216258301971E-5,4.4188141442280931E-3,5.2030977981911385E-5,5.7122118310957785E-5,3.2522266399254277E-2]
[2004,8,20,22,1.7515771987833328E-2,3.2025600639783566E-3,3.2840004999999775E-4,3.2673999999999952E-5,2.0415992674448187E-3,8.6535752688172353E-5,2.3207541121944671E-2,null,2.0761178038894205E-2,4.7136909169790435E-3,2.2478780580100107E-4,2.4284432516603943E-5,3.381964294116017E-3,5.2030977981911385E-5,4.6240183572234261E-5,2.9157936466288784E-2]
[2004,8,21,4,8.761777064526962E-3,2.963495711429611E-3,3.2840004999999775E-4,3.2673999999999952E-5,2.6361905593473949E-3,8.6535752688172353E-5,1.4809073137992139E-2,null,1.038520104623978E-2,4.36182383418571E-3,2.2478780580100107E-4,2.4284432516603943E-5,4.3669208185781209E-3,5.2030977981911385E-5,4.278845141839634E-5,1.9415048915303129E-2]
[2004,8,21,6,9.6550736916103733E-3,2.9931094626162802E-3,0,0,2.6196619757545255E-3,8.6535752688172353E-5,1.535438088266935E-2,null,1.1444011947027058E-2,4.4054108605638739E-3,0,0,4.3395407737109636E-3,5.2030977981911385E-5,4.3216029750661245E-5,2.0240994559283809E-2]
[2004,8,21,9,1.5765609334840395E-2,3.9193341606940839E-3,0,0,2.9460815584998238E-3,8.6535752688172353E-5,2.2717560806722471E-2,null,1.868673687460817E-2,5.7686755173358218E-3,0,0,4.8802636233652406E-3,5.2030977981911385E-5,5.6589330863724883E-5,2.9387706993291143E-2]
[2004,8,21,12,1.8107343024321924E-2,4.2148458349233068E-3,0,0,2.9587832748103381E-3,8.6535752688172353E-5,2.5367507886743738E-2,null,2.1462358187832202E-2,6.2036246414266206E-3,0,0,4.9013043592829771E-3,5.2030977981911385E-5,6.0856078025719683E-5,3.2619318166523713E-2]
[2004,8,21,16,1.6536438477357883E-2,4.3667055291071975E-3,0,0,3.361758487133654E-3,8.6535752688172353E-5,2.4351438246286907E-2,null,1.960038892925297E-2,6.4271394691986861E-3,0,0,5.5688436757507769E-3,5.2030977981911385E-5,6.3048705172753873E-5,3.1648403052184346E-2]
[2004,8,21,19,1.744418421762288E-2,3.6749350226218357E-3,0,0,2.8588330397876513E-3,8.6535752688172353E-5,2.4064488032720537E-2,null,2.0676326144054576E-2,5.4089564256609018E-3,0,0,4.7357340970746184E-3,5.2030977981911385E-5,5.3060572375642715E-5,3.0873047644772007E-2]
[2004,8,21,21,1.8470631213714561E-2,3.821541886836699E-3,1.6420002499999888E-4,1.6336999999999976E-5,2.5463299925172888E-3,8.6535752688172353E-5,2.5105575870756718E-2,null,2.1892958151376315E-2,5.6247398709081148E-3,1.1239390290050053E-4,1.2142216258301971E-5,4.2180643640747847E-3,5.2030977981911385E-5,5.5177356504220022E-5,3.1912329483499931E-2]
[2004,8,21,24,1.2327007745992605E-2,2.9372399360285805E-3,3.2840004999999775E-4,3.2673999999999952E-5,2.6238439381369447E-3,8.6535752688172353E-5,1.8335701422846299E-2,null,1.4611014728848256E-2,4.323179247494543E-3,2.2478780580100107E-4,2.4284432516603943E-5,4.3464683072784978E-3,5.2030977981911385E-5,4.2409357240575731E-5,2.3581765499920814E-2]
[2004,8,22,3,8.6866550386932168E-3,2.7017508503910919E-3,3.2840004999999775E-4,3.2673999999999952E-5,2.6000633795392331E-3,8.6535752688172353E-5,1.4436079071311713E-2,null,1.0296160051982712E-2,3.9765744245273153E-3,2.2478780580100107E-4,2.4284432516603943E-5,4.3070751700678587E-3,5.2030977981911385E-5,3.9009246600462325E-5,1.8880912862877405E-2]
[2004,8,22,7,1.0109053991512643E-2,2.7552048395370274E-3,0,0,2.5236574678321193E-3,8.6535752688172353E-5,1.5474452051569961E-2,null,1.1982107889299454E-2,4.0552507266356013E-3,0,0,4.1805067149487275E-3,5.2030977981911385E-5,3.9781042358043157E-5,2.0269896308865692E-2]
[2004,8,22,10,1.6610449933143711E-2,3.6328515747547302E-3,0,0,2.9075001692843677E-3,8.6535752688172353E-5,2.3237337429870979E-2,null,1.96881135817293E-2,5.3470158649833576E-3,0,0,4.8163525107268778E-3,5.2030977981911385E-5,5.2452950249639506E-5,2.9903512935421445E-2]
[2004,8,22,13,1.7285231605707548E-2,3.9359906216888969E-3,0,0,3.021266030570974E-3,8.6535752688172353E-5,2.4329024010655592E-2,null,2.0487922031577337E-2,5.7931913444652997E-3,0,0,5.004808730757853E-3,5.2030977981911385E-5,5.6829825280278348E-5,3.1337953084782405E-2]
[2004,8,22,18,1.9722288025296159E-2,3.2915582295720675E-3,0,0,2.6576510766524205E-3,8.6535752688172353E-5,2.5758033084208817E-2,null,2.3376527926484734E-2,{"$f":"(F5636*X$5)-S5636","v":4.8446829472317847E-3},0,0,4.4024707447640234E-3,5.2030977981911385E-5,{"$f":"(F5636*$AC$7)*$AC$5","v":4.7525184144411853E-5},3.2675712596462458E-2]
[2004,8,22,21,1.9573972583022202E-2,2.9934851288325919E-3,1.6420002499999888E-4,1.6336999999999976E-5,2.3794038850121057E-3,8.6535752688172353E-5,2.5213934374555071E-2,null,2.3200731889341419E-2,4.4059637852229801E-3,1.1239390290050053E-4,1.2142216258301971E-5,3.9415467612619404E-3,5.2030977981911385E-5,4.3221453809681882E-5,3.1724809532967052E-2]
[2004,8,22,22,1.8053923466082263E-2,2.4081776835799488E-3,3.2840004999999775E-4,3.2673999999999952E-5,1.6629471174595077E-3,8.6535752688172353E-5,2.2572658069809886E-2,null,2.1399040798216543E-2,3.5444784943272035E-3,2.2478780580100107E-4,2.4284432516603943E-5,2.7547167869481116E-3,5.2030977981911385E-5,3.4770488589983007E-5,2.7999339295791376E-2]
[2004,8,23,1,1.0809251349868338E-2,3.168985980044095E-3,3.2840004999999775E-4,3.2673999999999952E-5,2.59997954942481E-3,8.6535752688172353E-5,1.7025826682025413E-2,null,1.2812041164822995E-2,4.6642748712764602E-3,2.2478780580100107E-4,2.4284432516603943E-5,4.3069363032205432E-3,5.2030977981911385E-5,4.5755423950751531E-5,2.2084355555619516E-2]
[2004,8,23,4,9.3227709651103295E-3,3.2480431467287033E-3,3.2840004999999775E-4,3.2673999999999952E-5,2.800521483663177E-3,8.6535752688172353E-5,1.5818945398190377E-2,null,1.1050138581213122E-2,4.7806352333239453E-3,2.2478780580100107E-4,2.4284432516603943E-5,4.6391394303875897E-3,5.2030977981911385E-5,4.6896891347823811E-5,2.0771016461224177E-2]
[2004,8,23,8,1.5966699574873015E-2,4.625934661566607E-3,0,0,2.812706319441085E-3,8.6535752688172353E-5,2.3491876308568881E-2,null,1.8925086076578893E-2,6.8086861014802205E-3,0,0,4.659323939751236E-3,5.2030977981911385E-5,6.6791586627818158E-5,3.0445127095792262E-2]
[2004,8,23,11,1.808873957051322E-2,5.6122730820570505E-3,0,0,3.2823835760277544E-3,8.6535752688172353E-5,2.7069931981286193E-2,null,2.1440307797079845E-2,8.2604291947721876E-3,0,0,5.4373569929872401E-3,5.2030977981911385E-5,8.1032840099007984E-5,3.5190124962821187E-2]
[2004,8,23,15,1.8463492881550914E-2,5.9297322550464493E-3,0,0,3.7481323156386592E-3,8.6535752688172353E-5,2.8227893204924193E-2,null,2.1884497194870761E-2,8.7276817646967982E-3,0,0,6.2088823518129249E-3,5.2030977981911385E-5,8.561647635952019E-5,3.6873092289362398E-2]
[2004,8,23,19,2.1410342995438182E-2,4.8211760534610489E-3,0,0,3.244487420089016E-3,8.6535752688172353E-5,2.9562542221676417E-2,null,2.5377353799241137E-2,7.0960523201321615E-3,0,0,5.3745809877678271E-3,5.2030977981911385E-5,6.9610580689363584E-5,3.7900018085123041E-2]
[2004,8,23,22,2.0022347496602186E-2,3.3162909776593016E-3,3.2840004999999775E-4,3.2673999999999952E-5,1.8857279220409217E-3,8.6535752688172353E-5,2.5671976198990577E-2,null,2.3732183852490624E-2,4.8810858647982715E-3,2.2478780580100107E-4,2.4284432516603943E-5,3.1237592031181324E-3,5.2030977981911385E-5,4.7882288082808829E-5,3.2038132136706546E-2]
[2004,8,23,23,1.5831352156588194E-2,3.3269558375360686E-3,3.2840004999999775E-4,3.2673999999999952E-5,2.1731903689391884E-3,8.6535752688172353E-5,2.1779108165751616E-2,null,1.8764660840964516E-2,4.8967829484212787E-3,2.2478780580100107E-4,2.4284432516603943E-5,3.5999485056965514E-3,5.2030977981911385E-5,4.8036272729036273E-5,2.7562495511381863E-2]
[2004,8,24,2,9.9542841413800872E-3,3.3752283702770812E-3,3.2840004999999775E-4,3.2673999999999952E-5,2.5974478290336704E-3,8.6535752688172353E-5,1.6374570143379008E-2,null,1.1798661540723617E-2,4.967832919249373E-3,2.2478780580100107E-4,2.4284432516603943E-5,4.302742440055499E-3,5.2030977981911385E-5,4.8733255995813248E-5,2.1370340116328004E-2]
[2004,8,24,5,1.0174825147032775E-2,3.6110625909124192E-3,0,0,2.9573705920135926E-3,8.6535752688172353E-5,1.6829794082646957E-2,null,1.2060065439245054E-2,5.3149457294742923E-3,0,0,4.898964212098518E-3,5.2030977981911385E-5,5.2138349869758004E-5,2.2326006358799777E-2]
[2004,8,24,8,1.6022121749344767E-2,4.4842556715789378E-3,0,0,2.4541528304824049E-3,8.6535752688172353E-5,2.3047066004094282E-2,null,1.8990777136745123E-2,6.6001557523563282E-3,0,0,4.0653704070843493E-3,5.2030977981911385E-5,6.4745953642180947E-5,2.9708334274167712E-2]
[2004,8,24,13,1.691785433301729E-2,6.0150949862176869E-3,0,0,3.4673672090025178E-3,8.6535752688172353E-5,2.6486852280925666E-2,null,2.0052475339814975E-2,8.8533229775178118E-3,0,0,5.7437873741557725E-3,5.2030977981911385E-5,8.6848986688985161E-5,3.470161666947047E-2]
[2004,8,24,16,1.7735385816359469E-2,5.8900150568485712E-3,0,0,3.8215374654549288E-3,8.6535752688172353E-5,2.7533474091351137E-2,null,2.1021482968474326E-2,8.6692239707278594E-3,0,0,6.3304799638622105E-3,5.2030977981911385E-5,8.5043019344208735E-5,3.607321788104631E-2]
[2004,8,24,20,1.9652160560325458E-2,4.9989362796816258E-3,0,0,3.2218056592676434E-3,8.6535752688172353E-5,2.7959438251962895E-2,null,2.3293406909227581E-2,7.3576888693293648E-3,0,0,5.3370080387328449E-3,5.2030977981911385E-5,7.2177172830673977E-5,3.6040134795271704E-2]
[2004,8,24,23,1.6128763573482585E-2,3.2828649163214184E-3,3.2840004999999775E-4,3.2673999999999952E-5,2.0005334344580126E-3,8.6535752688172353E-5,2.1859771726950184E-2,null,1.9117178068365808E-2,4.8318876862875971E-3,2.2478780580100107E-4,2.4284432516603943E-5,3.3139376333093983E-3,5.2030977981911385E-5,4.7399665686512401E-5,2.7564106604262319E-2]
[2004,8,24,24,1.2374515652330637E-2,3.5792216026593153E-3,3.2840004999999775E-4,3.2673999999999952E-5,2.6308559106333887E-3,8.6535752688172353E-5,1.9032202968311509E-2,null,1.4667325127409283E-2,5.268080542212247E-3,2.2478780580100107E-4,2.4284432516603943E-5,4.3580838289885822E-3,5.2030977981911385E-5,5.167861356113874E-5,2.4594592714909626E-2]
[2004,8,25,5,1.0994352397458787E-2,3.8573506168452006E-3,0,0,3.137843469525602E-3,8.6535752688172353E-5,1.807608223651776E-2,null,1.3031438620263753E-2,5.6774449824493955E-3,0,0,5.1979224050870375E-3,5.2030977981911385E-5,5.5694381077062781E-5,2.3958836985782099E-2]
[2004,8,25,7,1.4797069154017224E-2,4.3330899833278419E-3,0,0,2.7714708485009681E-3,8.6535752688172353E-5,2.1988165738534207E-2,null,1.7538740934385844E-2,6.3776623978420285E-3,0,0,4.5910162690960283E-3,5.2030977981911385E-5,6.2563346904160661E-5,2.8559450579305812E-2]
[2004,8,25,11,1.8493936673029305E-2,5.8746121858718409E-3,0,0,3.4226602970561845E-3,8.6535752688172353E-5,2.7877744908645499E-2,null,2.1920581757715087E-2,8.6465532411964911E-3,0,0,5.6697291677713629E-3,5.2030977981911385E-5,8.4820624894994668E-5,3.6288895144664851E-2]
[2004,8,25,14,1.8456231811552492E-2,6.3008191472627281E-3,0,0,3.8839030261938966E-3,8.6535752688172353E-5,2.8727489737697287E-2,null,2.1875890759077078E-2,9.2738663415059316E-3,0,0,6.4337901986203216E-3,5.2030977981911385E-5,9.0974416780476681E-5,3.7635578277185243E-2]
[2004,8,25,18,2.2486006542291593E-2,5.2410510312737631E-3,0,0,3.3126364054390806E-3,8.6535752688172353E-5,3.1126229731692604E-2,null,2.6652321435362697E-2,7.7140456847043688E-3,0,0,5.4874716215025316E-3,5.2030977981911385E-5,7.5672948190233947E-5,3.9905869719551505E-2]
[2004,8,25,21,2.2463264803345644E-2,4.9076181274890236E-3,1.6420002499999888E-4,1.6336999999999976E-5,3.0319750582515027E-3,8.6535752688172353E-5,3.066993076677434E-2,null,2.6625365998200184E-2,7.223282164709792E-3,1.1239390290050053E-4,1.2142216258301971E-5,5.0225485241726375E-3,5.2030977981911385E-5,7.0858675117435878E-5,3.9047763784223324E-2]
[2004,8,25,24,1.331129342260199E-2,3.8752818444118603E-3,3.2840004999999775E-4,3.2673999999999952E-5,2.8073984102716595E-3,8.6535752688172353E-5,2.0441583479973678E-2,null,1.5777673565662027E-2,5.7038370759067304E-3,2.2478780580100107E-4,2.4284432516603943E-5,4.650531244939058E-3,5.2030977981911385E-5,5.5953281218760001E-5,2.6433145102807334E-2]
[2004,8,26,2,1.0288078104029322E-2,3.4596006556955826E-3,3.2840004999999775E-4,3.2673999999999952E-5,2.6659637902760442E-3,8.6535752688172353E-5,1.6861252352689118E-2,null,1.2194302446056389E-2,5.0920163435964278E-3,2.2478780580100107E-4,2.4284432516603943E-5,4.4162409792613605E-3,5.2030977981911385E-5,4.9951465768064637E-5,2.2003662985213696E-2]
[2004,8,26,5,1.0513974256122396E-2,3.6993666123958466E-3,0,0,3.030129453775099E-3,8.6535752688172353E-5,1.7330006074981513E-2,null,1.2462053718176342E-2,5.444916083092605E-3,0,0,5.0194912305402441E-3,5.2030977981911385E-5,5.3413328037845163E-5,2.2978492009791105E-2]
[2004,8,26,8,1.6500772001781006E-2,4.584738894843377E-3,0,0,2.5600211748091641E-3,8.6535752688172353E-5,2.3732067824121718E-2,null,1.9558113998408597E-2,6.7480520750944498E-3,0,0,4.2407441770986728E-3,5.2030977981911385E-5,6.6196781291578906E-5,3.0598941228583632E-2]
[2004,8,26,12,1.7772386623902982E-2,5.8351218987198784E-3,0,0,3.3610242223268945E-3,8.6535752688172353E-5,2.7055068497637925E-2,null,2.1065339462697209E-2,8.5884294264550239E-3,0,0,5.5676273462788358E-3,5.2030977981911385E-5,8.4250444136242989E-5,3.5273427213412985E-2]
[2004,8,26,15,1.7915315483074689E-2,6.1185784715653089E-3,0,0,3.7128056477739395E-3,8.6535752688172353E-5,2.7833235355102109E-2,null,2.1234750864845001E-2,9.0056352387075256E-3,0,0,6.1503627729446852E-3,5.2030977981911385E-5,8.8343133641290692E-5,3.6442779854479128E-2]
[2004,8,26,19,2.0597147197010422E-2,5.0779559174791988E-3,0,0,3.3295252614912664E-3,8.6535752688172353E-5,2.9091164128669057E-2,null,2.4413485191944438E-2,7.4739939944506372E-3,0,0,5.5154484674231532E-3,5.2030977981911385E-5,7.3318098366675392E-5,3.7454958631800143E-2]
[2004,8,26,23,1.6574447489592605E-2,3.4016830649405807E-3,3.2840004999999775E-4,3.2673999999999952E-5,2.0857422516419553E-3,8.6535752688172353E-5,2.2509482608863308E-2,null,1.9645440433156747E-2,5.0067702854363115E-3,2.2478780580100107E-4,2.4284432516603943E-5,3.4550883389621386E-3,5.2030977981911385E-5,4.9115222270652763E-5,2.8408402273854712E-2]
[2004,8,27,2,1.0199289856681377E-2,3.4088718785896515E-3,3.2840004999999775E-4,3.2673999999999952E-5,2.628223051474463E-3,8.6535752688172353E-5,1.6683994589433662E-2,null,1.2089063087366831E-2,5.0173511472857485E-3,2.2478780580100107E-4,2.4284432516603943E-5,4.353722426724725E-3,5.2030977981911385E-5,4.9219018001617664E-5,2.1761239877676822E-2]
[2004,8,27,3,9.6673591173429881E-3,3.4032175785724348E-3,3.2840004999999775E-4,3.2673999999999952E-5,2.728756806116602E-3,8.6535752688172353E-5,1.6246943304720193E-2,null,1.1458573675228111E-2,5.0090288607085786E-3,2.2478780580100107E-4,2.4284432516603943E-5,4.5202593049332804E-3,5.2030977981911385E-5,4.9137378355351736E-5,2.1288965057169484E-2]
[2004,8,27,6,1.1721986432521404E-2,3.8053085784439185E-3,0,0,2.9428388375279018E-3,8.6535752688172353E-5,1.8556669601181394E-2,null,1.389389217124553E-2,5.6008468613173703E-3,0,0,4.8748919685465417E-3,5.2030977981911385E-5,5.4942971779165279E-5,2.4421661979091354E-2]
[2004,8,27,10,1.6412036031242236E-2,5.7166625676836761E-3,0,0,3.4908321106851196E-3,8.6535752688172353E-5,2.5706066462299202E-2,null,1.9452936602625578E-2,8.4140749532892294E-3,0,0,5.7826576171662054E-3,5.2030977981911385E-5,8.2540068342024916E-5,3.3701700151062927E-2]
[2004,8,27,13,1.6717432166564475E-2,6.0398943119826217E-3,0,0,3.7706636072132494E-3,8.6535752688172353E-5,2.6614525838448515E-2,null,1.9814917995293817E-2,8.8898238874992354E-3,0,0,6.2462060444790912E-3,5.2030977981911385E-5,8.7207051909599239E-5,3.5002978905254056E-2]
[2004,8,27,16,1.7998048321069306E-2,5.5923647211943428E-3,0,0,3.6269460937563515E-3,8.6535752688172353E-5,2.7303894888708172E-2,null,2.1332812838959662E-2,8.2311270558908609E-3,0,0,6.0081341041620844E-3,5.2030977981911385E-5,8.0745393105813946E-5,3.5624104976994524E-2]
[2004,8,27,21,2.0388500958681735E-2,4.2438941145089837E-3,1.6420002499999888E-4,1.6336999999999976E-5,2.8955480310002006E-3,8.6535752688172353E-5,2.779501588187909E-2,null,2.4166179980156095E-2,6.2463793779191428E-3,1.1239390290050053E-4,1.2142216258301971E-5,4.7965534710426696E-3,5.2030977981911385E-5,6.1275491792726672E-5,3.5385679926258622E-2]
[2004,8,27,24,1.3782697844066874E-2,3.1466012321484174E-3,3.2840004999999775E-4,3.2673999999999952E-5,2.2932273915867779E-3,8.6535752688172353E-5,1.9670136270490239E-2,null,1.6336422054118744E-2,4.6313278599084224E-3,2.2478780580100107E-4,2.4284432516603943E-5,3.7987930737954745E-3,5.2030977981911385E-5,4.5432221627848494E-5,2.5067646204122159E-2]
[2004,8,28,3,9.5966437926328571E-3,3.2148538820395188E-3,3.2840004999999775E-4,3.2673999999999952E-5,2.7863007293529311E-3,8.6535752688172353E-5,1.6045408206713477E-2,null,1.1374755876765957E-2,4.731785584174108E-3,2.2478780580100107E-4,2.4284432516603943E-5,4.6155823670208694E-3,5.2030977981911385E-5,4.6417687941424956E-5,2.1023227044260451E-2]
[2004,8,28,4,9.4553455760167833E-3,3.1425617751952859E-3,3.2840004999999775E-4,3.2673999999999952E-5,2.7263693161029981E-3,8.6535752688172353E-5,1.5771886470003237E-2,null,1.1207277250429521E-2,4.6253823815507579E-3,2.2478780580100107E-4,2.4284432516603943E-5,4.5163043632817429E-3,5.2030977981911385E-5,4.5373897903292667E-5,2.065006721156154E-2]
[2004,8,28,7,1.2199473136477788E-2,3.5099247116738615E-3,0,0,2.8378821228558443E-3,8.6535752688172353E-5,1.8633815723695664E-2,null,1.4459849896598946E-2,5.1660858507505516E-3,0,0,4.7010283376622726E-3,5.2030977981911385E-5,5.0678069965971329E-5,2.4378995062993684E-2]
[2004,8,28,13,1.8293481997605453E-2,4.5751849824423093E-3,0,0,3.2486200308709059E-3,8.6535752688172353E-5,2.6203822763606839E-2,null,2.1682985880805177E-2,6.7339901405149682E-3,0,0,5.3814267690769687E-3,5.2030977981911385E-5,6.6058837067447905E-5,3.3850433768379026E-2]
[2004,8,28,15,1.7287814756642841E-2,4.5242728258178561E-3,0,0,3.2953918370030987E-3,8.6535752688172353E-5,2.519401517215197E-2,null,2.0490983801078912E-2,6.6590550368946537E-3,0,0,5.4589055284166334E-3,5.2030977981911385E-5,6.5323741574672476E-5,3.2660975344372109E-2]
[2004,8,28,18,1.9329211033277758E-2,3.9943325081666778E-3,0,0,2.9715603837655548E-3,8.6535752688172353E-5,2.6381639677898163E-2,null,2.2910619748417814E-2,5.8790619026674509E-3,0,0,4.9224699851516882E-3,5.2030977981911385E-5,5.767219497414501E-5,3.3764182614218867E-2]
[2004,8,28,22,1.8091753720817207E-2,3.8213714379528568E-3,3.2840004999999775E-4,3.2673999999999952E-5,2.4988525662739745E-3,8.6535752688172353E-5,2.4859587527732208E-2,null,2.1443880423575586E-2,5.6244889955647873E-3,2.2478780580100107E-4,2.4284432516603943E-5,4.1394167259746917E-3,5.2030977981911385E-5,5.5174895476941497E-5,3.1508889361414584E-2]
[2004,8,29,1,1.1816108136044244E-2,3.0362321982278367E-3,3.2840004999999775E-4,3.2673999999999952E-5,2.6249392823245493E-3,8.6535752688172353E-5,1.7924889419284801E-2,null,1.4005453194391927E-2,4.4688810978449119E-3,2.2478780580100107E-4,2.4284432516603943E-5,4.3482827744911953E-3,5.2030977981911385E-5,4.3838657639281779E-5,2.3123720283027553E-2]
[2004,8,29,4,9.5834603332045718E-3,2.9179637761204379E-3,3.2840004999999775E-4,3.2673999999999952E-5,2.6899954195581744E-3,8.6535752688172353E-5,1.5639029331571352E-2,null,1.1359129722888795E-2,4.2948076141580624E-3,2.2478780580100107E-4,2.4284432516603943E-5,4.4560500218377309E-3,5.2030977981911385E-5,4.2131038284829741E-5,2.0411090575184102E-2]
[2004,8,29,5,9.8031476321514995E-3,2.9205404230161405E-3,0,0,2.7220470180660057E-3,8.6535752688172353E-5,1.5532270825921818E-2,null,1.1619521735840839E-2,4.298600054214112E-3,0,0,4.5091443599144165E-3,5.2030977981911385E-5,4.2168241217195707E-5,2.0479297127951282E-2]
[2004,8,29,10,1.8486374105281617E-2,4.130470555860858E-3,0,0,3.2284060270534962E-3,8.6535752688172353E-5,2.5931786440884144E-2,null,2.1911617961226412E-2,6.0794368108820235E-3,0,0,5.3479417261296496E-3,5.2030977981911385E-5,5.9637825029721385E-5,3.3391027476219998E-2]
[2004,8,29,13,1.928086811831678E-2,4.4482259357294992E-3,0,0,3.3344272393701154E-3,8.6535752688172353E-5,2.7150057046104566E-2,null,2.2853319626840462E-2,6.5471253531688483E-3,0,0,5.5235687260954455E-3,5.2030977981911385E-5,6.4225738075117533E-5,3.4976044684086667E-2]
[2004,8,29,16,1.9667346912636587E-2,4.5499670031980063E-3,0,0,3.5812866561905454E-3,8.6535752688172353E-5,2.788513632471331E-2,null,2.3311407061565242E-2,6.6968730350325583E-3,0,0,5.9324980133780986E-3,5.2030977981911385E-5,6.5694727115945902E-5,3.5992809087957808E-2]
[2004,8,29,19,2.1210018395885766E-2,3.8395181709798142E-3,0,0,3.2472705287832442E-3,8.6535752688172353E-5,2.8383342848336993E-2,null,2.5139912099282565E-2,5.6511982809281207E-3,0,0,5.3791912824425036E-3,5.2030977981911385E-5,5.5436907195579017E-5,3.6222332640635103E-2]
[2004,8,29,23,1.6208916676014765E-2,3.093258829445888E-3,3.2840004999999775E-4,3.2673999999999952E-5,2.2547298197987072E-3,8.6535752688172353E-5,2.200451512794753E-2,null,1.9212182321286905E-2,4.5528157964074487E-3,2.2478780580100107E-4,2.4284432516603943E-5,3.7350208069880063E-3,5.2030977981911385E-5,4.4662037011830721E-5,2.7801122140981877E-2]
[2004,8,30,2,1.0622450746147438E-2,3.3787645437897995E-3,3.2840004999999775E-4,3.2673999999999952E-5,2.7770188161031074E-3,8.6535752688172353E-5,1.7225843908728514E-2,null,1.2590629251359153E-2,4.9730376394216012E-3,2.2478780580100107E-4,2.4284432516603943E-5,4.6002066271817414E-3,5.2030977981911385E-5,4.8784313059257749E-5,2.246497673426201E-2]
[2004,8,30,3,1.0188458389699676E-2,3.3569250260077881E-3,3.2840004999999775E-4,3.2673999999999952E-5,2.8051773569637336E-3,8.6535752688172353E-5,1.6798170575359369E-2,null,1.2076224714351604E-2,4.9408931254878372E-3,2.2478780580100107E-4,2.4284432516603943E-5,4.6468520101829959E-3,5.2030977981911385E-5,4.8468983044770909E-5,2.1965073066321953E-2]
[2004,8,30,7,1.5522331861115875E-2,3.9850490795423034E-3,0,0,2.4262984318044333E-3,8.6535752688172353E-5,2.2020215125150781E-2,null,1.8398383786411118E-2,5.8653980798785109E-3,0,0,4.0192288438181782E-3,5.2030977981911385E-5,5.7538156131720444E-5,2.8335041688089719E-2]
[2004,8,30,10,1.9289212366431926E-2,5.7531270074775154E-3,0,0,3.3785301569611041E-3,8.6535752688172353E-5,2.8507405283558718E-2,null,2.2863209937175607E-2,8.4677451718691218E-3,0,0,5.59662639952699E-3,5.2030977981911385E-5,8.3066560384716299E-5,3.6979612486553626E-2]
[2004,8,30,14,1.9537105830466646E-2,6.35388452575776E-3,0,0,3.9805161315823396E-3,8.6535752688172353E-5,2.9958042240494916E-2,null,2.3157034288456148E-2,9.3519706666773898E-3,0,0,6.5938324155125324E-3,5.2030977981911385E-5,9.174060158073683E-5,3.9154868348627983E-2]
[2004,8,30,17,2.3177236293049346E-2,5.5620183289791202E-3,0,0,3.6687077600651014E-3,8.6535752688172353E-5,{"$f":"SUM(E5827:J5827)","v":3.2494498134781738E-2},null,{"$f":"E5827*W$5","v":2.7471625542040402E-2},8.1864616911544123E-3,{"$f":"G5827*Y$5","v":0},{"$f":"H5827*Z$5","v":0},{"$f":"I5827*AA$5","v":6.0773134316486907E-3},{"$f":"J5827*AB$5","v":5.2030977981911385E-5},8.0307236531462685E-5,{"$f":"SUM(M5827:R5827)","v":4.1787431642825418E-2}]
[2004,8,30,20,2.2674232962116379E-2,4.9236741208334989E-3,0,0,3.2922503854959963E-3,8.6535752688172353E-5,3.0976693221134045E-2,null,2.6875423346961021E-2,7.2469141929868549E-3,0,0,5.453701629199911E-3,5.2030977981911385E-5,7.1090499678053422E-5,3.9628070147129699E-2]
[2004,8,30,24,1.3357339254762297E-2,3.6715908907361855E-3,3.2840004999999775E-4,3.2673999999999952E-5,2.6055903131251717E-3,8.6535752688172353E-5,2.0082130261311823E-2,null,1.5832250989945309E-2,5.4040343621305819E-3,2.2478780580100107E-4,2.4284432516603943E-5,4.3162306847379771E-3,5.2030977981911385E-5,5.3012288106435248E-5,2.5853619253113386E-2]
[2004,8,31,4,9.3726638983253428E-3,3.5004474483574959E-3,3.2840004999999775E-4,3.2673999999999952E-5,2.9085370982019801E-3,8.6535752688172353E-5,1.6229258247572986E-2,null,1.1109275915843823E-2,5.1521367321954803E-3,2.2478780580100107E-4,2.4284432516603943E-5,4.8180702114680668E-3,5.2030977981911385E-5,5.0541232440130595E-5,2.1380586075806885E-2]
[2004,8,31,5,1.011695319631402E-2,3.7017281600622383E-3,0,0,3.0644689893830055E-3,8.6535752688172353E-5,1.6969686098447435E-2,null,1.1991470696566014E-2,5.4483919291541012E-3,0,0,5.0763755981800386E-3,5.2030977981911385E-5,5.3447425258639479E-5,2.2568269201882065E-2]
[2004,8,31,8,1.5856433867958583E-2,4.6437417714048444E-3,0,0,2.6519260516833401E-3,8.6535752688172353E-5,2.3238637443734937E-2,null,1.8794389811839594E-2,6.834895512147097E-3,0,0,4.3929870863707752E-3,5.2030977981911385E-5,6.7048694694915023E-5,3.0074303388339378E-2]
[2004,8,31,11,1.6939286317890167E-2,5.7915794533238548E-3,0,0,3.3540079377261177E-3,8.6535752688172353E-5,2.6171409461628312E-2,null,2.007787834540227E-2,8.5243414389493885E-3,0,0,5.5560046814515304E-3,5.2030977981911385E-5,8.3621756265266737E-5,3.4210255443785101E-2]
[2004,8,31,15,1.7108642520369685E-2,6.1843501744223272E-3,0,0,3.8750057483764788E-3,8.6535752688172353E-5,2.7254534195856665E-2,null,2.0278613675487098E-2,9.1024413788447518E-3,0,0,6.4190516177571946E-3,5.2030977981911385E-5,8.9292778785553473E-5,3.5852137650070955E-2]
[2004,8,31,18,2.050562156660669E-2,5.1957782150974614E-3,0,0,3.4331271991714335E-3,8.6535752688172353E-5,2.9221062733563757E-2,null,2.4305001254767488E-2,7.6474108494060111E-3,0,0,5.6870678736517209E-3,5.2030977981911385E-5,7.5019276349892671E-5,3.7691510955807139E-2]
[2004,8,31,21,2.0609291684434955E-2,4.8172735740739988E-3,1.6420002499999888E-4,1.6336999999999976E-5,3.0990552529233575E-3,8.6535752688172353E-5,2.8792693289120482E-2,null,2.4427879868113261E-2,7.090308452328606E-3,1.1239390290050053E-4,1.2142216258301971E-5,5.133668677299699E-3,5.2030977981911385E-5,6.9554234716254847E-5,3.6828424094882281E-2]
[2004,9,1,2,9.159868423123968E-3,3.4932128479087748E-3,3.3184136000000153E-4,3.267400000000004E-5,2.6533431304192482E-3,8.9420277777777987E-5,1.5760360039229773E-2,null,1.0857052676719931E-2,5.1414884790037052E-3,2.2714336124011228E-4,2.428443251660401E-5,4.3953345155471144E-3,5.3765343914641697E-5,5.0436775616171742E-5,2.0699068808942112E-2]
[2004,9,1,5,9.9756874989753268E-3,3.9097093418396208E-3,0,0,3.0573523055074086E-3,8.9420277777777987E-5,1.7032169424100137E-2,null,1.1824030614834283E-2,5.7545092190289934E-3,0,0,5.0645866192439801E-3,5.3765343914641697E-5,5.6450362856321761E-5,2.26968917970219E-2]
[2004,9,1,6,1.1810200508947597E-2,4.2961735675264515E-3,0,0,3.163421519020093E-3,8.9420277777777987E-5,1.9359215873271919E-2,null,1.3998450973877407E-2,6.3233269379680077E-3,0,0,5.240293134486723E-3,5.3765343914641697E-5,6.2030329003049184E-5,2.5615836390246779E-2]
[2004,9,1,9,1.4722355151093078E-2,5.378649718686645E-3,0,0,2.9002960930313939E-3,8.9420277777777987E-5,2.3090721240588898E-2,null,1.7450183563475552E-2,7.9165704368055426E-3,0,0,4.8044187639587673E-3,5.3765343914641697E-5,7.7659667701550852E-5,3.0224938108154503E-2]
[2004,9,1,12,1.5208520566377332E-2,5.9163231399474679E-3,0,0,3.1780458827275608E-3,8.9420277777777987E-5,2.4392309866830143E-2,null,1.8026428033321374E-2,8.7079455465512816E-3,0,0,5.2645187877143141E-3,5.3765343914641697E-5,8.5422868767053099E-5,3.2052657711501613E-2]
[2004,9,1,18,1.9175878585171998E-2,5.3633499929239461E-3,0,0,3.2374485958944934E-3,8.9420277777777987E-5,2.7866097451768213E-2,null,2.272887713059461E-2,7.8940515216504234E-3,0,0,5.362920985495085E-3,5.3765343914641697E-5,7.7438762515156566E-5,3.6039614981654762E-2]
[2004,9,1,20,1.977374426412461E-2,5.8429617494456989E-3,0,0,3.7192778019307748E-3,8.9420277777777987E-5,2.9425404093278859E-2,null,2.343751822347372E-2,8.5999685178127245E-3,0,0,6.1610840710042336E-3,5.3765343914641697E-5,8.4363639870124244E-5,3.8252336156205324E-2]
[2004,9,1,24,1.073828230044108E-2,3.7980244893364842E-3,3.3184136000000153E-4,3.267400000000004E-5,2.7484874036431146E-3,8.9420277777777987E-5,1.7738729831198459E-2,null,1.2727922630313991E-2,5.5901257681986588E-3,2.2714336124011228E-4,2.428443251660401E-5,4.5529435723114494E-3,5.3765343914641697E-5,5.4837800412897173E-5,2.3176185108495458E-2]
[2004,9,2,3,8.9133875709355229E-3,3.4468441559062871E-3,3.3184136000000153E-4,3.267400000000004E-5,2.6709359093141905E-3,8.9420277777777987E-5,1.548510327393378E-2,null,1.0564902672768226E-2,5.0732406778827453E-3,2.2714336124011228E-4,2.428443251660401E-5,4.4244774286573045E-3,5.3765343914641697E-5,4.9767280965840051E-5,2.0367813916979633E-2]
[2004,9,2,6,1.1730284270626981E-2,4.257904332683196E-3,0,0,3.1415692409558511E-3,8.9420277777777987E-5,1.9219178122043809E-2,null,1.3903727472502446E-2,6.2670003301677768E-3,0,0,5.2040942460286291E-3,5.3765343914641697E-5,6.147777841571598E-5,2.5428587392613489E-2]
[2004,9,2,7,1.4530477168209058E-2,4.5663686737381914E-3,0,0,2.8763358253961371E-3,8.9420277777777987E-5,2.2062601945121163E-2,null,1.7222753509740774E-2,6.7210138486017233E-3,0,0,4.7647279338766625E-3,5.3765343914641697E-5,6.5931542738922018E-5,2.8762260636133803E-2]
[2004,9,2,11,1.5092670760757739E-2,5.9873039559926464E-3,0,0,3.2974878050326482E-3,8.9420277777777987E-5,2.4466882799560816E-2,null,1.7889113021347575E-2,8.8124187246300355E-3,0,0,5.4623775560327173E-3,5.3765343914641697E-5,8.6447725724757992E-5,3.2217674645924968E-2]
[2004,9,2,14,1.4142169780934724E-2,6.303721403970979E-3,0,0,3.486511552411834E-3,8.9420277777777987E-5,2.4021823015095312E-2,null,1.6762498671608599E-2,9.2781380306580872E-3,0,0,5.7755004957644202E-3,5.3765343914641697E-5,9.1016321032163551E-5,3.1869902541945751E-2]
[2004,9,2,18,1.9047302344453169E-2,5.3255099188018106E-3,0,0,3.2022907378210122E-3,8.9420277777777987E-5,2.766452327885377E-2,null,2.2576477668727356E-2,7.838356574444422E-3,0,0,5.3046810446026075E-3,5.3765343914641697E-5,7.6892408367587231E-5,3.5773280631689025E-2]
[2004,9,2,21,1.8655354868541835E-2,4.7341846806129876E-3,1.6592068000000076E-4,1.633700000000002E-5,2.7793993993630037E-3,8.9420277777777987E-5,2.6440616906295608E-2,null,2.2111908288916824E-2,6.968013989591044E-3,1.1357168062005614E-4,1.2142216258302005E-5,4.6041501276093324E-3,5.3765343914641697E-5,6.8354555206831928E-5,3.3863551646910205E-2]
[2004,9,3,1,9.0928917350487394E-3,3.5025613924867206E-3,3.3184136000000153E-4,3.267400000000004E-5,2.5312608603468732E-3,8.9420277777777987E-5,1.5580649625660114E-2,null,1.0777666227378664E-2,5.1552481427676053E-3,2.2714336124011228E-4,2.428443251660401E-5,4.1931019398829678E-3,5.3765343914641697E-5,5.0571754635700399E-5,2.0431209447700598E-2]
[2004,9,3,4,8.6044455962291152E-3,3.5198644493978134E-3,3.3184136000000153E-4,3.267400000000004E-5,2.6807137036487672E-3,8.9420277777777987E-5,1.5258959387053475E-2,null,1.0198718450627031E-2,5.1807156626793079E-3,2.2714336124011228E-4,2.428443251660401E-5,4.4406746088983297E-3,5.3765343914641697E-5,5.0821584931446934E-5,2.0125301859876026E-2]
[2004,9,3,8,1.4650570393515052E-2,4.9287986084247375E-3,0,0,2.7044545790920723E-3,8.9420277777777987E-5,2.2373243858809636E-2,null,1.7365098182506245E-2,7.2544566746672728E-3,0,0,4.4800020098925523E-3,5.3765343914641697E-5,7.1164489624283553E-5,2.9153322210980711E-2]
[2004,9,3,9,1.442822844458941E-2,5.3066828882714903E-3,0,0,2.7953758304372113E-3,8.9420277777777987E-5,2.2619707441075887E-2,null,1.7101559653324296E-2,7.8106459925875379E-3,0,0,4.6306155169254246E-3,5.3765343914641697E-5,7.6620574169180159E-5,2.9596586506751899E-2]
[2004,9,3,12,1.3221498932746422E-2,5.6261898881416004E-3,0,0,2.6848661324961214E-3,8.9420277777777987E-5,2.1621975231161925E-2,null,1.5671241523037924E-2,8.2809126583524503E-3,0,0,4.4475532193678493E-3,5.3765343914641697E-5,8.123377799095478E-5,2.8453472744672866E-2]
[2004,9,3,16,1.4312949452134734E-2,5.5055699703634659E-3,0,0,3.0888859163905476E-3,8.9420277777777987E-5,2.2996825616666522E-2,null,1.6964921217510091E-2,8.1033781236429722E-3,0,0,5.1168228968386511E-3,5.3765343914641697E-5,7.9492206551510749E-5,3.0238887581906355E-2]
[2004,9,3,19,1.7432815762358472E-2,5.1645499238485255E-3,0,0,3.1854460940703515E-3,8.9420277777777987E-5,2.5872232058055125E-2,null,2.0662851286998005E-2,7.6014474607818397E-3,0,0,5.2767774375528567E-3,5.3765343914641697E-5,7.4568386470811321E-5,3.3594841529247348E-2]
[2004,9,3,22,1.5595244173736589E-2,3.8026746210563451E-3,3.3184136000000153E-4,3.267400000000004E-5,2.3654918325376599E-3,8.9420277777777987E-5,2.2217346265108372E-2,null,1.8484805641217038E-2,5.5969700687622014E-3,2.2714336124011228E-4,2.428443251660401E-5,3.9185010708188148E-3,5.3765343914641697E-5,5.4904941368902949E-5,2.8305469918469411E-2]
[2004,9,4,2,1.0106932946100686E-2,3.3571366331182993E-3,3.3184136000000153E-4,3.267400000000004E-5,2.452105679578937E-3,8.9420277777777987E-5,1.6370110896575703E-2,null,1.1979593846443861E-2,4.9412045796041878E-3,2.2714336124011228E-4,2.428443251660401E-5,4.0619792463553088E-3,5.3765343914641697E-5,4.8472038335363359E-5,2.1287970810074715E-2]
[2004,9,4,5,9.8052238747031329E-3,3.4820470318935371E-3,0,0,2.6916795717705048E-3,8.9420277777777987E-5,1.6068370756144951E-2,null,1.1621982674547756E-2,5.1250540626367243E-3,0,0,4.4588398654367084E-3,5.3765343914641697E-5,5.0275557911596671E-5,2.1259641946535828E-2]
[2004,9,4,9,1.665508510147852E-2,4.5339552952762862E-3,0,0,3.0214673565701297E-3,8.9420277777777987E-5,2.4299928031102716E-2,null,1.9741018967643131E-2,6.6733061882948965E-3,0,0,5.0051422327097193E-3,5.3765343914641697E-5,6.5463541970682586E-5,3.147323273256239E-2]
[2004,9,4,10,1.7265737996148386E-2,4.6289689110607865E-3,0,0,2.9256245981855488E-3,8.9420277777777987E-5,2.49097517831725E-2,null,2.0464816552757472E-2,6.8131520643333245E-3,0,0,4.8463761164228934E-3,5.3765343914641697E-5,6.6835396658172609E-5,3.217811007742833E-2]
[2004,9,4,13,1.71936795086657E-2,4.513770338645048E-3,0,0,2.7181341380655383E-3,8.9420277777777987E-5,2.4515004263154061E-2,null,2.037940672389691E-2,6.6435969416823327E-3,0,0,4.5026625685757543E-3,5.3765343914641697E-5,6.5172101347749643E-5,3.1579431578069639E-2]
[2004,9,4,17,1.8833779323072741E-2,4.1903077626186756E-3,0,0,2.5677686978517913E-3,8.9420277777777987E-5,2.5681276061320986E-2,null,2.2323392080186872E-2,6.1675082575862392E-3,0,0,4.2535781581427585E-3,5.3765343914641697E-5,6.0501784914830955E-5,3.2798243839830515E-2]
[2004,9,4,20,2.0566392758704487E-2,4.2141665436914548E-3,0,0,2.1287076873830178E-3,8.9420277777777987E-5,2.6998687267556741E-2,null,2.4377032424141843E-2,6.2026248260147005E-3,0,0,3.5262617430059547E-3,5.3765343914641697E-5,6.0846270075007646E-5,3.415968433707714E-2]
[2004,9,4,22,1.6821717589163641E-2,3.7760843320632943E-3,3.3184136000000153E-4,3.267400000000004E-5,1.9535047200256871E-3,8.9420277777777987E-5,2.3005242279030398E-2,null,1.9938525920022827E-2,5.5578331279390863E-3,2.2714336124011228E-4,2.428443251660401E-5,3.2360332984360009E-3,5.3765343914641697E-5,5.4521017314485676E-5,2.9037585484069275E-2]
[2004,9,5,4,8.9722951725202671E-3,3.0034316690984494E-3,3.3184136000000153E-4,3.267400000000004E-5,2.4411618473645378E-3,8.9420277777777987E-5,1.4870824326761034E-2,null,1.0634724956661543E-2,4.4206036094791715E-3,2.2714336124011228E-4,2.428443251660401E-5,4.0438504928922373E-3,5.3765343914641697E-5,4.3365066993701455E-5,1.9404372196704305E-2]
[2004,9,5,7,1.1002402178938693E-2,3.502753553315184E-3,0,0,2.8027249489505877E-3,8.9420277777777987E-5,1.7397300958982245E-2,null,1.3040979903776385E-2,5.1555309748561951E-3,0,0,4.6427895301129262E-3,5.3765343914641697E-5,5.0574529151027521E-5,2.2893065752660147E-2]
[2004,9,5,10,1.6797405811259394E-2,4.2669663575936167E-3,0,0,3.0930782398011997E-3,8.9420277777777987E-5,2.4246870686431991E-2,null,1.9909709539570813E-2,6.2803382797007598E-3,0,0,5.1237675937291218E-3,5.3765343914641697E-5,6.1608620519227849E-5,3.1367580756915335E-2]
[2004,9,5,11,1.707742562153898E-2,4.5446042492497171E-3,0,0,3.2189890640780877E-3,8.9420277777777987E-5,2.4930439212644567E-2,null,2.0241612760260718E-2,6.6889798607997417E-3,0,0,5.3323422727747788E-3,5.3765343914641697E-5,6.5617296959424951E-5,3.2316700237749879E-2]
[2004,9,5,14,1.5896689989710822E-2,4.6240631941181212E-3,0,0,3.2452793401642312E-3,8.9420277777777987E-5,2.3855452801770954E-2,null,1.884210478046525E-2,6.8059315804292119E-3,0,0,5.3758928247482169E-3,5.3765343914641697E-5,6.6764565433324172E-5,3.1077694529557321E-2]
[2004,9,5,19,1.9459649309810367E-2,4.1871935755283885E-3,0,0,3.171844142445738E-3,8.9420277777777987E-5,2.690810730556227E-2,null,2.3065226253004712E-2,6.1629246385102475E-3,0,0,5.2542454375378344E-3,5.3765343914641697E-5,6.0456820704993689E-5,3.4536161672967441E-2]
[2004,9,5,22,1.5578560524094839E-2,3.430418100758456E-3,3.3184136000000153E-4,3.267400000000004E-5,2.4503589979928959E-3,8.9420277777777987E-5,2.1913273260623971E-2,null,1.8465030765134414E-2,5.0490639738068367E-3,2.2714336124011228E-4,2.428443251660401E-5,4.0590858211609643E-3,5.3765343914641697E-5,4.9530113265553487E-5,2.7878373697773576E-2]
[2004,9,6,1,9.9752553016658925E-3,2.9362908109637205E-3,3.3184136000000153E-4,3.267400000000004E-5,2.4145815230772424E-3,8.9420277777777987E-5,1.5780063273484635E-2,null,1.182351833793919E-2,4.3217822769122801E-3,2.2714336124011228E-4,2.428443251660401E-5,3.9998194682445039E-3,5.3765343914641697E-5,4.2395653292373232E-5,2.0450313220767333E-2]
[2004,9,6,5,8.960050127364956E-3,3.0203899982667206E-3,0,0,2.5761614857024891E-3,8.9420277777777987E-5,1.4646021889111944E-2,null,1.062021109094439E-2,4.4455637415518612E-3,0,0,4.2674810377586374E-3,5.3765343914641697E-5,4.3609919935770907E-5,1.938702121416953E-2]
[2004,9,6,8,1.331549148825318E-2,3.5364550298325431E-3,0,0,2.8118627594880363E-3,8.9420277777777987E-5,1.975322955535154E-2,null,1.5782649469005816E-2,5.2051345234470419E-3,0,0,4.657926559919332E-3,5.3765343914641697E-5,5.106112813112039E-5,2.5699475896286832E-2]
[2004,9,6,9,1.582516036277443E-2,3.6713349998399969E-3,0,0,2.7852601508526597E-3,8.9420277777777987E-5,2.2371175791244868E-2,null,1.8757321801963725E-2,5.4036577288843653E-3,0,0,4.6138586206474945E-3,5.3765343914641697E-5,5.3008593424125511E-5,2.8828603495410225E-2]
[2004,9,6,12,1.6678190803919333E-2,4.5415343933224986E-3,0,0,3.3577585836581277E-3,8.9420277777777987E-5,2.466690405867774E-2,null,1.9768405805198484E-2,6.6844614905860727E-3,0,0,5.5622177276767109E-3,5.3765343914641697E-5,6.5572972825363724E-5,3.206885036737591E-2]
[2004,9,6,16,1.6962532197130564E-2,4.5033957086034714E-3,0,0,3.3639006410147577E-3,8.9420277777777987E-5,2.491924882452657E-2,null,2.0105431332385414E-2,6.6283270331038658E-3,0,0,5.5723922114766259E-3,5.3765343914641697E-5,6.5022307186818085E-5,3.2359915920880548E-2]
[2004,9,6,20,1.9784993237318055E-2,3.9299856817717714E-3,0,0,3.0250253574599793E-3,8.9420277777777987E-5,2.6829424554327581E-2,null,2.3450851460249472E-2,5.7843529682353794E-3,0,0,5.0110361572226151E-3,5.3765343914641697E-5,5.674312291761815E-5,3.430000592962211E-2]
[2004,9,6,23,1.2105787045948634E-2,3.3306094916596665E-3,3.3184136000000153E-4,3.267400000000004E-5,2.5167265269307351E-3,8.9420277777777987E-5,1.8407058702316813E-2,null,1.4348805198906217E-2,4.9021605825365286E-3,2.2714336124011228E-4,2.428443251660401E-5,4.169025424263095E-3,5.3765343914641697E-5,4.8089026037017872E-5,2.3725184343377202E-2]
[2004,9,7,2,8.7622701569754057E-3,3.4023629753847972E-3,3.3184136000000153E-4,3.267400000000004E-5,2.5446239507841712E-3,8.9420277777777987E-5,1.5163192720922154E-2,null,1.0385785501216637E-2,5.007771012236509E-3,2.2714336124011228E-4,2.428443251660401E-5,4.2152382598937737E-3,5.3765343914641697E-5,4.9125039161866412E-5,1.9913987911018276E-2]
[2004,9,7,6,1.1326876206922798E-2,4.1781288309578361E-3,0,0,3.0312614315960735E-3,8.9420277777777987E-5,1.862568674725449E-2,null,1.3425574032351156E-2,6.1495826860430494E-3,0,0,5.0213663823554478E-3,5.3765343914641697E-5,6.0325939333651961E-5,2.4650288444664294E-2]
[2004,9,7,9,1.413460506709846E-2,5.2521987390294379E-3,0,0,2.7395818434917175E-3,8.9420277777777987E-5,2.2215805927397393E-2,null,1.6753532331393789E-2,7.7304534484131885E-3,0,0,4.5381912715385248E-3,5.3765343914641697E-5,7.5833904438589727E-5,2.9075942395260141E-2]
[2004,9,7,13,1.3731852250947469E-2,6.0418192619928774E-3,0,0,3.1950266441805914E-3,8.9420277777777987E-5,2.3058118434898717E-2,null,1.6276155546197862E-2,8.8926571269069953E-3,0,0,5.2926478774121795E-3,5.3765343914641697E-5,8.7234845312396807E-5,3.0515225894431675E-2]
[2004,9,7,14,1.3633982930321142E-2,6.2090702460742969E-3,0,0,3.3475530553458586E-3,8.9420277777777987E-5,2.3280026509519075E-2,null,1.6160152529517802E-2,9.1388256385885689E-3,0,0,5.5453119945560866E-3,5.3765343914641697E-5,8.9649699695160367E-5,3.0898055506577097E-2]
[2004,9,7,17,1.7182349499739596E-2,5.6237741596158602E-3,0,0,3.4417103467593306E-3,8.9420277777777987E-5,{"$f":"SUM(E6019:J6019)","v":2.6337254283892567E-2},null,{"$f":"E6019*W$5","v":2.0365977436700176E-2},8.2773570661442818E-3,{"$f":"G6019*Y$5","v":0},{"$f":"H6019*Z$5","v":0},{"$f":"I6019*AA$5","v":5.7012860893105293E-3},{"$f":"J6019*AB$5","v":5.3765343914641697E-5},8.1198898479482889E-5,{"$f":"SUM(M6019:R6019)","v":3.4398385936069635E-2}]
[2004,9,7,21,1.8098488189825571E-2,4.6268307819590784E-3,1.6592068000000076E-4,1.633700000000002E-5,2.6271299011516596E-3,8.9420277777777987E-5,2.5624126830714092E-2,null,2.1451862687227864E-2,6.8100050570876489E-3,1.1357168062005614E-4,1.2142216258302005E-5,4.3519115937082874E-3,5.3765343914641697E-5,6.68045252677259E-5,3.2793258578816806E-2]
[2004,9,7,24,1.0287074663500725E-2,3.7004826921654167E-3,3.3184136000000153E-4,3.267400000000004E-5,2.6251092898288363E-3,8.9420277777777987E-5,1.706660228327276E-2,null,1.2193113083264949E-2,5.4465587861074896E-3,2.2714336124011228E-4,2.428443251660401E-5,4.3485643965109518E-3,5.3765343914641697E-5,5.3429442562598852E-5,2.2293429403554749E-2]
[2004,9,8,4,8.3850729802650587E-3,3.5147052032976534E-3,3.3184136000000153E-4,3.267400000000004E-5,2.6857807452392527E-3,8.9420277777777987E-5,1.5039494566579744E-2,null,9.9386994266267587E-3,5.1731220216562016E-3,2.2714336124011228E-4,2.428443251660401E-5,4.4490683000644078E-3,5.3765343914641697E-5,5.0747093124267711E-5,1.9866082886018724E-2]
[2004,9,8,6,1.1036131359917756E-2,4.1460137069571149E-3,0,0,2.9517602266343219E-3,8.9420277777777987E-5,1.8223325571286975E-2,null,1.3080958588809441E-2,6.1023140118337659E-3,0,0,4.8896704904107229E-3,5.3765343914641697E-5,5.9862244914321175E-5,2.4126708434968568E-2]
[2004,9,8,11,1.4195097867463253E-2,5.8625453662159745E-3,0,0,3.0520556768522974E-3,8.9420277777777987E-5,2.3199119188309303E-2,null,1.6825233527282678E-2,8.6287926818088799E-3,0,0,5.0558126109082517E-3,5.3765343914641697E-5,8.464639804370271E-5,3.0563604163914449E-2]
[2004,9,8,12,1.4206595047797161E-2,5.7610113484650987E-3,0,0,2.904079596378656E-3,8.9420277777777987E-5,2.2961106270418689E-2,null,1.6838860960205607E-2,8.4793497462587013E-3,0,0,4.8106862393792124E-3,5.3765343914641697E-5,8.3180398491521098E-5,3.0182662289758161E-2]
[2004,9,8,15,1.3975597154726132E-2,6.0899346106714491E-3,0,0,3.3830873209753994E-3,8.9420277777777987E-5,2.3538039364150762E-2,null,1.6565062672126252E-2,8.9634757462310997E-3,0,0,5.6041754647253072E-3,5.3765343914641697E-5,8.7929559076102285E-5,3.1186479226997299E-2]
[2004,9,8,18,1.8038083065037246E-2,5.1772386663285711E-3,0,0,2.9263300471649703E-3,8.9420277777777987E-5,2.623107205630857E-2,null,2.1380265411865801E-2,7.6201233978388265E-3,0,0,4.8475447116990422E-3,5.3765343914641697E-5,7.4751592958701267E-5,3.3901698865318311E-2]
[2004,9,8,22,1.5159083296505038E-2,4.1053489915901555E-3,3.3184136000000153E-4,3.267400000000004E-5,2.3467606481907969E-3,8.9420277777777987E-5,2.2065128574063765E-2,null,1.796783078951799E-2,6.0424616138654167E-3,2.2714336124011228E-4,2.428443251660401E-5,3.887472358349262E-3,5.3765343914641697E-5,5.9275107166420504E-5,2.8202957899404028E-2]
[2004,9,9,1,9.3519401882307812E-3,3.5595339559626564E-3,3.3184136000000153E-4,3.267400000000004E-5,2.4833112386497287E-3,8.9420277777777987E-5,1.5848721020620946E-2,null,1.1084712417575035E-2,5.239103261675173E-3,2.2714336124011228E-4,2.428443251660401E-5,4.1136720972679321E-3,5.3765343914641697E-5,5.1394353350815658E-5,2.0742680914189501E-2]
[2004,9,9,3,8.7003808650802338E-3,3.4883826936975663E-3,3.3184136000000153E-4,3.267400000000004E-5,2.5358451997872064E-3,8.9420277777777987E-5,1.5178544396342785E-2,null,1.0312429065164073E-2,5.1343792121739994E-3,2.2714336124011228E-4,2.428443251660401E-5,4.2006960219080451E-3,5.3765343914641697E-5,5.0367035404295429E-5,1.9952697436917476E-2]
[2004,9,9,9,1.4303670917202679E-2,5.4264829457566811E-3,0,0,2.6502983119129743E-3,8.9420277777777987E-5,2.2469872452650114E-2,null,1.6953923511225818E-2,7.9869738151858178E-3,0,0,4.3902906915046173E-3,5.3765343914641697E-5,7.8350308050641833E-5,2.9384953361830893E-2]
[2004,9,9,12,1.4708804422559563E-2,6.0755188828955121E-3,0,0,2.8627196441534291E-3,8.9420277777777987E-5,2.3736463227386283E-2,null,1.7434122091115872E-2,8.9422579443096378E-3,0,0,4.7421723621151749E-3,5.3765343914641697E-5,8.7721417500184837E-5,3.1172317741455322E-2]
[2004,9,9,13,1.3857839701432884E-2,6.3326353496350306E-3,0,0,3.0419217491449058E-3,8.9420277777777987E-5,2.3321817077990595E-2,null,1.6425486554389277E-2,9.320695047646977E-3,0,0,5.039025486122276E-3,5.3765343914641697E-5,9.1433795218000529E-5,3.0838972432073172E-2]
[2004,9,9,16,1.5721836185240864E-2,6.1085034985402346E-3,0,0,3.2018394927808983E-3,8.9420277777777987E-5,2.5121599454339776E-2,null,1.8634853226385854E-2,8.9908063805789126E-3,0,0,5.3039335450134877E-3,5.3765343914641697E-5,8.8197666080071561E-5,3.29833584958929E-2]
[2004,9,9,19,1.8629436290388143E-2,5.866262516986691E-3,0,0,3.3520651615785648E-3,8.9420277777777987E-5,2.7937184246731174E-2,null,2.2081187392576224E-2,8.6342637735214271E-3,0,0,5.5527864203229853E-3,5.3765343914641697E-5,8.4700068148422031E-5,3.632200293033528E-2]
[2004,9,9,24,1.0481172900851803E-2,3.8033339954133059E-3,3.3184136000000153E-4,3.267400000000004E-5,2.523339215027899E-3,8.9420277777777987E-5,1.7261781749070788E-2,null,1.242317477083889E-2,5.597940569503859E-3,2.2714336124011228E-4,2.428443251660401E-5,4.1799795205881406E-3,5.3765343914641697E-5,5.4914461749691945E-5,2.2506287998602246E-2]
[2004,9,10,3,8.3670995267713846E-3,3.5647941522370065E-3,3.3184136000000153E-4,3.267400000000004E-5,2.7225556545309245E-3,8.9420277777777987E-5,1.5108384971317093E-2,null,9.9173957656625063E-3,5.2468454863031557E-3,2.2714336124011228E-4,2.428443251660401E-5,4.5099869299478554E-3,5.3765343914641697E-5,5.1470302727718138E-5,1.9979421319584873E-2]
[2004,9,10,7,1.3454077973817129E-2,4.4267506239999421E-3,0,0,2.5777332226398358E-3,8.9420277777777987E-5,2.0547982098234684E-2,null,1.594691392178451E-2,6.5155168962416866E-3,0,0,4.2700846624202501E-3,5.3765343914641697E-5,6.391566665200358E-5,2.6786280824361089E-2]
[2004,9,10,10,1.3327895903754414E-2,5.8372263423100389E-3,0,0,3.054224437935028E-3,8.9420277777777987E-5,2.2308766961777263E-2,null,1.5797352233969213E-2,{"$f":"(F6084*X$5)-S6084","v":8.5915268536501631E-3},0,0,5.0594052221817863E-3,5.3765343914641697E-5,{"$f":"(F6084*$AC$7)*$AC$5","v":8.4280829158219934E-5},2.9502049653715803E-2]
[2004,9,10,13,1.2710805140504391E-2,5.8865764922879007E-3,0,0,2.8707781681220055E-3,8.9420277777777987E-5,2.155758007869208E-2,null,1.5065923941177443E-2,8.6641629163796887E-3,0,0,4.7555215245877469E-3,5.3765343914641697E-5,8.4993371608230642E-5,2.8539373726059521E-2]
[2004,9,10,14,1.1922413188745415E-2,5.9344948936167572E-3,0,0,3.0163122306864753E-3,8.9420277777777987E-5,2.0962640590826427E-2,null,1.4131454955952654E-2,8.7346916585695836E-3,0,0,4.9966026275344031E-3,5.3765343914641697E-5,8.568524174639187E-5,2.7916514585971278E-2]
[2004,9,10,17,1.5615177886719738E-2,5.1611232998115212E-3,0,0,2.8953417528070086E-3,8.9420277777777987E-5,2.3761063217116046E-2,null,1.8508432767929288E-2,7.5964039811041899E-3,0,0,4.7962117656477109E-3,5.3765343914641697E-5,7.4518911138159069E-5,3.0954813858595828E-2]
[2004,9,10,22,1.5743990065844343E-2,3.8774482898025482E-3,3.3184136000000153E-4,3.267400000000004E-5,2.4061648755081232E-3,8.9420277777777987E-5,2.2481538868932796E-2,null,1.866111188399916E-2,5.7070257605078651E-3,2.2714336124011228E-4,2.428443251660401E-5,3.98587706436103E-3,5.3765343914641697E-5,5.5984561454122762E-5,2.8659207846539414E-2]
[2004,9,11,1,1.0075520261027517E-2,3.5502907697473208E-3,3.3184136000000153E-4,3.267400000000004E-5,2.7273538911761121E-3,8.9420277777777987E-5,1.6807100559728727E-2,null,1.1942360868763128E-2,5.2254986697122512E-3,2.2714336124011228E-4,2.428443251660401E-5,4.5179353384663659E-3,5.3765343914641697E-5,5.126089554866642E-5,2.1990988014613105E-2]
[2004,9,11,4,8.7880048194299374E-3,3.328931369514111E-3,3.3184136000000153E-4,3.267400000000004E-5,2.624427876034046E-3,8.9420277777777987E-5,1.5195299702755873E-2,null,1.0416288405077254E-2,4.8996906369439194E-3,2.2714336124011228E-4,2.428443251660401E-5,4.3474356161669111E-3,5.3765343914641697E-5,4.8064796459893025E-5,1.996860779585944E-2]
[2004,9,11,8,1.3707894169786777E-2,4.3463457903422176E-3,0,0,3.1849684590296102E-3,8.9420277777777987E-5,2.1328628696936379E-2,null,1.6247758397114571E-2,6.397172969345024E-3,0,0,5.2759862222153692E-3,5.3765343914641697E-5,6.2754740956886534E-5,2.7974682932589607E-2]
[2004,9,11,11,1.5569265253996642E-2,5.1033551757479496E-3,0,0,3.5212989996496863E-3,8.9420277777777987E-5,2.4283339707172051E-2,null,1.8454013222912336E-2,7.5113779156285865E-3,0,0,5.833126841109414E-3,5.3765343914641697E-5,7.368482571650897E-5,3.1852283323564982E-2]
[2004,9,11,14,1.5521718776613175E-2,4.4633515340668853E-3,0,0,2.9083674209792096E-3,8.9420277777777987E-5,2.2982858009437043E-2,null,1.8397657106678001E-2,6.5693879787160616E-3,0,0,4.817789136568558E-3,5.3765343914641697E-5,6.4444129121589202E-5,2.9838599565877262E-2]
[2004,9,11,16,1.5224739501145177E-2,4.6397188390952674E-3,0,0,3.3075802312826901E-3,8.9420277777777987E-5,2.3261458849300913E-2,null,1.8045652089934482E-2,6.8289743556009435E-3,0,0,5.4790959325343698E-3,5.3765343914641697E-5,6.699060956152881E-5,3.0407487721984434E-2]
[2004,9,11,19,1.8369648885184661E-2,4.9721431440911366E-3,0,0,3.2138535723839124E-3,8.9420277777777987E-5,2.6645065879437491E-2,null,2.1773265333791817E-2,7.3182533685589631E-3,0,0,5.3238351921643086E-3,5.3765343914641697E-5,7.1790319974387212E-5,3.4469119238429734E-2]
[2004,9,11,23,1.3120893483847823E-2,3.8277353748129191E-3,3.3184136000000153E-4,3.267400000000004E-5,2.7293536150880381E-3,8.9420277777777987E-5,2.0131918111526557E-2,null,1.5551995415146277E-2,5.6338557617687723E-3,2.2714336124011228E-4,2.428443251660401E-5,4.5212479351037504E-3,5.3765343914641697E-5,5.5266781219214152E-5,2.601229224969016E-2]
[2004,9,12,2,9.0292527787504146E-3,3.1532314124293219E-3,3.3184136000000153E-4,3.267400000000004E-5,2.5927051216785811E-3,8.9420277777777987E-5,1.5229124950636096E-2,null,1.0702235940729771E-2,4.6410864967313678E-3,2.2714336124011228E-4,2.428443251660401E-5,4.2948860173049027E-3,5.3765343914641697E-5,4.5527951527423016E-5,1.9943401592437397E-2]
[2004,9,12,5,9.0506634248497062E-3,3.1163619815616946E-3,0,0,2.6009387651961839E-3,8.9420277777777987E-5,1.4857384449385362E-2,null,1.0727613653793398E-2,4.5868201916744594E-3,0,0,4.3085252700373272E-3,5.3765343914641697E-5,4.4995612018572383E-5,1.9676724459419825E-2]
[2004,9,12,9,1.5981649949653821E-2,3.7949019415277731E-3,0,0,2.8280506279635504E-3,8.9420277777777987E-5,2.2694022796922925E-2,null,1.8942806528340204E-2,5.5855298433917181E-3,0,0,4.6847422009978837E-3,5.3765343914641697E-5,5.4792715486774503E-5,2.9266843916644445E-2]
[2004,9,12,11,1.7095230792904356E-2,4.4069278423298323E-3,0,0,3.1248341708075529E-3,8.9420277777777987E-5,2.471641308381952E-2,null,2.0262716958978671E-2,6.4863407171721265E-3,0,0,5.1763721506088434E-3,5.3765343914641697E-5,6.3629455294518663E-5,3.1979195170674282E-2]
[2004,9,12,16,1.7159871077352756E-2,4.6305817560755944E-3,0,0,3.3989956618300197E-3,8.9420277777777987E-5,2.5278868773036145E-2,null,2.033933410464888E-2,6.8155259317222005E-3,0,0,5.6305280607547373E-3,5.3765343914641697E-5,6.6858683731035699E-5,3.2839153441040464E-2]
[2004,9,12,17,1.9520928885260601E-2,3.8344459348176969E-3,0,0,2.6708711029514833E-3,8.9420277777777987E-5,2.6115666200807561E-2,null,2.3137860001431778E-2,5.6437327055607559E-3,0,0,4.4243700751682028E-3,5.3765343914641697E-5,5.5363671681936008E-5,3.3259728126075382E-2]
[2004,9,12,20,2.0063056620331584E-2,4.0291639521542197E-3,0,0,3.0349709000559175E-3,8.9420277777777987E-5,2.7216611750319496E-2,null,2.3780435757467491E-2,5.9303285948978492E-3,0,0,5.0275112169865079E-3,5.3765343914641697E-5,5.817510899664399E-5,3.4792040913266493E-2]
[2004,9,12,24,1.0540013269016105E-2,3.1477152894436962E-3,3.3184136000000153E-4,3.267400000000004E-5,2.2863123020969689E-3,8.9420277777777987E-5,1.6427976498334551E-2,null,1.2492917363981898E-2,4.6329675861426977E-3,2.2714336124011228E-4,2.428443251660401E-5,3.7873380414009828E-3,5.3765343914641697E-5,4.5448306951094448E-5,2.1218416129196938E-2]
[2004,9,13,3,9.3977955089125167E-3,3.4182573311432453E-3,3.3184136000000153E-4,3.267400000000004E-5,2.5619842230890644E-3,8.9420277777777987E-5,1.5831972700922604E-2,null,1.1139064031501351E-2,5.0311651340868759E-3,2.2714336124011228E-4,2.428443251660401E-5,4.2439960195616447E-3,5.3765343914641697E-5,4.9354529917184219E-5,2.0719418322821228E-2]
[2004,9,13,8,1.6068236759150822E-2,5.0713220728989756E-3,0,0,2.5251029819143766E-3,8.9420277777777987E-5,2.375408209174195E-2,null,1.9045436556239383E-2,7.4642299643254365E-3,0,0,4.1829012480438313E-3,5.3765343914641697E-5,7.3222315560092174E-5,3.0746333112523293E-2]
[2004,9,13,11,1.6202055056301019E-2,6.5061762046266071E-3,0,0,3.306671497821722E-3,8.9420277777777987E-5,2.6104323036527127E-2,null,1.9204049347838103E-2,9.5761213114974025E-3,0,0,5.4775905910274102E-3,5.3765343914641697E-5,9.3939465941354425E-5,3.431152659427756E-2]
[2004,9,13,14,1.5193857658854294E-2,6.4364136762304017E-3,0,0,3.078385686264294E-3,8.9420277777777987E-5,2.4798077299126767E-2,null,1.8009048312126949E-2,9.473441271192963E-3,0,0,5.0994289822084617E-3,5.3765343914641697E-5,9.2932199237511103E-5,3.263568390944302E-2]
[2004,9,13,15,1.6051499247496867E-2,6.0710311836658136E-3,0,0,2.8979341207849016E-3,8.9420277777777987E-5,2.5109884829725357E-2,null,1.9025597838333193E-2,8.9356527201531599E-3,0,0,4.8005060931772345E-3,5.3765343914641697E-5,8.7656621826707166E-5,3.2815521995578231E-2]
[2004,9,13,18,2.1568210302168312E-2,4.8482441684908409E-3,0,0,2.310608276317315E-3,8.9420277777777987E-5,2.8816483024754244E-2,null,2.5564471515995016E-2,7.1358925496381688E-3,0,0,3.8275849785028029E-3,5.3765343914641697E-5,7.0001403838009578E-5,3.6581714388050628E-2]
[2004,9,13,21,2.0273458610926682E-2,4.486436177678522E-3,1.6592068000000076E-4,1.633700000000002E-5,2.3444760673280397E-3,8.9420277777777987E-5,2.7376048813711022E-2,null,2.4029822035703859E-2,6.6033651322245264E-3,1.1357168062005614E-4,1.2142216258302005E-5,3.8836878884838631E-3,5.3765343914641697E-5,6.4777436893177309E-5,3.4696354297205252E-2]
[2004,9,14,1,9.1261958978989775E-3,3.5359449240637596E-3,3.3184136000000153E-4,3.267400000000004E-5,2.5301357984234807E-3,8.9420277777777987E-5,1.5646212258163997E-2,null,1.0817141144890173E-2,5.2043837238114447E-3,2.2714336124011228E-4,2.428443251660401E-5,4.1912382444387851E-3,5.3765343914641697E-5,5.1053762965778108E-5,2.0517956250811764E-2]
[2004,9,14,5,9.4994270889207869E-3,3.8464692815479932E-3,0,0,2.9271237671001315E-3,8.9420277777777987E-5,1.6362440415346687E-2,null,1.1259526396984952E-2,5.6614292792836795E-3,0,0,4.8488595301960152E-3,5.3765343914641697E-5,5.5537270849119426E-5,2.1823580550379289E-2]
[2004,9,14,8,1.4621029909270118E-2,4.7314878384767485E-3,0,0,2.4126186514844411E-3,8.9420277777777987E-5,2.1854556677009085E-2,null,1.7330084295982134E-2,6.9640446400618646E-3,0,0,3.9965679184684813E-3,5.3765343914641697E-5,6.8315616834731539E-5,2.8344462198427119E-2]
[2004,9,14,12,1.455761950064597E-2,5.9229003085878133E-3,0,0,2.8632282230225182E-3,8.9420277777777987E-5,2.3433168310034079E-2,null,1.7254924903414143E-2,8.7176261581432841E-3,0,0,4.7430148367395676E-3,5.3765343914641697E-5,8.5517833257722886E-5,3.0769331242211637E-2]
[2004,9,14,15,1.4243448222568069E-2,6.3259093412163141E-3,0,0,3.3631856064995453E-3,8.9420277777777987E-5,2.4021963448061706E-2,null,1.6882542467549319E-2,9.3107953660930137E-3,0,0,5.5712077375017037E-3,5.3765343914641697E-5,9.1336681703257098E-5,3.1818310915058684E-2]
[2004,9,14,16,1.5472248970239766E-2,6.0022739074752848E-3,0,0,3.2366642659339123E-3,8.9420277777777987E-5,2.4800607421426743E-2,null,1.833902129785488E-2,8.834452261213788E-3,0,0,5.3616217217444615E-3,5.3765343914641697E-5,8.6663869463141072E-5,3.2588860624727774E-2]
[2004,9,14,19,1.8361606321324303E-2,5.7620007444012748E-3,0,0,3.3671879471833307E-3,8.9420277777777987E-5,2.7580215290686688E-2,null,2.1763732605213824E-2,8.4808059895592099E-3,0,0,5.5778377228770364E-3,5.3765343914641697E-5,8.3194683890951699E-5,3.5876141661564713E-2]
[2004,9,14,22,1.5566876717357341E-2,4.1926200075453968E-3,3.3184136000000153E-4,3.267400000000004E-5,2.3053380104616074E-3,8.9420277777777987E-5,2.2518770373142122E-2,null,1.8451182126774785E-2,6.1709115373659099E-3,2.2714336124011228E-4,2.428443251660401E-5,3.8188546408558809E-3,5.3765343914641697E-5,6.053517027770928E-5,2.8746141442667936E-2]
[2004,9,15,3,8.6256552126097001E-3,3.4735792512224713E-3,3.3184136000000153E-4,3.267400000000004E-5,2.5487349246708273E-3,8.9420277777777987E-5,1.5101905026280777E-2,null,1.0223857886223695E-2,5.1125907520230933E-3,2.2714336124011228E-4,2.428443251660401E-5,4.2220481991019293E-3,5.3765343914641697E-5,5.0153295807262215E-5,1.9863689975020072E-2]
[2004,9,15,6,1.1409328994289418E-2,4.2326458520877399E-3,0,0,3.0121796254592823E-3,8.9420277777777987E-5,1.8743574749614217E-2,null,1.3523304066717355E-2,6.2298236127351645E-3,0,0,4.9897568554267673E-3,5.3765343914641697E-5,6.1113083685201315E-5,2.4796649878793927E-2]
[2004,9,15,10,1.4147461065249856E-2,5.8917906900744794E-3,0,0,2.8672793126592101E-3,8.9420277777777987E-5,2.2995951345761323E-2,null,1.67687703504017E-2,8.6718374380919828E-3,0,0,4.74972557607124E-3,5.3765343914641697E-5,8.5068656835678912E-5,3.0244098708479564E-2]
[2004,9,15,13,1.3861886173900793E-2,6.2432916284100443E-3,0,0,3.0094625786699562E-3,8.9420277777777987E-5,2.3204060658758574E-2,null,1.6430282776639375E-2,9.1891944110268579E-3,0,0,4.9852559940807284E-3,5.3765343914641697E-5,9.0143805338673211E-5,3.06584985256616E-2]
[2004,9,15,16,1.5709199674055242E-2,6.0265423354138644E-3,0,0,3.1695940595528656E-3,8.9420277777777987E-5,2.4994756346799755E-2,null,1.8619875361939035E-2,8.870171768750934E-3,0,0,5.2505181144907312E-3,5.3765343914641697E-5,8.701426931215918E-5,3.2794330589095345E-2]
[2004,9,15,19,1.8657751695159319E-2,5.7618511962468245E-3,0,0,3.2870997726088774E-3,8.9420277777777987E-5,2.7796122941792796E-2,null,2.2114749211039383E-2,8.4805858769732793E-3,0,0,5.4451694999251721E-3,5.3765343914641697E-5,8.3192524638985615E-5,3.6094269931852475E-2]
[2004,9,15,21,1.8464426284160368E-2,4.6513536122923744E-3,1.6592068000000076E-4,1.633700000000002E-5,2.3988527503321904E-3,8.9420277777777987E-5,2.5786310604562712E-2,null,2.188560354278225E-2,6.846099007018781E-3,1.1357168062005614E-4,1.2142216258302005E-5,3.9737643316355422E-3,5.3765343914641697E-5,6.7158598307315905E-5,3.2884946122229572E-2]
[2004,9,15,24,1.0389910919133473E-2,3.7897781947220117E-3,3.3184136000000153E-4,3.267400000000004E-5,2.5409988954350946E-3,8.9420277777777987E-5,1.7174623647068357E-2,null,1.2315003332437393E-2,5.5779884520370734E-3,2.2714336124011228E-4,2.428443251660401E-5,4.2092332578592085E-3,5.3765343914641697E-5,5.4718736236380136E-5,2.2407418180005037E-2]
[2004,9,16,4,8.922717296001784E-3,3.676629543739496E-3,3.3184136000000153E-4,3.267400000000004E-5,2.6895246053641329E-3,8.9420277777777987E-5,1.5742807082883191E-2,null,1.0575961053939728E-2,5.411450508095386E-3,2.2714336124011228E-4,2.428443251660401E-5,4.4552701054169129E-3,5.3765343914641697E-5,5.308503872942916E-5,2.0747874805123384E-2]
[2004,9,16,7,1.4564628681251029E-2,4.6202454196382029E-3,0,0,2.6234050290074038E-3,8.9420277777777987E-5,2.1897699407674415E-2,null,1.7263232778542314E-2,6.8003123856195721E-3,0,0,4.3457412424582178E-3,5.3765343914641697E-5,6.6709442472548375E-5,2.8463051750534742E-2]
[2004,9,16,11,1.5166306911364951E-2,6.1766845564433888E-3,0,0,2.8515977546395756E-3,8.9420277777777987E-5,2.4284009500225696E-2,null,1.797639283030587E-2,9.0911587321126034E-3,0,0,4.7237486519293697E-3,5.3765343914641697E-5,8.9182098712280972E-5,3.1845065558262491E-2]
[2004,9,16,12,1.5240310861182329E-2,6.0426025548416017E-3,0,0,2.6625328190526981E-3,8.9420277777777987E-5,2.4034866512854407E-2,null,1.8064108586071999E-2,8.893810017192456E-3,0,0,4.4105574828198586E-3,5.3765343914641697E-5,8.7246154891106436E-5,3.1422241429998957E-2]
[2004,9,16,18,1.9592340342406481E-2,5.2473504642029994E-3,0,0,2.5286392071096663E-3,8.9420277777777987E-5,2.7457750291496927E-2,null,2.3222502915078536E-2,7.723317510739622E-3,0,0,4.188759100530912E-3,5.3765343914641697E-5,7.5763902592096752E-5,3.5188344870263712E-2]
[2004,9,16,19,1.9412499227176534E-2,5.7212621451790411E-3,0,0,3.0652147325822155E-3,8.9420277777777987E-5,2.8288396382715568E-2,null,2.3009339977436066E-2,8.4208448455718767E-3,0,0,5.0776109419189029E-3,5.3765343914641697E-5,8.2606479370543208E-5,3.6561561108841484E-2]
[2004,9,16,22,1.6467193035410443E-2,4.1394793580222427E-3,3.3184136000000153E-4,3.267400000000004E-5,2.036380059615003E-3,8.9420277777777987E-5,2.3096988090825471E-2,null,1.9518313360465517E-2,6.0926964244638615E-3,2.2714336124011228E-4,2.428443251660401E-5,3.3733185354671616E-3,5.3765343914641697E-5,5.9767898676237449E-5,2.9289521458067899E-2]
[2004,9,17,1,9.77014685381173E-3,3.689211373220265E-3,3.3184136000000153E-4,3.267400000000004E-5,2.5464165247910619E-3,8.9420277777777987E-5,1.6459710389600833E-2,null,1.1580406415373666E-2,5.4299690851580141E-3,2.2714336124011228E-4,2.428443251660401E-5,4.2182077071220006E-3,5.3765343914641697E-5,5.3266701553308442E-5,2.153377634532504E-2]
[2004,9,17,5,1.0224492665048643E-2,3.9785145790436436E-3,0,0,2.9044737309465215E-3,8.9420277777777987E-5,1.7196901252816588E-2,null,1.2118935592669846E-2,5.8557802694293093E-3,0,0,4.8113391339295051E-3,5.3765343914641697E-5,5.7443807705282017E-5,2.2839820339943299E-2]
[2004,9,17,9,1.5485404808099172E-2,5.51516610138225E-3,0,0,2.8059214467146634E-3,8.9420277777777987E-5,2.3895912633973865E-2,null,1.8354614712306705E-2,8.117502197732997E-3,0,0,4.6480846149401537E-3,5.3765343914641697E-5,7.9630760349418472E-5,3.1173966868894495E-2]
[2004,9,17,13,1.3580727158632077E-2,6.0212150772516512E-3,0,0,2.8148688025261817E-3,8.9420277777777987E-5,2.2506231316187689E-2,null,1.6097029273608589E-2,8.8623308390228493E-3,0,0,4.6629061513522325E-3,5.3765343914641697E-5,8.693735166176813E-5,2.967603160789831E-2]
[2004,9,17,16,1.5461494066209976E-2,5.6922692726617471E-3,0,0,3.0511243011116232E-3,8.9420277777777987E-5,2.4294307917761125E-2,null,1.8326273673741664E-2,8.3781716600228977E-3,0,0,5.0542697618537902E-3,5.3765343914641697E-5,8.2187865598840615E-5,3.1812480439532997E-2]
[2004,9,17,19,1.8853304698601268E-2,5.2949277726052476E-3,0,0,3.0942919621123654E-3,8.9420277777777987E-5,2.7331944711096658E-2,null,2.2346535210726912E-2,7.793344214998027E-3,0,0,5.125778157498804E-3,5.3765343914641697E-5,7.6450847857897593E-5,3.531942292713839E-2]
[2004,9,17,20,1.875977057936121E-2,5.1223786580511781E-3,0,0,2.9117885178372707E-3,8.9420277777777987E-5,2.6883358033027438E-2,null,2.2235670642290942E-2,7.5393776452045086E-3,0,0,4.8234562758574327E-3,5.3765343914641697E-5,7.3959496385071449E-5,3.4652269907267524E-2]
[2004,9,17,23,1.3706313983033657E-2,3.7753511269587254E-3,3.3184136000000153E-4,3.267400000000004E-5,2.4505580910967792E-3,8.9420277777777987E-5,2.0386158838866943E-2,null,1.6245885425798263E-2,5.5567539593450099E-3,2.2714336124011228E-4,2.428443251660401E-5,4.0594156242615411E-3,5.3765343914641697E-5,5.4510430927984226E-5,2.6167248147076175E-2]
[2004,9,18,3,8.9162870145402078E-3,3.1674363953802863E-3,3.3184136000000153E-4,3.267400000000004E-5,2.4733672180874025E-3,8.9420277777777987E-5,1.5011026265785677E-2,null,1.0568339339158518E-2,4.6619941136922258E-3,2.2714336124011228E-4,2.428443251660401E-5,4.0971995587938013E-3,5.3765343914641697E-5,4.5733050262863157E-5,1.9632726149315903E-2]
[2004,9,18,6,1.0137447161308002E-2,3.2475279375253087E-3,0,0,2.4277472294093366E-3,8.9420277777777987E-5,1.5902142606020429E-2,null,1.2015761881462601E-2,4.7798769221935157E-3,0,0,4.0216288161571759E-3,5.3765343914641697E-5,4.6889452496508882E-5,2.0871032963727932E-2]
[2004,9,18,10,1.6369479927537678E-2,4.312756439691718E-3,0,0,2.7871856622994516E-3,8.9420277777777987E-5,2.3558842307306628E-2,null,1.9402495500385513E-2,{"$f":"(F6276*X$5)-S6276","v":6.3477344533123849E-3},0,0,4.6170482823332136E-3,5.3765343914641697E-5,{"$f":"(F6276*$AC$7)*$AC$5","v":6.2269760906825635E-5},3.0421043579945753E-2]
[2004,9,18,14,1.5968887314279232E-2,3.9787564753474853E-3,0,0,2.4327462034843803E-3,8.9420277777777987E-5,2.2469810270888881E-2,null,1.8927679170811149E-2,5.8561363047221655E-3,0,0,4.0299097516466207E-3,5.3765343914641697E-5,5.7447300326582363E-5,2.8867490571094577E-2]
[2004,9,18,17,1.7462771783626815E-2,4.0633625534316105E-3,0,0,2.6729699333487714E-3,8.9420277777777987E-5,2.4288524548184975E-2,null,2.0698357703233666E-2,5.9806638370148608E-3,0,0,4.4278468443737081E-3,5.3765343914641697E-5,5.8668885715702849E-5,3.1160633728536877E-2]
[2004,9,18,20,1.9379010329349636E-2,3.9233818869434884E-3,0,0,2.1426757180154762E-3,8.9420277777777987E-5,2.5534488212086377E-2,null,2.2969646096367424E-2,5.7746331668646596E-3,0,0,3.5494001627788107E-3,5.3765343914641697E-5,5.6647773984566801E-5,3.2347444769925536E-2]
[2004,9,18,21,1.766820179294859E-2,3.8420392909789608E-3,1.6592068000000076E-4,1.633700000000002E-5,2.1962404995855916E-3,8.9420277777777987E-5,2.3978159541290921E-2,null,2.0941850767714272E-2,5.6549089936714213E-3,1.1357168062005614E-4,1.2142216258302005E-5,3.6381316692898698E-3,5.3765343914641697E-5,5.5473308402500751E-5,3.0414370671468564E-2]
[2004,9,19,3,9.5284252010333984E-3,3.1081946111080291E-3,3.3184136000000153E-4,3.267400000000004E-5,2.6797476159559214E-3,8.9420277777777987E-5,1.5770303065875131E-2,null,1.1293897418072687E-2,4.5747990401101002E-3,2.2714336124011228E-4,2.428443251660401E-5,4.4390742585581388E-3,5.3765343914641697E-5,4.4877687389046221E-5,2.0612963854412282E-2]
[2004,9,19,5,9.8297708745717048E-3,3.0641929278302183E-3,0,0,2.6506249491186447E-3,8.9420277777777987E-5,1.5634009029298346E-2,null,1.1651077860015237E-2,4.5100351229141952E-3,0,0,4.3908317748525211E-3,5.3765343914641697E-5,4.424236880903316E-5,2.0605710101696591E-2]
[2004,9,19,8,1.4671587956297E-2,3.4962669342627727E-3,0,0,2.8284631851441268E-3,8.9420277777777987E-5,2.1085738353481674E-2,null,1.7390009979894493E-2,5.1459836387568146E-3,0,0,4.6854256131034031E-3,5.3765343914641697E-5,5.04808720611511E-5,2.727518457566935E-2]
[2004,9,19,11,1.890643688448566E-2,4.0582502632406318E-3,0,0,2.9542835926427567E-3,8.9420277777777987E-5,2.600839101814683E-2,null,2.2409511982262174E-2,5.9731393080890106E-3,0,0,4.8938505143153125E-3,5.3765343914641697E-5,5.8595071881712887E-5,3.3330267148581144E-2]
[2004,9,19,15,1.7663810638689392E-2,4.4547796381959551E-3,0,0,3.3308664787361293E-3,8.9420277777777987E-5,2.5538877033399257E-2,null,2.0936645999381207E-2,6.5567714260516604E-3,0,0,5.517670229991895E-3,5.3765343914641697E-5,6.4320363749288415E-5,3.3064852999339409E-2]
[2004,9,19,18,2.1581645051765061E-2,3.238616833626641E-3,0,0,2.1879826317252929E-3,8.9420277777777987E-5,2.7097664794894769E-2,null,2.5580395520285539E-2,4.7667611058877235E-3,0,0,3.6244522882798976E-3,5.3765343914641697E-5,4.6760789466971891E-5,3.4025374258367803E-2]
[2004,9,19,20,2.1834033773175911E-2,3.8112080383706668E-3,0,0,2.9046157248776147E-3,8.9420277777777987E-5,2.8639277814201974E-2,null,2.5879548031739745E-2,5.6095299867283737E-3,0,0,4.8115743507091135E-3,5.3765343914641697E-5,5.5028151168322782E-5,3.6354417713091877E-2]
[2004,9,19,23,1.3525752660173749E-2,3.2338379826339701E-3,3.3184136000000153E-4,3.267400000000004E-5,2.4352318607328231E-3,8.9420277777777987E-5,1.964875814131832E-2,null,1.6031868837009789E-2,4.7597273497464671E-3,2.2714336124011228E-4,2.428443251660401E-5,4.0340273099724357E-3,5.3765343914641697E-5,4.6691789996938232E-5,2.513081663440005E-2]
[2004,9,20,2,1.017615912945702E-2,3.0007118752361176E-3,3.3184136000000153E-4,3.267400000000004E-5,2.362463451089565E-3,8.9420277777777987E-5,1.5993270093560483E-2,null,1.2061646588316289E-2,4.4166004784312552E-3,2.2714336124011228E-4,2.428443251660401E-5,3.913484475206867E-3,5.3765343914641697E-5,4.3325797232959915E-5,2.0696924679625767E-2]
[2004,9,20,6,1.2209890872323912E-2,3.8719815161334555E-3,0,0,2.9610790184484408E-3,8.9420277777777987E-5,1.913237168468359E-2,null,1.4472197880393996E-2,5.6989794847552185E-3,0,0,4.9051073205870453E-3,5.3765343914641697E-5,5.5905629408210502E-5,2.5130050029650901E-2]
[2004,9,20,9,1.6616058297936321E-2,4.7285557296807895E-3,0,0,2.6179501243679096E-3,8.9420277777777987E-5,2.40519844297628E-2,null,1.9694761091188048E-2,6.9597290130875072E-3,0,0,4.3367050456821158E-3,5.3765343914641697E-5,6.8273281563489051E-5,3.1044960493872311E-2]
[2004,9,20,12,1.6653788154373489E-2,5.5410079750937945E-3,0,0,3.18294479397361E-3,8.9420277777777987E-5,2.5467161201218669E-2,null,1.9739481715972278E-2,8.1555375828493998E-3,0,0,5.2726339664265981E-3,5.3765343914641697E-5,8.0003878405099187E-5,3.3221418609162917E-2]
[2004,9,20,16,1.7620552071114803E-2,5.3903130765473551E-3,0,0,3.2008195963574336E-3,8.9420277777777987E-5,2.6301105021797368E-2,null,2.0885372277403814E-2,7.9337371605862714E-3,0,0,5.3022440590586011E-3,5.3765343914641697E-5,7.782806916718267E-5,3.4175118840963331E-2]
[2004,9,20,17,1.9583371875534612E-2,5.1321043916063413E-3,0,0,3.1575041526732861E-3,8.9420277777777987E-5,2.7962400697592017E-2,null,2.3211872727748391E-2,7.553692474904527E-3,0,0,5.2304908574095227E-3,5.3765343914641697E-5,7.4099921450013632E-5,3.6049821403977084E-2]
[2004,9,20,21,2.0400653222138222E-2,4.0680256782407408E-3,1.6592068000000076E-4,1.633700000000002E-5,2.270535501389578E-3,8.9420277777777987E-5,2.7010892359546325E-2,null,2.4180583873137287E-2,5.9875272614685563E-3,1.1357168062005614E-4,1.2142216258302005E-5,3.7612033451760187E-3,5.3765343914641697E-5,5.8736214272509554E-5,3.4108793720574869E-2]
[2004,9,20,24,1.1065742777673868E-2,3.629823094280052E-3,3.3184136000000153E-4,3.267400000000004E-5,2.5094584374176121E-3,8.9420277777777987E-5,1.7658959947149312E-2,null,1.3116056551745116E-2,5.3425583932668061E-3,2.2714336124011228E-4,2.428443251660401E-5,4.156985637801678E-3,5.3765343914641697E-5,5.2409223515309315E-5,2.2920793720484958E-2]
[2004,9,21,3,9.489692964370541E-3,3.3152792394844444E-3,3.3184136000000153E-4,3.267400000000004E-5,2.4975219376619537E-3,8.9420277777777987E-5,1.5756429779294721E-2,null,1.1247988687257925E-2,4.8795967370536186E-3,2.2714336124011228E-4,2.428443251660401E-5,4.1372125037620654E-3,5.3765343914641697E-5,4.7867680094824886E-5,2.0569991065744968E-2]
[2004,9,21,7,1.5506792132938756E-2,4.3028747891655124E-3,0,0,2.5500943299386291E-3,8.9420277777777987E-5,2.2449181529820672E-2,null,1.8379964783036027E-2,6.3331901370779929E-3,0,0,4.2243000906216068E-3,5.3765343914641697E-5,6.2127084633719056E-5,2.8991220354650269E-2]
[2004,9,21,10,1.5451985333208804E-2,5.5753837513799901E-3,0,0,2.8758210339237481E-3,8.9420277777777987E-5,2.3992610396290324E-2,null,1.8315003117188478E-2,8.2061336001628266E-3,0,0,4.7638751679072097E-3,5.3765343914641697E-5,8.050021326663404E-5,3.1338777229173158E-2]
[2004,9,21,14,1.4943776143841226E-2,6.1313977295183904E-3,0,0,3.2781365071088706E-3,8.9420277777777987E-5,2.4442730658246266E-2,null,1.7712630497312445E-2,9.0245032750811485E-3,0,0,5.4303216086846722E-3,5.3765343914641697E-5,8.8528224577656754E-5,3.2221220724992908E-2]
[2004,9,21,18,2.0218894443579966E-2,5.0105367743125493E-3,0,0,2.8304060931144555E-3,8.9420277777777987E-5,2.8149257588784747E-2,null,2.3965147958328561E-2,7.3747630678086653E-3,0,0,4.6886440925999343E-3,5.3765343914641697E-5,7.2344666645168224E-5,3.6082320462651807E-2]
[2004,9,21,21,1.9773045930097911E-2,4.4375806553190551E-3,1.6592068000000076E-4,1.633700000000002E-5,2.421600486338367E-3,8.9420277777777987E-5,2.6903905029533118E-2,null,2.343669049877686E-2,6.5314570876009986E-3,1.1357168062005614E-4,1.2142216258302005E-5,4.0114465703449788E-3,5.3765343914641697E-5,6.4072036127137393E-5,3.4159073397515838E-2]
[2004,9,21,22,1.708576977482084E-2,3.9228135496378229E-3,3.3184136000000153E-4,3.267400000000004E-5,2.2161534212387845E-3,8.9420277777777987E-5,2.3678672383475229E-2,null,2.0251502958191409E-2,5.773796659089012E-3,2.2714336124011228E-4,2.428443251660401E-5,3.6711179615052437E-3,5.3765343914641697E-5,5.6639568042813983E-5,3.0001610716457027E-2]
[2004,9,22,1,1.0584924339443861E-2,3.4305768227360155E-3,3.3184136000000153E-4,3.267400000000004E-5,2.414658287832664E-3,8.9420277777777987E-5,1.6884095087790318E-2,null,1.2546149772448714E-2,5.04929758889258E-3,2.2714336124011228E-4,2.428443251660401E-5,3.9999466311339219E-3,5.3765343914641697E-5,4.9532404973822081E-5,2.1900587130146577E-2]
[2004,9,22,4,9.89409459659275E-3,3.5456587049212951E-3,3.3184136000000153E-4,3.267400000000004E-5,2.6693503035907853E-3,8.9420277777777987E-5,1.6563039242882611E-2,null,1.1727319789056724E-2,5.2186809609226859E-3,2.2714336124011228E-4,2.428443251660401E-5,4.4218508299772351E-3,5.3765343914641697E-5,5.1194015451620613E-5,2.1673044717628005E-2]
[2004,9,22,7,1.6189958377772529E-2,4.1997563344137743E-3,0,0,2.5594793320500293E-3,8.9420277777777987E-5,2.3038614322014109E-2,null,1.9189711338826358E-2,6.1814151464998713E-3,0,0,4.2398465999425481E-3,5.3765343914641697E-5,6.0638208177961907E-5,2.9664738429183417E-2]
[2004,9,22,12,1.6527766707740074E-2,5.69125258073774E-3,0,0,2.978691462748552E-3,8.9420277777777987E-5,2.5287131029004144E-2,null,1.9590110412663883E-2,8.3766752410980947E-3,0,0,4.9342828099717137E-3,5.3765343914641697E-5,8.2173186086118507E-5,3.2954833807648333E-2]
[2004,9,22,16,1.7586626631800838E-2,5.7876594419844973E-3,0,0,3.299050504878275E-3,8.9420277777777987E-5,2.6762756856441389E-2,null,2.0845160970352421E-2,8.5185717667260255E-3,0,0,5.4649662105079634E-3,5.3765343914641697E-5,8.3565157156954636E-5,3.4882464291501054E-2]
[2004,9,22,19,2.0750278096137373E-2,5.6210678917365097E-3,0,0,3.3015127591720463E-3,8.9420277777777987E-5,2.9762279024823708E-2,null,2.4594988916829579E-2,8.2733738433266105E-3,0,0,5.4690450012076638E-3,5.3765343914641697E-5,8.1159824013731475E-5,3.8391173105278495E-2]
[2004,9,22,22,1.7627959134193062E-2,4.0536254530636048E-3,3.3184136000000153E-4,3.267400000000004E-5,2.1648679976795297E-3,8.9420277777777987E-5,2.4300388222713978E-2,null,2.0894151756573779E-2,5.9663322770611132E-3,2.2714336124011228E-4,2.428443251660401E-5,3.5861622730644395E-3,5.3765343914641697E-5,5.8528296530962145E-5,3.0751839444370689E-2]
[2004,9,22,23,1.4431682188857415E-2,3.8779803783117184E-3,3.3184136000000153E-4,3.267400000000004E-5,2.3750570602390931E-3,8.9420277777777987E-5,2.1138655265186011E-2,null,1.7105653323857269E-2,5.7078089154597158E-3,2.2714336124011228E-4,2.428443251660401E-5,3.9343461286943616E-3,5.3765343914641697E-5,5.5992244017400004E-5,2.7053001505682708E-2]
[2004,9,23,4,9.4684810322745172E-3,3.4835999835272336E-3,3.3184136000000153E-4,3.267400000000004E-5,2.6892336244262768E-3,8.9420277777777987E-5,1.6095250278005804E-2,null,1.1222846506878985E-2,5.127339775898623E-3,2.2714336124011228E-4,2.428443251660401E-5,4.4547880876390899E-3,5.3765343914641697E-5,5.0297980213500892E-5,2.111016750808806E-2]
[2004,9,23,6,1.2424433754318497E-2,4.076713141587915E-3,0,0,2.9120160861732399E-3,8.9420277777777987E-5,1.9502583259857431E-2,null,1.4726492294203503E-2,6.0003139122270423E-3,0,0,4.823833248948574E-3,5.3765343914641697E-5,5.8861648266540998E-5,2.560440479929376E-2]
[2004,9,23,10,1.5389118621222114E-2,5.572058382849578E-3,0,0,2.8765587760155205E-3,8.9420277777777987E-5,2.3927156057864989E-2,null,1.8240488159972652E-2,8.2012391534938278E-3,0,0,4.7650972575956352E-3,5.3765343914641697E-5,8.0452199912248873E-5,3.1260589914976759E-2]
[2004,9,23,13,1.4908453793667478E-2,5.988689998394958E-3,0,0,3.1571289092390026E-3,8.9420277777777987E-5,2.4143692979079215E-2,null,1.7670763453072617E-2,8.8144587723892678E-3,0,0,5.229869256531924E-3,5.3765343914641697E-5,8.6467738106677907E-5,3.1768856825908451E-2]
[2004,9,23,17,1.8703116983214543E-2,5.4819923433500478E-3,0,0,3.3026811661130929E-3,8.9420277777777987E-5,{"$f":"SUM(E6403:J6403)","v":2.7577210770455461E-2},null,{"$f":"E6403*W$5","v":2.2168519996749222E-2},8.0686753720702158E-3,{"$f":"G6403*Y$5","v":0},{"$f":"H6403*Z$5","v":0},{"$f":"I6403*AA$5","v":5.4709804988435744E-3},{"$f":"J6403*AB$5","v":5.3765343914641697E-5},7.9151780835983723E-5,{"$f":"SUM(M6403:R6403)","v":3.5761941211577657E-2}]
[2004,9,23,20,2.084643012008066E-2,5.443334223773872E-3,0,0,3.2641332414466997E-3,8.9420277777777987E-5,2.9643317863079006E-2,null,2.4708956447879491E-2,8.0117763839252926E-3,0,0,5.4071248211340212E-3,5.3765343914641697E-5,7.8593615333994924E-5,3.8181622996853445E-2]
[2004,9,23,23,1.3916778612366594E-2,3.7358135246748983E-3,3.3184136000000153E-4,3.267400000000004E-5,2.4351110850976227E-3,8.9420277777777987E-5,2.0541638859916896E-2,null,1.6495345948777558E-2,5.4985605037840574E-3,2.2714336124011228E-4,2.428443251660401E-5,4.0338272418727061E-3,5.3765343914641697E-5,5.393956700940434E-5,2.6332926832105679E-2]
[2004,9,24,1,1.0779726922205767E-2,3.6302844725652479E-3,3.3184136000000153E-4,3.267400000000004E-5,2.560835935995888E-3,8.9420277777777987E-5,1.7424782968544682E-2,null,1.277704630992166E-2,5.343237473311762E-3,2.2714336124011228E-4,2.428443251660401E-5,4.2420938509968127E-3,5.3765343914641697E-5,5.2415885128574173E-5,2.2667570771901596E-2]
[2004,9,24,4,1.0137875480463762E-2,3.6990260846386127E-3,3.3184136000000153E-4,3.267400000000004E-5,2.7741818908311854E-3,8.9420277777777987E-5,1.7065019093711338E-2,null,1.201626956164115E-2,5.4444148770061663E-3,2.2714336124011228E-4,2.428443251660401E-5,4.5955071838934781E-3,5.3765343914641697E-5,5.3408411325686328E-5,2.2361384760212155E-2]
[2004,9,24,7,1.568229007407719E-2,4.4118105169590185E-3,0,0,2.526480777623259E-3,8.9420277777777987E-5,2.2710001646437245E-2,null,1.8587979822508184E-2,6.4935272862263749E-3,0,0,4.1851836038255602E-3,5.3765343914641697E-5,6.36999538227794E-5,2.9320456056474761E-2]
[2004,9,24,11,1.5556393652147857E-2,5.8622516065654565E-3,0,0,2.9354485653686818E-3,8.9420277777777987E-5,2.4443514101859777E-2,null,1.8438756709079317E-2,8.6283603114024679E-3,0,0,4.8626497832338668E-3,5.3765343914641697E-5,8.4642156593146064E-5,3.1983532147630292E-2]
[2004,9,24,14,1.4126792706527792E-2,5.9246213963995292E-3,0,0,3.0274535998830762E-3,8.9420277777777987E-5,2.3168287980588176E-2,null,1.6744272459272576E-2,8.7201593427903602E-3,0,0,5.0150586063404824E-3,5.3765343914641697E-5,8.5542683194888102E-5,3.0533255752318061E-2]
[2004,9,24,18,1.9727489810740528E-2,4.9975223329574974E-3,0,0,2.8525730042366923E-3,8.9420277777777987E-5,2.7667005425712494E-2,null,2.3382693523628022E-2,7.3556077505689136E-3,0,0,4.7253641792112874E-3,5.3765343914641697E-5,7.2156757552028491E-5,3.5517430797322863E-2]
[2004,9,24,22,1.8189415227813383E-2,3.8976136156512672E-3,3.3184136000000153E-4,3.267400000000004E-5,2.3060391510163112E-3,8.9420277777777987E-5,2.4847003632258738E-2,null,2.1559637121921667E-2,5.7367061135354842E-3,2.2714336124011228E-4,2.428443251660401E-5,3.82001609911019E-3,5.3765343914641697E-5,5.6275718637879171E-5,3.1421552472238705E-2]
[2004,9,25,1,1.2452707747822141E-2,3.6604497776279148E-3,3.3184136000000153E-4,3.267400000000004E-5,2.8521416172876016E-3,8.9420277777777987E-5,1.9419234780515437E-2,null,1.4760005028521319E-2,5.3876363047594879E-3,2.2714336124011228E-4,2.428443251660401E-5,4.7246495750859641E-3,5.3765343914641697E-5,5.2851427074937365E-5,2.5177484046038128E-2]
[2004,9,25,2,1.1529815064697394E-2,3.5309398025684491E-3,3.3184136000000153E-4,3.267400000000004E-5,2.7823176586249027E-3,8.9420277777777987E-5,1.8297008163668527E-2,null,1.3666114372805164E-2,5.1970169312269172E-3,2.2714336124011228E-4,2.428443251660401E-5,4.6089843028473895E-3,5.3765343914641697E-5,5.0981496487672777E-5,2.3777308744550831E-2]
[2004,9,25,5,1.1250264512125433E-2,3.6343850065508384E-3,0,0,2.9856796321395857E-3,8.9420277777777987E-5,1.7959749428593637E-2,null,1.3334767356136465E-2,5.349272847954706E-3,0,0,4.9458589011951836E-3,5.3765343914641697E-5,5.2475090714246263E-5,2.3683664449200992E-2]
[2004,9,25,9,1.8750329852426969E-2,4.8228385449234999E-3,0,0,3.4976430818778816E-3,8.9420277777777987E-5,2.7160231757006131E-2,null,2.2224480692294192E-2,7.0984992596897518E-3,0,0,5.7939401747912397E-3,5.3765343914641697E-5,6.9634584582772385E-5,3.5170685470689828E-2]
[2004,9,25,12,1.9615256079665831E-2,4.7688020183505042E-3,0,0,3.1704906869487424E-3,8.9420277777777987E-5,2.7643969062742857E-2,null,2.3249664589794578E-2,7.0189655493443437E-3,0,0,5.2520034019740954E-3,5.3765343914641697E-5,6.8854377854896909E-5,3.5574398885027662E-2]
[2004,9,25,15,1.8982511499469404E-2,4.2794118155100383E-3,0,0,2.8260525617351253E-3,8.9420277777777987E-5,2.6177396154492348E-2,null,2.2499682065945319E-2,6.2986561381534762E-3,0,0,4.6814323503579641E-3,5.3765343914641697E-5,6.178831434141989E-5,3.3533535898371401E-2]
[2004,9,25,20,2.2767953985208977E-2,4.5562140059434656E-3,0,0,2.7630686154429419E-3,8.9420277777777987E-5,3.0176656884373161E-2,null,2.6986509449689711E-2,6.7060676916545596E-3,0,0,4.5770977432392614E-3,5.3765343914641697E-5,6.5784924504271375E-5,3.8323440228498179E-2]
[2004,9,25,23,1.603504154664567E-2,3.9301814804953081E-3,3.3184136000000153E-4,3.267400000000004E-5,2.8416320215619612E-3,8.9420277777777987E-5,2.3260790686480716E-2,null,1.9006090775914253E-2,5.7846411547631113E-3,2.2714336124011228E-4,2.428443251660401E-5,4.7072401460875914E-3,5.3765343914641697E-5,5.6745949958716107E-5,2.9803165214436315E-2]
[2004,9,26,2,8.9238131004854889E-3,3.0414154940412268E-3,3.3184136000000153E-4,3.267400000000004E-5,2.5638737199901599E-3,8.9420277777777987E-5,1.4983037952294656E-2,null,1.057725989432186E-2,4.4765101364601127E-3,2.2714336124011228E-4,2.428443251660401E-5,4.2471260221803005E-3,5.3765343914641697E-5,4.3913496688396329E-5,1.9606089190633627E-2]
[2004,9,26,3,8.5855272482089368E-3,3.0752596796609602E-3,3.3184136000000153E-4,3.267400000000004E-5,2.6300118214229403E-3,8.9420277777777987E-5,1.4744734387070616E-2,null,1.0176294820556857E-2,4.5263237315719294E-3,2.2714336124011228E-4,2.428443251660401E-5,4.3566855724275098E-3,5.3765343914641697E-5,4.440215617475899E-5,1.9364497262227654E-2]
[2004,9,26,6,9.2208521502843768E-3,3.2374422679380195E-3,0,0,2.7724594909708201E-3,8.9420277777777987E-5,1.5320174186970995E-2,null,1.0929335760670331E-2,4.7650323203201634E-3,0,0,4.5926539820331366E-3,5.3765343914641697E-5,4.6743830492909106E-5,2.034078740693827E-2]
[2004,9,26,10,1.6723136025635202E-2,3.9409515544976265E-3,0,0,2.8967639959035932E-3,8.9420277777777987E-5,2.36502718538142E-2,null,1.9821678692667499E-2,{"$f":"(F6468*X$5)-S6468","v":5.8004930978916517E-3},0,0,4.7985677497269083E-3,5.3765343914641697E-5,{"$f":"(F6468*$AC$7)*$AC$5","v":5.6901453739755298E-5},3.0474504884200702E-2]
[2004,9,26,12,1.6918729211165304E-2,4.3985113466451587E-3,0,0,3.2118765258086577E-3,8.9420277777777987E-5,2.4618537361396901E-2,null,2.0053512319572756E-2,6.4739528904119454E-3,0,0,5.3205601611472355E-3,5.3765343914641697E-5,6.3507933668781924E-5,3.1901790715046584E-2]
[2004,9,26,17,1.9487343478012988E-2,3.595435874269044E-3,0,0,2.5214645751771092E-3,8.9420277777777987E-5,2.5693664205236916E-2,null,2.3098051729215127E-2,5.2919455324966971E-3,0,0,4.1768741290743438E-3,5.3765343914641697E-5,5.1912723423481981E-5,3.2620636734700816E-2]
[2004,9,26,21,1.7633281447490431E-2,3.5652685349566128E-3,1.6592068000000076E-4,1.633700000000002E-5,2.6932747040638934E-3,8.9420277777777987E-5,2.4163502644288716E-2,null,2.0900460213547425E-2,5.2475437069366216E-3,1.1357168062005614E-4,1.2142216258302005E-5,4.4614822451371008E-3,5.3765343914641697E-5,5.1477152105590806E-5,3.0788965406414147E-2]
[2004,9,26,24,1.0477075258450973E-2,3.0047817341537142E-3,3.3184136000000153E-4,3.267400000000004E-5,2.2267243398537461E-3,8.9420277777777987E-5,1.6162516970236213E-2,null,1.2418317897645834E-2,4.4225907039477218E-3,2.2714336124011228E-4,2.428443251660401E-5,3.6886289735250269E-3,5.3765343914641697E-5,4.3384559916470356E-5,2.0834730712789941E-2]
[2004,9,27,1,9.7180218139760154E-3,3.006661725375673E-3,3.3184136000000153E-4,3.267400000000004E-5,2.3262599928925275E-3,8.9420277777777987E-5,1.5504879170021996E-2,null,1.1518623398726417E-2,4.4253577707224004E-3,2.2714336124011228E-4,2.428443251660401E-5,3.8535124694864973E-3,5.3765343914641697E-5,4.3411704181521099E-5,2.0102686776606676E-2]
[2004,9,27,4,8.757236167872641E-3,3.219952582270284E-3,3.3184136000000153E-4,3.267400000000004E-5,2.6055254213050087E-3,8.9420277777777987E-5,1.5036649809225713E-2,null,1.0379818790524071E-2,4.7392901107047676E-3,2.2714336124011228E-4,2.428443251660401E-5,4.3161231896862934E-3,5.3765343914641697E-5,4.6491305556689128E-5,1.9740425228586485E-2]
[2004,9,27,9,1.526394601494024E-2,4.9353667671441304E-3,0,0,2.5902399537993557E-3,8.9420277777777987E-5,2.2878973013661506E-2,null,1.8092122974218035E-2,7.2641240249990005E-3,0,0,4.2908024001722537E-3,5.3765343914641697E-5,7.1259324025153148E-5,2.9700814743303928E-2]
[2004,9,27,12,1.5256350789498616E-2,5.767040840325365E-3,0,0,3.1123193830079198E-3,8.9420277777777987E-5,2.4225131290609679E-2,null,1.8083120469061617E-2,8.4882242592882653E-3,0,0,5.1556410668150239E-3,5.3765343914641697E-5,8.3267455347566348E-5,3.1780751139079549E-2]
[2004,9,27,15,1.5020366607237589E-2,5.5340004246441678E-3,0,0,2.9228978178398365E-3,8.9420277777777987E-5,2.3566685127499376E-2,null,1.7803412008270555E-2,8.1452235134034552E-3,0,0,4.8418591311779691E-3,5.3765343914641697E-5,7.9902699843976467E-5,3.084425999676662E-2]
[2004,9,27,18,2.0400175196085928E-2,4.333766417408345E-3,0,0,2.2221230903240832E-3,8.9420277777777987E-5,2.7045484981596132E-2,null,2.4180017276130554E-2,6.3786580079531596E-3,0,0,3.6810068794805311E-3,5.3765343914641697E-5,6.257311360187503E-5,3.429344750747889E-2]
[2004,9,27,22,1.5760719624624945E-2,3.5312156982274683E-3,3.3184136000000153E-4,3.267400000000004E-5,1.9797743083835979E-3,8.9420277777777987E-5,2.1725645269013792E-2,null,1.868094117548557E-2,5.1974230085013381E-3,2.2714336124011228E-4,2.428443251660401E-5,3.2795495806292115E-3,5.3765343914641697E-5,5.0985480008876113E-5,2.7463106902287478E-2]
[2004,9,28,1,9.7413166636026553E-3,3.3528829687162849E-3,3.3184136000000153E-4,3.267400000000004E-5,2.4635960527272923E-3,8.9420277777777987E-5,1.6011731322824012E-2,null,1.1546234429563302E-2,4.934943819819796E-3,2.2714336124011228E-4,2.428443251660401E-5,4.0810133596279113E-3,5.3765343914641697E-5,4.8410621775213198E-5,2.0867384746682368E-2]
[2004,9,28,2,9.2883949187645837E-3,3.2964772975484905E-3,3.3184136000000153E-4,3.267400000000004E-5,2.4555402407946776E-3,8.9420277777777987E-5,1.549434809488553E-2,null,1.1009393176502839E-2,4.8519230818669691E-3,2.2714336124011228E-4,2.428443251660401E-5,4.0676686897161149E-3,5.3765343914641697E-5,4.7596208138244944E-5,2.0234178085757282E-2]
[2004,9,28,6,1.1965248791369265E-2,4.0554021004957337E-3,0,0,2.922388631050753E-3,8.9420277777777987E-5,1.9032459800693534E-2,null,1.4182227344009247E-2,5.9689472371855772E-3,0,0,4.8410156495176972E-3,5.3765343914641697E-5,5.8553948666055203E-5,2.504595557462716E-2]
[2004,9,28,9,1.4944589458514712E-2,5.0829460256632073E-3,0,0,2.5840285975400265E-3,8.9420277777777987E-5,2.2700984359495725E-2,null,1.771359450682054E-2,7.4813386896793932E-3,0,0,4.2805131208694764E-3,5.3765343914641697E-5,7.3390148074991329E-5,2.9529211661284051E-2]
[2004,9,28,13,1.4360416057510005E-2,5.962899592957093E-3,0,0,3.1489562600065979E-3,8.9420277777777987E-5,2.3561692188251472E-2,null,1.702118266266834E-2,8.7764991408978751E-3,0,0,5.2163310424793103E-3,5.3765343914641697E-5,8.6095363175989548E-5,3.1067778189960166E-2]
[2004,9,28,16,1.6305891085047021E-2,5.6943446763136722E-3,0,0,3.2903312235243484E-3,8.9420277777777987E-5,2.5379987262662822E-2,null,1.9327124612870377E-2,8.3812263447587687E-3,0,0,5.4505224855911543E-3,5.3765343914641697E-5,8.2217831327487185E-5,3.3212638787134943E-2]
[2004,9,28,19,1.9287952695337285E-2,5.5228888494928971E-3,0,0,3.3242669046010696E-3,8.9420277777777987E-5,2.8224528727209028E-2,null,2.2861716868192723E-2,8.1288689315009988E-3,0,0,5.5067378572990506E-3,5.3765343914641697E-5,7.974226529645601E-5,3.6551089000907415E-2]
[2004,9,28,23,1.3397343092338032E-2,3.7355272812601508E-3,3.3184136000000153E-4,3.267400000000004E-5,2.459663414355997E-3,8.9420277777777987E-5,2.0046469425731961E-2,null,1.5879666929975E-2,5.4981391961560384E-3,2.2714336124011228E-4,2.428443251660401E-5,4.0744988380146483E-3,5.3765343914641697E-5,5.3935434082065009E-5,2.5757498101817048E-2]
[2004,9,29,3,1.1266374105010843E-2,3.5657966105452268E-3,3.3184136000000153E-4,3.267400000000004E-5,2.5984394750780582E-3,8.9420277777777987E-5,1.788454582841191E-2,null,1.3353861811479935E-2,5.2483209554677343E-3,2.2714336124011228E-4,2.428443251660401E-5,4.3043851284948996E-3,5.3765343914641697E-5,5.1484776728289431E-5,2.3211761033113929E-2]
[2004,9,29,4,1.1251895207875749E-2,3.7245469586627859E-3,3.3184136000000153E-4,3.267400000000004E-5,2.7945521495668047E-3,8.9420277777777987E-5,1.8224929953883119E-2,null,1.3336700194998668E-2,5.4819777984433599E-3,2.2714336124011228E-4,2.428443251660401E-5,4.6292510673305014E-3,5.3765343914641697E-5,5.377689462536742E-5,2.3753122198443891E-2]
[2004,9,29,7,1.7831195283631463E-2,4.3571107973214875E-3,0,0,2.6545713200362411E-3,8.9420277777777987E-5,2.4932297678766972E-2,null,2.1135044472313673E-2,6.413017454571123E-3,0,0,4.3973690447994063E-3,5.3765343914641697E-5,6.2910171577681661E-5,3.1999196315598846E-2]
[2004,9,29,10,1.7164321680085609E-2,5.5961312059753746E-3,0,0,2.8274922003484648E-3,8.9420277777777987E-5,2.5677365364187223E-2,null,2.0344609336353275E-2,8.236670759910962E-3,0,0,4.6838171505802122E-3,5.3765343914641697E-5,8.0799775519950663E-5,3.3318862590759092E-2]
[2004,9,29,14,1.5238006711285324E-2,5.7962450798680837E-3,0,0,2.8859940625062907E-3,8.9420277777777987E-5,2.4009666131437478E-2,null,1.8061377512256168E-2,8.5312085455841423E-3,0,0,4.7807270643482978E-3,5.3765343914641697E-5,8.3689120943391347E-5,3.142707846610325E-2]
[2004,9,29,17,1.9821921911013625E-2,5.4184014564723822E-3,0,0,3.0223086955015127E-3,8.9420277777777987E-5,2.8352052340765301E-2,null,2.3494622455319886E-2,7.9750790678980062E-3,0,0,5.0065359333592825E-3,5.3765343914641697E-5,7.8233623416918275E-5,3.6530002800491818E-2]
[2004,9,29,20,2.2864374824635443E-2,5.5201389313668386E-3,0,0,3.1273894437978057E-3,8.9420277777777987E-5,3.1601323477577867E-2,null,2.7100795603641873E-2,8.1248214620283608E-3,0,0,5.1806050292900595E-3,5.3765343914641697E-5,7.9702560586343679E-5,4.0459987438874939E-2]
[2004,9,30,1,1.1626576182489769E-2,3.5815324247516211E-3,3.3184136000000153E-4,3.267400000000004E-5,2.5358550410740947E-3,8.9420277777777987E-5,1.8197899286093264E-2,null,1.3780803853527184E-2,5.2714817277918005E-3,2.2714336124011228E-4,2.428443251660401E-5,4.2007123242654154E-3,5.3765343914641697E-5,5.1711978380413436E-5,2.3558191043255759E-2]
[2004,9,30,4,1.0906760899013735E-2,3.7037528555978558E-3,3.3184136000000153E-4,3.267400000000004E-5,2.8003720087329455E-3,8.9420277777777987E-5,1.7864821401122319E-2,null,1.2927617749840548E-2,5.4513719791032759E-3,2.2714336124011228E-4,2.428443251660401E-5,4.6388918211309792E-3,5.3765343914641697E-5,5.347665883783066E-5,2.3323074687746161E-2]
[2004,9,30,5,1.2015081987210635E-2,3.897511908827098E-3,0,0,2.9366405973568492E-3,8.9420277777777987E-5,1.8938654771172361E-2,null,1.4241293872839858E-2,5.7365564162546508E-3,0,0,4.8646244163980295E-3,5.3765343914641697E-5,5.6274250143260431E-5,2.489624004940718E-2]
[2004,9,30,8,1.8652513036041353E-2,4.7236425073918257E-3,0,0,2.5764450496936885E-3,8.9420277777777987E-5,2.6042020870904646E-2,null,2.2108539908091803E-2,6.9524974824326791E-3,0,0,4.2679507691641217E-3,5.3765343914641697E-5,6.8202341972650998E-5,3.3382753503603251E-2]
[2004,9,30,11,1.63947979706691E-2,5.640497542540493E-3,0,0,2.8365334363435837E-3,8.9420277777777987E-5,2.4961249227330957E-2,null,1.9432504591701212E-2,8.3019713923764889E-3,0,0,4.6987942020504736E-3,5.3765343914641697E-5,8.1440359148739848E-5,3.248703553004282E-2]
[2004,9,30,17,1.9283513903910927E-2,5.3901780443776966E-3,0,0,3.0287285582586351E-3,8.9420277777777987E-5,2.7791840784325041E-2,null,2.285645563625021E-2,7.9335384133656407E-3,0,0,5.0171706093037382E-3,5.3765343914641697E-5,7.7826119504354054E-5,3.5860930002834232E-2]
[2004,9,30,19,2.2156468065462627E-2,5.8023426715012281E-3,0,0,3.438704804564183E-3,8.9420277777777987E-5,3.1486935819305818E-2,null,2.6261724492626488E-2,8.5401832913258036E-3,0,0,5.6963073275375737E-3,5.3765343914641697E-5,8.377716105843446E-5,4.0551980455404507E-2]
[2004,9,30,23,1.5602061694890748E-2,4.019046725529862E-3,3.3184136000000153E-4,3.267400000000004E-5,2.4800586289652734E-3,8.9420277777777987E-5,2.255510268716366E-2,null,1.8492886345314107E-2,5.9154375457710412E-3,2.2714336124011228E-4,2.428443251660401E-5,4.1082840615300027E-3,5.3765343914641697E-5,5.802903135656655E-5,2.8821801090286512E-2]
[2004,10,1,2,8.8224963411886979E-3,3.4312893274183291E-3,3.3184136000000163E-4,3.2674000000000291E-5,2.5913286836049261E-3,8.6535752688172353E-5,1.5296165464900128E-2,null,1.0457170681037653E-2,5.0503462895515007E-3,2.2714336124011236E-4,2.4284432516604197E-5,4.2926059104825736E-3,5.2030977981911385E-5,4.9542692477146941E-5,2.0103581652810357E-2]
[2004,10,1,5,9.5614676223615119E-3,3.6802219468238702E-3,3.3184136000000163E-4,3.2674000000000291E-5,2.8279629026783061E-3,8.6535752688172353E-5,1.6520703584551859E-2,null,1.1333062097340356E-2,5.416737989813342E-3,2.2714336124011236E-4,2.4284432516604197E-5,4.6845968816949636E-3,5.2030977981911385E-5,5.3136907663896728E-5,2.173785574058729E-2]
[2004,10,1,6,1.1342941812394701E-2,4.164135533091147E-3,1.6592068000000082E-4,1.6337000000000145E-5,3.0030440679800433E-3,8.6535752688172353E-5,1.8778914846154068E-2,null,1.3444616350082653E-2,6.1289866379642963E-3,1.1357168062005618E-4,1.2142216258302098E-5,4.974623557872101E-3,5.2030977981911385E-5,6.0123897014628951E-5,2.472597142077932E-2]
[2004,10,1,10,1.4036354304512114E-2,5.5225435117905227E-3,0,0,2.7292384731587779E-3,8.6535752688172353E-5,2.2374672042149584E-2,null,1.6637077197362064E-2,8.1283606458924674E-3,0,0,4.5210571993899778E-3,5.2030977981911385E-5,7.9737279135874096E-5,2.9338526020626421E-2]
[2004,10,1,13,1.3253162044958071E-2,5.6532686688828731E-3,0,0,2.628300672564031E-3,8.6535752688172353E-5,2.1621267139093146E-2,null,1.570877132819571E-2,8.320768586195515E-3,0,0,4.3538510081547709E-3,5.2030977981911385E-5,8.1624755136542885E-5,2.8435421900527908E-2]
[2004,10,1,17,1.6128145037208084E-2,4.9219588142545463E-3,0,0,2.694619285621177E-3,8.6535752688172353E-5,{"$f":"SUM(E6595:J6595)","v":2.3831258889771979E-2},null,{"$f":"E6595*W$5","v":1.9116444926730525E-2},7.2443895174524328E-3,{"$f":"G6595*Y$5","v":0},{"$f":"H6595*Z$5","v":0},{"$f":"I6595*AA$5","v":4.463709580780178E-3},{"$f":"J6595*AB$5","v":5.2030977981911385E-5},7.1065733213253741E-5,{"$f":"SUM(M6595:R6595)","v":3.0876575002945047E-2}]
[2004,10,1,20,1.815509562030793E-2,4.6101150381420031E-3,3.3184136000000163E-4,3.2674000000000291E-5,2.6100184761708163E-3,8.6535752688172353E-5,2.5826280247308923E-2,null,2.1518958613310078E-2,6.7854019744827861E-3,2.2714336124011236E-4,2.4284432516604197E-5,4.3235660563496836E-3,5.2030977981911385E-5,6.6563174895771334E-5,3.2931385415881177E-2]
[2004,10,1,24,1.1515049719573161E-2,3.1497673057294829E-3,3.3184136000000163E-4,3.2674000000000291E-5,2.2888311146113554E-3,8.6535752688172353E-5,1.7404699252602171E-2,null,1.3648613233880608E-2,4.6359878481626367E-3,2.2714336124011236E-4,2.4284432516604197E-5,3.7915105223197722E-3,5.2030977981911385E-5,4.5477935001108322E-5,2.2379570376101648E-2]
[2004,10,2,3,8.9891448621590691E-3,3.2533703248394477E-3,3.3184136000000163E-4,3.2674000000000291E-5,2.6327756836504305E-3,8.6535752688172353E-5,1.532634198333712E-2,null,1.0654696637426415E-2,4.7884760452282038E-3,2.2714336124011236E-4,2.4284432516604197E-5,4.3612639848105263E-3,5.2030977981911385E-5,4.6973807842391227E-5,2.0107895439203775E-2]
[2004,10,2,6,9.7046586521130074E-3,3.4916265982173869E-3,1.6592068000000082E-4,1.6337000000000145E-5,2.7710966387082302E-3,8.6535752688172353E-5,1.6236175321726797E-2,null,1.1502784246287506E-2,5.1391537559655788E-3,1.1357168062005618E-4,1.2142216258302098E-5,4.5903963804735503E-3,5.2030977981911385E-5,5.0413872540052681E-5,2.1410079257586909E-2]
[2004,10,2,7,1.1821622094558143E-2,3.867837240773506E-3,0,0,2.9993473342991325E-3,8.6535752688172353E-5,1.8775342422318951E-2,null,1.4011988805524891E-2,5.6928797293309954E-3,0,0,4.968499818746086E-3,5.2030977981911385E-5,5.5845792262430355E-5,2.4725399331583884E-2]
[2004,10,2,11,1.6396373926772345E-2,4.6109930497244458E-3,0,0,3.1460568837234611E-3,8.6535752688172353E-5,2.4239959612908424E-2,null,1.9434372548492593E-2,6.7866942766218507E-3,0,0,5.2115281474052694E-3,5.2030977981911385E-5,6.6575852071511877E-5,3.1484625950501624E-2]
[2004,10,2,15,1.5869903079237458E-2,4.0189574274826162E-3,0,0,2.6403327522962206E-3,8.6535752688172353E-5,2.2615729011704465E-2,null,1.8810354663037612E-2,5.9153061123597087E-3,0,0,4.3737824730054374E-3,5.2030977981911385E-5,5.8027742026151249E-5,2.9151474226384668E-2]
[2004,10,2,18,1.8708287750245599E-2,4.02417572659003E-3,0,0,2.5252135286306533E-3,8.6535752688172353E-5,2.534421275815445E-2,null,2.2174648828239149E-2,5.9229866706047704E-3,0,0,4.183084371663261E-3,5.2030977981911385E-5,5.8103086470546126E-5,3.2332750848489092E-2]
[2004,10,2,21,1.7734248884420583E-2,3.9287388767883912E-3,3.3184136000000163E-4,3.2674000000000291E-5,2.3677957438901082E-3,8.6535752688172353E-5,2.4481834617787253E-2,null,2.1020135380345313E-2,5.7825178571967112E-3,2.2714336124011236E-4,2.4284432516604197E-5,3.922317562162163E-3,5.2030977981911385E-5,5.6725120916044867E-5,3.1028429571442816E-2]
[2004,10,3,1,1.026248590778699E-2,3.2419189654451118E-3,3.3184136000000163E-4,3.2674000000000291E-5,2.642047204023079E-3,8.6535752688172353E-5,1.6597503189943352E-2,null,1.21639684052295E-2,4.7716213515813059E-3,2.2714336124011236E-4,2.4284432516604197E-5,4.3766225085680862E-3,5.2030977981911385E-5,4.680846731794594E-5,2.1615671037117524E-2]
[2004,10,3,4,8.8090851402282226E-3,3.262833390747605E-3,3.3184136000000163E-4,3.2674000000000291E-5,2.7633125375646308E-3,8.6535752688172353E-5,1.5286282181228631E-2,null,1.0441274588587419E-2,4.8024042673152061E-3,2.2714336124011236E-4,2.4284432516604197E-5,4.5775018068178741E-3,5.2030977981911385E-5,4.7110440378864493E-5,2.0124639434459128E-2]
[2004,10,3,8,1.3448800430040703E-2,4.0252393110408223E-3,0,0,3.2159112347397651E-3,8.6535752688172353E-5,2.0776486728509461E-2,null,1.5940658529442878E-2,5.9245521083373925E-3,0,0,5.3272437653979531E-3,5.2030977981911385E-5,5.8118443041310366E-5,2.7244485381160134E-2]
[2004,10,3,9,1.5894054267106775E-2,4.2612247895125761E-3,0,0,3.2882327766221658E-3,8.6535752688172353E-5,2.3530047585929689E-2,null,1.8838980698564566E-2,6.2718875475451857E-3,0,0,5.4470463516556435E-3,5.2030977981911385E-5,6.1525720852474993E-5,3.0609945575747307E-2]
[2004,10,3,12,1.7891388336752773E-2,4.685658627172397E-3,0,0,3.2811174690171485E-3,8.6535752688172353E-5,2.5944700185630488E-2,null,2.1206390382355444E-2,6.8965908740927489E-3,0,0,5.4352596525489485E-3,5.2030977981911385E-5,6.7653911479843856E-5,3.3590271886979058E-2]
[2004,10,3,16,1.8313374351413635E-2,4.5840854191688202E-3,0,0,3.2261211145351147E-3,8.6535752688172353E-5,2.6210116637805741E-2,null,2.1706563985116605E-2,6.7470902563338065E-3,0,0,5.3441567068677571E-3,5.2030977981911385E-5,6.618734607895279E-5,3.3849841926300077E-2]
[2004,10,3,19,2.0645088421919748E-2,3.8276558287908095E-3,3.3184136000000163E-4,3.2674000000000291E-5,2.736064026089979E-3,8.6535752688172353E-5,2.7659859389488711E-2,null,2.4470309196415182E-2,5.6337386818844266E-3,2.2714336124011236E-4,2.4284432516604197E-5,4.5323639120583318E-3,5.2030977981911385E-5,5.5265632693474957E-5,3.4939870562096569E-2]
[2004,10,3,21,1.8940640154607141E-2,3.5784107801639935E-3,3.3184136000000163E-4,3.2674000000000291E-5,2.4950509109855031E-3,8.6535752688172353E-5,2.5465152958444811E-2,null,2.2450052597942582E-2,5.2668871323916268E-3,2.2714336124011236E-4,2.4284432516604197E-5,4.1331191813736698E-3,5.2030977981911385E-5,5.1666906495454041E-5,3.2153517683446507E-2]
[2004,10,4,3,8.8263045421916302E-3,3.6285057353750375E-3,3.3184136000000163E-4,3.2674000000000291E-5,2.9151538493996034E-3,8.6535752688172353E-5,1.5821015239654443E-2,null,1.046168448374556E-2,5.340619437374983E-3,2.2714336124011236E-4,2.4284432516604197E-5,4.829031038428697E-3,5.2030977981911385E-5,5.2390202820495958E-5,2.0934793731287871E-2]
[2004,10,4,6,1.1343054502367216E-2,4.449407314651258E-3,1.6592068000000082E-4,1.6337000000000145E-5,3.3163448594959919E-3,8.6535752688172353E-5,1.9377600109202638E-2,null,1.3444749919792524E-2,6.548864166799743E-3,1.1357168062005618E-4,1.2142216258302098E-5,5.4936147757477525E-3,5.2030977981911385E-5,6.4242795422089698E-5,2.5664973737200291E-2]
[2004,10,4,7,1.356234731443056E-2,5.1707817540720472E-3,0,0,3.4139975902330497E-3,8.6535752688172353E-5,2.2233662411423827E-2,null,1.607524392392147E-2,7.61061978571375E-3,0,0,5.6553791600918914E-3,5.2030977981911385E-5,7.4658364790583607E-5,2.9393273847709026E-2]
[2004,10,4,10,1.5205304544278538E-2,6.6178824405312819E-3,0,0,3.6351470242887741E-3,8.6535752688172353E-5,2.5544869761786763E-2,null,1.8022616131258679E-2,{"$f":"(F6660*X$5)-S6660","v":9.7405362355065667E-3},0,0,6.0217191669515576E-3,5.2030977981911385E-5,{"$f":"(F6660*$AC$7)*$AC$5","v":9.5552337129156266E-5},3.3836902511698713E-2]
[2004,10,4,13,1.5121275778602193E-2,6.6624153106722575E-3,0,0,3.4231440941554616E-3,8.6535752688172353E-5,2.5293370936118081E-2,null,1.7923018113780095E-2,9.8060819805658363E-3,0,0,5.6705305907251433E-3,5.2030977981911385E-5,9.6195325254025071E-5,3.3451661663052988E-2]
[2004,10,4,18,1.9750346104945641E-2,5.6489967496767251E-3,0,0,3.3106635032891254E-3,8.6535752688172353E-5,2.8796542110599659E-2,null,2.3409784741396288E-2,8.3144809580612041E-3,0,0,5.4842034558378345E-3,5.2030977981911385E-5,8.1563075004288741E-5,3.7260500133277238E-2]
[2004,10,4,21,1.8797895923607134E-2,5.0472536257745726E-3,3.3184136000000163E-4,3.2674000000000291E-5,3.0609028452648459E-3,8.6535752688172353E-5,2.7357103507334724E-2,null,2.2280860032757636E-2,7.4288047987298989E-3,2.2714336124011236E-4,2.4284432516604197E-5,5.0704681841896417E-3,5.2030977981911385E-5,7.2874803135313958E-5,3.508359178741581E-2]
[2004,10,4,24,1.0732304822328455E-2,3.9663309575200022E-3,3.3184136000000163E-4,3.2674000000000291E-5,2.7356157372450222E-3,8.6535752688172353E-5,1.7885302629781653E-2,null,1.2720837616452998E-2,5.8378477951073265E-3,2.2714336124011236E-4,2.4284432516604197E-5,4.5316213094862851E-3,5.2030977981911385E-5,5.7267894409489545E-5,2.339376549278524E-2]
[2004,10,5,4,8.397059687039566E-3,3.5653367617019685E-3,3.3184136000000163E-4,3.2674000000000291E-5,2.8329948684887875E-3,8.6535752688172353E-5,1.5246442429918496E-2,null,9.9529070877917031E-3,5.2476441265332735E-3,2.2714336124011236E-4,2.4284432516604197E-5,4.6929324688846866E-3,5.2030977981911385E-5,5.1478137197881586E-5,2.019694245494829E-2]
[2004,10,5,7,1.3055341754461618E-2,4.855669907784365E-3,0,0,3.2097283980326917E-3,8.6535752688172353E-5,2.1207275812966848E-2,null,1.5474297947658705E-2,7.1468221307109609E-3,0,0,5.3170017295032972E-3,5.2030977981911385E-5,7.0108620421378064E-5,2.7990152785854875E-2]
[2004,10,5,8,1.3763103842579541E-2,5.0483258563146366E-3,0,0,2.8109977955482965E-3,8.6535752688172353E-5,2.1708963247130644E-2,null,1.6313197582273859E-2,7.4303829622168098E-3,0,0,4.65649372380573E-3,5.2030977981911385E-5,7.2890284542692375E-5,2.8452105246278309E-2]
[2004,10,5,11,1.4264934953398971E-2,5.984695914179267E-3,0,0,3.1821790958629463E-3,8.6535752688172353E-5,2.3518345716129353E-2,null,1.6908010362687711E-2,8.8085800759361045E-3,0,0,5.2713655668382804E-3,5.2030977981911385E-5,8.6410069496676217E-5,3.1039986983444009E-2]
[2004,10,5,15,1.447713693294916E-2,6.0070894047242066E-3,0,0,3.2911690186330591E-3,8.6535752688172353E-5,2.3861931108994597E-2,null,1.7159530140446147E-2,8.8415399551803383E-3,0,0,5.4519103158028057E-3,5.2030977981911385E-5,8.6733398050375468E-5,3.1505011389411204E-2]
[2004,10,5,19,1.892587738521638E-2,5.1614396501530454E-3,3.3184136000000163E-4,3.2674000000000291E-5,2.8581096726513011E-3,8.6535752688172353E-5,2.7396477820708899E-2,null,2.2432554511995724E-2,7.5968696016395229E-3,2.2714336124011236E-4,2.4284432516604197E-5,4.734535819887864E-3,5.2030977981911385E-5,7.4523478764549521E-5,3.5067418705261741E-2]
[2004,10,5,22,1.5357028374287219E-2,4.1433228681466826E-3,3.3184136000000163E-4,3.2674000000000291E-5,2.4173487253007909E-3,8.6535752688172353E-5,2.2368751080422866E-2,null,1.8202452078526159E-2,6.0983534983050881E-3,2.2714336124011236E-4,2.4284432516604197E-5,4.0044034134211455E-3,5.2030977981911385E-5,5.9823393221278102E-5,2.8608667761991023E-2]
[2004,10,6,1,9.156410769812471E-3,3.4448406850285562E-3,3.3184136000000163E-4,3.2674000000000291E-5,2.5963239852307687E-3,8.6535752688172353E-5,1.5648626552759969E-2,null,1.0852954372857182E-2,5.0702918674654131E-3,2.2714336124011236E-4,2.4284432516604197E-5,4.3008807624607889E-3,5.2030977981911385E-5,4.9738353839004901E-5,2.0527585774522017E-2]
[2004,10,6,5,9.4466578707535446E-3,3.63755471306008E-3,3.3184136000000163E-4,3.2674000000000291E-5,2.8297021025572825E-3,8.6535752688172353E-5,1.6364965799059078E-2,null,1.1196979845562364E-2,5.3539381833375317E-3,2.2714336124011236E-4,2.4284432516604197E-5,4.687477913239607E-3,5.2030977981911385E-5,5.2520856541562353E-5,2.1541854713878133E-2]
[2004,10,6,8,1.4022518501311507E-2,4.9780872986964408E-3,0,0,2.7707885778568441E-3,8.6535752688172353E-5,2.1857930130552965E-2,null,1.6620677830336824E-2,7.327002277872887E-3,0,0,4.5898860693579383E-3,5.2030977981911385E-5,7.1876144687941384E-5,2.8589597155549561E-2]
[2004,10,6,12,1.4377008361441769E-2,5.8720831019161155E-3,0,0,3.101158243464732E-3,8.6535752688172353E-5,2.3436785459510785E-2,null,1.7040849268070722E-2,8.642830806696521E-3,0,0,5.1371523378961753E-3,5.2030977981911385E-5,8.478410870043592E-5,3.0872863390645329E-2]
[2004,10,6,13,1.3670835990645617E-2,6.0540685707794672E-3,0,0,3.2159354739533809E-3,8.6535752688172353E-5,2.3027375788066635E-2,null,1.6203833901209896E-2,8.9106862830861597E-3,0,0,5.3272839183095815E-3,5.2030977981911385E-5,8.7411707034147409E-5,3.0493835080587547E-2]
[2004,10,6,16,1.569032306884012E-2,5.7080425914596356E-3,0,0,3.3195328362927356E-3,8.6535752688172353E-5,2.4804434249280662E-2,null,1.8597501208980589E-2,8.401387633513762E-3,0,0,5.4988957453625939E-3,5.2030977981911385E-5,8.2415608761244162E-5,3.2549815565838858E-2]
[2004,10,6,20,1.961634442240549E-2,5.175318673847738E-3,3.3184136000000163E-4,3.2674000000000291E-5,3.0300040140480802E-3,8.6535752688172353E-5,2.827271822298948E-2,null,2.3250954585885022E-2,7.6172974551752155E-3,2.2714336124011236E-4,2.4284432516604197E-5,5.0192834362465227E-3,5.2030977981911385E-5,7.472387113522336E-5,3.6190994249045393E-2]
[2004,10,6,23,1.3102302290841068E-2,3.6654977237442735E-3,3.3184136000000163E-4,3.2674000000000291E-5,2.3730158224651871E-3,8.6535752688172353E-5,1.95918669497387E-2,null,1.5529959556935929E-2,5.3950661288011082E-3,2.2714336124011236E-4,2.4284432516604197E-5,3.9309647632240503E-3,5.2030977981911385E-5,5.2924311876602326E-5,2.5159449220699716E-2]
[2004,10,7,3,8.3496714191269219E-3,3.4981147081056146E-3,3.3184136000000163E-4,3.2674000000000291E-5,2.7356113475270291E-3,8.6535752688172353E-5,1.5034448587447739E-2,null,9.8967384948360163E-3,5.1487032863529987E-3,2.2714336124011236E-4,2.4284432516604197E-5,4.53161403779994E-3,5.2030977981911385E-5,5.0507551155371379E-5,1.9880514590727583E-2]
[2004,10,7,5,9.3412248967667186E-3,3.7129789631224742E-3,3.3184136000000163E-4,3.2674000000000291E-5,2.9116193553199226E-3,8.6535752688172353E-5,1.6416874327897287E-2,null,1.107201174563328E-2,5.4649514337798705E-3,2.2714336124011236E-4,2.4284432516604197E-5,4.8231760535813496E-3,5.2030977981911385E-5,5.3609870049196847E-5,2.1663598004733133E-2]
[2004,10,7,10,1.3536684722367085E-2,6.0502539282032922E-3,0,0,3.2197611863610202E-3,8.6535752688172353E-5,2.289323558961957E-2,null,1.6044826443998836E-2,8.9050716979718683E-3,0,0,5.3336213141778636E-3,5.2030977981911385E-5,8.7356629293383457E-5,3.0335550434130481E-2]
[2004,10,7,11,1.4343611695477886E-2,6.1264580619304855E-3,0,0,3.1982333501813179E-3,8.6535752688172353E-5,2.375483886027786E-2,null,1.7001264708026022E-2,9.0172328208892351E-3,0,0,5.2979598724589632E-3,5.2030977981911385E-5,8.8456903156204075E-5,3.136848837935613E-2]
[2004,10,7,14,1.3708770457038326E-2,6.3229185324814099E-3,0,0,3.2045059018011154E-3,8.6535752688172353E-5,2.3322730644009023E-2,null,1.6248797047061333E-2,9.3063933415606058E-3,0,0,5.3083505235281643E-3,5.2030977981911385E-5,9.1293498892577947E-5,3.0915571890132016E-2]
[2004,10,7,17,1.7370256713488831E-2,5.6597340363837229E-3,0,0,3.2690393580833439E-3,8.6535752688172353E-5,2.6385565860644066E-2,null,2.0588700998193796E-2,8.3302846431795724E-3,0,0,5.4152519357703157E-3,5.2030977981911385E-5,8.1718105385758774E-5,3.4386268555125596E-2]
[2004,10,7,21,1.7847253528494179E-2,4.7206666163254977E-3,3.3184136000000163E-4,3.2674000000000291E-5,2.6521598050045225E-3,8.6535752688172353E-5,2.567113106251237E-2,null,2.1154078065627094E-2,6.9481174144842128E-3,2.2714336124011236E-4,2.4284432516604197E-5,4.3933743050568689E-3,5.2030977981911385E-5,6.815937455082316E-5,3.2799028556906806E-2]
[2004,10,7,24,1.0387588147933512E-2,3.6863666611361163E-3,3.3184136000000163E-4,3.2674000000000291E-5,2.5729033404510463E-3,8.6535752688172353E-5,1.7097909262208846E-2,null,1.2312250187074488E-2,5.4257820931127142E-3,2.2714336124011236E-4,2.4284432516604197E-5,4.2620838322045742E-3,5.2030977981911385E-5,5.3225628160037623E-5,2.2303574884130407E-2]
[2004,10,8,2,9.4110680693141411E-3,3.5439951769202747E-3,3.3184136000000163E-4,3.2674000000000291E-5,2.6585888414419009E-3,8.6535752688172353E-5,1.6064703200364489E-2,null,1.1154795795406562E-2,5.2162324957348667E-3,2.2714336124011236E-4,2.4284432516604197E-5,4.4040241774502874E-3,5.2030977981911385E-5,5.1169996592143178E-5,2.1078511240330347E-2]
[2004,10,8,8,1.5452269960980486E-2,5.2544315874052984E-3,0,0,3.0537810263110724E-3,8.6535752688172353E-5,2.3847018327385026E-2,null,1.8315340482155707E-2,7.7337398683079055E-3,0,0,5.0586706988579753E-3,5.2030977981911385E-5,7.5866143433870435E-5,3.11597820273035E-2]
[2004,10,8,11,1.4511406519664082E-2,5.7845161439013864E-3,0,0,2.9138400918264176E-3,8.6535752688172353E-5,2.3296298508080057E-2,null,1.7200149360175773E-2,8.5139453006090066E-3,0,0,4.8268547635472898E-3,5.2030977981911385E-5,8.3519772627864883E-5,3.0592980402313983E-2]
[2004,10,8,12,1.4509249663771024E-2,5.6912684060315272E-3,0,0,2.7592080951297556E-3,8.6535752688172353E-5,2.3046261917620482E-2,null,1.7197592871701778E-2,8.3766985335710191E-3,0,0,4.5707026871358927E-3,5.2030977981911385E-5,8.2173414579722116E-5,3.0197025070390602E-2]
[2004,10,8,15,1.4325306110979994E-2,5.3263663011546298E-3,0,0,2.6634416829326895E-3,8.6535752688172353E-5,2.2401649847755483E-2,null,1.6979567377235764E-2,7.8396170415823679E-3,0,0,4.4120630403694508E-3,5.2030977981911385E-5,7.6904773249560188E-5,2.9283278437169498E-2]
[2004,10,8,19,1.9586577808489106E-2,4.7709757369605805E-3,3.3184136000000163E-4,3.2674000000000291E-5,2.7678883221773482E-3,8.6535752688172353E-5,2.7576492980315205E-2,null,2.3215672671301847E-2,7.0221649390399916E-3,2.2714336124011236E-4,2.4284432516604197E-5,4.5850817175400911E-3,5.2030977981911385E-5,6.8885763104683422E-5,3.5126378099620562E-2]
[2004,10,8,23,1.4512197360222913E-2,3.4149286612804629E-3,3.3184136000000163E-4,3.2674000000000291E-5,2.1903822342977659E-3,8.6535752688172353E-5,2.0568559368489316E-2,null,1.7201086731457704E-2,5.0262658283488507E-3,2.2714336124011236E-4,2.4284432516604197E-5,3.6284272947121488E-3,5.2030977981911385E-5,4.9306468896490922E-5,2.6159238626257332E-2]
[2004,10,9,2,1.1642043305670979E-2,3.5287261825462483E-3,3.3184136000000163E-4,3.2674000000000291E-5,2.8734698797861372E-3,8.6535752688172353E-5,1.8495290480691536E-2,null,1.379913679930529E-2,5.1937588126018657E-3,2.2714336124011236E-4,2.4284432516604197E-5,4.7599804176150454E-3,5.2030977981911385E-5,5.0949535121097007E-5,2.4056334801260834E-2]
[2004,10,9,6,1.1911911581995274E-2,3.7546549089763417E-3,1.6592068000000082E-4,1.6337000000000145E-5,3.061449786054376E-3,8.6535752688172353E-5,1.8996809709714166E-2,null,1.4119007561251149E-2,5.5262922122519065E-3,1.1357168062005618E-4,1.2142216258302098E-5,5.0713742063707243E-3,5.2030977981911385E-5,5.421160845482581E-5,2.4894418854734049E-2]
[2004,10,9,9,1.8869577079678193E-2,4.8275577516137223E-3,0,0,3.6708943134095063E-3,8.6535752688172353E-5,2.7454564897389594E-2,null,2.2365822616437003E-2,7.1054452283106856E-3,0,0,6.0809355162839444E-3,5.2030977981911385E-5,6.9702722878171009E-5,3.5604234339013545E-2]
[2004,10,9,12,1.9806118928639961E-2,4.7560488947957979E-3,0,0,3.2948409391223726E-3,8.6535752688172353E-5,2.7943544515246305E-2,null,2.3475891420750981E-2,7.0001948529445851E-3,0,0,5.457992951207173E-3,5.2030977981911385E-5,6.8670241800456615E-5,3.5986110202884648E-2]
[2004,10,9,13,1.9957741360511348E-2,4.5645028302554597E-3,0,0,3.0887820302084681E-3,8.6535752688172353E-5,2.7697561973663447E-2,null,2.3655607182349072E-2,6.7182676051897785E-3,0,0,5.1166508065739027E-3,5.2030977981911385E-5,6.5904602746092862E-5,3.5542556572094666E-2]
[2004,10,9,16,1.9428782322123504E-2,4.4217801158518933E-3,0,0,3.230881977698009E-3,8.6535752688172353E-5,2.7167980168361579E-2,null,2.3028640082133314E-2,6.5082010493435266E-3,0,0,5.3520432052040498E-3,5.2030977981911385E-5,6.3843899938929806E-5,3.4940915314662806E-2]
[2004,10,9,21,2.1042810485322545E-2,4.3473386916802375E-3,3.3184136000000163E-4,3.2674000000000291E-5,2.8032766316293967E-3,8.6535752688172353E-5,2.8644476921320352E-2,null,2.4941723106920374E-2,6.3986343720743976E-3,2.2714336124011236E-4,2.4284432516604197E-5,4.643703407361594E-3,5.2030977981911385E-5,6.2769076969083649E-5,3.6287519658094999E-2]
[2004,10,9,24,1.4128133161739768E-2,3.3944781616569025E-3,3.3184136000000163E-4,3.2674000000000291E-5,2.7241310302694665E-3,8.6535752688172353E-5,2.0697793466354308E-2,null,1.6745861280440626E-2,4.9961657420436742E-3,2.2714336124011236E-4,2.4284432516604197E-5,4.5125965823818682E-3,5.2030977981911385E-5,4.901119422939767E-5,2.65580823766048E-2]
[2004,10,10,3,9.4853346042930234E-3,3.0371505060008061E-3,3.3184136000000163E-4,3.2674000000000291E-5,2.6799354354692362E-3,8.6535752688172353E-5,1.565347165845124E-2,null,1.1242822789369451E-2,4.4702327099683265E-3,2.2714336124011236E-4,2.4284432516604197E-5,4.4393853866516375E-3,5.2030977981911385E-5,4.3851916631822011E-5,2.0455899657728045E-2]
[2004,10,10,7,1.1601234181220969E-2,3.3860842059926081E-3,0,0,2.941219577379688E-3,8.6535752688172353E-5,1.8015073717281435E-2,null,1.3750766364995767E-2,4.983811090832806E-3,0,0,4.8722096204033638E-3,5.2030977981911385E-5,4.8889998047886556E-5,2.3658818054213847E-2]
[2004,10,10,10,1.7979509676919331E-2,3.9360658353286759E-3,0,0,3.1057587249351758E-3,8.6535752688172353E-5,2.5107869989871353E-2,null,2.1310839266109737E-2,5.7933020477288072E-3,0,0,5.1447731596298433E-3,5.2030977981911385E-5,5.6830911252888085E-5,3.2300945451450298E-2]
[2004,10,10,13,1.8568175706075017E-2,3.9662357416191049E-3,0,0,2.8970341367731607E-3,8.6535752688172353E-5,2.5517981337155455E-2,null,2.2008576154055024E-2,5.837707651497763E-3,0,0,4.7990152453690881E-3,5.2030977981911385E-5,5.7266519634107191E-5,3.2697330028903786E-2]
[2004,10,10,17,2.0684133428716191E-2,3.7185253179369141E-3,0,0,2.7880059356388221E-3,8.6535752688172353E-5,2.7277200434980099E-2,null,2.451658864891056E-2,5.4731148411130319E-3,0,0,4.6184070872609994E-3,5.2030977981911385E-5,5.3689951127975377E-5,3.4660141555266505E-2]
[2004,10,10,18,2.0839041010501415E-2,3.4601137251095821E-3,0,0,2.5112262739775768E-3,8.6535752688172353E-5,2.6896916762276745E-2,null,2.470019824871875E-2,5.0927715052759073E-3,0,0,4.1599141067813501E-3,5.2030977981911385E-5,4.9958873724016963E-5,3.4004914838757921E-2]
[2004,10,10,22,1.7152650967414012E-2,2.9529639675025211E-3,3.3184136000000163E-4,3.2674000000000291E-5,2.1347419056706304E-3,8.6535752688172353E-5,2.2691407953275337E-2,null,2.0330776218190735E-2,4.3463226773932263E-3,2.2714336124011236E-4,2.4284432516604197E-5,3.5362575884772107E-3,5.2030977981911385E-5,4.2636388767643291E-5,2.8516815255799806E-2]
[2004,10,11,1,9.6980087353143504E-3,3.1020317625025258E-3,3.3184136000000163E-4,3.2674000000000291E-5,2.5368906730570085E-3,8.6535752688172353E-5,1.5787982283562058E-2,null,1.1494902201082954E-2,4.5657282458348514E-3,2.2714336124011236E-4,2.4284432516604197E-5,4.2024278765992696E-3,5.2030977981911385E-5,4.4788705060798379E-5,2.0566517095255706E-2]
[2004,10,11,4,8.792000978278737E-3,3.2732770293317265E-3,3.3184136000000163E-4,3.2674000000000291E-5,2.7948746349286736E-3,8.6535752688172353E-5,1.531120375522731E-2,null,1.0421024991360134E-2,4.8177757461792233E-3,2.2714336124011236E-4,2.4284432516604197E-5,4.6297852730370799E-3,5.2030977981911385E-5,4.726123092007044E-5,2.0172044782315064E-2]
[2004,10,11,8,1.4798379749653701E-2,4.8678408217952517E-3,0,0,2.9485189602998091E-3,8.6535752688172353E-5,2.2701275284436932E-2,null,1.7540294363453359E-2,7.1647359014688416E-3,0,0,4.8843012452381568E-3,5.2030977981911385E-5,7.0284350239667922E-5,2.9641362488142271E-2]
[2004,10,11,10,1.5411526569646672E-2,5.6733639712290319E-3,0,0,3.2581741765065775E-3,8.6535752688172353E-5,2.4429600470070454E-2,null,1.8267047960308699E-2,8.3503458750677703E-3,0,0,5.3972534692114495E-3,5.2030977981911385E-5,8.1914901285518347E-5,3.206667828256983E-2]
[2004,10,11,13,1.5254825857146662E-2,5.7383164682507752E-3,0,0,3.1094040542348901E-3,8.6535752688172353E-5,2.4189082132320499E-2,null,1.8081312989946328E-2,8.4459462663579073E-3,0,0,5.1508117460108806E-3,5.2030977981911385E-5,8.2852718321189936E-5,3.1730101980297028E-2]
[2004,10,11,16,1.6580851556601744E-2,5.4920681809208548E-3,0,0,3.3157578716845985E-3,8.6535752688172353E-5,2.5475213361895368E-2,null,1.965303107634633E-2,8.0835055026812468E-3,0,0,5.4926424145939901E-3,5.2030977981911385E-5,7.9297260879951847E-5,3.3281209971603477E-2]
[2004,10,11,19,2.0722584666799413E-2,4.7322731229772598E-3,3.3184136000000163E-4,3.2674000000000291E-5,2.8439671901610247E-3,8.6535752688172353E-5,2.8749876092625869E-2,null,2.4562164316384204E-2,6.9652004617618045E-3,2.2714336124011236E-4,2.4284432516604197E-5,4.7111084159036651E-3,5.2030977981911385E-5,6.8326955169917982E-5,3.6541931965788303E-2]
[2004,10,11,23,1.3634495469588717E-2,3.4314518619585643E-3,3.3184136000000163E-4,3.2674000000000291E-5,2.2240986053389468E-3,8.6535752688172353E-5,1.9741097049574399E-2,null,1.6160760034513492E-2,5.0505855161610564E-3,2.2714336124011236E-4,2.4284432516604197E-5,3.6842793734264759E-3,5.2030977981911385E-5,4.9545039233125653E-5,2.5199083695839654E-2]
[2004,10,12,2,9.4639943638626586E-3,3.3963651296187777E-3,3.3184136000000163E-4,3.2674000000000291E-5,2.6217655576272064E-3,8.6535752688172353E-5,1.5933176163796813E-2,null,1.1217528527073996E-2,4.998943077539288E-3,2.2714336124011236E-4,2.4284432516604197E-5,4.3430254138637102E-3,5.2030977981911385E-5,4.9038439228151456E-5,2.0862955790215628E-2]
[2004,10,12,7,1.4545451222346843E-2,4.733398514007163E-3,0,0,3.1016593270992679E-3,8.6535752688172353E-5,2.2467044816141445E-2,null,1.7240502028283634E-2,6.9668568695636039E-3,0,0,5.1379823964622165E-3,5.2030977981911385E-5,6.8343204135362388E-5,2.9397372272291368E-2]
[2004,10,12,10,1.4910798429429072E-2,5.8223545700268053E-3,0,0,3.1920129652570515E-3,8.6535752688172353E-5,2.40117017174011E-2,null,1.7673542514167761E-2,{"$f":"(F6852*X$5)-S6852","v":8.5696378222095554E-3},0,0,5.2876556369290126E-3,5.2030977981911385E-5,{"$f":"(F6852*$AC$7)*$AC$5","v":8.4066102980823296E-5},3.1582866951288244E-2]
[2004,10,12,13,1.4859974773231361E-2,6.035428763508972E-3,0,0,3.2470649373047096E-3,8.6535752688172353E-5,2.4229004226733214E-2,null,1.7613302007746395E-2,8.8832512659530148E-3,0,0,5.3788507146089104E-3,5.2030977981911385E-5,8.7142576059951693E-5,3.1927434966290233E-2]
[2004,10,12,14,1.505476639975897E-2,6.0644027115213418E-3,0,0,3.2564757924280203E-3,8.6535752688172353E-5,2.4462180656396503E-2,null,1.7844185558961528E-2,8.9258965974523628E-3,0,0,5.3944400501419161E-3,5.2030977981911385E-5,8.756091659007124E-5,3.221655318453772E-2]
[2004,10,12,17,1.8879964257969395E-2,5.3979828239242317E-3,0,0,3.3101694580964874E-3,8.6535752688172353E-5,2.7674652292678282E-2,null,2.2378134380827131E-2,7.945025885176496E-3,0,0,5.4833850566407818E-3,5.2030977981911385E-5,7.793880886279323E-5,3.5858576300626319E-2]
[2004,10,12,20,2.1140794052424697E-2,5.1326971970011622E-3,3.3184136000000163E-4,3.2674000000000291E-5,3.02351840282367E-3,8.6535752688172353E-5,2.97480607649377E-2,null,2.5057861538210002E-2,7.554564996059253E-3,2.2714336124011236E-4,2.4284432516604197E-5,5.0085398461912987E-3,5.2030977981911385E-5,7.4108480674425206E-5,3.7924425152199182E-2]
[2004,10,12,24,1.1487410315481925E-2,3.5083871613730655E-3,3.3184136000000163E-4,3.2674000000000291E-5,2.4863927400684384E-3,8.6535752688172353E-5,1.7933241329611601E-2,null,1.3615852668738194E-2,5.1638228059543651E-3,2.2714336124011236E-4,2.4284432516604197E-5,4.1187766875450376E-3,5.2030977981911385E-5,5.0655870036308801E-5,2.3201910933976229E-2]
[2004,10,13,4,1.1712818432071585E-2,3.9556459481605855E-3,3.3184136000000163E-4,3.2674000000000291E-5,3.2371239566539871E-3,8.6535752688172353E-5,1.9356639449574331E-2,null,1.3883025479801294E-2,5.8221210544501184E-3,2.2714336124011236E-4,2.4284432516604197E-5,5.3623832118304049E-3,5.2030977981911385E-5,5.7113618834830459E-5,2.537098851782045E-2]
[2004,10,13,7,1.8772920390182427E-2,5.3185175476491396E-3,0,0,3.9413907088243797E-3,8.6535752688172353E-5,2.8119364399344118E-2,null,2.22512569129861E-2,7.8280648466603851E-3,0,0,6.5290200966262599E-3,5.2030977981911385E-5,7.6791448972838823E-5,3.6660372834254655E-2]
[2004,10,13,11,1.6209613941420099E-2,5.8065710644656003E-3,0,0,3.0798548351686022E-3,8.6535752688172353E-5,2.5182575593742471E-2,null,1.9213008779363119E-2,8.5464068553219221E-3,0,0,5.1018626670242531E-3,5.2030977981911385E-5,8.3838212736773705E-5,3.2913309279691209E-2]
[2004,10,13,14,1.4497603723130166E-2,5.6484294094078834E-3,0,0,2.8002246567180229E-3,8.6535752688172353E-5,2.3032793541944246E-2,null,1.7183789115450373E-2,8.3136459177751039E-3,0,0,4.6386477285408805E-3,5.2030977981911385E-5,8.1554883458258358E-5,3.0188113739748269E-2]
[2004,10,13,15,1.4655315549932003E-2,5.5647559873173999E-3,0,0,2.869697846233961E-3,8.6535752688172353E-5,2.3176305136171537E-2,null,1.7370722544210838E-2,8.1904911160473551E-3,0,0,4.7537319422197577E-3,5.2030977981911385E-5,8.034676422855226E-5,3.0366976580459865E-2]
[2004,10,13,18,1.9622870366588555E-2,4.758657905352336E-3,0,0,2.4337604803998897E-3,8.6535752688172353E-5,2.6901824505028954E-2,null,2.3258689688234527E-2,7.0040349274840073E-3,0,0,4.0315899287348958E-3,5.2030977981911385E-5,6.8707912015742568E-5,3.4346345522435345E-2]
[2004,10,13,21,1.9904879233397288E-2,4.5958267566999864E-3,3.3184136000000163E-4,3.2674000000000291E-5,2.3863385198095643E-3,8.6535752688172353E-5,2.733809562259501E-2,null,2.3592950507365408E-2,6.7643717545627854E-3,2.2714336124011236E-4,2.4284432516604197E-5,3.9530341709861274E-3,5.2030977981911385E-5,6.6356873454545629E-5,3.4613815204652953E-2]
[2004,10,14,2,1.0870815203423777E-2,3.599725863949188E-3,3.3184136000000163E-4,3.2674000000000291E-5,2.7156641694669548E-3,8.6535752688172353E-5,1.7637256349528091E-2,null,1.2885011863762938E-2,5.2982597576744471E-3,2.2714336124011236E-4,2.4284432516604197E-5,4.4985709989219056E-3,5.2030977981911385E-5,5.1974664466388271E-5,2.2985301392097923E-2]
[2004,10,14,5,1.1765415842097124E-2,3.7886363865377135E-3,3.3184136000000163E-4,3.2674000000000291E-5,2.9276326431782575E-3,8.6535752688172353E-5,1.8932735984501268E-2,null,1.3945368389647543E-2,5.5763078806317793E-3,2.2714336124011236E-4,2.4284432516604197E-5,4.8497024971551998E-3,5.2030977981911385E-5,5.4702250231749003E-5,2.4674837539173152E-2]
[2004,10,14,9,1.6931876021564478E-2,5.5021421426065939E-3,0,0,3.1422009049759127E-3,8.6535752688172353E-5,2.5662754821835155E-2,null,2.0069095033913319E-2,8.098332872269149E-3,0,0,5.205140614527968E-3,5.2030977981911385E-5,7.9442713838941641E-5,3.3424599498692351E-2]
[2004,10,14,12,1.6059446787541929E-2,5.6451827681031986E-3,0,0,2.9027257889856473E-3,8.6535752688172353E-5,2.4693891097318944E-2,null,1.9035017936628682E-2,8.3088673458442588E-3,0,0,4.8084436208902289E-3,5.2030977981911385E-5,8.1508006807415667E-5,3.2204359881345082E-2]
[2004,10,14,15,1.5185569454618731E-2,5.6636441423005071E-3,0,0,2.975999571045297E-3,8.6535752688172353E-5,2.3911748920652707E-2,null,1.7999224429749584E-2,8.336039736097792E-3,0,0,4.929823618704747E-3,5.2030977981911385E-5,8.1774561474564928E-5,3.1317118762534034E-2]
[2004,10,14,18,2.1967866728425125E-2,5.2523525554436399E-3,0,0,3.0251638372626238E-3,8.6535752688172353E-5,3.0331918873819561E-2,null,2.6038178197360207E-2,7.7306798432410836E-3,0,0,5.0112655527535938E-3,5.2030977981911385E-5,7.5836125317851023E-5,3.8832154571336798E-2]
[2004,10,14,20,2.2438358516937991E-2,5.1807146710895289E-3,3.3184136000000163E-4,3.2674000000000291E-5,2.8971032799514442E-3,8.6535752688172353E-5,3.0967227580667136E-2,null,2.6595844955864388E-2,7.6252395585795401E-3,2.2714336124011236E-4,2.4284432516604197E-5,4.7991297829102523E-3,5.2030977981911385E-5,7.4801781275246054E-5,3.9323673069092811E-2]
[2004,10,14,23,1.5829984842109748E-2,3.8863390159878863E-3,3.3184136000000163E-4,3.2674000000000291E-5,2.3806790365953792E-3,8.6535752688172353E-5,2.2548054007381187E-2,null,1.8763040183916578E-2,5.7201115838579246E-3,2.2714336124011236E-4,2.4284432516604197E-5,3.9436590842789904E-3,5.2030977981911385E-5,5.6112930259918021E-5,2.8730269623792125E-2]
[2004,10,15,3,1.0836278868773051E-2,3.8027073514740029E-3,3.3184136000000163E-4,3.2674000000000291E-5,2.9680065811288846E-3,8.6535752688172353E-5,1.8058043914064112E-2,null,1.2844076471763511E-2,5.5970182430569336E-3,2.2714336124011236E-4,2.4284432516604197E-5,4.9165830151585051E-3,5.2030977981911385E-5,5.4905413947243606E-5,2.366113650171758E-2]
[2004,10,15,6,1.4252081952033471E-2,4.4552721656028254E-3,1.6592068000000082E-4,1.6337000000000145E-5,3.4029201120903173E-3,8.6535752688172353E-5,2.2379067662414785E-2,null,1.6892775895724528E-2,6.5574963529594302E-3,1.1357168062005618E-4,1.2142216258302098E-5,5.6370290185411157E-3,5.2030977981911385E-5,6.432747510934196E-5,2.9265046142085343E-2]
[2004,10,15,10,1.7674405821651164E-2,5.7633460193602945E-3,0,0,3.1398911983403959E-3,8.6535752688172353E-5,2.6664178792040024E-2,null,2.0949204308542618E-2,8.4827860337202861E-3,0,0,5.201314523141788E-3,5.2030977981911385E-5,8.3214107651885907E-5,3.4685335843386601E-2]
[2004,10,15,11,1.7137505826568859E-2,5.9494283978528059E-3,0,0,3.2608615333260095E-3,8.6535752688172353E-5,2.6434331510435845E-2,null,2.0312824913176673E-2,8.7566715502405881E-3,0,0,5.4017051483209568E-3,5.2030977981911385E-5,8.5900859240976453E-5,3.4523232589720135E-2]
[2004,10,15,17,1.9833136088231441E-2,5.2964811162914613E-3,0,0,3.1838592569244429E-3,8.6535752688172353E-5,2.8400012214135517E-2,null,2.3507914448955138E-2,7.7956305053027758E-3,0,0,5.274148798988171E-3,5.2030977981911385E-5,7.6473275820454541E-5,3.6629724731227997E-2]
[2004,10,15,18,2.1535026272762041E-2,5.3657710542404039E-3,0,0,2.9330302755072382E-3,8.6535752688172353E-5,2.9920363355197852E-2,null,2.552513899082684E-2,7.8976149629314141E-3,0,0,4.8586438208030212E-3,5.2030977981911385E-5,7.7473719024160682E-5,3.8333428752543183E-2]
[2004,10,15,21,2.1453354799013995E-2,4.8757666426882725E-3,3.3184136000000163E-4,3.2674000000000291E-5,2.5110984117154718E-3,8.6535752688172353E-5,2.9291270966105912E-2,null,2.5428335035605237E-2,7.1764015280946303E-3,2.2714336124011236E-4,2.4284432516604197E-5,4.1597022994928684E-3,5.2030977981911385E-5,7.0398787254347567E-5,3.7067897634931367E-2]
[2004,10,16,1,1.3355003614806535E-2,3.6075123992842057E-3,3.3184136000000163E-4,3.2674000000000291E-5,2.8329528248294271E-3,8.6535752688172353E-5,2.0246519951608338E-2,null,1.5829482591441946E-2,5.3097203767261359E-3,2.2714336124011236E-4,2.4284432516604197E-5,4.6928628224280986E-3,5.2030977981911385E-5,5.2087090405665001E-5,2.6135524562334811E-2]
[2004,10,16,4,1.1366481535630388E-2,3.5496665256591893E-3,3.3184136000000163E-4,3.2674000000000291E-5,2.9376790987788418E-3,8.6535752688172353E-5,1.8304878272756592E-2,null,1.3472517625882651E-2,5.2245798754884361E-3,2.2714336124011236E-4,2.4284432516604197E-5,4.8663447220351694E-3,5.2030977981911385E-5,5.1251882396484285E-5,2.3866900995144887E-2]
[2004,10,16,7,1.4996325296788198E-2,4.2186319425956444E-3,0,0,3.3565277655528158E-3,8.6535752688172353E-5,2.2658020757624832E-2,null,1.7774916208777688E-2,6.2091972274169772E-3,0,0,5.5601788442625694E-3,5.2030977981911385E-5,6.0910743765095598E-5,2.9596323258439146E-2]
[2004,10,16,12,2.0637674718497354E-2,4.7924111105281386E-3,0,0,3.3050175804936049E-3,8.6535752688172353E-5,2.8821639162207268E-2,null,2.4461521846546343E-2,7.0537146129474133E-3,0,0,5.4748508323302436E-3,5.2030977981911385E-5,6.9195257880394845E-5,3.7042118269805913E-2]
[2004,10,16,15,1.9817983659253694E-2,4.3708885121768242E-3,0,0,3.0171796450448327E-3,8.6535752688172353E-5,2.7292587569163522E-2,null,2.3489954505428401E-2,6.4332961966002905E-3,0,0,4.9980395228325881E-3,5.2030977981911385E-5,6.3109101200042983E-5,3.4973321202843188E-2]
[2004,10,16,18,2.3022035123248966E-2,4.5058033422418183E-3,0,0,2.9709371380729484E-3,8.6535752688172353E-5,3.0585311356251903E-2,null,2.7287667956824718E-2,6.6318707108447266E-3,0,0,4.9214375618390101E-3,5.2030977981911385E-5,6.5057069820207569E-5,3.8893007207490365E-2]
[2004,10,16,19,2.3946036185815318E-2,4.7034466090854939E-3,3.3184136000000163E-4,3.2674000000000291E-5,2.997199723112486E-3,8.6535752688172353E-5,3.2097733630701474E-2,null,2.838287235782928E-2,6.9227721313057655E-3,2.2714336124011236E-4,2.4284432516604197E-5,4.9649422428462995E-3,5.2030977981911385E-5,6.7910743368273586E-5,4.0574045503719978E-2]
[2004,10,16,22,1.9502915603367019E-2,4.171796559632129E-3,3.3184136000000163E-4,3.2674000000000291E-5,2.6828005104971363E-3,8.6535752688172353E-5,2.6808563786184458E-2,null,2.3116509132471093E-2,6.1402625267843493E-3,2.2714336124011236E-4,2.4284432516604197E-5,4.4441314607705064E-3,5.2030977981911385E-5,6.0234510794395733E-5,3.4004361891764583E-2]
[2004,10,17,2,1.259218124732233E-2,3.3825667073891495E-3,3.3184136000000163E-4,3.2674000000000291E-5,2.9620334039264572E-3,8.6535752688172353E-5,1.9387832471326111E-2,null,1.492532084542293E-2,4.9786338573426046E-3,2.2714336124011236E-4,2.4284432516604197E-5,4.9066882858925008E-3,5.2030977981911385E-5,4.8839210622236541E-5,2.5114101760396666E-2]
[2004,10,17,5,1.1991240679020321E-2,3.5060667852042805E-3,3.3184136000000163E-4,3.2674000000000291E-5,3.1842112147907066E-3,8.6535752688172353E-5,1.9132569791703479E-2,null,1.4213035132981685E-2,5.1604075581987343E-3,2.2714336124011236E-4,2.4284432516604197E-5,5.2747318266938119E-3,5.2030977981911385E-5,5.0622367270440925E-5,2.4951633289612862E-2]
[2004,10,17,9,1.8212769362471168E-2,3.9561170303093023E-3,0,0,3.2617948787859227E-3,8.6535752688172353E-5,2.5517217024254562E-2,null,2.158731842240396E-2,5.8228144171353444E-3,0,0,5.4032512602685042E-3,5.2030977981911385E-5,5.7120420557389629E-5,3.2865415077789721E-2]
[2004,10,17,13,1.9647594097533482E-2,4.1843609865353411E-3,0,0,3.1767203155164216E-3,8.6535752688172353E-5,2.7095211152273417E-2,null,2.3287994350357891E-2,6.1587554898475134E-3,0,0,5.2623229498488678E-3,5.2030977981911385E-5,6.0415922351049795E-5,3.4761103768036185E-2]
[2004,10,17,16,2.0147343260785586E-2,4.0390807445500679E-3,0,0,3.0976677241760682E-3,8.6535752688172353E-5,2.7370627482199893E-2,null,2.3880339429996528E-2,5.9449246347247518E-3,0,0,5.1313701984771311E-3,5.2030977981911385E-5,5.8318292665855837E-5,3.5008665241180327E-2]
[2004,10,17,19,2.5364684767556548E-2,3.9365736237738204E-3,3.3184136000000163E-4,3.2674000000000291E-5,2.9568706938659125E-3,8.6535752688172353E-5,3.2709180197884456E-2,null,3.0064374937368035E-2,5.7940494366095167E-3,2.2714336124011236E-4,2.4284432516604197E-5,4.8981361173234522E-3,5.2030977981911385E-5,5.6838242959538474E-5,4.1060019263039635E-2]
[2004,10,17,20,2.4170424353424872E-2,3.9727562777554827E-3,3.3184136000000163E-4,3.2674000000000291E-5,3.0688576906811589E-3,8.6535752688172353E-5,3.1663089434549686E-2,null,2.8648836238884541E-2,5.8473049084877523E-3,2.2714336124011236E-4,2.4284432516604197E-5,5.083645600341859E-3,5.2030977981911385E-5,5.7360666436013199E-5,3.9883245519452784E-2]
[2004,10,18,2,1.0320692532872012E-2,3.2231787308716251E-3,3.3184136000000163E-4,3.2674000000000291E-5,2.6515773055054374E-3,8.6535752688172353E-5,1.6646499681937248E-2,null,1.2232959832342887E-2,4.7440385204317271E-3,2.2714336124011236E-4,2.4284432516604197E-5,4.3924093789135948E-3,5.2030977981911385E-5,4.6537886323506042E-5,2.1672866503426841E-2]
[2004,10,18,4,9.8499057379944407E-3,3.3626917300750465E-3,3.3184136000000163E-4,3.2674000000000291E-5,2.7895805788233754E-3,8.6535752688172353E-5,1.6453229159581036E-2,null,1.1674943407283072E-2,4.9493808540673834E-3,2.2714336124011236E-4,2.4284432516604197E-5,4.6210155261995562E-3,5.2030977981911385E-5,4.8552245637618433E-5,2.1548798559288641E-2]
[2004,10,18,7,1.5112010458396536E-2,4.4811218742745393E-3,0,0,3.1692425171146515E-3,8.6535752688172353E-5,2.2848910602473901E-2,null,1.7912036070709965E-2,6.5955432699690199E-3,0,0,5.2499357749528673E-3,5.2030977981911385E-5,6.4700706290144236E-5,2.9809546093613765E-2]
[2004,10,18,10,1.7295400687354103E-2,5.5842229269545771E-3,0,0,3.2855867529725893E-3,8.6535752688172353E-5,2.6251746119969444E-2,null,2.0499975289332849E-2,8.2191435486999847E-3,0,0,5.442663142057682E-3,5.2030977981911385E-5,8.0627837758612616E-5,3.4213812958072423E-2]
[2004,10,18,14,1.6715587407809304E-2,5.5700908621575777E-3,0,0,3.0944387063162899E-3,8.6535752688172353E-5,2.5466652728971344E-2,null,1.9812731430808878E-2,8.1983432563897691E-3,0,0,5.1260212432335779E-3,5.2030977981911385E-5,8.0423791852395895E-5,3.3189126908414142E-2]
[2004,10,18,17,2.0689643468006853E-2,5.1331177302871289E-3,0,0,3.1952022637867553E-3,8.6535752688172353E-5,2.9104499214768906E-2,null,2.4523119614647849E-2,7.5551839583552754E-3,0,0,5.2929387960301789E-3,5.2030977981911385E-5,7.4114552546912483E-5,3.7423273347015215E-2]
[2004,10,18,19,2.2822611712850469E-2,4.7890602698112466E-3,3.3184136000000163E-4,3.2674000000000291E-5,2.8315405201742635E-3,8.6535752688172353E-5,3.0894263615524154E-2,null,2.7051294422658908E-2,7.048782675017783E-3,2.2714336124011236E-4,2.4284432516604197E-5,4.6905233016453765E-3,5.2030977981911385E-5,6.9146876745685416E-5,3.9094059171060701E-2]
[2004,10,18,22,1.7600586915901627E-2,3.684302244639428E-3,3.3184136000000163E-4,3.2674000000000291E-5,2.0364423598133777E-3,8.6535752688172353E-5,2.3772382633042603E-2,null,2.0861707882694702E-2,5.422743579831182E-3,2.2714336124011236E-4,2.4284432516604197E-5,3.3734217374273992E-3,5.2030977981911385E-5,5.3195821069500863E-5,2.9961331971691915E-2]
[2004,10,19,1,1.2417827626596389E-2,3.6535868971376037E-3,3.3184136000000163E-4,3.2674000000000291E-5,2.6304614346821563E-3,8.6535752688172353E-5,1.915292707110432E-2,null,1.4718662151525142E-2,5.3775351679235701E-3,2.2714336124011236E-4,2.4284432516604197E-5,4.3574303689275264E-3,5.2030977981911385E-5,5.2752337331929682E-5,2.4757086460114871E-2]
[2004,10,19,5,1.2738781413886183E-2,3.833087779389158E-3,3.3184136000000163E-4,3.2674000000000291E-5,2.9096359523060151E-3,8.6535752688172353E-5,1.9932556258269531E-2,null,1.5099083792364569E-2,5.6417337032690085E-3,2.2714336124011236E-4,2.4284432516604197E-5,4.8198904929520727E-3,5.2030977981911385E-5,5.5344061946261838E-5,2.586416676032428E-2]
[2004,10,19,8,1.9255478550295427E-2,5.0675451636052644E-3,0,0,2.9991482989172691E-3,8.6535752688172353E-5,2.7408707765506132E-2,null,2.2823225758160964E-2,7.4586709169769533E-3,0,0,4.968170111263593E-3,5.2030977981911385E-5,7.3167782631563763E-5,3.5302097764383422E-2]
[2004,10,19,11,1.7367249733325846E-2,5.8234615331461065E-3,0,0,2.9939707813148573E-3,8.6535752688172353E-5,2.6271217800474981E-2,null,2.0585136870357096E-2,8.5712671068745236E-3,0,0,4.9595934136017501E-3,5.2030977981911385E-5,8.4082085874764899E-5,3.416802836881528E-2]
[2004,10,19,15,1.6347446983517831E-2,5.7540831006038734E-3,0,0,2.986439429092316E-3,8.6535752688172353E-5,2.5174505265902192E-2,null,1.9376380187064765E-2,8.4691523983989811E-3,0,0,4.9471175253560989E-3,5.2030977981911385E-5,8.3080364941318441E-5,3.2844681088801758E-2]
[2004,10,19,16,1.8171734452522795E-2,5.546709685307712E-3,0,0,2.9427802003870645E-3,8.6535752688172353E-5,2.6747760090905744E-2,null,2.1538680367978503E-2,8.1639296501673179E-3,0,0,4.8747948345399901E-3,5.2030977981911385E-5,8.008620258378756E-5,3.4629435830667722E-2]
[2004,10,19,20,2.4042995251045491E-2,5.2492933000766384E-3,3.3184136000000163E-4,3.2674000000000291E-5,2.8592388250369013E-3,8.6535752688172353E-5,3.2602578488847206E-2,null,2.8497796462637597E-2,7.7261770754715256E-3,2.2714336124011236E-4,2.4284432516604197E-5,4.7364062912931045E-3,5.2030977981911385E-5,7.579195424004498E-5,4.1263838601140856E-2]
[2004,10,19,23,1.703728665961388E-2,3.9303327267828586E-3,3.3184136000000163E-4,3.2674000000000291E-5,2.3201260011248698E-3,8.6535752688172353E-5,2.3738796500209779E-2,null,2.019403665939561E-2,5.7848637667477767E-3,2.2714336124011236E-4,2.4284432516604197E-5,3.8433513465524244E-3,5.2030977981911385E-5,5.6748133729187615E-5,3.0125710544434442E-2]
[2004,10,20,2,1.2633820702010979E-2,3.6459053171055845E-3,3.3184136000000163E-4,3.2674000000000291E-5,2.6747208674719769E-3,8.6535752688172353E-5,1.9405497999276714E-2,null,1.4974675457531035E-2,5.3662290274292066E-3,2.2714336124011236E-4,2.4284432516604197E-5,4.4307473140106522E-3,5.2030977981911385E-5,5.2641426790453645E-5,2.5075110570709526E-2]
[2004,10,20,6,1.5807989954164662E-2,4.1954004116156966E-3,1.6592068000000082E-4,1.6337000000000145E-5,3.0773817823444775E-3,8.6535752688172353E-5,2.3349565580813011E-2,null,1.8736969977882229E-2,6.175003877603058E-3,1.1357168062005618E-4,1.2142216258302098E-5,5.0977659882675448E-3,5.2030977981911385E-5,6.0575315159318756E-5,3.0187484718613104E-2]
[2004,10,20,9,1.9473478563092252E-2,5.5536433118235813E-3,0,0,3.1219449697368466E-3,8.6535752688172353E-5,{"$f":"SUM(E7043:J7043)","v":2.8235602597340852E-2},null,{"$f":"E7043*W$5","v":2.3081617856510948E-2},8.1741349146047266E-3,{"$f":"G7043*Y$5","v":0},{"$f":"H7043*Z$5","v":0},{"$f":"I7043*AA$5","v":5.1715861110488469E-3},{"$f":"J7043*AB$5","v":5.2030977981911385E-5},8.0186313793729046E-5,{"$f":"SUM(M7043:R7043)","v":3.6479369860146438E-2}]
[2004,10,20,13,1.7567188208628202E-2,5.8729032920002647E-3,0,0,3.0552804570312393E-3,8.6535752688172353E-5,2.6581907710347876E-2,null,2.0822120903116859E-2,8.6440380042112023E-3,0,0,5.0611545463191141E-3,5.2030977981911385E-5,8.4795951020110648E-5,3.4579344431629085E-2]
[2004,10,20,17,2.2017040809899968E-2,5.4380386959627649E-3,0,0,3.026972002430346E-3,8.6535752688172353E-5,3.0568587260981252E-2,null,2.6096463487960443E-2,8.0039821565430855E-3,0,0,5.01426082716058E-3,5.2030977981911385E-5,7.8517155822477352E-5,3.9166737449646022E-2]
[2004,10,20,20,2.5278747930697672E-2,5.5246689960912997E-3,3.3184136000000163E-4,3.2674000000000291E-5,2.8174121511715575E-3,8.6535752688172353E-5,3.4071880190648704E-2,null,2.9962515312147643E-2,8.131489041876494E-3,2.2714336124011236E-4,2.4284432516604197E-5,4.6671192770342939E-3,5.2030977981911385E-5,7.9767967954283252E-5,4.3064582402797064E-2]
[2004,10,20,21,2.378631183615617E-2,5.2036131371552179E-3,3.3184136000000163E-4,3.2674000000000291E-5,2.6102114051481246E-3,8.6535752688172353E-5,3.2051187491147687E-2,null,2.8193553516346097E-2,7.6589426864991797E-3,2.2714336124011236E-4,2.4284432516604197E-5,4.3238856484082034E-3,5.2030977981911385E-5,7.5132400921169173E-5,4.0479840622992112E-2]
[2004,10,20,24,1.4942935111478248E-2,3.8310418232210225E-3,3.3184136000000163E-4,3.2674000000000291E-5,2.5210864839433833E-3,8.6535752688172353E-5,2.1746114531330827E-2,null,1.7711633634448713E-2,5.6387223608386971E-3,2.2714336124011236E-4,2.4284432516604197E-5,4.1762478107400993E-3,5.2030977981911385E-5,5.5314521395294682E-5,2.7830062577766143E-2]
[2004,10,21,3,1.2096161987748535E-2,3.6831160474908504E-3,3.3184136000000163E-4,3.2674000000000291E-5,2.7477035192490034E-3,8.6535752688172353E-5,1.8978032667176559E-2,null,1.4337396763864601E-2,5.4209976744888011E-3,2.2714336124011236E-4,2.4284432516604197E-5,4.5516450466537095E-3,5.2030977981911385E-5,5.3178694154530546E-5,2.461349825674574E-2]
[2004,10,21,6,1.5471575426368617E-2,4.1830533311736657E-3,1.6592068000000082E-4,1.6337000000000145E-5,3.0571693436125249E-3,8.6535752688172353E-5,2.2980591533842982E-2,null,1.8338222956552217E-2,6.1568308161247011E-3,1.1357168062005618E-4,1.2142216258302098E-5,5.0642835379265307E-3,5.2030977981911385E-5,6.0397041760907793E-5,2.9737082185463719E-2]
[2004,10,21,11,1.8079489707375714E-2,5.8682119250559935E-3,0,0,2.9870972246058562E-3,8.6535752688172353E-5,2.7021334609725733E-2,null,2.142934407503742E-2,8.6371330115454416E-3,0,0,4.9482071813797346E-3,5.2030977981911385E-5,8.472821468905857E-5,3.5066715245944506E-2]
[2004,10,21,15,1.700584307767913E-2,5.8093766960226681E-3,0,0,2.9915517718253257E-3,8.6535752688172353E-5,2.5893307298215294E-2,null,2.0156767060134934E-2,8.5505363266582084E-3,0,0,4.9555862590875532E-3,5.2030977981911385E-5,8.3878721865609116E-5,3.371492062386261E-2]
[2004,10,21,18,2.4411855988489498E-2,5.376696977583491E-3,0,0,2.9704260860648293E-3,8.6535752688172353E-5,3.284551480482599E-2,null,2.8935001482602016E-2,7.9136962930526512E-3,0,0,4.9205909903930582E-3,5.2030977981911385E-5,7.7631473036884134E-5,4.1821319744029639E-2]
[2004,10,21,21,2.3499570757417258E-2,4.9628222206086316E-3,3.3184136000000163E-4,3.2674000000000291E-5,2.6312664597674664E-3,8.6535752688172353E-5,3.1544710550481532E-2,null,2.785368367841385E-2,7.3045343589292853E-3,2.2714336124011236E-4,2.4284432516604197E-5,4.3587639147108738E-3,5.2030977981911385E-5,7.1655739762218324E-5,3.9820440723792636E-2]
[2004,10,21,22,2.1464090729892051E-2,4.5493332707637561E-3,3.3184136000000163E-4,3.2674000000000291E-5,2.518074435691799E-3,8.6535752688172353E-5,2.8982549549035782E-2,null,2.5441060171130375E-2,6.6959402753779557E-3,2.2714336124011236E-4,2.4284432516604197E-5,4.1712582715090433E-3,5.2030977981911385E-5,6.5685576966218812E-5,3.6611717489756002E-2]
[2004,10,22,1,1.2158727972584485E-2,3.7991130338114513E-3,3.3184136000000163E-4,3.2674000000000291E-5,2.7857003273311929E-3,8.6535752688172353E-5,1.91945924464153E-2,null,1.4411555273764145E-2,5.591727943365361E-3,2.2714336124011236E-4,2.4284432516604197E-5,4.614587784865589E-3,5.2030977981911385E-5,5.485351736912703E-5,2.4921329773733725E-2]
[2004,10,22,7,1.6743646509296641E-2,4.8429839588867568E-3,0,0,3.3434551777645487E-3,8.6535752688172353E-5,2.5016621398636116E-2,null,1.9845989456889295E-2,7.1281503053908044E-3,0,0,5.5385237497312372E-3,5.2030977981911385E-5,6.9925454268645641E-5,3.2564694489993253E-2]
[2004,10,22,9,1.8608080232904882E-2,5.7341900869530152E-3,0,0,3.4375594960071114E-3,8.6535752688172353E-5,2.7866365568553177E-2,null,2.2055874382568626E-2,8.4398728483252479E-3,0,0,5.6944100929981973E-3,5.2030977981911385E-5,8.2793139538938962E-5,3.6242188301873986E-2]
[2004,10,22,12,1.7517395016542783E-2,5.8679374559058904E-3,0,0,3.1653379224034226E-3,8.6535752688172353E-5,2.6637206147540265E-2,null,2.076310179012953E-2,8.636729033879454E-3,0,0,5.2434677084194697E-3,5.2030977981911385E-5,8.4724251764513165E-5,3.4695329510410364E-2]
[2004,10,22,16,1.9151250289292446E-2,5.6847783639758735E-3,0,0,3.4083910349833545E-3,8.6535752688172353E-5,2.8330955440939842E-2,null,2.2699685586202212E-2,8.3671461593212322E-3,0,0,5.6460917499865822E-3,5.2030977981911385E-5,8.207970806679191E-5,3.6764954473491943E-2]
[2004,10,22,19,2.2665204925026473E-2,5.6124707706436839E-3,3.3184136000000163E-4,3.2674000000000291E-5,3.1445880860203296E-3,8.6535752688172353E-5,3.1873314894378661E-2,null,2.6864722551957782E-2,8.2607201628966224E-3,2.2714336124011236E-4,2.4284432516604197E-5,5.2090950443637075E-3,5.2030977981911385E-5,8.1035694426906128E-5,4.0637996530956746E-2]
[2004,10,22,22,1.9595270184231725E-2,4.6748650282922872E-3,3.3184136000000163E-4,3.2674000000000291E-5,2.6494894837088764E-3,8.6535752688172353E-5,2.7370675808921059E-2,null,2.3225975612017155E-2,6.8807043058516249E-3,2.2714336124011236E-4,2.4284432516604197E-5,4.3889508457523431E-3,5.2030977981911385E-5,6.7498068034709116E-5,3.4799089535359755E-2]
[2004,10,22,24,1.4410592610121177E-2,3.6499808649255918E-3,3.3184136000000163E-4,3.2674000000000291E-5,2.6157176554318698E-3,8.6535752688172353E-5,2.112734224316681E-2,null,1.708065616705411E-2,5.3722276261618145E-3,2.2714336124011236E-4,2.4284432516604197E-5,4.3330069006299486E-3,5.2030977981911385E-5,5.2700271613217235E-5,2.7089349465584504E-2]
[2004,10,23,3,1.2070194955083617E-2,3.5462447980158271E-3,3.3184136000000163E-4,3.2674000000000291E-5,2.8855540713933134E-3,8.6535752688172353E-5,1.8953044937180932E-2,null,1.430661843512907E-2,5.2195436025721815E-3,2.2714336124011236E-4,2.4284432516604197E-5,4.7799982071932501E-3,5.2030977981911385E-5,5.1202477760442355E-5,2.4609619016633132E-2]
[2004,10,23,7,1.5533513615376898E-2,4.2205396092525986E-3,0,0,3.3775999427930691E-3,8.6535752688172353E-5,2.3218188920110735E-2,null,1.8411637349608989E-2,6.2120050283056005E-3,0,0,5.5950854746489595E-3,5.2030977981911385E-5,6.0938287622088112E-5,3.0270758830545461E-2]
[2004,10,23,10,2.1197821028225889E-2,4.9248605357506102E-3,0,0,3.5363679940894188E-3,8.6535752688172353E-5,2.9745585310754091E-2,null,2.5125454744975347E-2,7.2486604188520491E-3,0,0,5.8580890371466359E-3,5.2030977981911385E-5,7.1107629737276074E-5,3.8284235178955947E-2]
[2004,10,23,13,2.1505493822047042E-2,4.601599016606556E-3,0,0,3.0805745967433917E-3,8.6535752688172353E-5,2.9274203188085161E-2,null,2.5490134626323532E-2,6.7728676605094303E-3,0,0,5.1030549715009588E-3,5.2030977981911385E-5,6.644021626541391E-5,3.741808823631583E-2]
[2004,10,23,17,2.2587396890128897E-2,4.6411345658454103E-3,0,0,3.3518208259093636E-3,8.6535752688172353E-5,3.0666888034571842E-2,null,2.6772497872024341E-2,6.8310580942942886E-3,0,0,5.5523816716917555E-3,5.2030977981911385E-5,6.7011050541091073E-5,3.9207968615992295E-2]
[2004,10,23,21,2.2474832346620968E-2,4.5253698957002505E-3,3.3184136000000163E-4,3.2674000000000291E-5,2.823767138712904E-3,8.6535752688172353E-5,3.0275020493722295E-2,null,2.663907683124702E-2,6.6606697601899632E-3,2.2714336124011236E-4,2.4284432516604197E-5,4.6776464854326807E-3,5.2030977981911385E-5,6.5339581625050943E-5,3.8280851848608292E-2]
[2004,10,23,24,1.5212781502645208E-2,3.4886387380742541E-3,3.3184136000000163E-4,3.2674000000000291E-5,2.7235127956311903E-3,8.6535752688172353E-5,2.1875984149038824E-2,null,1.8031478456250562E-2,5.1347560713206281E-3,2.2714336124011236E-4,2.4284432516604197E-5,4.5115724600159482E-3,5.2030977981911385E-5,5.0370732302634304E-5,2.7981265759325767E-2]
[2004,10,24,1,1.5755013432933201E-2,3.5496309293706124E-3,3.3184136000000163E-4,3.2674000000000291E-5,2.797854875837647E-3,8.6535752688172353E-5,2.2553550350829635E-2,null,1.867417771329169E-2,5.2245274830590074E-3,2.2714336124011236E-4,2.4284432516604197E-5,4.6347221225465467E-3,5.2030977981911385E-5,5.1251368439248384E-5,2.8836886090635876E-2]
[2004,10,24,4,1.4065143158919314E-2,3.4896495888696259E-3,3.3184136000000163E-4,3.2674000000000291E-5,2.8751165591678158E-3,8.6535752688172353E-5,2.088096041964493E-2,null,1.6671200188475378E-2,5.1362438929749843E-3,2.2714336124011236E-4,2.4284432516604197E-5,4.7627081864585682E-3,5.2030977981911385E-5,5.0385327478183974E-5,2.6873611039647562E-2]
[2004,10,24,8,1.8335375704501083E-2,4.1869595080179286E-3,0,0,3.1104118100614767E-3,8.6535752688172353E-5,2.5719282775268661E-2,null,2.1732641854185827E-2,6.1625801260339879E-3,0,0,5.1524811207393348E-3,5.2030977981911385E-5,6.0453441119775702E-5,3.3099734078941061E-2]
[2004,10,24,11,2.3795570486816714E-2,4.7691105731928769E-3,0,0,3.2072174396868551E-3,8.6535752688172353E-5,3.1858434252384618E-2,null,2.8204527654105884E-2,7.0194196960672237E-3,0,0,5.3128422592267138E-3,5.2030977981911385E-5,6.8858832925923949E-5,4.0588820587381731E-2]
[2004,10,24,14,2.2266716273554955E-2,4.4863829970186496E-3,0,0,2.8146353056643925E-3,8.6535752688172353E-5,2.9654270328926167E-2,null,2.639240001627819E-2,6.6032868582223559E-3,0,0,4.6625193574980454E-3,5.2030977981911385E-5,6.4776669043886147E-5,3.7710237209980499E-2]
[2004,10,24,19,2.8727235923608117E-2,4.352267351442069E-3,3.3184136000000163E-4,3.2674000000000291E-5,2.7395870631093241E-3,8.6535752688172353E-5,3.6270141450847691E-2,null,3.4049955662223748E-2,6.4058886243875818E-3,2.2714336124011236E-4,2.4284432516604197E-5,4.5381999179759805E-3,5.2030977981911385E-5,6.2840239453970515E-5,4.529750297632594E-2]
[2004,10,24,22,2.395814281463669E-2,3.9271497430401446E-3,3.3184136000000163E-4,3.2674000000000291E-5,2.4650388022120278E-3,8.6535752688172353E-5,3.0801382472577035E-2,null,2.8397222160771788E-2,5.7801788892568968E-3,2.2714336124011236E-4,2.4284432516604197E-5,4.0834033130925972E-3,5.2030977981911385E-5,5.6702176198452754E-5,3.8564263134859916E-2]
[2004,10,25,1,1.3005626072072826E-2,3.475924480059552E-3,3.3184136000000163E-4,3.2674000000000291E-5,2.7105007585959307E-3,8.6535752688172353E-5,1.9643102423416482E-2,null,1.5415370705735496E-2,5.1160425792009584E-3,2.2714336124011236E-4,2.4284432516604197E-5,4.4900176694413806E-3,5.2030977981911385E-5,5.0187157408537159E-5,2.5324889726116465E-2]
[2004,10,25,2,1.2440214515254384E-2,3.5224631524653745E-3,3.3184136000000163E-4,3.2674000000000291E-5,2.8631293519976397E-3,8.6535752688172353E-5,1.927685813240557E-2,null,1.4745196990040304E-2,5.1845405661317878E-3,2.2714336124011236E-4,2.4284432516604197E-5,4.7428510542180937E-3,5.2030977981911385E-5,5.0859106321988616E-5,2.4976047382128816E-2]
[2004,10,25,5,1.26870826200326E-2,3.8409465245167638E-3,3.3184136000000163E-4,3.2674000000000291E-5,3.1136420155969862E-3,8.6535752688172353E-5,2.0092722272834523E-2,null,1.503780599859471E-2,5.6533006043690097E-3,2.2714336124011236E-4,2.4284432516604197E-5,5.1578320433997953E-3,5.2030977981911385E-5,5.5457530487081801E-5,2.6152397418102147E-2]
[2004,10,25,9,1.9109560066763474E-2,5.3923992444301705E-3,0,0,3.1273947014888994E-3,8.6535752688172353E-5,2.7715889765370715E-2,null,2.2650270799745392E-2,7.9368076886650804E-3,0,0,5.1806137387972739E-3,5.2030977981911385E-5,7.7858190315244479E-5,3.5819723205189655E-2]
[2004,10,25,11,1.8313787283412961E-2,5.5802666950371411E-3,0,0,2.9064650956787557E-3,8.6535752688172353E-5,2.6887054826817032E-2,null,2.1707053427132743E-2,8.2133205651861284E-3,0,0,4.8146378833600961E-3,5.2030977981911385E-5,8.0570715679256725E-5,3.4787042853660882E-2]
[2004,10,25,16,1.8145030763249057E-2,5.2206619825067996E-3,0,0,2.7715122866052407E-3,8.6535752688172353E-5,2.6223740785049268E-2,null,2.1507028891372591E-2,7.6840360448978667E-3,0,0,4.5910849124342675E-3,5.2030977981911385E-5,7.5378560781719139E-5,3.3834180826686641E-2]
[2004,10,25,20,2.4392608710614692E-2,4.9116335009453758E-3,3.3184136000000163E-4,3.2674000000000291E-5,2.7828980194856468E-3,8.6535752688172353E-5,3.253819134373389E-2,null,2.8912187976979739E-2,7.2291921957510124E-3,2.2714336124011236E-4,2.4284432516604197E-5,4.6099456862785243E-3,5.2030977981911385E-5,7.0916651112272371E-5,4.1054784630747909E-2]
[2004,10,25,23,1.756467127962481E-2,3.845760205707714E-3,3.3184136000000163E-4,3.2674000000000291E-5,2.2778246536609859E-3,8.6535752688172353E-5,2.4139307251681685E-2,null,2.0819137625463613E-2,5.6603856253689983E-3,2.2714336124011236E-4,2.4284432516604197E-5,3.7732780226650683E-3,5.2030977981911385E-5,5.5527032853151784E-5,3.055626004523631E-2]
[2004,10,25,24,1.4357938700544819E-2,3.8931536939701599E-3,3.3184136000000163E-4,3.2674000000000291E-5,2.6733559799993457E-3,8.6535752688172353E-5,2.1375499487202496E-2,null,1.7018246289149899E-2,5.7301417737889385E-3,2.2714336124011236E-4,2.4284432516604197E-5,4.4284863410706966E-3,5.2030977981911385E-5,5.621132403071105E-5,2.7480333175748162E-2]
[2004,10,26,3,1.1886265872756149E-2,3.6731827069600501E-3,3.3184136000000163E-4,3.2674000000000291E-5,2.7539534997363196E-3,8.6535752688172353E-5,1.8764453192140689E-2,null,1.4088610092283351E-2,5.4063772782745522E-3,2.2714336124011236E-4,2.4284432516604197E-5,4.5619983080327064E-3,5.2030977981911385E-5,5.3035271554968388E-5,2.4360444450329241E-2]
[2004,10,26,8,1.9719337701308112E-2,5.0835213998853424E-3,0,0,2.984641995168544E-3,8.6535752688172353E-5,2.7874036849050168E-2,null,2.3373030952350177E-2,7.4821855547468888E-3,0,0,4.944140027544377E-3,5.2030977981911385E-5,7.3398455619306732E-5,3.5851387512623359E-2]
[2004,10,26,11,1.7791090826884935E-2,5.849627465013693E-3,0,0,2.9899804494299765E-3,8.6535752688172353E-5,2.6717234494016775E-2,null,2.108750926991174E-2,8.6097794572800052E-3,0,0,4.9529833211259481E-3,5.2030977981911385E-5,8.4459882846164323E-5,3.4702303026299605E-2]
[2004,10,26,14,1.6461178899558847E-2,5.802438502467042E-3,0,0,2.8407719357919766E-3,8.6535752688172353E-5,2.519092509050604E-2,null,1.9511184896744263E-2,8.540324340219221E-3,0,0,4.7058153907938629E-3,5.2030977981911385E-5,8.3778544714435473E-5,3.2809355605739263E-2]
[2004,10,26,17,2.1231221465697177E-2,5.4321424211407621E-3,0,0,2.9970550065264744E-3,8.6535752688172353E-5,2.9746954646052585E-2,null,2.5165043775330388E-2,7.995303719131373E-3,0,0,4.9647025159153283E-3,5.2030977981911385E-5,7.8432022421474708E-5,3.8177080988359001E-2]
[2004,10,26,21,2.3154579779434692E-2,4.9463094037267502E-3,3.3184136000000163E-4,3.2674000000000291E-5,2.63776591442138E-3,8.6535752688172353E-5,3.1189706210270993E-2,null,2.7444771121166393E-2,7.2802299545169065E-3,2.2714336124011236E-4,2.4284432516604197E-5,4.3695304367807374E-3,5.2030977981911385E-5,7.1417319352090451E-5,3.9397990284202669E-2]
[2004,10,26,24,1.4388232606971616E-2,3.8041936157687975E-3,3.3184136000000163E-4,3.2674000000000291E-5,2.5181381714754936E-3,8.6535752688172353E-5,2.1161615506904079E-2,null,1.7054153195523038E-2,5.5992058024989574E-3,2.2714336124011236E-4,2.4284432516604197E-5,4.1713638515551129E-3,5.2030977981911385E-5,5.4926873383586789E-5,2.712818162131574E-2]
[2004,10,27,1,1.1523287681801705E-2,3.6161867818009074E-3,3.3184136000000163E-4,3.2674000000000291E-5,2.6637651762049285E-3,8.6535752688172353E-5,1.8254290752495714E-2,null,1.3658377565171475E-2,5.3224877744524994E-3,2.2714336124011236E-4,2.4284432516604197E-5,4.4125989157067632E-3,5.2030977981911385E-5,5.2212335532043611E-5,2.3696923027069369E-2]
[2004,10,27,5,1.182807013310154E-2,3.7918172582500622E-3,3.3184136000000163E-4,3.2674000000000291E-5,2.9264027996072964E-3,8.6535752688172353E-5,1.899734130364707E-2,null,1.4019631567505013E-2,5.5809896495288627E-3,2.2714336124011236E-4,2.4284432516604197E-5,4.8476652280835157E-3,5.2030977981911385E-5,5.474817726792019E-5,2.4751745216856021E-2]
[2004,10,27,8,1.7937443183511169E-2,5.0695608244342655E-3,0,0,3.0291798786953039E-3,8.6535752688172353E-5,2.6122719639328908E-2,null,2.1260978491504684E-2,7.4616376691850495E-3,0,0,5.0179182337892862E-3,5.2030977981911385E-5,7.3196885763086801E-5,3.3792565372460934E-2]
[2004,10,27,12,1.6138873169460159E-2,5.6506341778403786E-3,0,0,2.9021110313985289E-3,8.6535752688172353E-5,2.4778154131387238E-2,null,1.9129160818662942E-2,8.3168910081798698E-3,0,0,4.8074252583534061E-3,5.2030977981911385E-5,8.158671702110063E-5,3.2305508063178133E-2]
[2004,10,27,15,1.5260191544048682E-2,5.6700683359723683E-3,0,0,2.9765477955391983E-3,8.6535752688172353E-5,2.399334342824842E-2,null,1.8087672856993649E-2,8.3454951913445388E-3,0,0,4.9307317673767705E-3,5.2030977981911385E-5,8.1867317235192712E-5,3.1415930793696867E-2]
[2004,10,27,19,2.2853958521087171E-2,5.2988924032843585E-3,3.3184136000000163E-4,3.2674000000000291E-5,2.9806034569468021E-3,8.6535752688172353E-5,3.1584505494006508E-2,null,2.7088449317527675E-2,7.7991795602368246E-3,2.2714336124011236E-4,2.4284432516604197E-5,4.9374500799703614E-3,5.2030977981911385E-5,7.6508091202826602E-5,4.0128537729473487E-2]
[2004,10,27,22,1.9388283383079821E-2,4.4218753375412532E-3,3.3184136000000163E-4,3.2674000000000291E-5,2.5946965449454343E-3,8.6535752688172353E-5,2.685590637825468E-2,null,2.2980637305866514E-2,6.5083412014728444E-3,2.2714336124011236E-4,2.4284432516604197E-5,4.29818486369967E-3,5.2030977981911385E-5,6.3845274797888921E-5,3.4090622142777659E-2]
[2004,10,28,2,1.1537010857463269E-2,3.6280591989557975E-3,3.3184136000000163E-4,3.2674000000000291E-5,2.6888826123669636E-3,8.6535752688172353E-5,1.8305003781474202E-2,null,1.3674643436488288E-2,5.3399622023438129E-3,2.2714336124011236E-4,2.4284432516604197E-5,4.4542066266881923E-3,5.2030977981911385E-5,5.2383755501605798E-5,2.3772271037258926E-2]
[2004,10,28,3,1.1319780484852434E-2,3.6479155353143855E-3,3.3184136000000163E-4,3.2674000000000291E-5,2.7704620711551924E-3,8.6535752688172353E-5,1.8189209204010185E-2,null,1.3417163580940868E-2,5.369187768911857E-3,2.2714336124011236E-4,2.4284432516604197E-5,4.5893452021934632E-3,5.2030977981911385E-5,5.2670451338670778E-5,2.3679155323784819E-2]
[2004,10,28,6,1.4540195490629732E-2,4.1426928586063942E-3,1.6592068000000082E-4,1.6337000000000145E-5,3.0737187359629091E-3,8.6535752688172353E-5,2.2025400517887209E-2,null,1.7234272489444046E-2,6.097426218195319E-3,1.1357168062005618E-4,1.2142216258302098E-5,5.0916980530621896E-3,5.2030977981911385E-5,5.9814296824578825E-5,2.8601141635561825E-2]
[2004,10,28,9,1.7888974415656879E-2,5.5406942819374036E-3,0,0,3.1181433828365544E-3,8.6535752688172353E-5,{"$f":"SUM(E7235:J7235)","v":2.6634347833119007E-2},null,{"$f":"E7235*W$5","v":2.1203529198407716E-2},8.1550758732943981E-3,{"$f":"G7235*Y$5","v":0},{"$f":"H7235*Z$5","v":0},{"$f":"I7235*AA$5","v":5.1652886797346892E-3},{"$f":"J7235*AB$5","v":5.2030977981911385E-5},7.9999349144492957E-5,{"$f":"SUM(M7235:R7235)","v":3.4575924729418714E-2}]
[2004,10,28,13,1.6105141027582853E-2,5.8704783260183991E-3,0,0,3.012279361210251E-3,8.6535752688172353E-5,2.5074434467499674E-2,null,1.9089178624122245E-2,8.6404688158449091E-3,0,0,4.9899220703903506E-3,5.2030977981911385E-5,8.4760938133570564E-5,3.2771600488339422E-2]
[2004,10,28,16,1.7809328897143064E-2,5.5258685682714791E-3,0,0,2.9462316284175568E-3,8.6535752688172353E-5,2.6367964846520271E-2,null,2.1109126577100821E-2,8.1332546332711954E-3,0,0,4.8805122182347073E-3,5.2030977981911385E-5,7.9785287984731246E-5,3.4174924406588633E-2]
[2004,10,28,19,2.3884795097063208E-2,5.3629569133100616E-3,3.3184136000000163E-4,3.2674000000000291E-5,2.9700167555794556E-3,8.6535752688172353E-5,3.2668819878640898E-2,null,2.8310284227099934E-2,7.8934729670664013E-3,2.2714336124011236E-4,2.4284432516604197E-5,4.919912923395239E-3,5.2030977981911385E-5,7.7433087032685856E-5,4.142712888930021E-2]
[2004,10,28,24,1.3746489095442483E-2,3.7701643058548392E-3,3.3184136000000163E-4,3.2674000000000291E-5,2.5451787181799304E-3,8.6535752688172353E-5,2.0512883232165425E-2,null,1.6293504375281712E-2,5.5491197320278142E-3,2.2714336124011236E-4,2.4284432516604197E-5,4.216157247059333E-3,5.2030977981911385E-5,5.4435540978940745E-5,2.6362240126107491E-2]
[2004,10,29,3,9.8266766844108608E-3,3.6407024798628782E-3,3.3184136000000163E-4,3.2674000000000291E-5,2.8380950387481732E-3,8.6535752688172353E-5,1.6756525315710084E-2,null,1.1647410363494953E-2,5.3585712267436511E-3,2.2714336124011236E-4,2.4284432516604197E-5,4.701381038585019E-3,5.2030977981911385E-5,5.2566305592289339E-5,2.2010821400562253E-2]
[2004,10,29,4,9.9729569517374717E-3,3.7550850310713291E-3,3.3184136000000163E-4,3.2674000000000291E-5,2.9456759706636532E-3,8.6535752688172353E-5,1.7124769066160627E-2,null,1.1820794138737878E-2,5.526925287845129E-3,2.2714336124011236E-4,2.4284432516604197E-5,4.8795917561668487E-3,5.2030977981911385E-5,5.421781877539228E-5,2.2530769954488487E-2]
[2004,10,29,7,1.4780704025898588E-2,4.844520202761618E-3,0,0,3.0777573153987266E-3,8.6535752688172353E-5,2.2789517296747105E-2,null,1.7519343597018337E-2,7.130411427322801E-3,0,0,5.0983880689084334E-3,5.2030977981911385E-5,6.994763533546913E-5,2.9800174071231485E-2]
[2004,10,29,10,1.5980036480014795E-2,5.7378534149040055E-3,0,0,2.9379535727506048E-3,8.6535752688172353E-5,2.4742379220357574E-2,null,1.894089410732562E-2,8.4452647208720661E-3,0,0,4.866799395578097E-3,5.2030977981911385E-5,8.2846032522538047E-5,3.2304989201757693E-2]
[2004,10,29,16,1.7128029392828828E-2,5.4745372906858649E-3,0,0,3.1196875261686437E-3,8.6535752688172353E-5,2.5808789962371508E-2,null,2.0301592640446287E-2,8.0577026460863961E-3,0,0,5.1678465948443771E-3,5.2030977981911385E-5,7.9044141011329103E-5,3.357917285935897E-2]
[2004,10,29,18,1.9994094338279228E-2,4.8874494801931165E-3,0,0,2.7957972207613168E-3,8.6535752688172353E-5,2.7763876791921833E-2,null,2.3698695813795474E-2,7.193596923007136E-3,0,0,4.6313135613716278E-3,5.2030977981911385E-5,7.0567469976943407E-5,3.5575637276156147E-2]
[2004,10,29,22,1.7947873754831895E-2,4.0325893601017918E-3,3.3184136000000163E-4,3.2674000000000291E-5,2.502485368700005E-3,8.6535752688172353E-5,2.4933999596321862E-2,null,2.1273341688992493E-2,5.9353702846731719E-3,2.2714336124011236E-4,2.4284432516604197E-5,4.1454345612513422E-3,5.2030977981911385E-5,5.8224566770781332E-5,3.1657605306655637E-2]
[2004,10,30,1,1.1702420936805843E-2,3.3683725477843696E-3,3.3184136000000163E-4,3.2674000000000291E-5,2.6135000186647264E-3,8.6535752688172353E-5,1.813534461594311E-2,null,1.3870701486858216E-2,4.9577421707335837E-3,2.2714336124011236E-4,2.4284432516604197E-5,4.3293333254659132E-3,5.2030977981911385E-5,4.863426815974818E-5,2.3461235754796344E-2]
[2004,10,30,4,9.8738402859567184E-3,3.3384343570536821E-3,3.3184136000000163E-4,3.2674000000000291E-5,2.7328384608141655E-3,8.6535752688172353E-5,1.639616421651274E-2,null,1.1703312662824332E-2,4.9136776177201042E-3,2.2714336124011236E-4,2.4284432516604197E-5,4.52702067611331E-3,5.2030977981911385E-5,4.8202005405091871E-5,2.1447469728396378E-2]
[2004,10,30,5,1.0043412481309143E-2,3.4235680048170652E-3,3.3184136000000163E-4,3.2674000000000291E-5,2.8543211872715654E-3,8.6535752688172353E-5,1.6772352786085947E-2,null,1.1904304005975136E-2,5.0389816539207705E-3,2.2714336124011236E-4,2.4284432516604197E-5,4.7282600915961497E-3,5.2030977981911385E-5,4.943120811233558E-5,2.1975004523230687E-2]
[2004,10,30,9,1.7365234636054692E-2,4.5538782964249774E-3,0,0,3.3589018809415481E-3,8.6535752688172353E-5,2.5364550566109385E-2,null,2.0582748406220819E-2,6.7026298754943462E-3,0,0,5.5641116304869951E-3,5.2030977981911385E-5,6.5751200347737628E-5,3.2901520890184069E-2]
[2004,10,30,13,1.8402769906093585E-2,4.3040562622561887E-3,0,0,2.7956859709650983E-3,8.6535752688172353E-5,2.5589047892003045E-2,null,2.1812523175946751E-2,6.3349290893114935E-3,0,0,4.6311292730812966E-3,5.2030977981911385E-5,6.2144143340349728E-5,3.2830612516321453E-2]
[2004,10,30,16,1.7930982360650691E-2,4.1550729458367814E-3,0,0,2.9271907735796596E-3,8.6535752688172353E-5,2.5099781832755304E-2,null,2.1253320576468039E-2,6.1156478607448713E-3,0,0,4.8489705282380169E-3,5.2030977981911385E-5,5.9993046791710507E-5,3.2269969943432841E-2]
[2004,10,30,19,2.1348189934754711E-2,4.3078118704826824E-3,3.3184136000000163E-4,3.2674000000000291E-5,2.6437378634666005E-3,8.6535752688172353E-5,2.8750790781392168E-2,null,2.5303684722056984E-2,6.3404567846649922E-3,2.2714336124011236E-4,2.4284432516604197E-5,4.379423131571177E-3,5.2030977981911385E-5,6.219836871328552E-5,3.6327023410031786E-2]
[2004,10,30,23,1.5282479029884465E-2,3.5128463961348992E-3,3.3184136000000163E-4,3.2674000000000291E-5,2.4765418702470941E-3,8.6535752688172353E-5,2.1722918408954631E-2,null,1.8114089874856031E-2,5.1703861346581587E-3,2.2714336124011236E-4,2.4284432516604197E-5,4.1024584557877017E-3,5.2030977981911385E-5,5.0720254725388679E-5,2.7690393237040523E-2]
[2004,10,31,2,1.118387384965723E-2,3.1557329252592304E-3,3.3184136000000163E-4,3.2674000000000291E-5,2.723245679106152E-3,8.6535752688172353E-5,1.7513903566710783E-2,null,1.3256075514030966E-2,{"$f":"(F7300*X$5)-S7300","v":4.6447683506449511E-3},2.2714336124011236E-4,2.4284432516604197E-5,4.5111299742821151E-3,5.2030977981911385E-5,{"$f":"(F7300*$AC$7)*$AC$5","v":4.5564069636108721E-5},2.2715432610696664E-2]
[2004,10,31,5,1.0483085009909717E-2,3.2536418989502994E-3,3.3184136000000163E-4,3.2674000000000291E-5,2.8986137631071399E-3,8.6535752688172353E-5,1.708639178465533E-2,null,1.2425441164612952E-2,4.7888757618280604E-3,2.2714336124011236E-4,2.4284432516604197E-5,4.8016319390291762E-3,5.2030977981911385E-5,4.6977728966894248E-5,2.231940763720882E-2]
[2004,10,31,6,1.1268946081435544E-2,3.372717016301248E-3,1.6592068000000082E-4,1.6337000000000145E-5,2.997532210607487E-3,8.6535752688172353E-5,1.790798874103245E-2,null,1.3356910336004127E-2,4.9641365806362891E-3,1.1357168062005618E-4,1.2142216258302098E-5,4.9654930173563929E-3,5.2030977981911385E-5,4.869699579568038E-5,2.346428480885708E-2]
[2004,10,31,10,1.9803339878343332E-2,4.2462074059245458E-3,0,0,3.5090836217214418E-3,8.6535752688172353E-5,2.764516665867749E-2,null,2.3472597454716974E-2,6.2497841979743569E-3,0,0,5.8128917378493308E-3,5.2030977981911385E-5,6.1308892265340691E-5,3.5587304368522574E-2]
[2004,10,31,14,1.9674990259723954E-2,4.2153684387485806E-3,0,0,3.2219958164976218E-3,8.6535752688172353E-5,2.7198890267658326E-2,null,2.33204666045762E-2,6.2043938363379276E-3,0,0,5.337323039317097E-3,5.2030977981911385E-5,6.0863623644329006E-5,3.491421445821314E-2]
[2004,10,31,17,2.2516391766450945E-2,4.1423869270957869E-3,0,0,3.2884055675607739E-3,8.6535752688172353E-5,3.0033720013795676E-2,null,2.6688336579254852E-2,6.0969759326256626E-3,0,0,5.4473325845094834E-3,5.2030977981911385E-5,5.980987963054393E-5,3.8284676074371908E-2]
[2004,10,31,20,2.3677690513008314E-2,4.0027898772632513E-3,3.3184136000000163E-4,3.2674000000000291E-5,3.168306143760063E-3,8.6535752688172353E-5,3.12998376467198E-2,null,2.8064806314666416E-2,5.8915098889957811E-3,2.2714336124011236E-4,2.4284432516604197E-5,5.2483846472160603E-3,5.2030977981911385E-5,5.7794306750895853E-5,3.950815962261689E-2]
[2004,10,31,24,1.2898530443757052E-2,3.156693943274844E-3,3.3184136000000163E-4,3.2674000000000291E-5,2.3863396877819108E-3,8.6535752688172353E-5,1.8892615187501977E-2,null,1.5288431886927198E-2,4.6461828258775022E-3,2.2714336124011236E-4,2.4284432516604197E-5,3.9530361057638456E-3,5.2030977981911385E-5,4.557794530075527E-5,2.4191109590307177E-2]
[2004,11,1,3,1.1775594436405731E-2,3.6722739047419031E-3,3.3184136000000163E-4,3.267400000000027E-5,3.0761099446859233E-3,8.8893277777777997E-5,1.8977386923611339E-2,null,1.3957432922616655E-2,5.4050396569105714E-3,2.2714336124011236E-4,2.428443251660418E-5,5.0956591548562422E-3,5.3448476902514645E-5,5.3022149808441092E-5,2.4763008005042702E-2]
[2004,11,1,7,1.7318777743063733E-2,4.8195960507471059E-3,0,0,3.4865559392208635E-3,8.8893277777777997E-5,2.5713823010809482E-2,null,2.0527683757789159E-2,7.0937267917134169E-3,0,0,5.7755740237116823E-3,5.3448476902514645E-5,6.9587767810267551E-5,3.3450433050116773E-2]
[2004,11,1,8,1.909302264869393E-2,5.1380373136018943E-3,0,0,3.2361599581242433E-3,8.8893277777777997E-5,2.7556113198197847E-2,null,2.2630669249720424E-2,7.5624248514916635E-3,0,0,5.3607863222452836E-3,5.3448476902514645E-5,7.4185583981461464E-5,3.5607328900359884E-2]
[2004,11,1,11,1.8244021020991485E-2,5.6647800915909504E-3,0,0,3.0337347595766405E-3,8.8893277777777997E-5,2.7031429149936857E-2,null,2.1624360537761577E-2,8.3377116840848853E-3,0,0,5.0254635169162303E-3,5.3448476902514645E-5,8.1790962885520382E-5,3.5040984215665212E-2]
[2004,11,1,15,1.7086240162131918E-2,5.4813330025425752E-3,0,0,2.869214800561572E-3,8.8893277777777997E-5,2.5525681243013847E-2,null,2.0252060501114399E-2,8.0677049207084038E-3,0,0,4.7529317640248999E-3,5.3448476902514645E-5,7.9142260939599229E-5,3.3126145662750218E-2]
[2004,11,1,18,2.5271965914565382E-2,5.0758228755666684E-3,0,0,2.985947191893574E-3,8.8893277777777997E-5,3.3422629259803403E-2,null,2.9954476691612796E-2,7.4708544747889389E-3,0,0,4.9463021211497357E-3,5.3448476902514645E-5,7.328730042764155E-5,4.2425081764453983E-2]
[2004,11,1,20,2.4408421771765155E-2,4.9705414797438473E-3,3.3184136000000163E-4,3.267400000000027E-5,2.8805379447146362E-3,8.8893277777777997E-5,3.2712909834001422E-2,null,2.8930930957769437E-2,7.3158959574456525E-3,2.2714336124011236E-4,2.428443251660418E-5,4.7716888579528967E-3,5.3448476902514645E-5,7.1767194333662219E-5,4.132339204382722E-2]
[2004,11,2,2,1.2455124015757869E-2,3.8146433990815668E-3,3.3184136000000163E-4,3.267400000000027E-5,2.7940707114446021E-3,8.8893277777777997E-5,1.9517246764061816E-2,null,1.4762868994142597E-2,5.6145863254873727E-3,2.2714336124011236E-4,2.428443251660418E-5,4.6284535520859189E-3,5.3448476902514645E-5,5.5077752645495862E-5,2.5310785142375124E-2]
[2004,11,2,5,1.3441546214310145E-2,4.0061707817566506E-3,3.3184136000000163E-4,3.267400000000027E-5,3.0496902275499423E-3,8.8893277777777997E-5,2.0950815861394516E-2,null,1.5932060217908606E-2,5.8964860763219646E-3,2.2714336124011236E-4,2.428443251660418E-5,5.0518941802898277E-3,5.3448476902514645E-5,5.7843121961630968E-5,2.7185316745179634E-2]
[2004,11,2,6,1.5683566787067196E-2,4.3121044564308816E-3,1.6592068000000082E-4,1.6337000000000135E-5,3.2172041723043557E-3,8.8893277777777997E-5,2.3484026373580213E-2,null,1.8589493090990353E-2,6.3467748311622201E-3,1.1357168062005618E-4,1.214221625830209E-5,5.3293855513731406E-3,5.3448476902514645E-5,6.2260347242424407E-5,3.044481584730659E-2]
[2004,11,2,9,1.9325146141175451E-2,5.7363386318684617E-3,0,0,3.2478215845225451E-3,8.8893277777777997E-5,2.8398199635344238E-2,null,2.290580169365531E-2,8.4430351860957636E-3,0,0,5.380104121148953E-3,5.3448476902514645E-5,8.2824161318177666E-5,3.6782389477802546E-2]
[2004,11,2,12,1.8316296953174098E-2,5.9151863531638838E-3,0,0,3.0056856556969647E-3,8.8893277777777997E-5,2.7326062239812723E-2,null,2.1710028100516594E-2,8.706272365899154E-3,0,0,4.9789994192278829E-3,5.3448476902514645E-5,8.5406455263947677E-5,3.5448748362546148E-2]
[2004,11,2,16,1.9234124442200323E-2,5.7304245419914808E-3,0,0,3.0607329453013377E-3,8.8893277777777997E-5,2.8114175207270921E-2,null,2.2797915058733489E-2,8.4343305275793208E-3,0,0,5.0701867403140886E-3,5.3448476902514645E-5,8.2738770694391965E-5,3.6355880803529417E-2]
[2004,11,2,21,2.3978123656434026E-2,5.0933190321028575E-3,3.3184136000000163E-4,3.267400000000027E-5,2.7109082801472749E-3,8.8893277777777997E-5,3.2235759606461939E-2,null,2.8420905148550436E-2,7.4966062085579004E-3,2.2714336124011236E-4,2.428443251660418E-5,4.4906927398911528E-3,5.3448476902514645E-5,7.3539918793536264E-5,4.0713080367658722E-2]
[2004,11,2,23,1.7998628654014241E-2,4.122067475518844E-3,3.3184136000000163E-4,3.267400000000027E-5,2.3773931452565665E-3,8.8893277777777997E-5,2.4951497912567431E-2,null,2.1333500698769665E-2,6.0670687295060286E-3,2.2714336124011236E-4,2.428443251660418E-5,3.9382159165822668E-3,5.3448476902514645E-5,5.9516497101493789E-5,3.1643661615517196E-2]
[2004,11,3,3,1.1645659794626806E-2,3.8010461946168775E-3,3.3184136000000163E-4,3.267400000000027E-5,2.8984623846761977E-3,8.8893277777777997E-5,1.8798577011697664E-2,null,1.3803423368640617E-2,5.5945732678393941E-3,2.2714336124011236E-4,2.428443251660418E-5,4.8013811765722581E-3,5.3448476902514645E-5,5.4881429323542176E-5,2.4504254083711503E-2]
[2004,11,3,6,1.4993555444846783E-2,4.2765427595123952E-3,1.6592068000000082E-4,1.6337000000000135E-5,3.2220375893358415E-3,8.8893277777777997E-5,2.2763286751472801E-2,null,1.7771633145414162E-2,6.2944333154971565E-3,1.1357168062005618E-4,1.214221625830209E-5,5.3373922371511562E-3,5.3448476902514645E-5,6.1746889458401383E-5,2.9582621071843351E-2]
[2004,11,3,7,1.7853192523621386E-2,4.9084731820274331E-3,0,0,3.3559623065376998E-3,8.8893277777777997E-5,2.6206521289964296E-2,null,2.1161117466190982E-2,7.2245406775029025E-3,0,0,5.5592421461409533E-3,5.3448476902514645E-5,7.0871020827752141E-5,3.3998348766737352E-2]
[2004,11,3,10,1.7606948849294573E-2,6.012761314385124E-3,0,0,3.281063372525784E-3,8.8893277777777997E-5,2.6989666813983262E-2,null,2.0869248585550063E-2,8.8498881605274648E-3,0,0,5.4351700402508109E-3,5.3448476902514645E-5,8.6815291953592434E-5,3.5207755263230854E-2]
[2004,11,3,14,1.6244624995267628E-2,5.9403748177513215E-3,0,0,2.9628428741189411E-3,8.8893277777777997E-5,2.5236735964915668E-2,null,1.9254506848803778E-2,8.7433460302072524E-3,0,0,4.9080291951158666E-3,5.3448476902514645E-5,8.5770139067891372E-5,3.2959330551029412E-2]
[2004,11,3,18,2.3921235913967692E-2,5.4199491361585864E-3,0,0,3.1048497860255682E-3,8.8893277777777997E-5,3.2534928113929627E-2,null,2.8353476972938496E-2,7.9773570216392364E-3,0,0,5.1432674777916665E-3,5.3448476902514645E-5,7.8255969599775566E-5,4.1527549949271915E-2]
[2004,11,3,21,2.3036106018636246E-2,5.0378153912954563E-3,3.3184136000000163E-4,3.267400000000027E-5,2.7190945152330615E-3,8.8893277777777997E-5,3.1246424562942545E-2,null,2.7304345975041951E-2,7.4149131248041136E-3,2.2714336124011236E-4,2.428443251660418E-5,4.5042534592766087E-3,5.3448476902514645E-5,7.2738529127584664E-5,3.9528388829781907E-2]
[2004,11,4,1,1.2239985520291508E-2,3.7790283793321293E-3,3.3184136000000163E-4,3.267400000000027E-5,2.7613730683450854E-3,8.8893277777777997E-5,1.9233795605746503E-2,null,1.4507868608747112E-2,5.5621663265655085E-3,2.2714336124011236E-4,2.428443251660418E-5,4.5742890237048354E-3,5.3448476902514645E-5,5.4563524959443678E-5,2.4949200229676689E-2]
[2004,11,4,4,1.1478567302287983E-2,3.8830230111904771E-3,3.3184136000000163E-4,3.267400000000027E-5,3.066758526549241E-3,8.8893277777777997E-5,1.8881757477805482E-2,null,1.3605371179743746E-2,5.7152309192077854E-3,2.2714336124011236E-4,2.428443251660418E-5,5.0801682782959318E-3,5.3448476902514645E-5,5.6065052103850551E-5,2.4705646647906695E-2]
[2004,11,4,7,1.7490326007514004E-2,4.8900384790581675E-3,0,0,3.361601560807499E-3,8.8893277777777997E-5,2.5830859325157451E-2,null,2.0731017305576221E-2,7.1974075433204046E-3,0,0,5.5685837230556885E-3,5.3448476902514645E-5,7.060485125329629E-5,3.3550457048854829E-2]
[2004,11,4,11,1.7227841824683728E-2,5.9486793228049712E-3,0,0,3.1167267133666355E-3,8.8893277777777997E-5,2.6382141138633117E-2,null,2.0419898797301606E-2,8.7555690234562122E-3,0,0,5.1629419285185085E-3,5.3448476902514645E-5,8.5890043716199612E-5,3.4391858226178844E-2]
[2004,11,4,12,1.7183928790972292E-2,5.8340103151954753E-3,0,0,3.0008896443680152E-3,8.8893277777777997E-5,2.610772202831356E-2,null,2.0367849346569752E-2,8.5867933412426423E-3,0,0,4.9710546970057872E-3,5.3448476902514645E-5,8.4234394530553349E-5,3.3979145861720697E-2]
[2004,11,4,15,1.6244035673734555E-2,5.8584819189447862E-3,0,0,3.0893875838369123E-3,8.8893277777777997E-5,2.5280798454294033E-2,null,1.9253808334957014E-2,8.622811893279958E-3,0,0,5.1176539225047451E-3,5.3448476902514645E-5,8.4587727934789156E-5,3.304772262764423E-2]
[2004,11,4,19,2.4310384520108329E-2,5.4473455425865114E-3,3.3184136000000163E-4,3.267400000000027E-5,3.0681560437097657E-3,8.8893277777777997E-5,3.3279294744182383E-2,null,2.8814728894993955E-2,8.0176804471355102E-3,2.2714336124011236E-4,2.428443251660418E-5,5.0824833031946348E-3,5.3448476902514645E-5,7.8651532785832748E-5,4.2219768915983336E-2]
[2004,11,4,22,2.0617383462992363E-2,4.5824648882558123E-3,3.3184136000000163E-4,3.267400000000027E-5,2.6437073541129038E-3,8.8893277777777997E-5,2.8296964343138858E-2,null,2.4437470930122881E-2,6.7447050764487355E-3,2.2714336124011236E-4,2.428443251660418E-5,4.3793725920032583E-3,5.3448476902514645E-5,6.6163948033200334E-5,3.5866424869234109E-2]
[2004,11,5,2,1.1406411339976223E-2,3.9004720370240235E-3,3.3184136000000163E-4,3.267400000000027E-5,2.9670719639131272E-3,8.8893277777777997E-5,1.8727363978691156E-2,null,1.3519845815451337E-2,5.7409132836095779E-3,2.2714336124011236E-4,2.428443251660418E-5,4.9150347965130729E-3,5.3448476902514645E-5,5.6316989972799545E-5,2.4480670166233221E-2]
[2004,11,5,4,1.1296423492380279E-2,4.0010510497267126E-3,3.3184136000000163E-4,3.267400000000027E-5,3.2089270490016377E-3,8.8893277777777997E-5,1.895981022888641E-2,null,1.3389478893134681E-2,5.8889505941187338E-3,2.2714336124011236E-4,2.428443251660418E-5,5.3156742732030507E-3,5.3448476902514645E-5,5.7769200678602515E-5,2.4898980031115698E-2]
[2004,11,5,9,1.8715167497817212E-2,5.7823778658820171E-3,0,0,3.5193670712716564E-3,8.8893277777777997E-5,{"$f":"SUM(E7427:J7427)","v":2.8105805712748667E-2},null,{"$f":"E7427*W$5","v":2.2182803288362068E-2},8.5107980741787378E-3,{"$f":"G7427*Y$5","v":0},{"$f":"H7427*Z$5","v":0},{"$f":"I7427*AA$5","v":5.8299265496038902E-3},{"$f":"J7427*AB$5","v":5.3448476902514645E-5},8.3488899087269598E-5,{"$f":"SUM(M7427:R7427)","v":3.6576976389047208E-2}]
[2004,11,5,10,1.816709440750041E-2,5.8893066889860292E-3,0,0,3.2484095499349516E-3,8.8893277777777997E-5,2.739370392419917E-2,null,2.1533180593210646E-2,{"$f":"(F7428*X$5)-S7428","v":8.6681813588508488E-3},0,0,5.3810781017251822E-3,5.3448476902514645E-5,{"$f":"(F7428*$AC$7)*$AC$5","v":8.5032791570382099E-5},3.5635888530689191E-2]
[2004,11,5,13,1.7195758142929146E-2,5.959469231755608E-3,0,0,3.2271751549905188E-3,8.8893277777777997E-5,2.6471295807453055E-2,null,2.0381870497463449E-2,8.7714501606713131E-3,0,0,5.3459027533331793E-3,5.3448476902514645E-5,8.6045833884264503E-5,3.4552671888370454E-2]
[2004,11,5,16,1.9329436507997989E-2,5.7002559118586099E-3,0,0,3.4558014454113954E-3,8.8893277777777997E-5,2.8574387143045776E-2,null,2.2910887000173158E-2,8.3899268021240189E-3,0,0,5.7246283745797603E-3,5.3448476902514645E-5,8.2303180738981779E-5,3.707889065377945E-2]
[2004,11,5,20,2.2502746494813704E-2,5.5587952386927861E-3,3.3184136000000163E-4,3.267400000000027E-5,3.1046159650311113E-3,8.8893277777777997E-5,3.161956633631538E-2,null,2.6672163046392777E-2,8.1817177828111508E-3,2.2714336124011236E-4,2.428443251660418E-5,5.1428801470029669E-3,5.3448476902514645E-5,8.0260699922146195E-5,4.0301637246866133E-2]
[2004,11,5,23,1.7021015652751128E-2,4.1100211504724524E-3,3.3184136000000163E-4,3.267400000000027E-5,2.3932710903872955E-3,8.8893277777777997E-5,2.3977716531388658E-2,null,2.0174750882520669E-2,6.0493383351278461E-3,2.2714336124011236E-4,2.428443251660418E-5,3.964518161274618E-3,5.3448476902514645E-5,5.934256616174928E-5,3.0493483649582369E-2]
[2004,11,6,1,1.3836089797744422E-2,3.7332256973943399E-3,3.3184136000000163E-4,3.267400000000027E-5,2.9438854322832251E-3,8.8893277777777997E-5,2.0966609565199766E-2,null,1.6399706724466927E-2,5.4947516078684795E-3,2.2714336124011236E-4,2.428443251660418E-5,4.8766256810088031E-3,5.3448476902514645E-5,5.3902202648981505E-5,2.7075960284003445E-2]
[2004,11,6,7,1.555157699452935E-2,4.3069487830777117E-3,0,0,3.5164601794533974E-3,8.8893277777777997E-5,2.3463879234838239E-2,null,1.8433047598088396E-2,6.3391864486899933E-3,0,0,5.8251112048430575E-3,5.3448476902514645E-5,6.2185907020375015E-5,3.0650793728523962E-2]
[2004,11,6,10,2.1337555038659254E-2,4.9614742553518668E-3,0,0,3.6724249137456886E-3,8.8893277777777997E-5,3.0060347485534589E-2,null,2.529107934152244E-2,7.3025503550510499E-3,0,0,6.0834709970553546E-3,5.3448476902514645E-5,7.1636277157403246E-5,3.8730549170531363E-2]
[2004,11,6,11,2.130608855439789E-2,5.1139569124299348E-3,0,0,3.7841696796296937E-3,8.8893277777777997E-5,3.0293108424235295E-2,null,2.5253782596482484E-2,7.5269820913204544E-3,0,0,6.2685792179977742E-3,5.3448476902514645E-5,7.3837898958092608E-5,3.9102792382703228E-2]
[2004,11,6,14,2.0929730944460892E-2,4.5387821099994903E-3,0,0,3.1133716076409993E-3,8.8893277777777997E-5,2.8670777939879162E-2,null,2.4807691647615246E-2,6.6804105398961732E-3,0,0,5.1573841053217523E-3,5.3448476902514645E-5,6.5533233965340412E-5,3.6698934769735687E-2]
[2004,11,6,18,2.3935696832179259E-2,4.6004898223676316E-3,0,0,3.0480354101134173E-3,8.8893277777777997E-5,3.1673115342438087E-2,null,2.8370617279275253E-2,6.7712350919690327E-3,0,0,5.049152930538787E-3,5.3448476902514645E-5,6.6424201157437631E-5,4.0244453778685588E-2]
[2004,11,6,22,2.0266091497538496E-2,4.3039796222811757E-3,3.3184136000000163E-4,3.267400000000027E-5,2.7385621833470757E-3,8.8893277777777997E-5,2.7762041940944532E-2,null,2.402108990829371E-2,6.3348162866951867E-3,2.2714336124011236E-4,2.428443251660418E-5,4.5365021769858864E-3,5.3448476902514645E-5,6.2143036773589779E-5,3.5197284642634018E-2]
[2004,11,7,1,1.5272870394879286E-2,3.6078223876042791E-3,3.3184136000000163E-4,3.267400000000027E-5,2.9706671026407823E-3,8.8893277777777997E-5,2.2304768522902127E-2,null,1.810270090597748E-2,5.3101766333144623E-3,2.2714336124011236E-4,2.428443251660418E-5,4.9209902408567322E-3,5.3448476902514645E-5,5.2091566173968819E-5,2.8638744050807907E-2]
[2004,11,7,5,1.3468519723335522E-2,3.7658136449239101E-3,3.3184136000000163E-4,3.267400000000027E-5,3.2937176853405953E-3,8.8893277777777997E-5,2.0981459691377807E-2,null,1.5964031507760892E-2,5.5427162078149064E-3,2.2714336124011236E-4,2.428443251660418E-5,5.4561322509983825E-3,5.3448476902514645E-5,5.437272393379943E-5,2.7267756237233418E-2]
[2004,11,7,8,1.7966088026127626E-2,4.04991703004826E-3,0,0,3.3306827110564066E-3,8.8893277777777997E-5,2.5435581045010071E-2,null,2.1294930787633538E-2,5.9608740313031776E-3,0,0,5.51736581387011E-3,5.3448476902514645E-5,5.8474752441993522E-5,3.282661910970934E-2]
[2004,11,7,11,2.3407144606253556E-2,4.5322086615078349E-3,0,0,3.4787649822683514E-3,8.8893277777777997E-5,3.1507011527807521E-2,null,2.7744132367681314E-2,6.6707354038083727E-3,0,0,5.7626680932234883E-3,5.3448476902514645E-5,6.5438323188060806E-5,4.0230984341615691E-2]
[2004,11,7,12,2.2804485494480008E-2,4.5051080971708155E-3,0,0,3.3511021143183941E-3,8.8893277777777997E-5,3.0749588983746998E-2,null,2.7029809691810482E-2,6.6308474137602722E-3,0,0,5.5511911065415885E-3,5.3448476902514645E-5,6.5047031519888874E-5,3.9265296689014864E-2]
[2004,11,7,15,2.1459876356221565E-2,4.3420493898353261E-3,0,0,3.163780095147473E-3,8.8893277777777997E-5,2.9054599118982144E-2,null,2.5436064938139435E-2,6.390849308386147E-3,0,0,5.2408871255205458E-3,5.3448476902514645E-5,6.2692707351218047E-5,3.7121249848948643E-2]
[2004,11,7,20,2.700168409556572E-2,4.1987007445525573E-3,3.3184136000000163E-4,3.267400000000027E-5,3.0690833127624152E-3,8.8893277777777997E-5,3.4722876790658476E-2,null,3.2004685334303763E-2,6.1798614756111217E-3,2.2714336124011236E-4,2.428443251660418E-5,5.0840193494095338E-3,5.3448476902514645E-5,6.06229670371294E-5,4.357344242998365E-2]
[2004,11,7,23,2.0484669562676344E-2,3.6580232992372923E-3,3.3184136000000163E-4,3.267400000000027E-5,2.4721915790753431E-3,8.8893277777777997E-5,2.7068293078766757E-2,null,2.4280167163288579E-2,5.384064890353004E-3,2.2714336124011236E-4,2.428443251660418E-5,4.0952520810370466E-3,5.3448476902514645E-5,5.2816392351473959E-5,3.4064360405337862E-2]
[2004,11,8,2,1.2603605253546622E-2,3.6216180304830992E-3,3.3184136000000163E-4,3.267400000000027E-5,2.9980131083282993E-3,8.8893277777777997E-5,1.96766450301358E-2,null,1.4938861546187059E-2,{"$f":"(F7492*X$5)-S7492","v":5.3304817627211534E-3},2.2714336124011236E-4,2.428443251660418E-5,4.9662896374114852E-3,5.3448476902514645E-5,{"$f":"(F7492*$AC$7)*$AC$5","v":5.2290754650209668E-5},2.5540509216978931E-2]
[2004,11,8,6,1.5024266578075929E-2,4.2834366507894604E-3,1.6592068000000082E-4,1.6337000000000135E-5,3.4219936009891577E-3,8.8893277777777997E-5,2.3000847787632325E-2,null,1.7808034584368117E-2,6.3045800955875125E-3,1.1357168062005618E-4,1.214221625830209E-5,5.6686247677406286E-3,5.3448476902514645E-5,6.1846426950848133E-5,2.9960401821477134E-2]
[2004,11,8,9,1.9400052387324371E-2,5.5113992931167238E-3,0,0,3.2903509850469551E-3,8.8893277777777997E-5,2.8290695943265828E-2,null,2.2994586927534994E-2,8.1119580175919512E-3,0,0,5.4505552210867628E-3,5.3448476902514645E-5,7.957637326464887E-5,3.661054864311622E-2]
[2004,11,8,10,1.8711295155704914E-2,5.7149513081119945E-3,0,0,3.1798079265961464E-3,8.8893277777777997E-5,2.7694947668190834E-2,null,2.2178213460173121E-2,8.4115562343461056E-3,0,0,5.267437660944359E-3,5.3448476902514645E-5,8.2515360309965097E-5,3.5910655832366099E-2]
[2004,11,8,16,1.845648924129472E-2,5.3438590958710414E-3,0,0,2.8783585466883904E-3,8.8893277777777997E-5,2.6767600161631929E-2,null,2.1876195886633809E-2,7.8653638272538611E-3,0,0,4.7680786262953119E-3,5.3448476902514645E-5,7.7157343075798978E-5,3.4563086817085496E-2]
[2004,11,8,17,2.1933343976661374E-2,5.1218556461461147E-3,0,0,2.9269022778843322E-3,8.8893277777777997E-5,3.00709951784696E-2,null,2.5997258904950051E-2,7.5386078496605937E-3,0,0,4.8484926273315255E-3,5.3448476902514645E-5,7.3951944874399531E-5,3.843780785884468E-2]
[2004,11,8,21,2.3984479926266303E-2,4.670130009304981E-3,3.3184136000000163E-4,3.267400000000027E-5,2.7098720213869568E-3,8.8893277777777997E-5,3.1817890594736026E-2,null,2.8428439138473507E-2,6.8737350638869753E-3,2.2714336124011236E-4,2.428443251660418E-5,4.4889761492836111E-3,5.3448476902514645E-5,6.7429701433359849E-5,4.0096026622303327E-2]
[2004,11,8,24,1.4560662005388286E-2,4.017778941329507E-3,3.3184136000000163E-4,3.267400000000027E-5,2.7869598721600637E-3,8.8893277777777997E-5,2.1818809456655638E-2,null,1.7258531137994228E-2,5.9135715564529578E-3,2.2714336124011236E-4,2.428443251660418E-5,4.6166742548727083E-3,5.3448476902514645E-5,5.8010726446437376E-5,2.8093653219979128E-2]
[2004,11,9,3,1.2110996240167609E-2,3.6914473111783431E-3,3.3184136000000163E-4,3.267400000000027E-5,2.6688846641343615E-3,8.8893277777777997E-5,1.8924736853258094E-2,null,1.4354979577557323E-2,5.4332600524571025E-3,2.2714336124011236E-4,2.428443251660418E-5,4.4210794856489582E-3,5.3448476902514645E-5,5.329898515754137E-5,2.4514195386322615E-2]
[2004,11,9,7,1.8949614263491628E-2,4.7741879278171773E-3,0,0,3.1706192720334274E-3,8.8893277777777997E-5,2.698331474112001E-2,null,2.2460689472664445E-2,7.026892805047767E-3,0,0,5.2522164066376919E-3,5.3448476902514645E-5,6.8932142342515294E-5,3.4793247161252421E-2]
[2004,11,9,9,2.1026279399435105E-2,5.860062224674641E-3,0,0,3.4694604390936696E-3,8.8893277777777997E-5,3.0444695340981192E-2,null,2.4922129062334514E-2,8.6251378676929433E-3,0,0,5.7472548663029975E-3,5.3448476902514645E-5,8.4610545188982329E-5,3.9347970273232967E-2]
[2004,11,9,12,2.1540214881751469E-2,6.3343540928150668E-3,0,0,3.7035969220034879E-3,8.8893277777777997E-5,3.1667059174347804E-2,null,2.5531288970118565E-2,9.323224781345802E-3,0,0,6.1351082701406401E-3,5.3448476902514645E-5,9.1458611302186514E-5,4.1043070498507521E-2]
[2004,11,9,15,8.9163406578030152E-3,4.0783066232267535E-3,0,0,4.7302997603538974E-4,8.8893277777777997E-5,1.3556570534842936E-2,null,1.0568402921701754E-2,6.0026592796135429E-3,0,0,7.8358692350063877E-4,5.3448476902514645E-5,5.8884655761178683E-5,1.740809760171845E-2]
[2004,11,9,18,2.983894953547863E-2,6.6827663929567068E-3,0,0,4.2082354765527619E-3,8.8893277777777997E-5,4.0818844682765879E-2,null,3.5367652891916956E-2,9.8360357393708249E-3,0,0,6.9710556571398324E-3,5.3448476902514645E-5,9.6489164483243951E-5,5.2228192765330125E-2]
[2004,11,9,22,2.5716327692431953E-2,5.5786801058078667E-3,3.3184136000000163E-4,3.267400000000027E-5,3.4292918488061461E-3,8.8893277777777997E-5,3.517770828482375E-2,null,3.0481171946059791E-2,8.210985342398858E-3,2.2714336124011236E-4,2.428443251660418E-5,5.6807145122464431E-3,5.3448476902514645E-5,8.0547807700717751E-5,4.4677748071364327E-2]
[2004,11,10,1,1.463762046997027E-2,3.9777434762202843E-3,3.3184136000000163E-4,3.267400000000027E-5,2.8853441480288294E-3,8.8893277777777997E-5,2.1954116731997163E-2,null,1.7349748835158607E-2,5.8546453210436694E-3,2.2714336124011236E-4,2.428443251660418E-5,4.7796504634736543E-3,5.3448476902514645E-5,5.7432674132330106E-5,2.8288920890335165E-2]
[2004,11,10,6,1.5952222573329712E-2,4.216090680242866E-3,1.6592068000000082E-4,1.6337000000000135E-5,2.9810838799539711E-3,8.8893277777777997E-5,2.3420548091304332E-2,null,1.8907926706913734E-2,6.2054568681323263E-3,1.1357168062005618E-4,1.214221625830209E-5,4.9382459136494902E-3,5.3448476902514645E-5,6.0874051732674602E-5,3.0230791862476427E-2]
[2004,11,10,9,2.1269093107796191E-2,5.8714695667143471E-3,0,0,3.4172950233766703E-3,8.8893277777777997E-5,3.0646750975664987E-2,null,2.5209932456502368E-2,8.641927774356753E-3,0,0,5.6608414470998196E-3,5.3448476902514645E-5,8.4775250168576691E-5,3.9566150154861458E-2]
[2004,11,10,12,1.9515684526752768E-2,5.9167177997063941E-3,0,0,3.0116009571149807E-3,8.8893277777777997E-5,2.8532896561351922E-2,null,2.3131643943084104E-2,8.7085264268732063E-3,0,0,4.9887982756948038E-3,5.3448476902514645E-5,8.5428567064457913E-5,3.6882417122554627E-2]
[2004,11,10,13,1.8814327618190105E-2,6.1161961531997645E-3,0,0,3.2181411785337706E-3,8.8893277777777997E-5,2.8237558227701423E-2,null,2.2300336270342527E-2,9.0021288212737589E-3,0,0,5.3309377274841805E-3,5.3448476902514645E-5,8.8308736522626358E-5,3.6686851296002979E-2]
[2004,11,10,16,2.0321912215007155E-2,5.6400851707483221E-3,0,0,3.0179909225942097E-3,8.8893277777777997E-5,2.9068881586127467E-2,null,2.4087253355410437E-2,8.3013644425824675E-3,0,0,4.999383425991431E-3,5.3448476902514645E-5,8.1434405116031928E-5,3.744144970088685E-2]
[2004,11,10,19,2.8112819323124646E-2,6.1362493783226673E-3,3.3184136000000163E-4,3.267400000000027E-5,3.3072042854190311E-3,8.8893277777777997E-5,3.8009681624644125E-2,null,3.3321697013872428E-2,9.0316441787470364E-3,2.2714336124011236E-4,2.428443251660418E-5,5.4784731680635503E-3,5.3448476902514645E-5,8.8598275139349924E-5,4.8136690631342252E-2]
[2004,11,10,23,2.1031558659583588E-2,4.949521899036689E-3,3.3184136000000163E-4,3.267400000000027E-5,2.8702521564028436E-3,8.8893277777777997E-5,2.9304741352800902E-2,null,2.492838648906583E-2,7.2849582686346078E-3,2.2714336124011236E-4,2.428443251660418E-5,4.7546501719766543E-3,5.3448476902514645E-5,7.1463702985773817E-5,3.7272871200336323E-2]
[2004,11,11,3,1.3581888541176236E-2,3.9542573736460213E-3,3.3184136000000163E-4,3.267400000000027E-5,2.9940323354968241E-3,8.8893277777777997E-5,2.0983586888096862E-2,null,1.6098405842668022E-2,5.8200772797991863E-3,2.2714336124011236E-4,2.428443251660418E-5,4.9596953797656712E-3,5.3448476902514645E-5,5.7093569892991912E-5,2.7183054772892113E-2]
[2004,11,11,7,1.869538243321078E-2,4.6781882460905132E-3,0,0,2.958513890185214E-3,8.8893277777777997E-5,2.6420977847264285E-2,null,2.2159352352309092E-2,6.885595586963519E-3,0,0,4.9008581163801305E-3,5.3448476902514645E-5,6.7546050335734123E-5,3.3999254532555256E-2]
[2004,11,11,10,1.9658574713187736E-2,6.0651934499737839E-3,0,0,3.2511002363877603E-3,8.8893277777777997E-5,2.9063761677327059E-2,null,2.3301009507025437E-2,8.9270604465563671E-3,0,0,5.3855352964622518E-3,5.3448476902514645E-5,8.7572333672176824E-5,3.7667053726946571E-2]
[2004,11,11,13,1.8921860980496558E-2,6.1336541793989398E-3,0,0,3.2303183624988363E-3,8.8893277777777997E-5,2.8374726800172112E-2,null,2.2427793928589956E-2,9.027824432871815E-3,0,0,5.3511095614133131E-3,5.3448476902514645E-5,8.8560804343410947E-5,3.6860176399777594E-2]
[2004,11,11,14,1.84686383860539E-2,5.9714452739544829E-3,0,0,3.035811173545433E-3,8.8893277777777997E-5,2.7564788111331597E-2,null,2.1890596083070531E-2,8.7890771091770244E-3,0,0,5.0289031527028594E-3,5.3448476902514645E-5,8.6218750044674285E-5,3.5762024821852929E-2]
[2004,11,11,17,2.3406106476385854E-2,5.6238940545235514E-3,0,0,3.1138767448620694E-3,8.8893277777777997E-5,3.2232770553549256E-2,null,2.7742901888144024E-2,8.2775335335722421E-3,0,0,5.1582208787633033E-3,5.3448476902514645E-5,8.120062958285965E-5,4.1232104777382081E-2]
[2004,11,11,20,2.7699677784744681E-2,5.9230908033158025E-3,3.3184136000000163E-4,3.267400000000027E-5,3.1089778242085167E-3,8.8893277777777997E-5,3.7185155050046791E-2,null,3.2832006634280424E-2,8.7179065379803886E-3,2.2714336124011236E-4,2.428443251660418E-5,5.1501056844672367E-3,5.3448476902514645E-5,8.5520583717047863E-5,4.7004895127387279E-2]
[2004,11,12,1,1.5912848144129708E-2,4.3772561988091145E-3,3.3184136000000163E-4,3.267400000000027E-5,3.3282493082783522E-3,8.8893277777777997E-5,2.4071762288994956E-2,null,1.88612567950555E-2,6.442668481909909E-3,2.2714336124011236E-4,2.428443251660418E-5,5.5133348164849655E-3,5.3448476902514645E-5,6.3201041083425473E-5,3.1122136364109609E-2]
[2004,11,12,4,1.4863949303476204E-2,4.5202200357978561E-3,3.3184136000000163E-4,3.267400000000027E-5,3.737181142822568E-3,8.8893277777777997E-5,2.357475911987441E-2,null,1.7618012957974081E-2,6.6530899342505008E-3,2.2714336124011236E-4,2.428443251660418E-5,6.1907414384450099E-3,5.3448476902514645E-5,6.5265225340547037E-5,3.0766720601328824E-2]
[2004,11,12,8,2.4004555306162759E-2,6.2145675876480073E-3,0,0,4.2581555011356647E-3,8.8893277777777997E-5,3.4566171672724209E-2,null,2.8452234180822669E-2,9.1469169057391796E-3,0,0,7.0537495253209619E-3,5.3448476902514645E-5,8.9729073095955186E-5,4.4706349088785333E-2]
[2004,11,12,11,2.286534906199272E-2,6.7238196636779631E-3,0,0,4.0898442163756227E-3,8.8893277777777997E-5,3.3767906219824083E-2,null,2.7101950352358666E-2,9.8964600328876433E-3,0,0,6.7749373389962321E-3,5.3448476902514645E-5,9.7081912390064895E-5,4.382679620114506E-2]
[2004,11,12,14,2.1634507029947306E-2,6.470343633624343E-3,0,0,3.8124799176758673E-3,8.8893277777777997E-5,3.2006223859025296E-2,null,2.564305201874259E-2,9.5233811095679632E-3,0,0,6.3154758914815545E-3,5.3448476902514645E-5,9.3422097140173686E-5,4.1535357496694625E-2]
[2004,11,12,17,2.6045071381221186E-2,6.0906212391374686E-3,0,0,4.0543309015085606E-3,8.8893277777777997E-5,3.6278916799644997E-2,null,3.0870826838625014E-2,8.9644863609577418E-3,0,0,6.7161085743305685E-3,5.3448476902514645E-5,8.7939472965515859E-5,4.660487025081584E-2]
[2004,11,12,19,2.897835518949235E-2,6.518883774324369E-3,3.3184136000000163E-4,3.267400000000027E-5,4.0213851936070069E-3,8.8893277777777997E-5,3.9972032795201513E-2,null,3.4347603507356717E-2,9.5948249594117567E-3,2.2714336124011236E-4,2.428443251660418E-5,6.6615331199090548E-3,5.3448476902514645E-5,9.4122944266145477E-5,5.0908837857336763E-2]
[2004,11,12,22,2.508477692706992E-2,5.479316541465825E-3,3.3184136000000163E-4,3.267400000000027E-5,3.3078108874474718E-3,8.8893277777777997E-5,3.4325312993761001E-2,null,2.9732604432770132E-2,8.064736990654936E-3,2.2714336124011236E-4,2.428443251660418E-5,5.4794780206972862E-3,5.3448476902514645E-5,7.9113146253694051E-5,4.3581695714781592E-2]
[2004,11,13,2,1.6235607238078011E-2,4.1792329655778752E-3,3.3184136000000163E-4,3.267400000000027E-5,3.496916324930942E-3,8.8893277777777997E-5,2.4365165166364611E-2,null,1.9243818238409947E-2,6.1512078075788299E-3,2.2714336124011236E-4,2.428443251660418E-5,5.7927362822917453E-3,5.3448476902514645E-5,6.0341881388289221E-5,3.1492638598939755E-2]
[2004,11,13,5,1.5546376657603528E-2,4.2382854100851321E-3,3.3184136000000163E-4,3.267400000000027E-5,3.7491135589340628E-3,8.8893277777777997E-5,2.3987184264400507E-2,null,1.8426883717852102E-2,6.2381242012571675E-3,2.2714336124011236E-4,2.428443251660418E-5,6.2105078078178383E-3,5.3448476902514645E-5,6.1194510478721547E-5,3.1180391997586342E-2]
[2004,11,13,9,2.2375119843250024E-2,4.8917243760519102E-3,0,0,3.7226792638019668E-3,8.8893277777777997E-5,{"$f":"SUM(E7619:J7619)","v":3.1078416760881682E-2},null,{"$f":"E7619*W$5","v":2.6520889118103349E-2},7.1998889323303256E-3,{"$f":"G7619*Y$5","v":0},{"$f":"H7619*Z$5","v":0},{"$f":"I7619*AA$5","v":6.1667186844073648E-3},{"$f":"J7619*AB$5","v":5.3448476902514645E-5},7.062919308761544E-5,{"$f":"SUM(M7619:R7619)","v":3.9940945211743559E-2}]
[2004,11,13,10,2.30472003813087E-2,4.8897134400147403E-3,0,0,3.3693753553176195E-3,8.8893277777777997E-5,3.1395182454418837E-2,null,2.7317495954319534E-2,{"$f":"(F7620*X$5)-S7620","v":7.1969291343113436E-3},0,0,5.5814612234948054E-3,5.3448476902514645E-5,{"$f":"(F7620*$AC$7)*$AC$5","v":7.060015817502891E-5},4.0149334789028199E-2]
[2004,11,13,16,2.22214669813454E-2,4.3758999695303891E-3,0,0,2.9628086518709339E-3,8.8893277777777997E-5,2.9649068880524501E-2,null,2.6338766718679369E-2,6.4406723146235006E-3,0,0,4.9079725050383029E-3,5.3448476902514645E-5,6.3181459158477451E-5,3.7740860015243682E-2]
[2004,11,13,17,2.4306009307002944E-2,4.5516549825494234E-3,0,0,3.0736101637663877E-3,8.8893277777777997E-5,3.2020167731096533E-2,null,2.8809543021467963E-2,6.6993574889624994E-3,0,0,5.0915182002880316E-3,5.3448476902514645E-5,6.5719099016399421E-5,4.0653867187621012E-2]
[2004,11,13,20,2.6989184375278995E-2,4.9440488878631419E-3,3.3184136000000163E-4,3.267400000000027E-5,2.8844439773113122E-3,8.8893277777777997E-5,3.5271085878231231E-2,null,3.1989869606028162E-2,7.276902812205408E-3,2.2714336124011236E-4,2.428443251660418E-5,4.7781593063823498E-3,5.3448476902514645E-5,7.1384680879614361E-5,4.4349807995275152E-2]
[2004,11,13,24,1.9786737353565332E-2,4.156572231171469E-3,3.3184136000000163E-4,3.267400000000027E-5,3.4742030139829926E-3,8.8893277777777997E-5,2.7870921236497575E-2,null,2.3452918734701057E-2,6.1178545852161991E-3,2.2714336124011236E-4,2.428443251660418E-5,5.7551110696204754E-3,5.3448476902514645E-5,6.0014694232419868E-5,3.5630760660196964E-2]
[2004,11,14,3,1.5915563008196697E-2,4.0910491495098188E-3,3.3184136000000163E-4,3.267400000000027E-5,3.1292422932121485E-3,8.8893277777777997E-5,2.3589263088696445E-2,null,1.8864474682128093E-2,6.0214143784094844E-3,2.2714336124011236E-4,2.428443251660418E-5,5.1836743243577066E-3,5.3448476902514645E-5,5.9068638806845912E-5,3.0374439655554517E-2]
[2004,11,14,6,1.6590294796603251E-2,4.3578874472265852E-3,1.6592068000000082E-4,1.6337000000000135E-5,3.4622031999117352E-3,8.8893277777777997E-5,2.4681536401519349E-2,null,1.9664224005043477E-2,6.4141605674340194E-3,1.1357168062005618E-4,1.214221625830209E-5,5.7352330537080703E-3,5.3448476902514645E-5,6.2921385242208051E-5,3.1992779999966442E-2]
[2004,11,14,11,2.6693410702608177E-2,5.5295885335474443E-3,0,0,3.4986363034647527E-3,8.8893277777777997E-5,3.5810528817398157E-2,null,3.1639293571937184E-2,8.1387298675158291E-3,0,0,5.7955854731592919E-3,5.3448476902514645E-5,7.9838998726702241E-5,4.5627057389514822E-2]
[2004,11,14,14,2.4924062297367044E-2,5.268953787786866E-3,0,0,3.0510275742021442E-3,8.8893277777777997E-5,3.3332936937133836E-2,null,2.9542111827417995E-2,7.7551143820299403E-3,0,0,5.05410953111735E-3,5.3448476902514645E-5,7.6075822315172125E-5,4.2404784217467802E-2]
[2004,11,14,17,2.8483489543569575E-2,5.068210443154887E-3,0,0,3.0559320140594996E-3,8.8893277777777997E-5,3.6696525278561744E-2,null,3.3761046786506987E-2,7.4596501092817529E-3,0,0,5.0622338681234925E-3,5.3448476902514645E-5,7.3177388274514043E-5,4.6336379240814754E-2]
[2004,11,14,18,3.2498825187375922E-2,5.455138121007291E-3,0,0,3.4756462722370781E-3,8.8893277777777997E-5,4.1518502858398074E-2,null,3.8520363032738467E-2,8.0291499607084271E-3,0,0,5.7575018658753228E-3,5.3448476902514645E-5,7.8764045978241159E-5,5.2360463336224732E-2]
[2004,11,14,21,2.9815009272960331E-2,4.905248031522951E-3,3.3184136000000163E-4,3.267400000000027E-5,2.8990453505802322E-3,8.8893277777777997E-5,3.8072711292841302E-2,null,3.533927686299939E-2,7.219793736825705E-3,2.2714336124011236E-4,2.428443251660418E-5,4.8023468753279203E-3,5.3448476902514645E-5,7.0824454471962991E-5,4.7666293745812251E-2]
[2004,11,15,1,1.430059559954115E-2,3.6864971631472452E-3,3.3184136000000163E-4,3.267400000000027E-5,2.8254776825334523E-3,8.8893277777777997E-5,2.1265979082999629E-2,null,1.6950278383991831E-2,5.4259741726154307E-3,2.2714336124011236E-4,2.428443251660418E-5,4.6804800474430433E-3,5.3448476902514645E-5,5.3227512414143896E-5,2.7361608874709537E-2]
[2004,11,15,4,1.3099895780942001E-2,3.8909607465111001E-3,3.3184136000000163E-4,3.267400000000027E-5,3.1791538979227566E-3,8.8893277777777997E-5,2.0623419063153639E-2,null,1.5527107157367038E-2,5.7269140820945807E-3,2.2714336124011236E-4,2.428443251660418E-5,5.2663542447931077E-3,5.3448476902514645E-5,5.6179661145067864E-5,2.6825251754913959E-2]
[2004,11,15,8,2.1061051078075276E-2,5.3152806911786797E-3,0,0,3.208187794752479E-3,8.8893277777777997E-5,2.9673412841784215E-2,null,2.4963343403983929E-2,7.8233006765466104E-3,0,0,5.3144496785850984E-3,5.3448476902514645E-5,7.6744713600386473E-5,3.8154542236018149E-2]
[2004,11,15,12,2.0253027603247754E-2,5.6673559716310532E-3,0,0,2.7855486126832033E-3,8.8893277777777997E-5,2.8794825465339791E-2,null,2.4005605473154924E-2,8.341502995443827E-3,0,0,4.6143364654560566E-3,5.3448476902514645E-5,8.1828154745636962E-5,3.7014893410957324E-2]
[2004,11,15,15,1.8835419852449145E-2,5.7003279280092691E-3,0,0,2.8623304403658603E-3,8.8893277777777997E-5,2.7486971498602054E-2,null,2.2325336574696462E-2,8.3900327991602835E-3,0,0,4.7415276355355362E-3,5.3448476902514645E-5,8.2304220544624802E-5,3.5510345486294795E-2]
[2004,11,15,16,1.9918890927196894E-2,5.5110964821916582E-3,0,0,2.8714183151343168E-3,8.8893277777777997E-5,2.8390299002300647E-2,null,2.360955835484151E-2,8.1115123250589376E-3,0,0,4.7565819453927226E-3,5.3448476902514645E-5,7.9572001127207895E-5,3.6531101102195686E-2]
[2004,11,15,19,2.7791286815505224E-2,5.2282376231388462E-3,3.3184136000000163E-4,3.267400000000027E-5,2.9396626685073528E-3,8.8893277777777997E-5,3.6412595744929208E-2,null,3.2940589424631385E-2,7.6951862583908856E-3,2.2714336124011236E-4,2.428443251660418E-5,4.8696305588316873E-3,5.3448476902514645E-5,7.5487941716504152E-5,4.5810282512513192E-2]
[2004,11,16,1,1.4531109852196904E-2,3.9624007651102014E-3,3.3184136000000163E-4,3.267400000000027E-5,2.8754561834101028E-3,8.8893277777777997E-5,{"$f":"SUM(E7683:J7683)","v":2.1822375438494988E-2},null,{"$f":"E7683*W$5","v":1.722350342044543E-2},5.832063137866255E-3,{"$f":"G7683*Y$5","v":2.2714336124011236E-4},{"$f":"H7683*Z$5","v":2.428443251660418E-5},{"$f":"I7683*AA$5","v":4.763270783183178E-3},{"$f":"J7683*AB$5","v":5.3448476902514645E-5},5.7211148301727986E-5,{"$f":"SUM(M7683:R7683)","v":2.8123713612154096E-2}]
[2004,11,16,3,1.3399682712233404E-2,3.9272664676136184E-3,3.3184136000000163E-4,3.267400000000027E-5,2.9764833171725537E-3,8.8893277777777997E-5,2.0756841134797355E-2,null,1.5882440045840225E-2,5.7803506904255814E-3,2.2714336124011236E-4,2.428443251660418E-5,4.9306249572220002E-3,5.3448476902514645E-5,5.6703861526939025E-5,2.6898291964147041E-2]
[2004,11,16,6,1.5837917301202493E-2,4.2004874918531053E-3,1.6592068000000082E-4,1.6337000000000135E-5,2.9704531857677814E-3,8.8893277777777997E-5,2.3280008936601163E-2,null,1.8772442406988738E-2,6.1824913012360223E-3,1.1357168062005618E-4,1.214221625830209E-5,4.9206358817824843E-3,5.3448476902514645E-5,6.0648764999235975E-5,3.005473196378812E-2]
[2004,11,16,9,2.1120735231893558E-2,5.8507527208114078E-3,0,0,3.4024677341500426E-3,8.8893277777777997E-5,3.0462848964632788E-2,null,2.5034086123424601E-2,8.6114356660401872E-3,0,0,5.6362796422722997E-3,5.3448476902514645E-5,8.4476129859057951E-5,3.9335249908639604E-2]
[2004,11,16,13,1.8681491598060627E-2,6.0946301860880479E-3,0,0,3.2030985301504293E-3,8.8893277777777997E-5,2.8068113592076883E-2,null,2.2142887756751353E-2,8.9703869331406484E-3,0,0,5.3060191744005126E-3,5.3448476902514645E-5,8.7997356171208457E-5,3.6472742341195026E-2]
[2004,11,16,16,2.0182987456483233E-2,5.6192110563335791E-3,0,0,3.0033555175125225E-3,8.8893277777777997E-5,2.8894447308107113E-2,null,2.3922587952839029E-2,8.2706408584650414E-3,0,0,4.9751394824294123E-3,5.3448476902514645E-5,8.1133014084119014E-5,3.7221816770635997E-2]
[2004,11,16,17,2.3127077081262611E-2,5.5835780204454358E-3,0,0,3.0849190815542306E-3,8.8893277777777997E-5,3.1884467461040053E-2,null,2.7412172591470003E-2,8.2181943424731816E-3,0,0,5.1102517278580357E-3,5.3448476902514645E-5,8.0618526271935122E-5,4.0794067138703732E-2]
[2004,11,16,22,2.4343271770352847E-2,5.2877650094153043E-3,3.3184136000000163E-4,3.267400000000027E-5,2.9307895667608614E-3,8.8893277777777997E-5,3.3015234984306793E-2,null,2.885370965233713E-2,7.7828016955403378E-3,2.2714336124011236E-4,2.428443251660418E-5,4.8549320262826186E-3,5.3448476902514645E-5,7.6347428256650214E-5,4.1796319644819321E-2]
[2004,11,16,24,1.7117467433390827E-2,4.2905996495429264E-3,3.3184136000000163E-4,3.267400000000027E-5,2.986253779153878E-3,8.8893277777777997E-5,2.4847729499865412E-2,null,2.0289073710622114E-2,6.3151229617595837E-3,2.2714336124011236E-4,2.428443251660418E-5,4.9468099912219447E-3,5.3448476902514645E-5,6.194984995328092E-5,3.1855882934262877E-2]
[2004,11,17,4,1.2903385620888341E-2,3.9309455897610646E-3,3.3184136000000163E-4,3.267400000000027E-5,3.0816882673025819E-3,8.8893277777777997E-5,2.0369428115729768E-2,null,1.5294186654510555E-2,5.7857658096746884E-3,2.2714336124011236E-4,2.428443251660418E-5,5.1048997968428603E-3,5.3448476902514645E-5,5.6756982555142706E-5,2.6489728531687337E-2]
[2004,11,17,7,1.9506287701971041E-2,4.8970445498791506E-3,0,0,3.3738155955892416E-3,8.8893277777777997E-5,2.7866041125217213E-2,null,2.3120506029640768E-2,7.2077194349735958E-3,0,0,5.5888166013573362E-3,5.3448476902514645E-5,7.070600845079155E-5,3.5970490542874219E-2]
[2004,11,17,10,1.9265213929002049E-2,6.0316396162975877E-3,0,0,3.3130322951729365E-3,8.8893277777777997E-5,2.8698779118250351E-2,null,2.2834764954420463E-2,8.8776742062143723E-3,0,0,5.4881274235326644E-3,5.3448476902514645E-5,8.7087866434172199E-5,3.7254015061070012E-2]
[2004,11,17,14,1.784731871886832E-2,5.8817945495156215E-3,0,0,3.0168369383609989E-3,8.8893277777777997E-5,2.6834843484522721E-2,null,2.1154155334785707E-2,8.6571246095998294E-3,0,0,4.9974718199603529E-3,5.3448476902514645E-5,8.4924327497517727E-5,3.4862200241248406E-2]
[2004,11,17,15,1.8128004255938197E-2,5.8834965471458774E-3,0,0,3.1722474676761296E-3,8.8893277777777997E-5,2.7272641548537986E-2,null,2.1486847631311267E-2,8.659629696346113E-3,0,0,5.2549135566686798E-3,5.3448476902514645E-5,8.4948901800978172E-5,3.5454839361228577E-2]
[2004,11,17,19,2.654037136353821E-2,5.8677642241026715E-3,3.3184136000000163E-4,3.267400000000027E-5,3.0397863745892173E-3,8.8893277777777997E-5,3.5901330600007886E-2,null,3.1457898371794524E-2,8.636474062493734E-3,2.2714336124011236E-4,2.428443251660418E-5,5.0354881805319681E-3,5.3448476902514645E-5,8.472175055603577E-5,4.5434736885479464E-2]
[2004,11,17,22,2.2544485938214631E-2,4.9695412410021228E-3,3.3184136000000163E-4,3.267400000000027E-5,2.5590124264247669E-3,8.8893277777777997E-5,3.05264482434193E-2,null,2.6721636173600238E-2,7.3144237551520221E-3,2.2714336124011236E-4,2.428443251660418E-5,4.2390731581714138E-3,5.3448476902514645E-5,7.1752752380315697E-5,3.8580009357582913E-2]
[2004,11,18,1,1.3822907814813573E-2,3.8456392838809557E-3,3.3184136000000163E-4,3.267400000000027E-5,2.7532731656344307E-3,8.8893277777777997E-5,2.0875228902106739E-2,null,1.6384082320659712E-2,5.6602076464692848E-3,2.2714336124011236E-4,2.428443251660418E-5,4.5608713162291013E-3,5.3448476902514645E-5,5.5525286922597634E-5,2.691003755401733E-2]
[2004,11,18,5,1.4175264081771223E-2,4.0153291318075299E-3,3.3184136000000163E-4,3.267400000000027E-5,3.080964565637021E-3,8.8893277777777997E-5,2.1724966416993556E-2,null,1.6801724842868224E-2,5.9099658020997587E-3,2.2714336124011236E-4,2.428443251660418E-5,5.1037009654994392E-3,5.3448476902514645E-5,5.7975354856287556E-5,2.8120267881126655E-2]
[2004,11,18,8,2.1394435692692945E-2,5.2317545143136584E-3,0,0,3.1583170734969948E-3,8.8893277777777997E-5,2.9873400558281377E-2,null,2.5358499115323015E-2,7.7003625978366861E-3,0,0,5.2318374826966522E-3,5.3448476902514645E-5,7.5538720371791848E-5,3.8344147672758865E-2]
[2004,11,18,12,1.9284678995326078E-2,5.8966675990556406E-3,0,0,3.0655443474346556E-3,8.8893277777777997E-5,2.8335784219594151E-2,null,2.2857836601378002E-2,8.6790155209719878E-3,0,0,5.0781569578190544E-3,5.3448476902514645E-5,8.5139072116594461E-5,3.6668457557071557E-2]
[2004,11,18,16,2.027241534345222E-2,5.6614657424104344E-3,0,0,3.1302441952846985E-3,8.8893277777777997E-5,2.9153018558925135E-2,null,2.4028585466639444E-2,8.3328334562559614E-3,0,0,5.1853340021845926E-3,5.3448476902514645E-5,8.1743108634087816E-5,3.760020140198251E-2]
[2004,11,18,19,2.6712336142891972E-2,5.8949833347999711E-3,3.3184136000000163E-4,3.267400000000027E-5,3.0586621032533293E-3,8.8893277777777997E-5,3.6119390218723055E-2,null,3.1661725608359517E-2,8.676536535109072E-3,2.2714336124011236E-4,2.428443251660418E-5,5.0667563345646368E-3,5.3448476902514645E-5,8.5114753856574209E-5,4.5709894748692463E-2]
[2004,11,18,20,2.6425935245386976E-2,5.7209259252853795E-3,3.3184136000000163E-4,3.267400000000027E-5,2.9340532485401033E-3,8.8893277777777997E-5,3.5534323056990245E-2,null,3.1322258982068051E-2,8.4203499800183206E-3,2.2714336124011236E-4,2.428443251660418E-5,4.8603384032444245E-3,5.3448476902514645E-5,8.2601624857499596E-5,4.4907823635990024E-2]
[2004,11,18,23,1.8609343779036124E-2,4.5050710868119077E-3,3.3184136000000163E-4,3.267400000000027E-5,2.3056524513969455E-3,8.8893277777777997E-5,2.5873475955022759E-2,null,2.2057372044573434E-2,6.6307929400301517E-3,2.2714336124011236E-4,2.428443251660418E-5,3.8193755207527732E-3,5.3448476902514645E-5,6.5046497145589629E-5,3.2812416776015589E-2]
[2004,11,19,2,1.2704428399100506E-2,4.0779109396760172E-3,3.3184136000000163E-4,3.267400000000027E-5,3.1390588731729937E-3,8.8893277777777997E-5,2.0374806849727298E-2,null,1.5058365686612014E-2,6.0020768924227193E-3,2.2714336124011236E-4,2.428443251660418E-5,5.1999357540355616E-3,5.3448476902514645E-5,5.88789426817494E-5,2.6565254603729532E-2]
[2004,11,19,5,1.3735823403628156E-2,4.3301151026530491E-3,3.3184136000000163E-4,3.267400000000027E-5,3.4865692674929489E-3,8.8893277777777997E-5,2.2005916411551935E-2,null,1.6280862493050142E-2,6.3732838170392535E-3,2.2714336124011236E-4,2.428443251660418E-5,5.775596102354153E-3,5.3448476902514645E-5,6.2520394070877334E-5,2.8734618683102783E-2]
[2004,11,19,10,2.0124294587572603E-2,6.1082269629632955E-3,0,0,3.4821090253587747E-3,8.8893277777777997E-5,2.9803523853672451E-2,null,2.3853020188317232E-2,8.9903993614407225E-3,0,0,5.7682075908664079E-3,5.3448476902514645E-5,8.8193673319409302E-5,3.8665075617526877E-2]
[2004,11,19,14,1.8505985683412881E-2,6.0506071354598599E-3,0,0,3.3596722303254442E-3,8.8893277777777997E-5,2.8005158326975966E-2,null,2.1934863266399925E-2,8.905591566390831E-3,0,0,5.565387735034971E-3,5.3448476902514645E-5,8.7361729078572938E-5,3.645929104472824E-2]
[2004,11,19,17,2.2475602665824636E-2,5.6284054394119994E-3,0,0,3.5508261569348904E-3,8.8893277777777997E-5,3.1743727539949307E-2,null,2.6639989878878906E-2,8.2841736194869016E-3,0,0,5.8820393741601763E-3,5.3448476902514645E-5,8.126576724186977E-5,4.0859651349428497E-2]
[2004,11,19,20,2.4661577151722649E-2,5.872731643944651E-3,3.3184136000000163E-4,3.267400000000027E-5,3.4134186579550746E-3,8.8893277777777997E-5,3.4401136091400157E-2,null,2.9230992177934453E-2,8.6437853638658222E-3,2.2714336124011236E-4,2.428443251660418E-5,5.6544201431466736E-3,5.3448476902514645E-5,8.4793472678582987E-5,4.3834073955606186E-2]
[2004,11,19,21,2.4231312989932648E-2,5.2784613852363124E-3,3.3184136000000163E-4,3.267400000000027E-5,2.7767395359963231E-3,8.8893277777777997E-5,3.2739922548943062E-2,null,2.8721006613331154E-2,7.7691081479061303E-3,2.2714336124011236E-4,2.428443251660418E-5,4.5997439921464222E-3,5.3448476902514645E-5,7.6213097820583621E-5,4.1394735024042943E-2]
[2004,11,19,24,1.5989035160490703E-2,3.916518505827811E-3,3.3184136000000163E-4,3.267400000000027E-5,2.8244548253393001E-3,8.8893277777777997E-5,2.3183417129435595E-2,null,1.8951560106380941E-2,5.7645312931828441E-3,2.2714336124011236E-4,2.428443251660418E-5,4.6787856568915945E-3,5.3448476902514645E-5,5.6548677013276632E-5,2.9699753327114616E-2]
[2004,11,20,6,1.4460912975500204E-2,4.0247699305243443E-3,1.6592068000000082E-4,1.6337000000000135E-5,3.266281372323405E-3,8.8893277777777997E-5,2.2023115236125736E-2,null,1.7140300130525535E-2,5.9238612502011114E-3,1.1357168062005618E-4,1.214221625830209E-5,5.4106832579144176E-3,5.3448476902514645E-5,5.8111665887778951E-5,2.8654007012421941E-2]
[2004,11,20,8,2.0253960483637388E-2,4.7134534727593198E-3,0,0,3.8226439825123789E-3,8.8893277777777997E-5,2.8878951216686866E-2,null,2.4006711202087205E-2,6.937500742624351E-3,0,0,6.3323129392353896E-3,5.3448476902514645E-5,6.8055227532197495E-5,3.7329973360849457E-2]
[2004,11,20,11,2.3627912942985593E-2,5.2793544531205732E-3,0,0,3.8834672271951145E-3,8.8893277777777997E-5,3.287962790107906E-2,null,2.8005805718272315E-2,7.7704226106765978E-3,0,0,6.4330682858155935E-3,5.3448476902514645E-5,7.6225992386832401E-5,4.2262745091667019E-2]
[2004,11,20,15,2.2846880451050652E-2,4.5803859449867722E-3,0,0,3.1603269261696577E-3,8.8893277777777997E-5,3.067648659998486E-2,null,2.7080059788804532E-2,6.7416451819242232E-3,0,0,5.2351668578995954E-3,5.3448476902514645E-5,6.6133931197769839E-5,3.9110320305530868E-2]
[2004,11,20,18,2.6348797473019166E-2,4.8409646411825642E-3,0,0,3.0988068539163573E-3,8.8893277777777997E-5,3.4377462245895871E-2,null,3.123082875411326E-2,7.1251781708076599E-3,0,0,5.1332571976397262E-3,5.3448476902514645E-5,6.9896298337307234E-5,4.3542712599463164E-2]
[2004,11,20,21,2.5015760234488049E-2,4.7966446403990958E-3,3.3184136000000163E-4,3.267400000000027E-5,2.9419015498104045E-3,8.8893277777777997E-5,3.3207715062475329E-2,null,2.9650799997125322E-2,7.0599457377041189E-3,2.2714336124011236E-4,2.428443251660418E-5,4.8733393261428948E-3,5.3448476902514645E-5,6.9256383727992038E-5,4.1888961331631572E-2]
[2004,11,20,23,1.9822133237904892E-2,4.1280151366897711E-3,3.3184136000000163E-4,3.267400000000027E-5,2.8550496727667604E-3,8.8893277777777997E-5,2.7258606685139207E-2,null,2.3494872937868817E-2,6.0758227999617252E-3,2.2714336124011236E-4,2.428443251660418E-5,4.7294668474824868E-3,5.3448476902514645E-5,5.9602372444617705E-5,3.4605038855972263E-2]
[2004,11,21,2,1.5426277577368766E-2,3.7340550888152499E-3,3.3184136000000163E-4,3.267400000000027E-5,2.9991199509003591E-3,8.8893277777777997E-5,2.2612861254862157E-2,null,1.8284532105328641E-2,5.4959723483789663E-3,2.2714336124011236E-4,2.428443251660418E-5,4.9681231520084012E-3,5.3448476902514645E-5,5.3914177822214784E-5,2.9053503876375241E-2]
[2004,11,21,6,1.5473717637382711E-2,3.984957734614776E-3,1.6592068000000082E-4,1.6337000000000135E-5,3.3659493190569393E-3,8.8893277777777997E-5,2.3095775648832209E-2,null,1.8340762086673994E-2,5.8652636337645911E-3,1.1357168062005618E-4,1.214221625830209E-5,5.5757859019521664E-3,5.3448476902514645E-5,5.7536837247411367E-5,2.9960973996171626E-2]
[2004,11,21,9,2.1821055865364019E-2,4.5770050834636816E-3,0,0,3.2748704727590455E-3,8.8893277777777997E-5,{"$f":"SUM(E7811:J7811)","v":2.9761824699364527E-2},null,{"$f":"E7811*W$5","v":2.5864165515066075E-2},6.7366690578439282E-3,{"$f":"G7811*Y$5","v":0},{"$f":"H7811*Z$5","v":0},{"$f":"I7811*AA$5","v":5.4249113346261941E-3},{"$f":"J7811*AB$5","v":5.3448476902514645E-5},6.6085116607461807E-5,{"$f":"SUM(M7811:R7811)","v":3.8079194384438714E-2}]
[2004,11,21,12,2.4424854666484121E-2,4.9110534295865298E-3,0,0,3.2793723169301961E-3,8.8893277777777997E-5,3.2704173690778625E-2,null,2.8950408617857262E-2,7.228338417198615E-3,0,0,5.432368761011129E-3,5.3448476902514645E-5,7.0908275748319109E-5,4.1664564272969523E-2]
[2004,11,21,16,2.4051682107530562E-2,4.6699618658824433E-3,0,0,3.1129996416077201E-3,8.8893277777777997E-5,3.1923536892798504E-2,null,2.8508092861460908E-2,6.8734875818389479E-3,0,0,5.1567679335473822E-3,5.3448476902514645E-5,6.7427273693498844E-5,4.0591796853749758E-2]
[2004,11,21,20,2.8840328167966202E-2,4.6349192644329533E-3,3.3184136000000163E-4,3.267400000000027E-5,3.0013651520986477E-3,8.8893277777777997E-5,3.6930021222275587E-2,null,3.4184002178789918E-2,6.8219100973078428E-3,2.2714336124011236E-4,2.428443251660418E-5,4.9718423883966583E-3,5.3448476902514645E-5,6.6921310872661006E-5,4.6282630935153654E-2]
[2004,11,21,23,2.200257733079455E-2,3.9399682215070699E-3,3.3184136000000163E-4,3.267400000000027E-5,2.3929231746181059E-3,8.8893277777777997E-5,2.8788877364697506E-2,null,2.6079320146235169E-2,5.7990457783431175E-3,2.2714336124011236E-4,2.428443251660418E-5,3.9639418294118859E-3,5.3448476902514645E-5,5.6887255880203059E-5,3.6147184024649406E-2]
[2004,11,21,24,1.8511295987255913E-2,4.0512259926536349E-3,3.3184136000000163E-4,3.267400000000027E-5,2.8455539976654943E-3,8.8893277777777997E-5,2.5861484615352821E-2,null,2.1941157488750068E-2,5.9628006290938073E-3,2.2714336124011236E-4,2.428443251660418E-5,4.7137370053665067E-3,5.3448476902514645E-5,5.8493651906781863E-5,3.2922571393869615E-2]
[2004,11,22,3,1.4093352739153058E-2,3.9149360453351271E-3,3.3184136000000163E-4,3.267400000000027E-5,3.0863650218008439E-3,8.8893277777777997E-5,2.1548062444066811E-2,null,1.6704636574724416E-2,5.7622021472802454E-3,2.2714336124011236E-4,2.428443251660418E-5,5.1126469669058984E-3,5.3448476902514645E-5,5.6525828647526822E-5,2.7884361959569792E-2]
[2004,11,22,7,2.0398299161043201E-2,5.1594753822561002E-3,0,0,3.5503463864120744E-3,8.8893277777777997E-5,2.9197014207489155E-2,null,2.4177793640337834E-2,7.593978492164798E-3,0,0,5.8812446213389906E-3,5.3448476902514645E-5,7.4495117670198344E-5,3.7706465230744134E-2]
[2004,11,22,10,2.1718021084500223E-2,6.0344798680328241E-3,0,0,3.1316089556356632E-3,8.8893277777777997E-5,3.097300318594649E-2,null,2.5742039956957782E-2,8.8818546332911034E-3,0,0,5.1875947645440759E-3,5.3448476902514645E-5,8.7128875426667257E-5,3.9864937831695479E-2]
[2004,11,22,13,2.0631178280917567E-2,5.9799241103713823E-3,0,0,2.8988891768422518E-3,8.8893277777777997E-5,2.9598884845908981E-2,null,2.4453821717924769E-2,8.8015566922001274E-3,0,0,4.802088169315457E-3,5.3448476902514645E-5,8.6341171777464315E-5,3.811091505634287E-2]
[2004,11,22,17,2.5229097986429225E-2,5.4111614780545172E-3,0,0,2.9011326318444859E-3,8.8893277777777997E-5,3.3630285374106006E-2,null,2.9903665988618291E-2,7.9644228991374976E-3,0,0,4.8058045130828153E-3,5.3448476902514645E-5,7.8129088943118208E-5,4.2727341877741118E-2]
[2004,11,22,21,2.7507851552791916E-2,4.9283574907981942E-3,3.3184136000000163E-4,3.267400000000027E-5,2.6943310210991202E-3,8.8893277777777997E-5,3.5583948702467019E-2,null,3.2604637920137083E-2,7.2538074152910179E-3,2.2714336124011236E-4,2.428443251660418E-5,4.4632320628184494E-3,5.3448476902514645E-5,7.1158120544665746E-5,4.4626553668905784E-2]
[2004,11,22,22,2.5202368928794135E-2,4.5445611488397642E-3,3.3184136000000163E-4,3.267400000000027E-5,2.5070584590189517E-3,8.8893277777777997E-5,3.2707397174430629E-2,null,2.9871984443279643E-2,6.6889164234225007E-3,2.2714336124011236E-4,2.428443251660418E-5,4.1530100088032025E-3,5.3448476902514645E-5,6.5616674653885482E-5,4.1018787146164574E-2]
[2004,11,23,1,1.3191626262504676E-2,3.7122705426969869E-3,3.3184136000000163E-4,3.267400000000027E-5,2.5322644164518732E-3,8.8893277777777997E-5,1.9889569859431317E-2,null,1.5635833901505924E-2,5.4639087445380423E-3,2.2714336124011236E-4,2.428443251660418E-5,4.194764357659253E-3,5.3448476902514645E-5,5.3599641516439782E-5,2.5599383274362453E-2]
[2004,11,23,4,1.2344541877421627E-2,3.8094434638487992E-3,3.3184136000000163E-4,3.267400000000027E-5,2.8675862156175517E-3,8.8893277777777997E-5,1.9474980194665759E-2,null,1.4631797668053457E-2,5.606932796127762E-3,2.2714336124011236E-4,2.428443251660418E-5,4.75023396910577E-3,5.3448476902514645E-5,5.5002673348020265E-5,2.5293840703946222E-2]
[2004,11,23,8,2.1595125493112547E-2,5.2528910326148683E-3,0,0,3.1624344183036404E-3,8.8893277777777997E-5,3.0099344221808835E-2,null,2.5596373682313021E-2,7.7314724013509434E-3,0,0,5.2386579755057359E-3,5.3448476902514645E-5,7.5843900123865471E-5,3.8619952536072213E-2]
[2004,11,23,10,2.0780642687388155E-2,6.3096783023320517E-3,0,0,3.6781984636135908E-3,8.8893277777777997E-5,3.0857412731111575E-2,null,2.4630979604849133E-2,9.2869056968804264E-3,0,0,6.0930350382533026E-3,5.3448476902514645E-5,9.110232974651534E-5,4.0064368816885375E-2]
[2004,11,23,15,9.0069397640243926E-3,4.0917902235040283E-3,0,0,4.7236854910443881E-4,8.8893277777777997E-5,1.3659991814410636E-2,null,1.0675788663862203E-2,6.0225051288358717E-3,0,0,7.8249125193604111E-4,5.3448476902514645E-5,5.9079338808359787E-5,1.7534233521536633E-2]
[2004,11,23,19,2.9575514491787483E-2,6.442426977476514E-3,3.3184136000000163E-4,3.267400000000027E-5,3.8290452629843978E-3,8.8893277777777997E-5,4.0300395370026179E-2,null,3.5055407342731069E-2,9.4822919540524901E-3,2.2714336124011236E-4,2.428443251660418E-5,6.3429168331229913E-3,5.3448476902514645E-5,9.3019022325272339E-5,5.1185492400565781E-2]
[2004,11,23,22,2.5927852855708922E-2,5.6116603738885053E-3,3.3184136000000163E-4,3.267400000000027E-5,3.453149115733229E-3,8.8893277777777997E-5,3.5446070983108445E-2,null,3.0731889503787177E-2,8.2595273797020138E-3,2.2714336124011236E-4,2.428443251660418E-5,5.7202347188752252E-3,5.3448476902514645E-5,8.1023993508273155E-5,4.5016527873023654E-2]
[2004,11,23,23,2.299913695939438E-2,5.352110084679406E-3,3.3184136000000163E-4,3.267400000000027E-5,3.5252853154019606E-3,8.8893277777777997E-5,3.2329940997253524E-2,null,2.7260527111597967E-2,7.8775080525689562E-3,2.2714336124011236E-4,2.428443251660418E-5,5.8397302807531477E-3,5.3448476902514645E-5,7.7276475029463963E-5,4.1282641715579299E-2]
[2004,11,24,2,1.2114888362223415E-2,3.7957800251501488E-3,3.3184136000000163E-4,3.267400000000027E-5,2.8045002416453046E-3,8.8893277777777997E-5,1.916857726679665E-2,null,1.4359592850612364E-2,{"$f":"(F7876*X$5)-S7876","v":5.5868222515628235E-3},2.2714336124011236E-4,2.428443251660418E-5,4.6457303503810738E-3,5.3448476902514645E-5,{"$f":"(F7876*$AC$7)*$AC$5","v":5.4805393702664065E-5},2.4897021723215493E-2]
[2004,11,24,7,1.8188789184399212E-2,4.9246596700598839E-3,0,0,3.3509429599502473E-3,8.8893277777777997E-5,2.6553285092187122E-2,null,2.1558895082187949E-2,7.2483647745040913E-3,0,0,5.5509274630348004E-3,5.3448476902514645E-5,7.1104729536740577E-5,3.4411635796629356E-2]
[2004,11,24,10,1.7943600124328624E-2,6.0351522364117281E-3,0,0,3.279147987300586E-3,8.8893277777777997E-5,2.7346793625818717E-2,null,2.1268276219779232E-2,8.8828442592956726E-3,0,0,5.4319971529244926E-3,5.3448476902514645E-5,8.7138583421723589E-5,3.563656610890191E-2]
[2004,11,24,13,1.697689891773076E-2,6.0538608459395704E-3,0,0,3.1377167881618331E-3,8.8893277777777997E-5,2.6257369829609942E-2,null,2.0122459987726608E-2,8.9103805430933141E-3,0,0,5.1977125539885245E-3,5.3448476902514645E-5,8.740870779774358E-5,3.4284001561710957E-2]
[2004,11,24,16,1.8762999689260956E-2,5.7000482229811432E-3,0,0,3.0599843320941815E-3,8.8893277777777997E-5,2.7611925522114059E-2,null,2.2239498057124975E-2,8.3896211150625063E-3,0,0,5.0689466423295927E-3,5.3448476902514645E-5,8.2300182021821723E-5,3.5751514291419588E-2]
[2004,11,24,20,2.4854666131875362E-2,5.3866466059353281E-3,3.3184136000000163E-4,3.267400000000027E-5,2.9611808625845996E-3,8.8893277777777997E-5,3.3655902238173073E-2,null,2.9459857608306775E-2,7.9283406625109739E-3,2.2714336124011236E-4,2.428443251660418E-5,4.9052760281476067E-3,5.3448476902514645E-5,7.7775130808252515E-5,4.2598350569624591E-2]
[2004,11,24,23,1.7560989098120237E-2,4.0947151694137084E-3,3.3184136000000163E-4,3.267400000000027E-5,2.3966341060571821E-3,8.8893277777777997E-5,2.4505747011368907E-2,null,2.0814773191749753E-2,6.0268102131096034E-3,2.2714336124011236E-4,2.428443251660418E-5,3.9700890875075338E-3,5.3448476902514645E-5,5.9121570658223812E-5,3.1116548763026122E-2]
[2004,11,24,24,1.4452670995085263E-2,3.9395917387739319E-3,3.3184136000000163E-4,3.267400000000027E-5,2.6349467392068901E-3,8.8893277777777997E-5,2.1480618110843865E-2,null,1.7130531036539467E-2,5.7984916518929834E-3,2.2714336124011236E-4,2.428443251660418E-5,4.3648603969417268E-3,5.3448476902514645E-5,5.6881820031899115E-5,2.7598759356033412E-2]
[2004,11,25,4,1.3881921498374054E-2,3.6725171320933542E-3,3.3184136000000163E-4,3.267400000000027E-5,3.0300648576211666E-3,8.8893277777777997E-5,2.1037912125866358E-2,null,1.645403034190486E-2,5.4053976513070518E-3,2.2714336124011236E-4,2.428443251660418E-5,5.0193842252676526E-3,5.3448476902514645E-5,5.30256616480807E-5,2.71836884891388E-2]
[2004,11,25,7,1.6400395095459607E-2,3.9443407557342991E-3,0,0,3.2473273597666249E-3,8.8893277777777997E-5,2.368095648873831E-2,null,1.9439138778556485E-2,5.805481496786901E-3,0,0,5.3792854245004757E-3,5.3448476902514645E-5,5.6950388743070214E-5,3.0677354176746378E-2]
[2004,11,25,11,2.3954238369028564E-2,4.6154449633243532E-3,0,0,3.4393201575919192E-3,8.8893277777777997E-5,3.2097896767722615E-2,null,2.839259428079768E-2,6.793246829666864E-3,0,0,5.6973266764378527E-3,5.3448476902514645E-5,6.6640131053949362E-5,4.0936616263804911E-2]
[2004,11,25,14,2.2418494158257262E-2,4.3853552501461283E-3,0,0,2.9844231566596795E-3,8.8893277777777997E-5,2.987716584284085E-2,null,2.6572300033751592E-2,6.4545890779208401E-3,0,0,4.9437775156474734E-3,5.3448476902514645E-5,6.3317979286957315E-5,3.802411510422242E-2]
[2004,11,25,18,2.9208085383400542E-2,4.6005789212523384E-3,0,0,3.316542223614528E-3,8.8893277777777997E-5,3.7214099806045189E-2,null,3.4619899210906101E-2,6.7713662322428031E-3,0,0,5.493941714737432E-3,5.3448476902514645E-5,6.642548761224335E-5,4.6938655634788849E-2]
[2004,11,25,21,2.6826460036164696E-2,4.0527688824567292E-3,3.3184136000000163E-4,3.267400000000027E-5,2.7929106862087916E-3,8.8893277777777997E-5,3.4125548242607995E-2,null,3.1796994922687914E-2,5.9650715328412648E-3,2.2714336124011236E-4,2.428443251660418E-5,4.6265319389709736E-3,5.3448476902514645E-5,5.8515928930881826E-5,4.2693474665159388E-2]
[2004,11,26,1,1.4870883294677369E-2,3.5304170199957356E-3,3.3184136000000163E-4,3.267400000000027E-5,3.0021421974566324E-3,8.8893277777777997E-5,2.185685114990752E-2,null,1.7626231712245803E-2,5.196247473226028E-3,2.2714336124011236E-4,2.428443251660418E-5,4.9731295850064519E-3,5.3448476902514645E-5,5.0973948288217429E-5,2.8100485041137518E-2]
[2004,11,26,2,1.3773985129704789E-2,3.5519496703250364E-3,3.3184136000000163E-4,3.267400000000027E-5,3.0550815865919927E-3,8.8893277777777997E-5,2.0834425024399597E-2,null,1.6326095006347234E-2,5.2279403240229078E-3,2.2714336124011236E-4,2.428443251660418E-5,5.0608251120685182E-3,5.3448476902514645E-5,5.1284847595063443E-5,2.6919736713097893E-2]
[2004,11,26,5,1.3107136716646244E-2,3.6834670268874031E-3,3.3184136000000163E-4,3.267400000000027E-5,3.3161035517732429E-3,8.8893277777777997E-5,2.0560115933084669E-2,null,1.5535689728288171E-2,5.4215142638299931E-3,2.2714336124011236E-4,2.428443251660418E-5,5.4932150429915531E-3,5.3448476902514645E-5,5.3183761772749232E-5,2.6755295305768954E-2]
[2004,11,26,8,1.7513040311716022E-2,3.9635868804858638E-3,0,0,3.359269902313037E-3,8.8893277777777997E-5,2.4924790372292702E-2,null,2.0757940224754162E-2,5.833808922851097E-3,0,0,5.5647212678226338E-3,5.3448476902514645E-5,5.7228274036019545E-5,3.2209918892330408E-2]
[2004,11,26,12,2.2243374199501564E-2,4.4098756171015267E-3,0,0,3.3899406852797632E-3,8.8893277777777997E-5,3.0132083779660635E-2,null,2.6364733011046783E-2,6.4906794021269924E-3,0,0,5.6155282476839999E-3,5.3448476902514645E-5,6.367201675905009E-5,3.8524389137760288E-2]
[2004,11,26,15,2.0928018940553243E-2,4.2504005634302526E-3,0,0,3.2038196958634802E-3,8.8893277777777997E-5,2.8471132477624755E-2,null,2.4805662435431242E-2,6.2559559006288758E-3,0,0,5.3072138048701496E-3,5.3448476902514645E-5,6.1369435196288974E-5,3.6422280617832779E-2]
[2004,11,26,18,2.7907863736121346E-2,4.4154993504782625E-3,0,0,3.3832120466165891E-3,8.8893277777777997E-5,3.5795468410993979E-2,null,3.3078766274947685E-2,{"$f":"(F7940*X$5)-S7940","v":6.4989566991668175E-3},0,0,5.6043820761165781E-3,5.3448476902514645E-5,{"$f":"(F7940*$AC$7)*$AC$5","v":6.3753215068685704E-5},4.5235553527133592E-2]
[2004,11,26,23,1.9972527940794918E-2,3.5818093058322445E-3,3.3184136000000163E-4,3.267400000000027E-5,2.5169706143228516E-3,8.8893277777777997E-5,2.6524716498727792E-2,null,2.3673133490984904E-2,5.271889255459899E-3,2.2714336124011236E-4,2.428443251660418E-5,4.1694297616166314E-3,5.3448476902514645E-5,5.1715976129632794E-5,3.3419328778720669E-2]
[2004,11,27,2,1.3536944143836575E-2,3.7857647944204041E-3,3.3184136000000163E-4,3.267400000000027E-5,3.0191248263222547E-3,8.8893277777777997E-5,2.0795242402357014E-2,null,1.6045133932319586E-2,5.5720813251854424E-3,2.2714336124011236E-4,2.428443251660418E-5,5.0012617681236817E-3,5.3448476902514645E-5,5.4660788730950786E-5,2.6923353296287943E-2]
[2004,11,27,3,1.2960380308074771E-2,3.7231614979524172E-3,3.3184136000000163E-4,3.267400000000027E-5,3.0252648049201875E-3,8.8893277777777997E-5,2.0162215248725156E-2,null,1.5361741590072087E-2,5.4799386068479384E-3,2.2714336124011236E-4,2.428443251660418E-5,5.0114328084037039E-3,5.3448476902514645E-5,5.3756890642210277E-5,2.6157989275982962E-2]
[2004,11,27,6,1.3865936154558235E-2,3.9756136487381294E-3,1.6592068000000082E-4,1.6337000000000135E-5,3.2464251437623187E-3,8.8893277777777997E-5,2.1359125904836466E-2,null,1.6435083157093154E-2,5.8515105325442169E-3,1.1357168062005618E-4,1.214221625830209E-5,5.3777908793363992E-3,5.3448476902514645E-5,5.7401922604869389E-5,2.7843546942754645E-2]
[2004,11,27,10,2.2779339707309942E-2,5.0469156092802642E-3,0,0,3.7281511099286906E-3,8.8893277777777997E-5,3.1643299704296676E-2,null,2.7000004772864943E-2,7.4283072888480604E-3,0,0,6.1757829452143533E-3,5.3448476902514645E-5,7.2869922682040631E-5,4.0657543483829876E-2]
[2004,11,27,15,2.1985498167208583E-2,4.5288127684106772E-3,0,0,3.1483972565979723E-3,8.8893277777777997E-5,2.9751601469995014E-2,null,2.6059076473492114E-2,6.6657371554922368E-3,0,0,5.2154050382440973E-3,5.3448476902514645E-5,6.538929156427631E-5,3.7993667144130959E-2]
[2004,11,27,17,2.4259507929029627E-2,4.7605898367787548E-3,0,0,3.5143901545574428E-3,8.8893277777777997E-5,3.2623381198143606E-2,null,2.8754425645663544E-2,7.0068784424954398E-3,0,0,5.8216821527280402E-3,5.3448476902514645E-5,6.8735806219761197E-5,4.1636434717789536E-2]
[2004,11,27,21,2.4125121660743657E-2,4.7156171400816035E-3,3.3184136000000163E-4,3.267400000000027E-5,2.9123658963622441E-3,8.8893277777777997E-5,3.2206513334965284E-2,null,2.8595139646519139E-2,6.9406853383230001E-3,2.2714336124011236E-4,2.428443251660418E-5,4.8244127189688638E-3,5.3448476902514645E-5,6.8086467656402181E-5,4.0665113974470236E-2]
[2004,11,27,24,1.6338774481888883E-2,3.6482424319538979E-3,3.3184136000000163E-4,3.267400000000027E-5,2.8312063281764254E-3,8.8893277777777997E-5,2.327163187979699E-2,null,1.9366100802834015E-2,5.3696689120253903E-3,2.2714336124011236E-4,2.428443251660418E-5,4.6899697035803246E-3,5.3448476902514645E-5,5.2675171237850884E-5,2.9730615689098964E-2]
[2004,11,28,3,1.4330618153728918E-2,3.6092281347312907E-3,3.3184136000000163E-4,3.267400000000027E-5,3.0466337099949916E-3,8.8893277777777997E-5,2.143988863623298E-2,null,1.6985863660684605E-2,5.3122456834905048E-3,2.2714336124011236E-4,2.428443251660418E-5,5.0468309764574127E-3,5.3448476902514645E-5,5.2111863062679907E-5,2.7649816591291756E-2]
[2004,11,28,4,1.4260910784837804E-2,3.5775621461279737E-3,3.3184136000000163E-4,3.267400000000027E-5,3.0407770812273856E-3,8.8893277777777997E-5,2.1332658649970943E-2,null,1.6903240576918926E-2,5.2656380696207454E-3,2.2714336124011236E-4,2.428443251660418E-5,5.0371293128196092E-3,5.3448476902514645E-5,5.1654653487601804E-5,2.7510884230018514E-2]
[2004,11,28,7,1.6755470417578553E-2,3.9273731998897459E-3,0,0,3.2409954408505171E-3,8.8893277777777997E-5,2.4012732336096593E-2,null,1.9860004155477905E-2,5.7805077844224088E-3,0,0,5.3687964299024733E-3,5.3448476902514645E-5,5.6705402581577382E-5,3.1062756846705303E-2]
[2004,11,28,12,2.3689516561459074E-2,4.7104530537562883E-3,0,0,3.2762937144548599E-3,8.8893277777777997E-5,3.1765156607448004E-2,null,2.8078823549964601E-2,6.9330845732101382E-3,0,0,5.4272689729119713E-3,5.3448476902514645E-5,6.8011905963601702E-5,4.049262557298923E-2]
[2004,11,28,15,2.2298133683931333E-2,4.5397744499153306E-3,0,0,3.0873839535500228E-3,8.8893277777777997E-5,3.0014185365174466E-2,null,2.6429638594788918E-2,6.6818711162958053E-3,0,0,5.1143348548517917E-3,5.3448476902514645E-5,6.5547561871439852E-5,3.827929304283903E-2]
[2004,11,28,18,2.9664188637506386E-2,4.6966518550135995E-3,0,0,3.2857446349782303E-3,8.8893277777777997E-5,3.7735478405275996E-2,null,3.5160511458495754E-2,6.9127712664002038E-3,0,0,5.4429246778616358E-3,5.3448476902514645E-5,6.7812637268985527E-5,4.7569655879660111E-2]
[2004,11,28,22,2.4464035620282494E-2,3.9959444507841032E-3,3.3184136000000163E-4,3.267400000000027E-5,2.5542891952268533E-3,8.8893277777777997E-5,3.1467677904071234E-2,null,2.8996849206265624E-2,5.881434441861926E-3,2.2714336124011236E-4,2.428443251660418E-5,4.2312489982008874E-3,5.3448476902514645E-5,5.7695469017737824E-5,3.9414408916987671E-2]
[2004,11,29,1,1.4652785546533998E-2,3.719202265774023E-3,3.3184136000000163E-4,3.267400000000027E-5,2.8238715249478872E-3,8.8893277777777997E-5,2.1649267975033689E-2,null,1.7367723769676581E-2,5.4741112073972862E-3,2.2714336124011236E-4,2.428443251660418E-5,4.6778194040485617E-3,5.3448476902514645E-5,5.3699725243567724E-5,2.7824530651781663E-2]
[2004,11,29,4,1.342888453527393E-2,3.9279279931939068E-3,3.3184136000000163E-4,3.267400000000027E-5,3.1849047882738079E-3,8.8893277777777997E-5,2.0995125954519425E-2,null,1.5917052522391402E-2,5.7813243574472333E-3,2.2714336124011236E-4,2.428443251660418E-5,5.2758807498897581E-3,5.3448476902514645E-5,5.6713412968179527E-5,2.7279133900387626E-2]
[2004,11,29,5,1.4295856414590753E-2,4.1006614069912829E-3,3.3184136000000163E-4,3.267400000000027E-5,3.2948817491609116E-3,8.8893277777777997E-5,2.214480820852073E-2,null,1.694466110017569E-2,6.0355621882481414E-3,2.2714336124011236E-4,2.428443251660418E-5,5.4580605541375725E-3,5.3448476902514645E-5,5.920742544678619E-5,2.8743160113220638E-2]
[2004,11,29,9,2.1498712371506381E-2,5.7077988070661822E-3,0,0,3.2511311593893576E-3,8.8893277777777997E-5,{"$f":"SUM(E8003:J8003)","v":3.0546535615739698E-2},null,{"$f":"E8003*W$5","v":2.5482096676175837E-2},8.401028819234508E-3,{"$f":"G8003*Y$5","v":0},{"$f":"H8003*Z$5","v":0},{"$f":"I8003*AA$5","v":5.3855865212490825E-3},{"$f":"J8003*AB$5","v":5.3448476902514645E-5},8.2412088878750113E-5,{"$f":"SUM(M8003:R8003)","v":3.9322160493561943E-2}]
[2004,11,29,13,1.9719100252322173E-2,5.866298849546381E-3,0,0,2.9023319791231183E-3,8.8893277777777997E-5,2.857662435876945E-2,null,2.3372749507679872E-2,8.6343172496321577E-3,0,0,4.8077912642230901E-3,5.3448476902514645E-5,8.4700592736313007E-5,3.6868306498437642E-2]
[2004,11,29,16,2.0380036757611394E-2,5.5638322257969726E-3,0,0,2.8692300087700081E-3,8.8893277777777997E-5,2.8901992269956156E-2,null,2.4156147491408219E-2,8.1891314768208281E-3,0,0,4.7529569568326799E-3,5.3448476902514645E-5,8.0333426492045163E-5,3.7151684401964237E-2]
[2004,11,29,19,2.8401503094346213E-2,5.2758608854278476E-3,3.3184136000000163E-4,3.267400000000027E-5,2.9381089328419851E-3,8.8893277777777997E-5,3.7068881550393833E-2,null,3.3663869495646766E-2,7.7652805999189299E-3,2.2714336124011236E-4,2.428443251660418E-5,4.867056753763005E-3,5.3448476902514645E-5,7.6175550487787117E-5,4.6601083119987931E-2]
[2004,11,29,23,1.9727841221139797E-2,4.1240760489320277E-3,3.3184136000000163E-4,3.267400000000027E-5,2.2993473293894122E-3,8.8893277777777997E-5,2.6604673237239019E-2,null,2.338311004502765E-2,6.0700250500947657E-3,2.2714336124011236E-4,2.428443251660418E-5,3.8089309159571364E-3,5.3448476902514645E-5,5.9545497901319078E-5,3.3566942281738787E-2]
[2004,11,30,2,1.4635567407062049E-2,4.0436928344707353E-3,3.3184136000000163E-4,3.267400000000027E-5,2.9804719077781176E-3,8.8893277777777997E-5,2.2113140787088682E-2,null,1.7347315370930354E-2,5.9517129434318592E-3,2.2714336124011236E-4,2.428443251660418E-5,4.9372321652216122E-3,5.3448476902514645E-5,5.8384884355105336E-5,2.8541136750243057E-2]
[2004,11,30,4,1.4178988903886462E-2,4.1206061461361489E-3,3.3184136000000163E-4,3.267400000000027E-5,3.19709478911004E-3,8.8893277777777997E-5,2.1950098476910433E-2,null,1.680613981784914E-2,6.0649178705368548E-3,2.2714336124011236E-4,2.428443251660418E-5,5.2960738153119353E-3,5.3448476902514645E-5,5.9495397688035361E-5,2.8472007774357162E-2]
[2004,11,30,7,1.9589341572402948E-2,4.7913724534826025E-3,0,0,3.0332696253606486E-3,8.8893277777777997E-5,2.7502876929023978E-2,null,2.3218948518618918E-2,7.0521858646386886E-3,0,0,5.0246930095323664E-3,5.3448476902514645E-5,6.9180261224127763E-5,3.5349275869692491E-2]
[2004,11,30,10,2.0610298127102092E-2,6.2070790993724615E-3,0,0,3.3476087045260067E-3,8.8893277777777997E-5,3.0253879208778339E-2,null,2.4429072789293835E-2,9.1358949675206368E-3,0,0,5.5454041789251051E-3,5.3448476902514645E-5,8.9620950511016195E-5,3.9163820412642096E-2]
[2004,11,30,14,1.9360848576500965E-2,6.1134640858162403E-3,0,0,3.1303190998371298E-3,8.8893277777777997E-5,2.8693525039932118E-2,null,2.2948119247042622E-2,8.9981076254326119E-3,0,0,5.1854580835975468E-3,5.3448476902514645E-5,8.8269289550572095E-5,3.7185133432975297E-2]
[2004,11,30,17,2.4463478311776712E-2,5.7766702333634018E-3,0,0,3.2236111166148757E-3,8.8893277777777997E-5,3.3552652939532773E-2,null,2.8996188636973039E-2,8.5023972901113101E-3,0,0,5.3399988275620999E-3,5.3448476902514645E-5,8.3406489399347688E-5,4.2892033231548964E-2]
[2004,11,30,19,2.9487666529842721E-2,6.3547655575690084E-3,3.3184136000000163E-4,3.267400000000027E-5,3.4624763723950123E-3,8.8893277777777997E-5,3.9758317097584525E-2,null,3.4951282490023688E-2,9.3532674141429441E-3,2.2714336124011236E-4,2.428443251660418E-5,5.7356855713001902E-3,5.3448476902514645E-5,9.1753322364069927E-5,5.0345111746126055E-2]
[2004,12,1,1,2.0160867591038349E-2,4.1847361309978156E-3,3.3184136000000163E-4,3.2674000000000291E-5,3.4152310641903604E-3,8.6025752688172359E-5,2.8211375898914696E-2,null,2.3896369612875674E-2,6.1593076465627653E-3,2.2714336124011236E-4,2.4284432516604197E-5,5.6574224429965566E-3,5.1724332486304556E-5,6.0421338876724367E-5,3.6016251828678021E-2]
[2004,12,1,4,1.8734979025558665E-2,4.2347454889184255E-3,3.3184136000000163E-4,3.2674000000000291E-5,3.6910635384066652E-3,8.6025752688172359E-5,2.7111329165571928E-2,null,2.2206285590766352E-2,6.2329139650970384E-3,2.2714336124011236E-4,2.4284432516604197E-5,6.1143463819068322E-3,5.1724332486304556E-5,6.1143399304751421E-5,3.4856698064013245E-2]
[2004,12,1,5,1.9406562786613235E-2,4.1802051361860878E-3,3.3184136000000163E-4,3.2674000000000291E-5,3.6313234414981138E-3,8.6025752688172359E-5,2.7668632476985613E-2,null,2.3002303604757912E-2,6.1526386977648496E-3,2.2714336124011236E-4,2.4284432516604197E-5,6.0153852988512847E-3,5.1724332486304556E-5,6.0355918079713971E-5,3.5473479727617066E-2]
[2004,12,1,8,2.7629664350065867E-2,5.2974262291103271E-3,0,0,3.9339367054294647E-3,8.6025752688172359E-5,3.6947053037293828E-2,null,3.2749020775393302E-2,7.7970215704571549E-3,0,0,6.5166723388013987E-3,5.1724332486304556E-5,7.6486921837818088E-5,4.711443901713816E-2]
[2004,12,1,11,2.4285836020877395E-2,5.9405024341942685E-3,0,0,3.7365474166606871E-3,8.6025752688172359E-5,3.4048911624420523E-2,null,2.8785631932355078E-2,8.7435338625838372E-3,0,0,6.1896916539520858E-3,5.1724332486304556E-5,8.5771981658703357E-5,4.3770581781377306E-2]
[2004,12,1,15,2.2416741296117836E-2,5.5577971163389755E-3,0,0,3.3409514279342952E-3,8.6025752688172359E-5,3.1401515593079278E-2,null,2.6570222392927108E-2,8.1802486955249807E-3,0,0,5.5343762205552916E-3,5.1724332486304556E-5,8.0246288526279844E-5,4.0336571641493686E-2]
[2004,12,1,20,3.2842666552100427E-2,5.3414104630382184E-3,3.3184136000000163E-4,3.2674000000000291E-5,3.5158184437601961E-3,8.6025752688172359E-5,4.215043657158702E-2,null,3.8927912970882231E-2,7.8617598048116525E-3,2.2714336124011236E-4,2.4284432516604197E-5,5.8240481523453048E-3,5.1724332486304556E-5,7.7121988475282877E-5,5.2916873054282207E-2]
[2004,12,1,22,2.9500188813445238E-2,4.9604257693633726E-3,3.3184136000000163E-4,3.2674000000000291E-5,3.3163170188376919E-3,8.6025752688172359E-5,3.8227472714334479E-2,null,3.4966124962254201E-2,7.3010071400037707E-3,2.2714336124011236E-4,2.4284432516604197E-5,5.4935686569457937E-3,5.1724332486304556E-5,7.1621138585881592E-5,4.8063852885446789E-2]
[2004,12,2,2,1.7766107515812452E-2,4.0916260211068525E-3,3.3184136000000163E-4,3.2674000000000291E-5,3.464102112680746E-3,8.6025752688172359E-5,2.5772376762288225E-2,null,2.1057896931412631E-2,{"$f":"(F8068*X$5)-S8068","v":6.022263447389575E-3},2.2714336124011236E-4,2.4284432516604197E-5,5.7383786539660841E-3,5.1724332486304556E-5,{"$f":"(F8068*$AC$7)*$AC$5","v":5.9076967971018188E-5},3.3121691159011313E-2]
[2004,12,2,5,1.792490212048355E-2,4.0977923072772543E-3,3.3184136000000163E-4,3.2674000000000291E-5,3.6110197830645989E-3,8.6025752688172359E-5,2.6084255323513578E-2,null,2.1246113760307325E-2,6.0313393012478194E-3,2.2714336124011236E-4,2.4284432516604197E-5,5.9817517406123974E-3,5.1724332486304556E-5,5.916599993256838E-5,3.3562356928410565E-2]
[2004,12,2,6,1.9287740927687369E-2,4.2639251388637382E-3,1.6592068000000082E-4,1.6337000000000145E-5,3.7146592926028035E-3,8.6025752688172359E-5,2.7534608791842087E-2,null,2.2861465863219271E-2,6.2758620591718091E-3,1.1357168062005618E-4,1.2142216258302098E-5,6.1534333856379572E-3,5.1724332486304556E-5,6.1564709863520052E-5,3.5468199537393705E-2]
[2004,12,2,9,2.4661742590145936E-2,5.5334352236808704E-3,0,0,3.577925062042134E-3,8.6025752688172359E-5,3.3859128628557111E-2,null,2.9231188269580467E-2,8.144391621856149E-3,0,0,5.9269294419338776E-3,5.1724332486304556E-5,7.9894539186322588E-5,4.3354233665856799E-2]
[2004,12,2,13,2.1751169816720196E-2,5.5802417891580572E-3,0,0,3.164287633042313E-3,8.6025752688172359E-5,3.0581724991608737E-2,null,2.5781330644908076E-2,8.2132839074455493E-3,0,0,5.2417278757429971E-3,5.1724332486304556E-5,8.0570356075565337E-5,3.9288066760582926E-2]
[2004,12,2,17,2.4622744194891629E-2,5.3902904333488454E-3,0,0,3.2773792809322687E-3,8.6025752688172359E-5,3.3376439661860914E-2,null,2.91849640650368E-2,7.9337038331741341E-3,0,0,5.4290672430838058E-3,5.1724332486304556E-5,7.7827742233218964E-5,4.2599459473781041E-2]
[2004,12,2,20,3.0755293446734319E-2,5.0979876512850537E-3,3.3184136000000163E-4,3.2674000000000291E-5,3.4329741621601084E-3,8.6025752688172359E-5,3.9736796372867658E-2,null,3.6453781387974712E-2,7.5034777199095458E-3,2.2714336124011236E-4,2.4284432516604197E-5,5.6868143637116295E-3,5.1724332486304556E-5,7.3607326680882935E-5,4.9947225597838908E-2]
[2004,12,2,24,2.1124338342813284E-2,4.0581792681237431E-3,3.3184136000000163E-4,3.2674000000000291E-5,2.9874102981656322E-3,8.6025752688172359E-5,2.8620469021790836E-2,null,2.5038356835977282E-2,5.9730348138622227E-3,2.2714336124011236E-4,2.4284432516604197E-5,4.9487257961820996E-3,5.1724332486304556E-5,5.8594046818272371E-5,3.6263269572264625E-2]
[2004,12,3,3,1.8677226914518952E-2,4.2071162171822317E-3,3.3184136000000163E-4,3.2674000000000291E-5,3.7200183333846713E-3,8.6025752688172359E-5,2.7054902577774029E-2,null,2.2137832892235546E-2,6.1922477965868803E-3,2.2714336124011236E-4,2.4284432516604197E-5,6.1623107813463087E-3,5.1724332486304556E-5,6.0744473891480114E-5,3.4795543596411758E-2]
[2004,12,3,6,2.1126028645595964E-2,4.4263868547308642E-3,1.6592068000000082E-4,1.6337000000000145E-5,3.9393827394311395E-3,8.6025752688172359E-5,2.9760081672446141E-2,null,2.504036032614804E-2,6.5149814821150905E-3,1.1357168062005618E-4,1.2142216258302098E-5,6.5256938411265139E-3,5.1724332486304556E-5,6.3910414367130211E-5,3.8258473878754307E-2]
[2004,12,3,10,2.5222925335806706E-2,5.7318280173453409E-3,0,0,3.6975203164089899E-3,8.6025752688172359E-5,3.4738299422249208E-2,null,2.9896349639750821E-2,8.4363962340440052E-3,0,0,6.1250422089513942E-3,5.1724332486304556E-5,8.2759034782092162E-5,4.450951241523253E-2]
[2004,12,3,11,2.4540920639374429E-2,5.8957948640486393E-3,0,0,3.7457011544568338E-3,8.6025752688172359E-5,3.4268442410568076E-2,null,2.9087979849608106E-2,8.6777309851652426E-3,0,0,6.2048550676924398E-3,5.1724332486304556E-5,8.5126471126721522E-5,4.4022290234952091E-2]
[2004,12,3,14,2.2054697972719799E-2,5.7638152946894224E-3,0,0,3.5613023241968249E-3,8.6025752688172359E-5,3.1465841344294219E-2,null,2.6141097950106055E-2,8.4834767370364703E-3,0,0,5.8993934280061073E-3,5.1724332486304556E-5,8.3220883286669128E-5,4.057569244763494E-2]
[2004,12,3,18,2.8765015025258921E-2,5.4821358597456965E-3,0,0,3.1755095443000078E-3,8.6025752688172359E-5,3.7508686181992795E-2,null,3.4094734656610448E-2,8.068886606806519E-3,0,0,5.2603172746472993E-3,5.1724332486304556E-5,7.9153852998362529E-5,4.7475662870550571E-2]
[2004,12,3,21,2.9298757539747113E-2,5.345728518512183E-3,3.3184136000000163E-4,3.2674000000000291E-5,3.2763586602575267E-3,8.6025752688172359E-5,3.8371385831205002E-2,null,3.4727371538268499E-2,7.8681153386533365E-3,2.2714336124011236E-4,2.4284432516604197E-5,5.4273765573871289E-3,5.1724332486304556E-5,7.71843347463293E-5,4.8326015560551987E-2]
[2004,12,4,1,2.0807834204148695E-2,3.6685931711416425E-3,3.3184136000000163E-4,3.2674000000000291E-5,3.0221222311567503E-3,8.6025752688172359E-5,2.7949090719135261E-2,null,2.4663209295952972E-2,5.3996221658431862E-3,2.2714336124011236E-4,2.4284432516604197E-5,5.0062270501390702E-3,5.1724332486304556E-5,5.2969005513265843E-5,3.5372210638178254E-2]
[2004,12,4,4,1.8794737207623188E-2,3.7118808564586634E-3,3.3184136000000163E-4,3.2674000000000291E-5,3.3769812949017413E-3,8.6025752688172359E-5,2.6334140471671763E-2,null,2.2277116054760973E-2,5.4633351844968992E-3,2.2714336124011236E-4,2.4284432516604197E-5,5.594060667718205E-3,5.1724332486304556E-5,5.3594015029243389E-5,3.3637664033219106E-2]
[2004,12,4,7,2.1034996683656063E-2,3.9889103091524441E-3,0,0,3.5248533443727487E-3,8.6025752688172359E-5,2.8634786089869427E-2,null,2.4932461526690219E-2,5.8710812341607388E-3,0,0,5.8390147090833381E-3,5.1724332486304556E-5,5.7593906519666532E-5,3.6694281802420604E-2]
[2004,12,4,9,2.5507109247801148E-2,4.2758807791346857E-3,0,0,3.4803225562051419E-3,8.6025752688172359E-5,3.3349338335829148E-2,null,3.023318850684753E-2,6.2934589790815103E-3,0,0,5.765248256492387E-3,5.1724332486304556E-5,6.1737331450565462E-5,4.2343620074907731E-2]
[2004,12,4,12,2.634392540202804E-2,4.397903228920059E-3,0,0,3.2506140019265702E-3,8.6025752688172359E-5,3.4078468385562839E-2,null,3.1225053962494875E-2,6.4730578317900951E-3,0,0,5.3847298359526721E-3,5.1724332486304556E-5,6.3499153357193572E-5,4.3134565962723949E-2]
[2004,12,4,16,2.5297093495905067E-2,4.0262466926095641E-3,0,0,2.8780727114518906E-3,8.6025752688172359E-5,3.2287438652654696E-2,null,2.998426003146458E-2,5.926034823807407E-3,0,0,4.7676051325106815E-3,5.1724332486304556E-5,5.8132988126409579E-5,4.0729624320268977E-2]
[2004,12,4,19,3.1541473910264316E-2,4.6113648935840641E-3,3.3184136000000163E-4,3.2674000000000291E-5,3.0079739062320002E-3,8.6025752688172359E-5,3.9611353822768564E-2,null,3.7385629129848962E-2,6.7872415753418127E-3,2.2714336124011236E-4,2.4284432516604197E-5,4.9827899680044635E-3,5.1724332486304556E-5,6.6581220941411412E-5,4.9458812799438263E-2]
[2004,12,4,22,2.7984651262172214E-2,4.3591585768063641E-3,3.3184136000000163E-4,3.2674000000000291E-5,3.120138504460095E-3,8.6025752688172359E-5,3.5914489456126845E-2,null,3.3169781361271924E-2,6.416031480651823E-3,2.2714336124011236E-4,2.4284432516604197E-5,5.1685936525571368E-3,5.1724332486304556E-5,6.2939738454619016E-5,4.5057558620723914E-2]
[2004,12,4,24,2.273852957684255E-2,3.7445853861500632E-3,3.3184136000000163E-4,3.2674000000000291E-5,3.0174489571322652E-3,8.6025752688172359E-5,2.995110503281305E-2,null,2.6951633146138326E-2,5.5114713760033027E-3,2.2714336124011236E-4,2.4284432516604197E-5,4.9984856455747902E-3,5.1724332486304556E-5,5.4066219586336168E-5,3.7764742293959444E-2]
[2004,12,5,6,1.8044487582865278E-2,3.5533178271333257E-3,1.6592068000000082E-4,1.6337000000000145E-5,3.349679347210502E-3,8.6025752688172359E-5,2.5215768189897278E-2,null,2.1387856589404158E-2,5.2299540468544545E-3,1.1357168062005618E-4,1.2142216258302098E-5,5.5488342544235151E-3,5.1724332486304556E-5,5.1304601735721874E-5,3.2344083120046795E-2]
[2004,12,5,9,2.2908761010939194E-2,3.7616278126303918E-3,0,0,3.175611390903351E-3,8.6025752688172359E-5,2.9932025967161106E-2,null,2.7153405874942492E-2,5.5365552867805501E-3,0,0,5.260485986294818E-3,5.1724332486304556E-5,5.4312286767973271E-5,3.8002171480504165E-2]
[2004,12,5,10,2.5303085283663825E-2,3.8637101514113425E-3,0,0,3.227491615796324E-3,8.6025752688172359E-5,3.2480312803559661E-2,null,2.9991362006331415E-2,5.6868052691331052E-3,0,0,5.346426979200021E-3,5.1724332486304556E-5,5.5786203256787043E-5,4.1076318587150849E-2]
[2004,12,5,13,2.5565913088807804E-2,3.8205333139230682E-3,0,0,2.76514522982735E-3,8.6025752688172359E-5,3.2237617385246393E-2,null,3.0302887804906333E-2,5.6232554019560515E-3,0,0,4.5805377110197682E-3,5.1724332486304556E-5,5.5162794217880154E-5,4.0558405250368454E-2]
[2004,12,5,17,2.7883894091158087E-2,3.8867620597128117E-3,0,0,2.9884201533586794E-3,8.6025752688172359E-5,3.4845102056917751E-2,null,3.3050355419465154E-2,5.7207342411457916E-3,0,0,4.9503986485677628E-3,5.1724332486304556E-5,5.6119038379393958E-5,4.3773212641665012E-2]
[2004,12,5,21,2.9811025894919678E-2,3.4409278853977914E-3,3.3184136000000163E-4,3.2674000000000291E-5,2.4596632432668324E-3,8.6025752688172359E-5,3.6162158136272479E-2,null,3.533455542561395E-2,5.0645328098018428E-3,2.2714336124011236E-4,2.4284432516604197E-5,4.074498554600829E-3,5.1724332486304556E-5,4.9681858856992545E-5,4.4776738916259641E-2]
[2004,12,5,24,2.0911595505887996E-2,3.4985093887258834E-3,3.3184136000000163E-4,3.2674000000000291E-5,2.8175800832691117E-3,8.6025752688172359E-5,2.7678226090571162E-2,null,2.4786195988201157E-2,5.1492841973797094E-3,2.2714336124011236E-4,2.4284432516604197E-5,4.6673974610867766E-3,5.1724332486304556E-5,5.0513249753982817E-5,3.4906029772910671E-2]
[2004,12,6,4,1.7806220813556733E-2,3.7437890962720112E-3,3.3184136000000163E-4,3.2674000000000291E-5,3.2787178557822324E-3,8.6025752688172359E-5,2.5279268878299153E-2,null,2.110544261291469E-2,5.5102993560285094E-3,2.2714336124011236E-4,2.4284432516604197E-5,5.4312846284540724E-3,5.1724332486304556E-5,5.4054722349937083E-5,3.2350178723640294E-2]
[2004,12,6,7,2.2599972272479268E-2,4.3228648862409938E-3,0,0,3.4083370875524098E-3,8.6025752688172359E-5,3.0417199998960844E-2,null,2.6787403281392799E-2,6.3626125794777688E-3,0,0,5.6460023846110537E-3,5.1724332486304556E-5,6.2415711775733938E-5,3.8847742577967928E-2]
[2004,12,6,10,2.4658004342259784E-2,5.6180275251791097E-3,0,0,3.4558915814176801E-3,8.6025752688172359E-5,3.3817949201544746E-2,null,2.9226757381237561E-2,8.268898877068491E-3,0,0,5.7247776873071542E-3,5.1724332486304556E-5,8.1115925662121361E-5,4.3272158278099514E-2]
[2004,12,6,11,2.4233912390818756E-2,5.6067351254232628E-3,0,0,3.0963058703979184E-3,8.6025752688172359E-5,3.3022979139328112E-2,null,2.8724087643652196E-2,8.2522781483087906E-3,0,0,5.1291142509339712E-3,5.1724332486304556E-5,8.0952880277413482E-5,4.2157204375381264E-2]
[2004,12,6,14,2.3337759320392337E-2,5.4708493418004073E-3,0,0,2.9237520537885447E-3,8.6025752688172359E-5,3.1818386468669461E-2,null,2.7661891044030554E-2,8.0522745351949906E-3,0,0,4.8432741960848539E-3,5.1724332486304556E-5,7.8990892538213287E-5,4.0609164107796705E-2]
[2004,12,6,19,3.3499724148584029E-2,5.0189193284572312E-3,3.3184136000000163E-4,3.2674000000000291E-5,3.0115017519897554E-3,8.6025752688172359E-5,4.1980686341719191E-2,null,3.970671334301995E-2,7.3871009376826153E-3,2.2714336124011236E-4,2.4284432516604197E-5,4.9886339397270871E-3,5.1724332486304556E-5,7.2465698205766889E-5,5.2385600346672674E-2]
[2004,12,6,22,2.9312157043288118E-2,4.6426163589895642E-3,3.3184136000000163E-4,3.2674000000000291E-5,3.1768022573901451E-3,8.6025752688172359E-5,3.7582116772356004E-2,null,3.4743253765945413E-2,6.833239072869212E-3,2.2714336124011236E-4,2.4284432516604197E-5,5.2624586887744951E-3,5.1724332486304556E-5,6.7032445420697685E-5,4.7142103653832139E-2]
[2004,12,7,1,1.9507869843542167E-2,4.1290070417316083E-3,3.3184136000000163E-4,3.2674000000000291E-5,3.412304247412525E-3,8.6025752688172359E-5,2.7499722245374475E-2,null,2.3122381317973117E-2,6.0772827362916637E-3,2.2714336124011236E-4,2.4284432516604197E-5,5.6525740920023637E-3,5.1724332486304556E-5,5.9616694071786135E-5,3.5155390272510169E-2]
[2004,12,7,5,1.8807709509507421E-2,4.0738399299288085E-3,3.3184136000000163E-4,3.2674000000000291E-5,3.6385804597099027E-3,8.6025752688172359E-5,2.6970671011834306E-2,null,2.229249192681388E-2,5.9960849730566505E-3,2.2714336124011236E-4,2.4284432516604197E-5,6.0274067454032009E-3,5.1724332486304556E-5,5.882016338197838E-5,3.4619135771516756E-2]
[2004,12,7,8,2.6751329124228243E-2,5.2738476338643463E-3,0,0,3.903833556290412E-3,8.6025752688172359E-5,3.6015036067071175E-2,null,3.1707943395868507E-2,7.7623173937904303E-3,0,0,6.4668056596973531E-3,5.1724332486304556E-5,7.6146482142459121E-5,4.5988790781842592E-2]
[2004,12,7,9,2.5786872310602768E-2,5.5322206089434695E-3,0,0,3.6046350877077808E-3,8.6025752688172359E-5,{"$f":"SUM(E8195:J8195)","v":3.500975375994219E-2},null,{"$f":"E8195*W$5","v":3.0564787408658152E-2},8.142603890060043E-3,{"$f":"G8195*Y$5","v":0},{"$f":"H8195*Z$5","v":0},{"$f":"I8195*AA$5","v":5.9711753204157968E-3},{"$f":"J8195*AB$5","v":5.1724332486304556E-5},7.9877001963817802E-5,{"$f":"SUM(M8195:R8195)","v":4.4730290951620302E-2}]
[2004,12,7,15,2.1616523715981641E-2,5.6004081386913582E-3,0,0,3.3064292712037158E-3,8.6025752688172359E-5,3.0609386878564886E-2,null,2.562173667031091E-2,8.2429657671842429E-3,0,0,5.4771893360964141E-3,5.1724332486304556E-5,8.0861528039798014E-5,3.9393616106077875E-2]
[2004,12,7,16,2.2902362900696561E-2,5.5426269739976171E-3,0,0,3.47078362955088E-3,8.6025752688172359E-5,3.2001799256933229E-2,null,2.7145822292217618E-2,8.1579205078453673E-3,0,0,5.7494467670114067E-3,5.1724332486304556E-5,8.0027254330927424E-5,4.1104913899560697E-2]
[2004,12,7,20,3.18713560818479E-2,5.3015118138303443E-3,3.3184136000000163E-4,3.2674000000000291E-5,3.4637528556557698E-3,8.6025752688172359E-5,4.1087161864022191E-2,null,3.7776633448748584E-2,7.803034942010091E-3,2.2714336124011236E-4,2.4284432516604197E-5,5.7378001002769382E-3,5.1724332486304556E-5,7.6545911578425435E-5,5.1620620617278637E-2]
[2004,12,7,23,2.5743508162573037E-2,4.4382218518164889E-3,3.3184136000000163E-4,3.2674000000000291E-5,2.9432842557572704E-3,8.6025752688172359E-5,3.3575555382834972E-2,null,3.051338854377366E-2,6.5324008332437256E-3,2.2714336124011236E-4,2.4284432516604197E-5,4.8756298158663825E-3,5.1724332486304556E-5,6.4081294046787596E-5,4.222457131912679E-2]
[2004,12,8,2,1.948698599398016E-2,4.2088056791535506E-3,3.3184136000000163E-4,3.2674000000000291E-5,3.4707728924513299E-3,8.6025752688172359E-5,2.7617105678273211E-2,null,2.309762800883005E-2,6.1947344327122605E-3,2.2714336124011236E-4,2.4284432516604197E-5,5.7494289807161819E-3,5.1724332486304556E-5,6.0768867198750389E-5,3.5344943548501519E-2]
[2004,12,8,6,2.1111345276285717E-2,4.3862522456223655E-3,1.6592068000000082E-4,1.6337000000000145E-5,3.7395940423526632E-3,8.6025752688172359E-5,2.950547499694892E-2,null,2.5022956351908557E-2,6.4559093215210981E-3,1.1357168062005618E-4,1.2142216258302098E-5,6.1947384716464788E-3,5.1724332486304556E-5,6.3330930561767486E-5,3.7851042374440792E-2]
[2004,12,8,8,2.7983189387280536E-2,5.3098383777763995E-3,0,0,3.9454663587637027E-3,8.6025752688172359E-5,3.732451987650881E-2,null,3.3168048623204896E-2,7.8152904026597223E-3,0,0,6.5357715207621809E-3,5.1724332486304556E-5,7.6666134724190016E-5,4.7570834879113101E-2]
[2004,12,8,11,2.4611302435536938E-2,5.9552545595260055E-3,0,0,3.7441876442664145E-3,8.6025752688172359E-5,3.439677039201753E-2,null,2.9171402321757321E-2,8.7652467915510356E-3,0,0,6.2023478972087894E-3,5.1724332486304556E-5,8.5984980312840312E-5,4.4190721343003454E-2]
[2004,12,8,14,2.3172103193101513E-2,5.676859355962776E-3,0,0,3.3560562969602902E-3,8.6025752688172359E-5,3.2291044598712751E-2,null,2.7465541356771126E-2,8.3554905602388988E-3,0,0,5.5593978438129984E-3,5.1724332486304556E-5,8.1965369419921783E-5,4.1432154093309331E-2]
[2004,12,8,17,2.6958397008717088E-2,5.3295765880850519E-3,0,0,3.3914529281319048E-3,8.6025752688172359E-5,3.576545227762222E-2,null,3.1953377808864765E-2,7.8443421052946868E-3,0,0,5.6180333187875846E-3,5.1724332486304556E-5,7.6951124997542037E-5,4.5467477565433345E-2]
[2004,12,8,21,3.1733837437286881E-2,5.1510770252061692E-3,3.3184136000000163E-4,3.2674000000000291E-5,3.3327292748056422E-3,8.6025752688172359E-5,4.0668184849986869E-2,null,3.7613634691663719E-2,7.5816173627705121E-3,2.2714336124011236E-4,2.4284432516604197E-5,5.5207560019623157E-3,5.1724332486304556E-5,7.4373857939253116E-5,5.1019160182639571E-2]
[2004,12,8,24,2.3101530292660068E-2,4.0968066457769091E-3,3.3184136000000163E-4,3.2674000000000291E-5,3.0201790563406943E-3,8.6025752688172359E-5,3.0669057107465845E-2,null,2.7381892371627695E-2,6.0298885544800528E-3,2.2714336124011236E-4,2.4284432516604197E-5,5.0030081286053883E-3,5.1724332486304556E-5,5.9151768452812956E-5,3.8717941180956159E-2]
[2004,12,9,5,2.1765811541100452E-2,4.1215569069689238E-3,3.3184136000000163E-4,3.2674000000000291E-5,3.5158872025407031E-3,8.6025752688172359E-5,2.9853796763298249E-2,null,2.579868525804566E-2,6.0663172487255982E-3,2.2714336124011236E-4,2.4284432516604197E-5,5.8241620531211775E-3,5.1724332486304556E-5,5.9509125254283151E-5,3.7992316686135459E-2]
[2004,12,9,8,2.9348949937546102E-2,5.2624934813452276E-3,0,0,3.8290407540894516E-3,8.6025752688172359E-5,3.8526509925668952E-2,null,3.4786863823714306E-2,7.7456057741704439E-3,0,0,6.342909364016807E-3,5.1724332486304556E-5,7.5982545140091399E-5,4.8927103294387861E-2]
[2004,12,9,11,2.548347943222606E-2,6.0829789443381816E-3,0,0,3.7953572675240772E-3,8.6025752688172359E-5,3.5447841396776494E-2,null,3.0205180445968378E-2,8.9532380424685882E-3,0,0,6.2871117593242829E-3,5.1724332486304556E-5,8.7829129644119064E-5,4.5497254580247552E-2]
[2004,12,9,12,2.499996040814239E-2,5.9328980692385687E-3,0,0,3.590782238607604E-3,8.6025752688172359E-5,3.4609666468676734E-2,null,2.9632072703348396E-2,8.7323413711691573E-3,0,0,5.9482277019601874E-3,5.1724332486304556E-5,8.5662185987591099E-5,4.4364366108964041E-2]
[2004,12,9,15,2.3757278292863691E-2,5.8933951231619477E-3,0,0,3.8250315338936415E-3,8.6025752688172359E-5,3.3561730702607456E-2,null,2.8159140499219946E-2,8.6741989243780213E-3,0,0,6.3362679825441108E-3,5.1724332486304556E-5,8.5091822452876327E-5,4.3221331738628382E-2]
[2004,12,9,18,3.2478147770065115E-2,5.4047141956324414E-3,0,0,3.4874376008795613E-3,8.6025752688172359E-5,4.145632531926529E-2,null,3.8495854404601931E-2,7.954933460692936E-3,0,0,5.777034520047449E-3,5.1724332486304556E-5,7.8035999815425622E-5,5.2279546717828626E-2]
[2004,12,9,22,3.1413048219542987E-2,4.8550496653088967E-3,3.3184136000000163E-4,3.2674000000000291E-5,3.0452623147731277E-3,8.6025752688172359E-5,3.9763901312313187E-2,null,3.7233408112603159E-2,7.1459092262643525E-3,2.2714336124011236E-4,2.4284432516604197E-5,5.0445592232551944E-3,5.1724332486304556E-5,7.0099665046505449E-5,4.9727028688365732E-2]
[2004,12,10,2,2.0066916042403654E-2,4.2157126625956796E-3,3.3184136000000163E-4,3.2674000000000291E-5,3.6044775484474017E-3,8.6025752688172359E-5,2.8337647366134908E-2,null,2.3785010271729332E-2,{"$f":"(F8260*X$5)-S8260","v":6.2049004825175669E-3},2.2714336124011236E-4,2.4284432516604197E-5,5.9709143523786219E-3,5.1724332486304556E-5,{"$f":"(F8260*$AC$7)*$AC$5","v":6.0868593722504531E-5},3.6263977232868547E-2]
[2004,12,10,6,2.2439108691625825E-2,4.3299098718737961E-3,1.6592068000000082E-4,1.6337000000000145E-5,3.7070364921792946E-3,8.6025752688172359E-5,3.0744338488367089E-2,null,2.6596734126508152E-2,6.3729817479318135E-3,1.1357168062005618E-4,1.2142216258302098E-5,6.1408060109789993E-3,5.1724332486304556E-5,6.2517430844983752E-5,3.9287960114783624E-2]
[2004,12,10,9,2.9040397468997801E-2,5.5908610040293462E-3,0,0,3.6088823818714328E-3,8.6025752688172359E-5,3.8326166607586754E-2,null,3.442114127729607E-2,8.2289138084260978E-3,0,0,5.9782110778424033E-3,5.1724332486304556E-5,8.0723681676094891E-5,4.867999049605088E-2]
[2004,12,10,12,2.5519612327590951E-2,5.8063745618543109E-3,0,0,3.4221908770357325E-3,8.6025752688172359E-5,3.4834203519169167E-2,null,3.0248008217091015E-2,8.5461176327763649E-3,0,0,5.6689515608367271E-3,5.1724332486304556E-5,8.3835375532588017E-5,4.4514801743190419E-2]
[2004,12,10,13,2.4502637603294644E-2,5.6331709773169598E-3,0,0,3.2666645167023652E-3,8.6025752688172359E-5,3.3488498850002144E-2,null,2.9042603549409983E-2,8.2911877807480099E-3,0,0,5.4113179469201383E-3,5.1724332486304556E-5,8.133457449080301E-5,4.2796833609564433E-2]
[2004,12,10,16,2.4969366776097169E-2,5.426404973381295E-3,0,0,3.4103321935477523E-3,8.6025752688172359E-5,3.3892129695714389E-2,null,2.9595810536759994E-2,7.9868590514748216E-3,0,0,5.6493073315449687E-3,5.1724332486304556E-5,7.8349182246010741E-5,4.3283701252266091E-2]
[2004,12,10,19,3.3780381997823565E-2,5.5614039085475683E-3,3.3184136000000163E-4,3.2674000000000291E-5,3.323770536666206E-3,8.6025752688172359E-5,4.311609755572552E-2,null,4.0039372821581473E-2,8.1855573558883895E-3,2.2714336124011236E-4,2.4284432516604197E-5,5.5059156104168049E-3,5.1724332486304556E-5,8.0298365218207696E-5,5.4033997914129696E-2]
[2004,12,10,24,2.479054653593173E-2,3.9861809583661293E-3,3.3184136000000163E-4,3.2674000000000291E-5,3.0285767645200266E-3,8.6025752688172359E-5,3.225584537150606E-2,null,2.9383857626799119E-2,5.8670640367456429E-3,2.2714336124011236E-4,2.4284432516604197E-5,5.0169191588784615E-3,5.1724332486304556E-5,5.7554498771218112E-5,4.057099294866625E-2]
[2004,12,11,3,1.9988715356318045E-2,3.7429864267816753E-3,3.3184136000000163E-4,3.2674000000000291E-5,3.2940832180446988E-3,8.6025752688172359E-5,2.7476326113832595E-2,null,2.3692320188316809E-2,5.5091179462156267E-3,2.2714336124011236E-4,2.4284432516604197E-5,5.4567377657893223E-3,5.1724332486304556E-5,5.4043133001466019E-5,3.4961328026564785E-2]
[2004,12,11,7,2.1927801964922462E-2,4.0204169929267692E-3,0,0,3.5186934399870757E-3,8.6025752688172359E-5,2.9552938150524479E-2,null,2.5990690042756302E-2,5.9174543750743491E-3,0,0,5.82881066119808E-3,5.1724332486304556E-5,5.804881597097198E-5,3.7788679411515036E-2]
[2004,12,11,10,2.7914768718894482E-2,4.4325590451867137E-3,0,0,3.367047939825985E-3,8.6025752688172359E-5,3.5800401456595354E-2,null,3.3086950645971024E-2,6.5240660262011925E-3,0,0,5.5776057969104632E-3,5.1724332486304556E-5,6.3999531577742878E-5,4.5240346801568986E-2]
[2004,12,11,13,2.7467647503905557E-2,4.269100227981765E-3,0,0,2.9657331176737071E-3,8.6025752688172359E-5,3.4788506602249206E-2,null,3.2556984672687077E-2,6.2834790187550425E-3,0,0,4.9128169615788465E-3,5.1724332486304556E-5,6.163943042021211E-5,4.3805004985507268E-2]
[2004,12,11,16,2.6286155742168131E-2,4.0685893192114291E-3,0,0,2.8819402756175855E-3,8.6025752688172359E-5,3.332271108968532E-2,null,3.115658046361449E-2,5.9883568569393348E-3,0,0,4.7740118569458605E-3,5.1724332486304556E-5,5.874435240620035E-5,4.1970673509985991E-2]
[2004,12,11,18,3.2737261618784361E-2,4.46096444994861E-3,0,0,2.95997504408197E-3,8.6025752688172359E-5,4.0244226865503115E-2,null,3.8802978107133568E-2,6.565874546804842E-3,0,0,4.9032785572501068E-3,5.1724332486304556E-5,6.440966319257418E-5,5.0323855543674821E-2]
[2004,12,11,22,2.9064439664980585E-2,4.3946833280501356E-3,3.3184136000000163E-4,3.2674000000000291E-5,3.1563950281550904E-3,8.6025752688172359E-5,3.7066059133873987E-2,null,3.4449638126398202E-2,6.4683186177922547E-3,2.2714336124011236E-4,2.4284432516604197E-5,5.2286535627072365E-3,5.1724332486304556E-5,6.3452662798285929E-5,4.6449762433140716E-2]
[2004,12,12,1,2.2325401021258035E-2,3.6031039965749375E-3,3.3184136000000163E-4,3.2674000000000291E-5,3.216025388253589E-3,8.6025752688172359E-5,2.9595071518774736E-2,null,2.646195815485624E-2,5.3032318652247307E-3,2.2714336124011236E-4,2.4284432516604197E-5,5.3274328637748754E-3,5.1724332486304556E-5,5.2023439655494939E-5,3.7395775010098872E-2]
[2004,12,12,4,1.9581943935283397E-2,3.6868815988800505E-3,3.3184136000000163E-4,3.2674000000000291E-5,3.494023631826903E-3,8.6025752688172359E-5,2.7213390278678522E-2,null,2.3210180211894395E-2,5.4265400046952933E-3,2.2714336124011236E-4,2.4284432516604197E-5,5.7879444580842751E-3,5.1724332486304556E-5,5.3233063091883433E-5,3.4727816800916987E-2]
[2004,12,12,8,2.388935847684109E-2,4.0451682301288179E-3,0,0,3.6818641435833271E-3,8.6025752688172359E-5,3.1702416603241405E-2,null,2.8315693131719923E-2,5.9538845058611416E-3,0,0,6.0991073360685448E-3,5.1724332486304556E-5,5.8406186864569177E-5,4.042040930613592E-2]
[2004,12,12,9,2.5655158093452687E-2,3.9338752326777181E-3,0,0,3.3541430817212101E-3,8.6025752688172359E-5,3.302920216053979E-2,null,3.0408668551070498E-2,5.7900778072423678E-3,0,0,5.5562285511272565E-3,5.1724332486304556E-5,5.679928222277138E-5,4.1806699241926433E-2]
[2004,12,12,13,2.8478021564912463E-2,4.0301455335998585E-3,0,0,2.9791681818357252E-3,8.6025752688172359E-5,3.5573361033036217E-2,null,3.3754565674598697E-2,5.9317733364334171E-3,0,0,4.9350725080073926E-3,5.1724332486304556E-5,5.8189281566503939E-5,4.4673135851525811E-2]
[2004,12,12,14,2.7716060367957297E-2,4.0441137436516049E-3,0,0,3.024989112957299E-3,8.6025752688172359E-5,3.4871188977254379E-2,null,3.2851424660905244E-2,5.9523324589891326E-3,0,0,5.0109761172256002E-3,5.1724332486304556E-5,5.8390961654953533E-5,4.3866457569606283E-2]
[2004,12,12,15,2.6887780113183445E-2,4.1311519911667264E-3,0,0,3.3147124243619692E-3,8.6025752688172359E-5,3.4419670281400312E-2,null,3.1869676677007922E-2,6.0804397820512163E-3,0,0,5.490910602884958E-3,5.1724332486304556E-5,5.9647663937659557E-5,4.3492751394430401E-2]
[2004,12,12,16,2.794211372242043E-2,4.0219026979604212E-3,0,0,3.1591691367907986E-3,8.6025752688172359E-5,3.5209211309859823E-2,null,3.3119362262602633E-2,5.9196411113673552E-3,0,0,5.233248948542042E-3,5.1724332486304556E-5,5.807026733241964E-5,4.4323976654998334E-2]
[2004,12,12,17,3.0960901993506811E-2,4.1307880795341725E-3,0,0,3.2729338501510117E-3,8.6025752688172359E-5,{"$f":"SUM(E8323:J8323)","v":3.8450649675880168E-2},null,{"$f":"E8323*W$5","v":3.6697486070179246E-2},6.0799041583868094E-3,{"$f":"G8323*Y$5","v":0},{"$f":"H8323*Z$5","v":0},{"$f":"I8323*AA$5","v":5.4217032670019613E-3},{"$f":"J8323*AB$5","v":5.1724332486304556E-5},5.9642409597270248E-5,{"$f":"SUM(M8323:R8323)","v":4.8250817828054321E-2}]
[2004,12,12,18,3.4889886698502869E-2,4.1338250883479772E-3,0,0,3.1604181756140592E-3,8.6025752688172359E-5,4.2270155715153072E-2,null,4.1354451862447794E-2,{"$f":"(F8324*X$5)-S8324","v":6.0843741825469906E-3},0,0,5.2353180150672852E-3,5.1724332486304556E-5,{"$f":"(F8324*$AC$7)*$AC$5","v":5.9686259468078409E-5},5.2725868392548371E-2]
[2004,12,12,19,3.5493548177462884E-2,3.9861220358206884E-3,3.3184136000000163E-4,3.2674000000000291E-5,2.9204674975444318E-3,8.6025752688172359E-5,4.2850678823516182E-2,null,4.2069962628893967E-2,5.866977311544023E-3,2.2714336124011236E-4,2.4284432516604197E-5,4.8378332400085379E-3,5.1724332486304556E-5,5.7553648017676163E-5,5.3077925306689554E-2]
[2004,12,12,20,3.4150510818404443E-2,3.7489953654826552E-3,3.3184136000000163E-4,3.2674000000000291E-5,2.696203496631282E-3,8.6025752688172359E-5,4.1046250793206555E-2,null,4.0478080881194436E-2,5.5179622080591684E-3,2.2714336124011236E-4,2.4284432516604197E-5,4.4663338690800192E-3,5.1724332486304556E-5,5.4129893100591978E-5,5.0765529084576648E-2]
[2004,12,12,21,3.3049026816579175E-2,3.6742574814660734E-3,3.3184136000000163E-4,3.2674000000000291E-5,2.7301626541516573E-3,8.6025752688172359E-5,3.9903988064885085E-2,null,3.9172508652646786E-2,5.4079591861000533E-3,2.2714336124011236E-4,2.4284432516604197E-5,4.5225881301505138E-3,5.1724332486304556E-5,5.3050789693415276E-5,4.9406208095140382E-2]
[2004,12,12,22,3.0787548862602029E-2,3.5816749453475875E-3,3.3184136000000163E-4,3.2674000000000291E-5,2.6609009237518965E-3,8.6025752688172359E-5,3.7480665844389686E-2,null,3.6492013241644271E-2,5.2716914968594427E-3,2.2714336124011236E-4,2.4284432516604197E-5,4.4078542042053663E-3,5.1724332486304556E-5,5.1714036164932275E-5,4.6474711068952103E-2]
[2004,12,12,23,2.7184494143458228E-2,3.5177945783453528E-3,3.3184136000000163E-4,3.2674000000000291E-5,2.6340666526058105E-3,8.6025752688172359E-5,3.378689648709756E-2,null,3.2221367302659565E-2,5.1776691211049448E-3,2.2714336124011236E-4,2.4284432516604197E-5,4.36340250973142E-3,5.1724332486304556E-5,5.0791699085272441E-5,4.2065591059738949E-2]
[2004,12,12,24,2.3424085149873111E-2,3.6840749102588881E-3,3.3184136000000163E-4,3.2674000000000291E-5,2.9834892177287948E-3,8.6025752688172359E-5,3.0542190390548968E-2,null,2.776421173628725E-2,5.4224089775182643E-3,2.2714336124011236E-4,2.4284432516604197E-5,4.9422304205992426E-3,5.1724332486304556E-5,5.3192538700621452E-5,3.843200326064778E-2]
[2004,12,13,1,1.8751113957571241E-2,3.6959161818941278E-3,3.3184136000000163E-4,3.2674000000000291E-5,3.0872164257703784E-3,8.6025752688172359E-5,2.5984787677923921E-2,null,2.2225410080191722E-2,5.4398375638484058E-3,2.2714336124011236E-4,2.4284432516604197E-5,5.1140573405628392E-3,5.1724332486304556E-5,5.336350897540281E-5,3.3082457110845988E-2]
[2004,12,13,2,1.7587922629760999E-2,3.7334570611057371E-3,3.3184136000000163E-4,3.2674000000000291E-5,3.253200784585567E-3,8.6025752688172359E-5,2.5025121588140478E-2,null,2.0846697097016302E-2,5.4950921407556528E-3,2.2714336124011236E-4,2.4284432516604197E-5,5.3890149112506835E-3,5.1724332486304556E-5,5.3905543195379776E-5,3.203395627526566E-2]
[2004,12,13,3,1.738664437462499E-2,3.6945553372079347E-3,3.3184136000000163E-4,3.2674000000000291E-5,3.1727244976399753E-3,8.6025752688172359E-5,2.4704465322161074E-2,null,2.0608125043604139E-2,5.437834603370357E-3,2.2714336124011236E-4,2.4284432516604197E-5,5.2557037696799574E-3,5.1724332486304556E-5,5.3343860410865135E-5,3.1604815542897478E-2]
[2004,12,13,4,1.7344121142759062E-2,3.7454157519090357E-3,3.3184136000000163E-4,3.2674000000000291E-5,3.2789643296678435E-3,8.6025752688172359E-5,2.4819042337024116E-2,null,2.0557722903854263E-2,5.512693550594144E-3,2.2714336124011236E-4,2.4284432516604197E-5,5.4316929190985005E-3,5.1724332486304556E-5,5.4078208827555677E-5,3.1805261499789933E-2]
[2004,12,13,5,1.7875447763323501E-2,3.7925942173828307E-3,3.3184136000000163E-4,3.2674000000000291E-5,3.3217811660869469E-3,8.6025752688172359E-5,2.544036425948145E-2,null,2.1187496263201745E-2,5.5821332175287853E-3,2.2714336124011236E-4,2.4284432516604197E-5,5.5026201643544439E-3,5.1724332486304556E-5,5.4759395397232244E-5,3.2575401771327998E-2]
[2004,12,13,6,1.9576636388509285E-2,3.9935810736621887E-3,1.6592068000000082E-4,1.6337000000000145E-5,3.4642890950408109E-3,8.6025752688172359E-5,2.7302789989900458E-2,null,2.3203889257456096E-2,5.8779559031146697E-3,1.1357168062005618E-4,1.2142216258302098E-5,5.7386883952926281E-3,5.1724332486304556E-5,5.7661345382338468E-5,3.4997971785228059E-2]
[2004,12,13,7,2.2050021828765455E-2,4.3208914589446075E-3,0,0,3.4064956610279254E-3,8.6025752688172359E-5,2.9863434701426161E-2,null,2.6135555387823382E-2,6.3597079887327199E-3,0,0,5.6429520118687878E-3,5.1724332486304556E-5,6.2387218433336479E-5,3.8189939720911198E-2]
[2004,12,13,8,2.4907022795962006E-2,5.0506043193380302E-3,0,0,3.5446388348437901E-3,8.6025752688172359E-5,3.3588291702831993E-2,null,2.9521915165654545E-2,7.4337365200716158E-3,0,0,5.871789908105809E-3,5.1724332486304556E-5,7.2923182145347599E-5,4.2879165926318276E-2]
[2004,12,13,9,2.5038609785839754E-2,5.4321281368951597E-3,0,0,3.5305852767394067E-3,8.6025752688172359E-5,3.4087348952162491E-2,null,2.9677883222692037E-2,7.9952826948516062E-3,0,0,5.8485098097671205E-3,5.1724332486304556E-5,7.8431816178304976E-5,4.3573400059797075E-2]
[2004,12,13,10,2.4057547992007374E-2,5.6087134344923479E-3,0,0,3.4499842522236731E-3,8.6025752688172359E-5,3.3202271431411572E-2,null,2.8515045605083243E-2,8.2551899242953863E-3,0,0,5.7149920370444928E-3,5.1724332486304556E-5,8.0981444105316665E-5,4.2536951898909429E-2]
[2004,12,13,11,2.3641726103138735E-2,5.5995107178306207E-3,0,0,3.094510035937264E-3,8.6025752688172359E-5,3.2421772609594793E-2,null,2.8022178246837906E-2,8.2416448974814236E-3,0,0,5.1261394026760774E-3,5.1724332486304556E-5,8.0848570623071061E-5,4.1441686879481708E-2]
[2004,12,13,12,2.3310475270042597E-2,5.5607941025447713E-3,0,0,3.1376699836152492E-3,8.6025752688172359E-5,3.2094965108890788E-2,null,2.7629551674271311E-2,8.1846598123734883E-3,0,0,5.1976350209937431E-3,5.1724332486304556E-5,8.028956053041122E-5,4.1063570840124845E-2]
[2004,12,13,13,2.3013768047456921E-2,5.4400307137937726E-3,0,0,2.978418316096733E-3,8.6025752688172359E-5,3.1518242830035598E-2,null,2.7277869117669988E-2,8.0069141097832731E-3,0,0,4.9338303351701019E-3,5.1724332486304556E-5,7.8545917584425543E-5,4.027033789510967E-2]
[2004,12,13,14,2.2769875889643239E-2,5.4635071616106201E-3,0,0,2.9197009432241254E-3,8.6025752688172359E-5,3.1239109747166156E-2,null,2.6988787453774327E-2,8.0414679406643538E-3,0,0,4.8365634220858362E-3,5.1724332486304556E-5,7.8884882423488242E-5,3.9918543149010818E-2]
[2004,12,13,15,2.2390534597911464E-2,5.3769970141725959E-3,0,0,2.9134107296269049E-3,8.6025752688172359E-5,3.0766968094399137E-2,null,2.6539159992271744E-2,7.9141379021767794E-3,0,0,4.8261435134742958E-3,5.1724332486304556E-5,7.7635805117057954E-5,3.9331165740409124E-2]
[2004,12,13,16,2.3190442786344537E-2,5.3213966656139935E-3,0,0,3.1664472494898018E-3,8.6025752688172359E-5,3.1764312454136502E-2,null,2.7487278997609554E-2,7.8323024790322143E-3,0,0,5.2453053386814184E-3,5.1724332486304556E-5,7.683301913563401E-5,4.0616611147809498E-2]
[2004,12,13,17,2.7023432583216257E-2,5.2107031967359371E-3,0,0,3.1505503644201618E-3,8.6025752688172359E-5,3.5470711897060532E-2,null,3.2030463485817902E-2,7.6693781970840957E-3,0,0,5.218971719469028E-3,5.1724332486304556E-5,7.5234770790898723E-5,4.4970537734857333E-2]
[2004,12,13,18,3.1967715407833525E-2,5.0958194821646872E-3,0,0,3.0856459375509133E-3,8.6025752688172359E-5,4.0235206580237291E-2,null,3.7890846691755228E-2,7.500286498235329E-3,0,0,5.1114557844361037E-3,5.1724332486304556E-5,7.3576021557438399E-5,5.0554313306912971E-2]
[2004,12,13,19,3.2775190918559127E-2,5.0044962587338093E-3,3.3184136000000163E-4,3.2674000000000291E-5,2.9861694859262965E-3,8.6025752688172359E-5,4.121639777590741E-2,null,3.8847935129071372E-2,7.3658723295091291E-3,2.2714336124011236E-4,2.4284432516604197E-5,4.946670357215183E-3,5.1724332486304556E-5,7.2257450623094648E-5,5.1463629942038708E-2]
[2004,12,13,20,3.1896055864850857E-2,5.0488889937028228E-3,3.3184136000000163E-4,3.2674000000000291E-5,3.4141343982338097E-3,8.6025752688172359E-5,4.080962036947567E-2,null,3.7805909725740688E-2,7.4312118164892279E-3,2.2714336124011236E-4,2.4284432516604197E-5,5.6556057862379213E-3,5.1724332486304556E-5,7.2898415405404064E-5,5.1195879454710866E-2]
[2004,12,13,21,3.0487225311615327E-2,4.8510551940769194E-3,3.3184136000000163E-4,3.2674000000000291E-5,3.2452659863119481E-3,8.6025752688172359E-5,3.9034087604692368E-2,null,3.6136044306010785E-2,7.1400299601809191E-3,2.2714336124011236E-4,2.4284432516604197E-5,5.3758707037314581E-3,5.1724332486304556E-5,7.0041990848566718E-5,4.8955097096166189E-2]
[2004,12,13,22,2.8665957450559415E-2,4.6278214508794517E-3,3.3184136000000163E-4,3.2674000000000291E-5,3.1535881868180677E-3,8.6025752688172359E-5,3.6897908200945108E-2,null,3.3977323220456448E-2,6.8114631740310979E-3,2.2714336124011236E-4,2.4284432516604197E-5,5.2240039542691711E-3,5.1724332486304556E-5,6.6818829047146807E-5,4.631594247499974E-2]
[2004,12,13,23,2.4992721386591862E-2,4.3033076697880169E-3,3.3184136000000163E-4,3.2674000000000291E-5,3.0504602794509702E-3,8.6025752688172359E-5,3.2797030448519018E-2,null,2.9623492401244539E-2,6.3338272728124282E-3,2.2714336124011236E-4,2.4284432516604197E-5,5.0531697920494032E-3,5.1724332486304556E-5,6.2133334783302395E-5,4.131364159234939E-2]
[2004,12,13,24,2.1057770917955628E-2,4.0864325704331721E-3,3.3184136000000163E-4,3.2674000000000291E-5,3.0844886463330815E-3,8.6025752688172359E-5,2.8679233247410053E-2,null,2.4959455480100961E-2,6.0146194623341021E-3,2.2714336124011236E-4,2.4284432516604197E-5,5.1095387002957375E-3,5.1724332486304556E-5,5.9001982300889643E-5,3.6386765768973824E-2]
[2004,12,14,1,1.716623255974881E-2,4.0038446700713659E-3,3.3184136000000163E-4,3.2674000000000291E-5,3.098800008556567E-3,8.6025752688172359E-5,2.4719418351064917E-2,null,2.0346874272944487E-2,5.8930623867412026E-3,2.2714336124011236E-4,2.4284432516604197E-5,5.1332458581164614E-3,5.1724332486304556E-5,5.7809536383472145E-5,3.1676334644045179E-2]
[2004,12,14,2,1.6117816269542128E-2,3.9081842669560956E-3,3.3184136000000163E-4,3.2674000000000291E-5,3.1115585221077693E-3,8.6025752688172359E-5,2.3588100171294167E-2,null,1.91042023955658E-2,5.7522645361869629E-3,2.2714336124011236E-4,2.4284432516604197E-5,5.1543806801964895E-3,5.1724332486304556E-5,5.6428343053049749E-5,3.0313999738192276E-2]
[2004,12,14,3,1.5686514762613072E-2,3.9119717241428171E-3,3.3184136000000163E-4,3.2674000000000291E-5,3.2035605982446602E-3,8.6025752688172359E-5,2.3252588197688724E-2,null,1.8592987281552138E-2,5.7578391084612823E-3,2.2714336124011236E-4,2.4284432516604197E-5,5.3067846026709168E-3,5.1724332486304556E-5,5.6483028277397555E-5,2.9960763118927362E-2]
[2004,12,14,4,1.5513920949333342E-2,3.900155296092612E-3,3.3184136000000163E-4,3.2674000000000291E-5,3.2609405554606175E-3,8.6025752688172359E-5,2.3125557913574745E-2,null,1.8388414460645295E-2,5.7404470881841667E-3,2.2714336124011236E-4,2.4284432516604197E-5,5.4018360506199294E-3,5.1724332486304556E-5,5.6312416706874558E-5,2.9833849725692415E-2]
[2004,12,14,5,1.6272023629765351E-2,3.9122951364766265E-3,3.3184136000000163E-4,3.2674000000000291E-5,3.2543781015758463E-3,8.6025752688172359E-5,2.3889237980506E-2,null,1.9286982033410255E-2,5.7583151231963255E-3,2.2714336124011236E-4,2.4284432516604197E-5,5.3909651686236517E-3,5.1724332486304556E-5,5.6487697868407908E-5,3.0739414451473254E-2]
[2004,12,14,6,1.7816761902576261E-2,4.1075817924672194E-3,1.6592068000000082E-4,1.6337000000000145E-5,3.4189941551638291E-3,8.6025752688172359E-5,2.5611621282895482E-2,null,2.1117936805349385E-2,6.0457479638489865E-3,1.1357168062005618E-4,1.2142216258302098E-5,5.6636561047688338E-3,5.1724332486304556E-5,5.9307345475889527E-5,3.3004779103331869E-2]
[2004,12,14,7,2.0893909440356549E-2,4.4747117719368861E-3,0,0,3.6413506827592461E-3,8.6025752688172359E-5,2.9095997647740852E-2,null,2.4765232963815994E-2,6.5861085550652293E-3,0,0,6.031995694659311E-3,5.1724332486304556E-5,6.4608153987333805E-5,3.743506154602684E-2]
[2004,12,14,8,2.3525567532207588E-2,5.0445372859869962E-3,0,0,3.4064070400647499E-3,8.6025752688172359E-5,3.2062537610947503E-2,null,2.788449726003811E-2,7.4248067515650246E-3,0,0,5.6428052088511975E-3,5.1724332486304556E-5,7.2835583246252432E-5,4.1003833552940641E-2]
[2004,12,14,9,2.3947409903205524E-2,5.50119550514672E-3,0,0,3.5471454473136915E-3,8.6025752688172359E-5,3.308177660835411E-2,null,2.8384500604151108E-2,8.0969395630705286E-3,0,0,5.8759421793216013E-3,5.1724332486304556E-5,7.9429045808039356E-5,4.2409106679029543E-2]
[2004,12,14,10,2.2463165424488656E-2,5.7306043157230695E-3,0,0,3.610128619100616E-3,8.6025752688172359E-5,3.1889924112000513E-2,null,2.6625248205953023E-2,8.4345951277082099E-3,0,0,5.9802755034514361E-3,5.1724332486304556E-5,8.2741366358543165E-5,4.109184316959897E-2]
[2004,12,14,11,2.1865821060401178E-2,5.9201668683762981E-3,0,0,3.6816560208447779E-3,8.6025752688172359E-5,3.1553669702310425E-2,null,2.5917225019651872E-2,8.7136029417040212E-3,0,0,6.0987625751344129E-3,5.1724332486304556E-5,8.5478366464083062E-5,4.0781314868976612E-2]
[2004,12,14,12,2.16852275572804E-2,5.7547745871815784E-3,0,0,3.3917399989954271E-3,8.6025752688172359E-5,3.0917767896145577E-2,null,2.5703170288089806E-2,8.4701701635416862E-3,0,0,5.6185088594217312E-3,5.1724332486304556E-5,8.3090348974608074E-5,3.9843573643539527E-2]
[2004,12,14,13,2.1615574212072466E-2,5.6213850925060493E-3,0,0,3.2854257177891292E-3,8.6025752688172359E-5,3.0608410775055814E-2,null,2.562061123777384E-2,8.2738407155651846E-3,0,0,5.44239638292956E-3,5.1724332486304556E-5,8.1164403919032157E-5,3.9388572668754888E-2]
[2004,12,14,14,2.0715168307071114E-2,5.6940738472559885E-3,0,0,3.3128521744801823E-3,8.6025752688172359E-5,2.9808120081495457E-2,null,2.4553373818036392E-2,8.3808277247660896E-3,0,0,5.487829048743233E-3,5.1724332486304556E-5,8.2213920960439008E-5,3.8473754924032016E-2]
[2004,12,14,15,2.0972150437441984E-2,5.7140282261324126E-3,0,0,3.5290917222952699E-3,8.6025752688172359E-5,3.0301296138557837E-2,null,2.4857970827243288E-2,8.4101975953023867E-3,0,0,5.846035696515841E-3,5.1724332486304556E-5,8.2502032385012739E-5,3.9165928451547816E-2]
[2004,12,14,16,2.1972215498917324E-2,5.6370938632693633E-3,0,0,3.5930628007199389E-3,8.6025752688172359E-5,3.1288397915594804E-2,null,2.6043332728859107E-2,8.2969616839731752E-3,0,0,5.9520055146570364E-3,5.1724332486304556E-5,8.1391215104233613E-5,4.0344024259975624E-2]
[2004,12,14,17,2.5717485277560001E-2,5.6167900895956989E-3,0,0,3.7716746880744798E-3,8.6025752688172359E-5,3.5191975807918358E-2,null,3.0482544014099687E-2,8.2670775563896126E-3,0,0,6.2478809272171832E-3,5.1724332486304556E-5,8.1098058940688296E-5,4.5049226830192787E-2]
[2004,12,14,18,3.1203199966590722E-2,5.5380758727030591E-3,0,0,3.8157852085727107E-3,8.6025752688172359E-5,4.0643086800554659E-2,null,3.6984678171169856E-2,8.1512219653025741E-3,0,0,6.3209511950697954E-3,5.1724332486304556E-5,7.9961543226338562E-5,5.1508575664028527E-2]
[2004,12,14,19,3.1884443551150991E-2,5.2510712921047037E-3,3.3184136000000163E-4,3.2674000000000291E-5,3.5091081742352269E-3,8.6025752688172359E-5,4.10951641301791E-2,null,3.7792145826990815E-2,7.7287940146407294E-3,2.2714336124011236E-4,2.4284432516604197E-5,5.812932409751146E-3,5.1724332486304556E-5,7.5817625789094897E-5,5.1637024377625712E-2]
[2004,12,14,20,3.0956428180823222E-2,5.1994025004339448E-3,3.3184136000000163E-4,3.2674000000000291E-5,3.6735539134430885E-3,8.6025752688172359E-5,4.0279925707388434E-2,null,3.6692183328073384E-2,7.6527452570454724E-3,2.2714336124011236E-4,2.4284432516604197E-5,6.0853412155284694E-3,5.1724332486304556E-5,7.5071605616457292E-5,5.073342192689035E-2]
[2004,12,14,21,2.9944769768184623E-2,5.0347380084370397E-3,3.3184136000000163E-4,3.2674000000000291E-5,3.6072218920283356E-3,8.6025752688172359E-5,3.9037270781338174E-2,null,3.5493080003713817E-2,7.4103836760699765E-3,2.2714336124011236E-4,2.4284432516604197E-5,5.9754604315967637E-3,5.1724332486304556E-5,7.2694096315880123E-5,4.9182076237623579E-2]
[2004,12,14,22,2.766020084770153E-2,4.7917258748680844E-3,3.3184136000000163E-4,3.2674000000000291E-5,3.4544537855380163E-3,8.6025752688172359E-5,3.6356921620795811E-2,null,3.2785215221435335E-2,7.0527060482234866E-3,2.2714336124011236E-4,2.4284432516604197E-5,5.7223959396229792E-3,5.1724332486304556E-5,6.9185364101018916E-5,4.5863469335524827E-2]
[2004,12,14,23,2.4852145169324037E-2,4.3181174574450278E-3,3.3184136000000163E-4,3.2674000000000291E-5,3.1299453826864831E-3,8.6025752688172359E-5,3.2750749122143721E-2,null,2.9456869549750533E-2,6.355625072125057E-3,2.2714336124011236E-4,2.4284432516604197E-5,5.18483901104999E-3,5.1724332486304556E-5,6.2347165995284512E-5,4.1300485759168608E-2]
[2004,12,14,24,1.9913049873875429E-2,3.9447065557271978E-3,3.3184136000000163E-4,3.2674000000000291E-5,2.7806168949218567E-3,8.6025752688172359E-5,2.7088914437212654E-2,null,2.3602635043209808E-2,5.8060198998361838E-3,2.2714336124011236E-4,2.4284432516604197E-5,4.6061669418656576E-3,5.1724332486304556E-5,5.6955670348562208E-5,3.4317974011154675E-2]
[2004,12,15,1,1.9069767344668871E-2,4.115071097094909E-3,3.3184136000000163E-4,3.2674000000000291E-5,3.4053273659464924E-3,8.6025752688172359E-5,2.7040706920398446E-2,null,2.2603105091683416E-2,6.0567711036161702E-3,2.2714336124011236E-4,2.4284432516604197E-5,5.6410166995313456E-3,5.1724332486304556E-5,5.941547984773409E-5,3.4604045021073955E-2]
[2004,12,15,2,1.8217275011255314E-2,4.0551462976795771E-3,3.3184136000000163E-4,3.2674000000000291E-5,3.4804278768954793E-3,8.6025752688172359E-5,2.6203390298518543E-2,null,2.1592658899355441E-2,5.9685707335800338E-3,2.2714336124011236E-4,2.4284432516604197E-5,5.7654227230587848E-3,5.1724332486304556E-5,5.8550255255489563E-5,3.3629804482237284E-2]
[2004,12,15,3,1.7739419850839329E-2,4.0577057531954843E-3,3.3184136000000163E-4,3.2674000000000291E-5,3.5688503038288299E-3,8.6025752688172359E-5,2.5816517020551814E-2,null,2.1026264448166434E-2,5.9723378704882348E-3,2.2714336124011236E-4,2.4284432516604197E-5,5.9118968600043479E-3,5.1724332486304556E-5,5.8587209970010515E-5,3.3213651304902038E-2]
[2004,12,15,4,1.7769409611369379E-2,4.0722666744606711E-3,3.3184136000000163E-4,3.2674000000000291E-5,3.6940900812415093E-3,8.6025752688172359E-5,2.5986307479759736E-2,null,2.1061810855035664E-2,5.9937693755777281E-3,2.2714336124011236E-4,2.4284432516604197E-5,6.1193599318063018E-3,5.1724332486304556E-5,5.8797447923033225E-5,3.347809228866272E-2]
[2004,12,15,5,1.8380614858973028E-2,4.0583504271911007E-3,3.3184136000000163E-4,3.2674000000000291E-5,3.6309783032357056E-3,8.6025752688172359E-5,2.652048470208801E-2,null,2.17862631356785E-2,5.9732867344897975E-3,2.2714336124011236E-4,2.4284432516604197E-5,6.014813568003507E-3,5.1724332486304556E-5,5.8596518099540022E-5,3.407751556441483E-2]
[2004,12,15,6,1.9767444765051292E-2,4.2227498069485406E-3,1.6592068000000082E-4,1.6337000000000145E-5,3.7366165306442524E-3,8.6025752688172359E-5,2.7995094535332259E-2,null,2.3430051523067489E-2,6.2152581097766621E-3,1.1357168062005618E-4,1.2142216258302098E-5,6.1898061431314121E-3,5.1724332486304556E-5,6.0970199575384729E-5,3.601255400534023E-2]
[2004,12,15,7,2.311055140919227E-2,4.7061376441624439E-3,0,0,4.01614480082404E-3,8.6025752688172359E-5,3.1918859606866926E-2,null,2.739258496379918E-2,6.926732933709494E-3,0,0,6.6528522678134727E-3,5.1724332486304556E-5,6.7949597895111997E-5,4.1023894497808452E-2]
[2004,12,15,8,2.6192694744993663E-2,5.2483731241157261E-3,0,0,3.8867910803240041E-3,8.6025752688172359E-5,3.5413884702121569E-2,null,3.1045802565650329E-2,7.7248227136540032E-3,0,0,6.4385743382422578E-3,5.1724332486304556E-5,7.577866827366143E-5,4.5260923950032894E-2]
[2004,12,15,9,2.5231968992053384E-2,5.5113519332083364E-3,0,0,3.5960393013674112E-3,8.6025752688172359E-5,{"$f":"SUM(E8387:J8387)","v":3.4425385979317304E-2},null,{"$f":"E8387*W$5","v":2.9907068947902942E-2},8.1118883108680997E-3,{"$f":"G8387*Y$5","v":0},{"$f":"H8387*Z$5","v":0},{"$f":"I8387*AA$5","v":5.9569361683223677E-3},{"$f":"J8387*AB$5","v":5.1724332486304556E-5},7.9575689458314533E-5,{"$f":"SUM(M8387:R8387)","v":4.402761775957971E-2}]
[2004,12,15,10,2.3905936491898452E-2,5.7619707161061197E-3,0,0,3.726368739702638E-3,8.6025752688172359E-5,3.3480301700395385E-2,null,2.8335342800736876E-2,{"$f":"(F8388*X$5)-S8388","v":8.4807617923859189E-3},0,0,6.1728304008245088E-3,5.1724332486304556E-5,{"$f":"(F8388*$AC$7)*$AC$5","v":8.3194250327223743E-5},4.3040659326433611E-2]
[2004,12,15,11,2.2946983088946465E-2,5.9025660274136587E-3,0,0,3.7004317438812657E-3,8.6025752688172359E-5,3.2636006612929563E-2,null,2.7198709922464731E-2,8.6876971280676254E-3,0,0,6.1298650671455339E-3,5.1724332486304556E-5,8.5224236611440384E-5,4.2067996450164194E-2]
[2004,12,15,12,2.2937305951387311E-2,5.7717697664766308E-3,0,0,3.4687644750739889E-3,8.6025752688172359E-5,3.2263865945626101E-2,null,2.7187239758551199E-2,8.4951845335066965E-3,0,0,5.7461019831186811E-3,5.1724332486304556E-5,8.3335733977464216E-5,4.1480250607662882E-2]
[2004,12,15,13,2.2270706345969542E-2,5.5508089045559509E-3,0,0,3.1856265747974423E-3,8.6025752688172359E-5,3.1093167578011109E-2,null,2.63971293884032E-2,8.1699630897129078E-3,0,0,5.277076408748884E-3,5.1724332486304556E-5,8.0145389186616161E-5,3.9895893219351303E-2]
[2004,12,15,14,2.1589505022969614E-2,5.6660396916084002E-3,0,0,3.2965001716717857E-3,8.6025752688172359E-5,3.0638070638937972E-2,null,2.5589711824566715E-2,8.3395656275059814E-3,0,0,5.4607415147118876E-3,5.1724332486304556E-5,8.1809149628273343E-5,3.9441743299270887E-2]
[2004,12,15,15,2.1138253473611791E-2,5.5786332762623484E-3,0,0,3.2955535665500232E-3,8.6025752688172359E-5,3.0098466069112335E-2,null,2.5054850228797363E-2,8.2109164162900723E-3,0,0,5.4591734377765766E-3,5.1724332486304556E-5,8.0547131552031041E-5,3.8776664415350319E-2]
[2004,12,15,16,2.2409860194033269E-2,5.5207273023297754E-3,0,0,3.4510217938433347E-3,8.6025752688172359E-5,3.146763504289455E-2,null,2.6562066327320593E-2,8.1256874563605218E-3,0,0,5.7167107527431654E-3,5.1724332486304556E-5,7.9711055784182689E-5,4.0456188868910586E-2]
[2004,12,15,17,2.5164743080374339E-2,5.3809379576244256E-3,0,0,3.3029147239246638E-3,8.6025752688172359E-5,3.3934621514611601E-2,null,2.982738709761595E-2,7.9199383833487517E-3,0,0,5.4713673936627192E-3,5.1724332486304556E-5,7.7692706453807292E-5,4.3270417207113727E-2]
[2004,12,15,18,3.0873319069788709E-2,5.3648431454566565E-3,0,0,3.372417607931914E-3,8.6025752688172359E-5,3.9696605575865455E-2,null,3.6593675363249437E-2,7.8962492195516331E-3,0,0,5.5865007970679788E-3,5.1724332486304556E-5,7.7460321407366102E-5,5.0128149712355352E-2]
[2004,12,15,19,3.1979104862758498E-2,5.3060305848363666E-3,3.3184136000000163E-4,3.2674000000000291E-5,3.1858926677664446E-3,8.6025752688172359E-5,4.092156922804948E-2,null,3.790434643938996E-2,7.8096858991885607E-3,2.2714336124011236E-4,2.4284432516604197E-5,5.2775171989345154E-3,5.1724332486304556E-5,7.6611155881940469E-5,5.1294701663756062E-2]
[2004,12,15,20,3.12454603449441E-2,5.2749947078488141E-3,3.3184136000000163E-4,3.2674000000000291E-5,3.4303508442579691E-3,8.6025752688172359E-5,4.0401347009739061E-2,null,3.703476875465056E-2,7.7640057156684508E-3,2.2714336124011236E-4,2.4284432516604197E-5,5.68246876679718E-3,5.1724332486304556E-5,7.6163044177379036E-5,5.0784395363359214E-2]
[2004,12,15,21,2.9830490028095971E-2,5.0587507809441079E-3,3.3184136000000163E-4,3.2674000000000291E-5,3.2466025111673393E-3,8.6025752688172359E-5,3.8586384432895596E-2,null,3.5357625966525676E-2,7.4457268969298045E-3,2.2714336124011236E-4,2.4284432516604197E-5,5.3780846932303811E-3,5.1724332486304556E-5,7.3040804882346718E-5,4.8484589682928882E-2]
[2004,12,15,22,2.8041580808412431E-2,4.8947628291748316E-3,3.3184136000000163E-4,3.2674000000000291E-5,3.2542865473020981E-3,8.6025752688172359E-5,3.6641171297577539E-2,null,3.323725908626101E-2,7.2043610822981833E-3,2.2714336124011236E-4,2.4284432516604197E-5,5.3908135064979212E-3,5.1724332486304556E-5,7.0673063812089855E-5,4.6135585801300137E-2]
[2004,12,15,23,2.5212350064017855E-2,4.4235019283751153E-3,3.3184136000000163E-4,3.2674000000000291E-5,2.9287273410642518E-3,8.6025752688172359E-5,3.3015120446145393E-2,null,2.988381493099973E-2,6.5107353006578867E-3,2.2714336124011236E-4,2.4284432516604197E-5,4.8515158937518354E-3,5.1724332486304556E-5,6.3868760339846645E-5,4.1549218251652476E-2]
[2004,12,15,24,2.1590077136663922E-2,4.0622916338143777E-3,3.3184136000000163E-4,3.2674000000000291E-5,2.9962030090411296E-3,8.6025752688172359E-5,2.9099112892207603E-2,null,2.5590389942224002E-2,5.9790876030109017E-3,2.2714336124011236E-4,2.4284432516604197E-5,4.9632911590834269E-3,5.1724332486304556E-5,5.8653423236091955E-5,3.6835920830561357E-2]
[2004,12,16,1,1.9388833815865907E-2,4.1254490513096794E-3,3.3184136000000163E-4,3.2674000000000291E-5,3.41036003243358E-3,8.6025752688172359E-5,2.7375184012297341E-2,null,2.2981289725473159E-2,6.072045904881947E-3,2.2714336124011236E-4,2.4284432516604197E-5,5.6493534474107796E-3,5.1724332486304556E-5,5.9565322004761136E-5,3.500584120400891E-2]
[2004,12,16,2,1.8528138290107576E-2,4.064672109845742E-3,3.3184136000000163E-4,3.2674000000000291E-5,3.4841576658345831E-3,8.6025752688172359E-5,2.6527509178476075E-2,null,2.1961120414068534E-2,5.9825913088034444E-3,2.2714336124011236E-4,2.4284432516604197E-5,5.7716012191122365E-3,5.1724332486304556E-5,5.8687793754202661E-5,3.4018465068227241E-2]
[2004,12,16,3,1.8042649022867542E-2,4.0688131156339383E-3,3.3184136000000163E-4,3.2674000000000291E-5,3.573846803215386E-3,8.6025752688172359E-5,2.6135850054405038E-2,null,2.1385677372212093E-2,5.9886862519055364E-3,2.2714336124011236E-4,2.4284432516604197E-5,5.920173696105516E-3,5.1724332486304556E-5,5.8747583692250531E-5,3.359768944646617E-2]
[2004,12,16,4,1.8071378452661685E-2,4.0847479149862314E-3,3.3184136000000163E-4,3.2674000000000291E-5,3.7010738720484777E-3,8.6025752688172359E-5,2.6307741352384569E-2,null,2.1419729928235681E-2,6.0121399006959602E-3,2.2714336124011236E-4,2.4284432516604197E-5,6.1309287697870786E-3,5.1724332486304556E-5,5.897765839265176E-5,3.3865950724961749E-2]
[2004,12,16,5,1.8691317024441493E-2,4.0703062698629108E-3,3.3184136000000163E-4,3.2674000000000291E-5,3.6363631015236472E-3,8.6025752688172359E-5,2.6848527508516223E-2,null,2.215453368514908E-2,5.9908839523033896E-3,2.2714336124011236E-4,2.4284432516604197E-5,6.023733631715926E-3,5.1724332486304556E-5,5.876914260895157E-5,3.4472303395411422E-2]
[2004,12,16,6,2.0093737286955887E-2,4.2365881652131022E-3,1.6592068000000082E-4,1.6337000000000145E-5,3.7427675242985617E-3,8.6025752688172359E-5,2.8341376409155725E-2,null,2.3816801084818266E-2,6.2356261098623607E-3,1.1357168062005618E-4,1.2142216258302098E-5,6.1999954301496449E-3,5.1724332486304556E-5,6.1170004797990549E-5,3.6429860854194931E-2]
[2004,12,16,7,2.3476941105639915E-2,4.7241557204538943E-3,0,0,4.0265535531168297E-3,8.6025752688172359E-5,3.2313676131898811E-2,null,2.7826861096466909E-2,6.9532528555406991E-3,0,0,6.670094646943325E-3,5.1724332486304556E-5,6.8209752002666881E-5,4.1501932931437238E-2]
[2004,12,16,8,2.6599010237381853E-2,5.2679120846980043E-3,0,0,3.8989835530592399E-3,8.6025752688172359E-5,3.5851931627827266E-2,null,3.1527402136784941E-2,7.7535811503995997E-3,0,0,6.458771498431856E-3,5.1724332486304556E-5,7.606078167858937E-5,4.5791479118102697E-2]
[2004,12,16,9,2.5636067323174319E-2,5.5268830168284403E-3,0,0,3.6022278156297451E-3,8.6025752688172359E-5,3.485120390832068E-2,null,3.0386040551521054E-2,8.1347477502941908E-3,0,0,5.967187609240563E-3,5.1724332486304556E-5,7.9799935106584206E-5,4.4539700243542119E-2]
[2004,12,16,10,2.4294466632540111E-2,5.7793109979570184E-3,0,0,3.7346273344241029E-3,8.6025752688172359E-5,3.3894430717609406E-2,null,2.8795861665046201E-2,8.5062841018588298E-3,0,0,6.1865109858996233E-3,5.1724332486304556E-5,8.3444618095497171E-5,4.3540381085290965E-2]
[2004,12,16,11,2.3324720282839252E-2,5.919637700103602E-3,0,0,3.7093091286887342E-3,8.6025752688172359E-5,3.3039692864319757E-2,null,2.7646436071204723E-2,8.7128240849048567E-3,0,0,6.1445706947007208E-3,5.1724332486304556E-5,8.5470726064658463E-5,4.2555555183296609E-2]
[2004,12,16,12,2.3310370483489211E-2,5.7879801400814897E-3,0,0,3.4785735360731446E-3,8.6025752688172359E-5,3.2662949912332019E-2,null,2.7629427472363886E-2,8.5190437865091655E-3,0,0,5.7623509574335425E-3,5.1724332486304556E-5,8.3569787558439686E-5,4.1962546548792896E-2]
[2004,12,16,13,2.2633628562010708E-2,5.5647979553330659E-3,0,0,3.1933205665633964E-3,8.6025752688172359E-5,3.1477772836595343E-2,null,2.6827295569302013E-2,8.1905528867090432E-3,0,0,5.2898217137882257E-3,5.1724332486304556E-5,8.0347370184009716E-5,4.0359394502285581E-2]
[2004,12,16,14,2.1941149026101617E-2,5.6830808893085852E-3,0,0,3.3067869173410121E-3,8.6025752688172359E-5,3.1017042585439386E-2,null,2.6006510111299608E-2,8.3646477297020655E-3,0,0,5.4777817865765601E-3,5.1724332486304556E-5,8.2055199068160637E-5,3.9900663960064538E-2]
[2004,12,16,15,2.1486805970051297E-2,5.5944408364183773E-3,0,0,3.3034922038872451E-3,8.6025752688172359E-5,3.0470764763045093E-2,null,2.5467984199684178E-2,8.2341827879547826E-3,0,0,5.4723240048082855E-3,5.1724332486304556E-5,8.0775369108498891E-5,3.9226215324933554E-2]
[2004,12,16,16,2.2769513954265155E-2,5.5356766719063576E-3,0,0,3.4656553555078686E-3,8.6025752688172359E-5,3.1856871734367555E-2,null,2.6988358457277442E-2,8.1476906994472926E-3,0,0,5.7409516426349108E-3,5.1724332486304556E-5,7.9926902350586064E-5,4.092872513184595E-2]
[2004,12,16,17,2.5555064499328688E-2,5.3963552494353806E-3,0,0,3.3169250932723287E-3,8.6025752688172359E-5,3.435437059472457E-2,null,3.0290029136855433E-2,7.942630338197974E-3,0,0,5.4945759486601364E-3,5.1724332486304556E-5,7.7915309118326763E-5,4.3778959756199852E-2]
[2004,12,16,18,3.1328702930098214E-2,5.3811347320104827E-3,0,0,3.3917641417296677E-3,8.6025752688172359E-5,4.0187627556526537E-2,null,3.7133434924317692E-2,7.9202280059062439E-3,0,0,5.61854885251267E-3,5.1724332486304556E-5,7.7695547582014665E-5,5.0723936115222912E-2]
[2004,12,16,19,3.2447946692232284E-2,5.3225484103570381E-3,3.3184136000000163E-4,3.2674000000000291E-5,3.2067065192005568E-3,8.6025752688172359E-5,4.1427742734478051E-2,null,3.8460057526548859E-2,7.833997675570456E-3,2.2714336124011236E-4,2.4284432516604197E-5,5.3119959056502084E-3,5.1724332486304556E-5,7.684964860933094E-5,5.1909203234012546E-2]
[2004,12,16,20,3.1702029900048528E-2,5.2936788100453498E-3,3.3184136000000163E-4,3.2674000000000291E-5,3.4548380941746312E-3,8.6025752688172359E-5,4.090108791695668E-2,null,3.7575933701719175E-2,7.7915059283284165E-3,2.2714336124011236E-4,2.4284432516604197E-5,5.7230325572529316E-3,5.1724332486304556E-5,7.6432814704142232E-5,5.1393624313543551E-2]
[2004,12,16,21,3.0270154683282983E-2,5.0756402828563557E-3,3.3184136000000163E-4,3.2674000000000291E-5,3.267337676105903E-3,8.6025752688172359E-5,3.9063673754933415E-2,null,3.5878753792926189E-2,7.4705857255436747E-3,2.2714336124011236E-4,2.4284432516604197E-5,5.4124330536422629E-3,5.1724332486304556E-5,7.328466406164836E-5,4.9064924698355154E-2]
[2004,12,16,22,2.8460041683151971E-2,4.9112909125828474E-3,3.3184136000000163E-4,3.2674000000000291E-5,3.2725256706207287E-3,8.6025752688172359E-5,3.7094399379043727E-2,null,3.3733254394307591E-2,7.2286879567608139E-3,2.2714336124011236E-4,2.4284432516604197E-5,5.4210271065923158E-3,5.1724332486304556E-5,7.0911704648051076E-5,4.6686121583903742E-2]
[2004,12,16,23,2.5599798584924994E-2,4.4337010876412094E-3,3.3184136000000163E-4,3.2674000000000291E-5,2.9394558824732322E-3,8.6025752688172359E-5,3.3423496667727606E-2,null,3.0343051767894313E-2,6.525746942417289E-3,2.2714336124011236E-4,2.4284432516604197E-5,4.8692880121845228E-3,5.1724332486304556E-5,6.4016020964885716E-5,4.204123884873915E-2]
[2004,12,16,24,2.1936297743592324E-2,4.0706037020382425E-3,3.3184136000000163E-4,3.2674000000000291E-5,3.0016075392807011E-3,8.6025752688172359E-5,2.9459050097599439E-2,null,2.6000759959952446E-2,5.9913217281187597E-3,2.2714336124011236E-4,2.4284432516604197E-5,4.9722439093063328E-3,5.1724332486304556E-5,5.8773437085280778E-5,3.726747772362056E-2]
[2004,12,17,1,1.8746129500064698E-2,4.1684502741297976E-3,3.3184136000000163E-4,3.2674000000000291E-5,3.458746036162974E-3,8.6025752688172359E-5,2.6823866923045645E-2,null,2.221950207854655E-2,6.1353372934513746E-3,2.2714336124011236E-4,2.4284432516604197E-5,5.7295061686412196E-3,5.1724332486304556E-5,6.0186195430180288E-5,3.4387497666882171E-2]
[2004,12,17,2,1.800265178008317E-2,4.2711838210298739E-3,3.3184136000000163E-4,3.2674000000000291E-5,3.7809658573951339E-3,8.6025752688172359E-5,2.6505342571196352E-2,null,2.1338269248888264E-2,6.2865457570610685E-3,2.2714336124011236E-4,2.4284432516604197E-5,6.2632719999874851E-3,5.1724332486304556E-5,6.1669514391506842E-5,3.4191239132179842E-2]
[2004,12,17,3,1.7795428986889288E-2,4.2032658540046668E-3,3.3184136000000163E-4,3.2674000000000291E-5,3.7276925931436999E-3,8.6025752688172359E-5,2.6176928546725826E-2,null,2.1092651224960832E-2,6.1865806360732346E-3,2.2714336124011236E-4,2.4284432516604197E-5,6.1750233997835639E-3,5.1724332486304556E-5,6.0688880398588937E-5,3.3757407387060651E-2]
[2004,12,17,4,1.8097918422191439E-2,4.1559430128614043E-3,3.3184136000000163E-4,3.2674000000000291E-5,3.6853832916694451E-3,8.6025752688172359E-5,2.6389785839410464E-2,null,2.1451187350320006E-2,6.1169284696793481E-3,2.2714336124011236E-4,2.4284432516604197E-5,6.1049368998633306E-3,5.1724332486304556E-5,6.0005609259903134E-5,3.3976204846105709E-2]
[2004,12,17,5,1.8610112179861853E-2,4.2471385086946759E-3,3.3184136000000163E-4,3.2674000000000291E-5,3.9045397471963294E-3,8.6025752688172359E-5,2.7212331548441028E-2,null,2.2058282818381136E-2,6.2511546424258765E-3,2.2714336124011236E-4,2.4284432516604197E-5,6.4679754839947678E-3,5.1724332486304556E-5,6.1322335998527673E-5,3.5080565071044803E-2]
[2004,12,17,6,2.0147688025347735E-2,4.4238692027031758E-3,1.6592068000000082E-4,1.6337000000000145E-5,3.9544786110884732E-3,8.6025752688172359E-5,2.8794319271827559E-2,null,2.3880748074186532E-2,6.5112758737087065E-3,1.1357168062005618E-4,1.2142216258302098E-5,6.5507005600001725E-3,5.1724332486304556E-5,6.3874063232536115E-5,3.7120162737260078E-2]
[2004,12,17,7,2.3425786355474428E-2,4.7763000326818631E-3,0,0,4.0016347605328082E-3,8.6025752688172359E-5,3.2289746901377273E-2,null,2.7766228149403053E-2,7.0300015084967223E-3,0,0,6.6288159944107358E-3,5.1724332486304556E-5,6.8962637981852522E-5,4.1476769984796817E-2]
[2004,12,17,8,2.6107870914071948E-2,5.2193108093992356E-3,0,0,3.833739195592125E-3,8.6025752688172359E-5,3.5246946671751482E-2,null,3.0945262169433139E-2,7.6820473195415408E-3,0,0,6.3506924591880355E-3,5.1724332486304556E-5,7.5359051860330166E-5,4.5029726280649017E-2]
[2004,12,17,9,2.5429220988778731E-2,5.5418713204658139E-3,0,0,3.6918960957508067E-3,8.6025752688172359E-5,3.4749014157683521E-2,null,3.0140868738479508E-2,8.1568082985134325E-3,0,0,6.1157255356200941E-3,5.1724332486304556E-5,8.0016343822668538E-5,4.4465126905099336E-2]
[2004,12,17,10,2.4082167768944882E-2,5.7218504737481628E-3,0,0,3.7209418731423494E-3,8.6025752688172359E-5,3.3610985868523569E-2,null,2.8544227052103247E-2,8.4217107775066639E-3,0,0,6.1638406498834251E-3,5.1724332486304556E-5,8.2614973956278832E-5,4.3181502811979647E-2]
[2004,12,17,11,2.3435582556295104E-2,5.8796708747763842E-3,0,0,3.7551004472820811E-3,8.6025752688172359E-5,3.3156379631041739E-2,null,2.7777839437188947E-2,8.6539988770205842E-3,0,0,6.2204252499666098E-3,5.1724332486304556E-5,8.4893664806474209E-5,4.2703987896662444E-2]
[2004,12,17,12,2.2446213677057358E-2,5.739298328936198E-3,0,0,3.4792222257320126E-3,8.6025752688172359E-5,3.1750759984413741E-2,null,2.6605155557639492E-2,8.4473914188928044E-3,0,0,5.7634255293631254E-3,5.1724332486304556E-5,8.2866894922855279E-5,4.0867696838381727E-2]
[2004,12,17,13,2.1879912760517921E-2,5.6442133651819536E-3,0,0,3.4473019222941085E-3,8.6025752688172359E-5,3.1057453800682155E-2,null,2.5933927697398398E-2,8.3074405292807955E-3,0,0,5.7105486851137394E-3,5.1724332486304556E-5,8.1494010077256564E-5,4.0003641244279242E-2]
[2004,12,17,14,2.104878377956175E-2,5.7450743877320298E-3,0,0,3.564840174422899E-3,8.6025752688172359E-5,3.0444724094404851E-2,null,2.494880316169986E-2,8.4558929162380347E-3,0,0,5.9052539724005447E-3,5.1724332486304556E-5,8.2950292584009982E-5,3.9361674382824743E-2]
[2004,12,17,15,2.0331180953092606E-2,5.6435704116825653E-3,0,0,3.5910553503310559E-3,8.6025752688172359E-5,2.96518324677944E-2,null,2.4098239449641488E-2,8.3064941975931565E-3,0,0,5.9486801189020172E-3,5.1724332486304556E-5,8.148472678912264E-5,3.8405138098622969E-2]
[2004,12,17,16,2.1994721667007174E-2,5.3615050296839896E-3,0,0,3.407664689961913E-3,8.6025752688172359E-5,3.0849917139341248E-2,null,2.6070008947470039E-2,7.8913360108426294E-3,0,0,5.6448885398527942E-3,5.1724332486304556E-5,7.7412124001843689E-5,3.965795783065177E-2]
[2004,12,17,17,2.4210620510205907E-2,5.214153551415579E-3,0,0,3.28296290368109E-3,8.6025752688172359E-5,3.2793762717990747E-2,null,2.8696480131942183E-2,7.6744566047295031E-3,0,0,5.4383166648824142E-3,5.1724332486304556E-5,7.5284588758583559E-5,4.1860977734040405E-2]
[2004,12,17,18,2.756405042344276E-2,5.4726709919731657E-3,0,0,3.1687239662142228E-3,8.6025752688172359E-5,3.6291471134318326E-2,null,3.2671249586467145E-2,8.0549557326438145E-3,0,0,5.2490767813893925E-3,5.1724332486304556E-5,7.9017194445659192E-5,4.6027006432986656E-2]
[2004,12,17,19,2.920894327003546E-2,5.464631695120516E-3,3.3184136000000163E-4,3.2674000000000291E-5,3.0420230327793669E-3,8.6025752688172359E-5,3.8166139110623519E-2,null,3.4620916050881925E-2,8.0431230863245579E-3,2.2714336124011236E-4,2.4284432516604197E-5,5.0391932651966459E-3,5.1724332486304556E-5,7.890111900762466E-5,4.8006384528646154E-2]
[2004,12,17,20,2.8614638561111544E-2,5.4026133463550025E-3,3.3184136000000163E-4,3.2674000000000291E-5,3.1950910179031015E-3,8.6025752688172359E-5,3.7662884038057821E-2,null,3.3916495721598522E-2,7.9518413237902145E-3,2.2714336124011236E-4,2.4284432516604197E-5,5.2927545142211164E-3,5.1724332486304556E-5,7.8005666689955476E-5,4.7464243685852878E-2]
[2004,12,17,21,2.8085078680097641E-2,5.3329048233258158E-3,3.3184136000000163E-4,3.2674000000000291E-5,3.2576479920869701E-3,8.6025752688172359E-5,3.7126172608198602E-2,null,3.3288816451759767E-2,7.8492407713339034E-3,2.2714336124011236E-4,2.4284432516604197E-5,5.3963818305174079E-3,5.1724332486304556E-5,7.6999179742942616E-5,4.6837591179854109E-2]
[2004,12,17,22,2.5950999670125562E-2,4.8909088950616613E-3,3.3184136000000163E-4,3.2674000000000291E-5,2.7199250335571256E-3,8.6025752688172359E-5,3.4012374711432522E-2,null,3.0759325070741972E-2,7.1986886658997468E-3,2.2714336124011236E-4,2.4284432516604197E-5,4.505629235298075E-3,5.1724332486304556E-5,7.0617418760222534E-5,4.2766795098182819E-2]
[2004,12,17,23,2.381016899418556E-2,4.4530101201004715E-3,3.3184136000000163E-4,3.2674000000000291E-5,2.7914957645964727E-3,8.6025752688172359E-5,3.1505215991570676E-2,null,2.8221831042777375E-2,6.5541669592477647E-3,2.2714336124011236E-4,2.4284432516604197E-5,4.6241880831280864E-3,5.1724332486304556E-5,6.4294814551167244E-5,3.9703338211396252E-2]
[2004,12,17,24,2.0789197337800592E-2,3.8675892563303903E-3,3.3184136000000163E-4,3.2674000000000291E-5,2.8287195521477931E-3,8.6025752688172359E-5,2.7936047258966947E-2,null,2.4641119301826032E-2,5.6925147332048606E-3,2.2714336124011236E-4,2.4284432516604197E-5,4.685850291964928E-3,5.1724332486304556E-5,5.5842211737492914E-5,3.5322636453238847E-2]
[2004,12,18,1,2.0708284273557486E-2,3.6656068871315866E-3,3.3184136000000163E-4,3.2674000000000291E-5,3.0227259701819859E-3,8.6025752688172359E-5,{"$f":"SUM(E8451:J8451)","v":2.7847158243559232E-2},null,{"$f":"E8451*W$5","v":2.4545214277851612E-2},5.3952268010311263E-3,{"$f":"G8451*Y$5","v":2.2714336124011236E-4},{"$f":"H8451*Z$5","v":2.4284432516604197E-5},{"$f":"I8451*AA$5","v":5.0072271601307172E-3},{"$f":"J8451*AB$5","v":5.1724332486304556E-5},5.2925888032854783E-5,{"$f":"SUM(M8451:R8451)","v":3.525082036525648E-2}]
[2004,12,18,2,1.9440719872516839E-2,3.7008171069174908E-3,3.3184136000000163E-4,3.2674000000000291E-5,3.2217852153207027E-3,8.6025752688172359E-5,2.6813863307443207E-2,null,2.3042789478987556E-2,{"$f":"(F8452*X$5)-S8452","v":5.447050994761774E-3},2.2714336124011236E-4,2.4284432516604197E-5,5.3369741727829073E-3,5.1724332486304556E-5,{"$f":"(F8452*$AC$7)*$AC$5","v":5.3434271012094335E-5},3.4129966772775258E-2]
[2004,12,18,3,1.9063403267877338E-2,3.7085140736616115E-3,3.3184136000000163E-4,3.2674000000000291E-5,3.3031356149456226E-3,8.6025752688172359E-5,2.6525594069172743E-2,null,2.259556184829032E-2,5.4583797822022138E-3,2.2714336124011236E-4,2.4284432516604197E-5,5.4717333056013085E-3,5.1724332486304556E-5,5.3545403714709568E-5,3.3828827062336864E-2]
[2004,12,18,4,1.8700915227358245E-2,3.7090610000460808E-3,3.3184136000000163E-4,3.2674000000000291E-5,3.3775793159931634E-3,8.6025752688172359E-5,2.6238096656085664E-2,null,2.2165910289031945E-2,5.4591847762941988E-3,2.2714336124011236E-4,2.4284432516604197E-5,5.5950513057981491E-3,5.1724332486304556E-5,5.3553300514742397E-5,3.3523298497367314E-2]
[2004,12,18,5,1.8615521227169536E-2,3.7944775522874017E-3,3.3184136000000163E-4,3.2674000000000291E-5,3.5321241517881404E-3,8.6025752688172359E-5,2.6392664043933249E-2,null,2.2064694079857571E-2,5.5849052057057305E-3,2.2714336124011236E-4,2.4284432516604197E-5,5.8510589978232261E-3,5.1724332486304556E-5,5.478658794006536E-5,3.3803810409629556E-2]
[2004,12,18,6,1.9651156980744267E-2,3.8077497899955044E-3,1.6592068000000082E-4,1.6337000000000145E-5,3.4931913082318633E-3,8.6025752688172359E-5,2.722038151165981E-2,null,2.3292217381619219E-2,5.6044399607400987E-3,1.1357168062005618E-4,1.2142216258302098E-5,5.7865656915827091E-3,5.1724332486304556E-5,5.4978219227465677E-5,3.486066126330669E-2]
[2004,12,18,7,2.0933024176183829E-2,3.985875200042524E-3,0,0,3.5254272803604478E-3,8.6025752688172359E-5,2.8530352409274973E-2,null,2.4811595065070711E-2,5.8666140060814323E-3,0,0,5.8399654495388522E-3,5.1724332486304556E-5,5.7550084077744824E-5,3.6569898853177303E-2]
[2004,12,18,8,2.2777906384057155E-2,4.2347516244688336E-3,0,0,3.6056826621315308E-3,8.6025752688172359E-5,3.0704366423345689E-2,null,2.6998305876621085E-2,6.2329229957124362E-3,0,0,5.9729106557252507E-3,5.1724332486304556E-5,6.1143487892934475E-5,3.9255863860545075E-2]
[2004,12,18,9,2.5388487317533917E-2,4.2724782929246911E-3,0,0,3.4807163332267821E-3,8.6025752688172359E-5,3.3227707696373565E-2,null,3.0092587737706102E-2,6.2884510266863021E-3,0,0,5.7659005587577068E-3,5.1724332486304556E-5,6.16882046320799E-5,4.2198663655636411E-2]
[2004,12,18,10,2.6705504765285347E-2,4.3874841463425237E-3,0,0,3.38262423555272E-3,8.6025752688172359E-5,3.4561638899868762E-2,null,3.1653628480420165E-2,6.4577224957065079E-3,0,0,5.6034083512228675E-3,5.1724332486304556E-5,6.3348717368042753E-5,4.3766483659835848E-2]
[2004,12,18,11,2.6458401693709385E-2,4.4163022867531893E-3,0,0,3.2809495669153727E-3,8.6025752688172359E-5,3.4241679300066122E-2,null,3.136074096929535E-2,6.500138501646842E-3,0,0,5.4349815181852822E-3,5.1724332486304556E-5,6.3764808269127756E-5,4.3347585321613785E-2]
[2004,12,18,12,2.6224840169052899E-2,4.3935946483554264E-3,0,0,3.2497196306227674E-3,8.6025752688172359E-5,3.3954180200719268E-2,null,3.1083904047702799E-2,6.4667162436022529E-3,0,0,5.383248285746726E-3,5.1724332486304556E-5,6.343694388968498E-5,4.298559290953808E-2]
[2004,12,18,13,2.6303742410607851E-2,4.2285873694717421E-3,0,0,2.9664039376472808E-3,8.6025752688172359E-5,3.3584759470415046E-2,null,3.1177425674139135E-2,6.2238501314384603E-3,0,0,4.9139281929720894E-3,5.1724332486304556E-5,6.1054485258492868E-5,4.2366928331035988E-2]
[2004,12,18,14,2.5506105854965076E-2,4.1465691088548324E-3,0,0,2.930237104245669E-3,8.6025752688172359E-5,3.2668937820753752E-2,null,3.0231999200585318E-2,6.1031314806175643E-3,0,0,4.8540168572139327E-3,5.1724332486304556E-5,5.9870264088105199E-5,4.1240871870903119E-2]
[2004,12,18,15,2.4956797835611076E-2,3.9829597553225921E-3,0,0,2.6716930002997261E-3,8.6025752688172359E-5,3.1697476343921567E-2,null,2.9580912762835254E-2,5.862322906142396E-3,0,0,4.4257315703105206E-3,5.1724332486304556E-5,5.750798941086858E-5,3.9920691571774476E-2]
[2004,12,18,16,2.5184016412934235E-2,4.0221807233451669E-3,0,0,2.8774591855920428E-3,8.6025752688172359E-5,3.2169682074559613E-2,null,2.9850231485460045E-2,5.9200503232805079E-3,0,0,4.7665888103633289E-3,5.1724332486304556E-5,5.8074281603681251E-5,4.0588594951590187E-2]
[2004,12,18,17,2.7705887002089785E-2,4.1961162635255553E-3,0,0,3.1493801463365768E-3,8.6025752688172359E-5,3.5137409164640088E-2,null,3.2839366325127815E-2,6.1760575048818581E-3,0,0,5.2170332216266149E-3,5.1724332486304556E-5,6.0585650991609526E-5,4.4284181384122594E-2]
[2004,12,18,18,3.1417716632878227E-2,4.4174716409934736E-3,0,0,2.9304898901132371E-3,8.6025752688172359E-5,3.8851703916673107E-2,null,3.7238941511900624E-2,6.501859616739469E-3,0,0,4.8544356038268477E-3,5.1724332486304556E-5,6.3781691997661028E-5,4.8646961064953247E-2]
[2004,12,18,19,3.140899019103166E-2,4.6049487660078346E-3,3.3184136000000163E-4,3.2674000000000291E-5,3.0024056158137738E-3,8.6025752688172359E-5,3.946688568554145E-2,null,3.7228598193150615E-2,6.777797992185192E-3,2.2714336124011236E-4,2.4284432516604197E-5,4.9735659446253416E-3,5.1724332486304556E-5,6.6488581643156007E-5,4.9283114256204172E-2]
[2004,12,18,20,3.0076851045125533E-2,4.3931841768110758E-3,3.3184136000000163E-4,3.2674000000000291E-5,2.8220938068465253E-3,8.6025752688172359E-5,3.7742670141471313E-2,null,3.5649633931686818E-2,6.4661120906896984E-3,2.2714336124011236E-4,2.4284432516604197E-5,4.6748745660288391E-3,5.1724332486304556E-5,6.3431017293717141E-5,4.7093772714648374E-2]
[2004,12,18,21,2.894539087184432E-2,4.3654869464311158E-3,3.3184136000000163E-4,3.2674000000000291E-5,2.9471805949002647E-3,8.6025752688172359E-5,3.6708599525863875E-2,null,3.4308531403192719E-2,6.4253458971884562E-3,2.2714336124011236E-4,2.4284432516604197E-5,4.8820842068281632E-3,5.1724332486304556E-5,6.3031110659141545E-5,4.5919113633452358E-2]
[2004,12,18,22,2.7862824613296359E-2,4.3538250107703069E-3,3.3184136000000163E-4,3.2674000000000291E-5,3.1163131925345815E-3,8.6025752688172359E-5,3.5783503929289424E-2,null,3.3025382087922724E-2,6.4081812666739344E-3,2.2714336124011236E-4,2.4284432516604197E-5,5.1622569200983062E-3,5.1724332486304556E-5,6.2862729727951915E-5,4.4898972400937986E-2]
[2004,12,18,23,2.5362902796888926E-2,4.1464471710381352E-3,3.3184136000000163E-4,3.2674000000000291E-5,2.972587219865075E-3,8.6025752688172359E-5,3.2932478300480308E-2,null,3.0062262794647961E-2,6.1029520063321432E-3,2.2714336124011236E-4,2.4284432516604197E-5,4.9241709668672792E-3,5.1724332486304556E-5,5.9868503488173947E-5,4.1392537894090406E-2]
[2004,12,18,24,2.2634350594972055E-2,3.7407213797245259E-3,3.3184136000000163E-4,3.2674000000000291E-5,3.0162577241801686E-3,8.6025752688172359E-5,2.9841870811564922E-2,null,2.6828151383985539E-2,5.50578413466283E-3,2.2714336124011236E-4,2.4284432516604197E-5,4.9965123360354467E-3,5.1724332486304556E-5,5.4010429105323559E-5,3.7633599980926837E-2]
[2004,12,19,1,2.3709698345329409E-2,3.71035563201384E-3,3.3184136000000163E-4,3.2674000000000291E-5,3.3079822677058971E-3,8.6025752688172359E-5,3.1178577357737318E-2,null,2.8102744711325092E-2,5.4610902815229361E-3,2.2714336124011236E-4,2.4284432516604197E-5,5.4797619167213261E-3,5.1724332486304556E-5,5.3571993066529636E-5,3.9346749035812374E-2]
[2004,12,19,2,2.2122564366768387E-2,3.7900576180651068E-3,3.3184136000000163E-4,3.2674000000000291E-5,3.474407028962464E-3,8.6025752688172359E-5,2.9837570126484129E-2,null,2.622153895440088E-2,5.5783997215364828E-3,2.2714336124011236E-4,2.4284432516604197E-5,5.7554490259408174E-3,5.1724332486304556E-5,5.4722770692072134E-5,3.78585398281212E-2]
[2004,12,19,3,2.1119738077706458E-2,3.7640654877846946E-3,3.3184136000000163E-4,3.2674000000000291E-5,3.505429170950692E-3,8.6025752688172359E-5,2.8839773849130019E-2,null,2.5032904211738094E-2,5.54014318115375E-3,2.2714336124011236E-4,2.4284432516604197E-5,5.8068380415053121E-3,5.1724332486304556E-5,5.4347483155979316E-5,3.6683037560640182E-2]
[2004,12,19,4,2.0853915979654445E-2,3.7891450111723736E-3,3.3184136000000163E-4,3.2674000000000291E-5,3.5758592685630427E-3,8.6025752688172359E-5,2.8669461372078035E-2,null,2.4717829323336736E-2,5.5770565002587818E-3,2.2714336124011236E-4,2.4284432516604197E-5,5.9235073992751101E-3,5.1724332486304556E-5,5.4709594011726953E-5,3.652154534911365E-2]
[2004,12,19,5,2.1318951372675178E-2,3.7637348933600022E-3,3.3184136000000163E-4,3.2674000000000291E-5,3.5336307367196517E-3,8.6025752688172359E-5,2.9066858115443003E-2,null,2.5269028699281847E-2,5.5396565954517665E-3,2.2714336124011236E-4,2.4284432516604197E-5,5.8535546964285654E-3,5.1724332486304556E-5,5.4342709866304697E-5,3.6965392117405203E-2]
[2004,12,19,6,2.1694300122835099E-2,3.7832846920970086E-3,1.6592068000000082E-4,1.6337000000000145E-5,3.5678592608402357E-3,8.6025752688172359E-5,2.9313727508460518E-2,null,2.5713923862004873E-2,5.5684309843451697E-3,1.1357168062005618E-4,1.2142216258302098E-5,5.9102551705431479E-3,5.1724332486304556E-5,5.4624979757997678E-5,3.737004824625785E-2]
[2004,12,19,7,2.280682392642246E-2,3.8895649872206679E-3,0,0,3.5901837618733884E-3,8.6025752688172359E-5,3.0372598428204688E-2,null,2.7032581399613186E-2,5.7248597325248096E-3,0,0,5.9472363090956569E-3,5.1724332486304556E-5,5.615950846579787E-5,3.8756401773719959E-2]
[2004,12,19,8,2.5369214614664973E-2,4.1626919341264433E-3,0,0,3.7807457541481388E-3,8.6025752688172359E-5,3.3398678055627726E-2,null,3.006974409622511E-2,6.1268618755268255E-3,0,0,6.2629073930177311E-3,5.1724332486304556E-5,6.0103053601921909E-5,4.2511237697255969E-2]
[2004,12,19,9,2.7206333392932741E-2,4.0528688452241704E-3,0,0,3.4512254718830552E-3,8.6025752688172359E-5,3.4796453462728139E-2,null,3.2247253032782745E-2,5.9652186631306298E-3,0,0,5.7170481509137144E-3,5.1724332486304556E-5,5.8517372243926556E-5,4.3981244179313393E-2]
[2004,12,19,10,2.993983488261636E-2,4.1751863807536925E-3,0,0,3.5578295271100485E-3,8.6025752688172359E-5,3.7758876543168271E-2,null,3.5487230758932863E-2,6.1452518380577326E-3,0,0,5.8936406458928534E-3,5.1724332486304556E-5,6.0283454747922517E-5,4.7577847575369751E-2]
[2004,12,19,11,3.0401900354748029E-2,4.3538121394794708E-3,0,0,3.6775267841246415E-3,8.6025752688172359E-5,3.8519265031040313E-2,null,3.6034909932834799E-2,6.4081623220529158E-3,0,0,6.0919223830496402E-3,5.1724332486304556E-5,6.286254388573843E-5,4.8586718970423659E-2]
[2004,12,19,12,3.0550118829369435E-2,4.2313024397836749E-3,0,0,3.2595819433944694E-3,8.6025752688172359E-5,3.8127028965235753E-2,null,3.6210591035694885E-2,6.2278463101244647E-3,0,0,5.3995854730602014E-3,5.1724332486304556E-5,6.1093686818222351E-5,4.7889747151365854E-2]
[2004,12,19,13,3.0138066264069136E-2,4.1518404558964703E-3,0,0,3.1008077590054754E-3,8.6025752688172359E-5,3.7476740231659256E-2,null,3.5722191399325746E-2,6.1108901175124328E-3,0,0,5.136571750929012E-3,5.1724332486304556E-5,5.9946374465431114E-5,4.7021377600253496E-2]
[2004,12,19,14,2.9356331337908773E-2,4.1598947845518696E-3,0,0,3.1347428197742652E-3,8.6025752688172359E-5,3.6736994694923079E-2,null,3.479561288525794E-2,6.122744888404117E-3,0,0,5.1927860950800771E-3,5.1724332486304556E-5,6.006266694024394E-5,4.6162868201228432E-2]
[2004,12,19,15,2.8478805228975095E-2,4.2533640521935081E-3,0,0,3.4431238487283226E-3,8.6025752688172359E-5,3.6261318882585096E-2,null,3.3755494539688874E-2,6.2603177142363858E-3,0,0,5.7036275934759266E-3,5.1724332486304556E-5,6.1412223547386102E-5,4.577116417988749E-2]
[2004,12,19,16,2.957472699757242E-2,4.1449152420779487E-3,0,0,3.2874373027834938E-3,8.6025752688172359E-5,3.7093105295122039E-2,null,3.5054473937819491E-2,6.1006972353112006E-3,0,0,5.4457286277701626E-3,5.1724332486304556E-5,5.9846384722273058E-5,4.6652624133387166E-2]
[2004,12,19,17,3.271833343791368E-2,4.2678347138933289E-3,0,0,3.4357868730417618E-3,8.6025752688172359E-5,4.0507980777536944E-2,null,3.8780542822335298E-2,6.281616370703234E-3,0,0,5.6914736952088088E-3,5.1724332486304556E-5,6.1621158287108123E-5,5.0805357220733649E-2]
[2004,12,19,18,3.6839255803402526E-2,4.2734659432573071E-3,0,0,3.3331036423982752E-3,8.6025752688172359E-5,4.4531851141746286E-2,null,4.3665009403300314E-2,6.2899047007186383E-3,0,0,5.5213761519845792E-3,5.1724332486304556E-5,6.1702464827602542E-5,5.5528014588489834E-2]
[2004,12,19,19,3.745381291970442E-2,4.1356154421246958E-3,3.3184136000000163E-4,3.2674000000000291E-5,3.1034649577610807E-3,8.6025752688172359E-5,4.5143434432278369E-2,null,4.4393434602913298E-2,6.087009316367094E-3,2.2714336124011236E-4,2.4284432516604197E-5,5.1409734723917525E-3,5.1724332486304556E-5,5.9712109502313792E-5,5.5924569517915169E-2]
[2004,12,19,20,3.6055984605389467E-2,3.8892411748647398E-3,3.3184136000000163E-4,3.2674000000000291E-5,2.8466922244535825E-3,8.6025752688172359E-5,4.3242459117395972E-2,null,4.2736609969579516E-2,5.7243831290168506E-3,2.2714336124011236E-4,2.4284432516604197E-5,4.7156225087644082E-3,5.1724332486304556E-5,5.615483309906565E-5,5.34797677336038E-2]
[2004,12,19,21,3.4889310944206858E-2,3.8169188189679619E-3,3.3184136000000163E-4,3.2674000000000291E-5,2.8823087143273465E-3,8.6025752688172359E-5,4.2039079590190348E-2,null,4.1353769429640697E-2,5.6179354042982452E-3,2.2714336124011236E-4,2.4284432516604197E-5,4.7746221856136114E-3,5.1724332486304556E-5,5.5110606309798455E-5,5.204947914579558E-2]
[2004,12,19,22,3.2535384298771092E-2,3.711366504147448E-3,3.3184136000000163E-4,3.2674000000000291E-5,2.7888031593769889E-3,8.6025752688172359E-5,3.9486095074983706E-2,null,3.8563695991237018E-2,5.462578134583995E-3,2.2714336124011236E-4,2.4284432516604197E-5,4.619727709902227E-3,5.1724332486304556E-5,5.3586588550171569E-5,4.8949153961966259E-2]
[2004,12,19,23,2.8750571400224127E-2,3.6458342596152942E-3,3.3184136000000163E-4,3.2674000000000291E-5,2.7477408695316592E-3,8.6025752688172359E-5,3.559468764205926E-2,null,3.4077614847613007E-2,5.3661244413980716E-3,2.2714336124011236E-4,2.4284432516604197E-5,4.5517069184051011E-3,5.1724332486304556E-5,5.2640400826434371E-5,4.4298598333659206E-2]
[2004,12,19,24,2.4846920537830126E-2,3.8039985377376359E-3,3.3184136000000163E-4,3.2674000000000291E-5,3.0749117605757301E-3,8.6025752688172359E-5,3.2176371948831661E-2,null,2.9450676873532321E-2,5.5989186767229481E-3,2.2714336124011236E-4,2.4284432516604197E-5,5.0936743305358837E-3,5.1724332486304556E-5,5.4924056748210214E-5,4.0446422007034175E-2]
[2004,12,20,1,2.1630108576660968E-2,3.8128987434146934E-3,3.3184136000000163E-4,3.2674000000000291E-5,3.2993127937026526E-3,8.6025752688172359E-5,2.9192861226466485E-2,null,2.5637838598983709E-2,5.6120184524714387E-3,2.2714336124011236E-4,2.4284432516604197E-5,5.4654006990253407E-3,5.1724332486304556E-5,5.5052562423706126E-5,3.7018409876723508E-2]
[2004,12,20,2,2.0865281666684186E-2,3.9150406084908175E-3,3.3184136000000163E-4,3.2674000000000291E-5,3.6232863075429155E-3,8.6025752688172359E-5,2.8854149695406093E-2,null,2.4731300899246876E-2,5.762356048655202E-3,2.2714336124011236E-4,2.4284432516604197E-5,6.0020715695132407E-3,5.1724332486304556E-5,5.652733838330614E-5,3.6798880643658341E-2]
[2004,12,20,3,2.0544092918974449E-2,3.8335956150766202E-3,3.3184136000000163E-4,3.2674000000000291E-5,3.4586150488047475E-3,8.6025752688172359E-5,2.8286844695543989E-2,null,2.4350600763396558E-2,5.6424811616833668E-3,2.2714336124011236E-4,2.4284432516604197E-5,5.7292891845466586E-3,5.1724332486304556E-5,5.5351394335020731E-5,3.6025523235869605E-2]
[2004,12,20,4,2.0697408294424381E-2,3.9453760071808883E-3,3.3184136000000163E-4,3.2674000000000291E-5,3.6498659797030123E-3,8.6025752688172359E-5,2.8743191393996455E-2,null,2.4532323145260569E-2,5.8070052325617473E-3,2.2714336124011236E-4,2.4284432516604197E-5,6.0461015138946672E-3,5.1724332486304556E-5,5.696533622757554E-5,3.6688582017960006E-2]
[2004,12,20,5,2.1374774790771486E-2,4.0031506974037732E-3,3.3184136000000163E-4,3.2674000000000291E-5,3.7022772395423472E-3,8.6025752688172359E-5,2.9530743840405781E-2,null,2.5335195347411434E-2,5.8920409624448541E-3,2.2714336124011236E-4,2.4284432516604197E-5,6.1329221805224094E-3,5.1724332486304556E-5,5.7799516454758069E-5,3.7663310616621717E-2]
[2004,12,20,6,2.3310453303576589E-2,4.2235091540790397E-3,1.6592068000000082E-4,1.6337000000000145E-5,3.9026112125645114E-3,8.6025752688172359E-5,3.1704857102908317E-2,null,2.7629525637753366E-2,6.2163757555351688E-3,1.1357168062005618E-4,1.2142216258302098E-5,6.4647808143214504E-3,5.1724332486304556E-5,6.0981163413691559E-5,4.0488120436974653E-2]
[2004,12,20,7,2.6381328134072703E-2,4.6086355718990635E-3,0,0,3.9601159644018086E-3,8.6025752688172359E-5,3.5036105423061743E-2,null,3.1269386851713786E-2,6.7832244207595123E-3,0,0,6.5600389879292139E-3,5.1724332486304556E-5,6.6541813613142501E-5,4.4664374592888821E-2]
[2004,12,20,8,2.8152682437819147E-2,5.1468137679219214E-3,0,0,3.7270907123247814E-3,8.6025752688172359E-5,3.7112612670754018E-2,null,3.3368946157212052E-2,7.5753424836937592E-3,0,0,6.174026367960838E-3,5.1724332486304556E-5,7.431230287221265E-5,4.7170039341352957E-2]
[2004,12,20,9,2.846865905816575E-2,5.5387648126329859E-3,0,0,3.6915834584568021E-3,8.6025752688172359E-5,3.7785033081943704E-2,null,3.3743468437800121E-2,8.1522359821594535E-3,0,0,6.1152076435037556E-3,5.1724332486304556E-5,7.9971490489838263E-5,4.8062636395949633E-2]
[2004,12,20,10,2.7342756057102003E-2,5.7321673943660926E-3,0,0,3.6379781984824671E-3,8.6025752688172359E-5,3.6798927402638737E-2,null,3.2408952740984341E-2,8.4368957464179151E-3,0,0,6.0264090834234981E-3,5.1724332486304556E-5,8.2763934879335072E-5,4.6923981903312061E-2]
[2004,12,20,11,2.6891477772123414E-2,5.7085662827444632E-3,0,0,3.2644015412022116E-3,8.6025752688172359E-5,3.5950471348758263E-2,null,3.1874059455890474E-2,8.4021584290033952E-3,0,0,5.4075692669210721E-3,5.1724332486304556E-5,8.242317008114507E-5,4.5735511484301244E-2]
[2004,12,20,12,2.6471931677166959E-2,5.6805455537052435E-3,0,0,3.3332076829554603E-3,8.6025752688172359E-5,3.5571710666515835E-2,null,3.1376777852832154E-2,8.3609160937089168E-3,0,0,5.521548497975857E-3,5.1724332486304556E-5,8.2018592609148561E-5,4.5310966777003234E-2]
[2004,12,20,13,2.5938188092133461E-2,5.5190034032734023E-3,0,0,3.0882684583500475E-3,8.6025752688172359E-5,3.4631485706445087E-2,null,3.0744139702273032E-2,8.123150133980463E-3,0,0,5.1158000609279096E-3,5.1724332486304556E-5,7.9686165256843863E-5,4.4034814229667714E-2]
[2004,12,20,14,2.4943424736428153E-2,5.4283172212371842E-3,0,0,2.8096822379250412E-3,8.6025752688172359E-5,3.326744994827855E-2,null,2.9565061831842245E-2,7.9896735952052263E-3,0,0,4.6543144670927955E-3,5.1724332486304556E-5,7.8376792248672817E-5,4.2260774226626573E-2]
[2004,12,20,15,2.4466415367513875E-2,5.3482883804428592E-3,0,0,2.8219405056982123E-3,8.6025752688172359E-5,3.2722670006343123E-2,null,2.8999669884451698E-2,7.8718830737434815E-3,0,0,4.6746206185386977E-3,5.1724332486304556E-5,7.7221295328872439E-5,4.159789790922018E-2]
[2004,12,20,16,2.5340638642974846E-2,5.2904039745572387E-3,0,0,3.0876554959959183E-3,8.6025752688172359E-5,3.3804723866216177E-2,null,3.0035873431757381E-2,7.7866858587632773E-3,0,0,5.1147846722429903E-3,5.1724332486304556E-5,7.6385530971405293E-5,4.2989068295249948E-2]
[2004,12,20,17,2.8434351831636652E-2,5.0225456341072439E-3,0,0,2.7988211009112919E-3,8.6025752688172359E-5,{"$f":"SUM(E8515:J8515)","v":3.634174431934336E-2},null,{"$f":"E8515*W$5","v":3.3702804604171431E-2},7.3924383189223663E-3,{"$f":"G8515*Y$5","v":0},{"$f":"H8515*Z$5","v":0},{"$f":"I8515*AA$5","v":4.636322700461739E-3},{"$f":"J8515*AB$5","v":5.1724332486304556E-5},7.251805664264107E-5,{"$f":"SUM(M8515:R8515)","v":4.5783289956041848E-2}]
[2004,12,20,18,3.3414718032051607E-2,4.8797526272663736E-3,0,0,2.6757230671362979E-3,8.6025752688172359E-5,4.1056219479142446E-2,null,3.9605956886441814E-2,{"$f":"(F8516*X$5)-S8516","v":7.1822683030889059E-3},0,0,4.4324074848063394E-3,5.1724332486304556E-5,{"$f":"(F8516*$AC$7)*$AC$5","v":7.0456338917681101E-5},5.1272357006823366E-2]
[2004,12,20,19,3.4540879130716989E-2,4.8312562642785946E-3,3.3184136000000163E-4,3.2674000000000291E-5,2.6351192080670189E-3,8.6025752688172359E-5,4.2457795715750778E-2,null,4.0940778502417924E-2,7.1108888875103466E-3,2.2714336124011236E-4,2.4284432516604197E-5,4.365146096263873E-3,5.1724332486304556E-5,6.975612387648218E-5,5.2719965612435166E-2]
[2004,12,20,20,3.3564750602474408E-2,4.8880305042286187E-3,3.3184136000000163E-4,3.2674000000000291E-5,3.0847781247215294E-3,8.6025752688172359E-5,4.1988100344112732E-2,null,3.978378820945426E-2,7.1944521037575291E-3,2.2714336124011236E-4,2.4284432516604197E-5,5.1100182290599082E-3,5.1724332486304556E-5,7.0575859096124556E-5,5.2391410668514722E-2]
[2004,12,20,21,3.1990569501048761E-2,4.6845056050113442E-3,3.3184136000000163E-4,3.2674000000000291E-5,2.8802527703429039E-3,8.6025752688172359E-5,4.0005868989091191E-2,null,3.7917935300723682E-2,6.8948937973856601E-3,2.2714336124011236E-4,2.4284432516604197E-5,4.7712164589085908E-3,5.1724332486304556E-5,6.7637263562139022E-5,4.9887197683260956E-2]
[2004,12,20,22,3.0605726568630129E-2,4.5406759018148208E-3,3.3184136000000163E-4,3.2674000000000291E-5,2.9531207416012635E-3,8.6025752688172359E-5,3.8550064324734387E-2,null,3.627650204298212E-2,6.6831979190866463E-3,2.2714336124011236E-4,2.4284432516604197E-5,4.8919242201769788E-3,5.1724332486304556E-5,6.5560577490345124E-5,4.8154776308488773E-2]
[2004,12,20,23,2.6704834506795228E-2,4.2073770860584364E-3,3.3184136000000163E-4,3.2674000000000291E-5,2.8307409990869872E-3,8.6025752688172359E-5,3.4193493704628826E-2,null,3.1652834033229646E-2,6.1926317566774721E-3,2.2714336124011236E-4,2.4284432516604197E-5,4.6891988733833373E-3,5.1724332486304556E-5,6.0748240448385529E-5,4.2837816789533481E-2]
[2004,12,20,24,2.3162127106056887E-2,4.0558714841533745E-3,3.3184136000000163E-4,3.2674000000000291E-5,3.0168377492455554E-3,8.6025752688172359E-5,3.0685377452143992E-2,null,2.7453716852580908E-2,5.9696380999451817E-3,2.2714336124011236E-4,2.4284432516604197E-5,4.9974731632125083E-3,5.1724332486304556E-5,5.856072586494032E-5,3.872398024198162E-2]
[2004,12,21,1,1.9443250386896153E-2,4.1270756672813613E-3,3.3184136000000163E-4,3.2674000000000291E-5,3.41124882937023E-3,8.6025752688172359E-5,2.7432115996235917E-2,null,2.3045788859180186E-2,6.0744400410661118E-3,2.2714336124011236E-4,2.4284432516604197E-5,5.6508257635270722E-3,5.1724332486304556E-5,5.9588807909671441E-5,3.5074206790016396E-2]
[2004,12,21,2,1.8581194949707704E-2,4.0661064906846239E-3,3.3184136000000163E-4,3.2674000000000291E-5,3.4848359860923284E-3,8.6025752688172359E-5,2.658267853917283E-2,null,2.2024007665448167E-2,5.9847025035341152E-3,2.2714336124011236E-4,2.4284432516604197E-5,5.7727248749286598E-3,5.1724332486304556E-5,5.8708504070942201E-5,3.4084587170153967E-2]
[2004,12,21,3,1.8094575429087476E-2,4.0702974859434752E-3,3.3184136000000163E-4,3.2674000000000291E-5,3.5747914057051968E-3,8.6025752688172359E-5,2.6190205433424318E-2,null,2.144722495145672E-2,5.9908710236836506E-3,2.2714336124011236E-4,2.4284432516604197E-5,5.9217384556269435E-3,5.1724332486304556E-5,5.8769015782275693E-5,3.366298655701034E-2]
[2004,12,21,4,1.8123100005745334E-2,4.0864541360175911E-3,3.3184136000000163E-4,3.2674000000000291E-5,3.7023596867054591E-3,8.6025752688172359E-5,2.6362454941156559E-2,null,2.1481034698174663E-2,6.0146512036589684E-3,2.2714336124011236E-4,2.4284432516604197E-5,6.1330587564735481E-3,5.1724332486304556E-5,5.900229367571555E-5,3.3931896784550206E-2]
[2004,12,21,5,1.8744524535117237E-2,4.0719216406065219E-3,3.3184136000000163E-4,3.2674000000000291E-5,3.637376616984813E-3,8.6025752688172359E-5,2.6904363905396744E-2,null,2.2217599738013481E-2,5.9932615371884818E-3,2.2714336124011236E-4,2.4284432516604197E-5,6.0254125474345265E-3,5.1724332486304556E-5,5.8792466149565822E-5,3.4539425948879515E-2]
[2004,12,21,6,2.0149700587441081E-2,4.238391000323743E-3,1.6592068000000082E-4,1.6337000000000145E-5,3.7439419489144012E-3,8.6025752688172359E-5,2.8400316969367401E-2,null,2.3883133533415125E-2,6.2382796143450464E-3,1.1357168062005618E-4,1.2142216258302098E-5,6.2019408962262811E-3,5.1724332486304556E-5,6.1196035044044057E-5,3.6500792273351117E-2]
[2004,12,21,7,2.3539834238794743E-2,4.7265318704058437E-3,0,0,4.0284843714397528E-3,8.6025752688172359E-5,3.2380876233328512E-2,null,2.7901407370291335E-2,6.9567501939893561E-3,0,0,6.6732930996126014E-3,5.1724332486304556E-5,6.8244060058652827E-5,4.1583174996379597E-2]
[2004,12,21,8,2.6668642169241943E-2,5.2706256650358451E-3,0,0,3.9012008342088705E-3,8.6025752688172359E-5,3.5926494421174827E-2,null,3.1609935806185506E-2,7.7575751360658921E-3,0,0,6.4624444845058828E-3,5.1724332486304556E-5,7.6099961725318582E-5,4.5881679759243586E-2]
[2004,12,21,9,2.5705008011163166E-2,5.5293234431664125E-3,0,0,3.6033288909960454E-3,8.6025752688172359E-5,3.4923686098013794E-2,null,3.0467754900078144E-2,8.1383396939995536E-3,0,0,5.9690115703054684E-3,5.1724332486304556E-5,7.9835171217572899E-5,4.4626830496869468E-2]
[2004,12,21,10,2.4360742550353188E-2,5.7820762179238159E-3,0,0,3.7360761908733723E-3,8.6025752688172359E-5,3.3964920711838549E-2,null,2.8874417502057791E-2,8.5103540933595505E-3,0,0,6.1889110557159007E-3,5.1724332486304556E-5,8.3484543741332981E-5,4.3625406983619545E-2]
[2004,12,21,11,2.3389069804424498E-2,5.9224753237958529E-3,0,0,3.7108363461089543E-3,8.6025752688172359E-5,3.3108407227017481E-2,null,2.772270858007712E-2,8.7170006438941523E-3,0,0,6.1471005715805268E-3,5.1724332486304556E-5,8.5511697112138389E-5,4.2638534128038107E-2]
[2004,12,21,12,2.3373754992187076E-2,5.7908890102728698E-3,0,0,3.4802082410431102E-3,8.6025752688172359E-5,3.2730877996191225E-2,null,2.7704556166143313E-2,8.5233252097224252E-3,0,0,5.7650588903408444E-3,5.1724332486304556E-5,8.3611787298944201E-5,4.2044664598692889E-2]
[2004,12,21,13,2.2695169062046119E-2,5.5674831249946403E-3,0,0,3.1945600778932673E-3,8.6025752688172359E-5,3.1543238017622204E-2,null,2.6900238587669986E-2,8.1945050560958636E-3,0,0,5.2918749977634997E-3,5.1724332486304556E-5,8.0386140023011441E-5,4.0438342974015655E-2]
[2004,12,21,14,2.2000958799530314E-2,5.6860430117399371E-3,0,0,3.3085245750101764E-3,8.6025752688172359E-5,3.1081552138968599E-2,null,2.6077401725753235E-2,8.3690075322727306E-3,0,0,5.4806602634090221E-3,5.1724332486304556E-5,8.2097967691466018E-5,3.9978793853921293E-2]
[2004,12,21,15,2.1546105254627808E-2,5.5971689342063672E-3,0,0,3.3048349452400321E-3,8.6025752688172359E-5,3.053413488676238E-2,null,2.5538270739468273E-2,8.2381981411431635E-3,0,0,5.4745482921029426E-3,5.1724332486304556E-5,8.0814758765523125E-5,3.9302741505200682E-2]
[2004,12,21,16,2.2830244046793916E-2,5.5388540167300672E-3,0,0,3.4679996189150154E-3,8.6025752688172359E-5,3.1923123435127168E-2,null,2.7060340911957938E-2,8.1523672772901533E-3,0,0,5.7448349782460648E-3,5.1724332486304556E-5,7.9972778463753514E-5,4.1009267499980462E-2]
[2004,12,21,17,2.5621185298027715E-2,5.399394189470573E-3,0,0,3.3192145896786722E-3,8.6025752688172359E-5,3.4425819829865131E-2,null,3.0368401113541242E-2,7.9471032048280942E-3,0,0,5.4983685612561683E-3,5.1724332486304556E-5,7.7959186873087049E-5,4.3865597212111813E-2]
[2004,12,21,18,3.140583272054185E-2,5.3844064690431979E-3,0,0,3.3949420794529097E-3,8.6025752688172359E-5,4.0271207021726124E-2,null,3.7224855691419208E-2,7.9250435150070159E-3,0,0,5.6238131921312771E-3,5.1724332486304556E-5,7.7742786577683929E-5,5.0825436731043803E-2]
[2004,12,21,19,3.2527453655966272E-2,5.3257472492198544E-3,3.3184136000000163E-4,3.2674000000000291E-5,3.2101604001364041E-3,8.6025752688172359E-5,4.1513902418010708E-2,null,3.8554295920983299E-2,7.838705889434151E-3,2.2714336124011236E-4,2.4284432516604197E-5,5.3177173526488559E-3,5.1724332486304556E-5,7.6895835064316851E-5,5.201387128930933E-2]
[2004,12,21,20,3.1779434920505584E-2,5.2972595636289217E-3,3.3184136000000163E-4,3.2674000000000291E-5,3.4589130440890905E-3,8.6025752688172359E-5,4.0986148640911768E-2,null,3.7667680694768037E-2,7.796776263718116E-3,2.2714336124011236E-4,2.4284432516604197E-5,5.729782821778771E-3,5.1724332486304556E-5,7.6484515437219377E-5,5.1497391906507949E-2]
[2004,12,21,21,3.034473623031074E-2,5.0788477563811192E-3,3.3184136000000163E-4,3.2674000000000291E-5,3.2707902420373758E-3,8.6025752688172359E-5,3.9144915341417418E-2,null,3.5967154165877771E-2,7.47530664834234E-3,2.2714336124011236E-4,2.4284432516604197E-5,5.4181523223006695E-3,5.1724332486304556E-5,7.3330975188254954E-5,4.9163765262763802E-2]
[2004,12,21,22,2.8531195154257963E-2,4.9142017443117832E-3,3.3184136000000163E-4,3.2674000000000291E-5,3.2756079928802258E-3,8.6025752688172359E-5,3.7171546004138155E-2,null,3.3817591521026466E-2,7.2329722670648943E-3,2.2714336124011236E-4,2.4284432516604197E-5,5.4261330566143422E-3,5.1724332486304556E-5,7.0953732710227896E-5,4.677984897094873E-2]
[2004,12,21,23,2.5665493880570388E-2,4.4357678452500594E-3,3.3184136000000163E-4,3.2674000000000291E-5,2.941206033679305E-3,8.6025752688172359E-5,3.3493008872187931E-2,null,3.0420919402284578E-2,6.5287889014668662E-3,2.2714336124011236E-4,2.4284432516604197E-5,4.872187184898103E-3,5.1724332486304556E-5,6.4045861857585124E-5,4.2125047614892573E-2]
[2004,12,21,24,2.1995042861611431E-2,4.0722601205272404E-3,3.3184136000000163E-4,3.2674000000000291E-5,3.0024716743044934E-3,8.6025752688172359E-5,2.9520315769131337E-2,null,2.6070389654547565E-2,5.9937597291648999E-3,2.2714336124011236E-4,2.4284432516604197E-5,4.9736753722982932E-3,5.1724332486304556E-5,5.8797353294024278E-5,3.7340976882253782E-2]
[2004,12,22,1,1.9137156003771805E-2,4.1179260109290346E-3,3.3184136000000163E-4,3.2674000000000291E-5,3.4062482911441524E-3,8.6025752688172359E-5,2.7111871418533166E-2,null,2.268297984401578E-2,6.0609731111163686E-3,2.2714336124011236E-4,2.4284432516604197E-5,5.6425422369792188E-3,5.1724332486304556E-5,5.9456700539035934E-5,3.4689647318354395E-2]
[2004,12,22,2,1.8282750051881874E-2,4.0580391462076704E-3,3.3184136000000163E-4,3.2674000000000291E-5,3.4810207852583284E-3,8.6025752688172359E-5,2.6272351096036047E-2,null,2.1670265468823006E-2,5.9728285752937444E-3,2.2714336124011236E-4,2.4284432516604197E-5,5.7664048917658436E-3,5.1724332486304556E-5,5.8592023667108215E-5,3.371265106212562E-2]
[2004,12,22,3,1.7802490273095422E-2,4.0619484671694074E-3,3.3184136000000163E-4,3.2674000000000291E-5,3.5694780188533868E-3,8.6025752688172359E-5,2.5884457871806391E-2,null,2.110102086006518E-2,5.9785825128751691E-3,2.2714336124011236E-4,2.4284432516604197E-5,5.9129366868860399E-3,5.1724332486304556E-5,5.8648468422335986E-5,3.3295692186069412E-2]
[2004,12,22,4,1.7832170213464765E-2,4.076857523646114E-3,3.3184136000000163E-4,3.2674000000000291E-5,3.6951280263124594E-3,8.6025752688172359E-5,2.6054696876111508E-2,null,2.1136200041811763E-2,6.0005264210895486E-3,2.2714336124011236E-4,2.4284432516604197E-5,6.1210793158329229E-3,5.1724332486304556E-5,5.8863732927793952E-5,3.3560957904977255E-2]
[2004,12,22,5,1.8445228984830565E-2,4.0628352723265978E-3,3.3184136000000163E-4,3.2674000000000291E-5,3.6316745874490747E-3,8.6025752688172359E-5,2.6590279957294412E-2,null,2.1862849275968956E-2,5.9798877578451535E-3,2.2714336124011236E-4,2.4284432516604197E-5,6.0159669815973106E-3,5.1724332486304556E-5,5.8661272564160687E-5,3.4161856141654443E-2]
[2004,12,22,6,1.983490284115845E-2,4.2282496561310973E-3,1.6592068000000082E-4,1.6337000000000145E-5,3.7373337033835053E-3,8.6025752688172359E-5,2.8068769633361228E-2,null,2.3510008554318798E-2,6.2233530677536144E-3,1.1357168062005618E-4,1.2142216258302098E-5,6.1909941591321736E-3,5.1724332486304556E-5,6.1049609182305611E-5,3.6101794010569253E-2]
[2004,12,22,7,2.3186050751730667E-2,4.7131647455759748E-3,0,0,4.0176203505896844E-3,8.6025752688172359E-5,3.2002861600584499E-2,null,2.7482073185805488E-2,6.9370757792592838E-3,0,0,6.6552965558288411E-3,5.1724332486304556E-5,6.8051058742949689E-5,4.1126169853379919E-2]
[2004,12,22,8,2.6276965398849602E-2,5.2553630882347805E-3,0,0,3.8887293168191001E-3,8.6025752688172359E-5,3.5507083556591656E-2,null,3.1145687289507916E-2,7.7351108986434408E-3,0,0,6.4417850793139723E-3,5.1724332486304556E-5,7.5879592914439872E-5,4.5374307599951633E-2]
[2004,12,22,9,2.5317221600136847E-2,5.5155976470085775E-3,0,0,3.5971374533495344E-3,8.6025752688172359E-5,3.4515982453183131E-2,null,3.0008117567166214E-2,8.1181373685521047E-3,0,0,5.9587552867224744E-3,5.1724332486304556E-5,7.9636991223651127E-5,4.4136734554927101E-2]
[2004,12,22,10,2.3987939318271888E-2,5.7665220236546438E-3,0,0,3.7279262554372299E-3,8.6025752688172359E-5,3.356841335005193E-2,null,2.8432539503183904E-2,8.4874606385037989E-3,0,0,6.175410467679894E-3,5.1724332486304556E-5,8.32599644098118E-5,4.3147134941853904E-2]
[2004,12,22,11,2.3027107696651762E-2,5.9065144723464778E-3,0,0,3.7022464051653116E-3,8.6025752688172359E-5,3.2721894326851721E-2,null,2.729368040090106E-2,8.693508650301154E-3,0,0,6.1328711025445569E-3,5.1724332486304556E-5,8.5281246258370031E-5,4.2171784486233072E-2]
[2004,12,22,12,2.3017212444989155E-2,5.7745266617192535E-3,0,0,3.4710110103828569E-3,8.6025752688172359E-5,3.2348775869779439E-2,null,2.7281951709659261E-2,8.4992422722546378E-3,0,0,5.749823429497123E-3,5.1724332486304556E-5,8.3375539426717806E-5,4.1582741743897325E-2]
[2004,12,22,13,2.2349003181446447E-2,5.5523801680467198E-3,0,0,3.1875880851828888E-3,8.6025752688172359E-5,3.1174997187364228E-2,null,2.6489933436226337E-2,8.1722757552981449E-3,0,0,5.280325703648182E-3,5.1724332486304556E-5,8.0168075884383584E-5,3.9994259227658972E-2]
[2004,12,22,14,2.1664539306772691E-2,5.6693830111764756E-3,0,0,3.2987537287500982E-3,8.6025752688172359E-5,3.0718701799387439E-2,null,2.5678648819529803E-2,8.3444864954259467E-3,0,0,5.4644745928409486E-3,5.1724332486304556E-5,8.1857422168828418E-5,3.9539334240283004E-2]
[2004,12,22,15,2.1212544625468132E-2,5.5818244100466607E-3,0,0,3.2972818879548425E-3,8.6025752688172359E-5,3.0177676676157804E-2,null,2.5142906400770562E-2,8.2156132894270258E-3,0,0,5.4620364488351426E-3,5.1724332486304556E-5,8.0593206757192644E-5,3.8872280471519041E-2]
[2004,12,22,16,2.2488631087426759E-2,5.5209812978121321E-3,0,0,3.4548115309169952E-3,8.6025752688172359E-5,3.1550449668844058E-2,null,2.6655432268779582E-2,8.1260612998401826E-3,0,0,5.722988554499652E-3,5.1724332486304556E-5,7.9714723099547907E-5,4.0556206455605724E-2]
[2004,12,22,17,2.5249264318510219E-2,5.3823021901061741E-3,0,0,3.3063388700787389E-3,8.6025752688172359E-5,3.40239311313833E-2,null,2.992756883520797E-2,7.9219463301567431E-3,0,0,5.4770395841927492E-3,5.1724332486304556E-5,7.7712403933052334E-5,4.3378279082043766E-2]
[2004,12,22,18,3.0971979210851132E-2,5.3660032182891466E-3,0,0,3.3770660042980035E-3,8.6025752688172359E-5,3.9801074186126453E-2,null,3.6710615727360257E-2,7.8979566737958327E-3,0,0,5.5942009911196201E-3,5.1724332486304556E-5,7.7477071126234734E-5,5.0254497724762016E-2]
[2004,12,22,19,3.2080233540415212E-2,5.3077558868589048E-3,3.3184136000000163E-4,3.2674000000000291E-5,3.1907345586421037E-3,8.6025752688172359E-5,4.1029265098604398E-2,null,3.8024212722367806E-2,7.812225286525633E-3,2.2714336124011236E-4,2.4284432516604197E-5,5.2855379218641326E-3,5.1724332486304556E-5,7.6636066666015064E-5,5.1425128057000599E-2]
[2004,12,22,20,3.1344024981808362E-2,5.2771174488419172E-3,3.3184136000000163E-4,3.2674000000000291E-5,3.4359884077674236E-3,8.6025752688172359E-5,4.0507671951105884E-2,null,3.7151595919088377E-2,7.7671300739126049E-3,2.2714336124011236E-4,2.4284432516604197E-5,5.6918075429217667E-3,5.1724332486304556E-5,7.6193693386523132E-5,5.0913685662165767E-2]
[2004,12,22,21,2.9925217714605146E-2,5.0608060586044314E-3,3.3184136000000163E-4,3.2674000000000291E-5,3.2513694825017053E-3,8.6025752688172359E-5,3.8687934368399457E-2,null,3.546990525208589E-2,7.4487519592067947E-3,2.2714336124011236E-4,2.4284432516604197E-5,5.3859813099175913E-3,5.1724332486304556E-5,7.3070480021737315E-5,4.8607790647453297E-2]
[2004,12,22,22,2.8130959509684524E-2,4.8978297539327498E-3,3.3184136000000163E-4,3.2674000000000291E-5,3.2582706494498834E-3,8.6025752688172359E-5,3.6737601025755337E-2,null,3.3343198301003248E-2,7.2088751382676751E-3,2.2714336124011236E-4,2.4284432516604197E-5,5.3974132792460692E-3,5.1724332486304556E-5,7.0717345624444735E-5,4.6252638844760011E-2]
[2004,12,22,23,2.5295959807192923E-2,4.4241441126327387E-3,3.3184136000000163E-4,3.2674000000000291E-5,2.9313628386994843E-3,8.6025752688172359E-5,3.310200787121332E-2,null,2.998291628748288E-2,6.5116805001363392E-3,2.2714336124011236E-4,2.4284432516604197E-5,4.8558816667229132E-3,5.1724332486304556E-5,6.3878032521278531E-5,4.1653630580585153E-2]
[2004,12,22,24,2.1664598553462047E-2,4.0629432320278798E-3,3.3184136000000163E-4,3.2674000000000291E-5,2.9976107585259876E-3,8.6025752688172359E-5,2.9175693656704086E-2,null,2.5678719043729273E-2,5.9800466584288003E-3,2.2714336124011236E-4,2.4284432516604197E-5,4.965623134103583E-3,5.1724332486304556E-5,5.8662831340984838E-5,3.6927540962504682E-2]
[2004,12,23,1,1.8872502233251664E-2,4.1091789093596291E-3,3.3184136000000163E-4,3.2674000000000291E-5,3.4021038143791258E-3,8.6025752688172359E-5,2.6834326069678595E-2,null,2.2369289756462126E-2,6.0480986817867339E-3,2.2714336124011236E-4,2.4284432516604197E-5,5.6356767993487209E-3,5.1724332486304556E-5,5.9330405458158716E-5,3.4356217363840605E-2]
[2004,12,23,2,1.8024938593517843E-2,4.0499540095970035E-3,3.3184136000000163E-4,3.2674000000000291E-5,3.4779678609722555E-3,8.6025752688172359E-5,2.6003401576775276E-2,null,2.1364685469763844E-2,5.9609284596853288E-3,2.2714336124011236E-4,2.4284432516604197E-5,5.7613476402803157E-3,5.1724332486304556E-5,5.8475286371440015E-5,3.3390113695972515E-2]
[2004,12,23,3,1.7551172152159768E-2,4.0523451704959296E-3,3.3184136000000163E-4,3.2674000000000291E-5,3.565421781628574E-3,8.6025752688172359E-5,2.5619480216972444E-2,null,2.0803137315065296E-2,5.9644478920098248E-3,2.2714336124011236E-4,2.4284432516604197E-5,5.9062174204357002E-3,5.1724332486304556E-5,5.8509811163078024E-5,3.2976954753753847E-2]
[2004,12,23,4,1.7581905885302816E-2,4.066102686402835E-3,3.3184136000000163E-4,3.2674000000000291E-5,3.6894252216050751E-3,8.6025752688172359E-5,2.5787974905998899E-2,null,2.0839565541353345E-2,5.9846969041985349E-3,2.2714336124011236E-4,2.4284432516604197E-5,6.1116324659029522E-3,5.1724332486304556E-5,5.8708449142795731E-5,3.3239047037697859E-2]
[2004,12,23,5,1.81877198632323E-2,4.0525155083731019E-3,3.3184136000000163E-4,3.2674000000000291E-5,3.6272992315014119E-3,8.6025752688172359E-5,2.6318075715794989E-2,null,2.1557627632078274E-2,5.9646986039678844E-3,2.2714336124011236E-4,2.4284432516604197E-5,6.0087190863688002E-3,5.1724332486304556E-5,5.8512270587586041E-5,3.3834197448657982E-2]
[2004,12,23,6,1.9564551819471712E-2,4.2162438423644635E-3,1.6592068000000082E-4,1.6337000000000145E-5,3.7323511523791033E-3,8.6025752688172359E-5,2.7781430246903455E-2,null,2.3189565601639692E-2,6.2056822999390611E-3,1.1357168062005618E-4,1.2142216258302098E-5,6.1827404289025436E-3,5.1724332486304556E-5,6.0876263164928012E-5,3.5755426559845961E-2]
[2004,12,23,7,2.288252401071076E-2,4.6975620182571854E-3,0,0,4.009133636220452E-3,8.6025752688172359E-5,3.1675245417876571E-2,null,2.7122307557761419E-2,6.9141108909907033E-3,0,0,6.641238084399711E-3,5.1724332486304556E-5,6.7825778666687182E-5,4.072938086563814E-2]
[2004,12,23,8,2.5940252935044716E-2,5.2385748231163834E-3,0,0,3.8787456724899837E-3,8.6025752688172359E-5,3.5143599183339258E-2,null,3.0746587129159651E-2,7.7104010754958556E-3,0,0,6.4252469030006134E-3,5.1724332486304556E-5,7.563719544322128E-5,4.4933959440142425E-2]
[2004,12,23,9,2.4982050795455322E-2,5.5025204782895134E-3,0,0,3.5920460740260789E-3,8.6025752688172359E-5,{"$f":"SUM(E8579:J8579)","v":3.4162643100459085E-2},null,{"$f":"E8579*W$5","v":2.9610844711920891E-2},8.0988897259850895E-3,{"$f":"G8579*Y$5","v":0},{"$f":"H8579*Z$5","v":0},{"$f":"I8579*AA$5","v":5.9503212794447986E-3},{"$f":"J8579*AB$5","v":5.1724332486304556E-5},7.9448176441072652E-5,{"$f":"SUM(M8579:R8579)","v":4.3711780049837085E-2}]
[2004,12,23,10,2.3665671438630562E-2,5.7519610945721313E-3,0,0,3.7211124277624192E-3,8.6025752688172359E-5,3.3224770713653283E-2,null,2.8050560288673809E-2,{"$f":"(F8580*X$5)-S8580","v":8.466029121908367E-3},0,0,6.1641231782152434E-3,5.1724332486304556E-5,{"$f":"(F8580*$AC$7)*$AC$5","v":8.3049726343918575E-5},4.2732436921283722E-2]
[2004,12,23,11,2.2713714104184251E-2,5.8922880305273618E-3,0,0,3.6948950325479553E-3,8.6025752688172359E-5,3.2386922919947742E-2,null,2.6922219743957931E-2,8.6725694490858637E-3,0,0,6.1206933553729689E-3,5.1724332486304556E-5,8.5075837688927496E-5,4.1767206880903067E-2]
[2004,12,23,12,2.2707535440261779E-2,5.7612204337294404E-3,0,0,3.4628381193590944E-3,8.6025752688172359E-5,3.2017619746038485E-2,null,2.6914896267617519E-2,8.4796574885934936E-3,0,0,5.7362848149105986E-3,5.1724332486304556E-5,8.3183417370421813E-5,4.1182562903607917E-2]
[2004,12,23,13,2.2047634595059682E-2,5.5410625428431821E-3,0,0,3.1811378326295956E-3,8.6025752688172359E-5,3.0855860723220632E-2,null,2.613272583603312E-2,8.1556178984405238E-3,0,0,5.2696406861860766E-3,5.1724332486304556E-5,8.0004666281891003E-5,3.9609708753146032E-2]
[2004,12,23,14,2.1372700531588545E-2,5.6553037887131299E-3,0,0,3.290203551963326E-3,8.6025752688172359E-5,3.0404233624953175E-2,null,2.5332736759561252E-2,8.3237639791521514E-3,0,0,5.4503109942041633E-3,5.1724332486304556E-5,8.1654139226977604E-5,3.9158536065403871E-2]
[2004,12,23,15,2.0923289634012153E-2,5.5687467431850745E-3,0,0,3.2906857351626823E-3,8.6025752688172359E-5,2.9868747865048083E-2,null,2.4800056860343356E-2,8.1963649136684892E-3,0,0,5.4511097436891623E-3,5.1724332486304556E-5,8.0404384782180237E-5,3.8499255850187312E-2]
[2004,12,23,16,2.2189735900261971E-2,5.5091758199563032E-3,0,0,3.4425310595322303E-3,8.6025752688172359E-5,3.1227468532438678E-2,null,2.6301156351051996E-2,8.1086853966165322E-3,0,0,5.7026456221718168E-3,5.1724332486304556E-5,7.9544269633475103E-5,4.0164211702326647E-2]
[2004,12,23,17,2.4925076760697447E-2,5.3699029362317035E-3,0,0,3.2946222233797913E-3,8.6025752688172359E-5,3.3675627672997116E-2,null,2.9543314255368703E-2,7.9036964771648198E-3,0,0,5.4576306426759322E-3,5.1724332486304556E-5,7.7533377228209842E-5,4.2956365707695759E-2]
[2004,12,23,18,3.0593744447482092E-2,5.3529574384294449E-3,0,0,3.3609037911709965E-3,8.6025752688172359E-5,3.9393631429770704E-2,null,3.6262299817090463E-2,7.8787552309497622E-3,0,0,5.5674278488183687E-3,5.1724332486304556E-5,7.728870955189903E-5,4.9760207229344898E-2]
[2004,12,23,19,3.1690913131021382E-2,5.2944141663465848E-3,3.3184136000000163E-4,3.2674000000000291E-5,3.1733792522385686E-3,8.6025752688172359E-5,4.0609247662294713E-2,null,3.756275716453028E-2,7.792588263163246E-3,2.2714336124011236E-4,2.4284432516604197E-5,5.2567883883459033E-3,5.1724332486304556E-5,7.6443432150710222E-5,5.0915285942282451E-2]
[2004,12,23,20,3.0964880982542541E-2,5.2619901657376227E-3,3.3184136000000163E-4,3.2674000000000291E-5,3.4155831202887506E-3,8.6025752688172359E-5,4.0092995381257088E-2,null,3.6702202305343934E-2,7.7448649686396986E-3,2.2714336124011236E-4,2.4284432516604197E-5,5.6580056334263667E-3,5.1724332486304556E-5,7.5975278014533883E-5,5.0408225033653026E-2]
[2004,12,23,21,2.9560150271366568E-2,5.0471030963010382E-3,3.3184136000000163E-4,3.2674000000000291E-5,3.2340921524898658E-3,8.6025752688172359E-5,3.8291886632845655E-2,null,3.5037196366029102E-2,7.428583241788589E-3,2.2714336124011236E-4,2.4284432516604197E-5,5.3573609463969723E-3,5.1724332486304556E-5,7.2872629714566112E-5,4.8126292680457691E-2]
[2004,12,23,22,2.7783658354219913E-2,4.8842045593641518E-3,3.3184136000000163E-4,3.2674000000000291E-5,3.2431160248998251E-3,8.6025752688172359E-5,3.6361520051172061E-2,null,3.2931547525535121E-2,7.1888208833600278E-3,2.2714336124011236E-4,2.4284432516604197E-5,5.3723092346197321E-3,5.1724332486304556E-5,7.0520618167200204E-5,4.5795829769757906E-2]
[2004,12,23,23,2.4974224719846744E-2,4.4159878577149578E-3,3.3184136000000163E-4,3.2674000000000291E-5,2.922389922947292E-3,8.6025752688172359E-5,3.2763143613197168E-2,null,2.9601568583573913E-2,6.4996757089834925E-3,2.2714336124011236E-4,2.4284432516604197E-5,4.8410177895791854E-3,5.1724332486304556E-5,6.3760268383486956E-5,4.1245414208379613E-2]
[2004,12,23,24,2.1377137273362871E-2,4.0562688395456995E-3,3.3184136000000163E-4,3.2674000000000291E-5,2.9930748972474032E-3,8.6025752688172359E-5,2.8877022122844147E-2,null,2.5337995562082397E-2,5.970222947837554E-3,2.2714336124011236E-4,2.4284432516604197E-5,4.9581093574619824E-3,5.1724332486304556E-5,5.8566463083264865E-5,3.6569479993624962E-2]
[2004,12,24,1,2.0072443172822561E-2,3.8658572268377607E-3,3.3184136000000163E-4,3.2674000000000291E-5,3.0680747880241655E-3,8.6025752688172359E-5,2.7456916300372662E-2,null,2.3791561495320891E-2,5.6899654440348687E-3,2.2714336124011236E-4,2.4284432516604197E-5,5.0823487009581548E-3,5.1724332486304556E-5,5.5817203818799191E-5,3.4867027766556938E-2]
[2004,12,24,2,1.835839182417032E-2,3.8261066999158272E-3,3.3184136000000163E-4,3.2674000000000291E-5,3.0933033425096842E-3,8.6025752688172359E-5,2.5728342979284002E-2,null,2.1759922510645013E-2,5.6314585951533873E-3,2.2714336124011236E-4,2.4284432516604197E-5,5.1241404824417811E-3,5.1724332486304556E-5,5.5243265586496405E-5,3.2818673714483208E-2]
[2004,12,24,3,1.740765618310525E-2,3.7511615242392339E-3,3.3184136000000163E-4,3.2674000000000291E-5,3.0336037906525566E-3,8.6025752688172359E-5,2.4642962610685215E-2,null,2.0633030020506146E-2,5.5211504707776303E-3,2.2714336124011236E-4,2.4284432516604197E-5,5.0252465633583241E-3,5.1724332486304556E-5,5.4161169197386359E-5,3.1482579180885123E-2]
[2004,12,24,4,1.6841960890125338E-2,3.8075076183185647E-3,3.3184136000000163E-4,3.2674000000000291E-5,3.1703363152077481E-3,8.6025752688172359E-5,2.4270345936339824E-2,null,1.9962519996655742E-2,5.6040835201390995E-3,2.2714336124011236E-4,2.4284432516604197E-5,5.2517476810182801E-3,5.1724332486304556E-5,5.4974722630189126E-5,3.1121503324056148E-2]
[2004,12,24,5,1.6944480779229467E-2,3.8243357070320864E-3,3.3184136000000163E-4,3.2674000000000291E-5,3.2071470726663378E-3,8.6025752688172359E-5,2.4426504671616067E-2,null,2.0084035261395253E-2,5.6288519576810662E-3,2.2714336124011236E-4,2.4284432516604197E-5,5.3127256943578541E-3,5.1724332486304556E-5,5.521769509463573E-5,3.13287650396772E-2]
[2004,12,24,6,1.775006088828264E-2,3.9112783062253253E-3,1.6592068000000082E-4,1.6337000000000145E-5,3.144710043212348E-3,8.6025752688172359E-5,2.507433267040849E-2,null,2.1038877107947149E-2,5.7568185006743695E-3,1.1357168062005618E-4,1.2142216258302098E-5,5.209297069744199E-3,5.1724332486304556E-5,5.6473016358446288E-5,3.2182430907730382E-2]
[2004,12,24,7,1.9001134156312827E-2,4.2083602140989941E-3,0,0,3.0852895146927786E-3,8.6025752688172359E-5,2.6380809637792772E-2,null,2.2521755217762555E-2,6.1940787745701671E-3,0,0,5.1108653603509071E-3,5.1724332486304556E-5,6.0762435348765933E-5,3.3878423685169932E-2]
[2004,12,24,8,2.09566415614377E-2,4.7238500119946344E-3,0,0,3.1816379786055956E-3,8.6025752688172359E-5,2.8948155304726105E-2,null,2.4839588392479253E-2,6.9528028982693696E-3,0,0,5.2704691914954443E-3,5.1724332486304556E-5,6.8205338029160261E-5,3.7114584814730373E-2]
[2004,12,24,9,2.3070020958620464E-2,5.05579587235619E-3,0,0,3.122759572144633E-3,8.6025752688172359E-5,3.1334602155809459E-2,null,2.7344544837397539E-2,7.4413777120611001E-3,0,0,5.172935521925391E-3,5.1724332486304556E-5,7.2998140416165018E-5,4.0010582403870336E-2]
[2004,12,24,10,2.4315635753496288E-2,5.1136084047594503E-3,0,0,2.9789335778683118E-3,8.6025752688172359E-5,3.2494203488812219E-2,null,2.8820953102032441E-2,7.5264691399915045E-3,0,0,4.9346838802028555E-3,5.1724332486304556E-5,7.3832867027906265E-5,4.1333830454713109E-2]
[2004,12,24,11,2.5480622406545615E-2,5.4088108343482398E-3,0,0,3.3207537063555783E-3,8.6025752688172359E-5,3.4296212699937607E-2,null,3.0201794056898306E-2,7.9609631020795251E-3,0,0,5.5009181495758635E-3,5.1724332486304556E-5,7.8095149159220393E-5,4.3715399641040001E-2]
[2004,12,24,12,2.5955487177120286E-2,5.4779938759165168E-3,0,0,3.5118937117011341E-3,8.6025752688172359E-5,3.5031400517426113E-2,null,3.0764644044506472E-2,8.0627902241739244E-3,0,0,5.8175467277516669E-3,5.1724332486304556E-5,7.9094048938863757E-5,4.4696705328918368E-2]
[2004,12,24,13,2.5519483247737798E-2,5.459376931532982E-3,0,0,3.5737931177448399E-3,8.6025752688172359E-5,3.4638679049703788E-2,null,3.024785522070499E-2,8.0353888578015599E-3,0,0,5.9200847646744591E-3,5.1724332486304556E-5,7.8825248070604848E-5,4.4255053175667317E-2]
[2004,12,24,14,2.5329178240823761E-2,5.1939151296519614E-3,0,0,2.9781911764854905E-3,8.6025752688172359E-5,3.3587310299649384E-2,null,3.0022289591454983E-2,7.6446686654136516E-3,0,0,4.9334540722730429E-3,5.1724332486304556E-5,7.4992376179001377E-5,4.2652136661627989E-2]
[2004,12,24,15,2.4569219610691341E-2,5.2251187917261447E-3,0,0,3.1982769736645287E-3,8.6025752688172359E-5,3.3078641128770188E-2,null,2.9121522189747957E-2,7.6905958035647622E-3,0,0,5.298032135936403E-3,5.1724332486304556E-5,7.5442910449588578E-5,4.216187446173543E-2]
[2004,12,24,16,2.5299703065136212E-2,5.1574375901597171E-3,0,0,3.4445954150397404E-3,8.6025752688172359E-5,3.3987761823023842E-2,null,2.9987353114170282E-2,7.5909791660308543E-3,0,0,5.7060652827918452E-3,5.1724332486304556E-5,7.4465694996232384E-5,4.3336121895479293E-2]
[2004,12,24,17,2.7737975793947243E-2,4.9696779145295411E-3,0,0,3.2396103678508353E-3,8.6025752688172359E-5,3.603328982901579E-2,null,3.2877400681893161E-2,7.3146249182065521E-3,0,0,5.3665020190921042E-3,5.1724332486304556E-5,7.1754725741898629E-5,4.5610251951678123E-2]
[2004,12,24,18,3.2762088472339246E-2,4.9996290663953877E-3,0,0,3.126198033269318E-3,8.6025752688172359E-5,4.0973941324692127E-2,null,3.8832404998917533E-2,7.3587085480784986E-3,0,0,5.1786314255906308E-3,5.1724332486304556E-5,7.2187175635986242E-5,5.1421469305072964E-2]
[2004,12,24,19,3.3143435959325659E-2,4.8165736432654697E-3,3.3184136000000163E-4,3.2674000000000291E-5,2.8919443525494987E-3,8.6025752688172359E-5,4.1302495067828807E-2,null,3.9284410373131649E-2,7.0892782585371501E-3,2.2714336124011236E-4,2.4284432516604197E-5,4.7905838804172757E-3,5.1724332486304556E-5,6.9544128760885496E-5,5.1467424638329096E-2]
[2004,12,24,20,3.1566142431608928E-2,4.8131134784372195E-3,3.3184136000000163E-4,3.2674000000000291E-5,3.0765433745214683E-3,8.6025752688172359E-5,3.9906340397255796E-2,null,3.7414868352873068E-2,7.0841854118156699E-3,2.2714336124011236E-4,2.4284432516604197E-5,5.0963771430781188E-3,5.1724332486304556E-5,6.9494169149308447E-5,4.9898583034009882E-2]
[2004,12,24,21,3.0372367249373724E-2,4.6998997782352154E-3,3.3184136000000163E-4,3.2674000000000291E-5,3.0121157398053716E-3,8.6025752688172359E-5,3.853492388010249E-2,null,3.5999904792373777E-2,6.9175517251216425E-3,2.2714336124011236E-4,2.4284432516604197E-5,4.9896510271166391E-3,5.1724332486304556E-5,6.7859532428793872E-5,4.8210259670855085E-2]
[2004,12,24,22,2.8950269133929521E-2,4.518998048481793E-3,3.3184136000000163E-4,3.2674000000000291E-5,3.0264690627029274E-3,8.6025752688172359E-5,3.6946277357802419E-2,null,3.4314313533020717E-2,6.6512913511178433E-3,2.2714336124011236E-4,2.4284432516604197E-5,5.0134276939265785E-3,5.1724332486304556E-5,6.5247581669018988E-5,4.6282184704308157E-2]
[2004,12,24,23,2.6404843958920836E-2,4.1070174400983086E-3,3.3184136000000163E-4,3.2674000000000291E-5,2.8266810543040696E-3,8.6025752688172359E-5,3.3789083566011388E-2,null,3.1297259801118624E-2,6.0449173213060941E-3,2.2714336124011236E-4,2.4284432516604197E-5,4.6824734652629214E-3,5.1724332486304556E-5,5.9299197070671037E-5,4.2327802713930662E-2]
[2004,12,24,24,2.2818390906916571E-2,3.838601850739063E-3,3.3184136000000163E-4,3.2674000000000291E-5,3.0937595964907016E-3,8.6025752688172359E-5,3.0201293466834509E-2,null,2.7046291565604012E-2,5.6498495941557933E-3,2.2714336124011236E-4,2.4284432516604197E-5,5.1248962794767103E-3,5.1724332486304556E-5,5.5423676900035191E-5,3.8124189565479541E-2]
[2004,12,25,1,2.1758182596199289E-2,3.6854387817991802E-3,3.3184136000000163E-4,3.2674000000000291E-5,3.0190511027881469E-3,8.6025752688172359E-5,2.891321359347479E-2,null,2.5789642785726881E-2,5.4244163930742464E-3,2.2714336124011236E-4,2.4284432516604197E-5,5.001139643099459E-3,5.1724332486304556E-5,5.3212230968411028E-5,3.651835094814361E-2]
[2004,12,25,2,2.0454570587046767E-2,3.7207982344797334E-3,3.3184136000000163E-4,3.2674000000000291E-5,3.2144519598131353E-3,8.6025752688172359E-5,2.7840361894027811E-2,null,2.4244491305423561E-2,5.4764602353754048E-3,2.2714336124011236E-4,2.4284432516604197E-5,5.3248264370927088E-3,5.1724332486304556E-5,5.3722768647736048E-5,3.5348930104134701E-2]
[2004,12,25,3,2.00510288231006E-2,3.746225626631107E-3,3.3184136000000163E-4,3.2674000000000291E-5,3.2932605231824901E-3,8.6025752688172359E-5,2.754105608560237E-2,null,2.3766179392409666E-2,5.5138855654338521E-3,2.2714336124011236E-4,2.4284432516604197E-5,5.4553749495435929E-3,5.1724332486304556E-5,5.4089902208810349E-5,3.5038592033630134E-2]
[2004,12,25,4,1.9677888974557332E-2,3.7440742037383218E-3,3.3184136000000163E-4,3.2674000000000291E-5,3.3700474413694854E-3,8.6025752688172359E-5,2.7242551732353314E-2,null,2.3323902407164948E-2,5.5107189917097971E-3,2.2714336124011236E-4,2.4284432516604197E-5,5.5825745521809137E-3,5.1724332486304556E-5,5.4058838875877782E-5,3.4720348077298679E-2]
[2004,12,25,5,1.9587885897192608E-2,3.8332438827767832E-3,3.3184136000000163E-4,3.2674000000000291E-5,3.5313679628917677E-3,8.6025752688172359E-5,2.740303885554933E-2,null,2.321722312893985E-2,5.6419634641807969E-3,2.2714336124011236E-4,2.4284432516604197E-5,5.8498063505050581E-3,5.1724332486304556E-5,5.5346315846003243E-5,3.501214506986873E-2]
[2004,12,25,6,2.0673084270566647E-2,3.8433392869694793E-3,1.6592068000000082E-4,1.6337000000000145E-5,3.4777363220642493E-3,8.6025752688172359E-5,2.8262443312288551E-2,null,2.4503492249866206E-2,5.6568223939418927E-3,1.1357168062005618E-4,1.2142216258302098E-5,5.7609640898294203E-3,5.1724332486304556E-5,5.5492078402764251E-5,3.6098716963002181E-2]
[2004,12,25,7,2.1993477173123645E-2,4.0254404607648446E-3,0,0,3.5176172979755425E-3,8.6025752688172359E-5,2.9622560684552206E-2,null,2.6068533867804569E-2,5.9248481707400132E-3,0,0,5.8270280029083573E-3,5.1724332486304556E-5,5.8121347342862393E-5,3.7872134373939249E-2]
[2004,12,25,8,2.39041620494727E-2,4.2833126185636561E-3,0,0,3.6063044464325913E-3,8.6025752688172359E-5,3.1879804867157122E-2,null,2.8333239581127351E-2,6.3043975386441586E-3,0,0,5.9739406582033864E-3,5.1724332486304556E-5,6.1844636110777848E-5,4.0663302110461201E-2]
[2004,12,25,9,2.6623151522394518E-2,4.3157498490258728E-3,0,0,3.4748159248650973E-3,8.6025752688172359E-5,3.4499743048973665E-2,null,3.1556016434606572E-2,6.3521403055391435E-3,0,0,5.756126373040597E-3,5.1724332486304556E-5,6.2312981266273392E-5,4.3716007445672618E-2]
[2004,12,25,10,2.7996790776972445E-2,4.436030770212462E-3,0,0,3.3658941250753883E-3,8.6025752688172359E-5,3.588474142494847E-2,null,3.3184170143464822E-2,6.5291758878097805E-3,0,0,5.5756944716319106E-3,5.1724332486304556E-5,6.4049658101303998E-5,4.5340764835392823E-2]
[2004,12,25,11,2.7723197649058822E-2,4.4659610960109813E-3,0,0,3.2773459275200717E-3,8.6025752688172359E-5,3.5552530425278048E-2,null,3.2859884371602859E-2,6.5732288648157593E-3,0,0,5.4290119922562139E-3,5.1724332486304556E-5,6.4481807298087857E-5,4.4913849561161137E-2]
[2004,12,25,12,2.7465103530764083E-2,4.4453797678100518E-3,0,0,3.2575170207666867E-3,8.6025752688172359E-5,3.5254026072028995E-2,null,3.2553969340028431E-2,6.5429362183510526E-3,0,0,5.3961648729901326E-3,5.1724332486304556E-5,6.4184643661759614E-5,4.4544794763855922E-2]
[2004,12,25,13,2.7548799706876469E-2,4.2693780566083004E-3,0,0,2.96626133295995E-3,8.6025752688172359E-5,3.4870464849132893E-2,null,3.2653173144157124E-2,6.2838879410694456E-3,0,0,4.913691964458288E-3,5.1724332486304556E-5,6.1643441850579053E-5,4.3902477382171165E-2]
[2004,12,25,14,2.6721599699447821E-2,4.1877488769126127E-3,0,0,2.9242096027767106E-3,8.6025752688172359E-5,3.3919583931825315E-2,null,3.1672705561002365E-2,6.1637419593531719E-3,0,0,4.8440321383340802E-3,5.1724332486304556E-5,6.0464838427513014E-5,4.2732203991175922E-2]
[2004,12,25,15,2.6127827990349056E-2,4.0256805304872733E-3,0,0,2.6713967587979636E-3,8.6025752688172359E-5,3.2910931032322462E-2,null,3.0968916988302245E-2,5.9252015175773705E-3,0,0,4.4252408382665928E-3,5.1724332486304556E-5,5.812481359105555E-5,4.137108367663251E-2]
[2004,12,25,16,2.6363327044424276E-2,4.0689744061778773E-3,0,0,2.8828869870223595E-3,8.6025752688172359E-5,3.3401214190312688E-2,null,3.1248050434035779E-2,5.9889236475380216E-3,0,0,4.7755801099418488E-3,5.1724332486304556E-5,5.8749912486780922E-5,4.2064278524001956E-2]
[2004,12,25,17,2.8982689252774745E-2,4.2348659679633709E-3,0,0,3.1789706131966793E-3,8.6025752688172359E-5,3.6482551586622967E-2,null,3.4352740606623598E-2,6.2330912922879417E-3,0,0,5.2660506286970723E-3,5.1724332486304556E-5,6.1145138842197598E-5,4.5903606860094918E-2]
[2004,12,25,18,3.2827719843282095E-2,4.4631251500508581E-3,0,0,2.9621684836519196E-3,8.6025752688172359E-5,4.0339039229673045E-2,null,3.8910196864330469E-2,6.5690547751980086E-3,0,0,4.9069120491038514E-3,5.1724332486304556E-5,6.4440860474553765E-5,5.0437888021118635E-2]
[2004,12,25,19,3.2801048400892881E-2,4.6635856965397092E-3,3.3184136000000163E-4,3.2674000000000291E-5,3.0625963331780055E-3,8.6025752688172359E-5,4.097777154329877E-2,null,3.8878583609466152E-2,6.864102811244316E-3,2.2714336124011236E-4,2.4284432516604197E-5,5.0732734926290353E-3,5.1724332486304556E-5,6.7335211332448413E-5,5.1119112039582533E-2]
[2004,12,25,20,3.1453333919057108E-2,4.4350484120045117E-3,3.3184136000000163E-4,3.2674000000000291E-5,2.8486268077505283E-3,8.6025752688172359E-5,3.9187550251500322E-2,null,3.7281158139299955E-2,6.5277300029959037E-3,2.2714336124011236E-4,2.4284432516604197E-5,4.7188271982147789E-3,5.1724332486304556E-5,6.4035474316156534E-5,4.8830867466753664E-2]
[2004,12,25,21,3.0274889817062452E-2,4.4086043513038835E-3,3.3184136000000163E-4,3.2674000000000291E-5,2.97985651614891E-3,8.6025752688172359E-5,3.8113891797203425E-2,null,3.5884366274951063E-2,6.488808288416803E-3,2.2714336124011236E-4,2.4284432516604197E-5,4.9362127523769539E-3,5.1724332486304556E-5,6.3653661579856635E-5,4.7612539441987844E-2]
[2004,12,25,22,2.9146539345385601E-2,4.3970926713589095E-3,3.3184136000000163E-4,3.2674000000000291E-5,3.1592108934708429E-3,8.6025752688172359E-5,3.7153384022903531E-2,null,3.4546949628455247E-2,6.4718648119130749E-3,2.2714336124011236E-4,2.4284432516604197E-5,5.2333181196096467E-3,5.1724332486304556E-5,6.3487450116762585E-5,4.6555284686220992E-2]
[2004,12,25,23,2.656140890177535E-2,4.1826048345209622E-3,3.3184136000000163E-4,3.2674000000000291E-5,2.9986596592062906E-3,8.6025752688172359E-5,3.4193214508190774E-2,null,3.1482833845785888E-2,6.156170695922141E-3,2.2714336124011236E-4,2.4284432516604197E-5,4.9673606663928156E-3,5.1724332486304556E-5,6.0390566139174477E-5,4.2909517334343866E-2]
[2004,12,25,24,2.3731463964803003E-2,3.7712870750267681E-3,3.3184136000000163E-4,3.2674000000000291E-5,3.0309958005839636E-3,8.6025752688172359E-5,3.0984287953101909E-2,null,2.8128543168928443E-2,5.5507722808455905E-3,2.2714336124011236E-4,2.4284432516604197E-5,5.0209263574138782E-3,5.1724332486304556E-5,5.4451752088672357E-5,3.9003393933430934E-2]
[2004,12,26,1,2.3421539484774878E-2,3.6906690813803267E-3,3.3184136000000163E-4,3.2674000000000291E-5,3.2883914441922454E-3,8.6025752688172359E-5,{"$f":"SUM(E8643:J8643)","v":3.0851141123035622E-2},null,{"$f":"E8643*W$5","v":2.7761194398178E-2},5.4321146142273912E-3,{"$f":"G8643*Y$5","v":2.2714336124011236E-4},{"$f":"H8643*Z$5","v":2.4284432516604197E-5},{"$f":"I8643*AA$5","v":5.4473091887682927E-3},{"$f":"J8643*AB$5","v":5.1724332486304556E-5},5.3287748681721152E-5,{"$f":"SUM(M8643:R8643)","v":3.8943770327416707E-2}]
[2004,12,26,2,2.1848086659961342E-2,3.7705470994509006E-3,3.3184136000000163E-4,3.2674000000000291E-5,3.4550409749706601E-3,8.6025752688172359E-5,2.9524215847071076E-2,null,2.58962047046352E-2,{"$f":"(F8644*X$5)-S8644","v":5.5496831471272302E-3},2.2714336124011236E-4,2.4284432516604197E-5,5.7233686347677856E-3,5.1724332486304556E-5,{"$f":"(F8644*$AC$7)*$AC$5","v":5.4441067946678607E-5},3.7472408612773241E-2]
[2004,12,26,3,2.0855221255936529E-2,3.7448238305521739E-3,3.3184136000000163E-4,3.2674000000000291E-5,3.486312752290205E-3,8.6025752688172359E-5,2.853689895146708E-2,null,2.4719376447454422E-2,5.5118223306114848E-3,2.2714336124011236E-4,2.4284432516604197E-5,5.7751711779968559E-3,5.1724332486304556E-5,5.4069662367331719E-5,3.6309522082305784E-2]
[2004,12,26,4,2.0588785970518428E-2,3.7707456816547039E-3,3.3184136000000163E-4,3.2674000000000291E-5,3.5583021084805745E-3,8.6025752688172359E-5,2.836837487334188E-2,null,2.4403574757397538E-2,5.5499754305229007E-3,2.2714336124011236E-4,2.4284432516604197E-5,5.8944234896892191E-3,5.1724332486304556E-5,5.4443935177073848E-5,3.6151125803852685E-2]
[2004,12,26,5,2.104784651977008E-2,3.7459428243537037E-3,3.3184136000000163E-4,3.2674000000000291E-5,3.5172691123446591E-3,8.6025752688172359E-5,2.8761599569156613E-2,null,2.4947692241928977E-2,5.5134693226469361E-3,2.2714336124011236E-4,2.4284432516604197E-5,5.8264512240124447E-3,5.1724332486304556E-5,5.4085818966354145E-5,3.6590764914831382E-2]
[2004,12,26,6,2.1420515998012285E-2,3.7654865626896667E-3,1.6592068000000082E-4,1.6337000000000145E-5,3.5515895012670669E-3,8.6025752688172359E-5,2.9005875494657194E-2,null,2.5389411704412418E-2,5.5422347915336009E-3,1.1357168062005618E-4,1.2142216258302098E-5,5.8833038746508963E-3,5.1724332486304556E-5,5.4368001354908643E-5,3.6992388599961581E-2]
[2004,12,26,7,2.2523651184945117E-2,3.8710526732707515E-3,0,0,3.5728959203541566E-3,8.6025752688172359E-5,3.0053625531258198E-2,null,2.6696941057545678E-2,5.6976123665504821E-3,0,0,5.9185985329793123E-3,5.1724332486304556E-5,5.5892218304711066E-5,3.8364876289561776E-2]
[2004,12,26,8,2.5060542124405477E-2,4.1418583663290391E-3,0,0,3.7594965321220853E-3,8.6025752688172359E-5,3.3047922775544775E-2,null,2.9703879289898698E-2,6.0961979699846762E-3,0,0,6.2277074831648049E-3,5.1724332486304556E-5,5.9802248002597775E-5,4.2079509075534482E-2]
[2004,12,26,9,2.6882672755347892E-2,4.0320467929390964E-3,0,0,3.4302756766847286E-3,8.6025752688172359E-5,3.443102097765989E-2,null,3.1863623003472667E-2,5.934571706705684E-3,0,0,5.6823442496831567E-3,5.1724332486304556E-5,5.821673291139943E-5,4.3532263292347814E-2]
[2004,12,26,10,2.9591191545741743E-2,4.152196675753117E-3,0,0,3.5329183503780615E-3,8.6025752688172359E-5,3.7362332324561098E-2,null,3.5073989116260425E-2,6.111414420029538E-3,0,0,5.8523746092247293E-3,5.1724332486304556E-5,5.9951517748065736E-5,4.7089502478000998E-2]
[2004,12,26,11,3.0050595864760585E-2,4.3288919149828305E-3,0,0,3.6492238035963206E-3,8.6025752688172359E-5,3.811473733602791E-2,null,3.5618514065866538E-2,6.3714834671642516E-3,0,0,6.0450377318400804E-3,5.1724332486304556E-5,6.2502733068028283E-5,4.808675959735717E-2]
[2004,12,26,12,3.0198045842261059E-2,4.2078775715905957E-3,0,0,3.2346725998638405E-3,8.6025752688172359E-5,3.7726621766403665E-2,null,3.5793284280781684E-2,6.1933683967591224E-3,0,0,5.3583224731396087E-3,5.1724332486304556E-5,6.0755466711880978E-5,4.7396699483166722E-2]
[2004,12,26,13,2.9793691890088143E-2,4.1281200197989445E-3,0,0,3.0753211088820642E-3,8.6025752688172359E-5,3.708315877145732E-2,null,3.5314009693419871E-2,6.0759771722605042E-3,0,0,5.0943524270546051E-3,5.1724332486304556E-5,5.9603886800047408E-5,4.6536063625221287E-2]
[2004,12,26,14,2.9016038455432599E-2,4.1374078654569987E-3,0,0,3.1117116870298541E-3,8.6025752688172359E-5,3.6351183760607621E-2,null,3.4392268909133807E-2,6.0896474962644472E-3,0,0,5.1546344020242064E-3,5.1724332486304556E-5,5.9737989417840465E-5,4.5688275139908766E-2]
[2004,12,26,15,2.8148966099396256E-2,4.2291955733840597E-3,0,0,3.4163159469046962E-3,8.6025752688172359E-5,3.5880503372373182E-2,null,3.3364541237822606E-2,6.2247453169150448E-3,0,0,5.6592195804964045E-3,5.1724332486304556E-5,6.1063266814495907E-5,4.5300230467720359E-2]
[2004,12,26,16,2.9236106897374783E-2,4.1208155330046637E-3,0,0,3.2606043673227905E-3,8.6025752688172359E-5,3.6703552550390407E-2,null,3.4653112685079132E-2,6.0652260567880213E-3,0,0,5.4012791458951052E-3,5.1724332486304556E-5,5.9498420921649822E-5,4.617134222024856E-2]
[2004,12,26,17,3.2354429616410128E-2,4.2401508823741016E-3,0,0,3.4019610585102476E-3,8.6025752688172359E-5,4.008256730998265E-2,null,3.8349213159416813E-2,6.2408698983272386E-3,0,0,5.6354403203986055E-3,5.1724332486304556E-5,6.1221445112067256E-5,5.0277247710628956E-2]
[2004,12,26,18,3.6436148463403442E-2,4.2446163193117208E-3,0,0,3.2973906735756357E-3,8.6025752688172359E-5,4.4064181208978974E-2,null,4.3187212406381237E-2,6.2474423557090531E-3,0,0,5.4622166551523679E-3,5.1724332486304556E-5,6.1285919351301108E-5,5.4948595749728962E-2]
[2004,12,26,19,3.704785423803348E-2,4.1055041925538429E-3,3.3184136000000163E-4,3.2674000000000291E-5,3.0654395838522011E-3,8.6025752688172359E-5,4.46693391271277E-2,null,4.3912257954093051E-2,6.0426900465437193E-3,2.2714336124011236E-4,2.4284432516604197E-5,5.0779834141169017E-3,5.1724332486304556E-5,5.9277348036508232E-5,5.5336083540996693E-2]
[2004,12,26,20,3.5660247063098269E-2,3.8624833946454213E-3,3.3184136000000163E-4,3.2674000000000291E-5,2.8150553893701862E-3,8.6025752688172359E-5,4.2788326959802052E-2,null,4.2267548281753886E-2,5.6849996660813754E-3,2.2714336124011236E-4,2.4284432516604197E-5,4.6632152374957462E-3,5.1724332486304556E-5,5.5768490721527295E-5,5.2918915311574027E-2]
[2004,12,26,21,3.4506655632712997E-2,3.7901781061321776E-3,3.3184136000000163E-4,3.2674000000000291E-5,2.8502096526282859E-3,8.6025752688172359E-5,4.1597584504161636E-2,null,4.0900213910936137E-2,5.5785770620066094E-3,2.2714336124011236E-4,2.4284432516604197E-5,4.7214492234795118E-3,5.1724332486304556E-5,5.4724510359784314E-5,5.1503392322665278E-2]
[2004,12,26,22,3.2171827690184944E-2,3.6873342564019006E-3,3.3184136000000163E-4,3.2674000000000291E-5,2.7617118324461155E-3,8.6025752688172359E-5,3.9071414891721133E-2,null,3.8132777874506772E-2,5.4272062490768568E-3,2.2714336124011236E-4,2.4284432516604197E-5,4.5748501955822363E-3,5.1724332486304556E-5,5.3239598790352015E-5,4.8437986445408886E-2]
[2004,12,26,23,2.8423715925284882E-2,3.6232911297767118E-3,3.3184136000000163E-4,3.2674000000000291E-5,2.7233262782144583E-3,8.6025752688172359E-5,3.522087444596423E-2,null,3.3690198026195453E-2,5.3329443154246014E-3,2.2714336124011236E-4,2.4284432516604197E-5,4.5112634888805851E-3,5.1724332486304556E-5,5.2314911704855228E-5,4.3837557956743663E-2]
[2004,12,26,24,2.4549167852773338E-2,3.7838042487699005E-3,3.3184136000000163E-4,3.2674000000000291E-5,3.0549428772541861E-3,8.6025752688172359E-5,3.1838456091485598E-2,null,2.9097755146170454E-2,5.5691956943024973E-3,2.2714336124011236E-4,2.4284432516604197E-5,5.0605953363063484E-3,5.1724332486304556E-5,5.463248138027821E-5,4.0030698303022319E-2]
[2004,12,27,1,1.992865325292386E-2,3.825963230410955E-3,3.3184136000000163E-4,3.2674000000000291E-5,3.2773823850397107E-3,8.6025752688172359E-5,2.74825399810627E-2,null,2.3621129490994229E-2,5.6312474294333168E-3,2.2714336124011236E-4,2.4284432516604197E-5,5.429072385121571E-3,5.1724332486304556E-5,5.5241194101150377E-5,3.4984601431792141E-2]
[2004,12,27,2,1.8269972826360906E-2,3.7651076428166E-3,3.3184136000000163E-4,3.2674000000000291E-5,3.2667315684085352E-3,8.6025752688172359E-5,2.5752353150274212E-2,null,2.1655120817815437E-2,5.5416770779768663E-3,2.2714336124011236E-4,2.4284432516604197E-5,5.4114290198812925E-3,5.1724332486304556E-5,5.4362530317944539E-5,3.2911379041916621E-2]
[2004,12,27,3,1.7332097811729376E-2,3.7079942325593217E-3,3.3184136000000163E-4,3.2674000000000291E-5,3.1753269052631791E-3,8.6025752688172359E-5,2.4665960062240051E-2,null,2.0543471832516886E-2,5.45761465360722E-3,2.2714336124011236E-4,2.4284432516604197E-5,5.2600147281529324E-3,5.1724332486304556E-5,5.3537897985693386E-5,3.1564253340520064E-2]
[2004,12,27,4,1.6882977276471894E-2,3.7471131112217001E-3,3.3184136000000163E-4,3.2674000000000291E-5,3.2123642771072695E-3,8.6025752688172359E-5,2.429299577748904E-2,null,2.0011136095337799E-2,5.515191810428503E-3,2.2714336124011236E-4,2.4284432516604197E-5,5.321368134338947E-3,5.1724332486304556E-5,5.4102716160638487E-5,3.1150848166348274E-2]
[2004,12,27,5,1.7030890160813231E-2,3.7728812036987372E-3,3.3184136000000163E-4,3.2674000000000291E-5,3.1949875356933393E-3,8.6025752688172359E-5,2.4449300012893482E-2,null,2.0186454986688401E-2,5.5531186005683877E-3,2.2714336124011236E-4,2.4284432516604197E-5,5.292583093147416E-3,5.1724332486304556E-5,5.4474768925501966E-5,3.1335308806647227E-2]
[2004,12,27,6,1.801329647609505E-2,3.8006113364355502E-3,1.6592068000000082E-4,1.6337000000000145E-5,3.0155430972993898E-3,8.6025752688172359E-5,2.5097734342518163E-2,null,2.1350886245114643E-2,5.5939332214332239E-3,1.1357168062005618E-4,1.2142216258302098E-5,4.9953285373179664E-3,5.1724332486304556E-5,5.487515062096338E-5,3.2117586233230501E-2]
[2004,12,27,7,1.9504398353564007E-2,4.0377559274930048E-3,0,0,2.777249960178091E-3,8.6025752688172359E-5,2.6405429993923278E-2,null,2.3118266613719896E-2,5.9429747015451121E-3,0,0,4.6005895235810765E-3,5.1724332486304556E-5,5.8299164286467336E-5,3.3713555171332392E-2]
[2004,12,27,8,2.1562530588982543E-2,4.6196470140837361E-3,0,0,2.7069667939669411E-3,8.6025752688172359E-5,2.8975170149721393E-2,null,2.5557739438371405E-2,6.7994316218648234E-3,0,0,4.4841635616433943E-3,5.1724332486304556E-5,6.6700802390196626E-5,3.6893058954365926E-2]
[2004,12,27,9,2.3092597633740518E-2,5.161315375514397E-3,0,0,3.023907715163838E-3,8.6025752688172359E-5,3.1363846477106924E-2,null,2.737130462691862E-2,7.5966866879006063E-3,0,0,5.0091847525912479E-3,5.1724332486304556E-5,7.4521684424399859E-5,4.0028900399896782E-2]
[2004,12,27,10,2.3831593568565464E-2,5.443429807084863E-3,0,0,3.1634793333856332E-3,8.6025752688172359E-5,3.2524528461724135E-2,null,2.8247225264820097E-2,8.0119170683077348E-3,0,0,5.240388905543787E-3,5.1724332486304556E-5,7.8594995414230236E-5,4.1551255571157922E-2]
[2004,12,27,11,2.4966195521731099E-2,5.7778137502050375E-3,0,0,3.4981862581523679E-3,8.6025752688172359E-5,3.4328221282776676E-2,null,2.959205169720977E-2,8.5040803764054457E-3,0,0,5.7948399609515392E-3,5.1724332486304556E-5,8.3423000074438506E-5,4.3942696367053058E-2]
[2004,12,27,12,2.5458196837952411E-2,5.8254361280440691E-3,0,0,3.6944337985734292E-3,8.6025752688172359E-5,3.5064092517258082E-2,null,3.0175213371644451E-2,8.5741734161550055E-3,0,0,6.1199293088443707E-3,5.1724332486304556E-5,8.4110596075585029E-5,4.492104042913013E-2]
[2004,12,27,13,2.5185410019891268E-2,5.7741970809201031E-3,0,0,3.6253708323019411E-3,8.6025752688172359E-5,3.4671003685801484E-2,null,2.9851883306582817E-2,8.4987571784583219E-3,0,0,6.0055246410428212E-3,5.1724332486304556E-5,8.3370780772281934E-5,4.4407889458570264E-2]
[2004,12,27,14,2.4580334285238911E-2,5.6592679769270357E-3,0,0,3.2930291311241092E-3,8.6025752688172359E-5,3.3618657145978226E-2,null,2.9134696244382075E-2,8.3295986731481385E-3,0,0,5.4549916423530668E-3,5.1724332486304556E-5,8.1711376183369981E-5,4.2971010892369585E-2]
[2004,12,27,15,2.4146373208443914E-2,5.5713852205147201E-3,0,0,3.3057258592562779E-3,8.6025752688172359E-5,3.3109510040903081E-2,null,2.8620328782671033E-2,8.2002483589044724E-3,0,0,5.4760241152187307E-3,5.1724332486304556E-5,8.0442480453654522E-5,4.2348325589280547E-2]
[2004,12,27,16,2.4764576019468038E-2,5.5317358830058354E-3,0,0,3.637142232232955E-3,8.6025752688172359E-5,3.4019479887395003E-2,null,2.9353075168769904E-2,8.1418904457518006E-3,0,0,6.0250242827664755E-3,5.1724332486304556E-5,7.9870003245326756E-5,4.3571714229774482E-2]
[2004,12,27,17,2.7489393366146166E-2,5.2583568691369157E-3,0,0,3.2331395469972321E-3,8.6025752688172359E-5,3.6066915534968491E-2,null,3.2582759712342778E-2,7.739517297762866E-3,0,0,5.3557829296853486E-3,5.1724332486304556E-5,7.5922818638774237E-5,4.5729784272277293E-2]
[2004,12,27,18,3.2400729530657077E-2,5.2776074600378283E-3,0,0,3.247817412187359E-3,8.6025752688172359E-5,4.1012180155570441E-2,null,3.8404091743331592E-2,7.7678512973330064E-3,0,0,5.3800972095630964E-3,5.1724332486304556E-5,7.6200768416248961E-5,5.1603764582713998E-2]
[2004,12,27,19,3.2601957169540709E-2,5.1352809004941652E-3,3.3184136000000163E-4,3.2674000000000291E-5,3.1532596881070928E-3,8.6025752688172359E-5,4.1341038870830141E-2,null,3.8642603802069929E-2,7.5583678223744011E-3,2.2714336124011236E-4,2.4284432516604197E-5,5.2234597872874841E-3,5.1724332486304556E-5,7.4145785493515557E-5,5.1727583537974839E-2]
[2004,12,27,20,3.1137710889432173E-2,5.0707285739094738E-3,3.3184136000000163E-4,3.2674000000000291E-5,3.2846025543722952E-3,8.6025752688172359E-5,3.9943583130402117E-2,null,3.6907054964414487E-2,7.4633564223027535E-3,2.2714336124011236E-4,2.4284432516604197E-5,5.4410327905104463E-3,5.1724332486304556E-5,7.3213746321209455E-5,5.0114596303470711E-2]
[2004,12,27,21,2.9901164281556546E-2,4.9716066867458684E-3,3.3184136000000163E-4,3.2674000000000291E-5,3.2475753837801595E-3,8.6025752688172359E-5,3.8570887464770755E-2,null,3.544139508386062E-2,7.3174637833317629E-3,2.2714336124011236E-4,2.4284432516604197E-5,5.3796962829736512E-3,5.1724332486304556E-5,7.1782574331642559E-5,4.8441707276409063E-2]
[2004,12,27,22,2.8465362728138585E-2,4.801574070861344E-3,3.3184136000000163E-4,3.2674000000000291E-5,3.2632781586132953E-3,8.6025752688172359E-5,3.6980756070301407E-2,null,3.3739561347971798E-2,7.0672011243734061E-3,2.2714336124011236E-4,2.4284432516604197E-5,5.4057083533397788E-3,5.1724332486304556E-5,6.9327557340641705E-5,4.6515622951928001E-2]
[2004,12,27,23,2.5558177956613637E-2,4.5282108334569497E-3,3.3184136000000163E-4,3.2674000000000291E-5,3.2836843118957621E-3,8.6025752688172359E-5,3.3820614214654522E-2,null,3.0293719470404774E-2,6.6648511969880043E-3,2.2714336124011236E-4,2.4284432516604197E-5,5.4395116970625329E-3,5.1724332486304556E-5,6.5380600522671196E-5,4.2701234490698334E-2]
[2004,12,27,24,2.1906404021597676E-2,4.3334261317920786E-3,3.3184136000000163E-4,3.2674000000000291E-5,3.5391077918165447E-3,8.6025752688172359E-5,3.0229479057894474E-2,null,2.5965327386098028E-2,6.3781571582621219E-3,2.2714336124011236E-4,2.4284432516604197E-5,5.8626275860352425E-3,5.1724332486304556E-5,6.2568200385870089E-5,3.850926425663842E-2]
[2004,12,28,1,2.1263083043005233E-2,4.2344098732032811E-3,3.3184136000000163E-4,3.2674000000000291E-5,3.4644259158964127E-3,8.6025752688172359E-5,2.94124599447931E-2,null,2.5202808818147345E-2,6.232419988804176E-3,2.2714336124011236E-4,2.4284432516604197E-5,5.7389150427330504E-3,5.1724332486304556E-5,6.1138553515143113E-5,3.7477295975927596E-2]
[2004,12,28,2,1.9912023601994764E-2,4.1498276501850812E-3,3.3184136000000163E-4,3.2674000000000291E-5,3.4835990197644015E-3,8.6025752688172359E-5,2.7995991384632421E-2,null,2.3601418618764136E-2,6.1079275676117657E-3,2.2714336124011236E-4,2.4284432516604197E-5,5.7706758068178021E-3,5.1724332486304556E-5,5.9917312557541619E-5,3.5783174119436725E-2]
[2004,12,28,3,1.9380981271349539E-2,4.1177527687095775E-3,3.3184136000000163E-4,3.2674000000000291E-5,3.5196755017720903E-3,8.6025752688172359E-5,2.7468950654519379E-2,null,2.2971982223932496E-2,6.060718124399499E-3,2.2714336124011236E-4,2.4284432516604197E-5,5.8304374730531279E-3,5.1724332486304556E-5,5.9454199180163618E-5,3.5166289947628146E-2]
[2004,12,28,4,1.9091565365679936E-2,4.1420927760853999E-3,3.3184136000000163E-4,3.2674000000000291E-5,3.6589872561403618E-3,8.6025752688172359E-5,2.7343186510593871E-2,null,2.2628941954336151E-2,6.096542986195874E-3,2.2714336124011236E-4,2.4284432516604197E-5,6.0612111545179648E-3,5.1724332486304556E-5,5.9805632529335361E-5,3.5089848221293019E-2]
[2004,12,28,5,1.958907700288787E-2,4.1281570706093737E-3,3.3184136000000163E-4,3.2674000000000291E-5,3.5915840884563513E-3,8.6025752688172359E-5,2.7759359274641768E-2,null,2.3218634928398058E-2,6.0760317055292322E-3,2.2714336124011236E-4,2.4284432516604197E-5,5.9495559878784618E-3,5.1724332486304556E-5,5.9604421758406188E-5,3.5547374748048775E-2]
[2004,12,28,6,2.0690941674181475E-2,4.2182389832086014E-3,1.6592068000000082E-4,1.6337000000000145E-5,3.5325499021684761E-3,8.6025752688172359E-5,2.8710013992246725E-2,null,2.4524658358674734E-2,6.2086188497889414E-3,1.1357168062005618E-4,1.2142216258302098E-5,5.8517642648202618E-3,5.1724332486304556E-5,6.0905070018520882E-5,3.67624797026486E-2]
[2004,12,28,7,2.25411042489931E-2,4.5165973645139943E-3,0,0,3.4295451278996145E-3,8.6025752688172359E-5,3.0573272494094882E-2,null,2.6717627908817553E-2,6.6477579022558445E-3,0,0,5.6811340759013755E-3,5.1724332486304556E-5,6.5212919378491305E-5,3.9098244219461079E-2]
[2004,12,28,8,2.4649549367366859E-2,4.9523243432036124E-3,0,0,3.116809730436839E-3,8.6025752688172359E-5,3.2804709193695485E-2,null,2.92167358281374E-2,7.2890830486078391E-3,0,0,5.1630794485361276E-3,5.1724332486304556E-5,7.1504166093456641E-5,4.1720622657767673E-2]
[2004,12,28,9,2.6087826396700386E-2,5.4199070640284881E-3,0,0,3.2611903596278437E-3,8.6025752688172359E-5,3.4854949573044892E-2,null,3.0921503707965165E-2,7.9772950977366267E-3,0,0,5.4022498579657449E-3,5.1724332486304556E-5,7.8255362141061227E-5,4.4352772996153846E-2]
[2004,12,28,10,2.6592851425970933E-2,5.8257437516980905E-3,0,0,3.7121956299035544E-3,8.6025752688172359E-5,3.6216816560260753E-2,null,3.1520102191324423E-2,8.5746261923074704E-3,0,0,6.1493522618765667E-3,5.1724332486304556E-5,8.4115037701643243E-5,4.6295804977994764E-2]
[2004,12,28,11,2.6372589470219105E-2,6.1640985705426789E-3,0,0,4.0458493486272441E-3,8.6025752688172359E-5,3.6668563142077198E-2,null,3.1259029046404797E-2,9.0726340374195392E-3,0,0,6.7020586530454921E-3,5.1724332486304556E-5,8.9000375875906309E-5,4.7085446069356135E-2]
[2004,12,28,12,2.6442804052336358E-2,6.0629380923688083E-3,0,0,3.8815355180014249E-3,8.6025752688172359E-5,3.6473303415394766E-2,null,3.1342253322290292E-2,8.9237408964324867E-3,0,0,6.4298683573948464E-3,5.1724332486304556E-5,8.7539769677250363E-5,4.6747586908603929E-2]
[2004,12,28,13,2.609737760407348E-2,5.9361026577320923E-3,0,0,3.7109262831318173E-3,8.6025752688172359E-5,3.5830432297625565E-2,null,3.0932824608745156E-2,8.737058047631991E-3,0,0,6.1472495546865125E-3,5.1724332486304556E-5,8.5708455458656047E-5,4.5868856543549968E-2]
[2004,12,28,14,2.4973379300034338E-2,5.8303871992282747E-3,0,0,3.3702730610042963E-3,8.6025752688172359E-5,3.4260065312955085E-2,null,2.9600566520333129E-2,8.581460654740412E-3,0,0,5.5829482971959856E-3,5.1724332486304556E-5,8.4182082147934439E-5,4.3816699804755832E-2]
[2004,12,28,15,2.4375831959550974E-2,5.8524725264793333E-3,0,0,3.5974133078872693E-3,8.6025752688172359E-5,3.3911743546605748E-2,null,2.8892302749198174E-2,8.6139669635627684E-3,0,0,5.9592122472101995E-3,5.1724332486304556E-5,8.4500961283981988E-5,4.351720629245745E-2]
[2004,12,28,16,2.5118170666757277E-2,5.7127997571950031E-3,0,0,3.6276902720329351E-3,8.6025752688172359E-5,3.4544686448673388E-2,null,2.9772185524343787E-2,8.4083894721895085E-3,0,0,6.0093668555643775E-3,5.1724332486304556E-5,8.2484295128554223E-5,4.4241666184583979E-2]
[2004,12,28,17,2.8166837390406874E-2,5.6077852345876771E-3,0,0,3.5418012711337225E-3,8.6025752688172359E-5,{"$f":"SUM(E8707:J8707)","v":3.7402449648816449E-2},null,{"$f":"E8707*W$5","v":3.3385723807150068E-2},8.2538237524290101E-3,{"$f":"G8707*Y$5","v":0},{"$f":"H8707*Z$5","v":0},{"$f":"I8707*AA$5","v":5.8670894072275249E-3},{"$f":"J8707*AB$5","v":5.1724332486304556E-5},8.0968042285170822E-5,{"$f":"SUM(M8707:R8707)","v":4.7558361299292903E-2}]
[2004,12,28,18,3.3623530901049609E-2,5.6881859576909432E-3,0,0,3.7127861918735097E-3,8.6025752688172359E-5,4.3110528803302239E-2,null,3.9853459603027254E-2,{"$f":"(F8708*X$5)-S8708","v":8.3721616292023893E-3},0,0,6.1503305437204626E-3,5.1724332486304556E-5,{"$f":"(F8708*$AC$7)*$AC$5","v":8.2128908630021535E-5},5.4427676108436407E-2]
[2004,12,28,19,3.3999606094932959E-2,5.420768161708913E-3,3.3184136000000163E-4,3.2674000000000291E-5,3.4406661856265122E-3,8.6025752688172359E-5,4.3311581554956555E-2,null,4.0299215808442992E-2,7.9785625051337593E-3,2.2714336124011236E-4,2.4284432516604197E-5,5.6995564082096368E-3,5.1724332486304556E-5,7.8267795105321401E-5,5.4280486848029413E-2]
[2004,12,28,20,3.2898796998708651E-2,5.2896804753381158E-3,3.3184136000000163E-4,3.2674000000000291E-5,3.457149086869258E-3,8.6025752688172359E-5,4.2096167673604197E-2,null,3.899444353523563E-2,7.7856209757854438E-3,2.2714336124011236E-4,2.4284432516604197E-5,5.7268607790307404E-3,5.1724332486304556E-5,7.6375084723391741E-5,5.2810077416294843E-2]
[2004,12,28,21,3.1648627197834268E-2,5.1564185979459578E-3,3.3184136000000163E-4,3.2674000000000291E-5,3.441481885014956E-3,8.6025752688172359E-5,4.0697068793483358E-2,null,3.7512636291293963E-2,7.5894793614225053E-3,2.2714336124011236E-4,2.4284432516604197E-5,5.7009076362642495E-3,5.1724332486304556E-5,7.4450982270762267E-5,5.1106175415223741E-2]
[2004,12,28,22,2.9818995163537573E-2,4.9956501378031334E-3,3.3184136000000163E-4,3.2674000000000291E-5,3.46603376072236E-3,8.6025752688172359E-5,3.8731220174751245E-2,null,3.5344001278456223E-2,7.3528521584433513E-3,2.2714336124011236E-4,2.4284432516604197E-5,5.7415784810867674E-3,5.1724332486304556E-5,7.2129725850548612E-5,4.8741584044229361E-2]
[2004,12,28,23,2.7247959947582025E-2,4.572344453123392E-3,3.3184136000000163E-4,3.2674000000000291E-5,3.247665825618265E-3,8.6025752688172359E-5,3.5518511339011863E-2,null,3.2296592354670459E-2,6.7298093048764442E-3,2.2714336124011236E-4,2.4284432516604197E-5,5.3798461023197124E-3,5.1724332486304556E-5,6.6017824067059113E-5,4.4709399888109638E-2]
[2004,12,28,24,2.3508089095730794E-2,4.3182357798979987E-3,3.3184136000000163E-4,3.2674000000000291E-5,3.4034372452744119E-3,8.6025752688172359E-5,3.1680303233591375E-2,null,2.7863780335212401E-2,6.3557992251341185E-3,2.2714336124011236E-4,2.4284432516604197E-5,5.6378856636192165E-3,5.1724332486304556E-5,6.2348874394763917E-5,4.016061735020876E-2]
[2004,12,29,1,2.4564123301231776E-2,4.4683406661630426E-3,3.3184136000000163E-4,3.2674000000000291E-5,3.6223769969179684E-3,8.6025752688172359E-5,3.3105382077000957E-2,null,2.9115481611684663E-2,6.5767312372890336E-3,2.2714336124011236E-4,2.4284432516604197E-5,6.0005652719185712E-3,5.1724332486304556E-5,6.4516164736654565E-5,4.1995930247135292E-2]
[2004,12,29,2,2.3055109582322316E-2,4.3754390403857868E-3,3.3184136000000163E-4,3.2674000000000291E-5,3.6299744459299919E-3,8.6025752688172359E-5,3.1511064181326272E-2,null,2.7326870609944369E-2,6.4399938956465333E-3,2.2714336124011236E-4,2.4284432516604197E-5,6.0131506512801089E-3,5.1724332486304556E-5,6.3174804030131891E-5,4.0083167283114035E-2]
[2004,12,29,3,2.2464406746091681E-2,4.3395898260513615E-3,3.3184136000000163E-4,3.2674000000000291E-5,3.6633147651968147E-3,8.6025752688172359E-5,3.0917852450028031E-2,null,2.6626719525562677E-2,6.3872291972136494E-3,2.2714336124011236E-4,2.4284432516604197E-5,6.0683797900796853E-3,5.1724332486304556E-5,6.2657194924095331E-5,3.9385480639099038E-2]
[2004,12,29,4,2.2114726560809737E-2,4.3771733862905766E-3,3.3184136000000163E-4,3.2674000000000291E-5,3.8338561463075061E-3,8.6025752688172359E-5,3.0776297206095996E-2,null,2.6212248922248438E-2,6.4425465942298506E-3,2.2714336124011236E-4,2.4284432516604197E-5,6.3508861912048411E-3,5.1724332486304556E-5,6.3199845394357101E-5,3.9308833833926159E-2]
[2004,12,29,5,2.2670775875808912E-2,4.3612431751945471E-3,3.3184136000000163E-4,3.2674000000000291E-5,3.7621624195459174E-3,8.6025752688172359E-5,3.1244722583237551E-2,null,2.6871325715159523E-2,6.4190996986685442E-3,2.2714336124011236E-4,2.4284432516604197E-5,6.2321235976409905E-3,5.1724332486304556E-5,6.2969836941522718E-5,3.9825701137712083E-2]
[2004,12,29,6,2.3907020079598339E-2,4.4474154108413103E-3,1.6592068000000082E-4,1.6337000000000145E-5,3.6920195524222737E-3,8.6025752688172359E-5,3.2314738475550102E-2,null,2.8336627160751027E-2,6.5459323813815539E-3,1.1357168062005618E-4,1.2142216258302098E-5,6.1159300449287668E-3,5.1724332486304556E-5,6.4214035306435298E-5,4.1175927816426011E-2]
[2004,12,29,7,2.5949092085140561E-2,4.7672109234576775E-3,0,0,3.6096114644617611E-3,8.6025752688172359E-5,3.4411940225748172E-2,null,3.0757064039282699E-2,7.0166236948921113E-3,0,0,5.9794188228329461E-3,5.1724332486304556E-5,6.8831404821306474E-5,4.3804830889494065E-2]
[2004,12,29,8,2.8280441891265069E-2,5.2352883982242568E-3,0,0,3.3217905340070454E-3,8.6025752688172359E-5,3.6923546576184546E-2,null,3.3520377493551953E-2,7.7055639480559709E-3,0,0,5.5026356825669497E-3,5.1724332486304556E-5,7.5589744376801772E-5,4.6780301456661177E-2]
[2004,12,29,9,3.0017881270025266E-2,5.6935897081783439E-3,0,0,3.4337141584164224E-3,8.6025752688172359E-5,3.9231210889308206E-2,null,3.5579737954471509E-2,8.3801151442282514E-3,0,0,5.688040187484463E-3,5.1724332486304556E-5,8.2206930715329613E-5,4.9699617618670533E-2]
[2004,12,29,10,3.0655658681960438E-2,6.1160292759423014E-3,0,0,3.9063530740447196E-3,8.6025752688172359E-5,4.0764066784635629E-2,null,3.6335685817207371E-2,9.0018832028319375E-3,0,0,6.4709793088651079E-3,5.1724332486304556E-5,8.8306327064297728E-5,5.1860272661390726E-2]
[2004,12,29,11,3.0399740683204224E-2,6.4892976955872725E-3,0,0,4.2974697137577282E-3,8.6025752688172359E-5,4.1272533845237401E-2,null,3.6032350107012813E-2,9.5512786627534388E-3,0,0,7.1188745797130066E-3,5.1724332486304556E-5,9.369576548271731E-5,5.2754227681965561E-2]
[2004,12,29,12,3.0422217080640732E-2,6.3961079806939391E-3,0,0,4.1484060511414898E-3,8.6025752688172359E-5,4.1052756865164332E-2,null,3.6058991038921295E-2,9.4141172968857535E-3,0,0,6.8719465990083406E-3,5.1724332486304556E-5,9.2350245199685068E-5,5.2396779267301692E-2]
[2004,12,29,13,3.0007001223532247E-2,6.2678993522444397E-3,0,0,3.9682434637040966E-3,8.6025752688172359E-5,4.032916979216896E-2,null,3.5566842000900635E-2,9.2254133115341058E-3,0,0,6.5735024099038853E-3,5.1724332486304556E-5,9.0499104113611343E-5,5.141748205482493E-2]
[2004,12,29,14,2.8798063054984582E-2,6.1251617229278474E-3,0,0,3.5523849086339238E-3,8.6025752688172359E-5,3.8561635439234528E-2,null,3.4133905983426395E-2,9.0153248031596724E-3,0,0,5.8846214884240204E-3,5.1724332486304556E-5,8.8438185957383019E-5,4.9085576607496399E-2]
[2004,12,29,15,2.8100359502289455E-2,6.1645390647904544E-3,0,0,3.8186516291486027E-3,8.6025752688172359E-5,3.8169575948916686E-2,null,3.3306928577809668E-2,9.0732823792751913E-3,0,0,6.3256994981252326E-3,5.1724332486304556E-5,8.9006735954865864E-5,4.8757634787696395E-2]
[2004,12,29,16,2.8865775526102647E-2,6.0400422699959265E-3,0,0,3.8901451114581862E-3,8.6025752688172359E-5,3.8881988660244934E-2,null,3.4214164545213574E-2,8.890041659634489E-3,0,0,6.4441303813492648E-3,5.1724332486304556E-5,8.7209188202302414E-5,4.9600060918683631E-2]
[2004,12,29,17,3.2241357400556045E-2,5.9476409286682592E-3,0,0,3.8235400077105421E-3,8.6025752688172359E-5,4.2098564089623015E-2,null,3.8215190382331711E-2,8.7540406621100745E-3,0,0,6.3337972291619866E-3,5.1724332486304556E-5,8.5875050855943223E-5,5.3354752606090072E-2]
[2004,12,29,18,3.8236870927344485E-2,6.095234719716386E-3,0,0,4.1051997059781097E-3,8.6025752688172359E-5,4.8523331105727159E-2,null,4.5321581345328626E-2,8.9712767165064499E-3,0,0,6.8003741220037401E-3,5.1724332486304556E-5,8.8006084733793235E-5,6.1144956516325122E-2]
[2004,12,29,19,3.8611834459095232E-2,5.8340787411199488E-3,3.3184136000000163E-4,3.2674000000000291E-5,3.8531745394040358E-3,8.6025752688172359E-5,4.8749628852307395E-2,null,4.5766019914532267E-2,8.5868940540012578E-3,2.2714336124011236E-4,2.4284432516604197E-5,6.38288763081837E-3,5.1724332486304556E-5,8.4235382498693074E-5,6.1038953725594924E-2]
[2004,12,29,20,3.7388917637638096E-2,5.6901786242468883E-3,3.3184136000000163E-4,3.2674000000000291E-5,3.8519713286397539E-3,8.6025752688172359E-5,4.7381608703212917E-2,null,4.431651521244629E-2,8.3750945372689616E-3,2.2714336124011236E-4,2.4284432516604197E-5,6.3808944797098324E-3,5.1724332486304556E-5,8.215767975858882E-5,5.9375656355668105E-2]
[2004,12,29,21,3.5974467509250721E-2,5.5506360804944768E-3,3.3184136000000163E-4,3.2674000000000291E-5,3.8311970825964403E-3,8.6025752688172359E-5,4.5806841785029813E-2,null,4.2639988995789392E-2,8.1697087184622423E-3,2.2714336124011236E-4,2.4284432516604197E-5,6.346481380393041E-3,5.1724332486304556E-5,8.0142893865320499E-5,5.7459331220887699E-2]
[2004,12,29,22,3.3941801829708171E-2,5.3704895490641388E-3,3.3184136000000163E-4,3.2674000000000291E-5,3.8313375335160718E-3,8.6025752688172359E-5,4.3594170024976557E-2,null,4.0230701292350131E-2,7.9045598837910163E-3,2.2714336124011236E-4,2.4284432516604197E-5,6.346714041132513E-3,5.1724332486304556E-5,7.7541847041270561E-5,5.4785127343516683E-2]
[2004,12,29,23,3.1078500653017697E-2,4.9021767277837936E-3,3.3184136000000163E-4,3.2674000000000291E-5,3.5468691250963901E-3,8.6025752688172359E-5,3.997808761858606E-2,null,3.6836873972062006E-2,7.2152732356487292E-3,2.2714336124011236E-4,2.4284432516604197E-5,5.8754844441100511E-3,5.1724332486304556E-5,7.078010943366002E-5,5.0230783778063809E-2]
[2004,12,29,24,2.6928998178354781E-2,4.6115363393653729E-3,3.3184136000000163E-4,3.2674000000000291E-5,3.6668901137639561E-3,8.6025752688172359E-5,3.5657965744172286E-2,null,3.19185318225325E-2,6.7874939179695748E-3,2.2714336124011236E-4,2.4284432516604197E-5,6.0743024514882706E-3,5.1724332486304556E-5,6.6583696362400261E-5,4.5083480318233365E-2]
[2004,12,30,1,2.3018671629352248E-2,4.3539523510158808E-3,3.3184136000000163E-4,3.2674000000000291E-5,3.5493265969660853E-3,8.6025752688172359E-5,3.1372491690022389E-2,null,2.7283681258683693E-2,6.4083686925291688E-3,2.2714336124011236E-4,2.4284432516604197E-5,5.8795553125951796E-3,5.1724332486304556E-5,6.2864568330886381E-5,3.9874757390051065E-2]
[2004,12,30,2,2.1583761894984711E-2,4.2649738205329541E-3,3.3184136000000163E-4,3.2674000000000291E-5,3.5623511663303927E-3,8.6025752688172359E-5,2.9861627994536229E-2,null,2.5582904582346529E-2,6.2774055622319344E-3,2.2714336124011236E-4,2.4284432516604197E-5,5.901130863311092E-3,5.1724332486304556E-5,6.1579851260379015E-5,3.8064593134132581E-2]
[2004,12,30,3,2.1021773315380559E-2,4.2299593305277884E-3,3.3184136000000163E-4,3.2674000000000291E-5,3.5971916056748601E-3,8.6025752688172359E-5,2.9299465364271381E-2,null,2.4916788069463652E-2,6.2258694535554989E-3,2.2714336124011236E-4,2.4284432516604197E-5,5.958844991511076E-3,5.1724332486304556E-5,6.1074294326806395E-5,3.7404654640773249E-2]
[2004,12,30,4,2.0700586164825171E-2,4.2610505694541511E-3,3.3184136000000163E-4,3.2674000000000291E-5,3.7531429032458524E-3,8.6025752688172359E-5,2.9165320750213344E-2,null,2.4536089826696084E-2,6.2716311215951495E-3,2.2714336124011236E-4,2.4284432516604197E-5,6.2171825254318525E-3,5.1724332486304556E-5,6.1523205375068609E-5,3.732805559996611E-2]
[2004,12,30,5,2.1229252143604969E-2,4.2459470203429677E-3,3.3184136000000163E-4,3.2674000000000291E-5,3.6834883564338988E-3,8.6025752688172359E-5,2.9609228633070007E-2,null,2.516270956781726E-2,6.2494009492213972E-3,2.2714336124011236E-4,2.4284432516604197E-5,6.1017978884968637E-3,5.1724332486304556E-5,6.130513268648777E-5,3.7817060531778544E-2]
[2004,12,30,6,2.240308467894362E-2,4.333112675906808E-3,1.6592068000000082E-4,1.6337000000000145E-5,3.618752451736474E-3,8.6025752688172359E-5,3.0623233239275079E-2,null,2.6554035412372678E-2,6.3776957979348346E-3,1.1357168062005618E-4,1.2142216258302098E-5,5.9945611149903773E-3,5.1724332486304556E-5,6.2563674551104417E-5,3.9103730554662555E-2]
[2004,12,30,7,2.4355709381502763E-2,4.6420621542480698E-3,0,0,3.5268614677190385E-3,8.6025752688172359E-5,3.261065875615804E-2,null,2.8868451763597845E-2,6.8324233661208782E-3,0,0,5.842341219610467E-3,5.1724332486304556E-5,6.7024443532061299E-5,4.1594940681815497E-2]
[2004,12,30,8,2.6581633700330329E-2,5.0960383400930195E-3,0,0,3.2271002390357379E-3,8.6025752688172359E-5,3.4990798032147261E-2,null,3.1506805991797629E-2,7.5006086244744259E-3,0,0,5.3457786530319252E-3,5.1724332486304556E-5,7.3579181539009433E-5,4.4404917601790279E-2]
[2004,12,30,9,2.8176122939440284E-2,5.5620360977598308E-3,0,0,3.3534813736159439E-3,8.6025752688172359E-5,3.7177666163504229E-2,null,3.3396729827141959E-2,8.1864878441503166E-3,0,0,5.5551324137898166E-3,5.1724332486304556E-5,8.0307493086114435E-5,4.7190074417568402E-2]
[2004,12,30,10,2.8751109710799062E-2,5.9773294844009672E-3,0,0,3.8158190899132468E-3,8.6025752688172359E-5,3.863028403780145E-2,null,3.4078252898947212E-2,8.7977377896267563E-3,0,0,6.3210073204249314E-3,5.1724332486304556E-5,8.6303709254115335E-5,4.9248722341485203E-2]
[2004,12,30,11,2.8511322798310874E-2,6.3349989115597588E-3,0,0,4.1797910842499468E-3,8.6025752688172359E-5,3.9112138546808756E-2,null,3.3794037119875525E-2,9.3241738583964215E-3,0,0,6.9239367535087852E-3,5.1724332486304556E-5,9.1467921521676469E-5,5.0093872064267034E-2]
[2004,12,30,12,2.8555400531433739E-2,6.2391060652990738E-3,0,0,4.0233307133759966E-3,8.6025752688172359E-5,3.890386306279698E-2,null,3.3846281786313881E-2,9.1830338861890754E-3,0,0,6.6647559259205664E-3,5.1724332486304556E-5,9.0083372059440966E-5,4.9745795930909824E-2]
[2004,12,30,13,2.8172069275837361E-2,6.1126646623262497E-3,0,0,3.8473913795076461E-3,8.6025752688172359E-5,3.8218151070359432E-2,null,3.3391925081348937E-2,8.9969309932482634E-3,0,0,6.3733076703488345E-3,5.1724332486304556E-5,8.8257747069497375E-5,4.8813888077432338E-2]
[2004,12,30,14,2.7004421501461845E-2,5.9854379506373238E-3,0,0,3.4672536951538967E-3,8.6025752688172359E-5,3.6543138899941235E-2,null,3.2007929939863462E-2,8.8096722429657735E-3,0,0,5.7435993354015245E-3,5.1724332486304556E-5,8.6420783394730409E-5,4.6612925850717066E-2]
[2004,12,30,15,2.635368418599689E-2,6.0167405742949983E-3,0,0,3.7151506779704632E-3,8.6025752688172359E-5,3.6171601190950524E-2,null,3.1236620900655584E-2,8.8557450378127477E-3,0,0,6.1542473787631388E-3,5.1724332486304556E-5,8.6872746522761594E-5,4.6298337649717781E-2]
[2004,12,30,16,2.7105606441510527E-2,5.8885892080769563E-3,0,0,3.7665018289006441E-3,8.6025752688172359E-5,3.6846723231176298E-2,null,3.2127862909798487E-2,8.6671253339280861E-3,0,0,6.2393119463680195E-3,5.1724332486304556E-5,8.5022432217775947E-5,4.7086024522580899E-2]
[2004,12,30,17,3.032925294823834E-2,5.7883589430172775E-3,0,0,3.6912896654411618E-3,8.6025752688172359E-5,3.9894927309384952E-2,null,3.5948802067211794E-2,8.5196013279516605E-3,0,0,6.1147209674431791E-3,5.1724332486304556E-5,8.3575256907004146E-5,5.0634848695092938E-2]
[2004,12,30,18,3.6071812331802892E-2,5.9045725212760729E-3,0,0,3.9209813720757179E-3,8.6025752688172359E-5,4.5983391977842854E-2,null,4.2755370332882271E-2,8.6906503878676888E-3,0,0,6.4952114794058239E-3,5.1724332486304556E-5,8.5253207385658849E-5,5.7992956532642088E-2]
[2004,12,30,19,3.6448416089252762E-2,5.6390228318231404E-3,3.3184136000000163E-4,3.2674000000000291E-5,3.6598627522403319E-3,8.6025752688172359E-5,4.619784278600441E-2,null,4.3201753036651441E-2,8.2998008380778393E-3,2.2714336124011236E-4,2.4284432516604197E-5,6.0626614374392762E-3,5.1724332486304556E-5,8.1419066528797026E-5,5.7867367438411581E-2]
[2004,12,30,20,3.5283260052493555E-2,5.5005349498902893E-3,3.3184136000000163E-4,3.2674000000000291E-5,3.667097637915815E-3,8.6025752688172359E-5,4.4901433752987836E-2,null,4.1820711313851386E-2,8.0959673242209217E-3,2.2714336124011236E-4,2.4284432516604197E-5,6.074646220847392E-3,5.1724332486304556E-5,7.9419508376825954E-5,5.6294476985162725E-2]
[2004,12,30,21,3.3946194908057045E-2,5.3635538770925705E-3,3.3184136000000163E-4,3.2674000000000291E-5,3.648809504632805E-3,8.6025752688172359E-5,4.3409099402470598E-2,null,4.023590834127741E-2,7.8943516087477961E-3,2.2714336124011236E-4,2.4284432516604197E-5,6.0443514344241077E-3,5.1724332486304556E-5,7.7441706298004138E-5,5.4477763510692334E-2]
[2004,12,30,22,3.2010014917690684E-2,5.1909211337606165E-3,3.3184136000000163E-4,3.2674000000000291E-5,3.6607695439041777E-3,8.6025752688172359E-5,4.1312246708043655E-2,null,3.7940983657211984E-2,7.6402619498621652E-3,2.2714336124011236E-4,2.4284432516604197E-5,6.0641635623068886E-3,5.1724332486304556E-5,7.4949147350543961E-5,5.1948561295624057E-2]
[2004,12,30,23,2.928301757101508E-2,4.744823009858944E-3,3.3184136000000163E-4,3.2674000000000291E-5,3.4070657483814969E-3,8.6025752688172359E-5,3.78854474419437E-2,null,3.4708715192810283E-2,6.9836720240811761E-3,2.2714336124011236E-4,2.4284432516604197E-5,5.6438963769579846E-3,5.1724332486304556E-5,6.8508156790380011E-5,4.7639435720092466E-2]
[2004,12,30,24,2.5325790236727215E-2,4.471250680475854E-3,3.3184136000000163E-4,3.2674000000000291E-5,3.5438796441758114E-3,8.6025752688172359E-5,3.3791461674067054E-2,null,3.0018273841747017E-2,6.5810143444784549E-3,2.2714336124011236E-4,2.4284432516604197E-5,5.8705322882719509E-3,5.1724332486304556E-5,6.4558180996563536E-5,4.277297260074045E-2]
[2004,12,31,1,2.0419331465959194E-2,3.5580219263302779E-3,3.3184136000000163E-4,3.2674000000000291E-5,3.0985689295218617E-3,8.6025752688172359E-5,2.7526463434499507E-2,null,2.4202722911353267E-2,5.2368777794978014E-3,2.2714336124011236E-4,2.4284432516604197E-5,5.1328630694581021E-3,5.1724332486304556E-5,5.1372521901484149E-5,3.4875615886552191E-2]
[2004,12,31,2,1.8636627969993495E-2,3.5818580069995032E-3,3.3184136000000163E-4,3.2674000000000291E-5,3.1244833253342326E-3,8.6025752688172359E-5,2.5793510415015403E-2,null,2.2089711580992762E-2,5.2719609363168279E-3,2.2714336124011236E-4,2.4284432516604197E-5,5.1757909656121384E-3,5.1724332486304556E-5,5.171667930174174E-5,3.284061560916475E-2]
[2004,12,31,3,1.766525314288379E-2,3.5119240842964796E-3,3.3184136000000163E-4,3.2674000000000291E-5,3.0776640667099574E-3,8.6025752688172359E-5,2.4705382406578401E-2,null,2.093835577765547E-2,5.1690286291474017E-3,2.2714336124011236E-4,2.4284432516604197E-5,5.0982335999384849E-3,5.1724332486304556E-5,5.0706937920124323E-5,3.1508770132984379E-2]
[2004,12,31,4,1.7023588134052477E-2,3.595091863366171E-3,3.3184136000000163E-4,3.2674000000000291E-5,3.26259983486988E-3,8.6025752688172359E-5,2.4331820944976702E-2,null,2.0177800005467469E-2,5.2914391997392098E-3,2.2714336124011236E-4,2.4284432516604197E-5,5.4045846917492486E-3,5.1724332486304556E-5,5.1907756419902995E-5,3.1176976023198952E-2]
[2004,12,31,5,1.7238957590777787E-2,3.5740088084566845E-3,3.3184136000000163E-4,3.2674000000000291E-5,3.2248694029518303E-3,8.6025752688172359E-5,2.4488376914874474E-2,null,2.0433074145729167E-2,5.2604080863662521E-3,2.2714336124011236E-4,2.4284432516604197E-5,5.3420832128433897E-3,5.1724332486304556E-5,5.1603348599346113E-5,3.1338717571181833E-2]
[2004,12,31,6,1.8004048272208212E-2,3.5964585392416208E-3,1.6592068000000082E-4,1.6337000000000145E-5,3.2690556411734536E-3,8.6025752688172359E-5,2.5137845885311462E-2,null,2.1339924489756783E-2,5.2934507428584222E-3,1.1357168062005618E-4,1.2142216258302098E-5,5.4152789091486018E-3,5.1724332486304556E-5,5.1927489178103331E-5,3.2226092371128473E-2]
[2004,12,31,7,1.9311522342900209E-2,3.721788284315596E-3,0,0,3.3282968416026258E-3,8.6025752688172359E-5,2.6447633221506603E-2,null,2.2889653612842502E-2,5.4779174411187575E-3,0,0,5.5134135567196617E-3,5.1724332486304556E-5,5.3737063488501373E-5,3.3932708943167231E-2]
[2004,12,31,8,2.1522790722902529E-2,3.9445489600334963E-3,0,0,3.4681156704654808E-3,8.6025752688172359E-5,2.902148110608968E-2,null,2.551063637973933E-2,5.8057879424723508E-3,0,0,5.7450272207719161E-3,5.1724332486304556E-5,5.695339490215016E-5,3.7113175875469903E-2]
[2004,12,31,9,2.4179123868213779E-2,3.890490256271981E-3,0,0,3.2583328394643197E-3,8.6025752688172359E-5,{"$f":"SUM(E8771:J8771)","v":3.1413972716638254E-2},null,{"$f":"E8771*W$5","v":2.8659147641402795E-2},5.7262215906120299E-3,{"$f":"G8771*Y$5","v":0},{"$f":"H8771*Z$5","v":0},{"$f":"I8771*AA$5","v":5.3975162986836384E-3},{"$f":"J8771*AB$5","v":5.1724332486304556E-5},5.6172867968799126E-5,{"$f":"SUM(M8771:R8771)","v":3.9834609863184767E-2}]
[2004,12,31,10,2.5559392897724444E-2,3.8562447309237703E-3,0,0,3.0748476510249114E-3,8.6025752688172359E-5,3.2576511032361297E-2,null,3.0295159521618376E-2,{"$f":"(F8772*X$5)-S8772","v":5.6758172832590834E-3},0,0,5.0935681313344847E-3,5.1724332486304556E-5,{"$f":"(F8772*$AC$7)*$AC$5","v":5.5678413736249387E-5},{"$f":"SUM(M8772:R8772)","v":4.1116269268698248E-2}]
[2004,12,31,11,2.6654175131301014E-2,4.1833419868706643E-3,0,0,3.4595425595963171E-3,8.6025752688172359E-5,3.4383085430456171E-2,null,3.1592788246226647E-2,6.1572556742725253E-3,0,0,5.7308256312086046E-3,5.1724332486304556E-5,6.0401209517999534E-5,4.3532593884194087E-2]
[2004,12,31,12,2.7318101126344928E-2,4.2591513159587089E-3,0,0,3.456854997472484E-3,8.6025752688172359E-5,3.5120133192464292E-2,null,3.2379729626676859E-2,6.268835703625881E-3,0,0,5.7263736120068158E-3,5.1724332486304556E-5,6.1495782991561338E-5,4.4426663274795858E-2]
[2004,12,31,13,2.7162339236724061E-2,4.2081975207035821E-3,0,0,3.26985697120221E-3,8.6025752688172359E-5,3.4726419481318029E-2,null,3.2195107428789171E-2,6.193839314149476E-3,0,0,5.4166063339710297E-3,5.1724332486304556E-5,6.0760086299155757E-5,4.3857277409395982E-2]
[2004,12,31,14,2.6258849554551437E-2,4.1463231310643308E-3,0,0,3.1811872798498818E-3,8.6025752688172359E-5,3.367238571815382E-2,null,3.1124214854889542E-2,6.1027694379848889E-3,0,0,5.2697225968411782E-3,5.1724332486304556E-5,5.9866712536234109E-5,4.2548431222201914E-2]
[2004,12,31,15,2.5489573266118254E-2,4.1944688139758258E-3,0,0,3.3923584848787186E-3,8.6025752688172359E-5,3.3162426317660969E-2,null,3.0212403374564569E-2,6.1736327047770649E-3,0,0,5.6195333979818006E-3,5.1724332486304556E-5,6.0561864280951913E-5,4.2057293809809743E-2]
[2004,12,31,16,2.6414998682545574E-2,4.1620391671125054E-3,0,0,3.410788044877172E-3,8.6025752688172359E-5,3.4073851647223423E-2,null,3.130929604052933E-2,6.1259010998089523E-3,0,0,5.6500624615766579E-3,5.1724332486304556E-5,6.0093628621296607E-5,4.3136983934401248E-2]
[2004,12,31,17,2.879437209978758E-2,4.1161545852285803E-3,0,0,3.1280100553426459E-3,8.6025752688172359E-5,3.6124562493046977E-2,null,3.4129531150388394E-2,6.058365836602379E-3,0,0,5.1816330890658612E-3,5.1724332486304556E-5,5.9431123797948422E-5,4.5421254408542944E-2]
[2004,12,31,18,3.3148766082534031E-2,4.4224898241525569E-3,0,0,3.4204446176912006E-3,8.6025752688172359E-5,4.1077726277065955E-2,null,3.9290728087073984E-2,6.5092456341455957E-3,0,0,5.6660588350968396E-3,5.1724332486304556E-5,6.3854147066680667E-5,5.1517756888802724E-2]
[2004,12,31,19,3.3609814950864132E-2,4.2122610550713018E-3,3.3184136000000163E-4,3.2674000000000291E-5,3.1344935049599045E-3,8.6025752688172359E-5,4.1407110623583515E-2,null,3.9837202295957309E-2,6.1998202308715059E-3,2.2714336124011236E-4,2.4284432516604197E-5,5.1923730983604918E-3,5.1724332486304556E-5,6.0818757665613144E-5,5.1532547751432331E-2]
[2004,12,31,20,3.2337810213695757E-2,4.0890746814763283E-3,3.3184136000000163E-4,3.2674000000000291E-5,3.1299940993194998E-3,8.6025752688172359E-5,4.000742010717976E-2,null,3.8329514434239709E-2,6.0185082558545907E-3,2.2714336124011236E-4,2.4284432516604197E-5,5.1849197114675599E-3,5.1724332486304556E-5,5.9040130437759244E-5,4.9836094527804888E-2]
[2004,12,31,21,3.1135666713032566E-2,3.9729449432471496E-3,3.3184136000000163E-4,3.2674000000000291E-5,3.0733807393586504E-3,8.6025752688172359E-5,3.8632533508326544E-2,null,3.690463203322969E-2,5.8475825959617266E-3,2.2714336124011236E-4,2.4284432516604197E-5,5.0911381525639071E-3,5.1724332486304556E-5,5.7363390483898057E-5,4.814650490799835E-2]
[2004,12,31,22,2.9359405908631866E-2,4.0046699415505829E-3,3.3184136000000163E-4,3.2674000000000291E-5,3.2252415485797955E-3,8.6025752688172359E-5,3.7039858511450419E-2,null,3.479925712715716E-2,5.8942770633117949E-3,2.2714336124011236E-4,2.4284432516604197E-5,5.3426996821212052E-3,5.1724332486304556E-5,5.7821452070901439E-5,4.6339385998833187E-2]
[2004,12,31,23,2.6428018472545483E-2,3.8924997406010078E-3,3.3184136000000163E-4,3.2674000000000291E-5,3.1036105953896583E-3,8.6025752688172359E-5,3.3874669921224322E-2,null,3.1324728199523227E-2,5.7291792519330725E-3,2.2714336124011236E-4,2.4284432516604197E-5,5.1412147250545952E-3,5.1724332486304556E-5,5.6201881920888538E-5,4.2498274302753922E-2]
[2004,12,31,24,2.2421544859648708E-2,3.9572471149416245E-3,3.3184136000000163E-4,3.2674000000000291E-5,3.4484602035838191E-3,8.6025752688172359E-5,3.0277793290862325E-2,null,2.6575915983695179E-2,5.8244777332200955E-3,2.2714336124011236E-4,2.4284432516604197E-5,5.7124674093348973E-3,5.1724332486304556E-5,5.7136737291442027E-5,3.8416013252493199E-2]
[]
["NCP",1,null,null,{"$f":"MAX(IF($B$3:$B$8786=$B8788,E$3:E$8786))","v":4.0614290517999994E-2},{"$f":"MAX(IF($B$3:$B$8786=$B8788,F$3:F$8786))","v":6.456023265810816E-3},{"$f":"MAX(IF($B$3:$B$8786=$B8788,G$3:G$8786))","v":3.2653446999999754E-4},{"$f":"MAX(IF($B$3:$B$8786=$B8788,H$3:H$8786))","v":3.2674000000000067E-5},{"$f":"MAX(IF($B$3:$B$8786=$B8788,I$3:I$8786))","v":4.6535960813865098E-3},{"$f":"MAX(IF($B$3:$B$8786=$B8788,J$3:J$8786))","v":8.8054462365591703E-5},{"$f":"MAX(IF($B$3:$B$8786=$B8788,K$3:K$8786))","v":4.9473328530606479E-2},null,{"$f":"MAX(IF($B$3:$B$8786=$B8788,M$3:M$8786))","v":4.813950061426172E-2},{"$f":"MAX(IF($B$3:$B$8786=$B8788,N$3:N$8786))","v":9.5023036632931324E-3},{"$f":"MAX(IF($B$3:$B$8786=$B8788,O$3:O$8786))","v":2.2351082781410281E-4},{"$f":"MAX(IF($B$3:$B$8786=$B8788,P$3:P$8786))","v":2.4284432516604031E-5},{"$f":"MAX(IF($B$3:$B$8786=$B8788,Q$3:Q$8786))","v":7.7088075203831704E-3},{"$f":"MAX(IF($B$3:$B$8786=$B8788,R$3:R$8786))","v":5.2944125985274418E-5},{"$f":"MAX(IF($B$3:$B$8786=$B8788,S$3:S$8786))","v":9.3215332419671672E-5},{"$f":"MAX(IF($B$3:$B$8786=$B8788,T$3:T$8786))","v":6.1441439174012194E-2},3.9375E-3]
[null,2,null,null,{"$f":"MAX(IF($B$3:$B$8786=$B8789,E$3:E$8786))","v":3.9733374476798096E-2},{"$f":"MAX(IF($B$3:$B$8786=$B8789,F$3:F$8786))","v":6.8393616208364243E-3},{"$f":"MAX(IF($B$3:$B$8786=$B8789,G$3:G$8786))","v":3.2685067000000546E-4},{"$f":"MAX(IF($B$3:$B$8786=$B8789,H$3:H$8786))","v":3.2674163497165099E-5},{"$f":"MAX(IF($B$3:$B$8786=$B8789,I$3:I$8786))","v":4.0820942448543483E-3},{"$f":"MAX(IF($B$3:$B$8786=$B8789,J$3:J$8786))","v":9.1378563218390916E-5},{"$f":"MAX(IF($B$3:$B$8786=$B8789,K$3:K$8786))","v":4.8378022275782598E-2},null,{"$f":"MAX(IF($B$3:$B$8786=$B8789,M$3:M$8786))","v":4.7095364233552144E-2},{"$f":"MAX(IF($B$3:$B$8786=$B8789,N$3:N$8786))","v":1.0066520566681742E-2},{"$f":"MAX(IF($B$3:$B$8786=$B8789,O$3:O$8786))","v":2.2372726476104011E-4},{"$f":"MAX(IF($B$3:$B$8786=$B8789,P$3:P$8786))","v":2.4284554033280008E-5},{"$f":"MAX(IF($B$3:$B$8786=$B8789,Q$3:Q$8786))","v":6.7620993019811776E-3},{"$f":"MAX(IF($B$3:$B$8786=$B8789,R$3:R$8786))","v":5.4942793737144435E-5},{"$f":"MAX(IF($B$3:$B$8786=$B8789,S$3:S$8786))","v":9.8750165663249599E-5},{"$f":"MAX(IF($B$3:$B$8786=$B8789,T$3:T$8786))","v":6.0108615511508062E-2},4.1037000000000001E-3]
[null,3,null,null,{"$f":"MAX(IF($B$3:$B$8786=$B8790,E$3:E$8786))","v":3.4961216788035786E-2},{"$f":"MAX(IF($B$3:$B$8786=$B8790,F$3:F$8786))","v":6.4737095682996402E-3},{"$f":"MAX(IF($B$3:$B$8786=$B8790,G$3:G$8786))","v":3.2685067000000459E-4},{"$f":"MAX(IF($B$3:$B$8786=$B8790,H$3:H$8786))","v":3.2674000000000717E-5},{"$f":"MAX(IF($B$3:$B$8786=$B8790,I$3:I$8786))","v":4.038441901526418E-3},{"$f":"MAX(IF($B$3:$B$8786=$B8790,J$3:J$8786))","v":9.1732096774193865E-5},{"$f":"MAX(IF($B$3:$B$8786=$B8790,K$3:K$8786))","v":4.3728835624433929E-2},null,{"$f":"MAX(IF($B$3:$B$8786=$B8790,M$3:M$8786))","v":4.1438998332300893E-2},{"$f":"MAX(IF($B$3:$B$8786=$B8790,N$3:N$8786))","v":9.528335263553879E-3},{"$f":"MAX(IF($B$3:$B$8786=$B8790,O$3:O$8786))","v":2.2372726476103952E-4},{"$f":"MAX(IF($B$3:$B$8786=$B8790,P$3:P$8786))","v":2.4284432516604512E-5},{"$f":"MAX(IF($B$3:$B$8786=$B8790,Q$3:Q$8786))","v":6.6897880169784537E-3},{"$f":"MAX(IF($B$3:$B$8786=$B8790,R$3:R$8786))","v":5.5155361330150001E-5},{"$f":"MAX(IF($B$3:$B$8786=$B8790,S$3:S$8786))","v":9.3470696209096231E-5},{"$f":"MAX(IF($B$3:$B$8786=$B8790,T$3:T$8786))","v":5.525549375210799E-2},3.4682999999999992E-3]
[null,4,null,null,{"$f":"MAX(IF($B$3:$B$8786=$B8791,E$3:E$8786))","v":3.0948477120455901E-2},{"$f":"MAX(IF($B$3:$B$8786=$B8791,F$3:F$8786))","v":6.2025944580427917E-3},{"$f":"MAX(IF($B$3:$B$8786=$B8791,G$3:G$8786))","v":3.2685067000000367E-4},{"$f":"MAX(IF($B$3:$B$8786=$B8791,H$3:H$8786))","v":3.2674000000000345E-5},{"$f":"MAX(IF($B$3:$B$8786=$B8791,I$3:I$8786))","v":3.6851714613134411E-3},{"$f":"MAX(IF($B$3:$B$8786=$B8791,J$3:J$8786))","v":8.9420277777777987E-5},{"$f":"MAX(IF($B$3:$B$8786=$B8791,K$3:K$8786))","v":4.0822463344444282E-2},null,{"$f":"MAX(IF($B$3:$B$8786=$B8791,M$3:M$8786))","v":3.6682759057193481E-2},{"$f":"MAX(IF($B$3:$B$8786=$B8791,N$3:N$8786))","v":9.1292942441370713E-3},{"$f":"MAX(IF($B$3:$B$8786=$B8791,O$3:O$8786))","v":2.2372726476103889E-4},{"$f":"MAX(IF($B$3:$B$8786=$B8791,P$3:P$8786))","v":2.4284432516604237E-5},{"$f":"MAX(IF($B$3:$B$8786=$B8791,Q$3:Q$8786))","v":6.1045859971608071E-3},{"$f":"MAX(IF($B$3:$B$8786=$B8791,R$3:R$8786))","v":5.3765343914641697E-5},{"$f":"MAX(IF($B$3:$B$8786=$B8791,S$3:S$8786))","v":8.9556198989047239E-5},{"$f":"MAX(IF($B$3:$B$8786=$B8791,T$3:T$8786))","v":5.1537354656566163E-2},3.272999999999999E-3]
[null,5,null,null,{"$f":"MAX(IF($B$3:$B$8786=$B8792,E$3:E$8786))","v":2.3650803635128354E-2},{"$f":"MAX(IF($B$3:$B$8786=$B8792,F$3:F$8786))","v":6.2843916772670622E-3},{"$f":"MAX(IF($B$3:$B$8786=$B8792,G$3:G$8786))","v":3.2840004999999889E-4},{"$f":"MAX(IF($B$3:$B$8786=$B8792,H$3:H$8786))","v":3.2674000000000277E-5},{"$f":"MAX(IF($B$3:$B$8786=$B8792,I$3:I$8786))","v":3.3560640659768973E-3},{"$f":"MAX(IF($B$3:$B$8786=$B8792,J$3:J$8786))","v":8.6535752688172353E-5},{"$f":"MAX(IF($B$3:$B$8786=$B8792,K$3:K$8786))","v":3.1913544968606489E-2},null,{"$f":"MAX(IF($B$3:$B$8786=$B8792,M$3:M$8786))","v":2.8032937707392722E-2},{"$f":"MAX(IF($B$3:$B$8786=$B8792,N$3:N$8786))","v":9.2496875549849637E-3},{"$f":"MAX(IF($B$3:$B$8786=$B8792,O$3:O$8786))","v":2.2478780580100185E-4},{"$f":"MAX(IF($B$3:$B$8786=$B8792,P$3:P$8786))","v":2.4284432516604187E-5},{"$f":"MAX(IF($B$3:$B$8786=$B8792,Q$3:Q$8786))","v":5.5594107133987124E-3},{"$f":"MAX(IF($B$3:$B$8786=$B8792,R$3:R$8786))","v":5.2030977981911385E-5},{"$f":"MAX(IF($B$3:$B$8786=$B8792,S$3:S$8786))","v":9.073722865190078E-5},{"$f":"MAX(IF($B$3:$B$8786=$B8792,T$3:T$8786))","v":4.0686515997024421E-2},3.4199999999999994E-3]
[null,6,null,null,{"$f":"MAX(IF($B$3:$B$8786=$B8793,E$3:E$8786))","v":2.3807445140320144E-2},{"$f":"MAX(IF($B$3:$B$8786=$B8793,F$3:F$8786))","v":7.0072998557972523E-3},{"$f":"MAX(IF($B$3:$B$8786=$B8793,G$3:G$8786))","v":3.2840004999999868E-4},{"$f":"MAX(IF($B$3:$B$8786=$B8793,H$3:H$8786))","v":3.2674000000000236E-5},{"$f":"MAX(IF($B$3:$B$8786=$B8793,I$3:I$8786))","v":4.2021890461744673E-3},{"$f":"MAX(IF($B$3:$B$8786=$B8793,J$3:J$8786))","v":8.9420277777777987E-5},{"$f":"MAX(IF($B$3:$B$8786=$B8793,K$3:K$8786))","v":3.3641120986076904E-2},null,{"$f":"MAX(IF($B$3:$B$8786=$B8793,M$3:M$8786))","v":2.8218602500233485E-2},{"$f":"MAX(IF($B$3:$B$8786=$B8793,N$3:N$8786))","v":1.0313700609189666E-2},{"$f":"MAX(IF($B$3:$B$8786=$B8793,O$3:O$8786))","v":2.2478780580100169E-4},{"$f":"MAX(IF($B$3:$B$8786=$B8793,P$3:P$8786))","v":2.4284432516604156E-5},{"$f":"MAX(IF($B$3:$B$8786=$B8793,Q$3:Q$8786))","v":6.9610395820107291E-3},{"$f":"MAX(IF($B$3:$B$8786=$B8793,R$3:R$8786))","v":5.3765343914641697E-5},{"$f":"MAX(IF($B$3:$B$8786=$B8793,S$3:S$8786))","v":1.0117494292214636E-4},{"$f":"MAX(IF($B$3:$B$8786=$B8793,T$3:T$8786))","v":4.3485266709651367E-2},4.0200000000000001E-3]
[null,7,null,null,{"$f":"MAX(IF($B$3:$B$8786=$B8794,E$3:E$8786))","v":2.8692675051049242E-2},{"$f":"MAX(IF($B$3:$B$8786=$B8794,F$3:F$8786))","v":7.438470309941653E-3},{"$f":"MAX(IF($B$3:$B$8786=$B8794,G$3:G$8786))","v":3.2840004999999775E-4},{"$f":"MAX(IF($B$3:$B$8786=$B8794,H$3:H$8786))","v":3.2673999999999952E-5},{"$f":"MAX(IF($B$3:$B$8786=$B8794,I$3:I$8786))","v":4.94726999333689E-3},{"$f":"MAX(IF($B$3:$B$8786=$B8794,J$3:J$8786))","v":8.6535752688172353E-5},{"$f":"MAX(IF($B$3:$B$8786=$B8794,K$3:K$8786))","v":3.9678576045101555E-2},null,{"$f":"MAX(IF($B$3:$B$8786=$B8794,M$3:M$8786))","v":3.4008991185815129E-2},{"$f":"MAX(IF($B$3:$B$8786=$B8794,N$3:N$8786))","v":1.0948319230782497E-2},{"$f":"MAX(IF($B$3:$B$8786=$B8794,O$3:O$8786))","v":2.2478780580100107E-4},{"$f":"MAX(IF($B$3:$B$8786=$B8794,P$3:P$8786))","v":2.4284432516603943E-5},{"$f":"MAX(IF($B$3:$B$8786=$B8794,Q$3:Q$8786))","v":8.1952862824825508E-3},{"$f":"MAX(IF($B$3:$B$8786=$B8794,R$3:R$8786))","v":5.2030977981911385E-5},{"$f":"MAX(IF($B$3:$B$8786=$B8794,S$3:S$8786))","v":1.0740040022888414E-4},{"$f":"MAX(IF($B$3:$B$8786=$B8794,T$3:T$8786))","v":5.1107121979517778E-2},4.2798000000000003E-3]
[null,8,null,null,{"$f":"MAX(IF($B$3:$B$8786=$B8795,E$3:E$8786))","v":2.4828284247806674E-2},{"$f":"MAX(IF($B$3:$B$8786=$B8795,F$3:F$8786))","v":6.4021518049565632E-3},{"$f":"MAX(IF($B$3:$B$8786=$B8795,G$3:G$8786))","v":3.2840004999999775E-4},{"$f":"MAX(IF($B$3:$B$8786=$B8795,H$3:H$8786))","v":3.2673999999999952E-5},{"$f":"MAX(IF($B$3:$B$8786=$B8795,I$3:I$8786))","v":4.1792258959017789E-3},{"$f":"MAX(IF($B$3:$B$8786=$B8795,J$3:J$8786))","v":8.6535752688172353E-5},{"$f":"MAX(IF($B$3:$B$8786=$B8795,K$3:K$8786))","v":3.3182615857151522E-2},null,{"$f":"MAX(IF($B$3:$B$8786=$B8795,M$3:M$8786))","v":2.9428587562514222E-2},{"$f":"MAX(IF($B$3:$B$8786=$B8795,N$3:N$8786))","v":9.4230129050746469E-3},{"$f":"MAX(IF($B$3:$B$8786=$B8795,O$3:O$8786))","v":2.2478780580100107E-4},{"$f":"MAX(IF($B$3:$B$8786=$B8795,P$3:P$8786))","v":2.4284432516603943E-5},{"$f":"MAX(IF($B$3:$B$8786=$B8795,Q$3:Q$8786))","v":6.9230005037542747E-3},{"$f":"MAX(IF($B$3:$B$8786=$B8795,R$3:R$8786))","v":5.2030977981911385E-5},{"$f":"MAX(IF($B$3:$B$8786=$B8795,S$3:S$8786))","v":9.2437508994211657E-5},{"$f":"MAX(IF($B$3:$B$8786=$B8795,T$3:T$8786))","v":4.2393968209840351E-2},3.9756000000000001E-3]
[null,9,null,null,{"$f":"MAX(IF($B$3:$B$8786=$B8796,E$3:E$8786))","v":2.2864374824635443E-2},{"$f":"MAX(IF($B$3:$B$8786=$B8796,F$3:F$8786))","v":6.5421376101897719E-3},{"$f":"MAX(IF($B$3:$B$8786=$B8796,G$3:G$8786))","v":3.3184136000000153E-4},{"$f":"MAX(IF($B$3:$B$8786=$B8796,H$3:H$8786))","v":3.267400000000004E-5},{"$f":"MAX(IF($B$3:$B$8786=$B8796,I$3:I$8786))","v":3.7256319014915091E-3},{"$f":"MAX(IF($B$3:$B$8786=$B8796,J$3:J$8786))","v":8.9420277777777987E-5},{"$f":"MAX(IF($B$3:$B$8786=$B8796,K$3:K$8786))","v":3.2121631344308982E-2},null,{"$f":"MAX(IF($B$3:$B$8786=$B8796,M$3:M$8786))","v":2.7100795603641873E-2},{"$f":"MAX(IF($B$3:$B$8786=$B8796,N$3:N$8786))","v":9.6290511386914381E-3},{"$f":"MAX(IF($B$3:$B$8786=$B8796,O$3:O$8786))","v":2.2714336124011228E-4},{"$f":"MAX(IF($B$3:$B$8786=$B8796,P$3:P$8786))","v":2.428443251660401E-5},{"$f":"MAX(IF($B$3:$B$8786=$B8796,Q$3:Q$8786))","v":6.171609808438768E-3},{"$f":"MAX(IF($B$3:$B$8786=$B8796,R$3:R$8786))","v":5.3765343914641697E-5},{"$f":"MAX(IF($B$3:$B$8786=$B8796,S$3:S$8786))","v":9.4458694921150879E-5},{"$f":"MAX(IF($B$3:$B$8786=$B8796,T$3:T$8786))","v":4.1313649395451978E-2},3.9420000000000002E-3]
[null,10,null,null,{"$f":"MAX(IF($B$3:$B$8786=$B8797,E$3:E$8786))","v":2.9004880033658656E-2},{"$f":"MAX(IF($B$3:$B$8786=$B8797,F$3:F$8786))","v":6.6791856345904763E-3},{"$f":"MAX(IF($B$3:$B$8786=$B8797,G$3:G$8786))","v":3.3184136000000163E-4},{"$f":"MAX(IF($B$3:$B$8786=$B8797,H$3:H$8786))","v":3.2674000000000291E-5},{"$f":"MAX(IF($B$3:$B$8786=$B8797,I$3:I$8786))","v":3.9413907088243797E-3},{"$f":"MAX(IF($B$3:$B$8786=$B8797,J$3:J$8786))","v":8.6535752688172353E-5},{"$f":"MAX(IF($B$3:$B$8786=$B8797,K$3:K$8786))","v":3.6936467467242391E-2},null,{"$f":"MAX(IF($B$3:$B$8786=$B8797,M$3:M$8786))","v":3.4379043001577875E-2},{"$f":"MAX(IF($B$3:$B$8786=$B8797,N$3:N$8786))","v":9.8307653969417676E-3},{"$f":"MAX(IF($B$3:$B$8786=$B8797,O$3:O$8786))","v":2.2714336124011236E-4},{"$f":"MAX(IF($B$3:$B$8786=$B8797,P$3:P$8786))","v":2.4284432516604197E-5},{"$f":"MAX(IF($B$3:$B$8786=$B8797,Q$3:Q$8786))","v":6.5290200966262599E-3},{"$f":"MAX(IF($B$3:$B$8786=$B8797,R$3:R$8786))","v":5.2030977981911385E-5},{"$f":"MAX(IF($B$3:$B$8786=$B8797,S$3:S$8786))","v":9.6437463681112357E-5},{"$f":"MAX(IF($B$3:$B$8786=$B8797,T$3:T$8786))","v":4.6558856098126739E-2},2.7873000000000008E-3]
[null,11,null,null,{"$f":"MAX(IF($B$3:$B$8786=$B8798,E$3:E$8786))","v":3.2498825187375922E-2},{"$f":"MAX(IF($B$3:$B$8786=$B8798,F$3:F$8786))","v":6.7238196636779631E-3},{"$f":"MAX(IF($B$3:$B$8786=$B8798,G$3:G$8786))","v":3.3184136000000163E-4},{"$f":"MAX(IF($B$3:$B$8786=$B8798,H$3:H$8786))","v":3.267400000000027E-5},{"$f":"MAX(IF($B$3:$B$8786=$B8798,I$3:I$8786))","v":4.2757469461097326E-3},{"$f":"MAX(IF($B$3:$B$8786=$B8798,J$3:J$8786))","v":8.8893277777777997E-5},{"$f":"MAX(IF($B$3:$B$8786=$B8798,K$3:K$8786))","v":4.1518502858398074E-2},null,{"$f":"MAX(IF($B$3:$B$8786=$B8798,M$3:M$8786))","v":3.8520363032738467E-2},{"$f":"MAX(IF($B$3:$B$8786=$B8798,N$3:N$8786))","v":9.8964600328876433E-3},{"$f":"MAX(IF($B$3:$B$8786=$B8798,O$3:O$8786))","v":2.2714336124011236E-4},{"$f":"MAX(IF($B$3:$B$8786=$B8798,P$3:P$8786))","v":2.428443251660418E-5},{"$f":"MAX(IF($B$3:$B$8786=$B8798,Q$3:Q$8786))","v":7.0828902287552176E-3},{"$f":"MAX(IF($B$3:$B$8786=$B8798,R$3:R$8786))","v":5.3448476902514645E-5},{"$f":"MAX(IF($B$3:$B$8786=$B8798,S$3:S$8786))","v":9.7081912390064895E-5},{"$f":"MAX(IF($B$3:$B$8786=$B8798,T$3:T$8786))","v":5.2622502061221772E-2},3.1998E-3]
[null,12,null,null,{"$f":"MAX(IF($B$3:$B$8786=$B8799,E$3:E$8786))","v":3.8611834459095232E-2},{"$f":"MAX(IF($B$3:$B$8786=$B8799,F$3:F$8786))","v":6.4892976955872725E-3},{"$f":"MAX(IF($B$3:$B$8786=$B8799,G$3:G$8786))","v":3.3184136000000163E-4},{"$f":"MAX(IF($B$3:$B$8786=$B8799,H$3:H$8786))","v":3.2674000000000291E-5},{"$f":"MAX(IF($B$3:$B$8786=$B8799,I$3:I$8786))","v":4.2974697137577282E-3},{"$f":"MAX(IF($B$3:$B$8786=$B8799,J$3:J$8786))","v":8.6025752688172359E-5},{"$f":"MAX(IF($B$3:$B$8786=$B8799,K$3:K$8786))","v":4.8749628852307395E-2},null,{"$f":"MAX(IF($B$3:$B$8786=$B8799,M$3:M$8786))","v":4.5766019914532267E-2},{"$f":"MAX(IF($B$3:$B$8786=$B8799,N$3:N$8786))","v":9.5512786627534388E-3},{"$f":"MAX(IF($B$3:$B$8786=$B8799,O$3:O$8786))","v":2.2714336124011236E-4},{"$f":"MAX(IF($B$3:$B$8786=$B8799,P$3:P$8786))","v":2.4284432516604197E-5},{"$f":"MAX(IF($B$3:$B$8786=$B8799,Q$3:Q$8786))","v":7.1188745797130066E-3},{"$f":"MAX(IF($B$3:$B$8786=$B8799,R$3:R$8786))","v":5.1724332486304556E-5},{"$f":"MAX(IF($B$3:$B$8786=$B8799,S$3:S$8786))","v":9.369576548271731E-5},{"$f":"MAX(IF($B$3:$B$8786=$B8799,T$3:T$8786))","v":6.1144956516325122E-2},3.9564000000000005E-3]
[]
["CP"]
[null,1,null,null,{"$f":"MAX(IF($K$3:$K$8786=$K8802,E$3:E$8786))","v":4.0614290517999994E-2},{"$f":"MAX(IF($K$3:$K$8786=$K8802,F$3:F$8786))","v":5.0528105498270472E-3},{"$f":"MAX(IF($K$3:$K$8786=$K8802,G$3:G$8786))","v":3.2653446999999754E-4},{"$f":"MAX(IF($K$3:$K$8786=$K8802,H$3:H$8786))","v":3.2674000000000067E-5},{"$f":"MAX(IF($K$3:$K$8786=$K8802,I$3:I$8786))","v":3.3589645304138338E-3},{"$f":"MAX(IF($K$3:$K$8786=$K8802,J$3:J$8786))","v":8.8054462365591703E-5},{"$f":"MAX(IF($B$3:$B$8786=$B8802,K$3:K$8786))","v":4.9473328530606479E-2},null,{"$f":"MAX(IF($T$3:$T$8786=$T8802,M$3:M$8786))","v":4.813950061426172E-2},{"$f":"MAX(IF($T$3:$T$8786=$T8802,N$3:N$8786))","v":7.4369837624055886E-3},{"$f":"MAX(IF($T$3:$T$8786=$T8802,O$3:O$8786))","v":2.2351082781410281E-4},{"$f":"MAX(IF($T$3:$T$8786=$T8802,P$3:P$8786))","v":2.4284432516604031E-5},{"$f":"MAX(IF($T$3:$T$8786=$T8802,Q$3:Q$8786))","v":5.5642154110288932E-3},{"$f":"MAX(IF($T$3:$T$8786=$T8802,R$3:R$8786))","v":5.2944125985274418E-5},{"$f":"MAX(IF($T$3:$T$8786=$T8802,S$3:S$8786))","v":7.2955036818102165E-5},{"$f":"T8788","v":6.1441439174012194E-2},3.9375E-3]
[null,2,null,null,{"$f":"MAX(IF($K$3:$K$8786=$K8803,E$3:E$8786))","v":3.9733374476798096E-2},{"$f":"MAX(IF($K$3:$K$8786=$K8803,F$3:F$8786))","v":4.6723000308432775E-3},{"$f":"MAX(IF($K$3:$K$8786=$K8803,G$3:G$8786))","v":3.2685067000000546E-4},{"$f":"MAX(IF($K$3:$K$8786=$K8803,H$3:H$8786))","v":3.2674163497165099E-5},{"$f":"MAX(IF($K$3:$K$8786=$K8803,I$3:I$8786))","v":3.5214443714256692E-3},{"$f":"MAX(IF($K$3:$K$8786=$K8803,J$3:J$8786))","v":9.1378563218390916E-5},{"$f":"MAX(IF($B$3:$B$8786=$B8803,K$3:K$8786))","v":4.8378022275782598E-2},null,{"$f":"MAX(IF($T$3:$T$8786=$T8803,M$3:M$8786))","v":4.7095364233552144E-2},{"$f":"MAX(IF($T$3:$T$8786=$T8803,N$3:N$8786))","v":6.8769290120441924E-3},{"$f":"MAX(IF($T$3:$T$8786=$T8803,O$3:O$8786))","v":2.2372726476104011E-4},{"$f":"MAX(IF($T$3:$T$8786=$T8803,P$3:P$8786))","v":2.4284554033280008E-5},{"$f":"MAX(IF($T$3:$T$8786=$T8803,Q$3:Q$8786))","v":5.8333676533802569E-3},{"$f":"MAX(IF($T$3:$T$8786=$T8803,R$3:R$8786))","v":5.4942793737144435E-5},{"$f":"MAX(IF($T$3:$T$8786=$T8803,S$3:S$8786))","v":6.7461033302952298E-5},{"$f":"T8789","v":6.0108615511508062E-2},4.1037000000000001E-3]
[null,3,null,null,{"$f":"MAX(IF($K$3:$K$8786=$K8804,E$3:E$8786))","v":3.3121921564640805E-2},{"$f":"MAX(IF($K$3:$K$8786=$K8804,F$3:F$8786))","v":6.1172153914924995E-3},{"$f":"MAX(IF($K$3:$K$8786=$K8804,G$3:G$8786))","v":3.2685067000000459E-4},{"$f":"MAX(IF($K$3:$K$8786=$K8804,H$3:H$8786))","v":3.2674000000000717E-5},{"$f":"MAX(IF($K$3:$K$8786=$K8804,I$3:I$8786))","v":4.038441901526418E-3},{"$f":"MAX(IF($K$3:$K$8786=$K8804,J$3:J$8786))","v":9.1732096774193865E-5},{"$f":"MAX(IF($B$3:$B$8786=$B8804,K$3:K$8786))","v":4.3728835624433929E-2},null,{"$f":"MAX(IF($T$3:$T$8786=$T8804,M$3:M$8786))","v":3.9258909688448071E-2},{"$f":"MAX(IF($T$3:$T$8786=$T8804,N$3:N$8786))","v":9.0036289880736711E-3},{"$f":"MAX(IF($T$3:$T$8786=$T8804,O$3:O$8786))","v":2.2372726476103952E-4},{"$f":"MAX(IF($T$3:$T$8786=$T8804,P$3:P$8786))","v":2.4284432516604512E-5},{"$f":"MAX(IF($T$3:$T$8786=$T8804,Q$3:Q$8786))","v":6.6897880169784537E-3},{"$f":"MAX(IF($T$3:$T$8786=$T8804,R$3:R$8786))","v":5.5155361330150001E-5},{"$f":"MAX(IF($T$3:$T$8786=$T8804,S$3:S$8786))","v":8.8323452801109339E-5},5.525549375210799E-2,3.4682999999999992E-3]
[null,4,null,null,{"$f":"MAX(IF($K$3:$K$8786=$K8805,E$3:E$8786))","v":3.0948477120455901E-2},{"$f":"MAX(IF($K$3:$K$8786=$K8805,F$3:F$8786))","v":5.7398698148971566E-3},{"$f":"MAX(IF($K$3:$K$8786=$K8805,G$3:G$8786))","v":3.2685067000000367E-4},{"$f":"MAX(IF($K$3:$K$8786=$K8805,H$3:H$8786))","v":3.2674000000000345E-5},{"$f":"MAX(IF($K$3:$K$8786=$K8805,I$3:I$8786))","v":3.6851714613134411E-3},{"$f":"MAX(IF($K$3:$K$8786=$K8805,J$3:J$8786))","v":8.9420277777777987E-5},{"$f":"MAX(IF($B$3:$B$8786=$B8805,K$3:K$8786))","v":4.0822463344444282E-2},null,{"$f":"MAX(IF($T$3:$T$8786=$T8805,M$3:M$8786))","v":3.6682759057193481E-2},{"$f":"MAX(IF($T$3:$T$8786=$T8805,N$3:N$8786))","v":8.4482325610195832E-3},{"$f":"MAX(IF($T$3:$T$8786=$T8805,O$3:O$8786))","v":2.2372726476103889E-4},{"$f":"MAX(IF($T$3:$T$8786=$T8805,P$3:P$8786))","v":2.4284432516604237E-5},{"$f":"MAX(IF($T$3:$T$8786=$T8805,Q$3:Q$8786))","v":6.1045859971608071E-3},{"$f":"MAX(IF($T$3:$T$8786=$T8805,R$3:R$8786))","v":5.3765343914641697E-5},{"$f":"MAX(IF($T$3:$T$8786=$T8805,S$3:S$8786))","v":8.2875146326487299E-5},5.1537354656566163E-2,3.272999999999999E-3]
[null,5,null,null,{"$f":"MAX(IF($K$3:$K$8786=$K8806,E$3:E$8786))","v":2.2777761184880074E-2},{"$f":"MAX(IF($K$3:$K$8786=$K8806,F$3:F$8786))","v":5.4415041073631234E-3},{"$f":"MAX(IF($K$3:$K$8786=$K8806,G$3:G$8786))","v":3.2840004999999889E-4},{"$f":"MAX(IF($K$3:$K$8786=$K8806,H$3:H$8786))","v":3.2674000000000277E-5},{"$f":"MAX(IF($K$3:$K$8786=$K8806,I$3:I$8786))","v":3.2466698736751203E-3},{"$f":"MAX(IF($K$3:$K$8786=$K8806,J$3:J$8786))","v":8.6535752688172353E-5},{"$f":"MAX(IF($B$3:$B$8786=$B8806,K$3:K$8786))","v":3.1913544968606489E-2},null,{"$f":"MAX(IF($T$3:$T$8786=$T8806,M$3:M$8786))","v":2.6998133774245661E-2},{"$f":"MAX(IF($T$3:$T$8786=$T8806,N$3:N$8786))","v":8.0090827254364512E-3},{"$f":"MAX(IF($T$3:$T$8786=$T8806,O$3:O$8786))","v":2.2478780580100185E-4},{"$f":"MAX(IF($T$3:$T$8786=$T8806,P$3:P$8786))","v":2.4284432516604187E-5},{"$f":"MAX(IF($T$3:$T$8786=$T8806,Q$3:Q$8786))","v":5.3781962810427941E-3},{"$f":"MAX(IF($T$3:$T$8786=$T8806,R$3:R$8786))","v":5.2030977981911385E-5},{"$f":"MAX(IF($T$3:$T$8786=$T8806,S$3:S$8786))","v":7.8567191186718687E-5},4.0686515997024421E-2,3.4199999999999994E-3]
[null,6,null,null,{"$f":"MAX(IF($K$3:$K$8786=$K8807,E$3:E$8786))","v":2.3290748997009416E-2},{"$f":"MAX(IF($K$3:$K$8786=$K8807,F$3:F$8786))","v":6.3473973716370114E-3},{"$f":"MAX(IF($K$3:$K$8786=$K8807,G$3:G$8786))","v":0},{"$f":"MAX(IF($K$3:$K$8786=$K8807,H$3:H$8786))","v":0},{"$f":"MAX(IF($K$3:$K$8786=$K8807,I$3:I$8786))","v":3.9135543396526971E-3},{"$f":"MAX(IF($K$3:$K$8786=$K8807,J$3:J$8786))","v":8.9420277777777987E-5},{"$f":"MAX(IF($B$3:$B$8786=$B8807,K$3:K$8786))","v":3.3641120986076904E-2},null,{"$f":"MAX(IF($T$3:$T$8786=$T8807,M$3:M$8786))","v":2.7606170422975612E-2},{"$f":"MAX(IF($T$3:$T$8786=$T8807,N$3:N$8786))","v":9.3424225430371946E-3},{"$f":"MAX(IF($T$3:$T$8786=$T8807,O$3:O$8786))","v":0},{"$f":"MAX(IF($T$3:$T$8786=$T8807,P$3:P$8786))","v":0},{"$f":"MAX(IF($T$3:$T$8786=$T8807,Q$3:Q$8786))","v":6.4829083997239162E-3},{"$f":"MAX(IF($T$3:$T$8786=$T8807,R$3:R$8786))","v":5.3765343914641697E-5},{"$f":"MAX(IF($T$3:$T$8786=$T8807,S$3:S$8786))","v":9.1646936765272865E-5},4.3485266709651367E-2,4.0200000000000001E-3]
[null,7,null,null,{"$f":"MAX(IF($K$3:$K$8786=$K8808,E$3:E$8786))","v":2.8170752153855273E-2},{"$f":"MAX(IF($K$3:$K$8786=$K8808,F$3:F$8786))","v":6.7953842739724686E-3},{"$f":"MAX(IF($K$3:$K$8786=$K8808,G$3:G$8786))","v":0},{"$f":"MAX(IF($K$3:$K$8786=$K8808,H$3:H$8786))","v":0},{"$f":"MAX(IF($K$3:$K$8786=$K8808,I$3:I$8786))","v":4.6259038645856407E-3},{"$f":"MAX(IF($K$3:$K$8786=$K8808,J$3:J$8786))","v":8.6535752688172353E-5},{"$f":"MAX(IF($B$3:$B$8786=$B8808,K$3:K$8786))","v":3.9678576045101555E-2},null,{"$f":"MAX(IF($T$3:$T$8786=$T8808,M$3:M$8786))","v":3.3390363916703261E-2},{"$f":"MAX(IF($T$3:$T$8786=$T8808,N$3:N$8786))","v":1.0001792469058508E-2},{"$f":"MAX(IF($T$3:$T$8786=$T8808,O$3:O$8786))","v":0},{"$f":"MAX(IF($T$3:$T$8786=$T8808,P$3:P$8786))","v":0},{"$f":"MAX(IF($T$3:$T$8786=$T8808,Q$3:Q$8786))","v":7.6629346157740929E-3},{"$f":"MAX(IF($T$3:$T$8786=$T8808,R$3:R$8786))","v":5.2030977981911385E-5},{"$f":"MAX(IF($T$3:$T$8786=$T8808,S$3:S$8786))","v":9.8115198464700625E-5},5.1107121979517778E-2,4.2798000000000003E-3]
[null,8,null,null,{"$f":"MAX(IF($K$3:$K$8786=$K8809,E$3:E$8786))","v":2.4572207559971013E-2},{"$f":"MAX(IF($K$3:$K$8786=$K8809,F$3:F$8786))","v":4.890462395325897E-3},{"$f":"MAX(IF($K$3:$K$8786=$K8809,G$3:G$8786))","v":0},{"$f":"MAX(IF($K$3:$K$8786=$K8809,H$3:H$8786))","v":0},{"$f":"MAX(IF($K$3:$K$8786=$K8809,I$3:I$8786))","v":3.6334101491664384E-3},{"$f":"MAX(IF($K$3:$K$8786=$K8809,J$3:J$8786))","v":8.6535752688172353E-5},{"$f":"MAX(IF($B$3:$B$8786=$B8809,K$3:K$8786))","v":3.3182615857151522E-2},null,{"$f":"MAX(IF($T$3:$T$8786=$T8809,M$3:M$8786))","v":2.9125063760568216E-2},{"$f":"MAX(IF($T$3:$T$8786=$T8809,N$3:N$8786))","v":7.1980314848611839E-3},{"$f":"MAX(IF($T$3:$T$8786=$T8809,O$3:O$8786))","v":0},{"$f":"MAX(IF($T$3:$T$8786=$T8809,P$3:P$8786))","v":0},{"$f":"MAX(IF($T$3:$T$8786=$T8809,Q$3:Q$8786))","v":6.0188419864290405E-3},{"$f":"MAX(IF($T$3:$T$8786=$T8809,R$3:R$8786))","v":5.2030977981911385E-5},{"$f":"MAX(IF($T$3:$T$8786=$T8809,S$3:S$8786))","v":7.0610971970986976E-5},4.2393968209840351E-2,3.9756000000000001E-3]
[null,9,null,null,{"$f":"MAX(IF($K$3:$K$8786=$K8810,E$3:E$8786))","v":2.275434228114739E-2},{"$f":"MAX(IF($K$3:$K$8786=$K8810,F$3:F$8786))","v":5.8455413553653874E-3},{"$f":"MAX(IF($K$3:$K$8786=$K8810,G$3:G$8786))","v":0},{"$f":"MAX(IF($K$3:$K$8786=$K8810,H$3:H$8786))","v":0},{"$f":"MAX(IF($K$3:$K$8786=$K8810,I$3:I$8786))","v":3.4323274300184256E-3},{"$f":"MAX(IF($K$3:$K$8786=$K8810,J$3:J$8786))","v":8.9420277777777987E-5},{"$f":"MAX(IF($B$3:$B$8786=$B8810,K$3:K$8786))","v":3.2121631344308982E-2},null,{"$f":"MAX(IF($T$3:$T$8786=$T8810,M$3:M$8786))","v":2.6970375703964336E-2},{"$f":"MAX(IF($T$3:$T$8786=$T8810,N$3:N$8786))","v":8.6037653131108959E-3},{"$f":"MAX(IF($T$3:$T$8786=$T8810,O$3:O$8786))","v":0},{"$f":"MAX(IF($T$3:$T$8786=$T8810,P$3:P$8786))","v":0},{"$f":"MAX(IF($T$3:$T$8786=$T8810,Q$3:Q$8786))","v":5.6857430344621016E-3},{"$f":"MAX(IF($T$3:$T$8786=$T8810,R$3:R$8786))","v":5.3765343914641697E-5},{"$f":"MAX(IF($T$3:$T$8786=$T8810,S$3:S$8786))","v":8.4400885526376596E-5},4.1313649395451978E-2,3.9420000000000002E-3]
[null,10,null,null,{"$f":"MAX(IF($K$3:$K$8786=$K8811,E$3:E$8786))","v":2.9004880033658656E-2},{"$f":"MAX(IF($K$3:$K$8786=$K8811,F$3:F$8786))","v":4.6988093739623853E-3},{"$f":"MAX(IF($K$3:$K$8786=$K8811,G$3:G$8786))","v":0},{"$f":"MAX(IF($K$3:$K$8786=$K8811,H$3:H$8786))","v":0},{"$f":"MAX(IF($K$3:$K$8786=$K8811,I$3:I$8786))","v":3.1462423069331751E-3},{"$f":"MAX(IF($K$3:$K$8786=$K8811,J$3:J$8786))","v":8.6535752688172353E-5},{"$f":"MAX(IF($B$3:$B$8786=$B8811,K$3:K$8786))","v":3.6936467467242391E-2},null,{"$f":"MAX(IF($T$3:$T$8786=$T8811,M$3:M$8786))","v":3.4379043001577875E-2},{"$f":"MAX(IF($T$3:$T$8786=$T8811,N$3:N$8786))","v":6.9159468126097782E-3},{"$f":"MAX(IF($T$3:$T$8786=$T8811,O$3:O$8786))","v":0},{"$f":"MAX(IF($T$3:$T$8786=$T8811,P$3:P$8786))","v":0},{"$f":"MAX(IF($T$3:$T$8786=$T8811,Q$3:Q$8786))","v":5.2118353059571717E-3},{"$f":"MAX(IF($T$3:$T$8786=$T8811,R$3:R$8786))","v":5.2030977981911385E-5},{"$f":"MAX(IF($T$3:$T$8786=$T8811,S$3:S$8786))","v":6.7843788619860909E-5},4.6558856098126739E-2,2.7873000000000008E-3]
[null,11,null,null,{"$f":"MAX(IF($K$3:$K$8786=$K8812,E$3:E$8786))","v":3.2498825187375922E-2},{"$f":"MAX(IF($K$3:$K$8786=$K8812,F$3:F$8786))","v":5.455138121007291E-3},{"$f":"MAX(IF($K$3:$K$8786=$K8812,G$3:G$8786))","v":0},{"$f":"MAX(IF($K$3:$K$8786=$K8812,H$3:H$8786))","v":0},{"$f":"MAX(IF($K$3:$K$8786=$K8812,I$3:I$8786))","v":3.4756462722370781E-3},{"$f":"MAX(IF($K$3:$K$8786=$K8812,J$3:J$8786))","v":8.8893277777777997E-5},{"$f":"MAX(IF($B$3:$B$8786=$B8812,K$3:K$8786))","v":4.1518502858398074E-2},null,{"$f":"MAX(IF($T$3:$T$8786=$T8812,M$3:M$8786))","v":3.5655405724145557E-2},{"$f":"MAX(IF($T$3:$T$8786=$T8812,N$3:N$8786))","v":9.8928568863854444E-3},{"$f":"MAX(IF($T$3:$T$8786=$T8812,O$3:O$8786))","v":0},{"$f":"MAX(IF($T$3:$T$8786=$T8812,P$3:P$8786))","v":0},{"$f":"MAX(IF($T$3:$T$8786=$T8812,Q$3:Q$8786))","v":7.0207909737882573E-3},{"$f":"MAX(IF($T$3:$T$8786=$T8812,R$3:R$8786))","v":5.3448476902514645E-5},{"$f":"MAX(IF($T$3:$T$8786=$T8812,S$3:S$8786))","v":9.704656638231135E-5},5.2622502061221772E-2,3.1998E-3]
[null,12,null,null,{"$f":"MAX(IF($K$3:$K$8786=$K8813,E$3:E$8786))","v":3.8611834459095232E-2},{"$f":"MAX(IF($K$3:$K$8786=$K8813,F$3:F$8786))","v":5.8340787411199488E-3},{"$f":"MAX(IF($K$3:$K$8786=$K8813,G$3:G$8786))","v":3.3184136000000163E-4},{"$f":"MAX(IF($K$3:$K$8786=$K8813,H$3:H$8786))","v":3.2674000000000291E-5},{"$f":"MAX(IF($K$3:$K$8786=$K8813,I$3:I$8786))","v":3.8531745394040358E-3},{"$f":"MAX(IF($K$3:$K$8786=$K8813,J$3:J$8786))","v":8.6025752688172359E-5},{"$f":"MAX(IF($B$3:$B$8786=$B8813,K$3:K$8786))","v":4.8749628852307395E-2},null,{"$f":"MAX(IF($T$3:$T$8786=$T8813,M$3:M$8786))","v":4.5321581345328626E-2},{"$f":"MAX(IF($T$3:$T$8786=$T8813,N$3:N$8786))","v":8.9712767165064499E-3},{"$f":"MAX(IF($T$3:$T$8786=$T8813,O$3:O$8786))","v":0},{"$f":"MAX(IF($T$3:$T$8786=$T8813,P$3:P$8786))","v":0},{"$f":"MAX(IF($T$3:$T$8786=$T8813,Q$3:Q$8786))","v":6.8003741220037401E-3},{"$f":"MAX(IF($T$3:$T$8786=$T8813,R$3:R$8786))","v":5.1724332486304556E-5},{"$f":"MAX(IF($T$3:$T$8786=$T8813,S$3:S$8786))","v":8.8006084733793235E-5},6.1144956516325122E-2,3.9564000000000005E-3]
[]
["4CP",{"$f":"SUMIF($K$8802:$K$8813,$K8815,B$8802:B$8813)","v":1},null,null,{"$f":"SUMIF($K$8802:$K$8813,$K8815,E$8802:E$8813)","v":4.0614290517999994E-2},5.0528105498270472E-3,3.2653446999999754E-4,3.2674000000000067E-5,3.3589645304138338E-3,8.8054462365591703E-5,{"$f":"LARGE(K$8802:K$8813,1)","v":4.9473328530606479E-2},null,{"$f":"SUMIF($T$8802:$T$8813,$T8815,M$8802:M$8813)","v":4.813950061426172E-2},7.4369837624055886E-3,2.2351082781410281E-4,2.4284432516604031E-5,5.5642154110288932E-3,5.2944125985274418E-5,7.2955036818102165E-5,{"$f":"LARGE(T$8802:T$8813,1)","v":6.1441439174012194E-2},4.2798000000000003E-3]
[null,{"$f":"SUMIF($K$8802:$K$8813,$K8816,B$8802:B$8813)","v":12},null,null,3.8611834459095232E-2,5.8340787411199488E-3,3.3184136000000163E-4,3.2674000000000291E-5,3.8531745394040358E-3,8.6025752688172359E-5,{"$f":"LARGE(K$8802:K$8813,2)","v":4.8749628852307395E-2},null,4.5321581345328626E-2,8.9712767165064499E-3,0,0,6.8003741220037401E-3,5.1724332486304556E-5,8.8006084733793235E-5,{"$f":"LARGE(T$8802:T$8813,2)","v":6.1144956516325122E-2},4.1037000000000001E-3]
[null,{"$f":"SUMIF($K$8802:$K$8813,$K8817,B$8802:B$8813)","v":2},null,null,3.9733374476798096E-2,4.6723000308432775E-3,3.2685067000000546E-4,3.2674163497165099E-5,3.5214443714256692E-3,9.1378563218390916E-5,{"$f":"LARGE(K$8802:K$8813,3)","v":4.8378022275782598E-2},null,4.7095364233552144E-2,6.8769290120441924E-3,2.2372726476104011E-4,2.4284554033280008E-5,5.8333676533802569E-3,5.4942793737144435E-5,6.7461033302952298E-5,{"$f":"LARGE(T$8802:T$8813,3)","v":6.0108615511508062E-2},4.0200000000000001E-3]
[null,{"$f":"SUMIF($K$8802:$K$8813,$K8818,B$8802:B$8813)","v":3},null,null,3.3121921564640805E-2,6.1172153914924995E-3,3.2685067000000459E-4,3.2674000000000717E-5,4.038441901526418E-3,9.1732096774193865E-5,{"$f":"LARGE(K$8802:K$8813,4)","v":4.3728835624433929E-2},null,3.9258909688448071E-2,9.0036289880736711E-3,2.2372726476103952E-4,2.4284432516604512E-5,6.6897880169784537E-3,5.5155361330150001E-5,8.8323452801109339E-5,{"$f":"LARGE(T$8802:T$8813,4)","v":5.525549375210799E-2},3.9756000000000001E-3]

{"sheet":"2006 Input to CA model","index":2,"n_rows":33,"n_cols":23,"rows_kept":33,"cut":false,"hidden":true,"merged":[]}
[]
[" Feed into OEB Cost Allocation Model (version 50) sheet \"I6 Customer Data\", row 27"]
[null,null,null,1,2,3,4,5,6,7,8,9,10,11,12,13,14,15,16,17,18,19,20]
[null,"ID","Total","Residential","GS>50kW","Street Lighting","Sentinel Lighting","GS<50 kW","Intermediate Use"]
[]
["kWh - 30 year weather normalized amount",null,117394248.5599993,27252917.784579217,23215769.788801715,1125333.4197785456,66176.723736146203,13029066.168827049,52704984.674276628]
[]
[]
[" Feed into OEB Cost Allocation Model sheet (version 50) \"I8 Demand Data\", row 40, 45, 50, 55, 61 and 67"]
[null,null,null,1,2,3,4,5,6,7,8,9,10,11,12,13,14,15,16,17,18,19,20]
["Customer Classes",null,"Total","Residential","GS>50kW","Street Lighting","Sentinel Lighting","GS<50 kW","Intermediate Use"]
[]
["CO-INCIDENT PEAK (kW)"]
[]
["1 CP"]
["Total Sytem CP ","DCP1",20665.512025152646,5602.1256841321529,4189.7877464117391,88.251643192443694,5.2040631344716193,1996.1333842516831,8784.009504030153]
[]
["4 CP"]
["Total Sytem CP ","DCP4",77906.483311984572,20277.764320881102,14949.540304066282,413.62687279176595,24.369770661662308,7884.0022608019917,34357.179782781772]
[]
["12 CP"]
["Total Sytem CP ","DCP12",207861.30993133865,45434.765689877546,39616.170266053094,678.81085591669057,39.913807877974023,19540.402239073126,102551.24707254022]
[]
["NON CO_INCIDENT PEAK (kW)"]
[]
["1 NCP"]
["Classification NCP from \n Load Data Provider","DNCP1",23822.059988363984,7713.6156722716323,4242.6110315959131,269.19509946941503,15.874064092104081,2460.7012378860186,9120.0628830489022]
[]
["4 NCP"]
["Classification NCP from \n Load Data Provider","DNCP4",88383.421344097995,25897.207861828771,16100.924044653364,1064.6597408750838,62.741492773824774,9088.1621205642368,36169.726083402711]
[]
["12 NCP"]
["Classification NCP from \n Load Data Provider","DNCP12",230746.26075442176,57815.054195720149,42285.092050463514,3151.1776304861446,185.3457729666826,22440.967934046836,104868.62317073841]

{"sheet":"Revised Inputs to CA model","index":3,"n_rows":33,"n_cols":18,"rows_kept":33,"cut":false,"hidden":false,"merged":[[8,10,8,17]]}
[]
[" Feed into OEB Cost Allocation Model (version 50) sheet \"I6 Customer Data\", row 27"]
[]
[null,"ID","Total",{"$f":"'Hourly load shapes by class'!E2","v":"Residential"},{"$f":"'Hourly load shapes by class'!F2","v":"GS>50kW"},{"$f":"'Hourly load shapes by class'!G2","v":"Street Lighting"},{"$f":"'Hourly load shapes by class'!H2","v":"Sentinel Lighting"},{"$f":"'Hourly load shapes by class'!I2","v":"GS<50kW"},{"$f":"'Hourly load shapes by class'!J2","v":"USL"}]
[]
["kWh - 30 year weather normalized amount",null,{"$f":"SUM(D6:I6)","v":301134867.11919528},{"$f":"'Hourly load shapes by class'!W4","v":196515749.97726756},{"$f":"'Hourly load shapes by class'!X4","v":59688867.208894171},{"$f":"'Hourly load shapes by class'!Y4","v":895336.08733680099},{"$f":"'Hourly load shapes by class'!Z4","v":96591.330334792976},{"$f":"'Hourly load shapes by class'!AA4","v":43471713.172288813},{"$f":"'Hourly load shapes by class'!AB4","v":466609.34307314234}]
[]
[]
[" Feed into OEB Cost Allocation Model sheet (version 50) \"I8 Demand Data\", row 40, 45, 50, 55, 61 and 67",null,null,null,null,null,null,null,null,null,"2024 Demand Data"]
[]
["Customer Classes",null,"Total",{"$f":"'Hourly load shapes by class'!E2","v":"Residential"},{"$f":"'Hourly load shapes by class'!F2","v":"GS>50kW"},{"$f":"'Hourly load shapes by class'!G2","v":"Street Lighting"},{"$f":"'Hourly load shapes by class'!H2","v":"Sentinel Lighting"},{"$f":"'Hourly load shapes by class'!I2","v":"GS<50kW"},{"$f":"'Hourly load shapes by class'!J2","v":"USL"},null,null,{"$f":"D11","v":"Residential"},{"$f":"E11","v":"GS>50kW"},{"$f":"F11","v":"Street Lighting"},{"$f":"G11","v":"Sentinel Lighting"},"GS<50kW","USL","ED "]
[]
["CO-INCIDENT PEAK (kW)"]
[]
["1 CP"]
["Total Sytem CP ","DCP1",{"$f":"SUM(D16:I16)","v":49473.328530606464},{"$f":"'Hourly load shapes by class'!E8802*1000000","v":40614.290517999994},{"$f":"'Hourly load shapes by class'!F8802*1000000","v":5052.810549827047},{"$f":"'Hourly load shapes by class'!G8802*1000000","v":326.53446999999755},{"$f":"'Hourly load shapes by class'!H8802*1000000","v":32.674000000000063},{"$f":"'Hourly load shapes by class'!I8802*1000000","v":3358.9645304138339},{"$f":"'Hourly load shapes by class'!J8802*1000000","v":88.054462365591704},null,null,{"$f":"'Hourly load shapes by class'!M8815*1000000","v":48139.50061426172},{"$f":"'Hourly load shapes by class'!N8815*1000000","v":7436.983762405589},{"$f":"'Hourly load shapes by class'!O8815*1000000","v":223.51082781410281},{"$f":"'Hourly load shapes by class'!P8815*1000000","v":24.284432516604031},{"$f":"'Hourly load shapes by class'!Q8815*1000000","v":5564.215411028893},{"$f":"'Hourly load shapes by class'!R8815*1000000","v":52.944125985274418},{"$f":"'Hourly load shapes by class'!S8815*1000000","v":72.955036818102158}]
[]
["4 CP"]
["Total Sytem CP ","DCP4",{"$f":"SUM(D19:I19)","v":190329.81528313036},{"$f":"SUM('Hourly load shapes by class'!E8815:E8818)*1000000","v":152081.42101853411},{"$f":"SUM('Hourly load shapes by class'!F8815:F8818)*1000000","v":21676.404713282773},{"$f":"SUM('Hourly load shapes by class'!G8815:G8818)*1000000","v":1312.0771700000091},{"$f":"SUM('Hourly load shapes by class'!H8815:H8818)*1000000","v":130.6961634971662},{"$f":"SUM('Hourly load shapes by class'!I8815:I8818)*1000000","v":14772.025342769957},{"$f":"SUM('Hourly load shapes by class'!J8815:J8818)*1000000","v":357.19087504634888},null,null,{"$f":"SUM('Hourly load shapes by class'!M8815:M8818)*1000000","v":179815.3558815906},{"$f":"SUM('Hourly load shapes by class'!N8815:N8818)*1000000","v":32288.818479029902},{"$f":"SUM('Hourly load shapes by class'!O8815:O8818)*1000000","v":670.96535733618248},{"$f":"SUM('Hourly load shapes by class'!P8815:P8818)*1000000","v":72.853419066488541},{"$f":"SUM('Hourly load shapes by class'!Q8815:Q8818)*1000000","v":24887.745203391347},{"$f":"SUM('Hourly load shapes by class'!R8815:R8818)*1000000","v":214.7666135388734},{"$f":"SUM('Hourly load shapes by class'!S8815:S8818)*1000000","v":316.74560765595703}]
[]
["12 CP"]
["Total Sytem CP ","DCP12",{"$f":"SUM(D22:I22)","v":480144.73815446056},{"$f":"SUM('Hourly load shapes by class'!E8802:E8813)*1000000","v":366099.41553688771},{"$f":"SUM('Hourly load shapes by class'!F8802:F8813)*1000000","v":66890.511526813498},{"$f":"SUM('Hourly load shapes by class'!G8802:G8813)*1000000","v":1967.3278900000116},{"$f":"SUM('Hourly load shapes by class'!H8802:H8813)*1000000","v":196.04416349716681},{"$f":"SUM('Hourly load shapes by class'!I8802:I8813)*1000000","v":43930.951040351974},{"$f":"SUM('Hourly load shapes by class'!J8802:J8813)*1000000","v":1060.4879969101501},null,null,{"$f":"SUM('Hourly load shapes by class'!M8802:M8813)*1000000","v":430622.67124296463},{"$f":"SUM('Hourly load shapes by class'!N8802:N8813)*1000000","v":100700.94927454894},{"$f":"SUM('Hourly load shapes by class'!O8802:O8813)*1000000","v":1119.4804278982233},{"$f":"SUM('Hourly load shapes by class'!P8802:P8813)*1000000","v":121.42228409969697},{"$f":"SUM('Hourly load shapes by class'!Q8802:Q8813)*1000000","v":74453.581797729523},{"$f":"SUM('Hourly load shapes by class'!R8802:R8813)*1000000","v":637.63503411295869},{"$f":"SUM('Hourly load shapes by class'!S8802:S8813)*1000000","v":987.85229289867232}]
[]
["NON CO_INCIDENT PEAK (kW)"]
[]
["1 NCP"]
["Classification NCP from \n Load Data Provider","DNCP1",{"$f":"SUM(D27:I27)","v":52171.172797562911},{"$f":"'Hourly load shapes by class'!E8788*1000000","v":40614.290517999994},{"$f":"'Hourly load shapes by class'!F8788*1000000","v":6456.0232658108162},{"$f":"'Hourly load shapes by class'!G8788*1000000","v":326.53446999999755},{"$f":"'Hourly load shapes by class'!H8788*1000000","v":32.674000000000063},{"$f":"'Hourly load shapes by class'!I8788*1000000","v":4653.5960813865095},{"$f":"'Hourly load shapes by class'!J8788*1000000","v":88.054462365591704},null,null,{"$f":"MAX('Hourly load shapes by class'!M8788:M8799)*1000000","v":48139.50061426172},{"$f":"MAX('Hourly load shapes by class'!N8788:N8799)*1000000","v":10948.319230782497},{"$f":"MAX('Hourly load shapes by class'!O8788:O8799)*1000000","v":227.14336124011237},{"$f":"MAX('Hourly load shapes by class'!P8788:P8799)*1000000","v":24.284554033280006},{"$f":"MAX('Hourly load shapes by class'!Q8788:Q8799)*1000000","v":8195.2862824825515},{"$f":"MAX('Hourly load shapes by class'!R8788:R8799)*1000000","v":55.155361330150001},{"$f":"MAX('Hourly load shapes by class'!S8788:S8799)*1000000","v":107.40040022888414}]
[]
["4 NCP"]
["Classification NCP from \n Load Data Provider","DNCP4",{"$f":"SUM(D30:I30)","v":201923.76324581855},{"$f":"(LARGE('Hourly load shapes by class'!E8788:E8799,1)+LARGE('Hourly load shapes by class'!E8788:E8799,2)+LARGE('Hourly load shapes by class'!E8788:E8799,3)+LARGE('Hourly load shapes by class'!E8788:E8799,4))*1000000","v":153920.7162419291},{"$f":"(LARGE('Hourly load shapes by class'!F8788:F8799,1)+LARGE('Hourly load shapes by class'!F8788:F8799,2)+LARGE('Hourly load shapes by class'!F8788:F8799,3)+LARGE('Hourly load shapes by class'!F8788:F8799,4))*1000000","v":28008.951450253295},{"$f":"(LARGE('Hourly load shapes by class'!G8788:G8799,1)+LARGE('Hourly load shapes by class'!G8788:G8799,2)+LARGE('Hourly load shapes by class'!G8788:G8799,3)+LARGE('Hourly load shapes by class'!G8788:G8799,4))*1000000","v":1327.3654400000066},{"$f":"(LARGE('Hourly load shapes by class'!H8788:H8799,1)+LARGE('Hourly load shapes by class'!H8788:H8799,2)+LARGE('Hourly load shapes by class'!H8788:H8799,3)+LARGE('Hourly load shapes by class'!H8788:H8799,4))*1000000","v":130.69616349716645},{"$f":"(LARGE('Hourly load shapes by class'!I8788:I8799,1)+LARGE('Hourly load shapes by class'!I8788:I8799,2)+LARGE('Hourly load shapes by class'!I8788:I8799,3)+LARGE('Hourly load shapes by class'!I8788:I8799,4))*1000000","v":18174.082734590862},{"$f":"(LARGE('Hourly load shapes by class'!J8788:J8799,1)+LARGE('Hourly load shapes by class'!J8788:J8799,2)+LARGE('Hourly load shapes by class'!J8788:J8799,3)+LARGE('Hourly load shapes by class'!J8788:J8799,4))*1000000","v":361.95121554814074},null,null,{"$f":"(LARGE('Hourly load shapes by class'!M8788:M8799,1)+LARGE('Hourly load shapes by class'!M8788:M8799,2)+LARGE('Hourly load shapes by class'!M8788:M8799,3)+LARGE('Hourly load shapes by class'!M8788:M8799,4))*1000000","v":182439.883094647},{"$f":"(LARGE('Hourly load shapes by class'!N8788:N8799,1)+LARGE('Hourly load shapes by class'!N8788:N8799,2)+LARGE('Hourly load shapes by class'!N8788:N8799,3)+LARGE('Hourly load shapes by class'!N8788:N8799,4))*1000000","v":41225.000439541553},{"$f":"(LARGE('Hourly load shapes by class'!O8788:O8799,1)+LARGE('Hourly load shapes by class'!O8788:O8799,2)+LARGE('Hourly load shapes by class'!O8788:O8799,3)+LARGE('Hourly load shapes by class'!O8788:O8799,4))*1000000","v":908.57344496044936},{"$f":"(LARGE('Hourly load shapes by class'!P8788:P8799,1)+LARGE('Hourly load shapes by class'!P8788:P8799,2)+LARGE('Hourly load shapes by class'!P8788:P8799,3)+LARGE('Hourly load shapes by class'!P8788:P8799,4))*1000000","v":97.137851583092953},{"$f":"(LARGE('Hourly load shapes by class'!Q8788:Q8799,1)+LARGE('Hourly load shapes by class'!Q8788:Q8799,2)+LARGE('Hourly load shapes by class'!Q8788:Q8799,3)+LARGE('Hourly load shapes by class'!Q8788:Q8799,4))*1000000","v":30105.858611333944},{"$f":"(LARGE('Hourly load shapes by class'!R8788:R8799,1)+LARGE('Hourly load shapes by class'!R8788:R8799,2)+LARGE('Hourly load shapes by class'!R8788:R8799,3)+LARGE('Hourly load shapes by class'!R8788:R8799,4))*1000000","v":217.62884289657782},{"$f":"(LARGE('Hourly load shapes by class'!S8788:S8799,1)+LARGE('Hourly load shapes by class'!S8788:S8799,2)+LARGE('Hourly load shapes by class'!S8788:S8799,3)+LARGE('Hourly load shapes by class'!S8788:S8799,4))*1000000","v":404.40742120434504}]
[]
["12 NCP"]
["Classification NCP from \n Load Data Provider","DNCP12",{"$f":"SUM(D33:I33)","v":504539.84488841851},{"$f":"SUM('Hourly load shapes by class'!E8788:E8799)*1000000","v":370216.48148235941},{"$f":"SUM('Hourly load shapes by class'!F8788:F8799)*1000000","v":79538.443164997676},{"$f":"SUM('Hourly load shapes by class'!G8788:G8799)*1000000","v":3948.0521200000094},{"$f":"SUM('Hourly load shapes by class'!H8788:H8799)*1000000","v":392.08816349716756},{"$f":"SUM('Hourly load shapes by class'!I8788:I8799)*1000000","v":49384.291960654096},{"$f":"SUM('Hourly load shapes by class'!J8788:J8799)*1000000","v":1060.4879969101501},null,null,{"$f":"SUM('Hourly load shapes by class'!M8788:M8799)*1000000","v":438811.96274575428},{"$f":"SUM('Hourly load shapes by class'!N8788:N8799)*1000000","v":117068.72926897189},{"$f":"SUM('Hourly load shapes by class'!O8788:O8799)*1000000","v":2702.417290261677},{"$f":"SUM('Hourly load shapes by class'!P8788:P8799)*1000000","v":291.4133117159256},{"$f":"SUM('Hourly load shapes by class'!Q8788:Q8799)*1000000","v":81806.412631683124},{"$f":"SUM('Hourly load shapes by class'!R8788:R8799)*1000000","v":637.63503411295869},{"$f":"SUM('Hourly load shapes by class'!S8788:S8799)*1000000","v":1148.416310553253}]